## Region 9 Tribal UST Compartment
Region | Location ID | Facility Name | Tank Name | Compartment Name | Compartment Status Description | Compartment Capacity | Federally Regulated | Date Of Tankstatchange | Substance Description | Overfill Installed | Spill Installed | Tribe | Locname | Street Address | City | State | Zip
9 | AGUA001 | GOODYEAR AUTO SERVICE CENTER | TANK 1 | TANK 1 Compartment | Permanently Out of Use | 500 | TRUE |  | Used Oil | FALSE | Unknown | Agua Caliente Band of Cahuilla Indians of the Agua Caliente Indian Reservation, California | GOODYEAR AUTO SERVICE CENTER | 296 SOUTH INDIAN CANYON ROAD | Palm Springs | CA | 92262
9 | AGUA002 | ALL-IN-ONE TEXACO | TANK 1 | TANK 1 Compartment | Permanently Out of Use | 12000 | TRUE |  | Gasoline (containing <=10% ethanol) | FALSE | Unknown | Agua Caliente Band of Cahuilla Indians of the Agua Caliente Indian Reservation, California | ALL-IN-ONE TEXACO | 412 S. INDIAN RIVERSIDE | Palm Springs | CA | 92262
9 | AGUA002 | ALL-IN-ONE TEXACO | TANK 4 | TANK 4 Compartment | Permanently Out of Use | 1000 | TRUE |  | Used Oil | FALSE | Unknown | Agua Caliente Band of Cahuilla Indians of the Agua Caliente Indian Reservation, California | ALL-IN-ONE TEXACO | 412 S. INDIAN RIVERSIDE | Palm Springs | CA | 92262
9 | AGUA002 | ALL-IN-ONE TEXACO | TANK 3 | TANK 3 Compartment | Permanently Out of Use | 12000 | TRUE |  | Gasoline (containing <=10% ethanol) | FALSE | Unknown | Agua Caliente Band of Cahuilla Indians of the Agua Caliente Indian Reservation, California | ALL-IN-ONE TEXACO | 412 S. INDIAN RIVERSIDE | Palm Springs | CA | 92262
9 | AGUA002 | ALL-IN-ONE TEXACO | TANK 2 | TANK 2 Compartment | Permanently Out of Use | 12000 | TRUE |  | Diesel | FALSE | Unknown | Agua Caliente Band of Cahuilla Indians of the Agua Caliente Indian Reservation, California | ALL-IN-ONE TEXACO | 412 S. INDIAN RIVERSIDE | Palm Springs | CA | 92262
9 | AGUA003 | MAGRUDER CHEVROLET | TANK 1 | TANK 1 Compartment | Permanently Out of Use | 500 | TRUE |  | Used Oil | FALSE | Unknown | Agua Caliente Band of Cahuilla Indians of the Agua Caliente Indian Reservation, California | MAGRUDER CHEVROLET | 999 SO. PALM CANYON DRIVE | Palm Springs | CA | 92261
9 | AGUA003 | MAGRUDER CHEVROLET | TANK 2 | TANK 2 Compartment | Permanently Out of Use | 1000 | TRUE |  | Gasoline (containing <=10% ethanol) | FALSE | Spill Bucket | Agua Caliente Band of Cahuilla Indians of the Agua Caliente Indian Reservation, California | MAGRUDER CHEVROLET | 999 SO. PALM CANYON DRIVE | Palm Springs | CA | 92261
9 | AGUA004 | ULTRAMAR #667 | TANK 1 | TANK 1 Compartment | Currently in Use | 10000 | TRUE |  | Gasoline (containing <=10% ethanol) | TRUE | Spill Bucket | Agua Caliente Band of Cahuilla Indians of the Agua Caliente Indian Reservation, California | ULTRAMAR #667 | 69123 RAMON ROAD | Cathedral City | CA | 92234
9 | AGUA004 | ULTRAMAR #667 | TANK 4 | TANK 4 Compartment | Currently in Use | 10000 | TRUE |  | Diesel | TRUE | Spill Bucket | Agua Caliente Band of Cahuilla Indians of the Agua Caliente Indian Reservation, California | ULTRAMAR #667 | 69123 RAMON ROAD | Cathedral City | CA | 92234
9 | AGUA004 | ULTRAMAR #667 | TANK 3 | TANK 3 Compartment | Currently in Use | 10000 | TRUE |  | Gasoline (containing <=10% ethanol) | TRUE | Spill Bucket | Agua Caliente Band of Cahuilla Indians of the Agua Caliente Indian Reservation, California | ULTRAMAR #667 | 69123 RAMON ROAD | Cathedral City | CA | 92234
9 | AGUA004 | ULTRAMAR #667 | TANK 2 | TANK 2 Compartment | Currently in Use | 10000 | TRUE |  | Gasoline (containing <=10% ethanol) | TRUE | Spill Bucket | Agua Caliente Band of Cahuilla Indians of the Agua Caliente Indian Reservation, California | ULTRAMAR #667 | 69123 RAMON ROAD | Cathedral City | CA | 92234
9 | AGUA005 | CATHEDRAL CANYON COUNTRY CLUB aka LAWRENCE WELK'S DESERT OASIS | TANK 1 | TANK 1 Compartment | Permanently Out of Use | 10000 | TRUE |  | Gasoline (containing <=10% ethanol) | FALSE | Unknown | Agua Caliente Band of Cahuilla Indians of the Agua Caliente Indian Reservation, California | CATHEDRAL CANYON COUNTRY CLUB aka LAWRENCE WELK'S DESERT OASIS | 68311 PASEO REAL | Cathedral City | CA | 92234
9 | AGUA005 | CATHEDRAL CANYON COUNTRY CLUB aka LAWRENCE WELK'S DESERT OASIS | TANK 2 | TANK 2 Compartment | Permanently Out of Use | 550 | TRUE |  | Diesel | FALSE | Unknown | Agua Caliente Band of Cahuilla Indians of the Agua Caliente Indian Reservation, California | CATHEDRAL CANYON COUNTRY CLUB aka LAWRENCE WELK'S DESERT OASIS | 68311 PASEO REAL | Cathedral City | CA | 92234
9 | AGUA006 | CATHEDRAL CITY OIL (now EQUILION was SHELL) | TANK 1 | TANK 1 Compartment | Permanently Out of Use | 550 | TRUE |  | Used Oil | TRUE | Spill Bucket | Agua Caliente Band of Cahuilla Indians of the Agua Caliente Indian Reservation, California | CATHEDRAL CITY OIL (now EQUILION was SHELL) | 69010 HWY 111 | Cathedral City | CA | 92234
9 | AGUA006 | CATHEDRAL CITY OIL (now EQUILION was SHELL) | TANK 4 | TANK 4 Compartment | Permanently Out of Use | 12000 | TRUE | 2004-02-23 | Gasoline (containing <=10% ethanol) | TRUE | Spill Bucket | Agua Caliente Band of Cahuilla Indians of the Agua Caliente Indian Reservation, California | CATHEDRAL CITY OIL (now EQUILION was SHELL) | 69010 HWY 111 | Cathedral City | CA | 92234
9 | AGUA006 | CATHEDRAL CITY OIL (now EQUILION was SHELL) | TANK 3 | TANK 3 Compartment | Permanently Out of Use | 12000 | TRUE | 2004-02-23 | Gasoline (containing <=10% ethanol) | TRUE | Spill Bucket | Agua Caliente Band of Cahuilla Indians of the Agua Caliente Indian Reservation, California | CATHEDRAL CITY OIL (now EQUILION was SHELL) | 69010 HWY 111 | Cathedral City | CA | 92234
9 | AGUA006 | CATHEDRAL CITY OIL (now EQUILION was SHELL) | TANK 2 | TANK 2 Compartment | Permanently Out of Use | 12000 | TRUE | 2004-02-23 | Gasoline (containing <=10% ethanol) | TRUE | Spill Bucket | Agua Caliente Band of Cahuilla Indians of the Agua Caliente Indian Reservation, California | CATHEDRAL CITY OIL (now EQUILION was SHELL) | 69010 HWY 111 | Cathedral City | CA | 92234
9 | AGUA007 | PALM SPRINGS DESERT PRINCESS aka DORAL PALM SPRINGS aka DOUBLETREE | TANK 1 | TANK 1 Compartment | Permanently Out of Use | 500 | TRUE |  | Diesel | FALSE | Unknown | Agua Caliente Band of Cahuilla Indians of the Agua Caliente Indian Reservation, California | PALM SPRINGS DESERT PRINCESS aka DORAL PALM SPRINGS aka DOUBLETREE | 67967 VISTA CHINO ROAD | Cathedral City | CA | 92234
9 | AGUA008 | CANYON COUNTRY CLUB | TANK 1 | TANK 1 Compartment | Permanently Out of Use | 1400 | TRUE | 2004-04-15 | Gasoline (containing <=10% ethanol) | TRUE | Spill Bucket | Agua Caliente Band of Cahuilla Indians of the Agua Caliente Indian Reservation, California | CANYON COUNTRY CLUB | 1100 MURRAY CANYON ROAD | Palm Springs | CA | 92264
9 | AGUA008 | CANYON COUNTRY CLUB | TANK 2 | TANK 2 Compartment | Permanently Out of Use | 600 | TRUE | 2004-04-15 | Diesel | TRUE | Spill Bucket | Agua Caliente Band of Cahuilla Indians of the Agua Caliente Indian Reservation, California | CANYON COUNTRY CLUB | 1100 MURRAY CANYON ROAD | Palm Springs | CA | 92264
9 | AGUA009 | CANYON SOUTH GOLF COURSE | TANK 1 | TANK 1 Compartment | Permanently Out of Use | 1000 | TRUE |  | Gasoline (containing <=10% ethanol) | FALSE | Unknown | Agua Caliente Band of Cahuilla Indians of the Agua Caliente Indian Reservation, California | CANYON SOUTH GOLF COURSE | 1097 MURRAY CANYON DRIVE | Palm Springs | CA | 92264
9 | AGUA010 | DOWNTOWN SHELL | TANK 1 | TANK 1 Compartment | Currently in Use | 1000 | TRUE |  | Used Oil | TRUE | Spill Bucket | Agua Caliente Band of Cahuilla Indians of the Agua Caliente Indian Reservation, California | DOWNTOWN SHELL | 300 N. INDIAN CANYON | Palm Springs | CA | 92262
9 | AGUA010 | DOWNTOWN SHELL | TANK 5 | TANK 5 Compartment | Currently in Use | 9000 | TRUE |  | Gasoline (containing <=10% ethanol) | TRUE | Spill Bucket | Agua Caliente Band of Cahuilla Indians of the Agua Caliente Indian Reservation, California | DOWNTOWN SHELL | 300 N. INDIAN CANYON | Palm Springs | CA | 92262
9 | AGUA010 | DOWNTOWN SHELL | TANK 4 | TANK 4 Compartment | Currently in Use | 9000 | TRUE |  | Gasoline (containing <=10% ethanol) | TRUE | Spill Bucket | Agua Caliente Band of Cahuilla Indians of the Agua Caliente Indian Reservation, California | DOWNTOWN SHELL | 300 N. INDIAN CANYON | Palm Springs | CA | 92262
9 | AGUA010 | DOWNTOWN SHELL | TANK 3 | TANK 3 Compartment | Currently in Use | 9000 | TRUE |  | Gasoline (containing <=10% ethanol) | TRUE | Spill Bucket | Agua Caliente Band of Cahuilla Indians of the Agua Caliente Indian Reservation, California | DOWNTOWN SHELL | 300 N. INDIAN CANYON | Palm Springs | CA | 92262
9 | AGUA010 | DOWNTOWN SHELL | TANK 2 | TANK 2 Compartment | Currently in Use | 9000 | TRUE |  | Gasoline (containing <=10% ethanol) | TRUE | Spill Bucket | Agua Caliente Band of Cahuilla Indians of the Agua Caliente Indian Reservation, California | DOWNTOWN SHELL | 300 N. INDIAN CANYON | Palm Springs | CA | 92262
9 | AGUA011 | VERIZON/GTE PALM SPRINGS CENTRAL OFFICE | TANK 1 | TANK 1 Compartment | Permanently Out of Use | 4000 | TRUE |  | Diesel | TRUE | Spill Bucket | Agua Caliente Band of Cahuilla Indians of the Agua Caliente Indian Reservation, California | VERIZON/GTE PALM SPRINGS CENTRAL OFFICE | 295 N. SUNRISE WAY | Palm Springs | CA | 92262
9 | AGUA011 | VERIZON/GTE PALM SPRINGS CENTRAL OFFICE | TANK 2 | TANK 2 Compartment | Currently in Use | 12000 | TRUE |  | Diesel | TRUE | Spill Bucket | Agua Caliente Band of Cahuilla Indians of the Agua Caliente Indian Reservation, California | VERIZON/GTE PALM SPRINGS CENTRAL OFFICE | 295 N. SUNRISE WAY | Palm Springs | CA | 92262
9 | AGUA012 | LAIDLAW TRANSIT INC | TANK 1 | TANK 1 Compartment | Permanently Out of Use | 10300 | TRUE |  | Diesel | FALSE | Unknown | Agua Caliente Band of Cahuilla Indians of the Agua Caliente Indian Reservation, California | LAIDLAW TRANSIT INC | 5006 CALLE SAN RAPHAEL | Palm Springs | CA | 92264
9 | AGUA012 | LAIDLAW TRANSIT INC | TANK 2 | TANK 2 Compartment | Permanently Out of Use | 10300 | TRUE |  | Diesel | FALSE | Unknown | Agua Caliente Band of Cahuilla Indians of the Agua Caliente Indian Reservation, California | LAIDLAW TRANSIT INC | 5006 CALLE SAN RAPHAEL | Palm Springs | CA | 92264
9 | AGUA013 | AIRPORT CAR WASH | TANK 1 | TANK 1 Compartment | Permanently Out of Use | 10000 | TRUE | 2002-10-03 | Gasoline (containing <=10% ethanol) | TRUE | Spill Bucket | Agua Caliente Band of Cahuilla Indians of the Agua Caliente Indian Reservation, California | AIRPORT CAR WASH | 4044 RAMON ROAD | Palm Springs | CA | 92262
9 | AGUA013 | AIRPORT CAR WASH | TANK 4 | TANK 4 Compartment | Permanently Out of Use | 12000 | TRUE | 2002-10-03 | Gasoline (containing <=10% ethanol) | TRUE | Spill Bucket | Agua Caliente Band of Cahuilla Indians of the Agua Caliente Indian Reservation, California | AIRPORT CAR WASH | 4044 RAMON ROAD | Palm Springs | CA | 92262
9 | AGUA013 | AIRPORT CAR WASH | TANK 3 | TANK 3 Compartment | Permanently Out of Use | 10000 | TRUE | 2002-10-03 | Gasoline (containing <=10% ethanol) | TRUE | Spill Bucket | Agua Caliente Band of Cahuilla Indians of the Agua Caliente Indian Reservation, California | AIRPORT CAR WASH | 4044 RAMON ROAD | Palm Springs | CA | 92262
9 | AGUA013 | AIRPORT CAR WASH | TANK 2 | TANK 2 Compartment | Permanently Out of Use | 8000 | TRUE | 2002-10-03 | Diesel | TRUE | Spill Bucket | Agua Caliente Band of Cahuilla Indians of the Agua Caliente Indian Reservation, California | AIRPORT CAR WASH | 4044 RAMON ROAD | Palm Springs | CA | 92262
9 | AGUA014 | CHEVRON STATION 9-3670 | TANK 1 | TANK 1 Compartment | Permanently Out of Use | 10000 | TRUE | 1998-01-01 | Gasoline (containing <=10% ethanol) | FALSE | Unknown | Agua Caliente Band of Cahuilla Indians of the Agua Caliente Indian Reservation, California | CHEVRON STATION 9-3670 | 490 S. INDIAN AT RAMON | Palm Springs | CA | 92262
9 | AGUA014 | CHEVRON STATION 9-3670 | TANK 4 | TANK 4 Compartment | Permanently Out of Use | 500 | TRUE | 1998-01-01 | Used Oil | FALSE | Unknown | Agua Caliente Band of Cahuilla Indians of the Agua Caliente Indian Reservation, California | CHEVRON STATION 9-3670 | 490 S. INDIAN AT RAMON | Palm Springs | CA | 92262
9 | AGUA014 | CHEVRON STATION 9-3670 | TANK 3 | TANK 3 Compartment | Permanently Out of Use | 10000 | TRUE | 1998-01-01 | Gasoline (containing <=10% ethanol) | FALSE | Unknown | Agua Caliente Band of Cahuilla Indians of the Agua Caliente Indian Reservation, California | CHEVRON STATION 9-3670 | 490 S. INDIAN AT RAMON | Palm Springs | CA | 92262
9 | AGUA014 | CHEVRON STATION 9-3670 | TANK 2 | TANK 2 Compartment | Permanently Out of Use | 10000 | TRUE | 2000-10-04 | Gasoline (containing <=10% ethanol) | FALSE | Unknown | Agua Caliente Band of Cahuilla Indians of the Agua Caliente Indian Reservation, California | CHEVRON STATION 9-3670 | 490 S. INDIAN AT RAMON | Palm Springs | CA | 92262
9 | AGUA015 | U.S. POSTAL SERVICE | TANK 1 | TANK 1 Compartment | Permanently Out of Use | 10000 | TRUE | 2004-08-23 | Gasoline (containing <=10% ethanol) | TRUE | Spill Bucket | Agua Caliente Band of Cahuilla Indians of the Agua Caliente Indian Reservation, California | U.S. POSTAL SERVICE | 333 E. AMADO | Palm Springs | CA | 92263
9 | AGUA016 | MISSION HILLS COUNTRY CLUB | TANK 1 | TANK 1 Compartment | Permanently Out of Use | 5000 | TRUE | 2004-04-06 | Diesel | TRUE | Spill Bucket | Agua Caliente Band of Cahuilla Indians of the Agua Caliente Indian Reservation, California | MISSION HILLS COUNTRY CLUB | 34-600 MISSION HILLS DRIVE | Rancho Mirage | CA | 92270
9 | AGUA016 | MISSION HILLS COUNTRY CLUB | TANK 4 | TANK 4 Compartment | Permanently Out of Use | 5000 | TRUE | 2004-04-06 | Gasoline (containing <=10% ethanol) | TRUE | Spill Bucket | Agua Caliente Band of Cahuilla Indians of the Agua Caliente Indian Reservation, California | MISSION HILLS COUNTRY CLUB | 34-600 MISSION HILLS DRIVE | Rancho Mirage | CA | 92270
9 | AGUA016 | MISSION HILLS COUNTRY CLUB | TANK 3 | TANK 3 Compartment | Permanently Out of Use | 5000 | TRUE | 2004-04-06 | Gasoline (containing <=10% ethanol) | TRUE | Spill Bucket | Agua Caliente Band of Cahuilla Indians of the Agua Caliente Indian Reservation, California | MISSION HILLS COUNTRY CLUB | 34-600 MISSION HILLS DRIVE | Rancho Mirage | CA | 92270
9 | AGUA016 | MISSION HILLS COUNTRY CLUB | TANK 2 | TANK 2 Compartment | Permanently Out of Use | 5000 | TRUE | 2004-04-06 | Gasoline (containing <=10% ethanol) | TRUE | Spill Bucket | Agua Caliente Band of Cahuilla Indians of the Agua Caliente Indian Reservation, California | MISSION HILLS COUNTRY CLUB | 34-600 MISSION HILLS DRIVE | Rancho Mirage | CA | 92270
9 | AGUA017 | "GEOPETRO, LLC" | TANK 2 | TANK 2 Compartment | Currently in Use | 20000 | TRUE |  | Gasoline (containing <=10% ethanol) | TRUE | Spill Bucket | Agua Caliente Band of Cahuilla Indians of the Agua Caliente Indian Reservation, California | "GEOPETRO, LLC" | 3600 RAMON ROAD | Palm Springs | CA | 92262
9 | AGUA017 | "GEOPETRO, LLC" | TANK 1 | TANK 5 Compartment | Currently in Use | 10000 | TRUE |  | Diesel | TRUE | Spill Bucket | Agua Caliente Band of Cahuilla Indians of the Agua Caliente Indian Reservation, California | "GEOPETRO, LLC" | 3600 RAMON ROAD | Palm Springs | CA | 92262
9 | AGUA017 | "GEOPETRO, LLC" | TANK 4 | TANK 4 Compartment | Currently in Use | 10000 | TRUE |  | Gasoline (containing <=10% ethanol) | TRUE | Spill Bucket | Agua Caliente Band of Cahuilla Indians of the Agua Caliente Indian Reservation, California | "GEOPETRO, LLC" | 3600 RAMON ROAD | Palm Springs | CA | 92262
9 | AGUA017 | "GEOPETRO, LLC" | TANK 3 | TANK 3 Compartment | Currently in Use | 10000 | TRUE |  | Gasoline (containing <=10% ethanol) | TRUE | Spill Bucket | Agua Caliente Band of Cahuilla Indians of the Agua Caliente Indian Reservation, California | "GEOPETRO, LLC" | 3600 RAMON ROAD | Palm Springs | CA | 92262
9 | AGUA018 | Agua Caliente Fuel Project | Tank 1 | Compartment 1 | Currently in Use | 22000 | TRUE |  | Gasoline (containing <=10% ethanol) | TRUE | Spill Bucket | Agua Caliente Band of Cahuilla Indians of the Agua Caliente Indian Reservation, California | Agua Caliente Fuel Project | 33279 Bob Hope Drive | Rancho Mirage | CA | 92270
9 | AGUA018 | Agua Caliente Fuel Project | Tank 4 | Compartment 1 | Currently in Use | 8000 | TRUE |  | Diesel | TRUE | Spill Bucket | Agua Caliente Band of Cahuilla Indians of the Agua Caliente Indian Reservation, California | Agua Caliente Fuel Project | 33279 Bob Hope Drive | Rancho Mirage | CA | 92270
9 | AGUA018 | Agua Caliente Fuel Project | Tank 3 | Compartment 1 | Currently in Use | 12000 | TRUE |  | Gasoline (containing <=10% ethanol) | TRUE | Spill Bucket | Agua Caliente Band of Cahuilla Indians of the Agua Caliente Indian Reservation, California | Agua Caliente Fuel Project | 33279 Bob Hope Drive | Rancho Mirage | CA | 92270
9 | AGUA018 | Agua Caliente Fuel Project | Tank 2 | Compartment 1 | Currently in Use | 22000 | TRUE |  | Gasoline (containing <=10% ethanol) | TRUE | Spill Bucket | Agua Caliente Band of Cahuilla Indians of the Agua Caliente Indian Reservation, California | Agua Caliente Fuel Project | 33279 Bob Hope Drive | Rancho Mirage | CA | 92270
9 | AKCH001 | AK-CHIN FARMS | TANK 1 | TANK 1 Compartment | Permanently Out of Use | 10000 | TRUE |  | Gasoline (containing <=10% ethanol) | FALSE | Unknown | Ak-Chin Indian Community | AK-CHIN FARMS | 42507 W. PETERS AND NALL RDS. | Maricopa | AZ | 85239
9 | AKCH001 | AK-CHIN FARMS | TANK 3 | TANK 3 Compartment | Permanently Out of Use | 1000 | TRUE |  | Gasoline (containing <=10% ethanol) | FALSE | Unknown | Ak-Chin Indian Community | AK-CHIN FARMS | 42507 W. PETERS AND NALL RDS. | Maricopa | AZ | 85239
9 | AKCH001 | AK-CHIN FARMS | TANK 2 | TANK 2 Compartment | Permanently Out of Use | 10000 | TRUE |  | Gasoline (containing <=10% ethanol) | FALSE | Unknown | Ak-Chin Indian Community | AK-CHIN FARMS | 42507 W. PETERS AND NALL RDS. | Maricopa | AZ | 85239
9 | AKCH002 | "GRANDE MACHINERY, aka AMERICAN RECYCLING" | TANK 1 | TANK 1 Compartment | Permanently Out of Use | 2000 | TRUE |  | Gasoline (containing <=10% ethanol) | FALSE | Unknown | Ak-Chin Indian Community | "GRANDE MACHINERY, aka AMERICAN RECYCLING" | P.O. BOX 549 | Maricopa | AZ | 85239
9 | AKCH003 | VEKOL COMMISSARY | TANK 1 | TANK 1 Compartment | Permanently Out of Use | 12000 | TRUE |  | Gasoline (containing <=10% ethanol) | FALSE | Unknown | Ak-Chin Indian Community | Vekol Market (former location of VEKOL COMMISSARY) | 47021 W. Farrell Road | Maricopa | AZ | 85139
9 | AKCH003 | Vekol Market | 002 | 002 Compartment | Currently in Use | 12000 | TRUE | 2014-05-22 | Diesel |  |  | Ak-Chin Indian Community | Vekol Market (former location of VEKOL COMMISSARY) | 47021 W. Farrell Road | Maricopa | AZ | 85139
9 | AKCH003 | Vekol Market | 001 | 001 Compartment | Currently in Use | 12000 | TRUE | 2014-05-22 | Gasoline (containing <=10% ethanol) |  |  | Ak-Chin Indian Community | Vekol Market (former location of VEKOL COMMISSARY) | 47021 W. Farrell Road | Maricopa | AZ | 85139
9 | AKCH003 | VEKOL COMMISSARY | TANK 2 | TANK 2 Compartment | Permanently Out of Use | 6000 | TRUE |  | Gasoline (containing <=10% ethanol) | FALSE | Unknown | Ak-Chin Indian Community | Vekol Market (former location of VEKOL COMMISSARY) | 47021 W. Farrell Road | Maricopa | AZ | 85139
9 | AKCH004 | AK CHIN POLICE STATION | TANK 1 | TANK 1 Compartment | Permanently Out of Use | 10500 | TRUE |  | Gasoline (containing <=10% ethanol) | FALSE | Unknown | Ak-Chin Indian Community | AK CHIN POLICE STATION | FARRELL ROAD | Maricopa | AZ | 85239
9 | AKCH005 | AK-CHIN AIRPORT | TANK 1 | TANK 1 Compartment | Permanently Out of Use | 12000 | TRUE |  | Gasoline (containing <=10% ethanol) | FALSE | Unknown | Ak-Chin Indian Community | AK-CHIN AIRPORT | NR HWY 347 & HONEYCUTT RD | Maricopa | AZ | 85239
9 | BARO001 | BARONA GAS STATION | TANK 1 | TANK 1 Compartment | Currently in Use | 10000 | TRUE |  | Diesel | TRUE | Spill Bucket | Capitan Grande Band of Diegueno Mission Indians of California (Barona Group of Capitan Grande Band of Mission Indians of the Barona Reservation, California; Viejas (Baron Long) Group of Capitan Grande Band of Mission Indians of the Viejas Reservation, California) | BARONA GAS STATION | 1054-C BARONA ROAD | Lakeside | CA | 92040
9 | BARO001 | BARONA GAS STATION | TANK 4 | TANK 4 Compartment | Currently in Use | 10000 | TRUE |  | Gasoline (containing <=10% ethanol) | TRUE | Spill Bucket | Capitan Grande Band of Diegueno Mission Indians of California (Barona Group of Capitan Grande Band of Mission Indians of the Barona Reservation, California; Viejas (Baron Long) Group of Capitan Grande Band of Mission Indians of the Viejas Reservation, California) | BARONA GAS STATION | 1054-C BARONA ROAD | Lakeside | CA | 92040
9 | BARO001 | BARONA GAS STATION | TANK 3 | TANK 3 Compartment | Currently in Use | 10000 | TRUE |  | Gasoline (containing <=10% ethanol) | TRUE | Spill Bucket | Capitan Grande Band of Diegueno Mission Indians of California (Barona Group of Capitan Grande Band of Mission Indians of the Barona Reservation, California; Viejas (Baron Long) Group of Capitan Grande Band of Mission Indians of the Viejas Reservation, California) | BARONA GAS STATION | 1054-C BARONA ROAD | Lakeside | CA | 92040
9 | BARO001 | BARONA GAS STATION | TANK 2 | TANK 2 Compartment | Currently in Use | 10000 | TRUE |  | Gasoline (containing <=10% ethanol) | TRUE | Spill Bucket | Capitan Grande Band of Diegueno Mission Indians of California (Barona Group of Capitan Grande Band of Mission Indians of the Barona Reservation, California; Viejas (Baron Long) Group of Capitan Grande Band of Mission Indians of the Viejas Reservation, California) | BARONA GAS STATION | 1054-C BARONA ROAD | Lakeside | CA | 92040
9 | BEAR001 | Bear River Pump & Play Station | TANK 1 | TANK 1 Compartment | Currently in Use | 15000 | TRUE | 2008-07-15 | Gasoline (containing <=10% ethanol) | TRUE | Spill Bucket | Bear River Band of the Rohnerville Rancheria, California | Bear River Pump & Play Station | 10 Bear Paws Way | Loleta | CA | 95551
9 | BEAR001 | Bear River Pump & Play Station | TANK 3 | TANK 3 Compartment | Currently in Use | 7000 | TRUE | 2008-07-15 | Diesel | TRUE | Spill Bucket | Bear River Band of the Rohnerville Rancheria, California | Bear River Pump & Play Station | 10 Bear Paws Way | Loleta | CA | 95551
9 | BEAR001 | Bear River Pump & Play Station | TANK 2 | TANK 2 Compartment | Currently in Use | 8000 | TRUE | 2008-07-15 | Gasoline (containing <=10% ethanol) | TRUE | Spill Bucket | Bear River Band of the Rohnerville Rancheria, California | Bear River Pump & Play Station | 10 Bear Paws Way | Loleta | CA | 95551
9 | BISH001 | WEST LINE GASOLINE aka ABANDONED SERVICE STATION | TANK 1 | TANK 1 Compartment | Permanently Out of Use | 1000 | TRUE | 2001-12-12 | Gasoline (containing <=10% ethanol) | FALSE | Unknown | Bishop Paiute Tribe | WEST LINE GASOLINE aka ABANDONED SERVICE STATION | 2581 WEST LINE ST. | Bishop | CA | 93514
9 | BISH001 | WEST LINE GASOLINE aka ABANDONED SERVICE STATION | TANK 3 | TANK 3 Compartment | Permanently Out of Use | 2000 | TRUE | 2001-12-12 | Gasoline (containing <=10% ethanol) | FALSE | Unknown | Bishop Paiute Tribe | WEST LINE GASOLINE aka ABANDONED SERVICE STATION | 2581 WEST LINE ST. | Bishop | CA | 93514
9 | BISH001 | WEST LINE GASOLINE aka ABANDONED SERVICE STATION | TANK 2 | TANK 2 Compartment | Permanently Out of Use | 1000 | TRUE | 2001-12-12 | Gasoline (containing <=10% ethanol) | FALSE | Unknown | Bishop Paiute Tribe | WEST LINE GASOLINE aka ABANDONED SERVICE STATION | 2581 WEST LINE ST. | Bishop | CA | 93514
9 | BLLK001 | PLAYSTATION 777 | TANK 1 | TANK 1 Compartment | Currently in Use | 20000 | TRUE |  | Gasoline (containing <=10% ethanol) | TRUE | Spill Bucket | Blue Lake Rancheria, California | PLAYSTATION 777 | 428 1/2 Chartin Road | Blue Lake | CA | 95525
9 | BLLK001 | PLAYSTATION 777 | TANK 3 | TANK 3 Compartment | Currently in Use | 10000 | TRUE |  | Diesel | TRUE | Spill Bucket | Blue Lake Rancheria, California | PLAYSTATION 777 | 428 1/2 Chartin Road | Blue Lake | CA | 95525
9 | BLLK001 | PLAYSTATION 777 | TANK 2 | TANK 2 Compartment | Currently in Use | 10000 | TRUE |  | Gasoline (containing <=10% ethanol) | TRUE | Spill Bucket | Blue Lake Rancheria, California | PLAYSTATION 777 | 428 1/2 Chartin Road | Blue Lake | CA | 95525
9 | BVBP001 | Big Valley Market and Fuel | Tank 1 | Compartment 1 | Currently in Use | 30000 | TRUE |  | Unknown Petroleum | TRUE |  | Big Valley Band of Pomo Indians of the Big Valley Rancheria, California | Big Valley Market and Fuel | 1119 Napo Way | Lakeport | CA | 95453
9 | BVBP001 | Big Valley Market and Fuel | Tank 5 | Compartment 1 | Currently in Use | 2000 | TRUE |  | Unknown Petroleum | TRUE |  | Big Valley Band of Pomo Indians of the Big Valley Rancheria, California | Big Valley Market and Fuel | 1119 Napo Way | Lakeport | CA | 95453
9 | BVBP001 | Big Valley Market and Fuel | Tank 4 | Compartment 1 | Currently in Use | 15000 | TRUE |  | Unknown Petroleum | TRUE |  | Big Valley Band of Pomo Indians of the Big Valley Rancheria, California | Big Valley Market and Fuel | 1119 Napo Way | Lakeport | CA | 95453
9 | BVBP001 | Big Valley Market and Fuel | Tank 3 | Compartment 1 | Currently in Use | 15000 | TRUE |  | Unknown Petroleum | TRUE |  | Big Valley Band of Pomo Indians of the Big Valley Rancheria, California | Big Valley Market and Fuel | 1119 Napo Way | Lakeport | CA | 95453
9 | BVBP001 | Big Valley Market and Fuel | Tank 2 | Compartment 1 | Currently in Use | 30000 | TRUE |  | Unknown Petroleum | TRUE |  | Big Valley Band of Pomo Indians of the Big Valley Rancheria, California | Big Valley Market and Fuel | 1119 Napo Way | Lakeport | CA | 95453
9 | CABA001 | Fantasy Springs Resort & Casino | TANK 1 | TANK 1 Compartment | Currently in Use | 8000 | TRUE | 2004-08-04 | Diesel | TRUE | Spill Bucket | Cabazon Band of Cahuilla Indians | Fantasy Springs Resort & Casino | 84-245 Indio Springs Pkwy. | Indio | CA | 92203
9 | CAHU001 | Mountain Sky Travel Center | 1 UNL 87 | 1 UNL 87 Compartment | Currently in Use | 20000 | TRUE | 2015-01-01 | Gasoline (containing <=10% ethanol) | TRUE | Unknown | Cahuilla Band of Indians | Mountain Sky Trave Center | 52702 Highway 371 | Anza | CA | 92539
9 | CAHU001 | Mountain Sky Travel Center | 2 91/DSL | 2 91/DSL Compartment | Currently in Use | 8000 | TRUE | 2015-01-01 | Diesel | TRUE | Unknown | Cahuilla Band of Indians | Mountain Sky Trave Center | 52702 Highway 371 | Anza | CA | 92539
9 | CAHU001 | Mountain Sky Travel Center | 2 91/DSL | 2 91/DSL Compartment | Currently in Use | 12000 | TRUE | 2015-01-01 | Gasoline (containing <=10% ethanol) | TRUE | Unknown | Cahuilla Band of Indians | Mountain Sky Trave Center | 52702 Highway 371 | Anza | CA | 92539
9 | CEAD001 | Rabbit Traxx | 1 | 1 Compartment | Currently in Use | 15000 | TRUE | 2011-12-01 | Diesel | TRUE | Spill Bucket | Cedarville Rancheria, California | Rabbit Traxx | 580 Patterson St. | Cedarville | CA | 96104
9 | CEAD001 | Rabbit Traxx | 3 | 3 Compartment | Currently in Use | 6000 | TRUE | 2011-12-01 | Gasoline (containing <=10% ethanol) | TRUE | Spill Bucket | Cedarville Rancheria, California | Rabbit Traxx | 580 Patterson St. | Cedarville | CA | 96104
9 | CEAD001 | Rabbit Traxx | 2 | 2 Compartment | Currently in Use | 14000 | TRUE | 2011-12-01 | Gasoline (containing <=10% ethanol) | TRUE | Spill Bucket | Cedarville Rancheria, California | Rabbit Traxx | 580 Patterson St. | Cedarville | CA | 96104
9 | CHEM001 | Havasu Landing Boathouse | TANK 1 | TANK 1 Compartment | Currently in Use | 10000 | TRUE |  | Gasoline (containing <=10% ethanol) | FALSE | Unknown | Chemehuevi Indian Tribe of the Chemehuevi Reservation, California | Havasu Landing Boathouse | #1 Main Street (P.O. Box 1707) | Havasu Lake | CA | 92363
9 | CHEM001 | Havasu Landing Boathouse | TANK 3 | TANK 3 Compartment | Currently in Use | 5000 | TRUE | 2025-07-09 | Diesel | FALSE | Unknown | Chemehuevi Indian Tribe of the Chemehuevi Reservation, California | Havasu Landing Boathouse | #1 Main Street (P.O. Box 1707) | Havasu Lake | CA | 92363
9 | CHEM001 | Havasu Landing Boathouse | TANK 2 | TANK 2 Compartment | Currently in Use | 5000 | TRUE | 1998-06-01 | Gasoline (containing <=10% ethanol) | FALSE | Unknown | Chemehuevi Indian Tribe of the Chemehuevi Reservation, California | Havasu Landing Boathouse | #1 Main Street (P.O. Box 1707) | Havasu Lake | CA | 92363
9 | CHEM002 | HAVASU PALMS. INC. | TANK 1 | TANK 1 Compartment | Permanently Out of Use | 500 | TRUE |  | Gasoline (containing <=10% ethanol) | FALSE | Unknown | Chemehuevi Indian Tribe of the Chemehuevi Reservation, California | HAVASU PALMS. INC. | 14 M. N. OF PARKER DAM | Parker Dam | CA | 92267
9 | CHEM002 | HAVASU PALMS. INC. | TANK 5 | TANK 5 Compartment | Permanently Out of Use | 2000 | TRUE |  | Gasoline (containing <=10% ethanol) | FALSE | Unknown | Chemehuevi Indian Tribe of the Chemehuevi Reservation, California | HAVASU PALMS. INC. | 14 M. N. OF PARKER DAM | Parker Dam | CA | 92267
9 | CHEM002 | HAVASU PALMS. INC. | TANK 4 | TANK 4 Compartment | Permanently Out of Use | 1000 | TRUE |  | Gasoline (containing <=10% ethanol) | FALSE | Unknown | Chemehuevi Indian Tribe of the Chemehuevi Reservation, California | HAVASU PALMS. INC. | 14 M. N. OF PARKER DAM | Parker Dam | CA | 92267
9 | CHEM002 | HAVASU PALMS. INC. | TANK 3 | TANK 3 Compartment | Permanently Out of Use | 1000 | TRUE |  | Gasoline (containing <=10% ethanol) | FALSE | Unknown | Chemehuevi Indian Tribe of the Chemehuevi Reservation, California | HAVASU PALMS. INC. | 14 M. N. OF PARKER DAM | Parker Dam | CA | 92267
9 | CHEM002 | HAVASU PALMS. INC. | TANK 2 | TANK 2 Compartment | Permanently Out of Use | 1000 | TRUE |  | Gasoline (containing <=10% ethanol) | FALSE | Unknown | Chemehuevi Indian Tribe of the Chemehuevi Reservation, California | HAVASU PALMS. INC. | 14 M. N. OF PARKER DAM | Parker Dam | CA | 92267
9 | CHEM003 | THREE BUOYS MARINA | TANK 1 | TANK 1 Compartment | Permanently Out of Use | 10000 | TRUE |  | Gasoline (containing <=10% ethanol) | FALSE | Unknown | Chemehuevi Indian Tribe of the Chemehuevi Reservation, California | THREE BUOYS MARINA | P.O. BOX 1780 | Havasu Lake | CA | 92363
9 | CHEM003 | THREE BUOYS MARINA | TANK 2 | TANK 2 Compartment | Permanently Out of Use | 4000 | TRUE |  | Gasoline (containing <=10% ethanol) | FALSE | Unknown | Chemehuevi Indian Tribe of the Chemehuevi Reservation, California | THREE BUOYS MARINA | P.O. BOX 1780 | Havasu Lake | CA | 92363
9 | CHEM004 | HAVASU LANDING RESORT STORE | TANK 1 | TANK 1 Compartment | Permanently Out of Use | 10000 | TRUE | 2010-12-15 | Diesel | TRUE | Spill Bucket | Chemehuevi Indian Tribe of the Chemehuevi Reservation, California | HAVASU LANDING RESORT STORE | #1 Main Street | Havasu Lake | CA | 92363
9 | CHEM004 | HAVASU LANDING RESORT STORE | TANK 3 | TANK 3 Compartment | Permanently Out of Use | 10000 | TRUE | 2010-12-15 | Gasoline (containing <=10% ethanol) | TRUE | Spill Bucket | Chemehuevi Indian Tribe of the Chemehuevi Reservation, California | HAVASU LANDING RESORT STORE | #1 Main Street | Havasu Lake | CA | 92363
9 | CHEM004 | HAVASU LANDING RESORT STORE | TANK 2 | TANK 2 Compartment | Permanently Out of Use | 10000 | TRUE | 2010-12-15 | Gasoline (containing <=10% ethanol) | TRUE | Spill Bucket | Chemehuevi Indian Tribe of the Chemehuevi Reservation, California | HAVASU LANDING RESORT STORE | #1 Main Street | Havasu Lake | CA | 92363
9 | CHEM005 | "HAVASU LAKE SERVICE, INC." | TANK 1 | TANK 1 Compartment | Permanently Out of Use | 10000 | TRUE |  | Gasoline (containing <=10% ethanol) | FALSE | Unknown | Chemehuevi Indian Tribe of the Chemehuevi Reservation, California | "HAVASU LAKE SERVICE, INC." | 3 HAVASU LAKE ROAD | Needles | CA | 92363
9 | CHEM005 | "HAVASU LAKE SERVICE, INC." | TANK 3 | TANK 3 Compartment | Permanently Out of Use | 1000 | TRUE |  | Gasoline (containing <=10% ethanol) | FALSE | Unknown | Chemehuevi Indian Tribe of the Chemehuevi Reservation, California | "HAVASU LAKE SERVICE, INC." | 3 HAVASU LAKE ROAD | Needles | CA | 92363
9 | CHEM005 | "HAVASU LAKE SERVICE, INC." | TANK 2 | TANK 2 Compartment | Permanently Out of Use | 5000 | TRUE |  | Gasoline (containing <=10% ethanol) | FALSE | Unknown | Chemehuevi Indian Tribe of the Chemehuevi Reservation, California | "HAVASU LAKE SERVICE, INC." | 3 HAVASU LAKE ROAD | Needles | CA | 92363
9 | CIC001 | Wintun Mini Mart | 1 | 1 | Currently in Use | 20000 | TRUE |  | Gasoline (containing <=10% ethanol) | TRUE | Spill Bucket | Cachil DeHe Band of Wintun Indians of the Colusa Indian Community of the Colusa Rancheria, California | Wintun Mini Mart | 3790 Highway 45 | Colusa | CA | 95932
9 | CIC001 | Wintun Mini Mart | 3 | 1 | Currently in Use | 20000 | TRUE |  | Diesel | TRUE | Spill Bucket | Cachil DeHe Band of Wintun Indians of the Colusa Indian Community of the Colusa Rancheria, California | Wintun Mini Mart | 3790 Highway 45 | Colusa | CA | 95932
9 | CIC001 | Wintun Mini Mart | 2 | 1 | Currently in Use | 12000 | TRUE |  | Gasoline (containing <=10% ethanol) | TRUE | Spill Bucket | Cachil DeHe Band of Wintun Indians of the Colusa Indian Community of the Colusa Rancheria, California | Wintun Mini Mart | 3790 Highway 45 | Colusa | CA | 95932
9 | CMPO001 | CAMPO SERVICE STATION | TANK 1 | TANK 1 Compartment | Currently in Use | 12000 | TRUE | 2001-10-01 | Gasoline (containing <=10% ethanol) | FALSE | Unknown | Campo Band of Diegueno Mission Indians of the Campo Indian Reservation, California | Golden Acorn Casino Travel Center, aka CAMPO SERVICE STATION | 1800 Golden Acorn Way | Campo | CA | 91906
9 | CMPO001 | CAMPO SERVICE STATION | TANK 5 | TANK 5 Compartment | Currently in Use | 20000 | TRUE | 2001-10-01 | Diesel | FALSE | Unknown | Campo Band of Diegueno Mission Indians of the Campo Indian Reservation, California | Golden Acorn Casino Travel Center, aka CAMPO SERVICE STATION | 1800 Golden Acorn Way | Campo | CA | 91906
9 | CMPO001 | CAMPO SERVICE STATION | TANK 4 | TANK 4 Compartment | Currently in Use | 20000 | TRUE | 2001-10-01 | Diesel | FALSE | Unknown | Campo Band of Diegueno Mission Indians of the Campo Indian Reservation, California | Golden Acorn Casino Travel Center, aka CAMPO SERVICE STATION | 1800 Golden Acorn Way | Campo | CA | 91906
9 | CMPO001 | CAMPO SERVICE STATION | TANK 3 | TANK 3 Compartment | Currently in Use | 20000 | TRUE | 2001-10-01 | Diesel | FALSE | Unknown | Campo Band of Diegueno Mission Indians of the Campo Indian Reservation, California | Golden Acorn Casino Travel Center, aka CAMPO SERVICE STATION | 1800 Golden Acorn Way | Campo | CA | 91906
9 | CMPO001 | CAMPO SERVICE STATION | TANK 2 | TANK 2 Compartment | Currently in Use | 20000 | TRUE | 2001-10-01 | Gasoline (containing <=10% ethanol) | FALSE | Unknown | Campo Band of Diegueno Mission Indians of the Campo Indian Reservation, California | Golden Acorn Casino Travel Center, aka CAMPO SERVICE STATION | 1800 Golden Acorn Way | Campo | CA | 91906
9 | CMPV002 | YAVAPAI TRIBAL CONSTRUCTION YARD | TANK 1 | TANK 1 Compartment | Permanently Out of Use | 5300 | TRUE |  | Diesel | FALSE | Unknown | Yavapai-Apache Nation of the Camp Verde Indian Reservation, Arizona | YAVAPAI TRIBAL CONSTRUCTION YARD | P.O. BOX 1188 | Camp Verde | AZ | 86322
9 | CMPV002 | YAVAPAI TRIBAL CONSTRUCTION YARD | TANK 2 | TANK 2 Compartment | Permanently Out of Use | 5300 | TRUE |  | Diesel | FALSE | Unknown | Yavapai-Apache Nation of the Camp Verde Indian Reservation, Arizona | YAVAPAI TRIBAL CONSTRUCTION YARD | P.O. BOX 1188 | Camp Verde | AZ | 86322
9 | CMPV003 | STAR MART TEXACO 60 aka SHORT STOP 505 | TANK 1 | TANK 1 Compartment | Permanently Out of Use | 12000 | TRUE |  | Gasoline (containing <=10% ethanol) | TRUE | Unknown | Yavapai-Apache Nation of the Camp Verde Indian Reservation, Arizona | STAR MART TEXACO 60 aka SHORT STOP 505 | "MIDDLE VERDE RD.I-17 AT EXIT 289" | Camp Verde | AZ | 86322
9 | CMPV003 | STAR MART TEXACO 60 aka SHORT STOP 505 | TANK 10 | TANK 10 Compartment | Permanently Out of Use | 12000 | TRUE | 2004-11-19 | Gasoline (containing <=10% ethanol) | FALSE | Unknown | Yavapai-Apache Nation of the Camp Verde Indian Reservation, Arizona | STAR MART TEXACO 60 aka SHORT STOP 505 | "MIDDLE VERDE RD.I-17 AT EXIT 289" | Camp Verde | AZ | 86322
9 | CMPV003 | STAR MART TEXACO 60 aka SHORT STOP 505 | TANK 9 | TANK 9 Compartment | Permanently Out of Use | 12000 | TRUE | 2004-11-19 | Gasoline (containing <=10% ethanol) | TRUE | Spill Bucket | Yavapai-Apache Nation of the Camp Verde Indian Reservation, Arizona | STAR MART TEXACO 60 aka SHORT STOP 505 | "MIDDLE VERDE RD.I-17 AT EXIT 289" | Camp Verde | AZ | 86322
9 | CMPV003 | STAR MART TEXACO 60 aka SHORT STOP 505 | TANK 8 | TANK 8 Compartment | Permanently Out of Use | 12000 | TRUE | 2004-11-19 | Gasoline (containing <=10% ethanol) | TRUE | Spill Bucket | Yavapai-Apache Nation of the Camp Verde Indian Reservation, Arizona | STAR MART TEXACO 60 aka SHORT STOP 505 | "MIDDLE VERDE RD.I-17 AT EXIT 289" | Camp Verde | AZ | 86322
9 | CMPV003 | STAR MART TEXACO 60 aka SHORT STOP 505 | TANK 7 | TANK 7 Compartment | Permanently Out of Use | 10000 | TRUE | 2004-11-19 | Diesel | TRUE | Spill Bucket | Yavapai-Apache Nation of the Camp Verde Indian Reservation, Arizona | STAR MART TEXACO 60 aka SHORT STOP 505 | "MIDDLE VERDE RD.I-17 AT EXIT 289" | Camp Verde | AZ | 86322
9 | CMPV003 | STAR MART TEXACO 60 aka SHORT STOP 505 | TANK 6 | TANK 6 Compartment | Permanently Out of Use | 12000 | TRUE |  | Diesel | TRUE | Unknown | Yavapai-Apache Nation of the Camp Verde Indian Reservation, Arizona | STAR MART TEXACO 60 aka SHORT STOP 505 | "MIDDLE VERDE RD.I-17 AT EXIT 289" | Camp Verde | AZ | 86322
9 | CMPV003 | STAR MART TEXACO 60 aka SHORT STOP 505 | TANK 5 | TANK 5 Compartment | Permanently Out of Use | 12000 | TRUE |  | Diesel | TRUE | Unknown | Yavapai-Apache Nation of the Camp Verde Indian Reservation, Arizona | STAR MART TEXACO 60 aka SHORT STOP 505 | "MIDDLE VERDE RD.I-17 AT EXIT 289" | Camp Verde | AZ | 86322
9 | CMPV003 | STAR MART TEXACO 60 aka SHORT STOP 505 | TANK 4 | TANK 4 Compartment | Permanently Out of Use | 12000 | TRUE |  | Gasoline (containing <=10% ethanol) | TRUE | Unknown | Yavapai-Apache Nation of the Camp Verde Indian Reservation, Arizona | STAR MART TEXACO 60 aka SHORT STOP 505 | "MIDDLE VERDE RD.I-17 AT EXIT 289" | Camp Verde | AZ | 86322
9 | CMPV003 | STAR MART TEXACO 60 aka SHORT STOP 505 | TANK 3 | TANK 3 Compartment | Permanently Out of Use | 12000 | TRUE |  | Gasoline (containing <=10% ethanol) | TRUE | Unknown | Yavapai-Apache Nation of the Camp Verde Indian Reservation, Arizona | STAR MART TEXACO 60 aka SHORT STOP 505 | "MIDDLE VERDE RD.I-17 AT EXIT 289" | Camp Verde | AZ | 86322
9 | CMPV003 | STAR MART TEXACO 60 aka SHORT STOP 505 | TANK 2 | TANK 2 Compartment | Permanently Out of Use | 12000 | TRUE |  | Gasoline (containing <=10% ethanol) | TRUE | Unknown | Yavapai-Apache Nation of the Camp Verde Indian Reservation, Arizona | STAR MART TEXACO 60 aka SHORT STOP 505 | "MIDDLE VERDE RD.I-17 AT EXIT 289" | Camp Verde | AZ | 86322
9 | CMPV004 | ERNIE'S SMOKE SHOP | TANK 1 | TANK 1 Compartment | Currently in Use | 12000 | TRUE |  | Gasoline (containing <=10% ethanol) | TRUE | Spill Bucket | Yavapai-Apache Nation of the Camp Verde Indian Reservation, Arizona | ERNIE'S SMOKE SHOP | 20 AZ-260 | Camp Verde | AZ | 86322
9 | CMPV004 | ERNIE'S SMOKE SHOP | TANK 2 | TANK 2 Compartment | Currently in Use | 8000 | TRUE |  | Gasoline (containing <=10% ethanol) | TRUE | Spill Bucket | Yavapai-Apache Nation of the Camp Verde Indian Reservation, Arizona | ERNIE'S SMOKE SHOP | 20 AZ-260 | Camp Verde | AZ | 86322
9 | CMPV005 | Star Mart/Texaco | TANK 1 | TANK 1 Compartment | Permanently Out of Use | 10000 | TRUE | 2006-08-03 | Gasoline (containing <=10% ethanol) | TRUE | Spill Bucket | Yavapai-Apache Nation of the Camp Verde Indian Reservation, Arizona | Star Mart/Texaco | 433 Middle Verde Road | Camp Verde | AZ | 86322
9 | CMPV005 | Star Mart/Texaco | TANK 4 | TANK 4 Compartment | Permanently Out of Use | 10000 | TRUE | 2006-08-03 | Diesel | TRUE | Spill Bucket | Yavapai-Apache Nation of the Camp Verde Indian Reservation, Arizona | Star Mart/Texaco | 433 Middle Verde Road | Camp Verde | AZ | 86322
9 | CMPV005 | Star Mart/Texaco | TANK 3 | TANK 3 Compartment | Permanently Out of Use | 10000 | TRUE | 2006-08-03 | Gasoline (containing <=10% ethanol) | TRUE | Spill Bucket | Yavapai-Apache Nation of the Camp Verde Indian Reservation, Arizona | Star Mart/Texaco | 433 Middle Verde Road | Camp Verde | AZ | 86322
9 | CMPV005 | Star Mart/Texaco | TANK 2 | TANK 2 Compartment | Permanently Out of Use | 10000 | TRUE | 2006-08-03 | Gasoline (containing <=10% ethanol) | TRUE | Spill Bucket | Yavapai-Apache Nation of the Camp Verde Indian Reservation, Arizona | Star Mart/Texaco | 433 Middle Verde Road | Camp Verde | AZ | 86322
9 | CMPV006 | Yavapai Apache Nation Market Place Convenience Store | 1 | 1 Compartment | Currently in Use | 20000 | TRUE | 2015-02-05 | Gasoline (containing <=10% ethanol) | TRUE | Spill Bucket | Yavapai-Apache Nation of the Camp Verde Indian Reservation, Arizona | Yavapai Apache Nation Market Place Convenience Store | 3400 West HWY 260 (SR-260) | Camp Verde | AZ | 86322
9 | CMPV006 | Yavapai Apache Nation Market Place Convenience Store | 2B | 2B Compartment | Currently in Use | 15000 | TRUE | 2015-02-05 | Diesel | TRUE | Spill Bucket | Yavapai-Apache Nation of the Camp Verde Indian Reservation, Arizona | Yavapai Apache Nation Market Place Convenience Store | 3400 West HWY 260 (SR-260) | Camp Verde | AZ | 86322
9 | CMPV006 | Yavapai Apache Nation Market Place Convenience Store | 2A | 2A Compartment | Currently in Use | 10000 | TRUE | 2015-02-05 | Gasoline (containing <=10% ethanol) | TRUE | Spill Bucket | Yavapai-Apache Nation of the Camp Verde Indian Reservation, Arizona | Yavapai Apache Nation Market Place Convenience Store | 3400 West HWY 260 (SR-260) | Camp Verde | AZ | 86322
9 | COCO001 | YUMA CITY LANDFILL | TANK 1 | TANK 1 Compartment | Permanently Out of Use | 1000 | TRUE |  | Diesel | FALSE | Unknown | Cocopah Tribe of Arizona | YUMA CITY LANDFILL | U.S. RTE. 95 AND AVE.'C' | Yuma | AZ | 85364
9 | COCO002 | COCOPAH EASY CORNER STORE | TANK 1 | TANK 1 Compartment | Permanently Out of Use | 8000 | TRUE |  | Gasoline (containing <=10% ethanol) | FALSE | Unknown | Cocopah Tribe of Arizona | COCOPAH EASY CORNER STORE | 6897 PAIUTE AVE. | Somerton | AZ | 85350
9 | COCO002 | COCOPAH EASY CORNER STORE | TANK 3 | TANK 3 Compartment | Permanently Out of Use | 10000 | TRUE |  | Gasoline (containing <=10% ethanol) | FALSE | Unknown | Cocopah Tribe of Arizona | COCOPAH EASY CORNER STORE | 6897 PAIUTE AVE. | Somerton | AZ | 85350
9 | COCO002 | COCOPAH EASY CORNER STORE | TANK 2 | TANK 2 Compartment | Permanently Out of Use | 8000 | TRUE |  | Gasoline (containing <=10% ethanol) | FALSE | Unknown | Cocopah Tribe of Arizona | COCOPAH EASY CORNER STORE | 6897 PAIUTE AVE. | Somerton | AZ | 85350
9 | COCO003 | COCOPAH VOCATIONAL TRAINING CENTER BUILDING | TANK 1 | TANK 1 Compartment | Permanently Out of Use | 4000 | TRUE | 1998-12-10 | Gasoline (containing <=10% ethanol) | FALSE | Unknown | Cocopah Tribe of Arizona | COCOPAH VOCATIONAL TRAINING CENTER BUILDING | COUNTY 14TH ST & AVENUE I | Somerton | AZ | 85350
9 | COCO003 | COCOPAH VOCATIONAL TRAINING CENTER BUILDING | TANK 2 | TANK 2 Compartment | Permanently Out of Use | 4000 | TRUE | 1998-12-10 | Gasoline (containing <=10% ethanol) | FALSE | Unknown | Cocopah Tribe of Arizona | COCOPAH VOCATIONAL TRAINING CENTER BUILDING | COUNTY 14TH ST & AVENUE I | Somerton | AZ | 85350
9 | COCO004 | Cocopah Korner | Tank 1 | Compartment 1 | Currently in Use | 25000 | TRUE |  | Gasoline (containing <=10% ethanol) | TRUE |  | Cocopah Tribe of Arizona | Cocopah Korner | 15136 S. Avenue B | Somerton | AZ | 85350
9 | COCO004 | Cocopah Korner | Tank 5 | Compartment 1 | Currently in Use | 6000 | TRUE |  | Diesel | TRUE |  | Cocopah Tribe of Arizona | Cocopah Korner | 15136 S. Avenue B | Somerton | AZ | 85350
9 | COCO004 | Cocopah Korner | Tank 4 | Compartment 1 | Currently in Use | 20000 | TRUE |  | Diesel | TRUE |  | Cocopah Tribe of Arizona | Cocopah Korner | 15136 S. Avenue B | Somerton | AZ | 85350
9 | COCO004 | Cocopah Korner | Tank 3 | Compartment 1 | Currently in Use | 15000 | TRUE |  | Diesel | TRUE |  | Cocopah Tribe of Arizona | Cocopah Korner | 15136 S. Avenue B | Somerton | AZ | 85350
9 | COCO004 | Cocopah Korner | Tank 2 | Compartment 1 | Currently in Use | 10000 | TRUE |  | Gasoline (containing <=10% ethanol) | TRUE |  | Cocopah Tribe of Arizona | Cocopah Korner | 15136 S. Avenue B | Somerton | AZ | 85350
9 | COYO001 | COYOTE VALLEY AGRICULTURAL PROPERTY | TANK 1 | TANK 1 Compartment | Permanently Out of Use | 700 | TRUE | 1941-01-01 | Gasoline (containing <=10% ethanol) | FALSE | Unknown | Coyote Valley Band of Pomo Indians of California | COYOTE VALLEY AGRICULTURAL PROPERTY | 7601 NORTH STATE STREET | Redwood Valley | CA | 95470
9 | COYO001 | COYOTE VALLEY AGRICULTURAL PROPERTY | TANK 2 | TANK 2 Compartment | Permanently Out of Use | 550 | TRUE | 1941-01-01 | Diesel | FALSE | Unknown | Coyote Valley Band of Pomo Indians of California | COYOTE VALLEY AGRICULTURAL PROPERTY | 7601 NORTH STATE STREET | Redwood Valley | CA | 95470
9 | COYO002 | Coyote Valley Retail Enterprises | 1 | 1 Compartment | Currently in Use | 20000 | TRUE | 2015-11-04 | Gasoline (containing <=10% ethanol) | TRUE | Spill Bucket | Coyote Valley Band of Pomo Indians of California | Coyote Valley Retail Enterprises | 60 Coyote Valley Blvd | Redwood Valley | CA | 95470
9 | COYO002 | Coyote Valley Retail Enterprises | 2 | 2 Compartment | Currently in Use | 20000 | TRUE | 2015-11-04 | Gasoline (containing <=10% ethanol) | TRUE | Spill Bucket | Coyote Valley Band of Pomo Indians of California | Coyote Valley Retail Enterprises | 60 Coyote Valley Blvd | Redwood Valley | CA | 95470
9 | CRIT001 | ADOT - PARKER | TANK 1 | TANK 1 Compartment | Permanently Out of Use | 1000 | TRUE | 1993-10-05 | Gasoline (containing <=10% ethanol) | FALSE | Unknown | Colorado River Indian Tribes of the Colorado River Indian Reservation, Arizona and California | ADOT - PARKER | HWY 95 (MILE 143) | Parker | AZ | 85344
9 | CRIT002 | TELLES RANCH INC. | TANK 1 | TANK 1 Compartment | Permanently Out of Use | 10000 | TRUE | 2017-12-17 | Diesel | FALSE | Unknown | Colorado River Indian Tribes of the Colorado River Indian Reservation, Arizona and California | POSTON_TELLES RANCH | 29789 Mohave Road | Poston | AZ | 85371
9 | CRIT003 | HEAD START SCHOOL | TANK 1 | TANK 1 Compartment | Permanently Out of Use | 5000 | TRUE | 1986-04-15 | Gasoline (containing <=10% ethanol) | FALSE | Unknown | Colorado River Indian Tribes of the Colorado River Indian Reservation, Arizona and California | HEAD START SCHOOL | "MOHAVE & INDIAN SCHOOL ROAD RT 1 BOX 9-C" | Parker | AZ | 85344
9 | CRIT004 | "WESTERN FARM SERVICE, INC." | TANK 1 | TANK 1 Compartment | Permanently Out of Use | 1000 | TRUE |  | Gasoline (containing <=10% ethanol) | FALSE | Unknown | Colorado River Indian Tribes of the Colorado River Indian Reservation, Arizona and California | "WESTERN FARM SERVICE, INC." | MOHAVE ROAD AT ANGUS WILSON ROAD | Poston | AZ | 85371
9 | CRIT006 | COLORADO RIVER AGENCY/BIA AG | TANK 1 | TANK 1 Compartment | Permanently Out of Use | 500 | TRUE |  | Diesel | FALSE | Unknown | Colorado River Indian Tribes of the Colorado River Indian Reservation, Arizona and California | COLORADO RIVER AGENCY/BIA AG | "ROUTE 1, BOX 9-C" | Parker | AZ | 85344
9 | CRIT006 | COLORADO RIVER AGENCY/BIA AG | TANK 3 | TANK 3 Compartment | Permanently Out of Use | 1000 | TRUE |  | Gasoline (containing <=10% ethanol) | FALSE | Unknown | Colorado River Indian Tribes of the Colorado River Indian Reservation, Arizona and California | COLORADO RIVER AGENCY/BIA AG | "ROUTE 1, BOX 9-C" | Parker | AZ | 85344
9 | CRIT006 | COLORADO RIVER AGENCY/BIA AG | TANK 2 | TANK 2 Compartment | Permanently Out of Use | 1000 | TRUE |  | Gasoline (containing <=10% ethanol) | FALSE | Unknown | Colorado River Indian Tribes of the Colorado River Indian Reservation, Arizona and California | COLORADO RIVER AGENCY/BIA AG | "ROUTE 1, BOX 9-C" | Parker | AZ | 85344
9 | CRIT008 | KAMBUROFF AERIAL SPRAY | TANK 1 | TANK 1 Compartment | Permanently Out of Use | 1000 | TRUE | 1993-03-01 | Gasoline (containing <=10% ethanol) | FALSE | Unknown | Colorado River Indian Tribes of the Colorado River Indian Reservation, Arizona and California | KAMBUROFF AERIAL SPRAY | "P.O. BOX 2095 NEZ & MOJAVE ROAD" | Poston | AZ | 85371
9 | CRIT008 | KAMBUROFF AERIAL SPRAY | TANK 3 | TANK 3 Compartment | Permanently Out of Use | 10000 | TRUE |  | Gasoline (containing <=10% ethanol) | FALSE | Unknown | Colorado River Indian Tribes of the Colorado River Indian Reservation, Arizona and California | KAMBUROFF AERIAL SPRAY | "P.O. BOX 2095 NEZ & MOJAVE ROAD" | Poston | AZ | 85371
9 | CRIT008 | KAMBUROFF AERIAL SPRAY | TANK 2 | TANK 2 Compartment | Permanently Out of Use | 2000 | TRUE |  | Gasoline (containing <=10% ethanol) | FALSE | Unknown | Colorado River Indian Tribes of the Colorado River Indian Reservation, Arizona and California | KAMBUROFF AERIAL SPRAY | "P.O. BOX 2095 NEZ & MOJAVE ROAD" | Poston | AZ | 85371
9 | CRIT009 | "AVI SUQUILLA AIRPORT, aka C.R.I.T. AIR" | TANK 1 | TANK 1 Compartment | Permanently Out of Use | 10000 | TRUE |  | Gasoline (containing <=10% ethanol) | FALSE | Unknown | Colorado River Indian Tribes of the Colorado River Indian Reservation, Arizona and California | "AVI SUQUILLA AIRPORT, aka C.R.I.T. AIR" | "HWY 95 AND RIVERSIDE DRIVE P.O. BOX 23-B" | Parker | AZ | 85344
9 | CRIT009 | "AVI SUQUILLA AIRPORT, aka C.R.I.T. AIR" | TANK 2 | TANK 2 Compartment | Permanently Out of Use | 10000 | TRUE |  | Gasoline (containing <=10% ethanol) | FALSE | Unknown | Colorado River Indian Tribes of the Colorado River Indian Reservation, Arizona and California | "AVI SUQUILLA AIRPORT, aka C.R.I.T. AIR" | "HWY 95 AND RIVERSIDE DRIVE P.O. BOX 23-B" | Parker | AZ | 85344
9 | CRIT010 | "KING RANCH, aka BRUCE CHURCH" | TANK 1 | TANK 1 Compartment | Permanently Out of Use | 7500 | TRUE |  | Gasoline (containing <=10% ethanol) | FALSE | Unknown | Colorado River Indian Tribes of the Colorado River Indian Reservation, Arizona and California | "KING RANCH, aka BRUCE CHURCH" | W. MCCABE ROAD (1 mi. W of Mojave Rd, 3 mi. S of Poston) | Parker | AZ | 85344
9 | CRIT010 | "KING RANCH, aka BRUCE CHURCH" | TANK 4 | TANK 4 Compartment | Permanently Out of Use | 7500 | TRUE |  | Diesel | FALSE | Unknown | Colorado River Indian Tribes of the Colorado River Indian Reservation, Arizona and California | "KING RANCH, aka BRUCE CHURCH" | W. MCCABE ROAD (1 mi. W of Mojave Rd, 3 mi. S of Poston) | Parker | AZ | 85344
9 | CRIT010 | "KING RANCH, aka BRUCE CHURCH" | TANK 3 | TANK 3 Compartment | Permanently Out of Use | 7500 | TRUE |  | Gasoline (containing <=10% ethanol) | FALSE | Unknown | Colorado River Indian Tribes of the Colorado River Indian Reservation, Arizona and California | "KING RANCH, aka BRUCE CHURCH" | W. MCCABE ROAD (1 mi. W of Mojave Rd, 3 mi. S of Poston) | Parker | AZ | 85344
9 | CRIT010 | "KING RANCH, aka BRUCE CHURCH" | TANK 2 | TANK 2 Compartment | Permanently Out of Use | 7500 | TRUE |  | Gasoline (containing <=10% ethanol) | FALSE | Unknown | Colorado River Indian Tribes of the Colorado River Indian Reservation, Arizona and California | "KING RANCH, aka BRUCE CHURCH" | W. MCCABE ROAD (1 mi. W of Mojave Rd, 3 mi. S of Poston) | Parker | AZ | 85344
9 | CRIT011 | PARKER IHS HOSPITAL | TANK 1 | TANK 1 Compartment | Permanently Out of Use | 5000 | TRUE | 2002-03-11 | Diesel | FALSE | Unknown | Colorado River Indian Tribes of the Colorado River Indian Reservation, Arizona and California | PARKER IHS HOSPITAL | "BIA AGENCY ROAD, RTE. 1 P.O. BOX 12" | Parker | AZ | 85344
9 | CRIT012 | LE PERA SCHOOL | TANK 1 | TANK 1 Compartment | Permanently Out of Use | 500 | TRUE |  | Diesel | FALSE | Unknown | Colorado River Indian Tribes of the Colorado River Indian Reservation, Arizona and California | LE PERA SCHOOL | "WEST TABHO ROADP.O. BOX 169" | Parker | AZ | 85344
9 | CRIT012 | LE PERA SCHOOL | TANK 3 | TANK 3 Compartment | Permanently Out of Use | 5000 | TRUE |  | Gasoline (containing <=10% ethanol) | FALSE | Unknown | Colorado River Indian Tribes of the Colorado River Indian Reservation, Arizona and California | LE PERA SCHOOL | "WEST TABHO ROADP.O. BOX 169" | Parker | AZ | 85344
9 | CRIT012 | LE PERA SCHOOL | TANK 2 | TANK 2 Compartment | Permanently Out of Use | 5000 | TRUE |  | Diesel | FALSE | Unknown | Colorado River Indian Tribes of the Colorado River Indian Reservation, Arizona and California | LE PERA SCHOOL | "WEST TABHO ROADP.O. BOX 169" | Parker | AZ | 85344
9 | CRIT014 | C.R.I.T. FARMS | TANK 1 | TANK 1 Compartment | Permanently Out of Use | 15000 | TRUE |  | Diesel | FALSE | Unknown | Colorado River Indian Tribes of the Colorado River Indian Reservation, Arizona and California | C.R.I.T. FARMS | NEZ AND MOHAVE ROADS | Parker | AZ | 85344
9 | CRIT015 | FRANK ELLIS MARINE | TANK 1 | TANK 1 Compartment | Permanently Out of Use | 2000 | TRUE |  | Gasoline (containing <=10% ethanol) | FALSE | Unknown | Colorado River Indian Tribes of the Colorado River Indian Reservation, Arizona and California | FRANK ELLIS MARINE | "RIVERSIDE DRIVE P.O. BOX BG" | Parker | AZ | 85344
9 | CRIT015 | FRANK ELLIS MARINE | TANK 3 | TANK 3 Compartment | Permanently Out of Use | 1000 | TRUE |  | Gasoline (containing <=10% ethanol) | FALSE | Unknown | Colorado River Indian Tribes of the Colorado River Indian Reservation, Arizona and California | FRANK ELLIS MARINE | "RIVERSIDE DRIVE P.O. BOX BG" | Parker | AZ | 85344
9 | CRIT015 | FRANK ELLIS MARINE | TANK 2 | TANK 2 Compartment | Permanently Out of Use | 1000 | TRUE |  | Gasoline (containing <=10% ethanol) | FALSE | Unknown | Colorado River Indian Tribes of the Colorado River Indian Reservation, Arizona and California | FRANK ELLIS MARINE | "RIVERSIDE DRIVE P.O. BOX BG" | Parker | AZ | 85344
9 | CRIT016 | KENELL MCGUIRE | TANK 1 | TANK 1 Compartment | Permanently Out of Use | 2000 | TRUE |  | Gasoline (containing <=10% ethanol) | FALSE | Unknown | Colorado River Indian Tribes of the Colorado River Indian Reservation, Arizona and California | KENELL MCGUIRE | P.O. BOX 1148 | Parker | AZ | 85344
9 | CRIT017 | AHA QUIN RESORT | TANK 1 | TANK 1 Compartment | Permanently Out of Use | 2000 | TRUE |  | Gasoline (containing <=10% ethanol) | FALSE | Unknown | Colorado River Indian Tribes of the Colorado River Indian Reservation, Arizona and California | AHA QUIN RESORT | "HRC 20, HWY 95 P.O. BOX 2400" | Blythe | CA | 92225
9 | CRIT017 | AHA QUIN RESORT | TANK 2 | TANK 2 Compartment | Permanently Out of Use | 2000 | TRUE |  | Gasoline (containing <=10% ethanol) | FALSE | Unknown | Colorado River Indian Tribes of the Colorado River Indian Reservation, Arizona and California | AHA QUIN RESORT | "HRC 20, HWY 95 P.O. BOX 2400" | Blythe | CA | 92225
9 | CRIT018 | BIG RIVER C.S.D. | TANK 1 | TANK 1 Compartment | Permanently Out of Use | 1300 | TRUE |  | Gasoline (containing <=10% ethanol) | FALSE | Unknown | Colorado River Indian Tribes of the Colorado River Indian Reservation, Arizona and California | BIG RIVER C.S.D. | "DEL REY AND RIO MESA DR. (BIG RIVER, CA not Earp)" | Earp | CA | 92242
9 | CRIT018 | BIG RIVER C.S.D. | TANK 2 | TANK 2 Compartment | Permanently Out of Use | 1300 | TRUE |  | Gasoline (containing <=10% ethanol) | FALSE | Unknown | Colorado River Indian Tribes of the Colorado River Indian Reservation, Arizona and California | BIG RIVER C.S.D. | "DEL REY AND RIO MESA DR. (BIG RIVER, CA not Earp)" | Earp | CA | 92242
9 | CRIT019 | PARADISE POINT CAMP | TANK 1 | TANK 1 Compartment | Permanently Out of Use | 1000 | TRUE |  | Gasoline (containing <=10% ethanol) | FALSE | Unknown | Colorado River Indian Tribes of the Colorado River Indian Reservation, Arizona and California | PARADISE POINT CAMP | US 95 | Blythe | CA | 92225
9 | CRIT020 | WATER WHEEL RESORT | TANK 1 | TANK 1 Compartment | Permanently Out of Use | 4000 | TRUE |  | Gasoline (containing <=10% ethanol) | FALSE | Unknown | Colorado River Indian Tribes of the Colorado River Indian Reservation, Arizona and California | WATER WHEEL RESORT | "CHR 20 - 20900, HWY 95" | Blythe | CA | 92225
9 | CRIT021 | JOE MARTINEZ FARMS | TANK 1 | TANK 1 Compartment | Permanently Out of Use | 1000 | TRUE |  | Diesel | FALSE | Unknown | Colorado River Indian Tribes of the Colorado River Indian Reservation, Arizona and California | JOE MARTINEZ FARMS | "WEST FISHER RD. P.O. BOX 1648" | Parker | AZ | 85344
9 | CRIT021 | JOE MARTINEZ FARMS | TANK 2 | TANK 2 Compartment | Permanently Out of Use | 1000 | TRUE |  | Gasoline (containing <=10% ethanol) | FALSE | Unknown | Colorado River Indian Tribes of the Colorado River Indian Reservation, Arizona and California | JOE MARTINEZ FARMS | "WEST FISHER RD. P.O. BOX 1648" | Parker | AZ | 85344
9 | CRIT023 | ROVEY LAND AND CATTLE CO. | TANK 1 | TANK 1 Compartment | Permanently Out of Use | 6000 | TRUE |  | Gasoline (containing <=10% ethanol) | FALSE | Unknown | Colorado River Indian Tribes of the Colorado River Indian Reservation, Arizona and California | ROVEY LAND AND CATTLE CO. | P.O. BOX 126 | Parker | AZ | 85344
9 | CRIT023 | ROVEY LAND AND CATTLE CO. | TANK 2 | TANK 2 Compartment | Permanently Out of Use | 10000 | TRUE |  | Diesel | FALSE | Unknown | Colorado River Indian Tribes of the Colorado River Indian Reservation, Arizona and California | ROVEY LAND AND CATTLE CO. | P.O. BOX 126 | Parker | AZ | 85344
9 | CRIT024 | LAZY 7 GAS | TANK 1 | TANK 1 Compartment | Permanently Out of Use | 8000 | TRUE |  | Gasoline (containing <=10% ethanol) | FALSE | Unknown | Colorado River Indian Tribes of the Colorado River Indian Reservation, Arizona and California | LAZY 7 GAS | HWY 62 AND PARKER DAM RD. | Earp | CA | 92242
9 | CRIT024 | LAZY 7 GAS | TANK 5 | TANK 5 Compartment | Permanently Out of Use | 2000 | TRUE |  | Gasoline (containing <=10% ethanol) | FALSE | Unknown | Colorado River Indian Tribes of the Colorado River Indian Reservation, Arizona and California | LAZY 7 GAS | HWY 62 AND PARKER DAM RD. | Earp | CA | 92242
9 | CRIT024 | LAZY 7 GAS | TANK 4 | TANK 4 Compartment | Permanently Out of Use | 4000 | TRUE |  | Gasoline (containing <=10% ethanol) | FALSE | Unknown | Colorado River Indian Tribes of the Colorado River Indian Reservation, Arizona and California | LAZY 7 GAS | HWY 62 AND PARKER DAM RD. | Earp | CA | 92242
9 | CRIT024 | LAZY 7 GAS | TANK 3 | TANK 3 Compartment | Permanently Out of Use | 6000 | TRUE |  | Diesel | FALSE | Unknown | Colorado River Indian Tribes of the Colorado River Indian Reservation, Arizona and California | LAZY 7 GAS | HWY 62 AND PARKER DAM RD. | Earp | CA | 92242
9 | CRIT024 | LAZY 7 GAS | TANK 2 | TANK 2 Compartment | Permanently Out of Use | 8000 | TRUE |  | Gasoline (containing <=10% ethanol) | FALSE | Unknown | Colorado River Indian Tribes of the Colorado River Indian Reservation, Arizona and California | LAZY 7 GAS | HWY 62 AND PARKER DAM RD. | Earp | CA | 92242
9 | CRIT025 | BADENOCK'S RESTAURANT | TANK 1 | TANK 1 Compartment | Permanently Out of Use | 2000 | TRUE |  | Gasoline (containing <=10% ethanol) | FALSE | Unknown | Colorado River Indian Tribes of the Colorado River Indian Reservation, Arizona and California | BADENOCK'S RESTAURANT | P.O. BOX 122 | Parker | AZ | 85344
9 | CRIT025 | BADENOCK'S RESTAURANT | TANK 3 | TANK 3 Compartment | Permanently Out of Use | 2000 | TRUE |  | Gasoline (containing <=10% ethanol) | FALSE | Unknown | Colorado River Indian Tribes of the Colorado River Indian Reservation, Arizona and California | BADENOCK'S RESTAURANT | P.O. BOX 122 | Parker | AZ | 85344
9 | CRIT025 | BADENOCK'S RESTAURANT | TANK 2 | TANK 2 Compartment | Permanently Out of Use | 2000 | TRUE |  | Gasoline (containing <=10% ethanol) | FALSE | Unknown | Colorado River Indian Tribes of the Colorado River Indian Reservation, Arizona and California | BADENOCK'S RESTAURANT | P.O. BOX 122 | Parker | AZ | 85344
9 | CRIT026 | CRIT HEAD START (former GSA MOTOR POOL) | TANK 1 | TANK 1 Compartment | Permanently Out of Use | 1000 | TRUE |  | Gasoline (containing <=10% ethanol) | FALSE | Unknown | Colorado River Indian Tribes of the Colorado River Indian Reservation, Arizona and California | CRIT HEAD START (former GSA MOTOR POOL) | NO STREET ADDRESS | Poston | AZ | 85371
9 | CRIT026 | CRIT HEAD START (former GSA MOTOR POOL) | TANK 2 | TANK 2 Compartment | Permanently Out of Use | 1000 | TRUE |  | Gasoline (containing <=10% ethanol) | FALSE | Unknown | Colorado River Indian Tribes of the Colorado River Indian Reservation, Arizona and California | CRIT HEAD START (former GSA MOTOR POOL) | NO STREET ADDRESS | Poston | AZ | 85371
9 | CRIT027 | WOOD'S CROP DUSTING | TANK 1 | TANK 1 Compartment | Permanently Out of Use | 1000 | TRUE |  | Gasoline (containing <=10% ethanol) | FALSE | Unknown | Colorado River Indian Tribes of the Colorado River Indian Reservation, Arizona and California | WOOD'S CROP DUSTING | "21700 AGNES WILSON RD P.O. BOX 2216" | Poston | AZ | 85371
9 | CRIT027 | WOOD'S CROP DUSTING | TANK 3 | TANK 3 Compartment | Permanently Out of Use | 1000 | TRUE |  | Gasoline (containing <=10% ethanol) | FALSE | Unknown | Colorado River Indian Tribes of the Colorado River Indian Reservation, Arizona and California | WOOD'S CROP DUSTING | "21700 AGNES WILSON RD P.O. BOX 2216" | Poston | AZ | 85371
9 | CRIT027 | WOOD'S CROP DUSTING | TANK 2 | TANK 2 Compartment | Permanently Out of Use | 1000 | TRUE |  | Gasoline (containing <=10% ethanol) | FALSE | Unknown | Colorado River Indian Tribes of the Colorado River Indian Reservation, Arizona and California | WOOD'S CROP DUSTING | "21700 AGNES WILSON RD P.O. BOX 2216" | Poston | AZ | 85371
9 | CRIT028 | WOODY'S II CONVENIENCE MARKET | TANK 1 | TANK 1 Compartment | Currently in Use | 10000 | TRUE |  | Gasoline (containing <=10% ethanol) | TRUE | Spill Bucket | Colorado River Indian Tribes of the Colorado River Indian Reservation, Arizona and California | WOODY'S II CONVENIENCE MARKET | MOHAVE AND POSTON ROAD | Poston | AZ | 85371
9 | CRIT028 | WOODY'S II CONVENIENCE MARKET | TANK 3 | TANK 3 Compartment | Permanently Out of Use | 10000 | TRUE |  | Gasoline (containing <=10% ethanol) | TRUE | Spill Bucket | Colorado River Indian Tribes of the Colorado River Indian Reservation, Arizona and California | WOODY'S II CONVENIENCE MARKET | MOHAVE AND POSTON ROAD | Poston | AZ | 85371
9 | CRIT028 | WOODY'S II CONVENIENCE MARKET | TANK 2 | TANK 2 Compartment | Permanently Out of Use | 10000 | TRUE |  | Gasoline (containing <=10% ethanol) | TRUE | Spill Bucket | Colorado River Indian Tribes of the Colorado River Indian Reservation, Arizona and California | WOODY'S II CONVENIENCE MARKET | MOHAVE AND POSTON ROAD | Poston | AZ | 85371
9 | CRIT029 | SAGUARO CHEVROLET INC. | TANK 1 | TANK 1 Compartment | Permanently Out of Use | 1000 | TRUE |  | Used Oil | FALSE | Unknown | Colorado River Indian Tribes of the Colorado River Indian Reservation, Arizona and California | SAGUARO CHEVROLET INC. | P.O. BOX 850 | Parker | AZ | 85344
9 | CRIT031 | TANNER PLANT 85 | TANK 1 | TANK 1 Compartment | Permanently Out of Use | 10000 | TRUE |  | Diesel | FALSE | Unknown | Colorado River Indian Tribes of the Colorado River Indian Reservation, Arizona and California | TANNER PLANT 85 | 2.5 MILES N. HWY 95 | Parker | AZ | 85344
9 | CRIT034 | PARKER CONSTRUCTION FIELD OFFICE | TANK 1 | TANK 1 Compartment | Permanently Out of Use | 20000 | TRUE |  | Gasoline (containing <=10% ethanol) | FALSE | Unknown | Colorado River Indian Tribes of the Colorado River Indian Reservation, Arizona and California | PARKER CONSTRUCTION FIELD OFFICE | "LOT 17, INDUSTRIAL PARK, SHEA ROAD" | Parker | AZ | 85344
9 | CRIT034 | PARKER CONSTRUCTION FIELD OFFICE | TANK 7 | TANK 7 Compartment | Permanently Out of Use | 1000 | TRUE |  | Used Oil | FALSE | Unknown | Colorado River Indian Tribes of the Colorado River Indian Reservation, Arizona and California | PARKER CONSTRUCTION FIELD OFFICE | "LOT 17, INDUSTRIAL PARK, SHEA ROAD" | Parker | AZ | 85344
9 | CRIT034 | PARKER CONSTRUCTION FIELD OFFICE | TANK 6 | TANK 6 Compartment | Permanently Out of Use | 1000 | TRUE |  | Used Oil | FALSE | Unknown | Colorado River Indian Tribes of the Colorado River Indian Reservation, Arizona and California | PARKER CONSTRUCTION FIELD OFFICE | "LOT 17, INDUSTRIAL PARK, SHEA ROAD" | Parker | AZ | 85344
9 | CRIT034 | PARKER CONSTRUCTION FIELD OFFICE | TANK 5 | TANK 5 Compartment | Permanently Out of Use | 20000 | TRUE |  | Diesel | FALSE | Unknown | Colorado River Indian Tribes of the Colorado River Indian Reservation, Arizona and California | PARKER CONSTRUCTION FIELD OFFICE | "LOT 17, INDUSTRIAL PARK, SHEA ROAD" | Parker | AZ | 85344
9 | CRIT034 | PARKER CONSTRUCTION FIELD OFFICE | TANK 4 | TANK 4 Compartment | Permanently Out of Use | 10000 | TRUE |  | Kerosene | FALSE | Unknown | Colorado River Indian Tribes of the Colorado River Indian Reservation, Arizona and California | PARKER CONSTRUCTION FIELD OFFICE | "LOT 17, INDUSTRIAL PARK, SHEA ROAD" | Parker | AZ | 85344
9 | CRIT034 | PARKER CONSTRUCTION FIELD OFFICE | TANK 3 | TANK 3 Compartment | Permanently Out of Use | 550 | TRUE |  | Used Oil | FALSE | Unknown | Colorado River Indian Tribes of the Colorado River Indian Reservation, Arizona and California | PARKER CONSTRUCTION FIELD OFFICE | "LOT 17, INDUSTRIAL PARK, SHEA ROAD" | Parker | AZ | 85344
9 | CRIT034 | PARKER CONSTRUCTION FIELD OFFICE | TANK 2 | TANK 2 Compartment | Permanently Out of Use | 2000 | TRUE |  | Diesel | FALSE | Unknown | Colorado River Indian Tribes of the Colorado River Indian Reservation, Arizona and California | PARKER CONSTRUCTION FIELD OFFICE | "LOT 17, INDUSTRIAL PARK, SHEA ROAD" | Parker | AZ | 85344
9 | CRIT035 | IMPERIAL MACHINERY (SUBSIDIARY) | TANK 1 | TANK 1 Compartment | Permanently Out of Use | 500 | TRUE |  | Used Oil | FALSE | Unknown | Colorado River Indian Tribes of the Colorado River Indian Reservation, Arizona and California | IMPERIAL MACHINERY (SUBSIDIARY) | 601 11TH ST. | Parker | AZ | 85344
9 | CRIT036 | BLUE WATER DELI & SPIRITS | TANK 1 | TANK 1 Compartment | Permanently Out of Use | 10000 | TRUE |  | Gasoline (containing <=10% ethanol) | FALSE | Unknown | Colorado River Indian Tribes of the Colorado River Indian Reservation, Arizona and California | BLUE WATER DELI & SPIRITS | 1000 BLUE WATER DRIVE | Parker | AZ | 85344
9 | CRIT036 | BLUE WATER DELI & SPIRITS | TANK 3 | TANK 3 Compartment | Permanently Out of Use | 1500 | TRUE |  | Gasoline (containing <=10% ethanol) | FALSE | Unknown | Colorado River Indian Tribes of the Colorado River Indian Reservation, Arizona and California | BLUE WATER DELI & SPIRITS | 1000 BLUE WATER DRIVE | Parker | AZ | 85344
9 | CRIT036 | BLUE WATER DELI & SPIRITS | TANK 2 | TANK 2 Compartment | Permanently Out of Use | 5000 | TRUE |  | Gasoline (containing <=10% ethanol) | FALSE | Unknown | Colorado River Indian Tribes of the Colorado River Indian Reservation, Arizona and California | BLUE WATER DELI & SPIRITS | 1000 BLUE WATER DRIVE | Parker | AZ | 85344
9 | CRIT037 | PARKER UNIFIED SCHOOL DISTRICT | TANK 1 | TANK 1 Compartment | Permanently Out of Use | 10000 | TRUE |  | Diesel | FALSE | Unknown | Colorado River Indian Tribes of the Colorado River Indian Reservation, Arizona and California | PARKER UNIFIED SCHOOL DISTRICT | "2000 MOHAVE AVE. P.O. BOX 1089" | Parker | AZ | 85344
9 | CRIT037 | PARKER UNIFIED SCHOOL DISTRICT | TANK 3 | TANK 3 Compartment | Permanently Out of Use | 5000 | TRUE |  | Gasoline (containing <=10% ethanol) | FALSE | Unknown | Colorado River Indian Tribes of the Colorado River Indian Reservation, Arizona and California | PARKER UNIFIED SCHOOL DISTRICT | "2000 MOHAVE AVE. P.O. BOX 1089" | Parker | AZ | 85344
9 | CRIT037 | PARKER UNIFIED SCHOOL DISTRICT | TANK 2 | TANK 2 Compartment | Permanently Out of Use | 10000 | TRUE |  | Diesel | FALSE | Unknown | Colorado River Indian Tribes of the Colorado River Indian Reservation, Arizona and California | PARKER UNIFIED SCHOOL DISTRICT | "2000 MOHAVE AVE. P.O. BOX 1089" | Parker | AZ | 85344
9 | CRIT038 | ROLANCO FARMS | TANK 1 | TANK 1 Compartment | Permanently Out of Use | 10000 | TRUE |  | Gasoline (containing <=10% ethanol) | FALSE | Unknown | Colorado River Indian Tribes of the Colorado River Indian Reservation, Arizona and California | ROLANCO FARMS | "ROUTE 1, BOX 126" | Parker | AZ | 85344
9 | CRIT038 | ROLANCO FARMS | TANK 2 | TANK 2 Compartment | Permanently Out of Use | 6000 | TRUE |  | Gasoline (containing <=10% ethanol) | FALSE | Unknown | Colorado River Indian Tribes of the Colorado River Indian Reservation, Arizona and California | ROLANCO FARMS | "ROUTE 1, BOX 126" | Parker | AZ | 85344
9 | CRIT039 | BIA IRRIGATION FACILITY YARD | TANK 1 | TANK 1 Compartment | Permanently Out of Use | 2000 | TRUE |  | Gasoline (containing <=10% ethanol) | FALSE | Unknown | Colorado River Indian Tribes of the Colorado River Indian Reservation, Arizona and California | BIA IRRIGATION FACILITY YARD | NE Corner of Mohave and Poston Roads | Poston | AZ | 85371
9 | CRIT039 | BIA IRRIGATION FACILITY YARD | TANK 2 | TANK 2 Compartment | Permanently Out of Use | 2000 | TRUE |  | Gasoline (containing <=10% ethanol) | FALSE | Unknown | Colorado River Indian Tribes of the Colorado River Indian Reservation, Arizona and California | BIA IRRIGATION FACILITY YARD | NE Corner of Mohave and Poston Roads | Poston | AZ | 85371
9 | CRIT040 | C.R.I.T. AUTO SHOP | TANK 1 | TANK 1 Compartment | Permanently Out of Use | 6000 | TRUE |  | Gasoline (containing <=10% ethanol) | FALSE | Unknown | Colorado River Indian Tribes of the Colorado River Indian Reservation, Arizona and California | C.R.I.T. AUTO SHOP | ROUTE 1 and 2nd Street | Parker | AZ | 85344
9 | CRIT040 | C.R.I.T. AUTO SHOP | TANK 2 | TANK 2 Compartment | Permanently Out of Use | 6000 | TRUE |  | Gasoline (containing <=10% ethanol) | FALSE | Unknown | Colorado River Indian Tribes of the Colorado River Indian Reservation, Arizona and California | C.R.I.T. AUTO SHOP | ROUTE 1 and 2nd Street | Parker | AZ | 85344
9 | CRIT041 | LOST LAKE RESORT | TANK 1 | TANK 1 Compartment | Permanently Out of Use | 1000 | TRUE |  | Gasoline (containing <=10% ethanol) | FALSE | Unknown | Colorado River Indian Tribes of the Colorado River Indian Reservation, Arizona and California | LOST LAKE RESORT | 42500 HWY 95 | Blythe | CA | 92225
9 | CRIT041 | LOST LAKE RESORT | TANK 7 | TANK 7 Compartment | Currently in Use | 2500 | TRUE |  | Gasoline (containing <=10% ethanol) | TRUE | Spill Bucket | Colorado River Indian Tribes of the Colorado River Indian Reservation, Arizona and California | LOST LAKE RESORT | 42500 HWY 95 | Blythe | CA | 92225
9 | CRIT041 | LOST LAKE RESORT | TANK 6 | TANK 6 Compartment | Currently in Use | 4000 | TRUE |  | Gasoline (containing <=10% ethanol) | TRUE | Spill Bucket | Colorado River Indian Tribes of the Colorado River Indian Reservation, Arizona and California | LOST LAKE RESORT | 42500 HWY 95 | Blythe | CA | 92225
9 | CRIT041 | LOST LAKE RESORT | TANK 5 | TANK 5 Compartment | Currently in Use | 5500 | TRUE |  | Gasoline (containing <=10% ethanol) | TRUE | Spill Bucket | Colorado River Indian Tribes of the Colorado River Indian Reservation, Arizona and California | LOST LAKE RESORT | 42500 HWY 95 | Blythe | CA | 92225
9 | CRIT041 | LOST LAKE RESORT | TANK 4 | TANK 4 Compartment | Permanently Out of Use | 1000 | TRUE |  | Gasoline (containing <=10% ethanol) | FALSE | Unknown | Colorado River Indian Tribes of the Colorado River Indian Reservation, Arizona and California | LOST LAKE RESORT | 42500 HWY 95 | Blythe | CA | 92225
9 | CRIT041 | LOST LAKE RESORT | TANK 3 | TANK 3 Compartment | Permanently Out of Use | 1000 | TRUE |  | Gasoline (containing <=10% ethanol) | FALSE | Unknown | Colorado River Indian Tribes of the Colorado River Indian Reservation, Arizona and California | LOST LAKE RESORT | 42500 HWY 95 | Blythe | CA | 92225
9 | CRIT041 | LOST LAKE RESORT | TANK 2 | TANK 2 Compartment | Permanently Out of Use | 1000 | TRUE |  | Gasoline (containing <=10% ethanol) | FALSE | Unknown | Colorado River Indian Tribes of the Colorado River Indian Reservation, Arizona and California | LOST LAKE RESORT | 42500 HWY 95 | Blythe | CA | 92225
9 | CRIT042 | TWIN PALMS RESORT | TANK 1 | TANK 1 Compartment | Permanently Out of Use | 2000 | TRUE |  | Gasoline (containing <=10% ethanol) | FALSE | Unknown | Colorado River Indian Tribes of the Colorado River Indian Reservation, Arizona and California | TWIN PALMS RESORT | "HCR 20, BOX 1600 18 1/2 MILE N. CA HWY 95" | Blythe | CA | 92225
9 | CRIT043 | SANDY'S TIRE & OIL | TANK 1 | TANK 1 Compartment | Permanently Out of Use | 2500 | TRUE |  | Gasoline (containing <=10% ethanol) | FALSE | Unknown | Colorado River Indian Tribes of the Colorado River Indian Reservation, Arizona and California | SANDY'S TIRE & OIL | POSTON & MOHAVE ROAD | Poston | AZ | 85371
9 | CRIT043 | SANDY'S TIRE & OIL | TANK 3 | TANK 3 Compartment | Permanently Out of Use | 250 | TRUE |  | Used Oil | FALSE | Unknown | Colorado River Indian Tribes of the Colorado River Indian Reservation, Arizona and California | SANDY'S TIRE & OIL | POSTON & MOHAVE ROAD | Poston | AZ | 85371
9 | CRIT043 | SANDY'S TIRE & OIL | TANK 2 | TANK 2 Compartment | Permanently Out of Use | 2500 | TRUE |  | Gasoline (containing <=10% ethanol) | FALSE | Unknown | Colorado River Indian Tribes of the Colorado River Indian Reservation, Arizona and California | SANDY'S TIRE & OIL | POSTON & MOHAVE ROAD | Poston | AZ | 85371
9 | CRIT044 | GEORGE STAIN FARMS | TANK 1 | TANK 1 Compartment | Permanently Out of Use | 30000 | TRUE | 1988-10-15 | Diesel | FALSE | Unknown | Colorado River Indian Tribes of the Colorado River Indian Reservation, Arizona and California | GEORGE STAIN FARMS | WEST BOOTH & MAIN DRAIN | Parker | AZ | 85344
9 | CRIT045 | BIG RIVER MAINTENANCE YARD | TANK 1 | TANK 1 Compartment | Permanently Out of Use | 2000 | TRUE |  | Gasoline (containing <=10% ethanol) | FALSE | Unknown | Colorado River Indian Tribes of the Colorado River Indian Reservation, Arizona and California | BIG RIVER MAINTENANCE YARD | TECUMSEH | Earp | CA | 92242
9 | CRIT045 | BIG RIVER MAINTENANCE YARD | TANK 2 | TANK 2 Compartment | Permanently Out of Use | 3000 | TRUE |  | Gasoline (containing <=10% ethanol) | FALSE | Unknown | Colorado River Indian Tribes of the Colorado River Indian Reservation, Arizona and California | BIG RIVER MAINTENANCE YARD | TECUMSEH | Earp | CA | 92242
9 | CRIT046 | MOON MOUNTAIN RANCH | TANK 1 | TANK 1 Compartment | Permanently Out of Use |  | TRUE |  | Gasoline (containing <=10% ethanol) | FALSE | Unknown | Colorado River Indian Tribes of the Colorado River Indian Reservation, Arizona and California | MOON MOUNTAIN RANCH | P.O. BOX 2277 | Poston | AZ | 85371
9 | CRIT046 | MOON MOUNTAIN RANCH | TANK 2 | TANK 2 Compartment | Permanently Out of Use |  | TRUE |  | Diesel | FALSE | Unknown | Colorado River Indian Tribes of the Colorado River Indian Reservation, Arizona and California | MOON MOUNTAIN RANCH | P.O. BOX 2277 | Poston | AZ | 85371
9 | CRIT047 | D&D FARMS | TANK 1 | TANK 1 Compartment | Permanently Out of Use | 3000 | TRUE |  | Gasoline (containing <=10% ethanol) | FALSE | Unknown | Colorado River Indian Tribes of the Colorado River Indian Reservation, Arizona and California | D&D FARMS | MOHAVE AND POSTON ROADS | Poston | AZ | 85371
9 | CRIT047 | D&D FARMS | TANK 2 | TANK 2 Compartment | Permanently Out of Use | 1500 | TRUE |  | Diesel | FALSE | Unknown | Colorado River Indian Tribes of the Colorado River Indian Reservation, Arizona and California | D&D FARMS | MOHAVE AND POSTON ROADS | Poston | AZ | 85371
9 | CRIT048 | CIRCLE K #1483 | TANK 1 | TANK 1 Compartment | Currently in Use | 10300 | TRUE |  | Gasoline (containing <=10% ethanol) | TRUE | Spill Bucket | Colorado River Indian Tribes of the Colorado River Indian Reservation, Arizona and California | CIRCLE K #1483 | 1516 CALIFORNIA AVENUE | Parker | AZ | 85344
9 | CRIT048 | CIRCLE K #1483 | TANK 3 | TANK 3 Compartment | Currently in Use | 10300 | TRUE |  | Diesel | TRUE | Spill Bucket | Colorado River Indian Tribes of the Colorado River Indian Reservation, Arizona and California | CIRCLE K #1483 | 1516 CALIFORNIA AVENUE | Parker | AZ | 85344
9 | CRIT048 | CIRCLE K #1483 | TANK 2 | TANK 2 Compartment | Currently in Use | 10300 | TRUE |  | Gasoline (containing <=10% ethanol) | TRUE | Spill Bucket | Colorado River Indian Tribes of the Colorado River Indian Reservation, Arizona and California | CIRCLE K #1483 | 1516 CALIFORNIA AVENUE | Parker | AZ | 85344
9 | CRIT049 | Superfuels #240 aka SUN WEST EXPRESS | TANK 1 | TANK 1 Compartment | Currently in Use | 10000 | TRUE | 1979-01-01 | Diesel | TRUE | Spill Bucket | Colorado River Indian Tribes of the Colorado River Indian Reservation, Arizona and California | Superfuels #240 aka SUN WEST EXPRESS | 1100 CALIFORNIA AVENUE | Parker | AZ | 85344
9 | CRIT049 | Superfuels #240 aka SUN WEST EXPRESS | TANK 2 | TANK 2 Compartment | Currently in Use | 4000 | TRUE | 1985-01-01 | Gasoline (containing <=10% ethanol) | TRUE | Spill Bucket | Colorado River Indian Tribes of the Colorado River Indian Reservation, Arizona and California | Superfuels #240 aka SUN WEST EXPRESS | 1100 CALIFORNIA AVENUE | Parker | AZ | 85344
9 | CRIT049 | Superfuels #240 aka SUN WEST EXPRESS | TANK 3 | TANK 3 Compartment | Currently in Use | 4000 | TRUE | 1985-01-01 | Diesel | TRUE | Spill Bucket | Colorado River Indian Tribes of the Colorado River Indian Reservation, Arizona and California | Superfuels #240 aka SUN WEST EXPRESS | 1100 CALIFORNIA AVENUE | Parker | AZ | 85344
9 | CRIT049 | Superfuels #240 aka SUN WEST EXPRESS | TANK 6 | TANK 6 Compartment | Currently in Use | 10000 | TRUE | 1985-01-01 | Diesel | TRUE | Spill Bucket | Colorado River Indian Tribes of the Colorado River Indian Reservation, Arizona and California | Superfuels #240 aka SUN WEST EXPRESS | 1100 CALIFORNIA AVENUE | Parker | AZ | 85344
9 | CRIT049 | Superfuels #240 aka SUN WEST EXPRESS | TANK 5 | TANK 5 Compartment | Permanently Out of Use | 6000 | TRUE | 2008-04-22 | Gasoline (containing <=10% ethanol) | TRUE | Spill Bucket | Colorado River Indian Tribes of the Colorado River Indian Reservation, Arizona and California | Superfuels #240 aka SUN WEST EXPRESS | 1100 CALIFORNIA AVENUE | Parker | AZ | 85344
9 | CRIT049 | Superfuels #240 aka SUN WEST EXPRESS | TANK 4 | TANK 4 Compartment | Currently in Use | 10000 | TRUE | 1985-01-01 | Gasoline (containing <=10% ethanol) | TRUE | Spill Bucket | Colorado River Indian Tribes of the Colorado River Indian Reservation, Arizona and California | Superfuels #240 aka SUN WEST EXPRESS | 1100 CALIFORNIA AVENUE | Parker | AZ | 85344
9 | CRIT050 | USA GAS & SNACKS | TANK 1 | TANK 1 Compartment | Currently in Use | 10000 | TRUE | 1985-08-01 | Gasoline (containing <=10% ethanol) | TRUE | Spill Bucket | Colorado River Indian Tribes of the Colorado River Indian Reservation, Arizona and California | USA GAS & SNACKS | 216 RIVERSIDE DRIVE | Parker | AZ | 85344
9 | CRIT050 | USA GAS & SNACKS | TANK 3 | TANK 3 Compartment | Currently in Use | 6000 | TRUE | 1985-08-01 | Diesel | TRUE | Spill Bucket | Colorado River Indian Tribes of the Colorado River Indian Reservation, Arizona and California | USA GAS & SNACKS | 216 RIVERSIDE DRIVE | Parker | AZ | 85344
9 | CRIT050 | USA GAS & SNACKS | TANK 2 | TANK 2 Compartment | Currently in Use | 10000 | TRUE | 1985-08-01 | Gasoline (containing <=10% ethanol) | TRUE | Spill Bucket | Colorado River Indian Tribes of the Colorado River Indian Reservation, Arizona and California | USA GAS & SNACKS | 216 RIVERSIDE DRIVE | Parker | AZ | 85344
9 | CRIT051 | JACKSON ENERGY 6797 (FORMERLY WOODY'S FOOD STORE / WOODY'S CHEVRON) | TANK 1 | TANK 1 Compartment | Permanently Out of Use | 10000 | TRUE | 2023-12-13 | Gasoline (containing <=10% ethanol) | TRUE | Spill Bucket | Colorado River Indian Tribes of the Colorado River Indian Reservation, Arizona and California | JACKSON ENERGY 6797 (FORMERLY WOODY'S FOOD STORE/WOODY'S CHEVRON) | 1001 FIESTA AVENUE | Parker | AZ | 85344
9 | CRIT051 | JACKSON ENERGY 6797 (FORMERLY WOODY'S FOOD STORE / WOODY'S CHEVRON) | TANK 3 | TANK 3 Compartment | Permanently Out of Use | 12000 | TRUE | 2023-12-13 | Gasoline (containing <=10% ethanol) | TRUE | Spill Bucket | Colorado River Indian Tribes of the Colorado River Indian Reservation, Arizona and California | JACKSON ENERGY 6797 (FORMERLY WOODY'S FOOD STORE/WOODY'S CHEVRON) | 1001 FIESTA AVENUE | Parker | AZ | 85344
9 | CRIT051 | JACKSON ENERGY 6797 (FORMERLY WOODY'S FOOD STORE / WOODY'S CHEVRON) | TANK 2 | TANK 2 Compartment | Permanently Out of Use | 12000 | TRUE | 2023-12-13 | Gasoline (containing <=10% ethanol) | TRUE | Spill Bucket | Colorado River Indian Tribes of the Colorado River Indian Reservation, Arizona and California | JACKSON ENERGY 6797 (FORMERLY WOODY'S FOOD STORE/WOODY'S CHEVRON) | 1001 FIESTA AVENUE | Parker | AZ | 85344
9 | CRIT053 | PARKER OIL PRODUCTS INC. | TANK 1 | TANK 1 Compartment | Currently in Use | 10000 | TRUE |  | Diesel | TRUE | Spill Bucket | Colorado River Indian Tribes of the Colorado River Indian Reservation, Arizona and California | PARKER OIL PRODUCTS INC. | 508 CALIFORNIA AV. | Parker | AZ | 85344
9 | CRIT053 | PARKER OIL PRODUCTS INC. | TANK 4 | TANK 4 Compartment | Currently in Use | 10000 | TRUE |  | Gasoline (containing <=10% ethanol) | TRUE | Spill Bucket | Colorado River Indian Tribes of the Colorado River Indian Reservation, Arizona and California | PARKER OIL PRODUCTS INC. | 508 CALIFORNIA AV. | Parker | AZ | 85344
9 | CRIT053 | PARKER OIL PRODUCTS INC. | TANK 3 | TANK 3 Compartment | Currently in Use | 10000 | TRUE |  | Gasoline (containing <=10% ethanol) | TRUE | Spill Bucket | Colorado River Indian Tribes of the Colorado River Indian Reservation, Arizona and California | PARKER OIL PRODUCTS INC. | 508 CALIFORNIA AV. | Parker | AZ | 85344
9 | CRIT053 | PARKER OIL PRODUCTS INC. | TANK 2 | TANK 2 Compartment | Currently in Use | 10000 | TRUE |  | Gasoline (containing <=10% ethanol) | TRUE | Spill Bucket | Colorado River Indian Tribes of the Colorado River Indian Reservation, Arizona and California | PARKER OIL PRODUCTS INC. | 508 CALIFORNIA AV. | Parker | AZ | 85344
9 | CRIT054 | TERRIBLE HERBST #201 | TANK 1 | TANK 1 Compartment | Currently in Use | 10000 | TRUE |  | Gasoline (containing <=10% ethanol) | TRUE | Spill Bucket | Colorado River Indian Tribes of the Colorado River Indian Reservation, Arizona and California | TERRIBLE HERBST #201 | 1001 CALIFORNIA AV. | Parker | AZ | 85344
9 | CRIT054 | TERRIBLE HERBST #201 | TANK 4 | TANK 4 Compartment | Currently in Use | 10000 | TRUE |  | Gasoline (containing <=10% ethanol) | TRUE | Spill Bucket | Colorado River Indian Tribes of the Colorado River Indian Reservation, Arizona and California | TERRIBLE HERBST #201 | 1001 CALIFORNIA AV. | Parker | AZ | 85344
9 | CRIT054 | TERRIBLE HERBST #201 | TANK 3 | TANK 3 Compartment | Currently in Use | 10000 | TRUE |  | Gasoline (containing <=10% ethanol) | TRUE | Spill Bucket | Colorado River Indian Tribes of the Colorado River Indian Reservation, Arizona and California | TERRIBLE HERBST #201 | 1001 CALIFORNIA AV. | Parker | AZ | 85344
9 | CRIT054 | TERRIBLE HERBST #201 | TANK 2 | TANK 2 Compartment | Currently in Use | 10000 | TRUE |  | Gasoline (containing <=10% ethanol) | TRUE | Spill Bucket | Colorado River Indian Tribes of the Colorado River Indian Reservation, Arizona and California | TERRIBLE HERBST #201 | 1001 CALIFORNIA AV. | Parker | AZ | 85344
9 | CRIT055 | Chevron Station | TANK 1 | TANK 1 Compartment | Permanently Out of Use | 1000 | TRUE | 1994-10-01 | Used Oil | FALSE | Unknown | Colorado River Indian Tribes of the Colorado River Indian Reservation, Arizona and California | Chevron Station | 921 California Ave. | Parker | AZ | 85344
9 | CRIT055 | Chevron Station | TANK 5 | TANK 5 Compartment | Permanently Out of Use | 5000 | TRUE | 1994-10-01 | Diesel | FALSE | Unknown | Colorado River Indian Tribes of the Colorado River Indian Reservation, Arizona and California | Chevron Station | 921 California Ave. | Parker | AZ | 85344
9 | CRIT055 | Chevron Station | TANK 4 | TANK 4 Compartment | Permanently Out of Use | 5000 | TRUE | 1994-10-01 | Gasoline (containing <=10% ethanol) | FALSE | Unknown | Colorado River Indian Tribes of the Colorado River Indian Reservation, Arizona and California | Chevron Station | 921 California Ave. | Parker | AZ | 85344
9 | CRIT055 | Chevron Station | TANK 3 | TANK 3 Compartment | Permanently Out of Use | 10000 | TRUE | 1994-10-01 | Gasoline (containing <=10% ethanol) | FALSE | Unknown | Colorado River Indian Tribes of the Colorado River Indian Reservation, Arizona and California | Chevron Station | 921 California Ave. | Parker | AZ | 85344
9 | CRIT055 | Chevron Station | TANK 2 | TANK 2 Compartment | Permanently Out of Use | 10000 | TRUE | 1994-10-01 | Gasoline (containing <=10% ethanol) | FALSE | Unknown | Colorado River Indian Tribes of the Colorado River Indian Reservation, Arizona and California | Chevron Station | 921 California Ave. | Parker | AZ | 85344
9 | CRIT056 | TERRIBLE HERBST #258 | TANK 1 | TANK 1 Compartment | Currently in Use | 10000 | TRUE | 2007-01-24 | Gasoline (containing <=10% ethanol) | FALSE | Unknown | Colorado River Indian Tribes of the Colorado River Indian Reservation, Arizona and California | TERRIBLE HERBST #258 | 921 California Avenue | Parker | AZ | 85344
9 | CRIT056 | TERRIBLE HERBST #258 | TANK 6 | TANK 6 Compartment | Currently in Use | 10000 | TRUE | 2007-01-24 | Gasoline (containing <=10% ethanol) | FALSE | Unknown | Colorado River Indian Tribes of the Colorado River Indian Reservation, Arizona and California | TERRIBLE HERBST #258 | 921 California Avenue | Parker | AZ | 85344
9 | CRIT056 | TERRIBLE HERBST #258 | TANK 5 | TANK 5 Compartment | Currently in Use | 10000 | TRUE | 2007-01-24 | Gasoline (containing <=10% ethanol) | FALSE | Unknown | Colorado River Indian Tribes of the Colorado River Indian Reservation, Arizona and California | TERRIBLE HERBST #258 | 921 California Avenue | Parker | AZ | 85344
9 | CRIT056 | TERRIBLE HERBST #258 | TANK 4 | TANK 4 Compartment | Currently in Use | 10000 | TRUE | 2007-01-24 | Gasoline (containing <=10% ethanol) | FALSE | Unknown | Colorado River Indian Tribes of the Colorado River Indian Reservation, Arizona and California | TERRIBLE HERBST #258 | 921 California Avenue | Parker | AZ | 85344
9 | CRIT056 | TERRIBLE HERBST #258 | TANK 3 | TANK 3 Compartment | Currently in Use | 10000 | TRUE | 2007-01-24 | Diesel | FALSE | Unknown | Colorado River Indian Tribes of the Colorado River Indian Reservation, Arizona and California | TERRIBLE HERBST #258 | 921 California Avenue | Parker | AZ | 85344
9 | CRIT056 | TERRIBLE HERBST #258 | TANK 2 | TANK 2 Compartment | Currently in Use | 10000 | TRUE | 2007-01-24 | Gasoline (containing <=10% ethanol) | FALSE | Unknown | Colorado River Indian Tribes of the Colorado River Indian Reservation, Arizona and California | TERRIBLE HERBST #258 | 921 California Avenue | Parker | AZ | 85344
9 | CRIT057 | CRIT057 - Parker Motor Company, Inc. | 1 | 1 | Permanently Out of Use | 1000 | TRUE |  | Gasoline (containing <=10% ethanol) |  |  | Colorado River Indian Tribes of the Colorado River Indian Reservation, Arizona and California | Parker Motor Company, Inc. | 920 Arizona Ave. | Parker | AZ | 85344
9 | CRIT057 | CRIT057 - Parker Motor Company, Inc. | 2 | 2 | Permanently Out of Use | 1000 | TRUE |  | Gasoline (containing <=10% ethanol) |  |  | Colorado River Indian Tribes of the Colorado River Indian Reservation, Arizona and California | Parker Motor Company, Inc. | 920 Arizona Ave. | Parker | AZ | 85344
9 | CRIT058 | CRIT058 - Post Office Sinkhole | T1 | T1 | Permanently Out of Use | 2000 | TRUE |  | Unknown Petroleum |  |  | Colorado River Indian Tribes of the Colorado River Indian Reservation, Arizona and California | Post Office Sinkhole | 144977 Aqueduct Rd (Hwy 62) | Earp | CA | 92242
9 | CRIT058 | CRIT058 - Post Office Sinkhole | T2 | T2 | Permanently Out of Use | 4000 | TRUE |  | Unknown Petroleum |  |  | Colorado River Indian Tribes of the Colorado River Indian Reservation, Arizona and California | Post Office Sinkhole | 144977 Aqueduct Rd (Hwy 62) | Earp | CA | 92242
9 | DUCV002 | OWYHEE COMMUNITY HEALTH FACILITY aka NEW HOSPITAL | TANK 1 | TANK 1 Compartment | Permanently Out of Use | 2500 | TRUE |  | Diesel | FALSE | Unknown | Shoshone-Paiute Tribes of the Duck Valley Reservation, Nevada | OWYHEE COMMUNITY HEALTH FACILITY aka NEW HOSPITAL | HIGHWAY 225 | Owyhee | NV | 89832
9 | DUCV003 | OWYHEE COMBINED SCHOOLS | TANK 1 | TANK 1 Compartment | Permanently Out of Use | 1000 | TRUE | 1996-08-19 | Gasoline (containing <=10% ethanol) | FALSE | Unknown | Shoshone-Paiute Tribes of the Duck Valley Reservation, Nevada | OWYHEE COMBINED SCHOOLS | 100 ACADEMIC WAY | Owyhee | NV | 89832
9 | DUCV003 | OWYHEE COMBINED SCHOOLS | TANK 2 | TANK 2 Compartment | Permanently Out of Use | 2000 | TRUE | 1996-08-19 | Diesel | FALSE | Unknown | Shoshone-Paiute Tribes of the Duck Valley Reservation, Nevada | OWYHEE COMBINED SCHOOLS | 100 ACADEMIC WAY | Owyhee | NV | 89832
9 | DUCV004 | MANNING'S TEXACO | TANK 1 | TANK 1 Compartment | Permanently Out of Use | 2000 | TRUE | 1941-01-01 | Gasoline (containing <=10% ethanol) | FALSE | Unknown | Shoshone-Paiute Tribes of the Duck Valley Reservation, Nevada | MANNING'S TEXACO | Hwy 225 | Owyhee | NV | 89832
9 | DUCV004 | MANNING'S TEXACO | TANK 4 | TANK 4 Compartment | Permanently Out of Use | 1000 | TRUE | 1941-01-01 | Diesel | FALSE | Unknown | Shoshone-Paiute Tribes of the Duck Valley Reservation, Nevada | MANNING'S TEXACO | Hwy 225 | Owyhee | NV | 89832
9 | DUCV004 | MANNING'S TEXACO | TANK 3 | TANK 3 Compartment | Permanently Out of Use | 1000 | TRUE | 1941-01-01 | Gasoline (containing <=10% ethanol) | FALSE | Unknown | Shoshone-Paiute Tribes of the Duck Valley Reservation, Nevada | MANNING'S TEXACO | Hwy 225 | Owyhee | NV | 89832
9 | DUCV004 | MANNING'S TEXACO | TANK 2 | TANK 2 Compartment | Permanently Out of Use | 2000 | TRUE | 1941-01-01 | Gasoline (containing <=10% ethanol) | FALSE | Unknown | Shoshone-Paiute Tribes of the Duck Valley Reservation, Nevada | MANNING'S TEXACO | Hwy 225 | Owyhee | NV | 89832
9 | DUCV005 | BIA - UST near Bldg. 333 | TANK 1 | TANK 1 Compartment | Permanently Out of Use | 5000 | TRUE |  | Diesel | FALSE | Unknown | Shoshone-Paiute Tribes of the Duck Valley Reservation, Nevada | BIA - UST near Bldg. 333 | NEAR BLDG 333 | Owyhee | NV | 89832
9 | DUCV006 | WILDHORSE MARINA | TANK 1 | TANK 1 Compartment | Permanently Out of Use | 1000 | TRUE |  | Gasoline (containing <=10% ethanol) | FALSE | Unknown | Shoshone-Paiute Tribes of the Duck Valley Reservation, Nevada | WILDHORSE MARINA | NO STRET ADDRESS | Owyhee | NV | 89832
9 | DUCV007 | J&W STORE | TANK 1 | TANK 1 Compartment | Permanently Out of Use | 1000 | TRUE |  | Gasoline (containing <=10% ethanol) | FALSE | Unknown | Shoshone-Paiute Tribes of the Duck Valley Reservation, Nevada | J&W STORE | Hway 225 | Owyhee | NV | 89832
9 | DUCV007 | J&W STORE | TANK 5 | TANK 5 Compartment | Permanently Out of Use | 500 | TRUE |  | Diesel | FALSE | Unknown | Shoshone-Paiute Tribes of the Duck Valley Reservation, Nevada | J&W STORE | Hway 225 | Owyhee | NV | 89832
9 | DUCV007 | J&W STORE | TANK 4 | TANK 4 Compartment | Permanently Out of Use | 500 | TRUE |  | Gasoline (containing <=10% ethanol) | FALSE | Unknown | Shoshone-Paiute Tribes of the Duck Valley Reservation, Nevada | J&W STORE | Hway 225 | Owyhee | NV | 89832
9 | DUCV007 | J&W STORE | TANK 3 | TANK 3 Compartment | Permanently Out of Use | 2000 | TRUE |  | Gasoline (containing <=10% ethanol) | FALSE | Unknown | Shoshone-Paiute Tribes of the Duck Valley Reservation, Nevada | J&W STORE | Hway 225 | Owyhee | NV | 89832
9 | DUCV007 | J&W STORE | TANK 2 | TANK 2 Compartment | Permanently Out of Use | 1000 | TRUE |  | Gasoline (containing <=10% ethanol) | FALSE | Unknown | Shoshone-Paiute Tribes of the Duck Valley Reservation, Nevada | J&W STORE | Hway 225 | Owyhee | NV | 89832
9 | DUCV008 | TRIBAL FARM | TANK 1 | TANK 1 Compartment | Permanently Out of Use | 1000 | TRUE |  | Gasoline (containing <=10% ethanol) | FALSE | Unknown | Shoshone-Paiute Tribes of the Duck Valley Reservation, Nevada | TRIBAL FARM | NO STREET ADDRESS | Owyhee | NV | 89832
9 | DUCV008 | TRIBAL FARM | TANK 2 | TANK 2 Compartment | Permanently Out of Use | 2000 | TRUE |  | Diesel | FALSE | Unknown | Shoshone-Paiute Tribes of the Duck Valley Reservation, Nevada | TRIBAL FARM | NO STREET ADDRESS | Owyhee | NV | 89832
9 | DUCV009 | ARCHULETA RANCH | TANK 1 | TANK 1 Compartment | Permanently Out of Use | 500 | TRUE | 1941-01-01 | Gasoline (containing <=10% ethanol) | FALSE | Unknown | Shoshone-Paiute Tribes of the Duck Valley Reservation, Nevada | ARCHULETA RANCH | NO STREET ADDRESS | Owyhee | NV | 89832
9 | DUCV009 | ARCHULETA RANCH | TANK 2 | TANK 2 Compartment | Permanently Out of Use | 1000 | TRUE | 1941-01-01 | Diesel | FALSE | Unknown | Shoshone-Paiute Tribes of the Duck Valley Reservation, Nevada | ARCHULETA RANCH | NO STREET ADDRESS | Owyhee | NV | 89832
9 | DUCV010 | Duck Valley Gas and Go | TANK 1 | TANK 1 Compartment | Currently in Use | 10000 | TRUE |  | Gasoline (containing <=10% ethanol) | TRUE | Spill Bucket | Shoshone-Paiute Tribes of the Duck Valley Reservation, Nevada | Duck Valley Gas and Go | Nevada Highway 225 | Owyhee | NV | 89832
9 | DUCV010 | Duck Valley Gas and Go | TANK 4 | TANK 4 Compartment | Currently in Use | 6000 | TRUE |  | Diesel | TRUE | Spill Bucket | Shoshone-Paiute Tribes of the Duck Valley Reservation, Nevada | Duck Valley Gas and Go | Nevada Highway 225 | Owyhee | NV | 89832
9 | DUCV010 | Duck Valley Gas and Go | TANK 3 | TANK 3 Compartment | Currently in Use | 4000 | TRUE |  | Gasoline (containing <=10% ethanol) | TRUE | Spill Bucket | Shoshone-Paiute Tribes of the Duck Valley Reservation, Nevada | Duck Valley Gas and Go | Nevada Highway 225 | Owyhee | NV | 89832
9 | DUCV010 | Duck Valley Gas and Go | TANK 2 | TANK 2 Compartment | Currently in Use | 10000 | TRUE |  | Gasoline (containing <=10% ethanol) | TRUE | Spill Bucket | Shoshone-Paiute Tribes of the Duck Valley Reservation, Nevada | Duck Valley Gas and Go | Nevada Highway 225 | Owyhee | NV | 89832
9 | DUCW001 | DUCKWATER SHOSHONE FACILITY | TANK 1 | TANK 1 Compartment | Permanently Out of Use | 500 | TRUE | 1993-07-01 | Gasoline (containing <=10% ethanol) | FALSE | Unknown | Duckwater Shoshone Tribe | DUCKWATER SHOSHONE FACILITY | P.O. BOX 68 | Duckwater | NV | 89314
9 | ELKO001 | ELKO CONVENIENCE STORE AND SMOKE SHOP | TANK 1 | TANK 1 Compartment | Currently in Use | 8000 | TRUE |  | Diesel | TRUE | Spill Bucket | Te-Moak Tribe of Western Shoshone Indians of Nevada (Four constituent bands: Battle Mountain Band; Elko Band; South Fork Band; and Wells Band) | ELKO CONVENIENCE STORE AND SMOKE SHOP | 1750 SILVER EAGLE RD. | Elko | NV | 89801
9 | ELKO001 | ELKO CONVENIENCE STORE AND SMOKE SHOP | TANK 3 | TANK 3 Compartment | Currently in Use | 15000 | TRUE |  | Gasoline (containing <=10% ethanol) | TRUE | Spill Bucket | Te-Moak Tribe of Western Shoshone Indians of Nevada (Four constituent bands: Battle Mountain Band; Elko Band; South Fork Band; and Wells Band) | ELKO CONVENIENCE STORE AND SMOKE SHOP | 1750 SILVER EAGLE RD. | Elko | NV | 89801
9 | ELKO001 | ELKO CONVENIENCE STORE AND SMOKE SHOP | TANK 2 | TANK 2 Compartment | Currently in Use | 15000 | TRUE |  | Gasoline (containing <=10% ethanol) | TRUE | Spill Bucket | Te-Moak Tribe of Western Shoshone Indians of Nevada (Four constituent bands: Battle Mountain Band; Elko Band; South Fork Band; and Wells Band) | ELKO CONVENIENCE STORE AND SMOKE SHOP | 1750 SILVER EAGLE RD. | Elko | NV | 89801
9 | ELKV001 | Elk Valley Tribal Fuel Mart | Tank 1 | Compartment 1 | Currently in Use | 30000 | TRUE |  | Gasoline (containing <=10% ethanol) | TRUE | Spill Bucket | Elk Valley Rancheria, California | Elk Valley Tribal Fuel Mart | 1000 Elk Ranch Rd. | Crescent City | CA | 95531
9 | ELKV001 | Elk Valley Tribal Fuel Mart | Tank 3 | Compartment 1 | Currently in Use | 20000 | TRUE |  | Diesel | TRUE | Spill Bucket | Elk Valley Rancheria, California | Elk Valley Tribal Fuel Mart | 1000 Elk Ranch Rd. | Crescent City | CA | 95531
9 | ELKV001 | Elk Valley Tribal Fuel Mart | Tank 2 | Compartment 1 | Currently in Use | 10000 | TRUE |  | Gasoline (containing <=10% ethanol) | TRUE | Spill Bucket | Elk Valley Rancheria, California | Elk Valley Tribal Fuel Mart | 1000 Elk Ranch Rd. | Crescent City | CA | 95531
9 | ELYS001 | Ely-Shoshone Silver Sage Travel Center | TANK 1 | TANK 1 Compartment | Currently in Use | 15000 | TRUE | 2004-03-01 | Gasoline (containing <=10% ethanol) | TRUE | Spill Bucket | Ely Shoshone Tribe of Nevada | Ely-Shoshone Silver Sage Travel Center | "963 Pioche Highway, Ely NV 89301" | Ely | NV | 89301
9 | ELYS001 | Ely-Shoshone Silver Sage Travel Center | TANK 4 | TANK 4 Compartment | Currently in Use | 15000 | TRUE | 2004-03-01 | Diesel | TRUE | Spill Bucket | Ely Shoshone Tribe of Nevada | Ely-Shoshone Silver Sage Travel Center | "963 Pioche Highway, Ely NV 89301" | Ely | NV | 89301
9 | ELYS001 | Ely-Shoshone Silver Sage Travel Center | TANK 3 | TANK 3 Compartment | Currently in Use | 15000 | TRUE | 2004-03-01 | Diesel | TRUE | Spill Bucket | Ely Shoshone Tribe of Nevada | Ely-Shoshone Silver Sage Travel Center | "963 Pioche Highway, Ely NV 89301" | Ely | NV | 89301
9 | ELYS001 | Ely-Shoshone Silver Sage Travel Center | TANK 2 | TANK 2 Compartment | Currently in Use | 15000 | TRUE | 2004-03-01 | Gasoline (containing <=10% ethanol) | TRUE | Spill Bucket | Ely Shoshone Tribe of Nevada | Ely-Shoshone Silver Sage Travel Center | "963 Pioche Highway, Ely NV 89301" | Ely | NV | 89301
9 | ERMI001 | Rocktane Gas + Smoke | Tank 1 | Compartment 1 | Currently in Use | 30000 | TRUE |  | Gasoline (containing <=10% ethanol) |  | Spill Bucket | Enterprise Rancheria of Maidu Indians of California | Rocktane Gas + Smoke | 3317 Forty Mile Rd | Wheatland | CA | 95692
9 | ERMI001 | Rocktane Gas + Smoke | Tank 3 | Compartment 1 | Currently in Use | 18000 | TRUE |  | Diesel |  | Spill Bucket | Enterprise Rancheria of Maidu Indians of California | Rocktane Gas + Smoke | 3317 Forty Mile Rd | Wheatland | CA | 95692
9 | ERMI001 | Rocktane Gas + Smoke | Tank 2 | Compartment 1 | Currently in Use | 12000 | TRUE |  | Gasoline (containing <=10% ethanol) |  | Spill Bucket | Enterprise Rancheria of Maidu Indians of California | Rocktane Gas + Smoke | 3317 Forty Mile Rd | Wheatland | CA | 95692
9 | FALL001 | FOX PEAK CENTER | TANK 1 | TANK 1 Compartment | Currently in Use | 12000 | TRUE |  | Gasoline (containing <=10% ethanol) | TRUE | Spill Bucket | Paiute-Shoshone Tribe of the Fallon Reservation and Colony, Nevada | FOX PEAK CENTER | 615 EAST WILLIAMS AVE | Fallon | NV | 89406
9 | FALL001 | FOX PEAK CENTER | TANK 3 | TANK 3 Compartment | Currently in Use | 6000 | TRUE |  | Gasoline (containing <=10% ethanol) | TRUE | Spill Bucket | Paiute-Shoshone Tribe of the Fallon Reservation and Colony, Nevada | FOX PEAK CENTER | 615 EAST WILLIAMS AVE | Fallon | NV | 89406
9 | FALL001 | FOX PEAK CENTER | TANK 2 | TANK 2 Compartment | Currently in Use | 6000 | TRUE |  | Gasoline (containing <=10% ethanol) | TRUE | Spill Bucket | Paiute-Shoshone Tribe of the Fallon Reservation and Colony, Nevada | FOX PEAK CENTER | 615 EAST WILLIAMS AVE | Fallon | NV | 89406
9 | FALL002 | Fox Peak Station Fernley | TANK 1 | TANK 1 Compartment | Currently in Use | 10000 | TRUE |  | Gasoline (containing <=10% ethanol) | TRUE | Spill Bucket | Paiute-Shoshone Tribe of the Fallon Reservation and Colony, Nevada | Fox Peak Station Fernley | 1200 Nevada Pacific Parkway | Fernley | NV | 89408
9 | FALL002 | Fox Peak Station Fernley | TANK 5 | TANK 5 Compartment | Currently in Use | 10000 | TRUE |  | Diesel | TRUE | Spill Bucket | Paiute-Shoshone Tribe of the Fallon Reservation and Colony, Nevada | Fox Peak Station Fernley | 1200 Nevada Pacific Parkway | Fernley | NV | 89408
9 | FALL002 | Fox Peak Station Fernley | TANK 4 | TANK 4 Compartment | Currently in Use | 10000 | TRUE |  | Diesel | TRUE | Spill Bucket | Paiute-Shoshone Tribe of the Fallon Reservation and Colony, Nevada | Fox Peak Station Fernley | 1200 Nevada Pacific Parkway | Fernley | NV | 89408
9 | FALL002 | Fox Peak Station Fernley | TANK 3 | TANK 3 Compartment | Currently in Use | 20000 | TRUE |  | Gasoline (containing <=10% ethanol) | TRUE | Spill Bucket | Paiute-Shoshone Tribe of the Fallon Reservation and Colony, Nevada | Fox Peak Station Fernley | 1200 Nevada Pacific Parkway | Fernley | NV | 89408
9 | FALL002 | Fox Peak Station Fernley | TANK 2 | TANK 2 Compartment | Currently in Use | 10000 | TRUE |  | Diesel | TRUE | Spill Bucket | Paiute-Shoshone Tribe of the Fallon Reservation and Colony, Nevada | Fox Peak Station Fernley | 1200 Nevada Pacific Parkway | Fernley | NV | 89408
9 | FIND001 | FT INDEPENDENCE Travel Plaza | TANK 1 | TANK 1 Compartment | Currently in Use | 20000 | TRUE | 2008-03-15 | Gasoline (containing <=10% ethanol) | TRUE | Spill Bucket | Fort Independence Indian Community of Paiute Indians of the Fort Independence Reservation, California | FT INDEPENDENCE Travel Plaza | 135 N. US Hwy 395 | Independence | CA | 93526
9 | FIND001 | FT INDEPENDENCE Travel Plaza | TANK 2B | TANK 2B Compartment | Currently in Use | 7000 | TRUE | 2008-03-15 | Diesel | TRUE | Spill Bucket | Fort Independence Indian Community of Paiute Indians of the Fort Independence Reservation, California | FT INDEPENDENCE Travel Plaza | 135 N. US Hwy 395 | Independence | CA | 93526
9 | FIND001 | FT INDEPENDENCE Travel Plaza | TANK 2A | TANK 2A Compartment | Currently in Use | 15000 | TRUE | 2008-03-15 | Gasoline (containing <=10% ethanol) | TRUE | Spill Bucket | Fort Independence Indian Community of Paiute Indians of the Fort Independence Reservation, California | FT INDEPENDENCE Travel Plaza | 135 N. US Hwy 395 | Independence | CA | 93526
9 | FIND002 | Oak Creek Travel Center | 1 | A | Temporarily Out of Use | 30000 | TRUE | 2023-08-17 | Unknown Petroleum |  |  | Fort Independence Indian Community of Paiute Indians of the Fort Independence Reservation, California | Oak Creek Travel Center |  | Independence | CA | 93526
9 | FIND002 | Oak Creek Travel Center | 4 | A | Temporarily Out of Use | 20000 | TRUE | 2023-08-17 | Unknown Petroleum |  |  | Fort Independence Indian Community of Paiute Indians of the Fort Independence Reservation, California | Oak Creek Travel Center |  | Independence | CA | 93526
9 | FIND002 | Oak Creek Travel Center | 3 | A | Temporarily Out of Use | 20000 | TRUE | 2023-08-17 | Unknown Petroleum |  |  | Fort Independence Indian Community of Paiute Indians of the Fort Independence Reservation, California | Oak Creek Travel Center |  | Independence | CA | 93526
9 | FIND002 | Oak Creek Travel Center | 2 | A | Temporarily Out of Use | 31000 | TRUE | 2023-08-17 | Unknown Petroleum |  |  | Fort Independence Indian Community of Paiute Indians of the Fort Independence Reservation, California | Oak Creek Travel Center |  | Independence | CA | 93526
9 | FTMC001 | BA'JA SERVICE STATION | TANK 1 | TANK 1 Compartment | Permanently Out of Use | 10000 | TRUE | 1995-10-01 | Gasoline (containing <=10% ethanol) | FALSE | Unknown | Fort McDowell Yavapai Nation, Arizona | BA'JA SERVICE STATION | S.R. 87 & FT. MCDOWELL ROAD | Fountain Hills | AZ | 85268
9 | FTMC001 | BA'JA SERVICE STATION | TANK 9 | TANK 9 Compartment | Permanently Out of Use | 2000 | TRUE | 1991-07-03 | Gasoline (containing <=10% ethanol) | FALSE | Unknown | Fort McDowell Yavapai Nation, Arizona | BA'JA SERVICE STATION | S.R. 87 & FT. MCDOWELL ROAD | Fountain Hills | AZ | 85268
9 | FTMC001 | BA'JA SERVICE STATION | TANK 8 | TANK 8 Compartment | Permanently Out of Use | 10000 | TRUE | 1995-10-01 | Diesel | FALSE | Unknown | Fort McDowell Yavapai Nation, Arizona | BA'JA SERVICE STATION | S.R. 87 & FT. MCDOWELL ROAD | Fountain Hills | AZ | 85268
9 | FTMC001 | BA'JA SERVICE STATION | TANK 7 | TANK 7 Compartment | Permanently Out of Use | 10000 | TRUE | 1995-10-01 | Gasoline (containing <=10% ethanol) | FALSE | Unknown | Fort McDowell Yavapai Nation, Arizona | BA'JA SERVICE STATION | S.R. 87 & FT. MCDOWELL ROAD | Fountain Hills | AZ | 85268
9 | FTMC001 | BA'JA SERVICE STATION | TANK 6 | TANK 6 Compartment | Permanently Out of Use | 1000 | TRUE | 1991-07-03 | Gasoline (containing <=10% ethanol) | FALSE | Unknown | Fort McDowell Yavapai Nation, Arizona | BA'JA SERVICE STATION | S.R. 87 & FT. MCDOWELL ROAD | Fountain Hills | AZ | 85268
9 | FTMC002 | VERDE WELLS | TANK 1 | TANK 1 Compartment | Permanently Out of Use | 1000 | TRUE |  | Gasoline (containing <=10% ethanol) | FALSE | Unknown | Fort McDowell Yavapai Nation, Arizona | VERDE WELLS | "NO STREET ADDRESSFT. MCDOWELL INDIAN RESERVATION" | Phoenix | AZ | 85009
9 | FTMC002 | VERDE WELLS | TANK 2 | TANK 2 Compartment | Permanently Out of Use | 1200 | TRUE |  | Gasoline (containing <=10% ethanol) | FALSE | Unknown | Fort McDowell Yavapai Nation, Arizona | VERDE WELLS | "NO STREET ADDRESSFT. MCDOWELL INDIAN RESERVATION" | Phoenix | AZ | 85009
9 | FTMC003 | BAJA II GAS STATION | TANK 1 | TANK 1 Compartment | Currently in Use | 20000 | TRUE |  | Gasoline (containing <=10% ethanol) | TRUE | Spill Bucket | Fort McDowell Yavapai Nation, Arizona | BAJA II GAS STATION | 10180 Ft. McDowell Rd. | Scottsdale | AZ | 85264
9 | FTMC003 | BAJA II GAS STATION | TANK 4 | TANK 4 Compartment | Currently in Use | 12000 | TRUE |  | Diesel | TRUE | Spill Bucket | Fort McDowell Yavapai Nation, Arizona | BAJA II GAS STATION | 10180 Ft. McDowell Rd. | Scottsdale | AZ | 85264
9 | FTMC003 | BAJA II GAS STATION | TANK 3 | TANK 3 Compartment | Currently in Use | 20000 | TRUE |  | Gasoline (containing <=10% ethanol) | TRUE | Spill Bucket | Fort McDowell Yavapai Nation, Arizona | BAJA II GAS STATION | 10180 Ft. McDowell Rd. | Scottsdale | AZ | 85264
9 | FTMC003 | BAJA II GAS STATION | TANK 2 | TANK 2 Compartment | Currently in Use | 20000 | TRUE |  | Gasoline (containing <=10% ethanol) | TRUE | Spill Bucket | Fort McDowell Yavapai Nation, Arizona | BAJA II GAS STATION | 10180 Ft. McDowell Rd. | Scottsdale | AZ | 85264
9 | FTMC004 | OLD FARM AREA aka FORT MCDOWELL INDIAN FARM | TANK 1 | TANK 1 Compartment | Permanently Out of Use | 500 | TRUE |  | Used Oil | FALSE | Unknown | Fort McDowell Yavapai Nation, Arizona | OLD FARM AREA aka FORT MCDOWELL INDIAN FARM | BAH-HON-NAH ROAD | Fountain Hills | AZ | 85268
9 | FTMC004 | OLD FARM AREA aka FORT MCDOWELL INDIAN FARM | TANK 2 | TANK 2 Compartment | Permanently Out of Use | 6500 | TRUE |  | Gasoline (containing <=10% ethanol) | FALSE | Unknown | Fort McDowell Yavapai Nation, Arizona | OLD FARM AREA aka FORT MCDOWELL INDIAN FARM | BAH-HON-NAH ROAD | Fountain Hills | AZ | 85268
9 | FTMO001 | MOJAVE VALLEY FLYING SERVICE | TANK 1 | TANK 1 Compartment | Permanently Out of Use | 4000 | TRUE |  | Gasoline (containing <=10% ethanol) | FALSE | Unknown | Fort Mojave Indian Tribe of Arizona, California & Nevada | MOJAVE VALLEY FLYING SERVICE | BOUNDARY CONE ROAD | Mohave Valley | AZ | 86440
9 | FTMO002 | DESERT MAGIC FARMS | TANK 1 | TANK 1 Compartment | Permanently Out of Use | 6000 | TRUE |  | Gasoline (containing <=10% ethanol) | FALSE | Unknown | Fort Mojave Indian Tribe of Arizona, California & Nevada | DESERT MAGIC FARMS | 7520 HWY 95 | Mohave Valley | AZ | 86440
9 | FTMO002 | DESERT MAGIC FARMS | TANK 4 | TANK 4 Compartment | Permanently Out of Use | 4000 | TRUE |  | Diesel | FALSE | Unknown | Fort Mojave Indian Tribe of Arizona, California & Nevada | DESERT MAGIC FARMS | 7520 HWY 95 | Mohave Valley | AZ | 86440
9 | FTMO002 | DESERT MAGIC FARMS | TANK 3 | TANK 3 Compartment | Permanently Out of Use | 4000 | TRUE |  | Gasoline (containing <=10% ethanol) | FALSE | Unknown | Fort Mojave Indian Tribe of Arizona, California & Nevada | DESERT MAGIC FARMS | 7520 HWY 95 | Mohave Valley | AZ | 86440
9 | FTMO002 | DESERT MAGIC FARMS | TANK 2 | TANK 2 Compartment | Permanently Out of Use | 6000 | TRUE |  | Gasoline (containing <=10% ethanol) | FALSE | Unknown | Fort Mojave Indian Tribe of Arizona, California & Nevada | DESERT MAGIC FARMS | 7520 HWY 95 | Mohave Valley | AZ | 86440
9 | FTMO003 | MOHAVE FARMS | TANK 1 | TANK 1 Compartment | Permanently Out of Use | 3000 | TRUE |  | Gasoline (containing <=10% ethanol) | FALSE | Unknown | Fort Mojave Indian Tribe of Arizona, California & Nevada | MOHAVE FARMS | 1/2 WEST BOUNDARY CONE ROAD | Mohave Valley | AZ | 86440
9 | FTMO003 | MOHAVE FARMS | TANK 2 | TANK 2 Compartment | Permanently Out of Use | 2000 | TRUE |  | Gasoline (containing <=10% ethanol) | FALSE | Unknown | Fort Mojave Indian Tribe of Arizona, California & Nevada | MOHAVE FARMS | 1/2 WEST BOUNDARY CONE ROAD | Mohave Valley | AZ | 86440
9 | FTMO004 | AVI KWA 'AME FARMS | TANK 1 | TANK 1 Compartment | Permanently Out of Use | 12000 | TRUE |  | Diesel | FALSE | Unknown | Fort Mojave Indian Tribe of Arizona, California & Nevada | AVI KWA 'AME FARMS | CORNER LAGUNA & MTN. VIEW ROADS | Mohave Valley | AZ | 86440
9 | FTMO004 | AVI KWA 'AME FARMS | TANK 2 | TANK 2 Compartment | Permanently Out of Use | 12000 | TRUE |  | Gasoline (containing <=10% ethanol) | FALSE | Unknown | Fort Mojave Indian Tribe of Arizona, California & Nevada | AVI KWA 'AME FARMS | CORNER LAGUNA & MTN. VIEW ROADS | Mohave Valley | AZ | 86440
9 | FTMO005 | FORT MOJAVE SMOKE SHOP | TANK 1 | TANK 1 Compartment | Permanently Out of Use | 10000 | TRUE | 2013-10-30 | Gasoline (containing <=10% ethanol) | TRUE | Spill Bucket | Fort Mojave Indian Tribe of Arizona, California & Nevada | FORT MOJAVE SMOKE SHOP | 8501 HWY 95 | Fort Mohave | AZ | 86427
9 | FTMO005 | FORT MOJAVE SMOKE SHOP | Tank 6 | Tank 6 Compartment | Currently in Use | 5000 | TRUE | 2013-12-01 | Gasoline (containing <=10% ethanol) | TRUE | Spill Bucket | Fort Mojave Indian Tribe of Arizona, California & Nevada | FORT MOJAVE SMOKE SHOP | 8501 HWY 95 | Fort Mohave | AZ | 86427
9 | FTMO005 | FORT MOJAVE SMOKE SHOP | Tank 5 | Tank 5 Compartment | Currently in Use | 10000 | TRUE | 2013-12-01 | Mixture Of Substances | TRUE | Spill Bucket | Fort Mojave Indian Tribe of Arizona, California & Nevada | FORT MOJAVE SMOKE SHOP | 8501 HWY 95 | Fort Mohave | AZ | 86427
9 | FTMO005 | FORT MOJAVE SMOKE SHOP | Tank 4 | Tank 4 Compartment | Currently in Use | 12000 | TRUE | 2013-12-01 | Gasoline (containing <=10% ethanol) | TRUE | Spill Bucket | Fort Mojave Indian Tribe of Arizona, California & Nevada | FORT MOJAVE SMOKE SHOP | 8501 HWY 95 | Fort Mohave | AZ | 86427
9 | FTMO005 | FORT MOJAVE SMOKE SHOP | TANK 3 | TANK 3 Compartment | Permanently Out of Use | 10000 | TRUE | 2013-10-30 | Gasoline (containing <=10% ethanol) | TRUE | Spill Bucket | Fort Mojave Indian Tribe of Arizona, California & Nevada | FORT MOJAVE SMOKE SHOP | 8501 HWY 95 | Fort Mohave | AZ | 86427
9 | FTMO005 | FORT MOJAVE SMOKE SHOP | TANK 2 | TANK 2 Compartment | Permanently Out of Use | 10000 | TRUE | 2013-10-30 | Gasoline (containing <=10% ethanol) | TRUE | Spill Bucket | Fort Mojave Indian Tribe of Arizona, California & Nevada | FORT MOJAVE SMOKE SHOP | 8501 HWY 95 | Fort Mohave | AZ | 86427
9 | FTMO006 | FORT MOJAVE POLICE DEPT. | TANK 1 | TANK 1 Compartment | Permanently Out of Use | 10000 | TRUE |  | Gasoline (containing <=10% ethanol) | FALSE | Unknown | Fort Mojave Indian Tribe of Arizona, California & Nevada | FORT MOJAVE POLICE DEPT. | PLANTATION DRIVE | Mohave Valley | AZ | 86440
9 | FTMO006 | FORT MOJAVE POLICE DEPT. | TANK 2 | TANK 2 Compartment | Permanently Out of Use | 10000 | TRUE |  | Gasoline (containing <=10% ethanol) | FALSE | Unknown | Fort Mojave Indian Tribe of Arizona, California & Nevada | FORT MOJAVE POLICE DEPT. | PLANTATION DRIVE | Mohave Valley | AZ | 86440
9 | FTMO007 | RUSSELL BROS. RANCHES INC. | TANK 1 | TANK 1 Compartment | Permanently Out of Use | 2000 | TRUE |  | Gasoline (containing <=10% ethanol) | FALSE | Unknown | Fort Mojave Indian Tribe of Arizona, California & Nevada | RUSSELL BROS. RANCHES INC. | P.O. BOS 580 | Needles | CA | 92363
9 | FTMO008 | SMITH'S FUEL CENTER | Tank No. 1 | Tank No. 1 Compartment | Currently in Use | 20000 | TRUE | 2010-04-04 | Gasoline (containing <=10% ethanol) |  |  | Fort Mojave Indian Tribe of Arizona, California & Nevada | Smith's Fuel #473 | 4747 AZ-95 | Ft. Mojave | AZ | 86426
9 | FTMO008 | SMITH'S FUEL CENTER | Tank No. 2A | Tank No. 2A Compartment | Currently in Use | 10000 | TRUE | 2010-04-04 | Diesel |  |  | Fort Mojave Indian Tribe of Arizona, California & Nevada | Smith's Fuel #473 | 4747 AZ-95 | Ft. Mojave | AZ | 86426
9 | FTMO008 | SMITH'S FUEL CENTER | Tank No. 2 | Tank No. 2 Compartment | Currently in Use | 8000 | TRUE | 2010-04-04 | Gasoline (containing <=10% ethanol) |  |  | Fort Mojave Indian Tribe of Arizona, California & Nevada | Smith's Fuel #473 | 4747 AZ-95 | Ft. Mojave | AZ | 86426
9 | FTMO010 | THALYPO CONVENIENCE STORE | Tank 1 | 1 | Currently in Use | 25000 | TRUE |  | Gasoline (containing <=10% ethanol) | TRUE | Spill Bucket | Fort Mojave Indian Tribe of Arizona, California & Nevada | Fort Mohave Gas Station & C-Store | 1520 E. Courtwright Road | Mohave Valley | AZ
9 | FTMO010 | THALYPO CONVENIENCE STORE | Tank 6 | Compartment 2 | Currently in Use | 7000 | TRUE |  | Diesel Exhaust Fluid |  | Spill Bucket | Fort Mojave Indian Tribe of Arizona, California & Nevada | Fort Mohave Gas Station & C-Store | 1520 E. Courtwright Road | Mohave Valley | AZ
9 | FTMO010 | THALYPO CONVENIENCE STORE | Tank 6 | Compartment 1 | Currently in Use | 18000 | TRUE |  | Gasoline (containing <=10% ethanol) | TRUE | Spill Bucket | Fort Mojave Indian Tribe of Arizona, California & Nevada | Fort Mohave Gas Station & C-Store | 1520 E. Courtwright Road | Mohave Valley | AZ
9 | FTMO010 | THALYPO CONVENIENCE STORE | Tank 5 | Compartment 1 | Currently in Use | 25000 | TRUE |  | Diesel | TRUE | Spill Bucket | Fort Mojave Indian Tribe of Arizona, California & Nevada | Fort Mohave Gas Station & C-Store | 1520 E. Courtwright Road | Mohave Valley | AZ
9 | FTMO010 | THALYPO CONVENIENCE STORE | Tank 4 | Compartment 1 | Currently in Use | 25000 | TRUE |  | Gasoline (containing <=10% ethanol) | TRUE | Spill Bucket | Fort Mojave Indian Tribe of Arizona, California & Nevada | Fort Mohave Gas Station & C-Store | 1520 E. Courtwright Road | Mohave Valley | AZ
9 | FTMO010 | THALYPO CONVENIENCE STORE | Tank 3 | 1 | Currently in Use | 25000 | TRUE |  | Diesel | TRUE | Spill Bucket | Fort Mojave Indian Tribe of Arizona, California & Nevada | Fort Mohave Gas Station & C-Store | 1520 E. Courtwright Road | Mohave Valley | AZ
9 | FTMO010 | THALYPO CONVENIENCE STORE | Tank 2 | 1 | Currently in Use | 25000 | TRUE |  | Gasoline (containing <=10% ethanol) | TRUE | Spill Bucket | Fort Mojave Indian Tribe of Arizona, California & Nevada | Fort Mohave Gas Station & C-Store | 1520 E. Courtwright Road | Mohave Valley | AZ
9 | FTMT001 | ABANDONED FUEL TANK | TANK 1 | TANK 1 Compartment | Permanently Out of Use | 500 | TRUE |  | Diesel | FALSE | Unknown | Fort McDermitt Paiute and Shoshone Tribes of the Fort McDermitt Indian Reservation, Nevada and Oregon | ABANDONED FUEL TANK | "150'WEST OF ADMIN BLDG,NEXT TO STORAGE BLDG" | Mc Dermitt | NV | 89421
9 | FTMT002 | Fort McDermitt Travel Plaza; dba Red Mountain Travel Plaza | Tank 1A | Tank 1A Compartment | Currently in Use | 12000 | TRUE | 2014-09-15 | Gasoline (containing <=10% ethanol) | TRUE | Spill Bucket | Fort McDermitt Paiute and Shoshone Tribes of the Fort McDermitt Indian Reservation, Nevada and Oregon | Fort McDermitt Travel Plaza, dba Red Mountain Travel Plaza | 401 South Reservation Road | McDermitt | NV | 89421
9 | FTMT002 | Fort McDermitt Travel Plaza; dba Red Mountain Travel Plaza | Tank 1B | Tank 1B Compartment | Currently in Use | 8000 | TRUE | 2014-09-15 | Diesel | TRUE | Spill Bucket | Fort McDermitt Paiute and Shoshone Tribes of the Fort McDermitt Indian Reservation, Nevada and Oregon | Fort McDermitt Travel Plaza, dba Red Mountain Travel Plaza | 401 South Reservation Road | McDermitt | NV | 89421
9 | GILA002 | AJM FARMS | TANK 1 | TANK 1 Compartment | Permanently Out of Use | 6000 | TRUE |  | Gasoline (containing <=10% ethanol) | FALSE | Unknown | Gila River Indian Community of the Gila River Indian Reservation, Arizona | AJM FARMS | 6773 W. WILLIS ROAD | Chandler | AZ | 85226
9 | GILA003 | KOMATKE MARKET | TANK 1 | TANK 1 Compartment | Permanently Out of Use | 10000 | TRUE |  | Gasoline (containing <=10% ethanol) | FALSE | Unknown | Gila River Indian Community of the Gila River Indian Reservation, Arizona | KOMATKE MARKET | 17197-51st Street | Laveen | AZ | 85339
9 | GILA003 | KOMATKE MARKET | TANK 4 | TANK 4 Compartment | Currently in Use | 15000 | TRUE |  | Gasoline (containing <=10% ethanol) | TRUE | Spill Bucket | Gila River Indian Community of the Gila River Indian Reservation, Arizona | KOMATKE MARKET | 17197-51st Street | Laveen | AZ | 85339
9 | GILA003 | KOMATKE MARKET | TANK 3 | TANK 3 Compartment | Currently in Use | 15000 | TRUE |  | Gasoline (containing <=10% ethanol) | TRUE | Spill Bucket | Gila River Indian Community of the Gila River Indian Reservation, Arizona | KOMATKE MARKET | 17197-51st Street | Laveen | AZ | 85339
9 | GILA003 | KOMATKE MARKET | TANK 2 | TANK 2 Compartment | Permanently Out of Use | 10000 | TRUE |  | Gasoline (containing <=10% ethanol) | FALSE | Unknown | Gila River Indian Community of the Gila River Indian Reservation, Arizona | KOMATKE MARKET | 17197-51st Street | Laveen | AZ | 85339
9 | GILA004 | "T & G AVIATION, INC." | TANK 1 | TANK 1 Compartment | Permanently Out of Use | 12000 | TRUE |  | Gasoline (containing <=10% ethanol) | FALSE | Unknown | Gila River Indian Community of the Gila River Indian Reservation, Arizona | "T & G AVIATION, INC." | 22000 S. PRICE ROAD | Chandler | AZ | 85248
9 | GILA004 | "T & G AVIATION, INC." | TANK 3 | TANK 3 Compartment | Permanently Out of Use | 12000 | TRUE |  | Gasoline (containing <=10% ethanol) | FALSE | Unknown | Gila River Indian Community of the Gila River Indian Reservation, Arizona | "T & G AVIATION, INC." | 22000 S. PRICE ROAD | Chandler | AZ | 85248
9 | GILA004 | "T & G AVIATION, INC." | TANK 2 | TANK 2 Compartment | Permanently Out of Use | 12000 | TRUE |  | Gasoline (containing <=10% ethanol) | FALSE | Unknown | Gila River Indian Community of the Gila River Indian Reservation, Arizona | "T & G AVIATION, INC." | 22000 S. PRICE ROAD | Chandler | AZ | 85248
9 | GILA005 | BIA | TANK 1 | TANK 1 Compartment | Permanently Out of Use | 500 | TRUE |  | Gasoline (containing <=10% ethanol) | FALSE | Unknown | Gila River Indian Community of the Gila River Indian Reservation, Arizona | BIA | "CASA BLANCA SCHOOL P.O. BOX 940" | Bapchule | AZ | 85221
9 | GILA006 | "BLUE CIRCLE WEST, INC." | TANK 1 | TANK 1 Compartment | Permanently Out of Use | 8000 | TRUE |  | Diesel | FALSE | Unknown | Gila River Indian Community of the Gila River Indian Reservation, Arizona | "BLUE CIRCLE WEST, INC." | 6145 E. SUNDUST ROAD | Chandler | AZ | 85224
9 | GILA007 | JOHN DEERE SW TRAINING CENTER | TANK 1 | TANK 1 Compartment | Permanently Out of Use | 10000 | TRUE |  | Gasoline (containing <=10% ethanol) | FALSE | Unknown | Gila River Indian Community of the Gila River Indian Reservation, Arizona | JOHN DEERE SW TRAINING CENTER | CASA BLANCA ROAD | Sacaton | AZ | 85247
9 | GILA008 | GILA RIVER CHEVRON | TANK 2 | TANK 2 Compartment | Currently in Use | 12000 | TRUE |  | Gasoline (containing <=10% ethanol) | TRUE | Spill Bucket | Gila River Indian Community of the Gila River Indian Reservation, Arizona | GILA RIVER CHEVRON | CORNER PIMA AND MAIN | Sacaton | AZ | 85247
9 | GILA008 | GILA RIVER CHEVRON | TANK 7 | TANK 7 Compartment | Permanently Out of Use | 500 | TRUE | 1980-02-02 | Used Oil | FALSE | Unknown | Gila River Indian Community of the Gila River Indian Reservation, Arizona | GILA RIVER CHEVRON | CORNER PIMA AND MAIN | Sacaton | AZ | 85247
9 | GILA008 | GILA RIVER CHEVRON | TANK 6 | TANK 6 Compartment | Permanently Out of Use | 8000 | TRUE | 1980-02-02 | Diesel | FALSE | Unknown | Gila River Indian Community of the Gila River Indian Reservation, Arizona | GILA RIVER CHEVRON | CORNER PIMA AND MAIN | Sacaton | AZ | 85247
9 | GILA008 | GILA RIVER CHEVRON | TANK 5 | TANK 5 Compartment | Permanently Out of Use | 10000 | TRUE | 1980-02-02 | Gasoline (containing <=10% ethanol) | FALSE | Unknown | Gila River Indian Community of the Gila River Indian Reservation, Arizona | GILA RIVER CHEVRON | CORNER PIMA AND MAIN | Sacaton | AZ | 85247
9 | GILA008 | GILA RIVER CHEVRON | TANK 4 | TANK 4 Compartment | Currently in Use | 12000 | TRUE |  | Gasoline (containing <=10% ethanol) | TRUE | Spill Bucket | Gila River Indian Community of the Gila River Indian Reservation, Arizona | GILA RIVER CHEVRON | CORNER PIMA AND MAIN | Sacaton | AZ | 85247
9 | GILA008 | GILA RIVER CHEVRON | TANK 3 | TANK 3 Compartment | Currently in Use | 10000 | TRUE |  | Diesel | TRUE | Spill Bucket | Gila River Indian Community of the Gila River Indian Reservation, Arizona | GILA RIVER CHEVRON | CORNER PIMA AND MAIN | Sacaton | AZ | 85247
9 | GILA009 | SPUR INDUSTRIES FEEDLOT | TANK 1 | TANK 1 Compartment | Permanently Out of Use | 10000 | TRUE |  | Gasoline (containing <=10% ethanol) | FALSE | Unknown | Gila River Indian Community of the Gila River Indian Reservation, Arizona | SPUR INDUSTRIES FEEDLOT | "13 MI SE OF CHANDLER, OFF HWY 87" | Sacaton | AZ | 85247
9 | GILA009 | SPUR INDUSTRIES FEEDLOT | TANK 3 | TANK 3 Compartment | Permanently Out of Use | 10000 | TRUE | 1970-01-01 | Gasoline (containing <=10% ethanol) | FALSE | Unknown | Gila River Indian Community of the Gila River Indian Reservation, Arizona | SPUR INDUSTRIES FEEDLOT | "13 MI SE OF CHANDLER, OFF HWY 87" | Sacaton | AZ | 85247
9 | GILA009 | SPUR INDUSTRIES FEEDLOT | TANK 2 | TANK 2 Compartment | Permanently Out of Use | 10000 | TRUE |  | Gasoline (containing <=10% ethanol) | FALSE | Unknown | Gila River Indian Community of the Gila River Indian Reservation, Arizona | SPUR INDUSTRIES FEEDLOT | "13 MI SE OF CHANDLER, OFF HWY 87" | Sacaton | AZ | 85247
9 | GILA012 | BIA FACILITIES YARD | TANK 1 | TANK 1 Compartment | Permanently Out of Use | 12000 | TRUE |  | Diesel | FALSE | Unknown | Gila River Indian Community of the Gila River Indian Reservation, Arizona | BIA FACILITIES YARD | 304 W. PIMA ST. & N. CHURCH ST. | Sacaton | AZ | 85247
9 | GILA012 | BIA FACILITIES YARD | TANK 9 | TANK 9 Compartment | Permanently Out of Use | 550 | TRUE |  | Gasoline (containing <=10% ethanol) | FALSE | Unknown | Gila River Indian Community of the Gila River Indian Reservation, Arizona | BIA FACILITIES YARD | 304 W. PIMA ST. & N. CHURCH ST. | Sacaton | AZ | 85247
9 | GILA012 | BIA FACILITIES YARD | TANK 8 | TANK 8 Compartment | Permanently Out of Use | 1000 | TRUE |  | Gasoline (containing <=10% ethanol) | FALSE | Unknown | Gila River Indian Community of the Gila River Indian Reservation, Arizona | BIA FACILITIES YARD | 304 W. PIMA ST. & N. CHURCH ST. | Sacaton | AZ | 85247
9 | GILA012 | BIA FACILITIES YARD | TANK 7 | TANK 7 Compartment | Permanently Out of Use | 4000 | TRUE |  | Gasoline (containing <=10% ethanol) | FALSE | Unknown | Gila River Indian Community of the Gila River Indian Reservation, Arizona | BIA FACILITIES YARD | 304 W. PIMA ST. & N. CHURCH ST. | Sacaton | AZ | 85247
9 | GILA012 | BIA FACILITIES YARD | TANK 6 | TANK 6 Compartment | Permanently Out of Use | 4000 | TRUE |  | Gasoline (containing <=10% ethanol) | FALSE | Unknown | Gila River Indian Community of the Gila River Indian Reservation, Arizona | BIA FACILITIES YARD | 304 W. PIMA ST. & N. CHURCH ST. | Sacaton | AZ | 85247
9 | GILA012 | BIA FACILITIES YARD | TANK 5 | TANK 5 Compartment | Permanently Out of Use | 3000 | TRUE |  | Gasoline (containing <=10% ethanol) | FALSE | Unknown | Gila River Indian Community of the Gila River Indian Reservation, Arizona | BIA FACILITIES YARD | 304 W. PIMA ST. & N. CHURCH ST. | Sacaton | AZ | 85247
9 | GILA012 | BIA FACILITIES YARD | TANK 4 | TANK 4 Compartment | Permanently Out of Use | 3000 | TRUE |  | Gasoline (containing <=10% ethanol) | FALSE | Unknown | Gila River Indian Community of the Gila River Indian Reservation, Arizona | BIA FACILITIES YARD | 304 W. PIMA ST. & N. CHURCH ST. | Sacaton | AZ | 85247
9 | GILA012 | BIA FACILITIES YARD | TANK 3 | TANK 3 Compartment | Permanently Out of Use | 10000 | TRUE |  | Diesel | FALSE | Unknown | Gila River Indian Community of the Gila River Indian Reservation, Arizona | BIA FACILITIES YARD | 304 W. PIMA ST. & N. CHURCH ST. | Sacaton | AZ | 85247
9 | GILA012 | BIA FACILITIES YARD | TANK 2 | TANK 2 Compartment | Permanently Out of Use | 12000 | TRUE |  | Gasoline (containing <=10% ethanol) | FALSE | Unknown | Gila River Indian Community of the Gila River Indian Reservation, Arizona | BIA FACILITIES YARD | 304 W. PIMA ST. & N. CHURCH ST. | Sacaton | AZ | 85247
9 | GILA013 | SACATON WATER & SANITATION OFFICE | TANK 1 | TANK 1 Compartment | Permanently Out of Use | 750 | TRUE |  | Diesel | FALSE | Unknown | Gila River Indian Community of the Gila River Indian Reservation, Arizona | SACATON WATER & SANITATION OFFICE | S. Ocotillo Road | Sacaton | AZ | 85247
9 | GILA013 | SACATON WATER & SANITATION OFFICE | TANK 3 | TANK 3 Compartment | Permanently Out of Use | 750 | TRUE |  | Gasoline (containing <=10% ethanol) | FALSE | Unknown | Gila River Indian Community of the Gila River Indian Reservation, Arizona | SACATON WATER & SANITATION OFFICE | S. Ocotillo Road | Sacaton | AZ | 85247
9 | GILA013 | SACATON WATER & SANITATION OFFICE | TANK 2 | TANK 2 Compartment | Permanently Out of Use | 500 | TRUE |  | Gasoline (containing <=10% ethanol) | FALSE | Unknown | Gila River Indian Community of the Gila River Indian Reservation, Arizona | SACATON WATER & SANITATION OFFICE | S. Ocotillo Road | Sacaton | AZ | 85247
9 | GILA014 | SACATON SCHOOL DIST TRANSPORTATION YARD | TANK 1 | TANK 1 Compartment | Permanently Out of Use | 10000 | TRUE |  | Gasoline (containing <=10% ethanol) | FALSE | Unknown | Gila River Indian Community of the Gila River Indian Reservation, Arizona | SACATON SCHOOL DIST TRANSPORTATION YARD | BLUEBIRD ROAD | Sacaton | AZ | 85247
9 | GILA014 | SACATON SCHOOL DIST TRANSPORTATION YARD | TANK 3 | TANK 3 Compartment | Permanently Out of Use | 1000 | TRUE |  | Diesel | FALSE | Unknown | Gila River Indian Community of the Gila River Indian Reservation, Arizona | SACATON SCHOOL DIST TRANSPORTATION YARD | BLUEBIRD ROAD | Sacaton | AZ | 85247
9 | GILA014 | SACATON SCHOOL DIST TRANSPORTATION YARD | TANK 2 | TANK 2 Compartment | Permanently Out of Use | 5000 | TRUE |  | Gasoline (containing <=10% ethanol) | FALSE | Unknown | Gila River Indian Community of the Gila River Indian Reservation, Arizona | SACATON SCHOOL DIST TRANSPORTATION YARD | BLUEBIRD ROAD | Sacaton | AZ | 85247
9 | GILA015 | AT&T COMMUNICATIONS | TANK 1 | TANK 1 Compartment | Permanently Out of Use | 3000 | TRUE |  | Diesel | FALSE | Unknown | Gila River Indian Community of the Gila River Indian Reservation, Arizona | AT&T COMMUNICATIONS | 5.0 miles SW of Sacaton | Coolidge | AZ | 85228
9 | GILA016 | LLOYD ROBINETTE MARKET # 432 aka SACATON SUPER MART | TANK 1 | TANK 1 Compartment | Permanently Out of Use | 10000 | TRUE |  | Gasoline (containing <=10% ethanol) | FALSE | Unknown | Gila River Indian Community of the Gila River Indian Reservation, Arizona | LLOYD ROBINETTE MARKET # 432 aka SACATON SUPER MART | 310 OCOTILLO DRIVE | Sacaton | AZ | 85247
9 | GILA016 | LLOYD ROBINETTE MARKET # 432 aka SACATON SUPER MART | TANK 3 | TANK 3 Compartment | Permanently Out of Use | 6000 | TRUE |  | Gasoline (containing <=10% ethanol) | FALSE | Unknown | Gila River Indian Community of the Gila River Indian Reservation, Arizona | LLOYD ROBINETTE MARKET # 432 aka SACATON SUPER MART | 310 OCOTILLO DRIVE | Sacaton | AZ | 85247
9 | GILA016 | LLOYD ROBINETTE MARKET # 432 aka SACATON SUPER MART | TANK 2 | TANK 2 Compartment | Permanently Out of Use | 6000 | TRUE |  | Gasoline (containing <=10% ethanol) | FALSE | Unknown | Gila River Indian Community of the Gila River Indian Reservation, Arizona | LLOYD ROBINETTE MARKET # 432 aka SACATON SUPER MART | 310 OCOTILLO DRIVE | Sacaton | AZ | 85247
9 | GILA017 | "TRIANGLE TRUSS aka SPECIALTY FOREST PRODUCTS, INC." | TANK 1 | TANK 1 Compartment | Permanently Out of Use | 2000 | TRUE |  | Diesel | FALSE | Unknown | Gila River Indian Community of the Gila River Indian Reservation, Arizona | "TRIANGLE TRUSS aka SPECIALTY FOREST PRODUCTS, INC." | 6744 W. GERMANN ROAD | Chandler | AZ | 85226
9 | GILA017 | "TRIANGLE TRUSS aka SPECIALTY FOREST PRODUCTS, INC." | TANK 2 | TANK 2 Compartment | Permanently Out of Use | 2000 | TRUE |  | Gasoline (containing <=10% ethanol) | FALSE | Unknown | Gila River Indian Community of the Gila River Indian Reservation, Arizona | "TRIANGLE TRUSS aka SPECIALTY FOREST PRODUCTS, INC." | 6744 W. GERMANN ROAD | Chandler | AZ | 85226
9 | GILA018 | PHS- HU HU KAM MEMORIAL HOSPITAL | TANK 1 | TANK 1 Compartment | Permanently Out of Use | 6000 | TRUE |  | Diesel | FALSE | Unknown | Gila River Indian Community of the Gila River Indian Reservation, Arizona | PHS- HU HU KAM MEMORIAL HOSPITAL | "P.O. BOX 38SEED FARM ROAD & SKILL CENTER ROAD" | Sacaton | AZ | 85247
9 | GILA019 | OLBERG TRADING POST | TANK 1 | TANK 1 Compartment | Permanently Out of Use | 1000 | TRUE |  | Gasoline (containing <=10% ethanol) | FALSE | Unknown | Gila River Indian Community of the Gila River Indian Reservation, Arizona | OLBERG TRADING POST | P.O. BOX 130 | Sacaton | AZ | 85247
9 | GILA019 | OLBERG TRADING POST | TANK 3 | TANK 3 Compartment | Permanently Out of Use | 250 | TRUE |  | Kerosene | FALSE | Unknown | Gila River Indian Community of the Gila River Indian Reservation, Arizona | OLBERG TRADING POST | P.O. BOX 130 | Sacaton | AZ | 85247
9 | GILA019 | OLBERG TRADING POST | TANK 2 | TANK 2 Compartment | Permanently Out of Use | 500 | TRUE |  | Gasoline (containing <=10% ethanol) | FALSE | Unknown | Gila River Indian Community of the Gila River Indian Reservation, Arizona | OLBERG TRADING POST | P.O. BOX 130 | Sacaton | AZ | 85247
9 | GILA020 | CASA BLANCA MARKET | TANK 2 | TANK 2 Compartment | Permanently Out of Use | 10000 | TRUE |  | Gasoline (containing <=10% ethanol) | FALSE | Unknown | Gila River Indian Community of the Gila River Indian Reservation, Arizona | CASA BLANCA MARKET | 2577 Casa Blanca Rd | Bapchule | AZ | 85247
9 | GILA020 | CASA BLANCA MARKET | TANK 6 | TANK 6 Compartment | Currently in Use | 10000 | TRUE |  | Diesel | TRUE | Spill Bucket | Gila River Indian Community of the Gila River Indian Reservation, Arizona | CASA BLANCA MARKET | 2577 Casa Blanca Rd | Bapchule | AZ | 85247
9 | GILA020 | CASA BLANCA MARKET | TANK 5 | TANK 5 Compartment | Currently in Use | 12000 | TRUE |  | Gasoline (containing <=10% ethanol) | TRUE | Spill Bucket | Gila River Indian Community of the Gila River Indian Reservation, Arizona | CASA BLANCA MARKET | 2577 Casa Blanca Rd | Bapchule | AZ | 85247
9 | GILA020 | CASA BLANCA MARKET | TANK 4 | TANK 4 Compartment | Currently in Use | 15000 | TRUE |  | Gasoline (containing <=10% ethanol) | TRUE | Spill Bucket | Gila River Indian Community of the Gila River Indian Reservation, Arizona | CASA BLANCA MARKET | 2577 Casa Blanca Rd | Bapchule | AZ | 85247
9 | GILA020 | CASA BLANCA MARKET | TANK 3 | TANK 3 Compartment | Permanently Out of Use | 10000 | TRUE |  | Gasoline (containing <=10% ethanol) | FALSE | Unknown | Gila River Indian Community of the Gila River Indian Reservation, Arizona | CASA BLANCA MARKET | 2577 Casa Blanca Rd | Bapchule | AZ | 85247
9 | GILA021 | GILA RIVER FARMS | TANK 1 | TANK 1 Compartment | Permanently Out of Use | 12000 | TRUE |  | Diesel | FALSE | Unknown | Gila River Indian Community of the Gila River Indian Reservation, Arizona | GILA RIVER FARMS | P.O. BOX 397 | Sacaton | AZ | 85247
9 | GILA021 | GILA RIVER FARMS | TANK 4 | TANK 4 Compartment | Permanently Out of Use | 5000 | TRUE |  | Gasoline (containing <=10% ethanol) | FALSE | Unknown | Gila River Indian Community of the Gila River Indian Reservation, Arizona | GILA RIVER FARMS | P.O. BOX 397 | Sacaton | AZ | 85247
9 | GILA021 | GILA RIVER FARMS | TANK 3 | TANK 3 Compartment | Permanently Out of Use | 5000 | TRUE |  | Gasoline (containing <=10% ethanol) | FALSE | Unknown | Gila River Indian Community of the Gila River Indian Reservation, Arizona | GILA RIVER FARMS | P.O. BOX 397 | Sacaton | AZ | 85247
9 | GILA021 | GILA RIVER FARMS | TANK 2 | TANK 2 Compartment | Permanently Out of Use | 7500 | TRUE |  | Gasoline (containing <=10% ethanol) | FALSE | Unknown | Gila River Indian Community of the Gila River Indian Reservation, Arizona | GILA RIVER FARMS | P.O. BOX 397 | Sacaton | AZ | 85247
9 | GILA023 | SAINT PETER'S INDIAN MISSION | TANK 1 | TANK 1 Compartment | Permanently Out of Use | 550 | TRUE |  | Gasoline (containing <=10% ethanol) | FALSE | Unknown | Gila River Indian Community of the Gila River Indian Reservation, Arizona | SAINT PETER'S INDIAN MISSION | 1500 North St. Peter Road | Bapchule | AZ | 85221
9 | GILA024 | GILA RIVER DEPT PUBLIC WORKS MAINTENANCE YARD aka GILA RIVER CAREER CENTER | TANK 1 | TANK 1 Compartment | Permanently Out of Use | 5000 | TRUE |  | Gasoline (containing <=10% ethanol) | FALSE | Unknown | Gila River Indian Community of the Gila River Indian Reservation, Arizona | GILA RIVER DEPT PUBLIC WORKS MAINTENANCE YARD aka GILA RIVER CAREER CENTER | "P.O. BOX 339 SEED FARM & CAREER ROAD" | Sacaton | AZ | 85247
9 | GILA024 | GILA RIVER DEPT PUBLIC WORKS MAINTENANCE YARD aka GILA RIVER CAREER CENTER | TANK 2 | TANK 2 Compartment | Permanently Out of Use | 1000 | TRUE |  | Gasoline (containing <=10% ethanol) | FALSE | Unknown | Gila River Indian Community of the Gila River Indian Reservation, Arizona | GILA RIVER DEPT PUBLIC WORKS MAINTENANCE YARD aka GILA RIVER CAREER CENTER | "P.O. BOX 339 SEED FARM & CAREER ROAD" | Sacaton | AZ | 85247
9 | GILA026 | "ARIZONA TRADERS, INC." | TANK 1 | TANK 1 Compartment | Permanently Out of Use | 1000 | TRUE | 1985-08-01 | Gasoline (containing <=10% ethanol) | FALSE | Unknown | Gila River Indian Community of the Gila River Indian Reservation, Arizona | "ARIZONA TRADERS, INC." | 109 PIMA ST. | Sacaton | AZ | 85247
9 | GILA026 | "ARIZONA TRADERS, INC." | TANK 2 | TANK 2 Compartment | Permanently Out of Use | 1000 | TRUE | 1985-08-01 | Gasoline (containing <=10% ethanol) | FALSE | Unknown | Gila River Indian Community of the Gila River Indian Reservation, Arizona | "ARIZONA TRADERS, INC." | 109 PIMA ST. | Sacaton | AZ | 85247
9 | GILA030 | PAYLESS CASHWAY | TANK 1 | TANK 1 Compartment | Permanently Out of Use | 10000 | TRUE |  | Diesel | FALSE | Unknown | Gila River Indian Community of the Gila River Indian Reservation, Arizona | PAYLESS CASHWAY | 6920 W. ALLISON | Chandler | AZ | 85226
9 | GILA031 | PIMA CHANDLER INDUSTRIAL PARK | TANK 1 | TANK 1 Compartment | Permanently Out of Use | 10000 | TRUE |  | Diesel | FALSE | Unknown | Gila River Indian Community of the Gila River Indian Reservation, Arizona | PIMA CHANDLER INDUSTRIAL PARK | 6720 W. ALLISON ROAD | Chandler | AZ | 85224
9 | GILA032 | J.I. CASE COMPANY AZ PROVING GROUNDS | TANK 1 | TANK 1 Compartment | Permanently Out of Use | 5000 | TRUE |  | Diesel | FALSE | Unknown | Gila River Indian Community of the Gila River Indian Reservation, Arizona | J.I. CASE COMPANY AZ PROVING GROUNDS | SR 87 AT SACATON ROAD | Sacaton | AZ | 85247
9 | GILA032 | J.I. CASE COMPANY AZ PROVING GROUNDS | TANK 6 | TANK 6 Compartment | Permanently Out of Use | 400 | TRUE |  | Used Oil | FALSE | Unknown | Gila River Indian Community of the Gila River Indian Reservation, Arizona | J.I. CASE COMPANY AZ PROVING GROUNDS | SR 87 AT SACATON ROAD | Sacaton | AZ | 85247
9 | GILA032 | J.I. CASE COMPANY AZ PROVING GROUNDS | TANK 5 | TANK 5 Compartment | Permanently Out of Use | 10000 | TRUE |  | Gasoline (containing <=10% ethanol) | FALSE | Unknown | Gila River Indian Community of the Gila River Indian Reservation, Arizona | J.I. CASE COMPANY AZ PROVING GROUNDS | SR 87 AT SACATON ROAD | Sacaton | AZ | 85247
9 | GILA032 | J.I. CASE COMPANY AZ PROVING GROUNDS | TANK 4 | TANK 4 Compartment | Permanently Out of Use | 5000 | TRUE |  | Diesel | FALSE | Unknown | Gila River Indian Community of the Gila River Indian Reservation, Arizona | J.I. CASE COMPANY AZ PROVING GROUNDS | SR 87 AT SACATON ROAD | Sacaton | AZ | 85247
9 | GILA032 | J.I. CASE COMPANY AZ PROVING GROUNDS | TANK 3 | TANK 3 Compartment | Permanently Out of Use | 10000 | TRUE |  | Gasoline (containing <=10% ethanol) | FALSE | Unknown | Gila River Indian Community of the Gila River Indian Reservation, Arizona | J.I. CASE COMPANY AZ PROVING GROUNDS | SR 87 AT SACATON ROAD | Sacaton | AZ | 85247
9 | GILA032 | J.I. CASE COMPANY AZ PROVING GROUNDS | TANK 2 | TANK 2 Compartment | Permanently Out of Use | 10000 | TRUE |  | Diesel | FALSE | Unknown | Gila River Indian Community of the Gila River Indian Reservation, Arizona | J.I. CASE COMPANY AZ PROVING GROUNDS | SR 87 AT SACATON ROAD | Sacaton | AZ | 85247
9 | GILA033 | SAN TAN RANCH aka FLYING W aka TRIPLE M | TANK 1 | TANK 1 Compartment | Permanently Out of Use | 10000 | TRUE |  | Diesel | FALSE | Unknown | Gila River Indian Community of the Gila River Indian Reservation, Arizona | SAN TAN RANCH aka FLYING W aka TRIPLE M | HWY 387 NEAR GILBERT ROAD | Sacaton | AZ | 85247
9 | GILA033 | SAN TAN RANCH aka FLYING W aka TRIPLE M | TANK 3 | TANK 3 Compartment | Permanently Out of Use | 6000 | TRUE |  | Diesel | FALSE | Unknown | Gila River Indian Community of the Gila River Indian Reservation, Arizona | SAN TAN RANCH aka FLYING W aka TRIPLE M | HWY 387 NEAR GILBERT ROAD | Sacaton | AZ | 85247
9 | GILA033 | SAN TAN RANCH aka FLYING W aka TRIPLE M | TANK 2 | TANK 2 Compartment | Permanently Out of Use | 10000 | TRUE |  | Diesel | FALSE | Unknown | Gila River Indian Community of the Gila River Indian Reservation, Arizona | SAN TAN RANCH aka FLYING W aka TRIPLE M | HWY 387 NEAR GILBERT ROAD | Sacaton | AZ | 85247
9 | GILA035 | DELA TEK | TANK 1 | TANK 1 Compartment | Permanently Out of Use | 1000 | TRUE |  | Gasoline (containing <=10% ethanol) | FALSE | Unknown | Gila River Indian Community of the Gila River Indian Reservation, Arizona | DELA TEK | 2000 N. VAVAGES AVE. | Coolidge | AZ | 85228
9 | GILA036 | "NORRIS TRIMBLE LEASE, aka PACIFIC LIVESTOCK" | TANK 1 | TANK 1 Compartment | Permanently Out of Use | 1000 | TRUE | 1941-01-01 | Gasoline (containing <=10% ethanol) | FALSE | Unknown | Gila River Indian Community of the Gila River Indian Reservation, Arizona | "NORRIS TRIMBLE LEASE, aka PACIFIC LIVESTOCK" | 5025 W. PECOS ROAD | Chandler | AZ | 85226
9 | GILA036 | "NORRIS TRIMBLE LEASE, aka PACIFIC LIVESTOCK" | TANK 5 | TANK 5 Compartment | Permanently Out of Use | 250 | TRUE | 1941-01-01 | Gasoline (containing <=10% ethanol) | FALSE | Unknown | Gila River Indian Community of the Gila River Indian Reservation, Arizona | "NORRIS TRIMBLE LEASE, aka PACIFIC LIVESTOCK" | 5025 W. PECOS ROAD | Chandler | AZ | 85226
9 | GILA036 | "NORRIS TRIMBLE LEASE, aka PACIFIC LIVESTOCK" | TANK 4 | TANK 4 Compartment | Permanently Out of Use | 500 | TRUE | 1941-01-01 | Diesel | FALSE | Unknown | Gila River Indian Community of the Gila River Indian Reservation, Arizona | "NORRIS TRIMBLE LEASE, aka PACIFIC LIVESTOCK" | 5025 W. PECOS ROAD | Chandler | AZ | 85226
9 | GILA036 | "NORRIS TRIMBLE LEASE, aka PACIFIC LIVESTOCK" | TANK 3 | TANK 3 Compartment | Permanently Out of Use | 1000 | TRUE | 1941-01-01 | Gasoline (containing <=10% ethanol) | FALSE | Unknown | Gila River Indian Community of the Gila River Indian Reservation, Arizona | "NORRIS TRIMBLE LEASE, aka PACIFIC LIVESTOCK" | 5025 W. PECOS ROAD | Chandler | AZ | 85226
9 | GILA036 | "NORRIS TRIMBLE LEASE, aka PACIFIC LIVESTOCK" | TANK 2 | TANK 2 Compartment | Permanently Out of Use | 1000 | TRUE | 1941-01-01 | Gasoline (containing <=10% ethanol) | FALSE | Unknown | Gila River Indian Community of the Gila River Indian Reservation, Arizona | "NORRIS TRIMBLE LEASE, aka PACIFIC LIVESTOCK" | 5025 W. PECOS ROAD | Chandler | AZ | 85226
9 | GILA038 | SAINT JOHN THE BAPTIST PARISH | TANK 1 | TANK 1 Compartment | Permanently Out of Use | 1000 | TRUE |  | Gasoline (containing <=10% ethanol) | FALSE | Unknown | Gila River Indian Community of the Gila River Indian Reservation, Arizona | SAINT JOHN THE BAPTIST PARISH | East end of W. Pecos Road | Laveen | AZ | 85339
9 | GILA038 | SAINT JOHN THE BAPTIST PARISH | TANK 2 | TANK 2 Compartment | Permanently Out of Use | 1000 | TRUE | 1998-08-25 | Gasoline (containing <=10% ethanol) | FALSE | Unknown | Gila River Indian Community of the Gila River Indian Reservation, Arizona | SAINT JOHN THE BAPTIST PARISH | East end of W. Pecos Road | Laveen | AZ | 85339
9 | GILA039 | GENSTAR CONSERVATION SYSTEMS aka INDUSTRIAL RUBBER aka LONE BUTTE | TANK 1 | TANK 1 Compartment | Permanently Out of Use | 1000 | TRUE |  | Diesel | FALSE | Unknown | Gila River Indian Community of the Gila River Indian Reservation, Arizona | GENSTAR CONSERVATION SYSTEMS aka INDUSTRIAL RUBBER aka LONE BUTTE | 6733 W. WILLIS | Chandler | AZ | 85226
9 | GILA040 | TYSON FARMS | TANK 1 | TANK 1 Compartment | Permanently Out of Use | 8000 | TRUE |  | Diesel | FALSE | Unknown | Gila River Indian Community of the Gila River Indian Reservation, Arizona | TYSON FARMS | "RTE 2, BOX 9675603 W. DOBBINS" | Laveen | AZ | 85339
9 | GILA042 | MARIETTA FARMS | TANK 1 | TANK 1 Compartment | Permanently Out of Use | 6000 | TRUE |  | Gasoline (containing <=10% ethanol) | FALSE | Unknown | Gila River Indian Community of the Gila River Indian Reservation, Arizona | MARIETTA FARMS | NO STREET ADDRESS | Laveen | AZ | 85339
9 | GILA042 | MARIETTA FARMS | TANK 2 | TANK 2 Compartment | Permanently Out of Use | 6000 | TRUE |  | Gasoline (containing <=10% ethanol) | FALSE | Unknown | Gila River Indian Community of the Gila River Indian Reservation, Arizona | MARIETTA FARMS | NO STREET ADDRESS | Laveen | AZ | 85339
9 | GILA043 | LOVE'S TRAVEL STOP #328 | TANK 1 | TANK 1 Compartment | Currently in Use | 20000 | TRUE | 2005-03-24 | Gasoline (containing <=10% ethanol) | TRUE | Spill Bucket | Gila River Indian Community of the Gila River Indian Reservation, Arizona | LOVE'S TRAVEL STOP #328 | 7001 W. Sundust Road | Chandler | AZ | 85226
9 | GILA043 | LOVE'S TRAVEL STOP #328 | TANK 3 | TANK 3 Compartment | Currently in Use | 8000 | TRUE | 2005-03-24 | Diesel | TRUE | Spill Bucket | Gila River Indian Community of the Gila River Indian Reservation, Arizona | LOVE'S TRAVEL STOP #328 | 7001 W. Sundust Road | Chandler | AZ | 85226
9 | GILA043 | LOVE'S TRAVEL STOP #328 | TANK 2 | TANK 2 Compartment | Currently in Use | 12000 | TRUE | 2005-03-24 | Gasoline (containing <=10% ethanol) | TRUE | Spill Bucket | Gila River Indian Community of the Gila River Indian Reservation, Arizona | LOVE'S TRAVEL STOP #328 | 7001 W. Sundust Road | Chandler | AZ | 85226
9 | GILA044 | Wild Horse Pass Convenience Store & Gas | TANK 1 | TANK 1 Compartment | Currently in Use | 20000 | TRUE | 2009-06-01 | Gasoline (containing <=10% ethanol) | TRUE | Spill Bucket | Gila River Indian Community of the Gila River Indian Reservation, Arizona | Wild Horse Pass Convenience Store & Gas | 5139 E. Wild Horse Pass Blvd | Chandler | AZ | 85226
9 | GILA044 | Wild Horse Pass Convenience Store & Gas | TANK 3 | TANK 3 Compartment | Currently in Use | 8000 | TRUE | 2009-06-01 | Diesel | TRUE | Spill Bucket | Gila River Indian Community of the Gila River Indian Reservation, Arizona | Wild Horse Pass Convenience Store & Gas | 5139 E. Wild Horse Pass Blvd | Chandler | AZ | 85226
9 | GILA044 | Wild Horse Pass Convenience Store & Gas | TANK 2 | TANK 2 Compartment | Currently in Use | 15000 | TRUE | 2009-06-01 | Gasoline (containing <=10% ethanol) | TRUE | Spill Bucket | Gila River Indian Community of the Gila River Indian Reservation, Arizona | Wild Horse Pass Convenience Store & Gas | 5139 E. Wild Horse Pass Blvd | Chandler | AZ | 85226
9 | GILA045 | Lone Butte Trade Center #2 | 1 | 1 Compartment | Currently in Use | 20000 | TRUE | 2014-04-01 | Gasoline (containing <=10% ethanol) | TRUE | Spill Bucket | Gila River Indian Community of the Gila River Indian Reservation, Arizona | Lone Butte Trade Center #2 | 1280 S. Kyrene Road | Chandler | AZ | 85226
9 | GILA045 | Lone Butte Trade Center #2 | 2B | 2B Compartment | Currently in Use | 8000 | TRUE | 2014-04-01 | Diesel | TRUE | Spill Bucket | Gila River Indian Community of the Gila River Indian Reservation, Arizona | Lone Butte Trade Center #2 | 1280 S. Kyrene Road | Chandler | AZ | 85226
9 | GILA045 | Lone Butte Trade Center #2 | 2A | 2A Compartment | Currently in Use | 15000 | TRUE | 2014-04-01 | Gasoline (containing <=10% ethanol) | TRUE | Spill Bucket | Gila River Indian Community of the Gila River Indian Reservation, Arizona | Lone Butte Trade Center #2 | 1280 S. Kyrene Road | Chandler | AZ | 85226
9 | GILA046 | Toka Sticks Service Station | Tank 1 | Tank 1 Compartment | Currently in Use | 20000 | TRUE | 2014-08-01 | Gasoline (containing <=10% ethanol) | TRUE | Spill Bucket | Gila River Indian Community of the Gila River Indian Reservation, Arizona | Toka Sticks Service Station | 6822 E. Williams Field Road | Mesa | AZ | 85212
9 | GILA046 | Toka Sticks Service Station | Tank 2B | Tank 2B Compartment | Currently in Use | 10000 | TRUE | 2014-08-01 | Diesel | TRUE | Spill Bucket | Gila River Indian Community of the Gila River Indian Reservation, Arizona | Toka Sticks Service Station | 6822 E. Williams Field Road | Mesa | AZ | 85212
9 | GILA046 | Toka Sticks Service Station | Tank 2A | Tank 2A Compartment | Currently in Use | 15000 | TRUE | 2014-08-01 | Gasoline (containing <=10% ethanol) | TRUE | Spill Bucket | Gila River Indian Community of the Gila River Indian Reservation, Arizona | Toka Sticks Service Station | 6822 E. Williams Field Road | Mesa | AZ | 85212
9 | GILA047 | Akimel Travel Center / Smoke Shop | Tank 1 | Tank 1 Compartment | Currently in Use | 12000 | TRUE | 2014-04-10 | Gasoline (containing <=10% ethanol) | TRUE | Spill Bucket | Gila River Indian Community of the Gila River Indian Reservation, Arizona | Akimel Travel Center / Smoke Shop | 4231 W. Riggs Road | Sun Lakes | AZ | 85248
9 | GILA047 | Akimel Travel Center / Smoke Shop | Tank 3 | Tank 3 Compartment | Currently in Use | 15000 | TRUE | 2014-04-10 | Diesel | TRUE | Spill Bucket | Gila River Indian Community of the Gila River Indian Reservation, Arizona | Akimel Travel Center / Smoke Shop | 4231 W. Riggs Road | Sun Lakes | AZ | 85248
9 | GILA047 | Akimel Travel Center / Smoke Shop | Tank 2 | Tank 2 Compartment | Currently in Use | 15000 | TRUE | 2014-04-10 | Gasoline (containing <=10% ethanol) | TRUE | Spill Bucket | Gila River Indian Community of the Gila River Indian Reservation, Arizona | Akimel Travel Center / Smoke Shop | 4231 W. Riggs Road | Sun Lakes | AZ | 85248
9 | GILA048 | D-1 Has Kehk Shell Express | 001 | 001 Compartment | Currently in Use | 15000 | TRUE | 2017-05-01 | Gasoline (containing <=10% ethanol) | TRUE | Spill Bucket | Gila River Indian Community of the Gila River Indian Reservation, Arizona | UHS KEHK STORE | 4401 County Rd 282 @ N. Signal Peak Rd. | COOLIDGE | AZ | 85128
9 | GILA048 | D-1 Has Kehk Shell Express | 002B | 002B Compartment | Currently in Use | 8000 | TRUE | 2017-05-01 | Gasoline (containing <=10% ethanol) | TRUE | Spill Bucket | Gila River Indian Community of the Gila River Indian Reservation, Arizona | UHS KEHK STORE | 4401 County Rd 282 @ N. Signal Peak Rd. | COOLIDGE | AZ | 85128
9 | GILA048 | D-1 Has Kehk Shell Express | 002A | 002A Compartment | Currently in Use | 7000 | TRUE | 2017-05-01 | Diesel | TRUE | Spill Bucket | Gila River Indian Community of the Gila River Indian Reservation, Arizona | UHS KEHK STORE | 4401 County Rd 282 @ N. Signal Peak Rd. | COOLIDGE | AZ | 85128
9 | GOSH001 | NDOT FERGUSON SPRINGS MAINTENANCE STATION | TANK 1 | TANK 1 Compartment | Permanently Out of Use | 10000 | TRUE |  | Gasoline (containing <=10% ethanol) | FALSE | Unknown | Confederated Tribes of the Goshute Reservation, Nevada and Utah | NDOT FERGUSON SPRINGS MAINTENANCE STATION | "US HWY ALT 93FERGUSON SPRINGS" | Elko | NV | 89801
9 | GOSH001 | NDOT FERGUSON SPRINGS MAINTENANCE STATION | TANK 3 | TANK 3 Compartment | Permanently Out of Use | 1000 | TRUE |  | Diesel | FALSE | Unknown | Confederated Tribes of the Goshute Reservation, Nevada and Utah | NDOT FERGUSON SPRINGS MAINTENANCE STATION | "US HWY ALT 93FERGUSON SPRINGS" | Elko | NV | 89801
9 | GOSH001 | NDOT FERGUSON SPRINGS MAINTENANCE STATION | TANK 2 | TANK 2 Compartment | Permanently Out of Use | 5000 | TRUE |  | Diesel | FALSE | Unknown | Confederated Tribes of the Goshute Reservation, Nevada and Utah | NDOT FERGUSON SPRINGS MAINTENANCE STATION | "US HWY ALT 93FERGUSON SPRINGS" | Elko | NV | 89801
9 | HAVA001 | HAVASUPAI TRIBE HELIPORT | TANK 1 | TANK 1 Compartment | Permanently Out of Use | 1000 | TRUE |  | Gasoline (containing <=10% ethanol) | FALSE | Unknown | Havasupai Tribe of the Havasupai Reservation, Arizona | HAVASUPAI TRIBE HELIPORT | Hualapai Hilltop, Route 18 | Supai | AZ | 86435
9 | HAVA002 | HUALAPAI HILLTOP | TANK 1 | TANK 1 Compartment | Permanently Out of Use | 1000 | TRUE |  | Gasoline (containing <=10% ethanol) | FALSE | Unknown | Havasupai Tribe of the Havasupai Reservation, Arizona | HUALAPAI HILLTOP | RT 18 | Supai | AZ | 86435
9 | HOOP001 | FORMER UNOCAL STATION/BULK PLANT | TANK 1 | TANK 1 Compartment | Permanently Out of Use | 6000 | TRUE |  | Gasoline (containing <=10% ethanol) | FALSE | Unknown | Hoopa Valley Tribe, California | FORMER UNOCAL STATION/BULK PLANT | S.R. 96 | Hoopa | CA | 95546
9 | HOOP001 | FORMER UNOCAL STATION/BULK PLANT | TANK 6 | TANK 6 Compartment | Permanently Out of Use | 10000 | TRUE |  | Gasoline (containing <=10% ethanol) | FALSE | Unknown | Hoopa Valley Tribe, California | FORMER UNOCAL STATION/BULK PLANT | S.R. 96 | Hoopa | CA | 95546
9 | HOOP001 | FORMER UNOCAL STATION/BULK PLANT | TANK 5 | TANK 5 Compartment | Permanently Out of Use | 10000 | TRUE |  | Gasoline (containing <=10% ethanol) | FALSE | Unknown | Hoopa Valley Tribe, California | FORMER UNOCAL STATION/BULK PLANT | S.R. 96 | Hoopa | CA | 95546
9 | HOOP001 | FORMER UNOCAL STATION/BULK PLANT | TANK 4 | TANK 4 Compartment | Permanently Out of Use | 10000 | TRUE |  | Diesel | FALSE | Unknown | Hoopa Valley Tribe, California | FORMER UNOCAL STATION/BULK PLANT | S.R. 96 | Hoopa | CA | 95546
9 | HOOP001 | FORMER UNOCAL STATION/BULK PLANT | TANK 3 | TANK 3 Compartment | Permanently Out of Use | 10000 | TRUE |  | Gasoline (containing <=10% ethanol) | FALSE | Unknown | Hoopa Valley Tribe, California | FORMER UNOCAL STATION/BULK PLANT | S.R. 96 | Hoopa | CA | 95546
9 | HOOP001 | FORMER UNOCAL STATION/BULK PLANT | TANK 2 | TANK 2 Compartment | Permanently Out of Use | 10000 | TRUE |  | Gasoline (containing <=10% ethanol) | FALSE | Unknown | Hoopa Valley Tribe, California | FORMER UNOCAL STATION/BULK PLANT | S.R. 96 | Hoopa | CA | 95546
9 | HOOP002 | CHESTER MACINTOSH aka LEWIS UNION 76 | TANK 1 | TANK 1 Compartment | Permanently Out of Use | 10000 | TRUE | 2006-06-06 | Gasoline (containing <=10% ethanol) | TRUE | Spill Bucket | Hoopa Valley Tribe, California | CHESTER MACINTOSH aka LEWIS UNION 76 | STAR ROUTE 96 | Hoopa | CA | 95546
9 | HOOP002 | CHESTER MACINTOSH aka LEWIS UNION 76 | TANK 3 | TANK 3 Compartment | Permanently Out of Use | 550 | TRUE | 2009-06-03 | Used Oil | FALSE | Unknown | Hoopa Valley Tribe, California | CHESTER MACINTOSH aka LEWIS UNION 76 | STAR ROUTE 96 | Hoopa | CA | 95546
9 | HOOP002 | CHESTER MACINTOSH aka LEWIS UNION 76 | TANK 2 | TANK 2 Compartment | Permanently Out of Use | 10000 | TRUE | 2006-06-06 | Diesel | TRUE | Spill Bucket | Hoopa Valley Tribe, California | CHESTER MACINTOSH aka LEWIS UNION 76 | STAR ROUTE 96 | Hoopa | CA | 95546
9 | HOOP003 | BUSSELL'S HUPA CHEVRON | TANK 1 | TANK 1 Compartment | Permanently Out of Use | 2300 | TRUE |  | Gasoline (containing <=10% ethanol) | FALSE | Unknown | Hoopa Valley Tribe, California | BUSSELL'S HUPA CHEVRON | SR 96 | Hoopa | CA | 95546
9 | HOOP003 | BUSSELL'S HUPA CHEVRON | TANK 4 | TANK 4 Compartment | Permanently Out of Use | 10000 | TRUE |  | Gasoline (containing <=10% ethanol) | FALSE | Unknown | Hoopa Valley Tribe, California | BUSSELL'S HUPA CHEVRON | SR 96 | Hoopa | CA | 95546
9 | HOOP003 | BUSSELL'S HUPA CHEVRON | TANK 3 | TANK 3 Compartment | Permanently Out of Use | 7500 | TRUE |  | Gasoline (containing <=10% ethanol) | FALSE | Unknown | Hoopa Valley Tribe, California | BUSSELL'S HUPA CHEVRON | SR 96 | Hoopa | CA | 95546
9 | HOOP003 | BUSSELL'S HUPA CHEVRON | TANK 2 | TANK 2 Compartment | Permanently Out of Use | 7500 | TRUE |  | Gasoline (containing <=10% ethanol) | FALSE | Unknown | Hoopa Valley Tribe, California | BUSSELL'S HUPA CHEVRON | SR 96 | Hoopa | CA | 95546
9 | HOOP005 | PATRIOT MINI MART aka BP TIS-MIL SERVICE STATION | TANK 1 | TANK 1 Compartment | Permanently Out of Use | 10000 | TRUE | 1992-07-06 | Gasoline (containing <=10% ethanol) | FALSE | Unknown | Hoopa Valley Tribe, California | PATRIOT MINI MART aka BP TIS-MIL SERVICE STATION | HWY 96 at Orcutt Way | Hoopa | CA | 95546
9 | HOOP005 | PATRIOT MINI MART aka BP TIS-MIL SERVICE STATION | TANK 7 | TANK 7 Compartment | Currently in Use | 4000 | TRUE | 1992-07-06 | Diesel | TRUE | Spill Bucket | Hoopa Valley Tribe, California | PATRIOT MINI MART aka BP TIS-MIL SERVICE STATION | HWY 96 at Orcutt Way | Hoopa | CA | 95546
9 | HOOP005 | PATRIOT MINI MART aka BP TIS-MIL SERVICE STATION | TANK 6 | TANK 6 Compartment | Currently in Use | 6000 | TRUE | 1992-07-06 | Gasoline (containing <=10% ethanol) | TRUE | Spill Bucket | Hoopa Valley Tribe, California | PATRIOT MINI MART aka BP TIS-MIL SERVICE STATION | HWY 96 at Orcutt Way | Hoopa | CA | 95546
9 | HOOP005 | PATRIOT MINI MART aka BP TIS-MIL SERVICE STATION | TANK 5 | TANK 5 Compartment | Currently in Use | 10000 | TRUE | 1992-07-06 | Gasoline (containing <=10% ethanol) | FALSE | Unknown | Hoopa Valley Tribe, California | PATRIOT MINI MART aka BP TIS-MIL SERVICE STATION | HWY 96 at Orcutt Way | Hoopa | CA | 95546
9 | HOOP005 | PATRIOT MINI MART aka BP TIS-MIL SERVICE STATION | TANK 4 | TANK 4 Compartment | Permanently Out of Use | 500 | TRUE | 1992-07-06 | Used Oil | FALSE | Unknown | Hoopa Valley Tribe, California | PATRIOT MINI MART aka BP TIS-MIL SERVICE STATION | HWY 96 at Orcutt Way | Hoopa | CA | 95546
9 | HOOP005 | PATRIOT MINI MART aka BP TIS-MIL SERVICE STATION | TANK 3 | TANK 3 Compartment | Permanently Out of Use | 3000 | TRUE | 1992-07-06 | Gasoline (containing <=10% ethanol) | FALSE | Unknown | Hoopa Valley Tribe, California | PATRIOT MINI MART aka BP TIS-MIL SERVICE STATION | HWY 96 at Orcutt Way | Hoopa | CA | 95546
9 | HOOP005 | PATRIOT MINI MART aka BP TIS-MIL SERVICE STATION | TANK 2 | TANK 2 Compartment | Permanently Out of Use | 8000 | TRUE | 1992-07-06 | Gasoline (containing <=10% ethanol) | FALSE | Unknown | Hoopa Valley Tribe, California | PATRIOT MINI MART aka BP TIS-MIL SERVICE STATION | HWY 96 at Orcutt Way | Hoopa | CA | 95546
9 | HOOP007 | JACKSON TRUCKING | TANK 1 | TANK 1 Compartment | Permanently Out of Use | 4000 | TRUE |  | Gasoline (containing <=10% ethanol) | FALSE | Unknown | Hoopa Valley Tribe, California | JACKSON TRUCKING | HWY 96 | Hoopa | CA | 95546
9 | HOOP008 | MASONITE MILL CREEK | TANK 1 | TANK 1 Compartment | Permanently Out of Use | 10000 | TRUE |  | Gasoline (containing <=10% ethanol) | FALSE | Unknown | Hoopa Valley Tribe, California | MASONITE MILL CREEK | HWY 96 | Hoopa | CA | 95546
9 | HOOP008 | MASONITE MILL CREEK | TANK 2 | TANK 2 Compartment | Permanently Out of Use | 8000 | TRUE |  | Diesel | FALSE | Unknown | Hoopa Valley Tribe, California | MASONITE MILL CREEK | HWY 96 | Hoopa | CA | 95546
9 | HOOP015 | "HOOPA ROAD DEPT. aka BIA FACILITIES, WILDFIRE" | TANK 1 | TANK 1 Compartment | Permanently Out of Use | 2000 | TRUE |  | Gasoline (containing <=10% ethanol) | FALSE | Unknown | Hoopa Valley Tribe, California | "HOOPA ROAD DEPT. aka BIA FACILITIES, WILDFIRE" | LOOP ROAD | Hoopa | CA | 95546
9 | HOOP015 | "HOOPA ROAD DEPT. aka BIA FACILITIES, WILDFIRE" | TANK 7 | TANK 7 Compartment | Permanently Out of Use | 2500 | TRUE |  | Diesel | FALSE | Unknown | Hoopa Valley Tribe, California | "HOOPA ROAD DEPT. aka BIA FACILITIES, WILDFIRE" | LOOP ROAD | Hoopa | CA | 95546
9 | HOOP015 | "HOOPA ROAD DEPT. aka BIA FACILITIES, WILDFIRE" | TANK 6 | TANK 6 Compartment | Permanently Out of Use | 2500 | TRUE |  | Gasoline (containing <=10% ethanol) | FALSE | Unknown | Hoopa Valley Tribe, California | "HOOPA ROAD DEPT. aka BIA FACILITIES, WILDFIRE" | LOOP ROAD | Hoopa | CA | 95546
9 | HOOP015 | "HOOPA ROAD DEPT. aka BIA FACILITIES, WILDFIRE" | TANK 5 | TANK 5 Compartment | Permanently Out of Use | 10000 | TRUE |  | Gasoline (containing <=10% ethanol) | FALSE | Unknown | Hoopa Valley Tribe, California | "HOOPA ROAD DEPT. aka BIA FACILITIES, WILDFIRE" | LOOP ROAD | Hoopa | CA | 95546
9 | HOOP015 | "HOOPA ROAD DEPT. aka BIA FACILITIES, WILDFIRE" | TANK 4 | TANK 4 Compartment | Permanently Out of Use | 5000 | TRUE |  | Gasoline (containing <=10% ethanol) | FALSE | Unknown | Hoopa Valley Tribe, California | "HOOPA ROAD DEPT. aka BIA FACILITIES, WILDFIRE" | LOOP ROAD | Hoopa | CA | 95546
9 | HOOP015 | "HOOPA ROAD DEPT. aka BIA FACILITIES, WILDFIRE" | TANK 3 | TANK 3 Compartment | Permanently Out of Use | 2500 | TRUE |  | Diesel | FALSE | Unknown | Hoopa Valley Tribe, California | "HOOPA ROAD DEPT. aka BIA FACILITIES, WILDFIRE" | LOOP ROAD | Hoopa | CA | 95546
9 | HOOP015 | "HOOPA ROAD DEPT. aka BIA FACILITIES, WILDFIRE" | TANK 2 | TANK 2 Compartment | Permanently Out of Use | 2000 | TRUE |  | Diesel | FALSE | Unknown | Hoopa Valley Tribe, California | "HOOPA ROAD DEPT. aka BIA FACILITIES, WILDFIRE" | LOOP ROAD | Hoopa | CA | 95546
9 | HOOP019 | BILL WOLD LOGGING CO. | TANK 1 | TANK 1 Compartment | Permanently Out of Use | 8000 | TRUE |  | Gasoline (containing <=10% ethanol) | FALSE | Unknown | Hoopa Valley Tribe, California | BILL WOLD LOGGING CO. | P.O. BOX 758 | Hoopa | CA | 95546
9 | HOOP019 | BILL WOLD LOGGING CO. | TANK 2 | TANK 2 Compartment | Permanently Out of Use | 6000 | TRUE |  | Gasoline (containing <=10% ethanol) | FALSE | Unknown | Hoopa Valley Tribe, California | BILL WOLD LOGGING CO. | P.O. BOX 758 | Hoopa | CA | 95546
9 | HOPI001 | HOPI TRIBE - GARAGE | TANK 1 | TANK 1 Compartment | Permanently Out of Use | 1000 | TRUE |  | Diesel | FALSE | Unknown | Hopi Tribe of Arizona | HOPI TRIBE - GARAGE | Hway 264 and IR 2 | Kykotsmovi Village | AZ | 86039
9 | HOPI001 | HOPI TRIBE - GARAGE | TANK 3 | TANK 3 Compartment | Permanently Out of Use | 8000 | TRUE |  | Gasoline (containing <=10% ethanol) | FALSE | Unknown | Hopi Tribe of Arizona | HOPI TRIBE - GARAGE | Hway 264 and IR 2 | Kykotsmovi Village | AZ | 86039
9 | HOPI001 | HOPI TRIBE - GARAGE | TANK 2 | TANK 2 Compartment | Permanently Out of Use | 4000 | TRUE |  | Gasoline (containing <=10% ethanol) | FALSE | Unknown | Hopi Tribe of Arizona | HOPI TRIBE - GARAGE | Hway 264 and IR 2 | Kykotsmovi Village | AZ | 86039
9 | HOPI005 | HOTEVILLA VILLAGE CO-OP | TANK 1 | TANK 1 Compartment | Currently in Use | 1000 | TRUE |  | Diesel | TRUE | Spill Bucket | Hopi Tribe of Arizona | HOTEVILLA VILLAGE CO-OP | RTE 264 & Main Street | Hotevilla | AZ | 86030
9 | HOPI005 | HOTEVILLA VILLAGE CO-OP | TANK 3 | TANK 3 Compartment | Currently in Use | 8000 | TRUE |  | Gasoline (containing <=10% ethanol) | FALSE | Unknown | Hopi Tribe of Arizona | HOTEVILLA VILLAGE CO-OP | RTE 264 & Main Street | Hotevilla | AZ | 86030
9 | HOPI005 | HOTEVILLA VILLAGE CO-OP | TANK 2 | TANK 2 Compartment | Currently in Use | 6000 | TRUE |  | Gasoline (containing <=10% ethanol) | TRUE | Spill Bucket | Hopi Tribe of Arizona | HOTEVILLA VILLAGE CO-OP | RTE 264 & Main Street | Hotevilla | AZ | 86030
9 | HOPI007 | FREDERICKS EXXON | TANK 1 | TANK 1 Compartment | Permanently Out of Use | 2000 | TRUE |  | Gasoline (containing <=10% ethanol) | FALSE | Unknown | Hopi Tribe of Arizona | FREDERICKS EXXON | "P.O. BOX 32S.R. 264" | Kykotsmovi Village | AZ | 86039
9 | HOPI007 | FREDERICKS EXXON | TANK 2 | TANK 2 Compartment | Permanently Out of Use | 2000 | TRUE |  | Gasoline (containing <=10% ethanol) | FALSE | Unknown | Hopi Tribe of Arizona | FREDERICKS EXXON | "P.O. BOX 32S.R. 264" | Kykotsmovi Village | AZ | 86039
9 | HOPI008 | POLACCA EXXON | TANK 1 | TANK 1 Compartment | Permanently Out of Use | 10000 | TRUE | 2008-12-22 | Gasoline (containing <=10% ethanol) | FALSE | Unknown | Hopi Tribe of Arizona | POLACCA EXXON | SR 264 (10 M WEST OF KEAMS CANYON) | Polacca | AZ | 86042
9 | HOPI008 | POLACCA EXXON | TANK 5 | TANK 5 Compartment | Permanently Out of Use | 3000 | TRUE | 2008-12-22 | Gasoline (containing <=10% ethanol) | FALSE | Unknown | Hopi Tribe of Arizona | POLACCA EXXON | SR 264 (10 M WEST OF KEAMS CANYON) | Polacca | AZ | 86042
9 | HOPI008 | POLACCA EXXON | TANK 4 | TANK 4 Compartment | Permanently Out of Use | 3000 | TRUE | 2008-12-22 | Gasoline (containing <=10% ethanol) | FALSE | Unknown | Hopi Tribe of Arizona | POLACCA EXXON | SR 264 (10 M WEST OF KEAMS CANYON) | Polacca | AZ | 86042
9 | HOPI008 | POLACCA EXXON | TANK 3 | TANK 3 Compartment | Permanently Out of Use | 3000 | TRUE | 2008-12-22 | Gasoline (containing <=10% ethanol) | FALSE | Unknown | Hopi Tribe of Arizona | POLACCA EXXON | SR 264 (10 M WEST OF KEAMS CANYON) | Polacca | AZ | 86042
9 | HOPI008 | POLACCA EXXON | TANK 2 | TANK 2 Compartment | Permanently Out of Use | 10000 | TRUE | 2008-12-22 | Gasoline (containing <=10% ethanol) | FALSE | Unknown | Hopi Tribe of Arizona | POLACCA EXXON | SR 264 (10 M WEST OF KEAMS CANYON) | Polacca | AZ | 86042
9 | HOPI009 | ADOT - KEAMS CANYON MAINTENANCE FACILITY | TANK 1 | TANK 1 Compartment | Permanently Out of Use | 3000 | TRUE | 2000-03-30 | Diesel | FALSE | Unknown | Hopi Tribe of Arizona | ADOT - KEAMS CANYON MAINTENANCE FACILITY | SR 264 MP 402 | Keams Canyon | AZ | 86034
9 | HOPI009 | ADOT - KEAMS CANYON MAINTENANCE FACILITY | TANK 4 | TANK 4 Compartment | Permanently Out of Use | 6000 | TRUE |  | Gasoline (containing <=10% ethanol) | FALSE | Unknown | Hopi Tribe of Arizona | ADOT - KEAMS CANYON MAINTENANCE FACILITY | SR 264 MP 402 | Keams Canyon | AZ | 86034
9 | HOPI009 | ADOT - KEAMS CANYON MAINTENANCE FACILITY | TANK 3 | TANK 3 Compartment | Permanently Out of Use | 6000 | TRUE |  | Diesel | FALSE | Unknown | Hopi Tribe of Arizona | ADOT - KEAMS CANYON MAINTENANCE FACILITY | SR 264 MP 402 | Keams Canyon | AZ | 86034
9 | HOPI009 | ADOT - KEAMS CANYON MAINTENANCE FACILITY | TANK 2 | TANK 2 Compartment | Permanently Out of Use | 5000 | TRUE | 2000-03-30 | Gasoline (containing <=10% ethanol) | FALSE | Unknown | Hopi Tribe of Arizona | ADOT - KEAMS CANYON MAINTENANCE FACILITY | SR 264 MP 402 | Keams Canyon | AZ | 86034
9 | HOPI010 | KYKOTSMOVI VILLAGE STORE | TANK 1 | TANK 1 Compartment | Currently in Use | 10000 | TRUE |  | Gasoline (containing <=10% ethanol) | TRUE | Spill Bucket | Hopi Tribe of Arizona | KYKOTSMOVI VILLAGE STORE | 112 Main Street | Kykotsmovi Village | AZ | 86039
9 | HOPI010 | KYKOTSMOVI VILLAGE STORE | TANK 4 | TANK 4 Compartment | Permanently Out of Use | 6000 | TRUE | 1995-01-01 | Gasoline (containing <=10% ethanol) | FALSE | Unknown | Hopi Tribe of Arizona | KYKOTSMOVI VILLAGE STORE | 112 Main Street | Kykotsmovi Village | AZ | 86039
9 | HOPI010 | KYKOTSMOVI VILLAGE STORE | TANK 3 | TANK 3 Compartment | Permanently Out of Use | 6000 | TRUE | 1995-01-01 | Gasoline (containing <=10% ethanol) | FALSE | Unknown | Hopi Tribe of Arizona | KYKOTSMOVI VILLAGE STORE | 112 Main Street | Kykotsmovi Village | AZ | 86039
9 | HOPI010 | KYKOTSMOVI VILLAGE STORE | TANK 2 | TANK 2 Compartment | Currently in Use | 10000 | TRUE |  | Gasoline (containing <=10% ethanol) | TRUE | Spill Bucket | Hopi Tribe of Arizona | KYKOTSMOVI VILLAGE STORE | 112 Main Street | Kykotsmovi Village | AZ | 86039
9 | HOPI013 | BIA ROAD SHOP | TANK 1 | TANK 1 Compartment | Permanently Out of Use | 5000 | TRUE |  | Gasoline (containing <=10% ethanol) | FALSE | Unknown | Hopi Tribe of Arizona | BIA ROAD SHOP | "BIA ROADS YARD P.O. BOX 158" | Keams Canyon | AZ | 86034
9 | HOPI013 | BIA ROAD SHOP | TANK 3 | TANK 3 Compartment | Permanently Out of Use | 5000 | TRUE |  | Gasoline (containing <=10% ethanol) | FALSE | Unknown | Hopi Tribe of Arizona | BIA ROAD SHOP | "BIA ROADS YARD P.O. BOX 158" | Keams Canyon | AZ | 86034
9 | HOPI013 | BIA ROAD SHOP | TANK 2 | TANK 2 Compartment | Permanently Out of Use | 5000 | TRUE |  | Gasoline (containing <=10% ethanol) | FALSE | Unknown | Hopi Tribe of Arizona | BIA ROAD SHOP | "BIA ROADS YARD P.O. BOX 158" | Keams Canyon | AZ | 86034
9 | HOPI014 | KEAMS CANYON SHOPPING CENTER-76 STATION | TANK 1 | TANK 1 Compartment | Permanently Out of Use | 10000 | TRUE |  | Gasoline (containing <=10% ethanol) | FALSE | Unknown | Hopi Tribe of Arizona | KEAMS CANYON SHOPPING CENTER-76 STATION | Mile Post 403 Rte 264 | Keams Canyon | AZ | 86034
9 | HOPI014 | KEAMS CANYON SHOPPING CENTER-76 STATION | TANK 5 | TANK 5 Compartment | Currently in Use | 20000 | TRUE |  | Gasoline (containing <=10% ethanol) | TRUE | Spill Bucket | Hopi Tribe of Arizona | KEAMS CANYON SHOPPING CENTER-76 STATION | Mile Post 403 Rte 264 | Keams Canyon | AZ | 86034
9 | HOPI014 | KEAMS CANYON SHOPPING CENTER-76 STATION | TANK 4 | TANK 4 Compartment | Permanently Out of Use | 2000 | TRUE |  | Gasoline (containing <=10% ethanol) | FALSE | Unknown | Hopi Tribe of Arizona | KEAMS CANYON SHOPPING CENTER-76 STATION | Mile Post 403 Rte 264 | Keams Canyon | AZ | 86034
9 | HOPI014 | KEAMS CANYON SHOPPING CENTER-76 STATION | TANK 3 | TANK 3 Compartment | Permanently Out of Use | 2000 | TRUE |  | Gasoline (containing <=10% ethanol) | FALSE | Unknown | Hopi Tribe of Arizona | KEAMS CANYON SHOPPING CENTER-76 STATION | Mile Post 403 Rte 264 | Keams Canyon | AZ | 86034
9 | HOPI014 | KEAMS CANYON SHOPPING CENTER-76 STATION | TANK 2 | TANK 2 Compartment | Permanently Out of Use | 4000 | TRUE |  | Gasoline (containing <=10% ethanol) | FALSE | Unknown | Hopi Tribe of Arizona | KEAMS CANYON SHOPPING CENTER-76 STATION | Mile Post 403 Rte 264 | Keams Canyon | AZ | 86034
9 | HOPI015 | POLACCA CIRCLE M | TANK 1 | TANK 1 Compartment | Permanently Out of Use | 2000 | TRUE |  | Gasoline (containing <=10% ethanol) | FALSE | Unknown | Hopi Tribe of Arizona | POLACCA CIRCLE M | "SR 264 P.O. BOX 188" | Polacca | AZ | 86042
9 | HOPI015 | POLACCA CIRCLE M | TANK 2 | TANK 2 Compartment | Permanently Out of Use | 5000 | TRUE |  | Gasoline (containing <=10% ethanol) | FALSE | Unknown | Hopi Tribe of Arizona | POLACCA CIRCLE M | "SR 264 P.O. BOX 188" | Polacca | AZ | 86042
9 | HOPI016 | "SECAKUKU UNION 76, AKA SECOND MESA STORE" | TANK 1 | TANK 1 Compartment | Permanently Out of Use | 2000 | TRUE |  | Gasoline (containing <=10% ethanol) | FALSE | Unknown | Hopi Tribe of Arizona | "SECAKUKU UNION 76, AKA SECOND MESA STORE" | Hway 264 and AZ 87 | Second Mesa | AZ | 86043
9 | HOPI016 | "SECAKUKU UNION 76, AKA SECOND MESA STORE" | TANK 3 | TANK 3 Compartment | Permanently Out of Use | 4000 | TRUE |  | Gasoline (containing <=10% ethanol) | FALSE | Unknown | Hopi Tribe of Arizona | "SECAKUKU UNION 76, AKA SECOND MESA STORE" | Hway 264 and AZ 87 | Second Mesa | AZ | 86043
9 | HOPI016 | "SECAKUKU UNION 76, AKA SECOND MESA STORE" | TANK 2 | TANK 2 Compartment | Permanently Out of Use | 3000 | TRUE |  | Gasoline (containing <=10% ethanol) | FALSE | Unknown | Hopi Tribe of Arizona | "SECAKUKU UNION 76, AKA SECOND MESA STORE" | Hway 264 and AZ 87 | Second Mesa | AZ | 86043
9 | HOPI017 | PWH TEXACO aka HONANIS AUTO REPAIR AND TOWING aka PWH FOOD AND AUTO CENTER | TANK 1 | TANK 1 Compartment | Permanently Out of Use | 4000 | TRUE | 2005-01-24 | Gasoline (containing <=10% ethanol) | FALSE | Unknown | Hopi Tribe of Arizona | PWH TEXACO aka HONANIS AUTO REPAIR AND TOWING aka PWH FOOD AND AUTO CENTER | "P.O. BOX 440 HWY 264" | Second Mesa | AZ | 86043
9 | HOPI017 | PWH TEXACO aka HONANIS AUTO REPAIR AND TOWING aka PWH FOOD AND AUTO CENTER | TANK 3 | TANK 3 Compartment | Permanently Out of Use | 4000 | TRUE | 2005-01-24 | Gasoline (containing <=10% ethanol) | FALSE | Unknown | Hopi Tribe of Arizona | PWH TEXACO aka HONANIS AUTO REPAIR AND TOWING aka PWH FOOD AND AUTO CENTER | "P.O. BOX 440 HWY 264" | Second Mesa | AZ | 86043
9 | HOPI017 | PWH TEXACO aka HONANIS AUTO REPAIR AND TOWING aka PWH FOOD AND AUTO CENTER | TANK 2 | TANK 2 Compartment | Permanently Out of Use | 4000 | TRUE | 2005-01-24 | Gasoline (containing <=10% ethanol) | FALSE | Unknown | Hopi Tribe of Arizona | PWH TEXACO aka HONANIS AUTO REPAIR AND TOWING aka PWH FOOD AND AUTO CENTER | "P.O. BOX 440 HWY 264" | Second Mesa | AZ | 86043
9 | HOPI018 | BIA - HOPI POLICE DEPT | TANK 1 | TANK 1 Compartment | Permanently Out of Use | 5000 | TRUE |  | Gasoline (containing <=10% ethanol) | FALSE | Unknown | Hopi Tribe of Arizona | BIA - HOPI POLICE DEPT | "BIA FACILITIES OFFICE, SR 264" | Polacca | AZ | 86042
9 | HOPI018 | BIA - HOPI POLICE DEPT | TANK 2 | TANK 2 Compartment | Permanently Out of Use | 5000 | TRUE |  | Gasoline (containing <=10% ethanol) | FALSE | Unknown | Hopi Tribe of Arizona | BIA - HOPI POLICE DEPT | "BIA FACILITIES OFFICE, SR 264" | Polacca | AZ | 86042
9 | HOPI019 | VERNA GEORGE aka LOWER MOENKOPI | TANK 1 | TANK 1 Compartment | Permanently Out of Use | 1000 | TRUE |  | Gasoline (containing <=10% ethanol) | FALSE | Unknown | Hopi Tribe of Arizona | VERNA GEORGE aka LOWER MOENKOPI | LOWER MOENKOPI VILLAGE | Second Mesa | AZ | 86043
9 | HOPI020 | HERBERT LEWIS aka HUBERT LEWIS aka UPPER MOENKOPI | TANK 1 | TANK 1 Compartment | Permanently Out of Use | 1000 | TRUE |  | Gasoline (containing <=10% ethanol) | FALSE | Unknown | Hopi Tribe of Arizona | HERBERT LEWIS aka HUBERT LEWIS aka UPPER MOENKOPI | UPPER VILLAGE OF MOENKOPI | Upper Village of Moenkopi | AZ | 86045
9 | HOPI020 | HERBERT LEWIS aka HUBERT LEWIS aka UPPER MOENKOPI | TANK 2 | TANK 2 Compartment | Permanently Out of Use | 1000 | TRUE |  | Gasoline (containing <=10% ethanol) | FALSE | Unknown | Hopi Tribe of Arizona | HERBERT LEWIS aka HUBERT LEWIS aka UPPER MOENKOPI | UPPER VILLAGE OF MOENKOPI | Upper Village of Moenkopi | AZ | 86045
9 | HOPI022 | KING POLYESTEWA aka OLD ORAIBI | TANK 1 | TANK 1 Compartment | Permanently Out of Use | 1000 | TRUE | 2010-09-30 | Gasoline (containing <=10% ethanol) | FALSE | Unknown | Hopi Tribe of Arizona | KING POLYESTEWA aka OLD ORAIBI | NO STREET ADDRESS | Kykotsmovi Village | AZ | 86039
9 | HOPI023 | HUGH POLEYUMPTEWA | TANK 1 | TANK 1 Compartment | Permanently Out of Use | 500 | TRUE |  | Gasoline (containing <=10% ethanol) | FALSE | Unknown | Hopi Tribe of Arizona | HUGH POLEYUMPTEWA | NO STREET ADDRESS | Hotevilla | AZ | 86030
9 | HOPI024 | EVERETT TAWAHONGVA aka TANAKHONGVA | TANK 1 | TANK 1 Compartment | Permanently Out of Use | 1000 | TRUE |  | Gasoline (containing <=10% ethanol) | FALSE | Unknown | Hopi Tribe of Arizona | EVERETT TAWAHONGVA aka TANAKHONGVA | "ROUTE 264, NORTH OF HOTEVILLA" | Hotevilla | AZ | 86030
9 | HOPI024 | EVERETT TAWAHONGVA aka TANAKHONGVA | TANK 2 | TANK 2 Compartment | Permanently Out of Use | 500 | TRUE |  | Gasoline (containing <=10% ethanol) | FALSE | Unknown | Hopi Tribe of Arizona | EVERETT TAWAHONGVA aka TANAKHONGVA | "ROUTE 264, NORTH OF HOTEVILLA" | Hotevilla | AZ | 86030
9 | HOPI025 | ZELMA HONYOUMA | TANK 1 | TANK 1 Compartment | Permanently Out of Use | 3000 | TRUE | 1980-01-01 | Gasoline (containing <=10% ethanol) | FALSE | Unknown | Hopi Tribe of Arizona | ZELMA HONYOUMA | SHUNGOPAVY | Second Mesa | AZ | 86043
9 | HOPI026 | SILAS HOYUNGOWA | TANK 1 | TANK 1 Compartment | Permanently Out of Use | 1000 | TRUE | 2008-05-19 | Gasoline (containing <=10% ethanol) | FALSE | Unknown | Hopi Tribe of Arizona | SILAS HOYUNGOWA | NO STREET ADDRESS | Hotevilla | AZ | 86030
9 | HOPI027 | GENE SEHONGVA | TANK 1 | TANK 1 Compartment | Permanently Out of Use | 1000 | TRUE |  | Gasoline (containing <=10% ethanol) | FALSE | Unknown | Hopi Tribe of Arizona | GENE SEHONGVA | NO STREET ADDRESS | Hotevilla | AZ | 86030
9 | HOPI027 | GENE SEHONGVA | TANK 2 | TANK 2 Compartment | Permanently Out of Use | 1000 | TRUE |  | Gasoline (containing <=10% ethanol) | FALSE | Unknown | Hopi Tribe of Arizona | GENE SEHONGVA | NO STREET ADDRESS | Hotevilla | AZ | 86030
9 | HOPI028 | COAL MINE MESA | TANK 1 | TANK 1 Compartment | Permanently Out of Use | 1000 | TRUE | 2010-09-30 | Gasoline (containing <=10% ethanol) | FALSE | Unknown | Hopi Tribe of Arizona | COAL MINE MESA | HWY 264 | Tuba City | AZ | 86045
9 | HOPI031 | BYRON KOOTSWATEWA GAS STATION | TANK 1 | TANK 1 Compartment | Permanently Out of Use | 1000 | TRUE |  | Unknown Petroleum | FALSE | Unknown | Hopi Tribe of Arizona | BYRON KOOTSWATEWA GAS STATION | abandoned | Hotevilla | AZ | 86030
9 | HOPI034 | HOPI034 - Pollaca-Burnt Store | 1 | 1 | Permanently Out of Use | 2000 | TRUE |  | Unknown Petroleum |  |  | Hopi Tribe of Arizona | Pollaca-Burnt Store | "Hwy 264, Hopi Traders" | Pollaca | AZ
9 | HOPI036 | Funk's Residence | TANK 1 | TANK 1 Compartment | Permanently Out of Use | 750 | TRUE | 1899-12-31 | Unknown Petroleum | FALSE | Unknown | Hopi Tribe of Arizona | Funk's Residence |  | Polacca | AZ
9 | HOPI037 | Perry Sehongva | TANK 1 | TANK 1 Compartment | Permanently Out of Use | 2000 | TRUE | 1899-12-31 | Unknown Petroleum | FALSE | Unknown | Hopi Tribe of Arizona | Perry Sehongva | State Route 264 | Hotevilla | AZ
9 | HOPI038 | Kykotsmovi Convenience Store & Gas Station | Tank 1 | Compartment 1 | Currently in Use | 15000 | TRUE |  | Gasoline (containing <=10% ethanol) | TRUE | Spill Bucket | Hopi Tribe of Arizona | Kykotsmovi Convenience Store & Gas Station | SW Corner State Route 264 & BIA Route 2 | Kykotsmovi | AZ | 86039
9 | HOPI038 | Kykotsmovi Convenience Store & Gas Station | Tank 2 | Compartment 2A | Currently in Use | 10000 | TRUE |  | Diesel | TRUE | Spill Bucket | Hopi Tribe of Arizona | Kykotsmovi Convenience Store & Gas Station | SW Corner State Route 264 & BIA Route 2 | Kykotsmovi | AZ | 86039
9 | HOPI038 | Kykotsmovi Convenience Store & Gas Station | Tank 2 | Compartment 2A | Currently in Use | 10000 | TRUE |  | Gasoline (containing <=10% ethanol) | TRUE | Spill Bucket | Hopi Tribe of Arizona | Kykotsmovi Convenience Store & Gas Station | SW Corner State Route 264 & BIA Route 2 | Kykotsmovi | AZ | 86039
9 | HUAL001 | BIA - BLDG 824 | TANK 1 | TANK 1 Compartment | Permanently Out of Use | 6500 | TRUE |  | Gasoline (containing <=10% ethanol) | FALSE | Unknown | Hualapai Indian Tribe of the Hualapai Indian Reservation, Arizona | BIA - BLDG 824 | "PEACH SPRINGS - TRUXTON CANYONBUILDING 824 - LAND OPERATIONS YARD" | Valentine | AZ | 86437
9 | HUAL002 | BIA - THORNTON LOOKOUT | TANK 1 | TANK 1 Compartment | Permanently Out of Use | 1000 | TRUE |  | Diesel | FALSE | Unknown | Hualapai Indian Tribe of the Hualapai Indian Reservation, Arizona | BIA - THORNTON LOOKOUT | THORNTON LOOKOUT | Peach Springs | AZ | 86434
9 | HUAL002 | BIA - THORNTON LOOKOUT | TANK 3 | TANK 3 Compartment | Permanently Out of Use | 1000 | TRUE |  | Gasoline (containing <=10% ethanol) | FALSE | Unknown | Hualapai Indian Tribe of the Hualapai Indian Reservation, Arizona | BIA - THORNTON LOOKOUT | THORNTON LOOKOUT | Peach Springs | AZ | 86434
9 | HUAL002 | BIA - THORNTON LOOKOUT | TANK 2 | TANK 2 Compartment | Permanently Out of Use | 1000 | TRUE |  | Gasoline (containing <=10% ethanol) | FALSE | Unknown | Hualapai Indian Tribe of the Hualapai Indian Reservation, Arizona | BIA - THORNTON LOOKOUT | THORNTON LOOKOUT | Peach Springs | AZ | 86434
9 | HUAL003 | BOYD'S MOBIL SERVICE | TANK 1 | TANK 1 Compartment | Permanently Out of Use | 1000 | TRUE |  | Gasoline (containing <=10% ethanol) | FALSE | Unknown | Hualapai Indian Tribe of the Hualapai Indian Reservation, Arizona | BOYD'S MOBIL SERVICE | EAST HWY 66 | Peach Springs | AZ | 86434
9 | HUAL003 | BOYD'S MOBIL SERVICE | TANK 3 | TANK 3 Compartment | Permanently Out of Use | 1000 | TRUE |  | Gasoline (containing <=10% ethanol) | FALSE | Unknown | Hualapai Indian Tribe of the Hualapai Indian Reservation, Arizona | BOYD'S MOBIL SERVICE | EAST HWY 66 | Peach Springs | AZ | 86434
9 | HUAL003 | BOYD'S MOBIL SERVICE | TANK 2 | TANK 2 Compartment | Permanently Out of Use | 1000 | TRUE |  | Gasoline (containing <=10% ethanol) | FALSE | Unknown | Hualapai Indian Tribe of the Hualapai Indian Reservation, Arizona | BOYD'S MOBIL SERVICE | EAST HWY 66 | Peach Springs | AZ | 86434
9 | HUAL004 | FAA VORTAC STATION | TANK 1 | TANK 1 Compartment | Permanently Out of Use | 500 | TRUE |  | Diesel | FALSE | Unknown | Hualapai Indian Tribe of the Hualapai Indian Reservation, Arizona | FAA VORTAC STATION | 12 MI NORTH OF PEACH SPRINGS | Peach Springs | AZ | 86434
9 | HUAL004 | FAA VORTAC STATION | TANK 2 | TANK 2 Compartment | Permanently Out of Use | 500 | TRUE |  | Diesel | FALSE | Unknown | Hualapai Indian Tribe of the Hualapai Indian Reservation, Arizona | FAA VORTAC STATION | 12 MI NORTH OF PEACH SPRINGS | Peach Springs | AZ | 86434
9 | HUAL005 | R.D.'S PIT STOP | TANK 1 | TANK 1 Compartment | Permanently Out of Use | 4000 | TRUE | 2006-01-01 | Gasoline (containing <=10% ethanol) | TRUE | Spill Bucket | Hualapai Indian Tribe of the Hualapai Indian Reservation, Arizona | R.D.'S PIT STOP | "888 HWY 66P.O. BOX 60" | Peach Springs | AZ | 86434
9 | HUAL005 | R.D.'S PIT STOP | TANK 2 | TANK 2 Compartment | Permanently Out of Use | 4000 | TRUE | 2006-01-01 | Gasoline (containing <=10% ethanol) | TRUE | Spill Bucket | Hualapai Indian Tribe of the Hualapai Indian Reservation, Arizona | R.D.'S PIT STOP | "888 HWY 66P.O. BOX 60" | Peach Springs | AZ | 86434
9 | HUAL006 | "Bureau of Indian Affairs, BUILDING 909" | TANK 1 | TANK 1 Compartment | Permanently Out of Use | 1000 | TRUE | 1989-05-30 | Gasoline (containing <=10% ethanol) | FALSE | Unknown | Hualapai Indian Tribe of the Hualapai Indian Reservation, Arizona | "Bureau of Indian Affairs, BUILDING 909" | US Highway 66 | Peach Springs | AZ | 86434
9 | HUAL007 | ABANDONED SERVICE STATION | TANK 1 | TANK 1 Compartment | Permanently Out of Use | 1000 | TRUE |  | Gasoline (containing <=10% ethanol) | FALSE | Unknown | Hualapai Indian Tribe of the Hualapai Indian Reservation, Arizona | ABANDONED SERVICE STATION | 875 & 877 US RTE. 66 | Peach Springs | AZ | 86434
9 | HUAL007 | ABANDONED SERVICE STATION | TANK 2 | TANK 2 Compartment | Permanently Out of Use | 1000 | TRUE |  | Gasoline (containing <=10% ethanol) | FALSE | Unknown | Hualapai Indian Tribe of the Hualapai Indian Reservation, Arizona | ABANDONED SERVICE STATION | 875 & 877 US RTE. 66 | Peach Springs | AZ | 86434
9 | HUAL010 | ABANDONED SERVICE STATION | TANK 1 | TANK 1 Compartment | Permanently Out of Use | 3000 | TRUE |  | Gasoline (containing <=10% ethanol) | FALSE | Unknown | Hualapai Indian Tribe of the Hualapai Indian Reservation, Arizona | ABANDONED SERVICE STATION | 865 Route 66 | Peach Springs | AZ | 86434
9 | HUAL010 | ABANDONED SERVICE STATION | TANK 2 | TANK 2 Compartment | Permanently Out of Use | 3000 | TRUE |  | Gasoline (containing <=10% ethanol) | FALSE | Unknown | Hualapai Indian Tribe of the Hualapai Indian Reservation, Arizona | ABANDONED SERVICE STATION | 865 Route 66 | Peach Springs | AZ | 86434
9 | HUAL011 | ABANDONED SERVICE STATION | TANK 1 | TANK 1 Compartment | Permanently Out of Use | 1000 | TRUE |  | Gasoline (containing <=10% ethanol) | FALSE | Unknown | Hualapai Indian Tribe of the Hualapai Indian Reservation, Arizona | ABANDONED SERVICE STATION | ROUTE 66 AND DIAMOND CREEK ROAD | Peach Springs | AZ | 86434
9 | HUAL011 | ABANDONED SERVICE STATION | TANK 6 | TANK 6 Compartment | Permanently Out of Use | 6500 | TRUE |  | Gasoline (containing <=10% ethanol) | FALSE | Unknown | Hualapai Indian Tribe of the Hualapai Indian Reservation, Arizona | ABANDONED SERVICE STATION | ROUTE 66 AND DIAMOND CREEK ROAD | Peach Springs | AZ | 86434
9 | HUAL011 | ABANDONED SERVICE STATION | TANK 5 | TANK 5 Compartment | Permanently Out of Use | 1000 | TRUE |  | Gasoline (containing <=10% ethanol) | FALSE | Unknown | Hualapai Indian Tribe of the Hualapai Indian Reservation, Arizona | ABANDONED SERVICE STATION | ROUTE 66 AND DIAMOND CREEK ROAD | Peach Springs | AZ | 86434
9 | HUAL011 | ABANDONED SERVICE STATION | TANK 4 | TANK 4 Compartment | Permanently Out of Use | 1000 | TRUE |  | Gasoline (containing <=10% ethanol) | FALSE | Unknown | Hualapai Indian Tribe of the Hualapai Indian Reservation, Arizona | ABANDONED SERVICE STATION | ROUTE 66 AND DIAMOND CREEK ROAD | Peach Springs | AZ | 86434
9 | HUAL011 | ABANDONED SERVICE STATION | TANK 3 | TANK 3 Compartment | Permanently Out of Use | 1000 | TRUE |  | Gasoline (containing <=10% ethanol) | FALSE | Unknown | Hualapai Indian Tribe of the Hualapai Indian Reservation, Arizona | ABANDONED SERVICE STATION | ROUTE 66 AND DIAMOND CREEK ROAD | Peach Springs | AZ | 86434
9 | HUAL011 | ABANDONED SERVICE STATION | TANK 2 | TANK 2 Compartment | Permanently Out of Use | 1000 | TRUE |  | Gasoline (containing <=10% ethanol) | FALSE | Unknown | Hualapai Indian Tribe of the Hualapai Indian Reservation, Arizona | ABANDONED SERVICE STATION | ROUTE 66 AND DIAMOND CREEK ROAD | Peach Springs | AZ | 86434
9 | HUAL012 | Hualapai Market | 1 | 1 Compartment | Currently in Use | 15000 | TRUE | 2015-03-26 | Gasoline (containing <=10% ethanol) |  |  | Hualapai Indian Tribe of the Hualapai Indian Reservation, Arizona | Hualapai Market | 885 W. Route 66 | Peach Springs | AZ | 85434
9 | HUAL012 | Hualapai Market | 2B | 2B Compartment | Currently in Use | 5000 | TRUE | 2015-03-26 | Gasoline (containing <=10% ethanol) | TRUE | Spill Bucket | Hualapai Indian Tribe of the Hualapai Indian Reservation, Arizona | Hualapai Market | 885 W. Route 66 | Peach Springs | AZ | 85434
9 | HUAL012 | Hualapai Market | 2A | 2A Compartment | Currently in Use | 10000 | TRUE | 2015-03-26 | Diesel |  |  | Hualapai Indian Tribe of the Hualapai Indian Reservation, Arizona | Hualapai Market | 885 W. Route 66 | Peach Springs | AZ | 85434
9 | JACK001 | Jackson Rancheria General Store | TANK 1 | TANK 1 Compartment | Currently in Use | 20000 | TRUE |  | Gasoline (containing <=10% ethanol) | TRUE | Spill Bucket | Jackson Band of Miwuk Indians | Jackson Rancheria General Store | 12222 New York Ranch Road | Jackson | CA | 95642
9 | JACK001 | Jackson Rancheria General Store | TANK 3 | TANK 3 Compartment | Currently in Use | 20000 | TRUE |  | Diesel | TRUE | Spill Bucket | Jackson Band of Miwuk Indians | Jackson Rancheria General Store | 12222 New York Ranch Road | Jackson | CA | 95642
9 | JACK001 | Jackson Rancheria General Store | TANK 2 | TANK 2 Compartment | Currently in Use | 20000 | TRUE |  | Gasoline (containing <=10% ethanol) | TRUE | Spill Bucket | Jackson Band of Miwuk Indians | Jackson Rancheria General Store | 12222 New York Ranch Road | Jackson | CA | 95642
9 | LAJO001 | LA JOLLA TRADING POST | TANK 1 | TANK 1 Compartment | Permanently Out of Use | 12000 | TRUE | 2025-06-17 | Gasoline (containing <=10% ethanol) | TRUE | Spill Bucket | La Jolla Band of Luiseno Indians, California | LA JOLLA TRADING POST | 22000 Highway 76 | Pauma Valley | CA | 92082
9 | LAJO001 | LA JOLLA TRADING POST | Tank 6 | Compartment 1 | Currently in Use | 12000 | TRUE |  | Diesel |  |  | La Jolla Band of Luiseno Indians, California | LA JOLLA TRADING POST | 22000 Highway 76 | Pauma Valley | CA | 92082
9 | LAJO001 | LA JOLLA TRADING POST | Tank 5 | Compartment 1 | Currently in Use | 12000 | TRUE |  | Gasoline (containing <=10% ethanol) |  |  | La Jolla Band of Luiseno Indians, California | LA JOLLA TRADING POST | 22000 Highway 76 | Pauma Valley | CA | 92082
9 | LAJO001 | LA JOLLA TRADING POST | Tank 4 | Compartment 1 | Currently in Use | 12000 | TRUE |  | Gasoline (containing <=10% ethanol) |  |  | La Jolla Band of Luiseno Indians, California | LA JOLLA TRADING POST | 22000 Highway 76 | Pauma Valley | CA | 92082
9 | LAJO001 | LA JOLLA TRADING POST | TANK 3 | TANK 3 Compartment | Permanently Out of Use | 12000 | TRUE | 2025-06-17 | Gasoline (containing <=10% ethanol) | TRUE | Spill Bucket | La Jolla Band of Luiseno Indians, California | LA JOLLA TRADING POST | 22000 Highway 76 | Pauma Valley | CA | 92082
9 | LAJO001 | LA JOLLA TRADING POST | TANK 2 | TANK 2 Compartment | Permanently Out of Use | 12000 | TRUE | 2025-06-17 | Gasoline (containing <=10% ethanol) | TRUE | Spill Bucket | La Jolla Band of Luiseno Indians, California | LA JOLLA TRADING POST | 22000 Highway 76 | Pauma Valley | CA | 92082
9 | LAPO001 | LA POSTA RESERVATION | TANK 1 | TANK 1 Compartment | Permanently Out of Use | 5000 | TRUE |  | Gasoline (containing <=10% ethanol) | FALSE | Unknown | La Posta Band of Diegueno Mission Indians of the La Posta Indian Reservation, California | LA POSTA RESERVATION | 1064 BERONA AVE. | Lakeside | CA | 92040
9 | LASV001 | SNOW MOUNTAIN SMOKE SHOP | TANK 2 | TANK 2 Compartment | Currently in Use | 10000 | TRUE |  | Gasoline (containing <=10% ethanol) | TRUE | Spill Bucket | Las Vegas Tribe of Paiute Indians of the Las Vegas Indian Colony, Nevada | SNOW MOUNTAIN SMOKE SHOP | 11525 NUWAV KAIV BOULEVARD | Las Vegas | NV | 89124
9 | LASV001 | SNOW MOUNTAIN SMOKE SHOP | TANK 4 | TANK 4 Compartment | Currently in Use | 15000 | TRUE |  | Gasoline (containing <=10% ethanol) | TRUE | Spill Bucket | Las Vegas Tribe of Paiute Indians of the Las Vegas Indian Colony, Nevada | SNOW MOUNTAIN SMOKE SHOP | 11525 NUWAV KAIV BOULEVARD | Las Vegas | NV | 89124
9 | LASV001 | SNOW MOUNTAIN SMOKE SHOP | TANK 3 | TANK 3 Compartment | Currently in Use | 10000 | TRUE |  | Gasoline (containing <=10% ethanol) | TRUE | Spill Bucket | Las Vegas Tribe of Paiute Indians of the Las Vegas Indian Colony, Nevada | SNOW MOUNTAIN SMOKE SHOP | 11525 NUWAV KAIV BOULEVARD | Las Vegas | NV | 89124
9 | MIDD001 | Uncle Buddy's Pumps | Tank 1 | Compartment 1 | Currently in Use | 20000 | TRUE |  | Gasoline (containing <=10% ethanol) | TRUE |  | Middletown Rancheria of Pomo Indians of California | Uncle Buddy's Pumps | 22223 Hwy 29 at Rancheria Rd | Middletown | CA | 95461
9 | MIDD001 | Uncle Buddy's Pumps | Tank 3 | Compartment 1 | Currently in Use | 12000 | TRUE |  | Diesel | TRUE |  | Middletown Rancheria of Pomo Indians of California | Uncle Buddy's Pumps | 22223 Hwy 29 at Rancheria Rd | Middletown | CA | 95461
9 | MIDD001 | Uncle Buddy's Pumps | Tank 2 | Compartment 1 | Currently in Use | 8000 | TRUE |  | Gasoline (containing <=10% ethanol) | TRUE |  | Middletown Rancheria of Pomo Indians of California | Uncle Buddy's Pumps | 22223 Hwy 29 at Rancheria Rd | Middletown | CA | 95461
9 | MOAP001 | AT & T ARROW CANYON | TANK 1 | TANK 1 Compartment | Permanently Out of Use | 3000 | TRUE | 1993-02-24 | Diesel | FALSE | Unknown | Moapa Band of Paiute Indians of the Moapa River Indian Reservation, Nevada | AT & T ARROW CANYON | NO STREET ADDRESS | Moapa | NV | 89025
9 | MOOR001 | FEATHER FALLS MINI-MART | TANK 1 | TANK 1 Compartment | Currently in Use | 12000 | TRUE |  | Gasoline (containing <=10% ethanol) | TRUE | Spill Bucket | Mooretown Rancheria of Maidu Indians of California | FEATHER FALLS MINI-MART | 6023 LOWER WYANDOTTE | Oroville | CA | 95966
9 | MOOR001 | FEATHER FALLS MINI-MART | TANK 3 | TANK 3 Compartment | Currently in Use | 12000 | TRUE |  | Diesel | TRUE | Spill Bucket | Mooretown Rancheria of Maidu Indians of California | FEATHER FALLS MINI-MART | 6023 LOWER WYANDOTTE | Oroville | CA | 95966
9 | MOOR001 | FEATHER FALLS MINI-MART | TANK 2 | TANK 2 Compartment | Currently in Use | 12000 | TRUE |  | Gasoline (containing <=10% ethanol) | TRUE | Spill Bucket | Mooretown Rancheria of Maidu Indians of California | FEATHER FALLS MINI-MART | 6023 LOWER WYANDOTTE | Oroville | CA | 95966
9 | MORO001 | BIA MORONGO INDIAN RESERVATION | TANK 1 | TANK 1 Compartment | Permanently Out of Use | 1000 | TRUE | 1993-07-01 | Diesel | FALSE | Unknown | Morongo Band of Mission Indians, California | BIA MORONGO INDIAN RESERVATION | CORNER THUNDER ROAD & SEMINOLE DRIVE | Banning | CA | 92220
9 | MORO001 | BIA MORONGO INDIAN RESERVATION | TANK 2 | TANK 2 Compartment | Permanently Out of Use | 1000 | TRUE |  | Diesel | FALSE | Unknown | Morongo Band of Mission Indians, California | BIA MORONGO INDIAN RESERVATION | CORNER THUNDER ROAD & SEMINOLE DRIVE | Banning | CA | 92220
9 | MORO002 | MORONGO SHELL | TANK 1 | TANK 1 Compartment | Currently in Use | 25000 | TRUE |  | Gasoline (containing <=10% ethanol) | TRUE | Spill Bucket | Morongo Band of Mission Indians, California | MORONGO SHELL | 49020 SEMINOLE DR. | Cabazon | CA | 92230
9 | MORO002 | MORONGO SHELL | TANK 4 | TANK 4 Compartment | Currently in Use | 10000 | TRUE |  | Diesel | TRUE | Spill Bucket | Morongo Band of Mission Indians, California | MORONGO SHELL | 49020 SEMINOLE DR. | Cabazon | CA | 92230
9 | MORO002 | MORONGO SHELL | TANK 3 | TANK 3 Compartment | Currently in Use | 25000 | TRUE |  | Gasoline (containing <=10% ethanol) | TRUE | Spill Bucket | Morongo Band of Mission Indians, California | MORONGO SHELL | 49020 SEMINOLE DR. | Cabazon | CA | 92230
9 | MORO002 | MORONGO SHELL | TANK 2 | TANK 2 Compartment | Currently in Use | 25000 | TRUE |  | Gasoline (containing <=10% ethanol) | TRUE | Spill Bucket | Morongo Band of Mission Indians, California | MORONGO SHELL | 49020 SEMINOLE DR. | Cabazon | CA | 92230
9 | MORO003 | Morongo Travel Center | 1 | 1 | Currently in Use | 30000 | TRUE |  | Gasoline (containing <=10% ethanol) | TRUE | Spill Bucket | Morongo Band of Mission Indians, California | Morongo Travel Center | 48540 Morongo Trail | Cabazon | CA | 92230
9 | MORO003 | Morongo Travel Center | 6 | 1 | Currently in Use | 30000 | TRUE |  | Diesel | TRUE |  | Morongo Band of Mission Indians, California | Morongo Travel Center | 48540 Morongo Trail | Cabazon | CA | 92230
9 | MORO003 | Morongo Travel Center | 5 | 1 | Currently in Use | 30000 | TRUE |  | Diesel | TRUE | Spill Bucket | Morongo Band of Mission Indians, California | Morongo Travel Center | 48540 Morongo Trail | Cabazon | CA | 92230
9 | MORO003 | Morongo Travel Center | 3 | 1 | Currently in Use | 30000 | TRUE |  | Gasoline (containing <=10% ethanol) | TRUE | Spill Bucket | Morongo Band of Mission Indians, California | Morongo Travel Center | 48540 Morongo Trail | Cabazon | CA | 92230
9 | MORO003 | Morongo Travel Center | 2 | 1 | Currently in Use | 30000 | TRUE |  | Gasoline (containing <=10% ethanol) | TRUE | Spill Bucket | Morongo Band of Mission Indians, California | Morongo Travel Center | 48540 Morongo Trail | Cabazon | CA | 92230
9 | NAV001 | SPEEDYS TRUCK STOP | TANK 5 | TANK 5 Compartment | Permanently Out of Use | 12000 | TRUE | 1997-12-11 | Gasoline (containing <=10% ethanol) | FALSE | Unknown | Navajo Nation, Arizona, New Mexico, & Utah | SPEEDYS TRUCK STOP | I-40 & GRANT ROAD EXIT | Lupton | AZ | 86508
9 | NAV001 | SPEEDYS TRUCK STOP | TANK 13B | TANK 13B Compartment | Currently in Use | 4000 | TRUE | 1997-07-01 | Diesel | TRUE | Spill Bucket | Navajo Nation, Arizona, New Mexico, & Utah | SPEEDYS TRUCK STOP | I-40 & GRANT ROAD EXIT | Lupton | AZ | 86508
9 | NAV001 | SPEEDYS TRUCK STOP | TANK 13A | TANK 13A Compartment | Currently in Use | 6000 | TRUE | 1997-07-01 | Gasoline (containing <=10% ethanol) | TRUE | Spill Bucket | Navajo Nation, Arizona, New Mexico, & Utah | SPEEDYS TRUCK STOP | I-40 & GRANT ROAD EXIT | Lupton | AZ | 86508
9 | NAV001 | SPEEDYS TRUCK STOP | TANK 12 | TANK 12 Compartment | Currently in Use | 15000 | TRUE | 1997-07-01 | Gasoline (containing <=10% ethanol) | TRUE | Spill Bucket | Navajo Nation, Arizona, New Mexico, & Utah | SPEEDYS TRUCK STOP | I-40 & GRANT ROAD EXIT | Lupton | AZ | 86508
9 | NAV001 | SPEEDYS TRUCK STOP | TANK 11 | TANK 11 Compartment | Permanently Out of Use | 20000 | TRUE | 1997-12-11 | Diesel | FALSE | Unknown | Navajo Nation, Arizona, New Mexico, & Utah | SPEEDYS TRUCK STOP | I-40 & GRANT ROAD EXIT | Lupton | AZ | 86508
9 | NAV001 | SPEEDYS TRUCK STOP | TANK 10 | TANK 10 Compartment | Permanently Out of Use | 20000 | TRUE | 1997-12-11 | Gasoline (containing <=10% ethanol) | FALSE | Unknown | Navajo Nation, Arizona, New Mexico, & Utah | SPEEDYS TRUCK STOP | I-40 & GRANT ROAD EXIT | Lupton | AZ | 86508
9 | NAV001 | SPEEDYS TRUCK STOP | TANK 9 | TANK 9 Compartment | Permanently Out of Use | 4000 | TRUE | 1997-12-11 | Gasoline (containing <=10% ethanol) | FALSE | Unknown | Navajo Nation, Arizona, New Mexico, & Utah | SPEEDYS TRUCK STOP | I-40 & GRANT ROAD EXIT | Lupton | AZ | 86508
9 | NAV001 | SPEEDYS TRUCK STOP | TANK 8 | TANK 8 Compartment | Permanently Out of Use | 4000 | TRUE | 1997-12-11 | Gasoline (containing <=10% ethanol) | FALSE | Unknown | Navajo Nation, Arizona, New Mexico, & Utah | SPEEDYS TRUCK STOP | I-40 & GRANT ROAD EXIT | Lupton | AZ | 86508
9 | NAV001 | SPEEDYS TRUCK STOP | TANK 7 | TANK 7 Compartment | Permanently Out of Use | 4000 | TRUE | 1997-12-11 | Gasoline (containing <=10% ethanol) | FALSE | Unknown | Navajo Nation, Arizona, New Mexico, & Utah | SPEEDYS TRUCK STOP | I-40 & GRANT ROAD EXIT | Lupton | AZ | 86508
9 | NAV001 | SPEEDYS TRUCK STOP | TANK 6 | TANK 6 Compartment | Permanently Out of Use | 4000 | TRUE | 1997-12-11 | Gasoline (containing <=10% ethanol) | FALSE | Unknown | Navajo Nation, Arizona, New Mexico, & Utah | SPEEDYS TRUCK STOP | I-40 & GRANT ROAD EXIT | Lupton | AZ | 86508
9 | NAV002 | DOXOL GAS aka FERRELLGAS | TANK 1 | TANK 1 Compartment | Permanently Out of Use | 1000 | TRUE |  | Gasoline (containing <=10% ethanol) | FALSE | Unknown | Navajo Nation, Arizona, New Mexico, & Utah | DOXOL GAS aka FERRELLGAS | MAIN STREET AT EDGEWATER DRIVE | Tuba City | AZ | 86045
9 | NAV002 | DOXOL GAS aka FERRELLGAS | TANK 4 | TANK 4 Compartment | Permanently Out of Use | 1000 | TRUE |  | Gasoline (containing <=10% ethanol) | FALSE | Unknown | Navajo Nation, Arizona, New Mexico, & Utah | DOXOL GAS aka FERRELLGAS | MAIN STREET AT EDGEWATER DRIVE | Tuba City | AZ | 86045
9 | NAV002 | DOXOL GAS aka FERRELLGAS | TANK 3 | TANK 3 Compartment | Permanently Out of Use | 1000 | TRUE |  | Gasoline (containing <=10% ethanol) | FALSE | Unknown | Navajo Nation, Arizona, New Mexico, & Utah | DOXOL GAS aka FERRELLGAS | MAIN STREET AT EDGEWATER DRIVE | Tuba City | AZ | 86045
9 | NAV002 | DOXOL GAS aka FERRELLGAS | TANK 2 | TANK 2 Compartment | Permanently Out of Use | 1000 | TRUE |  | Gasoline (containing <=10% ethanol) | FALSE | Unknown | Navajo Nation, Arizona, New Mexico, & Utah | DOXOL GAS aka FERRELLGAS | MAIN STREET AT EDGEWATER DRIVE | Tuba City | AZ | 86045
9 | NAV003 | CHEVRON - SAINT MICHAEL'S | TANK 1 | TANK 1 Compartment | Permanently Out of Use | 5000 | TRUE |  | Gasoline (containing <=10% ethanol) | FALSE | Unknown | Navajo Nation, Arizona, New Mexico, & Utah | CHEVRON - SAINT MICHAEL'S | WHY 264 | Saint Michaels | AZ | 86511
9 | NAV003 | CHEVRON - SAINT MICHAEL'S | TANK 5 | TANK 5 Compartment | Permanently Out of Use | 550 | TRUE |  | Used Oil | FALSE | Unknown | Navajo Nation, Arizona, New Mexico, & Utah | CHEVRON - SAINT MICHAEL'S | WHY 264 | Saint Michaels | AZ | 86511
9 | NAV003 | CHEVRON - SAINT MICHAEL'S | TANK 4 | TANK 4 Compartment | Permanently Out of Use | 6000 | TRUE |  | Gasoline (containing <=10% ethanol) | FALSE | Unknown | Navajo Nation, Arizona, New Mexico, & Utah | CHEVRON - SAINT MICHAEL'S | WHY 264 | Saint Michaels | AZ | 86511
9 | NAV003 | CHEVRON - SAINT MICHAEL'S | TANK 3 | TANK 3 Compartment | Permanently Out of Use | 3000 | TRUE |  | Gasoline (containing <=10% ethanol) | FALSE | Unknown | Navajo Nation, Arizona, New Mexico, & Utah | CHEVRON - SAINT MICHAEL'S | WHY 264 | Saint Michaels | AZ | 86511
9 | NAV003 | CHEVRON - SAINT MICHAEL'S | TANK 2 | TANK 2 Compartment | Permanently Out of Use | 5000 | TRUE |  | Gasoline (containing <=10% ethanol) | FALSE | Unknown | Navajo Nation, Arizona, New Mexico, & Utah | CHEVRON - SAINT MICHAEL'S | WHY 264 | Saint Michaels | AZ | 86511
9 | NAV004 | BIA - BRANCH OF FORESTRY | TANK 1 | TANK 1 Compartment | Permanently Out of Use | 600 | TRUE | 1989-11-14 | Gasoline (containing <=10% ethanol) | TRUE | Spill Bucket | Navajo Nation, Arizona, New Mexico, & Utah | BIA - BRANCH OF FORESTRY | "BRANCH OF FORESTRYN. HIGHWAY 12" | Fort Defiance | AZ | 86504
9 | NAV004 | BIA - BRANCH OF FORESTRY | TANK 2 | TANK 2 Compartment | Permanently Out of Use | 1000 | TRUE | 1989-11-14 | Gasoline (containing <=10% ethanol) | FALSE | Unknown | Navajo Nation, Arizona, New Mexico, & Utah | BIA - BRANCH OF FORESTRY | "BRANCH OF FORESTRYN. HIGHWAY 12" | Fort Defiance | AZ | 86504
9 | NAV005 | BACA CONOCO aka VANDEVER TRADING POST | TANK 1 | TANK 1 Compartment | Permanently Out of Use | 1000 | TRUE | 1989-04-05 | Gasoline (containing <=10% ethanol) | FALSE | Unknown | Navajo Nation, Arizona, New Mexico, & Utah | BACA CONOCO aka VANDEVER TRADING POST | HWY 412 NEAR JCT I-40 | Prewitt | NM | 87045
9 | NAV005 | BACA CONOCO aka VANDEVER TRADING POST | TANK 2 | TANK 2 Compartment | Permanently Out of Use | 1000 | TRUE | 2005-10-11 | Gasoline (containing <=10% ethanol) | FALSE | Unknown | Navajo Nation, Arizona, New Mexico, & Utah | BACA CONOCO aka VANDEVER TRADING POST | HWY 412 NEAR JCT I-40 | Prewitt | NM | 87045
9 | NAV006 | TRANSWESTERN PIPELINE CO. | TANK 1 | TANK 1 Compartment | Permanently Out of Use | 1000 | TRUE |  | Gasoline (containing <=10% ethanol) | FALSE | Unknown | Navajo Nation, Arizona, New Mexico, & Utah | TRANSWESTERN PIPELINE CO. | "8 MI EAST OF LEUPP, NAVAJO HWY 15" | Leupp | AZ | 86035
9 | NAV006 | TRANSWESTERN PIPELINE CO. | TANK 4 | TANK 4 Compartment | Permanently Out of Use | 1000 | TRUE |  | Diesel | FALSE | Unknown | Navajo Nation, Arizona, New Mexico, & Utah | TRANSWESTERN PIPELINE CO. | "8 MI EAST OF LEUPP, NAVAJO HWY 15" | Leupp | AZ | 86035
9 | NAV006 | TRANSWESTERN PIPELINE CO. | TANK 2 | TANK 2 Compartment | Permanently Out of Use | 1000 | TRUE |  | Gasoline (containing <=10% ethanol) | FALSE | Unknown | Navajo Nation, Arizona, New Mexico, & Utah | TRANSWESTERN PIPELINE CO. | "8 MI EAST OF LEUPP, NAVAJO HWY 15" | Leupp | AZ | 86035
9 | NAV007 | GAS PIPELINE STATION NO. 4 | TANK 1 | TANK 1 Compartment | Permanently Out of Use | 2000 | TRUE |  | Gasoline (containing <=10% ethanol) | FALSE | Unknown | Navajo Nation, Arizona, New Mexico, & Utah | GAS PIPELINE STATION NO. 4 | NE OF KLAGETOH | Ganado | AZ | 86505
9 | NAV007 | GAS PIPELINE STATION NO. 4 | TANK 2 | TANK 2 Compartment | Permanently Out of Use | 1000 | TRUE |  | Diesel | FALSE | Unknown | Navajo Nation, Arizona, New Mexico, & Utah | GAS PIPELINE STATION NO. 4 | NE OF KLAGETOH | Ganado | AZ | 86505
9 | NAV008 | SHIPROCK QUICKSTOP #528 | TANK 1 | TANK 1 Compartment | Currently in Use | 6000 | TRUE |  | Gasoline (containing <=10% ethanol) | TRUE | Spill Bucket | Navajo Nation, Arizona, New Mexico, & Utah | SHIPROCK QUICKSTOP #528 | HWY 64 | Shiprock | NM | 87420
9 | NAV008 | SHIPROCK QUICKSTOP #528 | TANK 4 | TANK 4 Compartment | Permanently Out of Use | 2000 | TRUE | 1990-01-01 | Kerosene | FALSE | Unknown | Navajo Nation, Arizona, New Mexico, & Utah | SHIPROCK QUICKSTOP #528 | HWY 64 | Shiprock | NM | 87420
9 | NAV008 | SHIPROCK QUICKSTOP #528 | TANK 3 | TANK 3 Compartment | Currently in Use | 4000 | TRUE |  | Gasoline (containing <=10% ethanol) | TRUE | Spill Bucket | Navajo Nation, Arizona, New Mexico, & Utah | SHIPROCK QUICKSTOP #528 | HWY 64 | Shiprock | NM | 87420
9 | NAV008 | SHIPROCK QUICKSTOP #528 | TANK 2 | TANK 2 Compartment | Currently in Use | 4000 | TRUE |  | Gasoline (containing <=10% ethanol) | TRUE | Spill Bucket | Navajo Nation, Arizona, New Mexico, & Utah | SHIPROCK QUICKSTOP #528 | HWY 64 | Shiprock | NM | 87420
9 | NAV009 | AIRPORT | TANK 1 | TANK 1 Compartment | Permanently Out of Use | 10000 | TRUE |  | Kerosene | FALSE | Unknown | Navajo Nation, Arizona, New Mexico, & Utah | AIRPORT | Beacon Road off Hway 264 | Window Rock | AZ | 86515
9 | NAV009 | AIRPORT | TANK 5 | TANK 5 Compartment | Permanently Out of Use | 6000 | TRUE |  | Gasoline (containing <=10% ethanol) | FALSE | Unknown | Navajo Nation, Arizona, New Mexico, & Utah | AIRPORT | Beacon Road off Hway 264 | Window Rock | AZ | 86515
9 | NAV009 | AIRPORT | TANK 4 | TANK 4 Compartment | Permanently Out of Use | 6000 | TRUE |  | Gasoline (containing <=10% ethanol) | FALSE | Unknown | Navajo Nation, Arizona, New Mexico, & Utah | AIRPORT | Beacon Road off Hway 264 | Window Rock | AZ | 86515
9 | NAV009 | AIRPORT | TANK 3 | TANK 3 Compartment | Permanently Out of Use | 4000 | TRUE |  | Gasoline (containing <=10% ethanol) | FALSE | Unknown | Navajo Nation, Arizona, New Mexico, & Utah | AIRPORT | Beacon Road off Hway 264 | Window Rock | AZ | 86515
9 | NAV009 | AIRPORT | TANK 2 | TANK 2 Compartment | Permanently Out of Use | 4000 | TRUE |  | Gasoline (containing <=10% ethanol) | FALSE | Unknown | Navajo Nation, Arizona, New Mexico, & Utah | AIRPORT | Beacon Road off Hway 264 | Window Rock | AZ | 86515
9 | NAV010 | NAVAJO FLEET MANAGEMENT | TANK 1 | TANK 1 Compartment | Currently in Use | 10000 | TRUE |  | Gasoline (containing <=10% ethanol) | TRUE | Spill Bucket | Navajo Nation, Arizona, New Mexico, & Utah | NAVAJO FLEET MANAGEMENT | "WINDOW ROCK BLVD (BUILDING 92 A/B)" | Window Rock | AZ | 86515
9 | NAV010 | NAVAJO FLEET MANAGEMENT | TANK 12 | TANK 12 Compartment | Permanently Out of Use | 6000 | TRUE | 1997-07-03 | Kerosene | FALSE | Unknown | Navajo Nation, Arizona, New Mexico, & Utah | NAVAJO FLEET MANAGEMENT | "WINDOW ROCK BLVD (BUILDING 92 A/B)" | Window Rock | AZ | 86515
9 | NAV010 | NAVAJO FLEET MANAGEMENT | TANK 11 | TANK 11 Compartment | Permanently Out of Use | 6000 | TRUE | 1994-09-12 | Gasoline (containing <=10% ethanol) | FALSE | Unknown | Navajo Nation, Arizona, New Mexico, & Utah | NAVAJO FLEET MANAGEMENT | "WINDOW ROCK BLVD (BUILDING 92 A/B)" | Window Rock | AZ | 86515
9 | NAV010 | NAVAJO FLEET MANAGEMENT | TANK 10 | TANK 10 Compartment | Permanently Out of Use | 10000 | TRUE |  | Gasoline (containing <=10% ethanol) | FALSE | Unknown | Navajo Nation, Arizona, New Mexico, & Utah | NAVAJO FLEET MANAGEMENT | "WINDOW ROCK BLVD (BUILDING 92 A/B)" | Window Rock | AZ | 86515
9 | NAV010 | NAVAJO FLEET MANAGEMENT | TANK 9 | TANK 9 Compartment | Permanently Out of Use | 10000 | TRUE |  | Gasoline (containing <=10% ethanol) | FALSE | Unknown | Navajo Nation, Arizona, New Mexico, & Utah | NAVAJO FLEET MANAGEMENT | "WINDOW ROCK BLVD (BUILDING 92 A/B)" | Window Rock | AZ | 86515
9 | NAV010 | NAVAJO FLEET MANAGEMENT | TANK 8 | TANK 8 Compartment | Permanently Out of Use | 10000 | TRUE |  | Gasoline (containing <=10% ethanol) | FALSE | Unknown | Navajo Nation, Arizona, New Mexico, & Utah | NAVAJO FLEET MANAGEMENT | "WINDOW ROCK BLVD (BUILDING 92 A/B)" | Window Rock | AZ | 86515
9 | NAV010 | NAVAJO FLEET MANAGEMENT | TANK 7 | TANK 7 Compartment | Permanently Out of Use | 1000 | TRUE |  | Used Oil | FALSE | Unknown | Navajo Nation, Arizona, New Mexico, & Utah | NAVAJO FLEET MANAGEMENT | "WINDOW ROCK BLVD (BUILDING 92 A/B)" | Window Rock | AZ | 86515
9 | NAV010 | NAVAJO FLEET MANAGEMENT | TANK 6 | TANK 6 Compartment | Permanently Out of Use | 2000 | TRUE |  | Gasoline (containing <=10% ethanol) | FALSE | Unknown | Navajo Nation, Arizona, New Mexico, & Utah | NAVAJO FLEET MANAGEMENT | "WINDOW ROCK BLVD (BUILDING 92 A/B)" | Window Rock | AZ | 86515
9 | NAV010 | NAVAJO FLEET MANAGEMENT | TANK 5 | TANK 5 Compartment | Permanently Out of Use | 2000 | TRUE |  | Gasoline (containing <=10% ethanol) | FALSE | Unknown | Navajo Nation, Arizona, New Mexico, & Utah | NAVAJO FLEET MANAGEMENT | "WINDOW ROCK BLVD (BUILDING 92 A/B)" | Window Rock | AZ | 86515
9 | NAV010 | NAVAJO FLEET MANAGEMENT | TANK 4 | TANK 4 Compartment | Permanently Out of Use | 10000 | TRUE | 1941-01-01 | Gasoline (containing <=10% ethanol) | FALSE | Unknown | Navajo Nation, Arizona, New Mexico, & Utah | NAVAJO FLEET MANAGEMENT | "WINDOW ROCK BLVD (BUILDING 92 A/B)" | Window Rock | AZ | 86515
9 | NAV010 | NAVAJO FLEET MANAGEMENT | TANK 3 | TANK 3 Compartment | Currently in Use | 10000 | TRUE |  | Gasoline (containing <=10% ethanol) | TRUE | Spill Bucket | Navajo Nation, Arizona, New Mexico, & Utah | NAVAJO FLEET MANAGEMENT | "WINDOW ROCK BLVD (BUILDING 92 A/B)" | Window Rock | AZ | 86515
9 | NAV010 | NAVAJO FLEET MANAGEMENT | TANK 2 | TANK 2 Compartment | Currently in Use | 10000 | TRUE |  | Gasoline (containing <=10% ethanol) | TRUE | Spill Bucket | Navajo Nation, Arizona, New Mexico, & Utah | NAVAJO FLEET MANAGEMENT | "WINDOW ROCK BLVD (BUILDING 92 A/B)" | Window Rock | AZ | 86515
9 | NAV011 | McELMO CREEK AND RATHERFORD UNIT | TANK 1 | TANK 1 Compartment | Permanently Out of Use | 3000 | TRUE |  | Gasoline (containing <=10% ethanol) | FALSE | Unknown | Navajo Nation, Arizona, New Mexico, & Utah | McELMO CREEK AND RATHERFORD UNIT | SWNE SEC 20 - T41S - R24E | Montezuma Creek | UT | 84534
9 | NAV011 | McELMO CREEK AND RATHERFORD UNIT | TANK 2 | TANK 2 Compartment | Permanently Out of Use | 4000 | TRUE |  | Gasoline (containing <=10% ethanol) | FALSE | Unknown | Navajo Nation, Arizona, New Mexico, & Utah | McELMO CREEK AND RATHERFORD UNIT | SWNE SEC 20 - T41S - R24E | Montezuma Creek | UT | 84534
9 | NAV012 | GIANT FOUR CORNERS # 107 dba CONOCO | TANK 1 | TANK 1 Compartment | Currently in Use | 6000 | TRUE |  | Gasoline (containing <=10% ethanol) | TRUE | Spill Bucket | Navajo Nation, Arizona, New Mexico, & Utah | GIANT FOUR CORNERS # 107 dba CONOCO | HWY 191 | Many Farms | AZ | 86538
9 | NAV012 | GIANT FOUR CORNERS # 107 dba CONOCO | TANK 6 | TANK 6 Compartment | Currently in Use | 3000 | TRUE |  | Diesel | TRUE | Spill Bucket | Navajo Nation, Arizona, New Mexico, & Utah | GIANT FOUR CORNERS # 107 dba CONOCO | HWY 191 | Many Farms | AZ | 86538
9 | NAV012 | GIANT FOUR CORNERS # 107 dba CONOCO | TANK 5 | TANK 5 Compartment | Currently in Use | 3000 | TRUE |  | Diesel | TRUE | Spill Bucket | Navajo Nation, Arizona, New Mexico, & Utah | GIANT FOUR CORNERS # 107 dba CONOCO | HWY 191 | Many Farms | AZ | 86538
9 | NAV012 | GIANT FOUR CORNERS # 107 dba CONOCO | TANK 4 | TANK 4 Compartment | Currently in Use | 6000 | TRUE |  | Gasoline (containing <=10% ethanol) | TRUE | Spill Bucket | Navajo Nation, Arizona, New Mexico, & Utah | GIANT FOUR CORNERS # 107 dba CONOCO | HWY 191 | Many Farms | AZ | 86538
9 | NAV012 | GIANT FOUR CORNERS # 107 dba CONOCO | TANK 3 | TANK 3 Compartment | Currently in Use | 6000 | TRUE |  | Gasoline (containing <=10% ethanol) | TRUE | Spill Bucket | Navajo Nation, Arizona, New Mexico, & Utah | GIANT FOUR CORNERS # 107 dba CONOCO | HWY 191 | Many Farms | AZ | 86538
9 | NAV012 | GIANT FOUR CORNERS # 107 dba CONOCO | TANK 2 | TANK 2 Compartment | Currently in Use | 6000 | TRUE |  | Gasoline (containing <=10% ethanol) | TRUE | Spill Bucket | Navajo Nation, Arizona, New Mexico, & Utah | GIANT FOUR CORNERS # 107 dba CONOCO | HWY 191 | Many Farms | AZ | 86538
9 | NAV014 | SHIPROCK SCHOOLS MAINTENANCE BARN | TANK 1 | TANK 1 Compartment | Permanently Out of Use | 8000 | TRUE | 1997-05-22 | Gasoline (containing <=10% ethanol) | TRUE | Spill Bucket | Navajo Nation, Arizona, New Mexico, & Utah | SHIPROCK SCHOOLS MAINTENANCE BARN | HWY 64 | Shiprock | NM | 87420
9 | NAV014 | SHIPROCK SCHOOLS MAINTENANCE BARN | TANK 5 | TANK 5 Compartment | Permanently Out of Use | 500 | TRUE | 1997-05-22 | Used Oil | FALSE | Unknown | Navajo Nation, Arizona, New Mexico, & Utah | SHIPROCK SCHOOLS MAINTENANCE BARN | HWY 64 | Shiprock | NM | 87420
9 | NAV014 | SHIPROCK SCHOOLS MAINTENANCE BARN | TANK 4 | TANK 4 Compartment | Permanently Out of Use | 8000 | TRUE | 1997-05-22 | Gasoline (containing <=10% ethanol) | TRUE | Spill Bucket | Navajo Nation, Arizona, New Mexico, & Utah | SHIPROCK SCHOOLS MAINTENANCE BARN | HWY 64 | Shiprock | NM | 87420
9 | NAV014 | SHIPROCK SCHOOLS MAINTENANCE BARN | TANK 3 | TANK 3 Compartment | Permanently Out of Use | 8000 | TRUE | 1997-05-22 | Gasoline (containing <=10% ethanol) | TRUE | Spill Bucket | Navajo Nation, Arizona, New Mexico, & Utah | SHIPROCK SCHOOLS MAINTENANCE BARN | HWY 64 | Shiprock | NM | 87420
9 | NAV014 | SHIPROCK SCHOOLS MAINTENANCE BARN | TANK 2 | TANK 2 Compartment | Permanently Out of Use | 8000 | TRUE | 1997-05-22 | Gasoline (containing <=10% ethanol) | TRUE | Spill Bucket | Navajo Nation, Arizona, New Mexico, & Utah | SHIPROCK SCHOOLS MAINTENANCE BARN | HWY 64 | Shiprock | NM | 87420
9 | NAV015 | GIANT 3267 (aka THRIFTWAY 267 and FLEMING BEGAYE & CO.) | TANK 1 | TANK 1 Compartment | Currently in Use | 10000 | TRUE |  | Gasoline (containing <=10% ethanol) | TRUE | Spill Bucket | Navajo Nation, Arizona, New Mexico, & Utah | GIANT 3267 (aka THRIFTWAY 267 and FLEMING BEGAYE & CO.) | HWY 191 AND 64 | Chinle | AZ | 86503
9 | NAV015 | GIANT 3267 (aka THRIFTWAY 267 and FLEMING BEGAYE & CO.) | TANK 6 | TANK 6 Compartment | Permanently Out of Use | 4000 | TRUE |  | Diesel | FALSE | Unknown | Navajo Nation, Arizona, New Mexico, & Utah | GIANT 3267 (aka THRIFTWAY 267 and FLEMING BEGAYE & CO.) | HWY 191 AND 64 | Chinle | AZ | 86503
9 | NAV015 | GIANT 3267 (aka THRIFTWAY 267 and FLEMING BEGAYE & CO.) | TANK 5 | TANK 5 Compartment | Permanently Out of Use | 8000 | TRUE |  | Gasoline (containing <=10% ethanol) | FALSE | Unknown | Navajo Nation, Arizona, New Mexico, & Utah | GIANT 3267 (aka THRIFTWAY 267 and FLEMING BEGAYE & CO.) | HWY 191 AND 64 | Chinle | AZ | 86503
9 | NAV015 | GIANT 3267 (aka THRIFTWAY 267 and FLEMING BEGAYE & CO.) | TANK 4 | TANK 4 Compartment | Permanently Out of Use | 10000 | TRUE |  | Gasoline (containing <=10% ethanol) | FALSE | Unknown | Navajo Nation, Arizona, New Mexico, & Utah | GIANT 3267 (aka THRIFTWAY 267 and FLEMING BEGAYE & CO.) | HWY 191 AND 64 | Chinle | AZ | 86503
9 | NAV015 | GIANT 3267 (aka THRIFTWAY 267 and FLEMING BEGAYE & CO.) | TANK 3 | TANK 3 Compartment | Currently in Use | 10000 | TRUE |  | Gasoline (containing <=10% ethanol) | TRUE | Spill Bucket | Navajo Nation, Arizona, New Mexico, & Utah | GIANT 3267 (aka THRIFTWAY 267 and FLEMING BEGAYE & CO.) | HWY 191 AND 64 | Chinle | AZ | 86503
9 | NAV015 | GIANT 3267 (aka THRIFTWAY 267 and FLEMING BEGAYE & CO.) | TANK 2 | TANK 2 Compartment | Currently in Use | 10000 | TRUE |  | Gasoline (containing <=10% ethanol) | TRUE | Spill Bucket | Navajo Nation, Arizona, New Mexico, & Utah | GIANT 3267 (aka THRIFTWAY 267 and FLEMING BEGAYE & CO.) | HWY 191 AND 64 | Chinle | AZ | 86503
9 | NAV017 | NAVAJO GOSPEL MISSION -- HARDROCK | TANK 1 | TANK 1 Compartment | Permanently Out of Use | 1500 | TRUE | 1989-10-03 | Gasoline (containing <=10% ethanol) | FALSE | Unknown | Navajo Nation, Arizona, New Mexico, & Utah | NAVAJO GOSPEL MISSION -- HARDROCK | "DINEBITO ROAD HARDROCK" | Hardrocks | AZ | 86039
9 | NAV017 | NAVAJO GOSPEL MISSION -- HARDROCK | TANK 2 | TANK 2 Compartment | Permanently Out of Use | 500 | TRUE |  | Gasoline (containing <=10% ethanol) | FALSE | Unknown | Navajo Nation, Arizona, New Mexico, & Utah | NAVAJO GOSPEL MISSION -- HARDROCK | "DINEBITO ROAD HARDROCK" | Hardrocks | AZ | 86039
9 | NAV018 | Speedway 3010/7-Eleven | TANK 1 | TANK 1 Compartment | Currently in Use | 10000 | TRUE |  | Gasoline (containing <=10% ethanol) | TRUE | Spill Bucket | Navajo Nation, Arizona, New Mexico, & Utah | THRIFTWAY 701 | S.R 264 AND U.S. 160 | Tuba City | AZ | 86045
9 | NAV018 | Speedway 3010/7-Eleven | TANK 4 | TANK 4 Compartment | Permanently Out of Use | 8000 | TRUE |  | Gasoline (containing <=10% ethanol) | FALSE | Unknown | Navajo Nation, Arizona, New Mexico, & Utah | THRIFTWAY 701 | S.R 264 AND U.S. 160 | Tuba City | AZ | 86045
9 | NAV018 | Speedway 3010/7-Eleven | TANK 3 | TANK 3 Compartment | Currently in Use | 10000 | TRUE |  | Gasoline (containing <=10% ethanol) | TRUE | Spill Bucket | Navajo Nation, Arizona, New Mexico, & Utah | THRIFTWAY 701 | S.R 264 AND U.S. 160 | Tuba City | AZ | 86045
9 | NAV018 | Speedway 3010/7-Eleven | TANK 2 | TANK 2 Compartment | Currently in Use | 10000 | TRUE |  | Gasoline (containing <=10% ethanol) | TRUE | Spill Bucket | Navajo Nation, Arizona, New Mexico, & Utah | THRIFTWAY 701 | S.R 264 AND U.S. 160 | Tuba City | AZ | 86045
9 | NAV019 | TUBA CITY EXPRESS #512 aka SUPERFUELS aka SUNSHINE WESTERN aka TUBA CITY CHEVRON | TANK 1 | TANK 1 Compartment | Permanently Out of Use | 5000 | TRUE |  | Gasoline (containing <=10% ethanol) | FALSE | Unknown | Navajo Nation, Arizona, New Mexico, & Utah | TUBA CITY EXPRESS #512 aka SUPERFUELS aka SUNSHINE WESTERN aka TUBA CITY CHEVRON | SR 160 & 264 | Tuba City | AZ | 86045
9 | NAV019 | TUBA CITY EXPRESS #512 aka SUPERFUELS aka SUNSHINE WESTERN aka TUBA CITY CHEVRON | TANK 6 | TANK 6 Compartment | Currently in Use | 20000 | TRUE |  | Diesel | TRUE | Spill Bucket | Navajo Nation, Arizona, New Mexico, & Utah | TUBA CITY EXPRESS #512 aka SUPERFUELS aka SUNSHINE WESTERN aka TUBA CITY CHEVRON | SR 160 & 264 | Tuba City | AZ | 86045
9 | NAV019 | TUBA CITY EXPRESS #512 aka SUPERFUELS aka SUNSHINE WESTERN aka TUBA CITY CHEVRON | TANK 5 | TANK 5 Compartment | Currently in Use | 8000 | TRUE |  | Gasoline (containing <=10% ethanol) | TRUE | Spill Bucket | Navajo Nation, Arizona, New Mexico, & Utah | TUBA CITY EXPRESS #512 aka SUPERFUELS aka SUNSHINE WESTERN aka TUBA CITY CHEVRON | SR 160 & 264 | Tuba City | AZ | 86045
9 | NAV019 | TUBA CITY EXPRESS #512 aka SUPERFUELS aka SUNSHINE WESTERN aka TUBA CITY CHEVRON | TANK 4 | TANK 4 Compartment | Currently in Use | 10000 | TRUE |  | Gasoline (containing <=10% ethanol) | TRUE | Spill Bucket | Navajo Nation, Arizona, New Mexico, & Utah | TUBA CITY EXPRESS #512 aka SUPERFUELS aka SUNSHINE WESTERN aka TUBA CITY CHEVRON | SR 160 & 264 | Tuba City | AZ | 86045
9 | NAV019 | TUBA CITY EXPRESS #512 aka SUPERFUELS aka SUNSHINE WESTERN aka TUBA CITY CHEVRON | TANK 3 | TANK 3 Compartment | Currently in Use | 10000 | TRUE |  | Gasoline (containing <=10% ethanol) | TRUE | Spill Bucket | Navajo Nation, Arizona, New Mexico, & Utah | TUBA CITY EXPRESS #512 aka SUPERFUELS aka SUNSHINE WESTERN aka TUBA CITY CHEVRON | SR 160 & 264 | Tuba City | AZ | 86045
9 | NAV019 | TUBA CITY EXPRESS #512 aka SUPERFUELS aka SUNSHINE WESTERN aka TUBA CITY CHEVRON | TANK 2 | TANK 2 Compartment | Permanently Out of Use | 5000 | TRUE |  | Gasoline (containing <=10% ethanol) | FALSE | Unknown | Navajo Nation, Arizona, New Mexico, & Utah | TUBA CITY EXPRESS #512 aka SUPERFUELS aka SUNSHINE WESTERN aka TUBA CITY CHEVRON | SR 160 & 264 | Tuba City | AZ | 86045
9 | NAV020 | TUBA CITY UNIFIED SCHOOL DISTRICT - 15 | TANK 1 | TANK 1 Compartment | Permanently Out of Use | 2000 | TRUE | 1990-10-24 | Gasoline (containing <=10% ethanol) | FALSE | Unknown | Navajo Nation, Arizona, New Mexico, & Utah | TUBA CITY UNIFIED SCHOOL DISTRICT - 15 | P.O. BOX 67 | Tuba City | AZ | 86045
9 | NAV020 | TUBA CITY UNIFIED SCHOOL DISTRICT - 15 | TANK 4 | TANK 4 Compartment | Permanently Out of Use | 1000 | TRUE |  | Diesel | FALSE | Unknown | Navajo Nation, Arizona, New Mexico, & Utah | TUBA CITY UNIFIED SCHOOL DISTRICT - 15 | P.O. BOX 67 | Tuba City | AZ | 86045
9 | NAV020 | TUBA CITY UNIFIED SCHOOL DISTRICT - 15 | TANK 3 | TANK 3 Compartment | Permanently Out of Use | 2000 | TRUE | 1990-10-24 | Diesel | FALSE | Unknown | Navajo Nation, Arizona, New Mexico, & Utah | TUBA CITY UNIFIED SCHOOL DISTRICT - 15 | P.O. BOX 67 | Tuba City | AZ | 86045
9 | NAV020 | TUBA CITY UNIFIED SCHOOL DISTRICT - 15 | TANK 2 | TANK 2 Compartment | Permanently Out of Use | 2000 | TRUE | 1990-10-24 | Gasoline (containing <=10% ethanol) | FALSE | Unknown | Navajo Nation, Arizona, New Mexico, & Utah | TUBA CITY UNIFIED SCHOOL DISTRICT - 15 | P.O. BOX 67 | Tuba City | AZ | 86045
9 | NAV022 | KEITH B. CODY & CO. (formerly NAVAJO WESTERNERS) | TANK 1 | TANK 1 Compartment | Currently in Use | 8000 | TRUE |  | Gasoline (containing <=10% ethanol) | TRUE | Spill Bucket | Navajo Nation, Arizona, New Mexico, & Utah | KEITH B. CODY & CO. (formerly NAVAJO WESTERNERS) | 155 MAIN | Tuba City | AZ | 86045
9 | NAV022 | KEITH B. CODY & CO. (formerly NAVAJO WESTERNERS) | TANK 6 | TANK 6 Compartment | Permanently Out of Use | 6000 | TRUE |  | Gasoline (containing <=10% ethanol) | FALSE | Unknown | Navajo Nation, Arizona, New Mexico, & Utah | KEITH B. CODY & CO. (formerly NAVAJO WESTERNERS) | 155 MAIN | Tuba City | AZ | 86045
9 | NAV022 | KEITH B. CODY & CO. (formerly NAVAJO WESTERNERS) | TANK 5 | TANK 5 Compartment | Permanently Out of Use | 6000 | TRUE |  | Gasoline (containing <=10% ethanol) | FALSE | Unknown | Navajo Nation, Arizona, New Mexico, & Utah | KEITH B. CODY & CO. (formerly NAVAJO WESTERNERS) | 155 MAIN | Tuba City | AZ | 86045
9 | NAV022 | KEITH B. CODY & CO. (formerly NAVAJO WESTERNERS) | TANK 4 | TANK 4 Compartment | Permanently Out of Use | 10000 | TRUE |  | Gasoline (containing <=10% ethanol) | FALSE | Unknown | Navajo Nation, Arizona, New Mexico, & Utah | KEITH B. CODY & CO. (formerly NAVAJO WESTERNERS) | 155 MAIN | Tuba City | AZ | 86045
9 | NAV022 | KEITH B. CODY & CO. (formerly NAVAJO WESTERNERS) | TANK 3 | TANK 3 Compartment | Currently in Use | 6000 | TRUE |  | Gasoline (containing <=10% ethanol) | TRUE | Spill Bucket | Navajo Nation, Arizona, New Mexico, & Utah | KEITH B. CODY & CO. (formerly NAVAJO WESTERNERS) | 155 MAIN | Tuba City | AZ | 86045
9 | NAV022 | KEITH B. CODY & CO. (formerly NAVAJO WESTERNERS) | TANK 2 | TANK 2 Compartment | Currently in Use | 6000 | TRUE |  | Gasoline (containing <=10% ethanol) | TRUE | Spill Bucket | Navajo Nation, Arizona, New Mexico, & Utah | KEITH B. CODY & CO. (formerly NAVAJO WESTERNERS) | 155 MAIN | Tuba City | AZ | 86045
9 | NAV023 | FAA RMLR SHIPROCK | TANK 1 | TANK 1 Compartment | Permanently Out of Use | 500 | TRUE |  | Diesel | FALSE | Unknown | Navajo Nation, Arizona, New Mexico, & Utah | FAA RMLR SHIPROCK | HWY 666 | Shiprock | NM | 87420
9 | NAV024 | BIA EAST AGENCY DEPT. of TRANSPORTATION | TANK 1 | TANK 1 Compartment | Permanently Out of Use | 6000 | TRUE |  | Gasoline (containing <=10% ethanol) | FALSE | Unknown | Navajo Nation, Arizona, New Mexico, & Utah | BIA EAST AGENCY DEPT. of TRANSPORTATION | Jct. of SR 371 and N9 | Crownpoint | NM | 87313
9 | NAV024 | BIA EAST AGENCY DEPT. of TRANSPORTATION | TANK 3 | TANK 3 Compartment | Permanently Out of Use | 8000 | TRUE | 2012-06-05 | Diesel | FALSE | Unknown | Navajo Nation, Arizona, New Mexico, & Utah | BIA EAST AGENCY DEPT. of TRANSPORTATION | Jct. of SR 371 and N9 | Crownpoint | NM | 87313
9 | NAV024 | BIA EAST AGENCY DEPT. of TRANSPORTATION | TANK 2 | TANK 2 Compartment | Permanently Out of Use | 1000 | TRUE |  | Gasoline (containing <=10% ethanol) | FALSE | Unknown | Navajo Nation, Arizona, New Mexico, & Utah | BIA EAST AGENCY DEPT. of TRANSPORTATION | Jct. of SR 371 and N9 | Crownpoint | NM | 87313
9 | NAV026 | GUNDERSON'S CHEVRON | TANK 1 | TANK 1 Compartment | Permanently Out of Use | 10000 | TRUE |  | Gasoline (containing <=10% ethanol) | FALSE | Unknown | Navajo Nation, Arizona, New Mexico, & Utah | GUNDERSON'S CHEVRON | CHACO BOULEVARD | Crownpoint | NM | 87313
9 | NAV026 | GUNDERSON'S CHEVRON | TANK 2 | TANK 2 Compartment | Permanently Out of Use | 10000 | TRUE |  | Gasoline (containing <=10% ethanol) | FALSE | Unknown | Navajo Nation, Arizona, New Mexico, & Utah | GUNDERSON'S CHEVRON | CHACO BOULEVARD | Crownpoint | NM | 87313
9 | NAV027 | THRIFTWAY 238 | TANK 1 | TANK 1 Compartment | Permanently Out of Use | 10000 | TRUE |  | Gasoline (containing <=10% ethanol) | FALSE | Unknown | Navajo Nation, Arizona, New Mexico, & Utah | THRIFTWAY 238 | STATE HWY 134 | Navajo | NM | 87328
9 | NAV027 | THRIFTWAY 238 | TANK 2 | TANK 2 Compartment | Permanently Out of Use | 12000 | TRUE | 1993-12-13 | Gasoline (containing <=10% ethanol) | FALSE | Unknown | Navajo Nation, Arizona, New Mexico, & Utah | THRIFTWAY 238 | STATE HWY 134 | Navajo | NM | 87328
9 | NAV029 | MORRISON-KNUDSEN/FERGUSON CO. - UMTRA | TANK 1 | TANK 1 Compartment | Permanently Out of Use | 10000 | TRUE | 1968-01-01 | Diesel | FALSE | Unknown | Navajo Nation, Arizona, New Mexico, & Utah | MORRISON-KNUDSEN/FERGUSON CO. - UMTRA | NO STREET ADDRESS | Monument Valley | UT | 84531
9 | NAV030 | SHIPROCK EXPRESS #515 | TANK 1 | TANK 1 Compartment | Permanently Out of Use | 4000 | TRUE |  | Gasoline (containing <=10% ethanol) | TRUE | Spill Bucket | Navajo Nation, Arizona, New Mexico, & Utah | SHIPROCK EXPRESS #515 | N. U.S. HWY 491 | Shiprock | NM | 87420
9 | NAV030 | SHIPROCK EXPRESS #515 | TANK 8 | TANK 8 Compartment | Currently in Use | 8000 | TRUE |  | Gasoline (containing <=10% ethanol) | TRUE | Spill Bucket | Navajo Nation, Arizona, New Mexico, & Utah | SHIPROCK EXPRESS #515 | N. U.S. HWY 491 | Shiprock | NM | 87420
9 | NAV030 | SHIPROCK EXPRESS #515 | TANK 7 | TANK 7 Compartment | Currently in Use | 12000 | TRUE |  | Gasoline (containing <=10% ethanol) | TRUE | Spill Bucket | Navajo Nation, Arizona, New Mexico, & Utah | SHIPROCK EXPRESS #515 | N. U.S. HWY 491 | Shiprock | NM | 87420
9 | NAV030 | SHIPROCK EXPRESS #515 | TANK 6 | TANK 6 Compartment | Permanently Out of Use | 500 | TRUE |  | Used Oil | FALSE | Unknown | Navajo Nation, Arizona, New Mexico, & Utah | SHIPROCK EXPRESS #515 | N. U.S. HWY 491 | Shiprock | NM | 87420
9 | NAV030 | SHIPROCK EXPRESS #515 | TANK 5 | TANK 5 Compartment | Permanently Out of Use | 4000 | TRUE |  | Gasoline (containing <=10% ethanol) | FALSE | Unknown | Navajo Nation, Arizona, New Mexico, & Utah | SHIPROCK EXPRESS #515 | N. U.S. HWY 491 | Shiprock | NM | 87420
9 | NAV030 | SHIPROCK EXPRESS #515 | TANK 4 | TANK 4 Compartment | Permanently Out of Use | 4000 | TRUE |  | Gasoline (containing <=10% ethanol) | FALSE | Unknown | Navajo Nation, Arizona, New Mexico, & Utah | SHIPROCK EXPRESS #515 | N. U.S. HWY 491 | Shiprock | NM | 87420
9 | NAV030 | SHIPROCK EXPRESS #515 | TANK 3 | TANK 3 Compartment | Permanently Out of Use | 4000 | TRUE |  | Gasoline (containing <=10% ethanol) | FALSE | Unknown | Navajo Nation, Arizona, New Mexico, & Utah | SHIPROCK EXPRESS #515 | N. U.S. HWY 491 | Shiprock | NM | 87420
9 | NAV030 | SHIPROCK EXPRESS #515 | TANK 2 | TANK 2 Compartment | Permanently Out of Use | 4000 | TRUE |  | Gasoline (containing <=10% ethanol) | TRUE | Spill Bucket | Navajo Nation, Arizona, New Mexico, & Utah | SHIPROCK EXPRESS #515 | N. U.S. HWY 491 | Shiprock | NM | 87420
9 | NAV031 | RED ROCK TRADING POST - #524 | TANK 1 | TANK 1 Compartment | Currently in Use | 8000 | TRUE |  | Gasoline (containing <=10% ethanol) | TRUE | Spill Bucket | Navajo Nation, Arizona, New Mexico, & Utah | RED ROCK TRADING POST - #524 | Hway 13, 21 mi W of Hwy 491 | Red Valley | AZ | 87420
9 | NAV031 | RED ROCK TRADING POST - #524 | TANK 5 | TANK 5 Compartment | Permanently Out of Use | 4000 | TRUE | 1992-02-25 | Used Oil | FALSE | Unknown | Navajo Nation, Arizona, New Mexico, & Utah | RED ROCK TRADING POST - #524 | Hway 13, 21 mi W of Hwy 491 | Red Valley | AZ | 87420
9 | NAV031 | RED ROCK TRADING POST - #524 | TANK 4 | TANK 4 Compartment | Permanently Out of Use | 3000 | TRUE |  | Gasoline (containing <=10% ethanol) | FALSE | Unknown | Navajo Nation, Arizona, New Mexico, & Utah | RED ROCK TRADING POST - #524 | Hway 13, 21 mi W of Hwy 491 | Red Valley | AZ | 87420
9 | NAV031 | RED ROCK TRADING POST - #524 | TANK 3 | TANK 3 Compartment | Permanently Out of Use | 4000 | TRUE |  | Gasoline (containing <=10% ethanol) | FALSE | Unknown | Navajo Nation, Arizona, New Mexico, & Utah | RED ROCK TRADING POST - #524 | Hway 13, 21 mi W of Hwy 491 | Red Valley | AZ | 87420
9 | NAV031 | RED ROCK TRADING POST - #524 | TANK 2 | TANK 2 Compartment | Currently in Use | 4000 | TRUE |  | Diesel | TRUE | Spill Bucket | Navajo Nation, Arizona, New Mexico, & Utah | RED ROCK TRADING POST - #524 | Hway 13, 21 mi W of Hwy 491 | Red Valley | AZ | 87420
9 | NAV032 | McKINLEY MINE NORTH | TANK 1 | TANK 1 Compartment | Permanently Out of Use | 10000 | TRUE |  | Gasoline (containing <=10% ethanol) | FALSE | Unknown | Navajo Nation, Arizona, New Mexico, & Utah | McKINLEY MINE NORTH | "P.O. BOX M S.R. 264, 27 MILES NW OF GALLUP" | Gallup | NM | 87301
9 | NAV032 | McKINLEY MINE NORTH | TANK 9 | TANK 9 Compartment | Permanently Out of Use | 10000 | TRUE |  | Diesel | FALSE | Unknown | Navajo Nation, Arizona, New Mexico, & Utah | McKINLEY MINE NORTH | "P.O. BOX M S.R. 264, 27 MILES NW OF GALLUP" | Gallup | NM | 87301
9 | NAV032 | McKINLEY MINE NORTH | TANK 8 | TANK 8 Compartment | Permanently Out of Use | 10000 | TRUE |  | Diesel | FALSE | Unknown | Navajo Nation, Arizona, New Mexico, & Utah | McKINLEY MINE NORTH | "P.O. BOX M S.R. 264, 27 MILES NW OF GALLUP" | Gallup | NM | 87301
9 | NAV032 | McKINLEY MINE NORTH | TANK 7 | TANK 7 Compartment | Permanently Out of Use | 10000 | TRUE |  | Used Oil | FALSE | Unknown | Navajo Nation, Arizona, New Mexico, & Utah | McKINLEY MINE NORTH | "P.O. BOX M S.R. 264, 27 MILES NW OF GALLUP" | Gallup | NM | 87301
9 | NAV032 | McKINLEY MINE NORTH | TANK 6 | TANK 6 Compartment | Permanently Out of Use | 10000 | TRUE |  | Other | FALSE | Unknown | Navajo Nation, Arizona, New Mexico, & Utah | McKINLEY MINE NORTH | "P.O. BOX M S.R. 264, 27 MILES NW OF GALLUP" | Gallup | NM | 87301
9 | NAV032 | McKINLEY MINE NORTH | TANK 5 | TANK 5 Compartment | Permanently Out of Use | 10000 | TRUE |  | Used Oil | FALSE | Unknown | Navajo Nation, Arizona, New Mexico, & Utah | McKINLEY MINE NORTH | "P.O. BOX M S.R. 264, 27 MILES NW OF GALLUP" | Gallup | NM | 87301
9 | NAV032 | McKINLEY MINE NORTH | TANK 4 | TANK 4 Compartment | Permanently Out of Use | 10000 | TRUE |  | Used Oil | FALSE | Unknown | Navajo Nation, Arizona, New Mexico, & Utah | McKINLEY MINE NORTH | "P.O. BOX M S.R. 264, 27 MILES NW OF GALLUP" | Gallup | NM | 87301
9 | NAV032 | McKINLEY MINE NORTH | TANK 3 | TANK 3 Compartment | Permanently Out of Use | 10000 | TRUE |  | Used Oil | FALSE | Unknown | Navajo Nation, Arizona, New Mexico, & Utah | McKINLEY MINE NORTH | "P.O. BOX M S.R. 264, 27 MILES NW OF GALLUP" | Gallup | NM | 87301
9 | NAV032 | McKINLEY MINE NORTH | TANK 2 | TANK 2 Compartment | Permanently Out of Use | 10000 | TRUE |  | Gasoline (containing <=10% ethanol) | FALSE | Unknown | Navajo Nation, Arizona, New Mexico, & Utah | McKINLEY MINE NORTH | "P.O. BOX M S.R. 264, 27 MILES NW OF GALLUP" | Gallup | NM | 87301
9 | NAV035 | TUBA CITY TRADING POST | TANK 1 | TANK 1 Compartment | Permanently Out of Use | 1000 | TRUE |  | Diesel | FALSE | Unknown | Navajo Nation, Arizona, New Mexico, & Utah | TUBA CITY TRADING POST | MOENAVI STREET | Tuba City | AZ | 86045
9 | NAV035 | TUBA CITY TRADING POST | TANK 2 | TANK 2 Compartment | Permanently Out of Use | 2000 | TRUE |  | Kerosene | FALSE | Unknown | Navajo Nation, Arizona, New Mexico, & Utah | TUBA CITY TRADING POST | MOENAVI STREET | Tuba City | AZ | 86045
9 | NAV036 | Red Mesa Express #533 | TANK 1 | TANK 1 Compartment | Currently in Use | 10000 | TRUE |  | Gasoline (containing <=10% ethanol) | TRUE | Spill Bucket | Navajo Nation, Arizona, New Mexico, & Utah | Red Mesa Express #533 | N.R. 12 AND N.R. 54 | Fort Defiance | AZ | 86504
9 | NAV036 | Red Mesa Express #533 | TANK 3 | TANK 3 Compartment | Currently in Use | 6000 | TRUE |  | Diesel | TRUE | Spill Bucket | Navajo Nation, Arizona, New Mexico, & Utah | Red Mesa Express #533 | N.R. 12 AND N.R. 54 | Fort Defiance | AZ | 86504
9 | NAV036 | Red Mesa Express #533 | TANK 2 | TANK 2 Compartment | Currently in Use | 10000 | TRUE |  | Gasoline (containing <=10% ethanol) | TRUE | Spill Bucket | Navajo Nation, Arizona, New Mexico, & Utah | Red Mesa Express #533 | N.R. 12 AND N.R. 54 | Fort Defiance | AZ | 86504
9 | NAV037 | Graves Oil & Butane Co. | TANK 1 | TANK 1 Compartment | Permanently Out of Use | 1000 | TRUE |  | Gasoline (containing <=10% ethanol) | FALSE | Unknown | Navajo Nation, Arizona, New Mexico, & Utah | Graves Oil & Butane Co. | Kerr McGee Dineh-Bi-Key-Ah Oil Field Warehouse and Generating Station | Red Rock | AZ | 85245
9 | NAV038 | NTUA KAYENTA | TANK 1 | TANK 1 Compartment | Permanently Out of Use | 8000 | TRUE | 1992-04-15 | Gasoline (containing <=10% ethanol) | FALSE | Unknown | Navajo Nation, Arizona, New Mexico, & Utah | NTUA KAYENTA | "HWY 163, 1.3 MI NORTH OF KAYENTA JCT" | Kayenta | AZ | 86033
9 | NAV038 | NTUA KAYENTA | TANK 3 | TANK 3 Compartment | Permanently Out of Use | 1000 | TRUE | 1986-01-01 | Gasoline (containing <=10% ethanol) | FALSE | Unknown | Navajo Nation, Arizona, New Mexico, & Utah | NTUA KAYENTA | "HWY 163, 1.3 MI NORTH OF KAYENTA JCT" | Kayenta | AZ | 86033
9 | NAV038 | NTUA KAYENTA | TANK 2 | TANK 2 Compartment | Permanently Out of Use | 6000 | TRUE | 1992-04-15 | Gasoline (containing <=10% ethanol) | FALSE | Unknown | Navajo Nation, Arizona, New Mexico, & Utah | NTUA KAYENTA | "HWY 163, 1.3 MI NORTH OF KAYENTA JCT" | Kayenta | AZ | 86033
9 | NAV039 | OLD WARREN T.P. aka KAYENTA PRIMARY SCHOOL | TANK 1 | TANK 1 Compartment | Permanently Out of Use | 1000 | TRUE |  | Gasoline (containing <=10% ethanol) | FALSE | Unknown | Navajo Nation, Arizona, New Mexico, & Utah | OLD WARREN T.P. aka KAYENTA PRIMARY SCHOOL | """A"" STREET" | Kayenta | AZ | 86033
9 | NAV040 | ADOT MANY FARMS MAINT. FACILITY | TANK 1 | TANK 1 Compartment | Permanently Out of Use | 5000 | TRUE |  | Diesel | FALSE | Unknown | Navajo Nation, Arizona, New Mexico, & Utah | ADOT MANY FARMS MAINT. FACILITY | US 191 NEAR IR 59 | Many Farms | AZ | 86538
9 | NAV040 | ADOT MANY FARMS MAINT. FACILITY | TANK 2 | TANK 2 Compartment | Permanently Out of Use | 5000 | TRUE |  | Gasoline (containing <=10% ethanol) | FALSE | Unknown | Navajo Nation, Arizona, New Mexico, & Utah | ADOT MANY FARMS MAINT. FACILITY | US 191 NEAR IR 59 | Many Farms | AZ | 86538
9 | NAV042 | KLAGETOH EXPRESS # 512 (former WESTSUN FOOD MART) | TANK 1 | TANK 1 Compartment | Currently in Use | 12000 | TRUE | 2006-10-27 | Gasoline (containing <=10% ethanol) | TRUE | Spill Bucket | Navajo Nation, Arizona, New Mexico, & Utah | KLAGETOH EXPRESS # 512 (former WESTSUN FOOD MART) | HW 191 South of Ganado | Klagetoh | AZ | 86505
9 | NAV042 | KLAGETOH EXPRESS # 512 (former WESTSUN FOOD MART) | TANK 5 | TANK 5 Compartment | Permanently Out of Use | 3000 | TRUE | 2006-09-01 | Gasoline (containing <=10% ethanol) | TRUE | Spill Bucket | Navajo Nation, Arizona, New Mexico, & Utah | KLAGETOH EXPRESS # 512 (former WESTSUN FOOD MART) | HW 191 South of Ganado | Klagetoh | AZ | 86505
9 | NAV042 | KLAGETOH EXPRESS # 512 (former WESTSUN FOOD MART) | TANK 4 | TANK 4 Compartment | Permanently Out of Use | 4000 | TRUE | 2006-09-01 | Gasoline (containing <=10% ethanol) | TRUE | Spill Bucket | Navajo Nation, Arizona, New Mexico, & Utah | KLAGETOH EXPRESS # 512 (former WESTSUN FOOD MART) | HW 191 South of Ganado | Klagetoh | AZ | 86505
9 | NAV042 | KLAGETOH EXPRESS # 512 (former WESTSUN FOOD MART) | TANK 3 | TANK 3 Compartment | Currently in Use | 6000 | TRUE | 2006-10-27 | Diesel | TRUE | Spill Bucket | Navajo Nation, Arizona, New Mexico, & Utah | KLAGETOH EXPRESS # 512 (former WESTSUN FOOD MART) | HW 191 South of Ganado | Klagetoh | AZ | 86505
9 | NAV042 | KLAGETOH EXPRESS # 512 (former WESTSUN FOOD MART) | TANK 2 | TANK 2 Compartment | Currently in Use | 6000 | TRUE |  | Gasoline (containing <=10% ethanol) | TRUE | Spill Bucket | Navajo Nation, Arizona, New Mexico, & Utah | KLAGETOH EXPRESS # 512 (former WESTSUN FOOD MART) | HW 191 South of Ganado | Klagetoh | AZ | 86505
9 | NAV043 | CAMERON TRADING POST aka CHEVRON 9-4196 | TANK 1 | TANK 1 Compartment | Permanently Out of Use | 12000 | TRUE | 2023-03-31 | Gasoline (containing <=10% ethanol) | TRUE | Spill Bucket | Navajo Nation, Arizona, New Mexico, & Utah | CAMERON TRADING POST aka CHEVRON 9-4196 | "54 MI NORTH OF FLAGSTAFF ON HWY 89P.O. BOX 339" | Cameron | AZ | 86020
9 | NAV043 | CAMERON TRADING POST aka CHEVRON 9-4196 | TANK 12 | 12B | Currently in Use | 6000 | TRUE | 2023-03-01 | Diesel | TRUE | Spill Bucket | Navajo Nation, Arizona, New Mexico, & Utah | CAMERON TRADING POST aka CHEVRON 9-4196 | "54 MI NORTH OF FLAGSTAFF ON HWY 89P.O. BOX 339" | Cameron | AZ | 86020
9 | NAV043 | CAMERON TRADING POST aka CHEVRON 9-4196 | TANK 12 | 12A | Currently in Use | 6000 | TRUE | 2023-03-01 | Gasoline (containing <=10% ethanol) | TRUE | Spill Bucket | Navajo Nation, Arizona, New Mexico, & Utah | CAMERON TRADING POST aka CHEVRON 9-4196 | "54 MI NORTH OF FLAGSTAFF ON HWY 89P.O. BOX 339" | Cameron | AZ | 86020
9 | NAV043 | CAMERON TRADING POST aka CHEVRON 9-4196 | TANK 11 | 11A | Currently in Use | 12000 | TRUE | 2023-03-01 | Gasoline (containing <=10% ethanol) | TRUE | Spill Bucket | Navajo Nation, Arizona, New Mexico, & Utah | CAMERON TRADING POST aka CHEVRON 9-4196 | "54 MI NORTH OF FLAGSTAFF ON HWY 89P.O. BOX 339" | Cameron | AZ | 86020
9 | NAV043 | CAMERON TRADING POST aka CHEVRON 9-4196 | TANK 10 | TANK 10 Compartment | Permanently Out of Use | 500 | TRUE | 1899-12-31 | Used Oil | FALSE | Unknown | Navajo Nation, Arizona, New Mexico, & Utah | CAMERON TRADING POST aka CHEVRON 9-4196 | "54 MI NORTH OF FLAGSTAFF ON HWY 89P.O. BOX 339" | Cameron | AZ | 86020
9 | NAV043 | CAMERON TRADING POST aka CHEVRON 9-4196 | TANK 9 | TANK 9 Compartment | Permanently Out of Use | 550 | TRUE | 1991-05-21 | Used Oil | FALSE | Unknown | Navajo Nation, Arizona, New Mexico, & Utah | CAMERON TRADING POST aka CHEVRON 9-4196 | "54 MI NORTH OF FLAGSTAFF ON HWY 89P.O. BOX 339" | Cameron | AZ | 86020
9 | NAV043 | CAMERON TRADING POST aka CHEVRON 9-4196 | TANK 8 | TANK 8 Compartment | Permanently Out of Use | 1000 | TRUE | 1991-05-21 | Used Oil | FALSE | Unknown | Navajo Nation, Arizona, New Mexico, & Utah | CAMERON TRADING POST aka CHEVRON 9-4196 | "54 MI NORTH OF FLAGSTAFF ON HWY 89P.O. BOX 339" | Cameron | AZ | 86020
9 | NAV043 | CAMERON TRADING POST aka CHEVRON 9-4196 | TANK 7 | TANK 7 Compartment | Permanently Out of Use | 1000 | TRUE | 1991-05-21 | Used Oil | FALSE | Unknown | Navajo Nation, Arizona, New Mexico, & Utah | CAMERON TRADING POST aka CHEVRON 9-4196 | "54 MI NORTH OF FLAGSTAFF ON HWY 89P.O. BOX 339" | Cameron | AZ | 86020
9 | NAV043 | CAMERON TRADING POST aka CHEVRON 9-4196 | TANK 6 | TANK 6 Compartment | Permanently Out of Use | 10000 | TRUE | 1996-11-05 | Gasoline (containing <=10% ethanol) | FALSE | Unknown | Navajo Nation, Arizona, New Mexico, & Utah | CAMERON TRADING POST aka CHEVRON 9-4196 | "54 MI NORTH OF FLAGSTAFF ON HWY 89P.O. BOX 339" | Cameron | AZ | 86020
9 | NAV043 | CAMERON TRADING POST aka CHEVRON 9-4196 | TANK 5 | TANK 5 Compartment | Permanently Out of Use | 10000 | TRUE | 1996-11-05 | Gasoline (containing <=10% ethanol) | FALSE | Unknown | Navajo Nation, Arizona, New Mexico, & Utah | CAMERON TRADING POST aka CHEVRON 9-4196 | "54 MI NORTH OF FLAGSTAFF ON HWY 89P.O. BOX 339" | Cameron | AZ | 86020
9 | NAV043 | CAMERON TRADING POST aka CHEVRON 9-4196 | TANK 4 | TANK 4 Compartment | Permanently Out of Use | 10000 | TRUE | 1996-11-05 | Gasoline (containing <=10% ethanol) | FALSE | Unknown | Navajo Nation, Arizona, New Mexico, & Utah | CAMERON TRADING POST aka CHEVRON 9-4196 | "54 MI NORTH OF FLAGSTAFF ON HWY 89P.O. BOX 339" | Cameron | AZ | 86020
9 | NAV043 | CAMERON TRADING POST aka CHEVRON 9-4196 | TANK 3 | TANK 3 Compartment | Permanently Out of Use | 12000 | TRUE | 2023-05-01 | Gasoline (containing <=10% ethanol) | TRUE | Spill Bucket | Navajo Nation, Arizona, New Mexico, & Utah | CAMERON TRADING POST aka CHEVRON 9-4196 | "54 MI NORTH OF FLAGSTAFF ON HWY 89P.O. BOX 339" | Cameron | AZ | 86020
9 | NAV043 | CAMERON TRADING POST aka CHEVRON 9-4196 | TANK 2 | TANK 2 Compartment | Permanently Out of Use | 12000 | TRUE | 2023-05-01 | Gasoline (containing <=10% ethanol) | TRUE | Spill Bucket | Navajo Nation, Arizona, New Mexico, & Utah | CAMERON TRADING POST aka CHEVRON 9-4196 | "54 MI NORTH OF FLAGSTAFF ON HWY 89P.O. BOX 339" | Cameron | AZ | 86020
9 | NAV044 | NASCHITTI SCHOOL | TANK 1 | TANK 1 Compartment | Permanently Out of Use | 1500 | TRUE | 1976-04-29 | Gasoline (containing <=10% ethanol) | FALSE | Unknown | Navajo Nation, Arizona, New Mexico, & Utah | NASCHITTI SCHOOL | "558 ROAD 6100 NASCHITTI" | Naschitti | NM | 87325
9 | NAV045 | BABY ROCKS T.P. aka COMMERCIAL CENTER | TANK 1 | TANK 1 Compartment | Permanently Out of Use | 4000 | TRUE |  | Gasoline (containing <=10% ethanol) | FALSE | Unknown | Navajo Nation, Arizona, New Mexico, & Utah | BABY ROCKS T.P. aka COMMERCIAL CENTER | "HWY 160, 15 M. E. OF KAYENTA" | Kayenta | AZ | 86033
9 | NAV045 | BABY ROCKS T.P. aka COMMERCIAL CENTER | TANK 3 | TANK 3 Compartment | Permanently Out of Use | 6100 | TRUE |  | Gasoline (containing <=10% ethanol) | FALSE | Unknown | Navajo Nation, Arizona, New Mexico, & Utah | BABY ROCKS T.P. aka COMMERCIAL CENTER | "HWY 160, 15 M. E. OF KAYENTA" | Kayenta | AZ | 86033
9 | NAV045 | BABY ROCKS T.P. aka COMMERCIAL CENTER | TANK 2 | TANK 2 Compartment | Permanently Out of Use | 4000 | TRUE |  | Gasoline (containing <=10% ethanol) | FALSE | Unknown | Navajo Nation, Arizona, New Mexico, & Utah | BABY ROCKS T.P. aka COMMERCIAL CENTER | "HWY 160, 15 M. E. OF KAYENTA" | Kayenta | AZ | 86033
9 | NAV046 | Foutz Realty dba Bond's Chevron aka Bond and Bon | TANK 1 | TANK 1 Compartment | Permanently Out of Use | 4000 | TRUE | 1991-08-30 | Gasoline (containing <=10% ethanol) | FALSE | Unknown | Navajo Nation, Arizona, New Mexico, & Utah | Foutz Realty dba Bond's Chevron aka Bond and Bond | Hway 64 | Shiprock | NM | 87420
9 | NAV046 | Foutz Realty dba Bond's Chevron aka Bond and Bon | TANK 4 | TANK 4 Compartment | Permanently Out of Use | 500 | TRUE | 1992-05-13 | Used Oil | FALSE | Unknown | Navajo Nation, Arizona, New Mexico, & Utah | Foutz Realty dba Bond's Chevron aka Bond and Bond | Hway 64 | Shiprock | NM | 87420
9 | NAV046 | Foutz Realty dba Bond's Chevron aka Bond and Bon | TANK 3 | TANK 3 Compartment | Permanently Out of Use | 3000 | TRUE | 1991-08-30 | Gasoline (containing <=10% ethanol) | FALSE | Unknown | Navajo Nation, Arizona, New Mexico, & Utah | Foutz Realty dba Bond's Chevron aka Bond and Bond | Hway 64 | Shiprock | NM | 87420
9 | NAV046 | Foutz Realty dba Bond's Chevron aka Bond and Bon | TANK 2 | TANK 2 Compartment | Permanently Out of Use | 4000 | TRUE | 1991-08-30 | Gasoline (containing <=10% ethanol) | FALSE | Unknown | Navajo Nation, Arizona, New Mexico, & Utah | Foutz Realty dba Bond's Chevron aka Bond and Bond | Hway 64 | Shiprock | NM | 87420
9 | NAV047 | NAVAJO GENERATING STATION | TANK 1 | TANK 1 Compartment | Permanently Out of Use | 6000 | TRUE | 1991-09-01 | Used Oil | FALSE | Unknown | Navajo Nation, Arizona, New Mexico, & Utah | NAVAJO GENERATING STATION | 5 MI EAST OF PAGE ON SR 98 | Page | AZ | 86040
9 | NAV047 | NAVAJO GENERATING STATION | TANK 12 | TANK 12 Compartment | Permanently Out of Use | 2000 | TRUE |  | Diesel | FALSE | Unknown | Navajo Nation, Arizona, New Mexico, & Utah | NAVAJO GENERATING STATION | 5 MI EAST OF PAGE ON SR 98 | Page | AZ | 86040
9 | NAV047 | NAVAJO GENERATING STATION | TANK 11 | TANK 11 Compartment | Permanently Out of Use | 1000 | TRUE |  | Used Oil | FALSE | Unknown | Navajo Nation, Arizona, New Mexico, & Utah | NAVAJO GENERATING STATION | 5 MI EAST OF PAGE ON SR 98 | Page | AZ | 86040
9 | NAV047 | NAVAJO GENERATING STATION | TANK 10 | TANK 10 Compartment | Permanently Out of Use | 5000 | TRUE |  | Gasoline (containing <=10% ethanol) | FALSE | Unknown | Navajo Nation, Arizona, New Mexico, & Utah | NAVAJO GENERATING STATION | 5 MI EAST OF PAGE ON SR 98 | Page | AZ | 86040
9 | NAV047 | NAVAJO GENERATING STATION | TANK 9 | TANK 9 Compartment | Permanently Out of Use | 2000 | TRUE |  | Other | FALSE | Unknown | Navajo Nation, Arizona, New Mexico, & Utah | NAVAJO GENERATING STATION | 5 MI EAST OF PAGE ON SR 98 | Page | AZ | 86040
9 | NAV047 | NAVAJO GENERATING STATION | TANK 8 | TANK 8 Compartment | Permanently Out of Use | 2000 | TRUE |  | Used Oil | FALSE | Unknown | Navajo Nation, Arizona, New Mexico, & Utah | NAVAJO GENERATING STATION | 5 MI EAST OF PAGE ON SR 98 | Page | AZ | 86040
9 | NAV047 | NAVAJO GENERATING STATION | TANK 7 | TANK 7 Compartment | Permanently Out of Use | 5000 | TRUE |  | Diesel | FALSE | Unknown | Navajo Nation, Arizona, New Mexico, & Utah | NAVAJO GENERATING STATION | 5 MI EAST OF PAGE ON SR 98 | Page | AZ | 86040
9 | NAV047 | NAVAJO GENERATING STATION | TANK 6 | TANK 6 Compartment | Permanently Out of Use | 5000 | TRUE |  | Diesel | FALSE | Unknown | Navajo Nation, Arizona, New Mexico, & Utah | NAVAJO GENERATING STATION | 5 MI EAST OF PAGE ON SR 98 | Page | AZ | 86040
9 | NAV047 | NAVAJO GENERATING STATION | TANK 5 | TANK 5 Compartment | Permanently Out of Use | 12000 | TRUE |  | Diesel | FALSE | Unknown | Navajo Nation, Arizona, New Mexico, & Utah | NAVAJO GENERATING STATION | 5 MI EAST OF PAGE ON SR 98 | Page | AZ | 86040
9 | NAV047 | NAVAJO GENERATING STATION | TANK 4 | TANK 4 Compartment | Permanently Out of Use | 5000 | TRUE |  | Diesel | FALSE | Unknown | Navajo Nation, Arizona, New Mexico, & Utah | NAVAJO GENERATING STATION | 5 MI EAST OF PAGE ON SR 98 | Page | AZ | 86040
9 | NAV047 | NAVAJO GENERATING STATION | TANK 3 | TANK 3 Compartment | Permanently Out of Use | 12000 | TRUE |  | Diesel | FALSE | Unknown | Navajo Nation, Arizona, New Mexico, & Utah | NAVAJO GENERATING STATION | 5 MI EAST OF PAGE ON SR 98 | Page | AZ | 86040
9 | NAV047 | NAVAJO GENERATING STATION | TANK 2 | TANK 2 Compartment | Permanently Out of Use | 12000 | TRUE |  | Gasoline (containing <=10% ethanol) | FALSE | Unknown | Navajo Nation, Arizona, New Mexico, & Utah | NAVAJO GENERATING STATION | 5 MI EAST OF PAGE ON SR 98 | Page | AZ | 86040
9 | NAV049 | PAINTED DESERT INN | TANK 1 | TANK 1 Compartment | Permanently Out of Use | 10000 | TRUE | 1991-03-31 | Gasoline (containing <=10% ethanol) | FALSE | Unknown | Navajo Nation, Arizona, New Mexico, & Utah | PAINTED DESERT INN | "I-40, 300 YDS EAST OF NAVAJO EXIT" | Navajo | AZ | 86509
9 | NAV049 | PAINTED DESERT INN | TANK 4 | TANK 4 Compartment | Permanently Out of Use | 2000 | TRUE | 1991-03-31 | Gasoline (containing <=10% ethanol) | FALSE | Unknown | Navajo Nation, Arizona, New Mexico, & Utah | PAINTED DESERT INN | "I-40, 300 YDS EAST OF NAVAJO EXIT" | Navajo | AZ | 86509
9 | NAV049 | PAINTED DESERT INN | TANK 3 | TANK 3 Compartment | Permanently Out of Use | 2000 | TRUE | 1991-03-31 | Gasoline (containing <=10% ethanol) | FALSE | Unknown | Navajo Nation, Arizona, New Mexico, & Utah | PAINTED DESERT INN | "I-40, 300 YDS EAST OF NAVAJO EXIT" | Navajo | AZ | 86509
9 | NAV049 | PAINTED DESERT INN | TANK 2 | TANK 2 Compartment | Permanently Out of Use | 10000 | TRUE | 1991-03-31 | Gasoline (containing <=10% ethanol) | FALSE | Unknown | Navajo Nation, Arizona, New Mexico, & Utah | PAINTED DESERT INN | "I-40, 300 YDS EAST OF NAVAJO EXIT" | Navajo | AZ | 86509
9 | NAV050 | APACHE COUNTY ROAD DEPT. | TANK 1 | TANK 1 Compartment | Permanently Out of Use | 1000 | TRUE |  | Gasoline (containing <=10% ethanol) | FALSE | Unknown | Navajo Nation, Arizona, New Mexico, & Utah | APACHE COUNTY ROAD DEPT. | "CHINLE YARD US ROUTE 191" | Chinle | AZ | 86503
9 | NAV051 | DENNEHOTSO TRADING POST | TANK 1 | TANK 1 Compartment | Permanently Out of Use | 2000 | TRUE |  | Gasoline (containing <=10% ethanol) | FALSE | Unknown | Navajo Nation, Arizona, New Mexico, & Utah | DENNEHOTSO TRADING POST | HWY 160 NEAR LAGUNA CREEK | Dennehotso | AZ | 86535
9 | NAV051 | DENNEHOTSO TRADING POST | TANK 3 | TANK 3 Compartment | Permanently Out of Use | 1000 | TRUE |  | Gasoline (containing <=10% ethanol) | FALSE | Unknown | Navajo Nation, Arizona, New Mexico, & Utah | DENNEHOTSO TRADING POST | HWY 160 NEAR LAGUNA CREEK | Dennehotso | AZ | 86535
9 | NAV051 | DENNEHOTSO TRADING POST | TANK 2 | TANK 2 Compartment | Permanently Out of Use | 1000 | TRUE |  | Gasoline (containing <=10% ethanol) | FALSE | Unknown | Navajo Nation, Arizona, New Mexico, & Utah | DENNEHOTSO TRADING POST | HWY 160 NEAR LAGUNA CREEK | Dennehotso | AZ | 86535
9 | NAV052 | GIANT FOUR CORNERS 108 dba CONOCO AKA FT DEFIANCE FINA #108 | TANK 1 | TANK 1 Compartment | Currently in Use | 10000 | TRUE |  | Gasoline (containing <=10% ethanol) | TRUE | Spill Bucket | Navajo Nation, Arizona, New Mexico, & Utah | Speedway 2880 (aka Giant Four Corners, Ft Defiance Fina #108) | I.R. #12 at IR #7 | Fort Defiance | AZ | 86504
9 | NAV052 | GIANT FOUR CORNERS 108 dba CONOCO AKA FT DEFIANCE FINA #108 | TANK 9 | TANK 9 Compartment | Permanently Out of Use | 10000 | TRUE |  | Gasoline (containing <=10% ethanol) | FALSE | Unknown | Navajo Nation, Arizona, New Mexico, & Utah | Speedway 2880 (aka Giant Four Corners, Ft Defiance Fina #108) | I.R. #12 at IR #7 | Fort Defiance | AZ | 86504
9 | NAV052 | GIANT FOUR CORNERS 108 dba CONOCO AKA FT DEFIANCE FINA #108 | TANK 8 | TANK 8 Compartment | Permanently Out of Use | 4000 | TRUE |  | Gasoline (containing <=10% ethanol) | FALSE | Unknown | Navajo Nation, Arizona, New Mexico, & Utah | Speedway 2880 (aka Giant Four Corners, Ft Defiance Fina #108) | I.R. #12 at IR #7 | Fort Defiance | AZ | 86504
9 | NAV052 | GIANT FOUR CORNERS 108 dba CONOCO AKA FT DEFIANCE FINA #108 | TANK 7 | TANK 7 Compartment | Permanently Out of Use | 4000 | TRUE |  | Gasoline (containing <=10% ethanol) | FALSE | Unknown | Navajo Nation, Arizona, New Mexico, & Utah | Speedway 2880 (aka Giant Four Corners, Ft Defiance Fina #108) | I.R. #12 at IR #7 | Fort Defiance | AZ | 86504
9 | NAV052 | GIANT FOUR CORNERS 108 dba CONOCO AKA FT DEFIANCE FINA #108 | TANK 6 | TANK 6 Compartment | Permanently Out of Use | 4000 | TRUE |  | Gasoline (containing <=10% ethanol) | FALSE | Unknown | Navajo Nation, Arizona, New Mexico, & Utah | Speedway 2880 (aka Giant Four Corners, Ft Defiance Fina #108) | I.R. #12 at IR #7 | Fort Defiance | AZ | 86504
9 | NAV052 | GIANT FOUR CORNERS 108 dba CONOCO AKA FT DEFIANCE FINA #108 | TANK 5 | TANK 5 Compartment | Permanently Out of Use | 3000 | TRUE |  | Diesel | FALSE | Unknown | Navajo Nation, Arizona, New Mexico, & Utah | Speedway 2880 (aka Giant Four Corners, Ft Defiance Fina #108) | I.R. #12 at IR #7 | Fort Defiance | AZ | 86504
9 | NAV052 | GIANT FOUR CORNERS 108 dba CONOCO AKA FT DEFIANCE FINA #108 | TANK 4 | TANK 4 Compartment | Currently in Use | 6000 | TRUE |  | Diesel | TRUE | Spill Bucket | Navajo Nation, Arizona, New Mexico, & Utah | Speedway 2880 (aka Giant Four Corners, Ft Defiance Fina #108) | I.R. #12 at IR #7 | Fort Defiance | AZ | 86504
9 | NAV052 | GIANT FOUR CORNERS 108 dba CONOCO AKA FT DEFIANCE FINA #108 | TANK 3 | TANK 3 Compartment | Currently in Use | 6000 | TRUE |  | Diesel | TRUE | Spill Bucket | Navajo Nation, Arizona, New Mexico, & Utah | Speedway 2880 (aka Giant Four Corners, Ft Defiance Fina #108) | I.R. #12 at IR #7 | Fort Defiance | AZ | 86504
9 | NAV052 | GIANT FOUR CORNERS 108 dba CONOCO AKA FT DEFIANCE FINA #108 | TANK 2 | TANK 2 Compartment | Currently in Use | 10000 | TRUE |  | Gasoline (containing <=10% ethanol) | TRUE | Spill Bucket | Navajo Nation, Arizona, New Mexico, & Utah | Speedway 2880 (aka Giant Four Corners, Ft Defiance Fina #108) | I.R. #12 at IR #7 | Fort Defiance | AZ | 86504
9 | NAV053 | TEXACO ANETH / ELKHORN | TANK 1 | TANK 1 Compartment | Permanently Out of Use | 2000 | TRUE |  | Gasoline (containing <=10% ethanol) | FALSE | Unknown | Navajo Nation, Arizona, New Mexico, & Utah | TEXACO ANETH / ELKHORN | "4-1/2 MI N OF MONTEZUMA CREEK SW/NE SEC 22 T40S R24E" | Montezuma Creek | UT | 84534
9 | NAV053 | TEXACO ANETH / ELKHORN | TANK 2 | TANK 2 Compartment | Permanently Out of Use | 2000 | TRUE |  | Gasoline (containing <=10% ethanol) | FALSE | Unknown | Navajo Nation, Arizona, New Mexico, & Utah | TEXACO ANETH / ELKHORN | "4-1/2 MI N OF MONTEZUMA CREEK SW/NE SEC 22 T40S R24E" | Montezuma Creek | UT | 84534
9 | NAV055 | GANADO UNIFED SCHOOL DISTRICT | TANK 1 | TANK 1 Compartment | Currently in Use | 10000 | TRUE |  | Gasoline (containing <=10% ethanol) | TRUE | Spill Bucket | Navajo Nation, Arizona, New Mexico, & Utah | GANADO UNIFED SCHOOL DISTRICT | HWY 264 AT SERVICE ROAD LOOP | Ganado | AZ | 86505
9 | NAV055 | GANADO UNIFED SCHOOL DISTRICT | TANK 5 | TANK 5 Compartment | Permanently Out of Use | 10000 | TRUE |  | Gasoline (containing <=10% ethanol) | TRUE | Spill Bucket | Navajo Nation, Arizona, New Mexico, & Utah | GANADO UNIFED SCHOOL DISTRICT | HWY 264 AT SERVICE ROAD LOOP | Ganado | AZ | 86505
9 | NAV055 | GANADO UNIFED SCHOOL DISTRICT | TANK 4 | TANK 4 Compartment | Permanently Out of Use | 10000 | TRUE |  | Gasoline (containing <=10% ethanol) | TRUE | Spill Bucket | Navajo Nation, Arizona, New Mexico, & Utah | GANADO UNIFED SCHOOL DISTRICT | HWY 264 AT SERVICE ROAD LOOP | Ganado | AZ | 86505
9 | NAV055 | GANADO UNIFED SCHOOL DISTRICT | TANK 3 | TANK 3 Compartment | Permanently Out of Use | 10000 | TRUE |  | Gasoline (containing <=10% ethanol) | TRUE | Spill Bucket | Navajo Nation, Arizona, New Mexico, & Utah | GANADO UNIFED SCHOOL DISTRICT | HWY 264 AT SERVICE ROAD LOOP | Ganado | AZ | 86505
9 | NAV055 | GANADO UNIFED SCHOOL DISTRICT | TANK 2 | TANK 2 Compartment | Currently in Use | 10000 | TRUE |  | Diesel | TRUE | Spill Bucket | Navajo Nation, Arizona, New Mexico, & Utah | GANADO UNIFED SCHOOL DISTRICT | HWY 264 AT SERVICE ROAD LOOP | Ganado | AZ | 86505
9 | NAV056 | CHILCHINBETO TRADING POST | TANK 1 | TANK 1 Compartment | Permanently Out of Use | 3000 | TRUE |  | Gasoline (containing <=10% ethanol) | FALSE | Unknown | Navajo Nation, Arizona, New Mexico, & Utah | CHILCHINBETO TRADING POST | CHILCHINBETO (20 MI SE OF KAYENTA) | Chilchinbeto | AZ | 86033
9 | NAV056 | CHILCHINBETO TRADING POST | TANK 2 | TANK 2 Compartment | Permanently Out of Use | 1000 | TRUE |  | Gasoline (containing <=10% ethanol) | FALSE | Unknown | Navajo Nation, Arizona, New Mexico, & Utah | CHILCHINBETO TRADING POST | CHILCHINBETO (20 MI SE OF KAYENTA) | Chilchinbeto | AZ | 86033
9 | NAV057 | Kayenta Fina Station | TANK 1 | TANK 1 Compartment | Permanently Out of Use | 8500 | TRUE |  | Diesel | TRUE | Spill Bucket | Navajo Nation, Arizona, New Mexico, & Utah | Kayenta Fina Station | "NW CORNER JCT US HWY 160 AND 163PO Box 652" | Kayenta | AZ | 86033
9 | NAV057 | Kayenta Fina Station | TANK 9 | TANK 9 Compartment | Currently in Use | 7000 | TRUE |  | Gasoline (containing <=10% ethanol) | TRUE | Spill Bucket | Navajo Nation, Arizona, New Mexico, & Utah | Kayenta Fina Station | "NW CORNER JCT US HWY 160 AND 163PO Box 652" | Kayenta | AZ | 86033
9 | NAV057 | Kayenta Fina Station | TANK 8 | TANK 8 Compartment | Currently in Use | 8000 | TRUE |  | Diesel | TRUE | Spill Bucket | Navajo Nation, Arizona, New Mexico, & Utah | Kayenta Fina Station | "NW CORNER JCT US HWY 160 AND 163PO Box 652" | Kayenta | AZ | 86033
9 | NAV057 | Kayenta Fina Station | TANK 7 | TANK 7 Compartment | Currently in Use | 15000 | TRUE |  | Gasoline (containing <=10% ethanol) | TRUE | Spill Bucket | Navajo Nation, Arizona, New Mexico, & Utah | Kayenta Fina Station | "NW CORNER JCT US HWY 160 AND 163PO Box 652" | Kayenta | AZ | 86033
9 | NAV057 | Kayenta Fina Station | TANK 6 | TANK 6 Compartment | Permanently Out of Use | 3000 | TRUE |  | Gasoline (containing <=10% ethanol) | TRUE | Spill Bucket | Navajo Nation, Arizona, New Mexico, & Utah | Kayenta Fina Station | "NW CORNER JCT US HWY 160 AND 163PO Box 652" | Kayenta | AZ | 86033
9 | NAV057 | Kayenta Fina Station | TANK 5 | TANK 5 Compartment | Permanently Out of Use | 8500 | TRUE |  | Gasoline (containing <=10% ethanol) | TRUE | Spill Bucket | Navajo Nation, Arizona, New Mexico, & Utah | Kayenta Fina Station | "NW CORNER JCT US HWY 160 AND 163PO Box 652" | Kayenta | AZ | 86033
9 | NAV057 | Kayenta Fina Station | TANK 4 | TANK 4 Compartment | Permanently Out of Use | 6000 | TRUE |  | Gasoline (containing <=10% ethanol) | TRUE | Spill Bucket | Navajo Nation, Arizona, New Mexico, & Utah | Kayenta Fina Station | "NW CORNER JCT US HWY 160 AND 163PO Box 652" | Kayenta | AZ | 86033
9 | NAV057 | Kayenta Fina Station | TANK 3 | TANK 3 Compartment | Permanently Out of Use | 6000 | TRUE |  | Gasoline (containing <=10% ethanol) | TRUE | Spill Bucket | Navajo Nation, Arizona, New Mexico, & Utah | Kayenta Fina Station | "NW CORNER JCT US HWY 160 AND 163PO Box 652" | Kayenta | AZ | 86033
9 | NAV057 | Kayenta Fina Station | TANK 2 | TANK 2 Compartment | Permanently Out of Use | 8500 | TRUE |  | Gasoline (containing <=10% ethanol) | TRUE | Spill Bucket | Navajo Nation, Arizona, New Mexico, & Utah | Kayenta Fina Station | "NW CORNER JCT US HWY 160 AND 163PO Box 652" | Kayenta | AZ | 86033
9 | NAV058 | GARCIA'S TRADING POST | TANK 1 | TANK 1 Compartment | Permanently Out of Use | 3500 | TRUE | 1992-03-03 | Gasoline (containing <=10% ethanol) | FALSE | Unknown | Navajo Nation, Arizona, New Mexico, & Utah | GARCIA'S TRADING POST | "ROUTE N7, CHINLE BIA PARCEL G SECTION 16,T5NORTH, R10WEST" | Chinle | AZ | 86503
9 | NAV058 | GARCIA'S TRADING POST | TANK 2 | TANK 2 Compartment | Permanently Out of Use | 3000 | TRUE | 1992-03-03 | Gasoline (containing <=10% ethanol) | FALSE | Unknown | Navajo Nation, Arizona, New Mexico, & Utah | GARCIA'S TRADING POST | "ROUTE N7, CHINLE BIA PARCEL G SECTION 16,T5NORTH, R10WEST" | Chinle | AZ | 86503
9 | NAV059 | Navajo Country Express | TANK 1 | TANK 1 Compartment | Permanently Out of Use | 6000 | TRUE | 1993-03-25 | Gasoline (containing <=10% ethanol) | FALSE | Unknown | Navajo Nation, Arizona, New Mexico, & Utah | Shiprock Express #523 (Former Navajo Country Express) | HWY 62 AND HWY 491 | Shiprock | NM | 87420
9 | NAV059 | Shiprock Express #523 | 2 | 1 | Permanently Out of Use | 8000 | TRUE | 2005-09-14 | Gasoline (containing <=10% ethanol) | TRUE | Spill Bucket | Navajo Nation, Arizona, New Mexico, & Utah | Shiprock Express #523 (Former Navajo Country Express) | HWY 62 AND HWY 491 | Shiprock | NM | 87420
9 | NAV059 | Shiprock Express #523 | 1 | 1 | Permanently Out of Use | 12000 | TRUE | 2017-09-14 | Gasoline (containing <=10% ethanol) | TRUE | Spill Bucket | Navajo Nation, Arizona, New Mexico, & Utah | Shiprock Express #523 (Former Navajo Country Express) | HWY 62 AND HWY 491 | Shiprock | NM | 87420
9 | NAV059 | Navajo Country Express | TANK 6 | TANK 6 Compartment | Permanently Out of Use | 8000 | TRUE | 2005-07-05 | Gasoline (containing <=10% ethanol) | TRUE | Spill Bucket | Navajo Nation, Arizona, New Mexico, & Utah | Shiprock Express #523 (Former Navajo Country Express) | HWY 62 AND HWY 491 | Shiprock | NM | 87420
9 | NAV059 | Navajo Country Express | TANK 5 | TANK 5 Compartment | Permanently Out of Use | 12000 | TRUE | 2005-07-05 | Gasoline (containing <=10% ethanol) | TRUE | Spill Bucket | Navajo Nation, Arizona, New Mexico, & Utah | Shiprock Express #523 (Former Navajo Country Express) | HWY 62 AND HWY 491 | Shiprock | NM | 87420
9 | NAV059 | Navajo Country Express | TANK 4 | TANK 4 Compartment | Permanently Out of Use | 1000 | TRUE | 1993-03-25 | Gasoline (containing <=10% ethanol) | FALSE | Unknown | Navajo Nation, Arizona, New Mexico, & Utah | Shiprock Express #523 (Former Navajo Country Express) | HWY 62 AND HWY 491 | Shiprock | NM | 87420
9 | NAV059 | Navajo Country Express | TANK 3 | TANK 3 Compartment | Permanently Out of Use | 6000 | TRUE | 1993-03-25 | Gasoline (containing <=10% ethanol) | FALSE | Unknown | Navajo Nation, Arizona, New Mexico, & Utah | Shiprock Express #523 (Former Navajo Country Express) | HWY 62 AND HWY 491 | Shiprock | NM | 87420
9 | NAV059 | Navajo Country Express | TANK 2 | TANK 2 Compartment | Permanently Out of Use | 6000 | TRUE |  | Gasoline (containing <=10% ethanol) | FALSE | Unknown | Navajo Nation, Arizona, New Mexico, & Utah | Shiprock Express #523 (Former Navajo Country Express) | HWY 62 AND HWY 491 | Shiprock | NM | 87420
9 | NAV060 | GANADO FIRE DISTRICT | TANK 1 | TANK 1 Compartment | Permanently Out of Use | 1000 | TRUE |  | Diesel | FALSE | Unknown | Navajo Nation, Arizona, New Mexico, & Utah | GANADO FIRE DISTRICT | HWY 264 AT MILEPOST 446.8 | Ganado | AZ | 86505
9 | NAV060 | GANADO FIRE DISTRICT | TANK 3 | TANK 3 Compartment | Permanently Out of Use | 2000 | TRUE |  | Gasoline (containing <=10% ethanol) | FALSE | Unknown | Navajo Nation, Arizona, New Mexico, & Utah | GANADO FIRE DISTRICT | HWY 264 AT MILEPOST 446.8 | Ganado | AZ | 86505
9 | NAV060 | GANADO FIRE DISTRICT | TANK 2 | TANK 2 Compartment | Permanently Out of Use | 2000 | TRUE |  | Gasoline (containing <=10% ethanol) | FALSE | Unknown | Navajo Nation, Arizona, New Mexico, & Utah | GANADO FIRE DISTRICT | HWY 264 AT MILEPOST 446.8 | Ganado | AZ | 86505
9 | NAV061 | PEABODY COAL - KAYENTA MINE | TANK 1 | TANK 1 Compartment | Permanently Out of Use | 10500 | TRUE |  | Gasoline (containing <=10% ethanol) | FALSE | Unknown | Navajo Nation, Arizona, New Mexico, & Utah | PEABODY COAL - KAYENTA MINE | "HWY 4 (J-28)" | Kayenta | AZ | 86033
9 | NAV061 | PEABODY COAL - KAYENTA MINE | TANK 11 | TANK 11 Compartment | Permanently Out of Use | 12000 | TRUE |  | Gasoline (containing <=10% ethanol) | FALSE | Unknown | Navajo Nation, Arizona, New Mexico, & Utah | PEABODY COAL - KAYENTA MINE | "HWY 4 (J-28)" | Kayenta | AZ | 86033
9 | NAV061 | PEABODY COAL - KAYENTA MINE | TANK 10 | TANK 10 Compartment | Permanently Out of Use | 16000 | TRUE |  | Diesel | FALSE | Unknown | Navajo Nation, Arizona, New Mexico, & Utah | PEABODY COAL - KAYENTA MINE | "HWY 4 (J-28)" | Kayenta | AZ | 86033
9 | NAV061 | PEABODY COAL - KAYENTA MINE | TANK 9 | TANK 9 Compartment | Permanently Out of Use | 16000 | TRUE |  | Diesel | FALSE | Unknown | Navajo Nation, Arizona, New Mexico, & Utah | PEABODY COAL - KAYENTA MINE | "HWY 4 (J-28)" | Kayenta | AZ | 86033
9 | NAV061 | PEABODY COAL - KAYENTA MINE | TANK 8 | TANK 8 Compartment | Permanently Out of Use | 10500 | TRUE |  | Used Oil | FALSE | Unknown | Navajo Nation, Arizona, New Mexico, & Utah | PEABODY COAL - KAYENTA MINE | "HWY 4 (J-28)" | Kayenta | AZ | 86033
9 | NAV061 | PEABODY COAL - KAYENTA MINE | TANK 6 | TANK 6 Compartment | Permanently Out of Use | 10500 | TRUE |  | Diesel | FALSE | Unknown | Navajo Nation, Arizona, New Mexico, & Utah | PEABODY COAL - KAYENTA MINE | "HWY 4 (J-28)" | Kayenta | AZ | 86033
9 | NAV061 | PEABODY COAL - KAYENTA MINE | TANK 5 | TANK 5 Compartment | Permanently Out of Use | 10500 | TRUE |  | Used Oil | FALSE | Unknown | Navajo Nation, Arizona, New Mexico, & Utah | PEABODY COAL - KAYENTA MINE | "HWY 4 (J-28)" | Kayenta | AZ | 86033
9 | NAV061 | PEABODY COAL - KAYENTA MINE | TANK 4 | TANK 4 Compartment | Permanently Out of Use | 10500 | TRUE |  | Used Oil | FALSE | Unknown | Navajo Nation, Arizona, New Mexico, & Utah | PEABODY COAL - KAYENTA MINE | "HWY 4 (J-28)" | Kayenta | AZ | 86033
9 | NAV061 | PEABODY COAL - KAYENTA MINE | TANK 3 | TANK 3 Compartment | Permanently Out of Use | 10500 | TRUE |  | Other | FALSE | Unknown | Navajo Nation, Arizona, New Mexico, & Utah | PEABODY COAL - KAYENTA MINE | "HWY 4 (J-28)" | Kayenta | AZ | 86033
9 | NAV061 | PEABODY COAL - KAYENTA MINE | TANK 2 | TANK 2 Compartment | Permanently Out of Use | 10500 | TRUE |  | Used Oil | FALSE | Unknown | Navajo Nation, Arizona, New Mexico, & Utah | PEABODY COAL - KAYENTA MINE | "HWY 4 (J-28)" | Kayenta | AZ | 86033
9 | NAV062 | COW SPRINGS TRADING POST | TANK 1 | TANK 1 Compartment | Permanently Out of Use | 10000 | TRUE |  | Gasoline (containing <=10% ethanol) | FALSE | Unknown | Navajo Nation, Arizona, New Mexico, & Utah | COW SPRINGS TRADING POST | "HWY 160, 10 MI NE OF TONALEA" | Tonalea | AZ | 86044
9 | NAV062 | COW SPRINGS TRADING POST | TANK 4 | TANK 4 Compartment | Permanently Out of Use | 2000 | TRUE |  | Gasoline (containing <=10% ethanol) | FALSE | Unknown | Navajo Nation, Arizona, New Mexico, & Utah | COW SPRINGS TRADING POST | "HWY 160, 10 MI NE OF TONALEA" | Tonalea | AZ | 86044
9 | NAV062 | COW SPRINGS TRADING POST | TANK 3 | TANK 3 Compartment | Permanently Out of Use | 2000 | TRUE |  | Gasoline (containing <=10% ethanol) | FALSE | Unknown | Navajo Nation, Arizona, New Mexico, & Utah | COW SPRINGS TRADING POST | "HWY 160, 10 MI NE OF TONALEA" | Tonalea | AZ | 86044
9 | NAV062 | COW SPRINGS TRADING POST | TANK 2 | TANK 2 Compartment | Permanently Out of Use | 10000 | TRUE |  | Gasoline (containing <=10% ethanol) | FALSE | Unknown | Navajo Nation, Arizona, New Mexico, & Utah | COW SPRINGS TRADING POST | "HWY 160, 10 MI NE OF TONALEA" | Tonalea | AZ | 86044
9 | NAV063 | "FAA REMOTE COMMUNICATIONS AIR-TO-GROUND (RCAG), AIR ROUTE SURVEILLANCE RADAR (ARSR)" | TANK 1 | TANK 1 Compartment | Permanently Out of Use | 500 | TRUE |  | Gasoline (containing <=10% ethanol) | FALSE | Unknown | Navajo Nation, Arizona, New Mexico, & Utah | "FAA REMOTE COMMUNICATIONS AIR-TO-GROUND (RCAG), AIR ROUTE SURVEILLANCE RADAR (ARSR)" | RED MOUNTAIN/CHINO POINT | Seligman | AZ | 86337
9 | NAV063 | "FAA REMOTE COMMUNICATIONS AIR-TO-GROUND (RCAG), AIR ROUTE SURVEILLANCE RADAR (ARSR)" | TANK 2 | TANK 2 Compartment | Permanently Out of Use | 500 | TRUE |  | Gasoline (containing <=10% ethanol) | FALSE | Unknown | Navajo Nation, Arizona, New Mexico, & Utah | "FAA REMOTE COMMUNICATIONS AIR-TO-GROUND (RCAG), AIR ROUTE SURVEILLANCE RADAR (ARSR)" | RED MOUNTAIN/CHINO POINT | Seligman | AZ | 86337
9 | NAV064 | FAA VORTAC TUBA CITY | TANK 1 | TANK 1 Compartment | Permanently Out of Use | 500 | TRUE | 1992-07-14 | Gasoline (containing <=10% ethanol) | FALSE | Unknown | Navajo Nation, Arizona, New Mexico, & Utah | FAA VORTAC TUBA CITY | NO STREET ADDRESS | Tuba City | AZ | 86045
9 | NAV064 | FAA VORTAC TUBA CITY | TANK 2 | TANK 2 Compartment | Permanently Out of Use | 500 | TRUE |  | Gasoline (containing <=10% ethanol) | FALSE | Unknown | Navajo Nation, Arizona, New Mexico, & Utah | FAA VORTAC TUBA CITY | NO STREET ADDRESS | Tuba City | AZ | 86045
9 | NAV065 | APACHE COUNTY ROADS MAINTENANCE | TANK 1 | TANK 1 Compartment | Permanently Out of Use | 1000 | TRUE | 1992-09-21 | Gasoline (containing <=10% ethanol) | FALSE | Unknown | Navajo Nation, Arizona, New Mexico, & Utah | APACHE COUNTY ROADS MAINTENANCE | HWY 264 NEAR 191 | Ganado | AZ | 86505
9 | NAV066 | BLACK MESA MINE | TANK 1 | TANK 1 Compartment | Permanently Out of Use | 12000 | TRUE |  | Gasoline (containing <=10% ethanol) | FALSE | Unknown | Navajo Nation, Arizona, New Mexico, & Utah | BLACK MESA MINE | "IR 4, 30 MI SW OF KAYENTA" | Black Mesa | AZ | 86033
9 | NAV066 | BLACK MESA MINE | TANK 8 | TANK 8 Compartment | Permanently Out of Use | 10500 | TRUE |  | Used Oil | FALSE | Unknown | Navajo Nation, Arizona, New Mexico, & Utah | BLACK MESA MINE | "IR 4, 30 MI SW OF KAYENTA" | Black Mesa | AZ | 86033
9 | NAV066 | BLACK MESA MINE | TANK 7 | TANK 7 Compartment | Permanently Out of Use | 10500 | TRUE |  | Used Oil | FALSE | Unknown | Navajo Nation, Arizona, New Mexico, & Utah | BLACK MESA MINE | "IR 4, 30 MI SW OF KAYENTA" | Black Mesa | AZ | 86033
9 | NAV066 | BLACK MESA MINE | TANK 6 | TANK 6 Compartment | Permanently Out of Use | 10500 | TRUE |  | Used Oil | FALSE | Unknown | Navajo Nation, Arizona, New Mexico, & Utah | BLACK MESA MINE | "IR 4, 30 MI SW OF KAYENTA" | Black Mesa | AZ | 86033
9 | NAV066 | BLACK MESA MINE | TANK 5 | TANK 5 Compartment | Permanently Out of Use | 10500 | TRUE |  | Used Oil | FALSE | Unknown | Navajo Nation, Arizona, New Mexico, & Utah | BLACK MESA MINE | "IR 4, 30 MI SW OF KAYENTA" | Black Mesa | AZ | 86033
9 | NAV066 | BLACK MESA MINE | TANK 4 | TANK 4 Compartment | Permanently Out of Use | 10500 | TRUE |  | Used Oil | FALSE | Unknown | Navajo Nation, Arizona, New Mexico, & Utah | BLACK MESA MINE | "IR 4, 30 MI SW OF KAYENTA" | Black Mesa | AZ | 86033
9 | NAV066 | BLACK MESA MINE | TANK 3 | TANK 3 Compartment | Permanently Out of Use | 10500 | TRUE |  | Used Oil | FALSE | Unknown | Navajo Nation, Arizona, New Mexico, & Utah | BLACK MESA MINE | "IR 4, 30 MI SW OF KAYENTA" | Black Mesa | AZ | 86033
9 | NAV067 | NTUA CHINLE DISTRICT | TANK 1 | TANK 1 Compartment | Permanently Out of Use | 2000 | TRUE |  | Mixture Of Substances | FALSE | Unknown | Navajo Nation, Arizona, New Mexico, & Utah | NTUA CHINLE DISTRICT | S.R. 63 | Chinle | AZ | 86503
9 | NAV067 | NTUA CHINLE DISTRICT | TANK 3 | TANK 3 Compartment | Permanently Out of Use | 10000 | TRUE |  | Gasoline (containing <=10% ethanol) | FALSE | Unknown | Navajo Nation, Arizona, New Mexico, & Utah | NTUA CHINLE DISTRICT | S.R. 63 | Chinle | AZ | 86503
9 | NAV067 | NTUA CHINLE DISTRICT | TANK 2 | TANK 2 Compartment | Permanently Out of Use | 8000 | TRUE |  | Gasoline (containing <=10% ethanol) | FALSE | Unknown | Navajo Nation, Arizona, New Mexico, & Utah | NTUA CHINLE DISTRICT | S.R. 63 | Chinle | AZ | 86503
9 | NAV068 | IHS - KAYENTA PUBLIC HEALTH SERVICE | TANK 1 | TANK 1 Compartment | Permanently Out of Use | 1000 | TRUE |  | Diesel | FALSE | Unknown | Navajo Nation, Arizona, New Mexico, & Utah | IHS - KAYENTA PUBLIC HEALTH SERVICE | P.O. BOX 368 | Kayenta | AZ | 86033
9 | NAV068 | IHS - KAYENTA PUBLIC HEALTH SERVICE | TANK 2 | TANK 2 Compartment | Permanently Out of Use | 1000 | TRUE |  | Diesel | FALSE | Unknown | Navajo Nation, Arizona, New Mexico, & Utah | IHS - KAYENTA PUBLIC HEALTH SERVICE | P.O. BOX 368 | Kayenta | AZ | 86033
9 | NAV069 | IHS INSCRIPTION HOUSE HEALTH CENTER | TANK 1 | TANK 1 Compartment | Permanently Out of Use | 1000 | TRUE | 1993-09-09 | Diesel | FALSE | Unknown | Navajo Nation, Arizona, New Mexico, & Utah | IHS INSCRIPTION HOUSE HEALTH CENTER | INSCRIPTION HOUSE ROAD | Kayenta | AZ | 86033
9 | NAV069 | IHS INSCRIPTION HOUSE HEALTH CENTER | TANK 2 | TANK 2 Compartment | Currently in Use | 1000 | TRUE |  | Diesel | TRUE | Spill Bucket | Navajo Nation, Arizona, New Mexico, & Utah | IHS INSCRIPTION HOUSE HEALTH CENTER | INSCRIPTION HOUSE ROAD | Kayenta | AZ | 86033
9 | NAV070 | IHS FT. DEFIANCE SUPPORT CENTER | TANK 1 | TANK 1 Compartment | Permanently Out of Use | 500 | TRUE |  | Gasoline (containing <=10% ethanol) | FALSE | Unknown | Navajo Nation, Arizona, New Mexico, & Utah | IHS FT. DEFIANCE SUPPORT CENTER | IR 12 | Fort Defiance | AZ | 86504
9 | NAV070 | IHS FT. DEFIANCE SUPPORT CENTER | TANK 2 | TANK 2 Compartment | Permanently Out of Use | 500 | TRUE |  | Gasoline (containing <=10% ethanol) | FALSE | Unknown | Navajo Nation, Arizona, New Mexico, & Utah | IHS FT. DEFIANCE SUPPORT CENTER | IR 12 | Fort Defiance | AZ | 86504
9 | NAV071 | NORTHERN NAVAJO MEDICAL CENTER | TANK 1 | TANK 1 Compartment | Permanently Out of Use | 2000 | TRUE |  | Diesel | TRUE | Spill Bucket | Navajo Nation, Arizona, New Mexico, & Utah | NORTHERN NAVAJO MEDICAL CENTER | "P.O. BOX 160 NORTH HWY 491" | Shiprock | NM | 87420
9 | NAV071 | NORTHERN NAVAJO MEDICAL CENTER | TANK 4 | TANK 4 Compartment | Permanently Out of Use | 12000 | TRUE |  | Diesel | TRUE | Spill Bucket | Navajo Nation, Arizona, New Mexico, & Utah | NORTHERN NAVAJO MEDICAL CENTER | "P.O. BOX 160 NORTH HWY 491" | Shiprock | NM | 87420
9 | NAV071 | NORTHERN NAVAJO MEDICAL CENTER | TANK 3 | TANK 3 Compartment | Permanently Out of Use | 8000 | TRUE |  | Diesel | TRUE | Spill Bucket | Navajo Nation, Arizona, New Mexico, & Utah | NORTHERN NAVAJO MEDICAL CENTER | "P.O. BOX 160 NORTH HWY 491" | Shiprock | NM | 87420
9 | NAV072 | IHS CROWNPOINT HOSPITAL | TANK 1 | TANK 1 Compartment | Permanently Out of Use | 8000 | TRUE |  | Diesel | FALSE | Unknown | Navajo Nation, Arizona, New Mexico, & Utah | IHS CROWNPOINT HOSPITAL | JCT SR 371 AND IR 9 | Crownpoint | NM | 87313
9 | NAV072 | IHS CROWNPOINT HOSPITAL | TANK 2 | TANK 2 Compartment | Currently in Use | 4000 | TRUE |  | Diesel | TRUE | Spill Bucket | Navajo Nation, Arizona, New Mexico, & Utah | IHS CROWNPOINT HOSPITAL | JCT SR 371 AND IR 9 | Crownpoint | NM | 87313
9 | NAV074 | IHS TSAILE HEALTH CENTER | TANK 1 | TANK 1 Compartment | Permanently Out of Use | 5000 | TRUE |  | Gasoline (containing <=10% ethanol) | FALSE | Unknown | Navajo Nation, Arizona, New Mexico, & Utah | IHS TSAILE HEALTH CENTER | "IR 64, WEST OF IR 12 JCT" | Tsaile | AZ | 86556
9 | NAV074 | IHS TSAILE HEALTH CENTER | TANK 2 | TANK 2 Compartment | Currently in Use | 2000 | TRUE |  | Gasoline (containing <=10% ethanol) | TRUE | Spill Bucket | Navajo Nation, Arizona, New Mexico, & Utah | IHS TSAILE HEALTH CENTER | "IR 64, WEST OF IR 12 JCT" | Tsaile | AZ | 86556
9 | NAV075 | IHS DZILTH-NA-O-DITH | TANK 1 | TANK 1 Compartment | Permanently Out of Use | 1000 | TRUE | 2023-11-27 | Diesel | FALSE | Spill Bucket | Navajo Nation, Arizona, New Mexico, & Utah | IHS DZILTH-NA-O-DITH | HWY 550 | Huerfano | NM | 87413
9 | NAV077 | IHS - CHINLE COMPREHENSIVE HEALTH CARE FACILITY | TANK 1 | TANK 1 Compartment | Permanently Out of Use | 8000 | TRUE |  | Diesel | FALSE | Unknown | Navajo Nation, Arizona, New Mexico, & Utah | IHS - CHINLE COMPREHENSIVE HEALTH CARE FACILITY | HWY 191 SOUTH OF CHINLE | Chinle | AZ | 86503
9 | NAV077 | IHS - CHINLE COMPREHENSIVE HEALTH CARE FACILITY | TANK 3 | TANK 3 Compartment | Temporarily Out of Use | 4000 | TRUE | 1986-04-14 | Diesel | FALSE | Unknown | Navajo Nation, Arizona, New Mexico, & Utah | IHS - CHINLE COMPREHENSIVE HEALTH CARE FACILITY | HWY 191 SOUTH OF CHINLE | Chinle | AZ | 86503
9 | NAV077 | IHS - CHINLE COMPREHENSIVE HEALTH CARE FACILITY | TANK 2 | TANK 2 Compartment | Currently in Use | 8000 | TRUE |  | Diesel | TRUE | Spill Bucket | Navajo Nation, Arizona, New Mexico, & Utah | IHS - CHINLE COMPREHENSIVE HEALTH CARE FACILITY | HWY 191 SOUTH OF CHINLE | Chinle | AZ | 86503
9 | NAV078 | IHS TUBA CITY MEDICAL CENTER | TANK 1 | TANK 1 Compartment | Permanently Out of Use | 500 | TRUE |  | Gasoline (containing <=10% ethanol) | FALSE | Unknown | Navajo Nation, Arizona, New Mexico, & Utah | IHS TUBA CITY MEDICAL CENTER | MAIN STREET | Tuba City | AZ | 86045
9 | NAV078 | IHS TUBA CITY MEDICAL CENTER | TANK 4 | TANK 4 Compartment | Currently in Use | 500 | TRUE |  | Diesel | TRUE | Spill Bucket | Navajo Nation, Arizona, New Mexico, & Utah | IHS TUBA CITY MEDICAL CENTER | MAIN STREET | Tuba City | AZ | 86045
9 | NAV078 | IHS TUBA CITY MEDICAL CENTER | TANK 3 | TANK 3 Compartment | Currently in Use | 1000 | TRUE |  | Diesel | TRUE | Spill Bucket | Navajo Nation, Arizona, New Mexico, & Utah | IHS TUBA CITY MEDICAL CENTER | MAIN STREET | Tuba City | AZ | 86045
9 | NAV078 | IHS TUBA CITY MEDICAL CENTER | TANK 2 | TANK 2 Compartment | Permanently Out of Use | 550 | TRUE |  | Diesel | FALSE | Unknown | Navajo Nation, Arizona, New Mexico, & Utah | IHS TUBA CITY MEDICAL CENTER | MAIN STREET | Tuba City | AZ | 86045
9 | NAV079 | BIA WINDOW ROCK FACILITY MGT | TANK 1 | TANK 1 Compartment | Permanently Out of Use | 2055 | TRUE |  | Gasoline (containing <=10% ethanol) | FALSE | Unknown | Navajo Nation, Arizona, New Mexico, & Utah | BIA WINDOW ROCK FACILITY MGT | BLDG NO 7 | Window Rock | AZ | 86515
9 | NAV085 | BIA - BLDG. 851 - NAZLINI SCHOOL | TANK 1 | TANK 1 Compartment | Permanently Out of Use | 10000 | TRUE |  | Diesel | FALSE | Unknown | Navajo Nation, Arizona, New Mexico, & Utah | BIA - BLDG. 851 - NAZLINI SCHOOL | "BUILDING 851NAZLINI SCHOOL" | Nazlini | AZ | 86540
9 | NAV088 | BIA - CHILCHINBETO DAY SCHOOL | TANK 1 | TANK 1 Compartment | Permanently Out of Use | 4000 | TRUE | 1999-03-04 | Diesel | FALSE | Unknown | Navajo Nation, Arizona, New Mexico, & Utah | BIA - CHILCHINBETO DAY SCHOOL | "CHILCHINBETO DAY SCHOOLE HWY 160, I.R 59" | Chilchinbeto | AZ | 86033
9 | NAV088 | BIA - CHILCHINBETO DAY SCHOOL | TANK 2 | TANK 2 Compartment | Permanently Out of Use | 8000 | TRUE | 1998-05-01 | Diesel | FALSE | Unknown | Navajo Nation, Arizona, New Mexico, & Utah | BIA - CHILCHINBETO DAY SCHOOL | "CHILCHINBETO DAY SCHOOLE HWY 160, I.R 59" | Chilchinbeto | AZ | 86033
9 | NAV095 | NAV095 - CHURCH ROCK INDUSTRIAL SITE | 1 | 1 | Permanently Out of Use | 2000 | TRUE |  | Gasoline (containing <=10% ethanol) |  |  | Navajo Nation, Arizona, New Mexico, & Utah | CHURCH ROCK INDUSTRIAL SITE | "Church Rock, NM" | Church Rock | NM | 87311
9 | NAV095 | NAV095 - CHURCH ROCK INDUSTRIAL SITE | 3 | 1 | Permanently Out of Use | 1000 | TRUE |  | Gasoline (containing <=10% ethanol) |  |  | Navajo Nation, Arizona, New Mexico, & Utah | CHURCH ROCK INDUSTRIAL SITE | "Church Rock, NM" | Church Rock | NM | 87311
9 | NAV095 | NAV095 - CHURCH ROCK INDUSTRIAL SITE | 2 | 1 | Permanently Out of Use | 1000 | TRUE |  | Gasoline (containing <=10% ethanol) |  |  | Navajo Nation, Arizona, New Mexico, & Utah | CHURCH ROCK INDUSTRIAL SITE | "Church Rock, NM" | Church Rock | NM | 87311
9 | NAV101 | NENAHNEZAD YARD | TANK 1 | TANK 1 Compartment | Permanently Out of Use | 1000 | TRUE | 2010-09-03 | Other | FALSE | Unknown | Navajo Nation, Arizona, New Mexico, & Utah | NENAHNEZAD YARD | "Nenahnezad, NM" | Fruitland | NM | 87416
9 | NAV103 | RAMAH - PINE HILL SCHOOLS | TANK 1 | TANK 1 Compartment | Permanently Out of Use | 6000 | TRUE | 1998-12-01 | Gasoline (containing <=10% ethanol) | FALSE | Unknown | Navajo Nation, Arizona, New Mexico, & Utah | RAMAH - PINE HILL SCHOOLS | "BIA 125NEAR BLDG 920" | Pinehill | NM | 87357
9 | NAV103 | RAMAH - PINE HILL SCHOOLS | TANK 3 | TANK 3 Compartment | Permanently Out of Use | 6000 | TRUE |  | Diesel | FALSE | Unknown | Navajo Nation, Arizona, New Mexico, & Utah | RAMAH - PINE HILL SCHOOLS | "BIA 125NEAR BLDG 920" | Pinehill | NM | 87357
9 | NAV103 | RAMAH - PINE HILL SCHOOLS | TANK 2 | TANK 2 Compartment | Permanently Out of Use | 6000 | TRUE | 1998-12-01 | Gasoline (containing <=10% ethanol) | FALSE | Unknown | Navajo Nation, Arizona, New Mexico, & Utah | RAMAH - PINE HILL SCHOOLS | "BIA 125NEAR BLDG 920" | Pinehill | NM | 87357
9 | NAV110 | BIA - ENA - BRANCH OF FACILITY MGMT. (ALSO SITE OF FORMER POWER PLANT) | TANK 1 | TANK 1 Compartment | Permanently Out of Use | 6000 | TRUE |  | Gasoline (containing <=10% ethanol) | FALSE | Unknown | Navajo Nation, Arizona, New Mexico, & Utah | BIA - ENA - BRANCH OF FACILITY MGMT. (ALSO SITE OF FORMER POWER PLANT) | WEST OF HWY 317 1.5 M. | Crownpoint | NM | 87313
9 | NAV110 | BIA - ENA - BRANCH OF FACILITY MGMT. (ALSO SITE OF FORMER POWER PLANT) | TANK 5 | TANK 5 Compartment | Permanently Out of Use | 10000 | TRUE | 1998-10-01 | Diesel | FALSE | Unknown | Navajo Nation, Arizona, New Mexico, & Utah | BIA - ENA - BRANCH OF FACILITY MGMT. (ALSO SITE OF FORMER POWER PLANT) | WEST OF HWY 317 1.5 M. | Crownpoint | NM | 87313
9 | NAV110 | BIA - ENA - BRANCH OF FACILITY MGMT. (ALSO SITE OF FORMER POWER PLANT) | TANK 4 | TANK 4 Compartment | Permanently Out of Use | 10000 | TRUE |  | Diesel | FALSE | Unknown | Navajo Nation, Arizona, New Mexico, & Utah | BIA - ENA - BRANCH OF FACILITY MGMT. (ALSO SITE OF FORMER POWER PLANT) | WEST OF HWY 317 1.5 M. | Crownpoint | NM | 87313
9 | NAV110 | BIA - ENA - BRANCH OF FACILITY MGMT. (ALSO SITE OF FORMER POWER PLANT) | TANK 3 | TANK 3 Compartment | Permanently Out of Use | 2000 | TRUE |  | Diesel | FALSE | Unknown | Navajo Nation, Arizona, New Mexico, & Utah | BIA - ENA - BRANCH OF FACILITY MGMT. (ALSO SITE OF FORMER POWER PLANT) | WEST OF HWY 317 1.5 M. | Crownpoint | NM | 87313
9 | NAV110 | BIA - ENA - BRANCH OF FACILITY MGMT. (ALSO SITE OF FORMER POWER PLANT) | TANK 2 | TANK 2 Compartment | Permanently Out of Use | 1000 | TRUE |  | Gasoline (containing <=10% ethanol) | FALSE | Unknown | Navajo Nation, Arizona, New Mexico, & Utah | BIA - ENA - BRANCH OF FACILITY MGMT. (ALSO SITE OF FORMER POWER PLANT) | WEST OF HWY 317 1.5 M. | Crownpoint | NM | 87313
9 | NAV114 | Speedway 3004 (aka Kayenta Mustang, Thriftway 233) | TANK 1 | TANK 1 Compartment | Permanently Out of Use | 4000 | TRUE | 2013-04-02 | Diesel | TRUE | Spill Bucket | Navajo Nation, Arizona, New Mexico, & Utah | Speedway 3004 (aka Kayenta Mustang, Thriftway 233) | HWY 160 + HWY 163 | Kayenta | AZ | 86033
9 | NAV114 | Speedway 3004 (aka Kayenta Mustang, Thriftway 233) | TANK 5B | TANK 5B Compartment | Currently in Use | 8000 | TRUE | 2013-04-01 | Diesel | TRUE | Spill Bucket | Navajo Nation, Arizona, New Mexico, & Utah | Speedway 3004 (aka Kayenta Mustang, Thriftway 233) | HWY 160 + HWY 163 | Kayenta | AZ | 86033
9 | NAV114 | Speedway 3004 (aka Kayenta Mustang, Thriftway 233) | TANK 5A | TANK 5A Compartment | Currently in Use | 7000 | TRUE | 2013-04-01 | Gasoline (containing <=10% ethanol) | TRUE | Spill Bucket | Navajo Nation, Arizona, New Mexico, & Utah | Speedway 3004 (aka Kayenta Mustang, Thriftway 233) | HWY 160 + HWY 163 | Kayenta | AZ | 86033
9 | NAV114 | Speedway 3004 (aka Kayenta Mustang, Thriftway 233) | TANK 4 | TANK 4 Compartment | Currently in Use | 15000 | TRUE | 2013-04-01 | Gasoline (containing <=10% ethanol) | TRUE | Spill Bucket | Navajo Nation, Arizona, New Mexico, & Utah | Speedway 3004 (aka Kayenta Mustang, Thriftway 233) | HWY 160 + HWY 163 | Kayenta | AZ | 86033
9 | NAV114 | Speedway 3004 (aka Kayenta Mustang, Thriftway 233) | TANK 3 | TANK 3 Compartment | Permanently Out of Use | 10000 | TRUE | 2013-04-02 | Gasoline (containing <=10% ethanol) | TRUE | Spill Bucket | Navajo Nation, Arizona, New Mexico, & Utah | Speedway 3004 (aka Kayenta Mustang, Thriftway 233) | HWY 160 + HWY 163 | Kayenta | AZ | 86033
9 | NAV114 | Speedway 3004 (aka Kayenta Mustang, Thriftway 233) | TANK 2 | TANK 2 Compartment | Permanently Out of Use | 10000 | TRUE | 2013-04-02 | Gasoline (containing <=10% ethanol) | TRUE | Spill Bucket | Navajo Nation, Arizona, New Mexico, & Utah | Speedway 3004 (aka Kayenta Mustang, Thriftway 233) | HWY 160 + HWY 163 | Kayenta | AZ | 86033
9 | NAV115 | THRIFTWAY 603 OR 2603 | TANK 1 | TANK 1 Compartment | Permanently Out of Use | 10000 | TRUE |  | Gasoline (containing <=10% ethanol) | TRUE | Spill Bucket | Navajo Nation, Arizona, New Mexico, & Utah | THRIFTWAY 603 OR 2603 | HWY 191 | Many Farms | AZ | 86538
9 | NAV115 | THRIFTWAY 603 OR 2603 | TANK 3 | TANK 3 Compartment | Permanently Out of Use | 10000 | TRUE |  | Gasoline (containing <=10% ethanol) | TRUE | Spill Bucket | Navajo Nation, Arizona, New Mexico, & Utah | THRIFTWAY 603 OR 2603 | HWY 191 | Many Farms | AZ | 86538
9 | NAV115 | THRIFTWAY 603 OR 2603 | TANK 2 | TANK 2 Compartment | Permanently Out of Use | 10000 | TRUE |  | Gasoline (containing <=10% ethanol) | TRUE | Spill Bucket | Navajo Nation, Arizona, New Mexico, & Utah | THRIFTWAY 603 OR 2603 | HWY 191 | Many Farms | AZ | 86538
9 | NAV116 | RED MESA EXPRESS #517 | TANK 1 | TANK 1 Compartment | Permanently Out of Use | 10000 | TRUE | 2023-09-27 | Gasoline (containing <=10% ethanol) | TRUE | Spill Bucket | Navajo Nation, Arizona, New Mexico, & Utah | RED MESA EXPRESS #517 | US HWY. 162 | Aneth | UT | 84510
9 | NAV116 | RED MESA EXPRESS #517 | Tank 1A | Tank 1A Compartment - 3 | Currently in Use | 6000 | TRUE |  | Diesel |  |  | Navajo Nation, Arizona, New Mexico, & Utah | RED MESA EXPRESS #517 | US HWY. 162 | Aneth | UT | 84510
9 | NAV116 | RED MESA EXPRESS #517 | Tank 1A | Tank 1A Compartment - 2 | Currently in Use | 6000 | TRUE |  | Gasoline (containing <=10% ethanol) |  |  | Navajo Nation, Arizona, New Mexico, & Utah | RED MESA EXPRESS #517 | US HWY. 162 | Aneth | UT | 84510
9 | NAV116 | RED MESA EXPRESS #517 | Tank 1A | Tank 1A Compartment - 1 | Currently in Use | 13000 | TRUE |  | Gasoline (containing <=10% ethanol) |  |  | Navajo Nation, Arizona, New Mexico, & Utah | RED MESA EXPRESS #517 | US HWY. 162 | Aneth | UT | 84510
9 | NAV116 | RED MESA EXPRESS #517 | TANK 2 | TANK 2 Compartment | Permanently Out of Use | 10000 | TRUE | 2023-09-27 | Gasoline (containing <=10% ethanol) | TRUE | Spill Bucket | Navajo Nation, Arizona, New Mexico, & Utah | RED MESA EXPRESS #517 | US HWY. 162 | Aneth | UT | 84510
9 | NAV117 | "Western Refining, Inc. (former Giant) 601 MUSTANG" | TANK 1 | TANK 1 Compartment | Permanently Out of Use | 6000 | TRUE | 2006-10-10 | Gasoline (containing <=10% ethanol) | TRUE | Spill Bucket | Navajo Nation, Arizona, New Mexico, & Utah | "Western Refining, Inc. (former Giant) 601 MUSTANG" | HWY 264 | Saint Michaels | AZ | 86511
9 | NAV117 | "Western Refining, Inc. (former Giant) 601 MUSTANG" | TANK 6 | TANK 6 Compartment | Currently in Use | 8000 | TRUE | 2006-11-01 | Diesel | TRUE | Spill Bucket | Navajo Nation, Arizona, New Mexico, & Utah | "Western Refining, Inc. (former Giant) 601 MUSTANG" | HWY 264 | Saint Michaels | AZ | 86511
9 | NAV117 | "Western Refining, Inc. (former Giant) 601 MUSTANG" | TANK 5 | TANK 5 Compartment | Currently in Use | 12000 | TRUE |  | Gasoline (containing <=10% ethanol) | TRUE | Spill Bucket | Navajo Nation, Arizona, New Mexico, & Utah | "Western Refining, Inc. (former Giant) 601 MUSTANG" | HWY 264 | Saint Michaels | AZ | 86511
9 | NAV117 | "Western Refining, Inc. (former Giant) 601 MUSTANG" | TANK 4 | TANK 4 Compartment | Currently in Use | 12000 | TRUE | 2006-11-01 | Gasoline (containing <=10% ethanol) | TRUE | Spill Bucket | Navajo Nation, Arizona, New Mexico, & Utah | "Western Refining, Inc. (former Giant) 601 MUSTANG" | HWY 264 | Saint Michaels | AZ | 86511
9 | NAV117 | "Western Refining, Inc. (former Giant) 601 MUSTANG" | TANK 3 | TANK 3 Compartment | Permanently Out of Use | 10000 | TRUE | 2006-10-10 | Gasoline (containing <=10% ethanol) | TRUE | Spill Bucket | Navajo Nation, Arizona, New Mexico, & Utah | "Western Refining, Inc. (former Giant) 601 MUSTANG" | HWY 264 | Saint Michaels | AZ | 86511
9 | NAV117 | "Western Refining, Inc. (former Giant) 601 MUSTANG" | TANK 2 | TANK 2 Compartment | Permanently Out of Use | 10000 | TRUE | 2006-10-10 | Gasoline (containing <=10% ethanol) | TRUE | Spill Bucket | Navajo Nation, Arizona, New Mexico, & Utah | "Western Refining, Inc. (former Giant) 601 MUSTANG" | HWY 264 | Saint Michaels | AZ | 86511
9 | NAV119 | GIANT TSE BONITO aka THRIFTWAY 113 | TANK 1 | TANK 1 Compartment | Permanently Out of Use | 10000 | TRUE |  | Gasoline (containing <=10% ethanol) | FALSE | Unknown | Navajo Nation, Arizona, New Mexico, & Utah | GIANT TSE BONITO aka THRIFTWAY 113 | P.O. BOX 1936 | Tse Bonito | AZ | 86515
9 | NAV119 | GIANT TSE BONITO aka THRIFTWAY 113 | TANK 4 | TANK 4 Compartment | Permanently Out of Use | 1000 | TRUE |  | Gasoline (containing <=10% ethanol) | FALSE | Unknown | Navajo Nation, Arizona, New Mexico, & Utah | GIANT TSE BONITO aka THRIFTWAY 113 | P.O. BOX 1936 | Tse Bonito | AZ | 86515
9 | NAV119 | GIANT TSE BONITO aka THRIFTWAY 113 | TANK 3 | TANK 3 Compartment | Permanently Out of Use | 3000 | TRUE |  | Gasoline (containing <=10% ethanol) | FALSE | Unknown | Navajo Nation, Arizona, New Mexico, & Utah | GIANT TSE BONITO aka THRIFTWAY 113 | P.O. BOX 1936 | Tse Bonito | AZ | 86515
9 | NAV119 | GIANT TSE BONITO aka THRIFTWAY 113 | TANK 2 | TANK 2 Compartment | Permanently Out of Use | 7500 | TRUE |  | Gasoline (containing <=10% ethanol) | FALSE | Unknown | Navajo Nation, Arizona, New Mexico, & Utah | GIANT TSE BONITO aka THRIFTWAY 113 | P.O. BOX 1936 | Tse Bonito | AZ | 86515
9 | NAV120 | THRIFTWAY 241 aka WHITE EAGLE STATION aka SOUTHWEST ATR | TANK 1 | TANK 1 Compartment | Permanently Out of Use | 7000 | TRUE | 2003-09-16 | Gasoline (containing <=10% ethanol) | FALSE | Unknown | Navajo Nation, Arizona, New Mexico, & Utah | THRIFTWAY 241 aka WHITE EAGLE STATION aka SOUTHWEST ATR | HWY 491/64 | Shiprock | NM | 87420
9 | NAV120 | THRIFTWAY 241 aka WHITE EAGLE STATION aka SOUTHWEST ATR | TANK 6 | TANK 6 Compartment | Permanently Out of Use | 3000 | TRUE | 2003-09-16 | Gasoline (containing <=10% ethanol) | FALSE | Unknown | Navajo Nation, Arizona, New Mexico, & Utah | THRIFTWAY 241 aka WHITE EAGLE STATION aka SOUTHWEST ATR | HWY 491/64 | Shiprock | NM | 87420
9 | NAV120 | THRIFTWAY 241 aka WHITE EAGLE STATION aka SOUTHWEST ATR | TANK 5 | TANK 5 Compartment | Permanently Out of Use | 6000 | TRUE | 2003-09-16 | Gasoline (containing <=10% ethanol) | FALSE | Unknown | Navajo Nation, Arizona, New Mexico, & Utah | THRIFTWAY 241 aka WHITE EAGLE STATION aka SOUTHWEST ATR | HWY 491/64 | Shiprock | NM | 87420
9 | NAV120 | THRIFTWAY 241 aka WHITE EAGLE STATION aka SOUTHWEST ATR | TANK 4 | TANK 4 Compartment | Permanently Out of Use | 3000 | TRUE | 2003-09-16 | Gasoline (containing <=10% ethanol) | FALSE | Unknown | Navajo Nation, Arizona, New Mexico, & Utah | THRIFTWAY 241 aka WHITE EAGLE STATION aka SOUTHWEST ATR | HWY 491/64 | Shiprock | NM | 87420
9 | NAV120 | THRIFTWAY 241 aka WHITE EAGLE STATION aka SOUTHWEST ATR | TANK 3 | TANK 3 Compartment | Permanently Out of Use | 6000 | TRUE | 2003-09-16 | Gasoline (containing <=10% ethanol) | FALSE | Unknown | Navajo Nation, Arizona, New Mexico, & Utah | THRIFTWAY 241 aka WHITE EAGLE STATION aka SOUTHWEST ATR | HWY 491/64 | Shiprock | NM | 87420
9 | NAV120 | THRIFTWAY 241 aka WHITE EAGLE STATION aka SOUTHWEST ATR | TANK 2 | TANK 2 Compartment | Permanently Out of Use | 6000 | TRUE | 2003-09-16 | Gasoline (containing <=10% ethanol) | FALSE | Unknown | Navajo Nation, Arizona, New Mexico, & Utah | THRIFTWAY 241 aka WHITE EAGLE STATION aka SOUTHWEST ATR | HWY 491/64 | Shiprock | NM | 87420
9 | NAV121 | MUSTANG former THRIFTWAY 245 OR 2245 | TANK 1 | TANK 1 Compartment | Permanently Out of Use | 10000 | TRUE | 2004-04-13 | Gasoline (containing <=10% ethanol) | TRUE | Spill Bucket | Navajo Nation, Arizona, New Mexico, & Utah | MUSTANG former THRIFTWAY 245 OR 2245 | U.S. HWY 160 | Tes Nez Iah | AZ | 86514
9 | NAV121 | MUSTANG former THRIFTWAY 245 OR 2245 | TANK 3 | TANK 3 Compartment | Permanently Out of Use | 10000 | TRUE | 2004-04-13 | Gasoline (containing <=10% ethanol) | TRUE | Spill Bucket | Navajo Nation, Arizona, New Mexico, & Utah | MUSTANG former THRIFTWAY 245 OR 2245 | U.S. HWY 160 | Tes Nez Iah | AZ | 86514
9 | NAV121 | MUSTANG former THRIFTWAY 245 OR 2245 | TANK 2 | TANK 2 Compartment | Permanently Out of Use | 8000 | TRUE | 2004-04-13 | Gasoline (containing <=10% ethanol) | TRUE | Spill Bucket | Navajo Nation, Arizona, New Mexico, & Utah | MUSTANG former THRIFTWAY 245 OR 2245 | U.S. HWY 160 | Tes Nez Iah | AZ | 86514
9 | NAV122 | GIANT aka THRIFTWAY 202 OR 2202 | TANK 1 | TANK 1 Compartment | Permanently Out of Use | 12000 | TRUE | 2024-07-18 | Diesel | TRUE | Spill Bucket | Navajo Nation, Arizona, New Mexico, & Utah | GIANT aka THRIFTWAY 202 OR 2202 | NW CORNER JCT U.S. HWY 64 AND US 491 | Shiprock | NM | 87420
9 | NAV122 | GIANT aka THRIFTWAY 202 OR 2202 | Tank 5 | Compartment 2 | Permanently Out of Use | 5000 | TRUE |  | Diesel |  |  | Navajo Nation, Arizona, New Mexico, & Utah | GIANT aka THRIFTWAY 202 OR 2202 | NW CORNER JCT U.S. HWY 64 AND US 491 | Shiprock | NM | 87420
9 | NAV122 | GIANT aka THRIFTWAY 202 OR 2202 | Tank 5 | Compartment 1 | Permanently Out of Use | 10000 | TRUE | 2024-06-10 | Gasoline (containing <=10% ethanol) |  |  | Navajo Nation, Arizona, New Mexico, & Utah | GIANT aka THRIFTWAY 202 OR 2202 | NW CORNER JCT U.S. HWY 64 AND US 491 | Shiprock | NM | 87420
9 | NAV122 | GIANT aka THRIFTWAY 202 OR 2202 | Tank 4 | Compartment 1 | Permanently Out of Use | 15000 | TRUE | 2024-06-10 | Gasoline (containing <=10% ethanol) |  |  | Navajo Nation, Arizona, New Mexico, & Utah | GIANT aka THRIFTWAY 202 OR 2202 | NW CORNER JCT U.S. HWY 64 AND US 491 | Shiprock | NM | 87420
9 | NAV122 | GIANT aka THRIFTWAY 202 OR 2202 | TANK 3 | TANK 3 Compartment | Permanently Out of Use | 12000 | TRUE | 2024-07-18 | Gasoline (containing <=10% ethanol) | TRUE | Spill Bucket | Navajo Nation, Arizona, New Mexico, & Utah | GIANT aka THRIFTWAY 202 OR 2202 | NW CORNER JCT U.S. HWY 64 AND US 491 | Shiprock | NM | 87420
9 | NAV122 | GIANT aka THRIFTWAY 202 OR 2202 | TANK 2 | TANK 2 Compartment | Permanently Out of Use | 12000 | TRUE | 2024-07-18 | Gasoline (containing <=10% ethanol) | TRUE | Spill Bucket | Navajo Nation, Arizona, New Mexico, & Utah | GIANT aka THRIFTWAY 202 OR 2202 | NW CORNER JCT U.S. HWY 64 AND US 491 | Shiprock | NM | 87420
9 | NAV123 | UNITED INDIAN TRADING 301 (former THRIFTWAY) | TANK 1 | TANK 1 Compartment | Permanently Out of Use | 6000 | TRUE | 2008-08-12 | Gasoline (containing <=10% ethanol) | TRUE | Spill Bucket | Navajo Nation, Arizona, New Mexico, & Utah | UNITED INDIAN TRADING 301 (former THRIFTWAY) | U.S. HWY 64 (formerly HWY 550) | Shiprock | NM | 87420
9 | NAV123 | UNITED INDIAN TRADING 301 (former THRIFTWAY) | TANK 3 | TANK 3 Compartment | Permanently Out of Use | 6000 | TRUE | 2008-08-12 | Gasoline (containing <=10% ethanol) | TRUE | Spill Bucket | Navajo Nation, Arizona, New Mexico, & Utah | UNITED INDIAN TRADING 301 (former THRIFTWAY) | U.S. HWY 64 (formerly HWY 550) | Shiprock | NM | 87420
9 | NAV123 | UNITED INDIAN TRADING 301 (former THRIFTWAY) | TANK 2 | TANK 2 Compartment | Permanently Out of Use | 6000 | TRUE | 2008-08-12 | Gasoline (containing <=10% ethanol) | TRUE | Spill Bucket | Navajo Nation, Arizona, New Mexico, & Utah | UNITED INDIAN TRADING 301 (former THRIFTWAY) | U.S. HWY 64 (formerly HWY 550) | Shiprock | NM | 87420
9 | NAV124 | MEXICAN WATER TRADING POST aka THRIFTWAY 901 or 511 | TANK 1 | TANK 1 Compartment | Permanently Out of Use | 3000 | TRUE | 2000-11-01 | Gasoline (containing <=10% ethanol) | FALSE | Unknown | Navajo Nation, Arizona, New Mexico, & Utah | MEXICAN WATER TRADING POST aka THRIFTWAY 901 or 511 | HWY 160 AT MEXICAN WATER | Mexican Water | AZ | 86514
9 | NAV124 | MEXICAN WATER TRADING POST aka THRIFTWAY 901 or 511 | TANK 003 | TANK 003 Compartment | Currently in Use | 8000 | TRUE | 2018-07-02 | Diesel | TRUE | Spill Bucket | Navajo Nation, Arizona, New Mexico, & Utah | MEXICAN WATER TRADING POST aka THRIFTWAY 901 or 511 | HWY 160 AT MEXICAN WATER | Mexican Water | AZ | 86514
9 | NAV124 | MEXICAN WATER TRADING POST aka THRIFTWAY 901 or 511 | TANK 6 | TANK 6 Compartment | Currently in Use | 8000 | TRUE |  | Gasoline (containing <=10% ethanol) | TRUE | Spill Bucket | Navajo Nation, Arizona, New Mexico, & Utah | MEXICAN WATER TRADING POST aka THRIFTWAY 901 or 511 | HWY 160 AT MEXICAN WATER | Mexican Water | AZ | 86514
9 | NAV124 | MEXICAN WATER TRADING POST aka THRIFTWAY 901 or 511 | TANK 5 | TANK 5 Compartment | Currently in Use | 12000 | TRUE |  | Gasoline (containing <=10% ethanol) | TRUE | Spill Bucket | Navajo Nation, Arizona, New Mexico, & Utah | MEXICAN WATER TRADING POST aka THRIFTWAY 901 or 511 | HWY 160 AT MEXICAN WATER | Mexican Water | AZ | 86514
9 | NAV124 | MEXICAN WATER TRADING POST aka THRIFTWAY 901 or 511 | TANK 4 | TANK 4 Compartment | Permanently Out of Use | 5000 | TRUE | 2000-11-01 | Gasoline (containing <=10% ethanol) | FALSE | Unknown | Navajo Nation, Arizona, New Mexico, & Utah | MEXICAN WATER TRADING POST aka THRIFTWAY 901 or 511 | HWY 160 AT MEXICAN WATER | Mexican Water | AZ | 86514
9 | NAV124 | MEXICAN WATER TRADING POST aka THRIFTWAY 901 or 511 | TANK 3 | TANK 3 Compartment | Permanently Out of Use | 5000 | TRUE | 2000-11-01 | Gasoline (containing <=10% ethanol) | FALSE | Unknown | Navajo Nation, Arizona, New Mexico, & Utah | MEXICAN WATER TRADING POST aka THRIFTWAY 901 or 511 | HWY 160 AT MEXICAN WATER | Mexican Water | AZ | 86514
9 | NAV124 | MEXICAN WATER TRADING POST aka THRIFTWAY 901 or 511 | TANK 2 | TANK 2 Compartment | Permanently Out of Use | 5000 | TRUE | 2000-11-01 | Gasoline (containing <=10% ethanol) | FALSE | Unknown | Navajo Nation, Arizona, New Mexico, & Utah | MEXICAN WATER TRADING POST aka THRIFTWAY 901 or 511 | HWY 160 AT MEXICAN WATER | Mexican Water | AZ | 86514
9 | NAV125 | RED MESA 501 (FORMERLY THRIFTWAY 501) | TANK 1 | TANK 1 Compartment | Currently in Use | 10000 | TRUE |  | Gasoline (containing <=10% ethanol) | TRUE | Spill Bucket | Navajo Nation, Arizona, New Mexico, & Utah | RED MESA 501 (FORMERLY THRIFTWAY 501) | HWY 160 | Red Mesa | AZ | 86514
9 | NAV125 | RED MESA 501 (FORMERLY THRIFTWAY 501) | TANK 5 | TANK 5 Compartment | Permanently Out of Use | 1000 | TRUE |  | Kerosene | FALSE | Unknown | Navajo Nation, Arizona, New Mexico, & Utah | RED MESA 501 (FORMERLY THRIFTWAY 501) | HWY 160 | Red Mesa | AZ | 86514
9 | NAV125 | RED MESA 501 (FORMERLY THRIFTWAY 501) | TANK 4 | TANK 4 Compartment | Currently in Use | 2500 | TRUE |  | Diesel | TRUE | Spill Bucket | Navajo Nation, Arizona, New Mexico, & Utah | RED MESA 501 (FORMERLY THRIFTWAY 501) | HWY 160 | Red Mesa | AZ | 86514
9 | NAV125 | RED MESA 501 (FORMERLY THRIFTWAY 501) | TANK 3 | TANK 3 Compartment | Currently in Use | 3000 | TRUE |  | Gasoline (containing <=10% ethanol) | TRUE | Spill Bucket | Navajo Nation, Arizona, New Mexico, & Utah | RED MESA 501 (FORMERLY THRIFTWAY 501) | HWY 160 | Red Mesa | AZ | 86514
9 | NAV125 | RED MESA 501 (FORMERLY THRIFTWAY 501) | TANK 2 | TANK 2 Compartment | Currently in Use | 10000 | TRUE |  | Gasoline (containing <=10% ethanol) | TRUE | Spill Bucket | Navajo Nation, Arizona, New Mexico, & Utah | RED MESA 501 (FORMERLY THRIFTWAY 501) | HWY 160 | Red Mesa | AZ | 86514
9 | NAV126 | Giant #7251 (Formerly Mustang #7251) (Formerly Thriftway 251) | TANK 1 | TANK 1 Compartment | Permanently Out of Use | 10000 | TRUE | 2017-11-30 | Gasoline (containing <=10% ethanol) | TRUE | Spill Bucket | Navajo Nation, Arizona, New Mexico, & Utah | Speedway #9668 (Formerly Giant #7251) (Formerly Mustang #7251) (Formerly Thriftway 251) | Highway 491 MM 23 | Tohatchi | NM | 87325
9 | NAV126 | NAV126 - Speedway #9668 (Formerly Giant #7251) (Formerly Mustang #7251) (Formerly Thriftway 251) | 5 | 5B | Currently in Use | 8000 | TRUE |  | Diesel | TRUE | Spill Bucket | Navajo Nation, Arizona, New Mexico, & Utah | Speedway #9668 (Formerly Giant #7251) (Formerly Mustang #7251) (Formerly Thriftway 251) | Highway 491 MM 23 | Tohatchi | NM | 87325
9 | NAV126 | NAV126 - Speedway #9668 (Formerly Giant #7251) (Formerly Mustang #7251) (Formerly Thriftway 251) | 5 | 5A | Currently in Use | 7000 | TRUE |  | Gasoline (containing <=10% ethanol) | TRUE | Spill Bucket | Navajo Nation, Arizona, New Mexico, & Utah | Speedway #9668 (Formerly Giant #7251) (Formerly Mustang #7251) (Formerly Thriftway 251) | Highway 491 MM 23 | Tohatchi | NM | 87325
9 | NAV126 | NAV126 - Speedway #9668 (Formerly Giant #7251) (Formerly Mustang #7251) (Formerly Thriftway 251) | 4 | 1 | Currently in Use | 15000 | TRUE |  | Gasoline (containing <=10% ethanol) | TRUE | Spill Bucket | Navajo Nation, Arizona, New Mexico, & Utah | Speedway #9668 (Formerly Giant #7251) (Formerly Mustang #7251) (Formerly Thriftway 251) | Highway 491 MM 23 | Tohatchi | NM | 87325
9 | NAV126 | Giant #7251 (Formerly Mustang #7251) (Formerly Thriftway 251) | TANK 3 | TANK 3 Compartment | Permanently Out of Use | 10000 | TRUE | 2017-11-30 | Diesel | TRUE | Spill Bucket | Navajo Nation, Arizona, New Mexico, & Utah | Speedway #9668 (Formerly Giant #7251) (Formerly Mustang #7251) (Formerly Thriftway 251) | Highway 491 MM 23 | Tohatchi | NM | 87325
9 | NAV126 | Giant #7251 (Formerly Mustang #7251) (Formerly Thriftway 251) | TANK 2 | TANK 2 Compartment | Permanently Out of Use | 10000 | TRUE | 2017-11-30 | Gasoline (containing <=10% ethanol) | TRUE | Spill Bucket | Navajo Nation, Arizona, New Mexico, & Utah | Speedway #9668 (Formerly Giant #7251) (Formerly Mustang #7251) (Formerly Thriftway 251) | Highway 491 MM 23 | Tohatchi | NM | 87325
9 | NAV127 | COYOTE CANYON TRADING POST 604 | TANK 1 | TANK 1 Compartment | Permanently Out of Use | 12000 | TRUE | 2005-09-20 | Gasoline (containing <=10% ethanol) | TRUE | Spill Bucket | Navajo Nation, Arizona, New Mexico, & Utah | COYOTE CANYON TRADING POST 604 | "I.R. 9, 6 M. E. OF HWY 666" | Brimhall | NM | 87310
9 | NAV127 | COYOTE CANYON TRADING POST 604 | TANK 2 | TANK 2 Compartment | Permanently Out of Use | 12000 | TRUE | 2005-09-20 | Gasoline (containing <=10% ethanol) | TRUE | Spill Bucket | Navajo Nation, Arizona, New Mexico, & Utah | COYOTE CANYON TRADING POST 604 | "I.R. 9, 6 M. E. OF HWY 666" | Brimhall | NM | 87310
9 | NAV128 | THRIFTWAY 225 OR 2225 | TANK 1 | TANK 1 Compartment | Permanently Out of Use | 10000 | TRUE | 2002-06-20 | Gasoline (containing <=10% ethanol) | TRUE | Spill Bucket | Navajo Nation, Arizona, New Mexico, & Utah | THRIFTWAY 225 OR 2225 | SE Corner of junction IR12 | Fort Defiance | AZ | 86504
9 | NAV128 | THRIFTWAY 225 OR 2225 | TANK 4 | TANK 4 Compartment | Permanently Out of Use | 6000 | TRUE | 2002-06-20 | Gasoline (containing <=10% ethanol) | TRUE | Spill Bucket | Navajo Nation, Arizona, New Mexico, & Utah | THRIFTWAY 225 OR 2225 | SE Corner of junction IR12 | Fort Defiance | AZ | 86504
9 | NAV128 | THRIFTWAY 225 OR 2225 | TANK 3 | TANK 3 Compartment | Permanently Out of Use | 3000 | TRUE | 2002-06-20 | Gasoline (containing <=10% ethanol) | FALSE | Unknown | Navajo Nation, Arizona, New Mexico, & Utah | THRIFTWAY 225 OR 2225 | SE Corner of junction IR12 | Fort Defiance | AZ | 86504
9 | NAV128 | THRIFTWAY 225 OR 2225 | TANK 2 | TANK 2 Compartment | Permanently Out of Use | 2000 | TRUE | 2002-06-20 | Gasoline (containing <=10% ethanol) | FALSE | Unknown | Navajo Nation, Arizona, New Mexico, & Utah | THRIFTWAY 225 OR 2225 | SE Corner of junction IR12 | Fort Defiance | AZ | 86504
9 | NAV129 | MUSTANG Giant #7252 | TANK 1 | TANK 1 Compartment | Permanently Out of Use | 10000 | TRUE | 2004-10-14 | Gasoline (containing <=10% ethanol) | TRUE | Spill Bucket | Navajo Nation, Arizona, New Mexico, & Utah | MUSTANG Giant #7252 | "US HWY 191 & 264BURNSIDE JUNCTION" | Ganado | AZ | 86505
9 | NAV129 | MUSTANG Giant #7252 | TANK 5B | TANK 5B Compartment | Currently in Use | 8000 | TRUE | 2004-10-04 | Diesel | TRUE | Spill Bucket | Navajo Nation, Arizona, New Mexico, & Utah | MUSTANG Giant #7252 | "US HWY 191 & 264BURNSIDE JUNCTION" | Ganado | AZ | 86505
9 | NAV129 | MUSTANG Giant #7252 | TANK 5A | TANK 5A Compartment | Currently in Use | 7000 | TRUE | 2004-10-04 | Gasoline (containing <=10% ethanol) | TRUE | Spill Bucket | Navajo Nation, Arizona, New Mexico, & Utah | MUSTANG Giant #7252 | "US HWY 191 & 264BURNSIDE JUNCTION" | Ganado | AZ | 86505
9 | NAV129 | MUSTANG Giant #7252 | TANK 4 | TANK 4 Compartment | Currently in Use | 12000 | TRUE | 2004-10-04 | Gasoline (containing <=10% ethanol) | TRUE | Spill Bucket | Navajo Nation, Arizona, New Mexico, & Utah | MUSTANG Giant #7252 | "US HWY 191 & 264BURNSIDE JUNCTION" | Ganado | AZ | 86505
9 | NAV129 | MUSTANG Giant #7252 | TANK 3 | TANK 3 Compartment | Permanently Out of Use | 10000 | TRUE | 2004-10-14 | Gasoline (containing <=10% ethanol) | TRUE | Spill Bucket | Navajo Nation, Arizona, New Mexico, & Utah | MUSTANG Giant #7252 | "US HWY 191 & 264BURNSIDE JUNCTION" | Ganado | AZ | 86505
9 | NAV129 | MUSTANG Giant #7252 | TANK 2 | TANK 2 Compartment | Permanently Out of Use | 10000 | TRUE | 2004-10-14 | Gasoline (containing <=10% ethanol) | TRUE | Spill Bucket | Navajo Nation, Arizona, New Mexico, & Utah | MUSTANG Giant #7252 | "US HWY 191 & 264BURNSIDE JUNCTION" | Ganado | AZ | 86505
9 | NAV132 | GIANT FOUR CORNERS 246 | TANK 1 | TANK 1 Compartment | Currently in Use | 10000 | TRUE |  | Diesel | TRUE | Spill Bucket | Navajo Nation, Arizona, New Mexico, & Utah | GIANT FOUR CORNERS 246 | ROAD 371 MAIN STREET | Crownpoint | NM | 87313
9 | NAV132 | GIANT FOUR CORNERS 246 | TANK 3 | TANK 3 Compartment | Currently in Use | 10000 | TRUE |  | Gasoline (containing <=10% ethanol) | TRUE | Spill Bucket | Navajo Nation, Arizona, New Mexico, & Utah | GIANT FOUR CORNERS 246 | ROAD 371 MAIN STREET | Crownpoint | NM | 87313
9 | NAV132 | GIANT FOUR CORNERS 246 | TANK 2 | TANK 2 Compartment | Currently in Use | 10000 | TRUE |  | Gasoline (containing <=10% ethanol) | TRUE | Spill Bucket | Navajo Nation, Arizona, New Mexico, & Utah | GIANT FOUR CORNERS 246 | ROAD 371 MAIN STREET | Crownpoint | NM | 87313
9 | NAV133 | Thriftway #253 1998-2001 | TANK 1 | TANK 1 Compartment | Permanently Out of Use | 12000 | TRUE | 2007-09-10 | Diesel | TRUE | Spill Bucket | Navajo Nation, Arizona, New Mexico, & Utah | Giant Store #7353 & Thriftway#253 | Junction of Indian Route 12 & 13 | Lukachukai | AZ | 86507
9 | NAV133 | Speedway #3006 (formerly Giant Store #7353) | 2 | 2B Compartment | Currently in Use | 8000 | TRUE | 2025-07-24 | Diesel | TRUE |  | Navajo Nation, Arizona, New Mexico, & Utah | Giant Store #7353 & Thriftway#253 | Junction of Indian Route 12 & 13 | Lukachukai | AZ | 86507
9 | NAV133 | Speedway #3006 (formerly Giant Store #7353) | 2 | 2A Compartment | Currently in Use | 7000 | TRUE | 2025-07-24 | Gasoline (containing <=10% ethanol) | TRUE | Spill Bucket | Navajo Nation, Arizona, New Mexico, & Utah | Giant Store #7353 & Thriftway#253 | Junction of Indian Route 12 & 13 | Lukachukai | AZ | 86507
9 | NAV133 | Speedway #3006 (formerly Giant Store #7353) | 1 | 1 Compartment | Currently in Use | 12000 | TRUE | 2025-07-24 | Gasoline (containing <=10% ethanol) | TRUE | Spill Bucket | Navajo Nation, Arizona, New Mexico, & Utah | Giant Store #7353 & Thriftway#253 | Junction of Indian Route 12 & 13 | Lukachukai | AZ | 86507
9 | NAV133 | Thriftway #253 1998-2001 | TANK 4 | TANK 4 Compartment | Permanently Out of Use | 5000 | TRUE | 2007-09-08 | Gasoline (containing <=10% ethanol) | TRUE | Spill Bucket | Navajo Nation, Arizona, New Mexico, & Utah | Giant Store #7353 & Thriftway#253 | Junction of Indian Route 12 & 13 | Lukachukai | AZ | 86507
9 | NAV133 | Thriftway #253 1998-2001 | TANK 3 | TANK 3 Compartment | Permanently Out of Use | 5000 | TRUE | 2007-09-08 | Gasoline (containing <=10% ethanol) | TRUE | Spill Bucket | Navajo Nation, Arizona, New Mexico, & Utah | Giant Store #7353 & Thriftway#253 | Junction of Indian Route 12 & 13 | Lukachukai | AZ | 86507
9 | NAV133 | Thriftway #253 1998-2001 | TANK 2 | TANK 2 Compartment | Permanently Out of Use | 10000 | TRUE | 2007-09-10 | Gasoline (containing <=10% ethanol) | TRUE | Spill Bucket | Navajo Nation, Arizona, New Mexico, & Utah | Giant Store #7353 & Thriftway#253 | Junction of Indian Route 12 & 13 | Lukachukai | AZ | 86507
9 | NAV134 | "MUSTANG # 7255, (formerly known as THRIFTWAY 255 OR 7255)" | TANK 1 | TANK 1 Compartment | Currently in Use | 10000 | TRUE |  | Diesel | TRUE | Spill Bucket | Navajo Nation, Arizona, New Mexico, & Utah | "MUSTANG # 7255, (formerly known as THRIFTWAY 255 OR 7255)" | NE CORNER JCT HWY 191 & IR 64/7 | Chinle | AZ | 86503
9 | NAV134 | "MUSTANG # 7255, (formerly known as THRIFTWAY 255 OR 7255)" | TANK 3 | TANK 3 Compartment | Currently in Use | 10000 | TRUE |  | Gasoline (containing <=10% ethanol) | TRUE | Spill Bucket | Navajo Nation, Arizona, New Mexico, & Utah | "MUSTANG # 7255, (formerly known as THRIFTWAY 255 OR 7255)" | NE CORNER JCT HWY 191 & IR 64/7 | Chinle | AZ | 86503
9 | NAV134 | "MUSTANG # 7255, (formerly known as THRIFTWAY 255 OR 7255)" | TANK 2 | TANK 2 Compartment | Currently in Use | 10000 | TRUE |  | Gasoline (containing <=10% ethanol) | TRUE | Spill Bucket | Navajo Nation, Arizona, New Mexico, & Utah | "MUSTANG # 7255, (formerly known as THRIFTWAY 255 OR 7255)" | NE CORNER JCT HWY 191 & IR 64/7 | Chinle | AZ | 86503
9 | NAV135 | Mustang/Shell #266 | TANK 1 | TANK 1 Compartment | Currently in Use | 10000 | TRUE |  | Gasoline (containing <=10% ethanol) | TRUE | Spill Bucket | Navajo Nation, Arizona, New Mexico, & Utah | Mustang/Shell #266 | "HWY 491 at BURNHAM JCT 25 M. S. OF SHIPROCK" | Newcomb | NM | 87455
9 | NAV135 | Mustang/Shell #266 | TANK 2 | TANK 2 Compartment | Currently in Use | 10000 | TRUE |  | Gasoline (containing <=10% ethanol) | TRUE | Spill Bucket | Navajo Nation, Arizona, New Mexico, & Utah | Mustang/Shell #266 | "HWY 491 at BURNHAM JCT 25 M. S. OF SHIPROCK" | Newcomb | NM | 87455
9 | NAV136 | THRIFTWAY 271 aka SANOSTEE TRADING POST | TANK 1 | TANK 1 Compartment | Permanently Out of Use | 4030 | TRUE |  | Gasoline (containing <=10% ethanol) | FALSE | Unknown | Navajo Nation, Arizona, New Mexico, & Utah | THRIFTWAY 271 aka SANOSTEE TRADING POST | IR service route 511, EAST OF U.S. RTE. 666 | Sanostee | NM | 87461
9 | NAV136 | THRIFTWAY 271 aka SANOSTEE TRADING POST | TANK 3 | TANK 3 Compartment | Permanently Out of Use | 1000 | TRUE |  | Gasoline (containing <=10% ethanol) | FALSE | Unknown | Navajo Nation, Arizona, New Mexico, & Utah | THRIFTWAY 271 aka SANOSTEE TRADING POST | IR service route 511, EAST OF U.S. RTE. 666 | Sanostee | NM | 87461
9 | NAV136 | THRIFTWAY 271 aka SANOSTEE TRADING POST | TANK 2 | TANK 2 Compartment | Permanently Out of Use | 4030 | TRUE |  | Gasoline (containing <=10% ethanol) | FALSE | Unknown | Navajo Nation, Arizona, New Mexico, & Utah | THRIFTWAY 271 aka SANOSTEE TRADING POST | IR service route 511, EAST OF U.S. RTE. 666 | Sanostee | NM | 87461
9 | NAV137 | RED MESA EXPRESS/THRIFTWAY 502 | TANK 1 | TANK 1 Compartment | Currently in Use | 8000 | TRUE |  | Gasoline (containing <=10% ethanol) | TRUE | Spill Bucket | Navajo Nation, Arizona, New Mexico, & Utah | RED MESA EXPRESS/THRIFTWAY 502 | HWY 264 | Steamboat | AZ | 86505
9 | NAV137 | RED MESA EXPRESS/THRIFTWAY 502 | TANK 2 | TANK 2 Compartment | Currently in Use | 8000 | TRUE |  | Gasoline (containing <=10% ethanol) | TRUE | Spill Bucket | Navajo Nation, Arizona, New Mexico, & Utah | RED MESA EXPRESS/THRIFTWAY 502 | HWY 264 | Steamboat | AZ | 86505
9 | NAV138 | THRIFTWAY 272 aka ROUND ROCK T.P. | TANK 1 | TANK 1 Compartment | Permanently Out of Use | 3000 | TRUE | 2007-06-15 | Gasoline (containing <=10% ethanol) | FALSE | Unknown | Navajo Nation, Arizona, New Mexico, & Utah | THRIFTWAY 272 aka ROUND ROCK T.P. | Indian Route 172 | Round Rock | AZ | 86547
9 | NAV138 | THRIFTWAY 272 aka ROUND ROCK T.P. | TANK 2 | TANK 2 Compartment | Permanently Out of Use | 564 | TRUE | 2007-06-15 | Gasoline (containing <=10% ethanol) | TRUE | Spill Bucket | Navajo Nation, Arizona, New Mexico, & Utah | THRIFTWAY 272 aka ROUND ROCK T.P. | Indian Route 172 | Round Rock | AZ | 86547
9 | NAV139 | THRIFTWAY 273 - NAZLINI TRADING POST | TANK 1 | TANK 1 Compartment | Permanently Out of Use | 3000 | TRUE | 2004-03-04 | Gasoline (containing <=10% ethanol) | FALSE | Unknown | Navajo Nation, Arizona, New Mexico, & Utah | THRIFTWAY 273 - NAZLINI TRADING POST | Road 310 off IR 27 | Nazlini | AZ | 86540
9 | NAV139 | THRIFTWAY 273 - NAZLINI TRADING POST | TANK 2 | TANK 2 Compartment | Permanently Out of Use | 560 | TRUE | 2004-03-04 | Gasoline (containing <=10% ethanol) | FALSE | Unknown | Navajo Nation, Arizona, New Mexico, & Utah | THRIFTWAY 273 - NAZLINI TRADING POST | Road 310 off IR 27 | Nazlini | AZ | 86540
9 | NAV140 | GIANT #2254 | TANK 1 | TANK 1 Compartment | Permanently Out of Use | 12000 | TRUE | 2024-09-18 | Gasoline (containing <=10% ethanol) | TRUE | Spill Bucket | Navajo Nation, Arizona, New Mexico, & Utah | GIANT #2254 | Highway 12 | Dilkon | AZ | 86047
9 | NAV140 | GIANT #2254 | TANK 2 | TANK 2 Compartment | Permanently Out of Use | 4000 | TRUE | 2024-09-18 | Diesel | TRUE | Spill Bucket | Navajo Nation, Arizona, New Mexico, & Utah | GIANT #2254 | Highway 12 | Dilkon | AZ | 86047
9 | NAV142 | Gap Express #525, Former MUSTANG #7263 [aka, GAP TRADING POST] | TANK 1 | TANK 1 Compartment | Permanently Out of Use | 12000 | TRUE | 2006-12-15 | Gasoline (containing <=10% ethanol) | TRUE | Spill Bucket | Navajo Nation, Arizona, New Mexico, & Utah | Gap Express #525, Former MUSTANG #7263 [aka, GAP TRADING POST] | ST. HWY. 89 | Cameron | AZ | 86020
9 | NAV142 | Gap Express #525, Former MUSTANG #7263 [aka, GAP TRADING POST] | TANK 2 | Tank 2 Compartment 2 | Currently in Use | 6000 | TRUE | 2007-12-01 | Diesel |  |  | Navajo Nation, Arizona, New Mexico, & Utah | Gap Express #525, Former MUSTANG #7263 [aka, GAP TRADING POST] | ST. HWY. 89 | Cameron | AZ | 86020
9 | NAV142 | Gap Express #525, Former MUSTANG #7263 [aka, GAP TRADING POST] | TANK 2 | Tank 2 Compartment 1 | Currently in Use | 6000 | TRUE |  | Gasoline (containing <=10% ethanol) | TRUE | Spill Bucket | Navajo Nation, Arizona, New Mexico, & Utah | Gap Express #525, Former MUSTANG #7263 [aka, GAP TRADING POST] | ST. HWY. 89 | Cameron | AZ | 86020
9 | NAV142 | Gap Express #525, Former MUSTANG #7263 [aka, GAP TRADING POST] | TANK 1 | TANK 1 Compartment | Currently in Use | 12000 | TRUE |  | Gasoline (containing <=10% ethanol) | TRUE | Spill Bucket | Navajo Nation, Arizona, New Mexico, & Utah | Gap Express #525, Former MUSTANG #7263 [aka, GAP TRADING POST] | ST. HWY. 89 | Cameron | AZ | 86020
9 | NAV142 | Gap Express #525, Former MUSTANG #7263 [aka, GAP TRADING POST] | TANK 4 | TANK 4 Compartment | Permanently Out of Use | 6000 | TRUE | 2006-12-15 | Gasoline (containing <=10% ethanol) | TRUE | Spill Bucket | Navajo Nation, Arizona, New Mexico, & Utah | Gap Express #525, Former MUSTANG #7263 [aka, GAP TRADING POST] | ST. HWY. 89 | Cameron | AZ | 86020
9 | NAV142 | Gap Express #525, Former MUSTANG #7263 [aka, GAP TRADING POST] | TANK 3 | TANK 3 Compartment | Permanently Out of Use | 6000 | TRUE | 2006-12-15 | Gasoline (containing <=10% ethanol) | TRUE | Spill Bucket | Navajo Nation, Arizona, New Mexico, & Utah | Gap Express #525, Former MUSTANG #7263 [aka, GAP TRADING POST] | ST. HWY. 89 | Cameron | AZ | 86020
9 | NAV142 | Gap Express #525, Former MUSTANG #7263 [aka, GAP TRADING POST] | TANK 2 | TANK 2 Compartment | Permanently Out of Use | 8000 | TRUE | 2006-12-15 | Gasoline (containing <=10% ethanol) | TRUE | Spill Bucket | Navajo Nation, Arizona, New Mexico, & Utah | Gap Express #525, Former MUSTANG #7263 [aka, GAP TRADING POST] | ST. HWY. 89 | Cameron | AZ | 86020
9 | NAV143 | RED MESA EXPRESS #516 | TANK 1 | TANK 1 Compartment | Currently in Use | 6000 | TRUE |  | Gasoline (containing <=10% ethanol) | TRUE | Spill Bucket | Navajo Nation, Arizona, New Mexico, & Utah | RED MESA EXPRESS #516 | STATE HWY. 162 at IH 35 | Montezuma Creek | UT | 84534
9 | NAV143 | RED MESA EXPRESS #516 | TANK 5 | TANK 5 Compartment | Temporarily Out of Use | 2000 | TRUE |  | Gasoline (containing <=10% ethanol) | FALSE | Unknown | Navajo Nation, Arizona, New Mexico, & Utah | RED MESA EXPRESS #516 | STATE HWY. 162 at IH 35 | Montezuma Creek | UT | 84534
9 | NAV143 | RED MESA EXPRESS #516 | TANK 4 | TANK 4 Compartment | Temporarily Out of Use | 2000 | TRUE |  | Gasoline (containing <=10% ethanol) | FALSE | Unknown | Navajo Nation, Arizona, New Mexico, & Utah | RED MESA EXPRESS #516 | STATE HWY. 162 at IH 35 | Montezuma Creek | UT | 84534
9 | NAV143 | RED MESA EXPRESS #516 | TANK 3 | TANK 3 Compartment | Currently in Use | 6000 | TRUE |  | Diesel | TRUE | Spill Bucket | Navajo Nation, Arizona, New Mexico, & Utah | RED MESA EXPRESS #516 | STATE HWY. 162 at IH 35 | Montezuma Creek | UT | 84534
9 | NAV143 | RED MESA EXPRESS #516 | TANK 2 | TANK 2 Compartment | Currently in Use | 6000 | TRUE |  | Gasoline (containing <=10% ethanol) | TRUE | Spill Bucket | Navajo Nation, Arizona, New Mexico, & Utah | RED MESA EXPRESS #516 | STATE HWY. 162 at IH 35 | Montezuma Creek | UT | 84534
9 | NAV144 | FAA WASHINGTON PASS/NARBONA PASS | TANK 1 | TANK 1 Compartment | Permanently Out of Use | 2000 | TRUE |  | Diesel | FALSE | Unknown | Navajo Nation, Arizona, New Mexico, & Utah | FAA WASHINGTON PASS/NARBONA PASS | "HWY 134, 14 MI W OF SHEEP SPRINGS" | Sheep Springs | NM | 87364
9 | NAV144 | FAA WASHINGTON PASS/NARBONA PASS | TANK 2 | TANK 2 Compartment | Permanently Out of Use | 2000 | TRUE |  | Diesel | FALSE | Unknown | Navajo Nation, Arizona, New Mexico, & Utah | FAA WASHINGTON PASS/NARBONA PASS | "HWY 134, 14 MI W OF SHEEP SPRINGS" | Sheep Springs | NM | 87364
9 | NAV147 | CHEVRON CHINLE | TANK 1 | TANK 1 Compartment | Currently in Use | 8000 | TRUE |  | Diesel | TRUE | Spill Bucket | Navajo Nation, Arizona, New Mexico, & Utah | CHEVRON CHINLE | "P.O. BOX 1578Navajo Route 7" | Chinle | AZ | 86503
9 | NAV147 | CHEVRON CHINLE | TANK 8 | TANK 8 Compartment | Permanently Out of Use | 200 | TRUE |  | Used Oil | FALSE | Unknown | Navajo Nation, Arizona, New Mexico, & Utah | CHEVRON CHINLE | "P.O. BOX 1578Navajo Route 7" | Chinle | AZ | 86503
9 | NAV147 | CHEVRON CHINLE | TANK 7 | TANK 7 Compartment | Permanently Out of Use | 6000 | TRUE |  | Gasoline (containing <=10% ethanol) | FALSE | Unknown | Navajo Nation, Arizona, New Mexico, & Utah | CHEVRON CHINLE | "P.O. BOX 1578Navajo Route 7" | Chinle | AZ | 86503
9 | NAV147 | CHEVRON CHINLE | TANK 6 | TANK 6 Compartment | Permanently Out of Use | 3000 | TRUE |  | Gasoline (containing <=10% ethanol) | FALSE | Unknown | Navajo Nation, Arizona, New Mexico, & Utah | CHEVRON CHINLE | "P.O. BOX 1578Navajo Route 7" | Chinle | AZ | 86503
9 | NAV147 | CHEVRON CHINLE | TANK 5 | TANK 5 Compartment | Permanently Out of Use | 3000 | TRUE |  | Gasoline (containing <=10% ethanol) | FALSE | Unknown | Navajo Nation, Arizona, New Mexico, & Utah | CHEVRON CHINLE | "P.O. BOX 1578Navajo Route 7" | Chinle | AZ | 86503
9 | NAV147 | CHEVRON CHINLE | TANK 4 | TANK 4 Compartment | Currently in Use | 8000 | TRUE |  | Gasoline (containing <=10% ethanol) | TRUE | Spill Bucket | Navajo Nation, Arizona, New Mexico, & Utah | CHEVRON CHINLE | "P.O. BOX 1578Navajo Route 7" | Chinle | AZ | 86503
9 | NAV147 | CHEVRON CHINLE | TANK 3 | TANK 3 Compartment | Currently in Use | 10000 | TRUE |  | Gasoline (containing <=10% ethanol) | TRUE | Spill Bucket | Navajo Nation, Arizona, New Mexico, & Utah | CHEVRON CHINLE | "P.O. BOX 1578Navajo Route 7" | Chinle | AZ | 86503
9 | NAV147 | CHEVRON CHINLE | TANK 2 | TANK 2 Compartment | Currently in Use | 10000 | TRUE |  | Gasoline (containing <=10% ethanol) | TRUE | Spill Bucket | Navajo Nation, Arizona, New Mexico, & Utah | CHEVRON CHINLE | "P.O. BOX 1578Navajo Route 7" | Chinle | AZ | 86503
9 | NAV148 | HUNTERS POINT TRADING POST | TANK 1 | TANK 1 Compartment | Permanently Out of Use | 1000 | TRUE | 2004-03-10 | Gasoline (containing <=10% ethanol) | FALSE | Unknown | Navajo Nation, Arizona, New Mexico, & Utah | HUNTERS POINT TRADING POST | N.R. 12 | Fort Defiance | AZ | 86504
9 | NAV148 | HUNTERS POINT TRADING POST | TANK 3 | TANK 3 Compartment | Permanently Out of Use | 750 | TRUE | 2004-03-10 | Gasoline (containing <=10% ethanol) | FALSE | Unknown | Navajo Nation, Arizona, New Mexico, & Utah | HUNTERS POINT TRADING POST | N.R. 12 | Fort Defiance | AZ | 86504
9 | NAV148 | HUNTERS POINT TRADING POST | TANK 2 | TANK 2 Compartment | Permanently Out of Use | 1000 | TRUE | 2004-03-10 | Gasoline (containing <=10% ethanol) | FALSE | Unknown | Navajo Nation, Arizona, New Mexico, & Utah | HUNTERS POINT TRADING POST | N.R. 12 | Fort Defiance | AZ | 86504
9 | NAV149 | RED MESA #508 aka LOWER GREASEWOOD TRADING POST Facility back in operation 12/26/2018 | TANK 2 | TANK 2 Compartment | Currently in Use | 10000 | TRUE | 2024-04-11 | Gasoline (containing <=10% ethanol) | TRUE | Spill Bucket | Navajo Nation, Arizona, New Mexico, & Utah | RED MESA #508 aka LOWER GREASEWOOD TRADING POST | Highway 15, IR 158 | Greasewood | AZ | 86505
9 | NAV149 | RED MESA #508 aka LOWER GREASEWOOD TRADING POST Facility back in operation 12/26/2018 | TANK 5 | TANK 5 Compartment | Permanently Out of Use | 3000 | TRUE |  | Gasoline (containing <=10% ethanol) | FALSE | Unknown | Navajo Nation, Arizona, New Mexico, & Utah | RED MESA #508 aka LOWER GREASEWOOD TRADING POST | Highway 15, IR 158 | Greasewood | AZ | 86505
9 | NAV149 | RED MESA #508 aka LOWER GREASEWOOD TRADING POST Facility back in operation 12/26/2018 | TANK 4 | TANK 4 Compartment | Permanently Out of Use | 8000 | TRUE |  | Gasoline (containing <=10% ethanol) | FALSE | Unknown | Navajo Nation, Arizona, New Mexico, & Utah | RED MESA #508 aka LOWER GREASEWOOD TRADING POST | Highway 15, IR 158 | Greasewood | AZ | 86505
9 | NAV149 | RED MESA #508 aka LOWER GREASEWOOD TRADING POST Facility back in operation 12/26/2018 | TANK 3 | TANK 3 Compartment | Currently in Use | 3000 | TRUE | 2024-04-11 | Diesel | TRUE | Spill Bucket | Navajo Nation, Arizona, New Mexico, & Utah | RED MESA #508 aka LOWER GREASEWOOD TRADING POST | Highway 15, IR 158 | Greasewood | AZ | 86505
9 | NAV149 | RED MESA #508 aka LOWER GREASEWOOD TRADING POST Facility back in operation 12/26/2018 | TANK 1 | TANK 1 Compartment | Currently in Use | 3000 | TRUE | 2024-04-11 | Gasoline (containing <=10% ethanol) | TRUE | Spill Bucket | Navajo Nation, Arizona, New Mexico, & Utah | RED MESA #508 aka LOWER GREASEWOOD TRADING POST | Highway 15, IR 158 | Greasewood | AZ | 86505
9 | NAV150 | SUNRISE SPRINGS TRADING POST | TANK 1 | TANK 1 Compartment | Permanently Out of Use | 2000 | TRUE | 2005-10-11 | Gasoline (containing <=10% ethanol) | FALSE | Unknown | Navajo Nation, Arizona, New Mexico, & Utah | SUNRISE SPRINGS TRADING POST | "SUNRISE SPRINGS IR 15, 13 MI SW OF BURNSIDE JCT" | Sunrise Springs | AZ | 86505
9 | NAV151 | SAWMILL TRADING POST | TANK 1 | TANK 1 Compartment | Permanently Out of Use | 1000 | TRUE | 1998-09-30 | Gasoline (containing <=10% ethanol) | FALSE | Unknown | Navajo Nation, Arizona, New Mexico, & Utah | SAWMILL TRADING POST | North side of IR7, 1/2 mi. west of IR72 | Sawmill | AZ | 86549
9 | NAV151 | SAWMILL TRADING POST | TANK 3 | TANK 3 Compartment | Permanently Out of Use | 300 | TRUE | 1998-09-30 | Kerosene | FALSE | Unknown | Navajo Nation, Arizona, New Mexico, & Utah | SAWMILL TRADING POST | North side of IR7, 1/2 mi. west of IR72 | Sawmill | AZ | 86549
9 | NAV151 | SAWMILL TRADING POST | TANK 2 | TANK 2 Compartment | Permanently Out of Use | 1000 | TRUE | 1998-09-30 | Gasoline (containing <=10% ethanol) | FALSE | Unknown | Navajo Nation, Arizona, New Mexico, & Utah | SAWMILL TRADING POST | North side of IR7, 1/2 mi. west of IR72 | Sawmill | AZ | 86549
9 | NAV152 | ORTEGA'S INDIAN CITY | TANK 1 | TANK 1 Compartment | Permanently Out of Use | 8000 | TRUE | 2003-06-02 | Gasoline (containing <=10% ethanol) | FALSE | Unknown | Navajo Nation, Arizona, New Mexico, & Utah | ORTEGA'S INDIAN CITY | US I-40 AT ALLENTOWN | Houck | AZ | 86506
9 | NAV152 | ORTEGA'S INDIAN CITY | TANK 2 | TANK 2 Compartment | Permanently Out of Use | 8000 | TRUE | 2003-06-02 | Gasoline (containing <=10% ethanol) | FALSE | Unknown | Navajo Nation, Arizona, New Mexico, & Utah | ORTEGA'S INDIAN CITY | US I-40 AT ALLENTOWN | Houck | AZ | 86506
9 | NAV153 | DILKON TRADING POST aka DILCON | TANK 1 | TANK 1 Compartment | Permanently Out of Use | 2000 | TRUE |  | Gasoline (containing <=10% ethanol) | FALSE | Unknown | Navajo Nation, Arizona, New Mexico, & Utah | DILKON TRADING POST aka DILCON | South end of Dilkon Road | Dilkon | AZ | 86047
9 | NAV153 | DILKON TRADING POST aka DILCON | TANK 2 | TANK 2 Compartment | Permanently Out of Use | 1000 | TRUE |  | Gasoline (containing <=10% ethanol) | FALSE | Unknown | Navajo Nation, Arizona, New Mexico, & Utah | DILKON TRADING POST aka DILCON | South end of Dilkon Road | Dilkon | AZ | 86047
9 | NAV154 | WINDOW ROCK CHEVRON (formerly FEDMART/TEXACO) | TANK 1 | TANK 1 Compartment | Currently in Use | 15000 | TRUE |  | Gasoline (containing <=10% ethanol) | TRUE | Spill Bucket | Navajo Nation, Arizona, New Mexico, & Utah | WINDOW ROCK CHEVRON (formerly FEDMART/TEXACO) | HWY 264 and I.R. 12 | Window Rock | AZ | 86515
9 | NAV154 | WINDOW ROCK CHEVRON (formerly FEDMART/TEXACO) | TANK 5 | TANK 5 Compartment | Currently in Use | 7000 | TRUE |  | Diesel | TRUE | Spill Bucket | Navajo Nation, Arizona, New Mexico, & Utah | WINDOW ROCK CHEVRON (formerly FEDMART/TEXACO) | HWY 264 and I.R. 12 | Window Rock | AZ | 86515
9 | NAV154 | WINDOW ROCK CHEVRON (formerly FEDMART/TEXACO) | TANK 4 | TANK 4 Compartment | Permanently Out of Use | 12000 | TRUE |  | Gasoline (containing <=10% ethanol) | FALSE | Unknown | Navajo Nation, Arizona, New Mexico, & Utah | WINDOW ROCK CHEVRON (formerly FEDMART/TEXACO) | HWY 264 and I.R. 12 | Window Rock | AZ | 86515
9 | NAV154 | WINDOW ROCK CHEVRON (formerly FEDMART/TEXACO) | TANK 3 | TANK 3 Compartment | Permanently Out of Use | 12000 | TRUE |  | Gasoline (containing <=10% ethanol) | FALSE | Unknown | Navajo Nation, Arizona, New Mexico, & Utah | WINDOW ROCK CHEVRON (formerly FEDMART/TEXACO) | HWY 264 and I.R. 12 | Window Rock | AZ | 86515
9 | NAV154 | WINDOW ROCK CHEVRON (formerly FEDMART/TEXACO) | TANK 2 | TANK 2 Compartment | Currently in Use | 8000 | TRUE |  | Gasoline (containing <=10% ethanol) | TRUE | Spill Bucket | Navajo Nation, Arizona, New Mexico, & Utah | WINDOW ROCK CHEVRON (formerly FEDMART/TEXACO) | HWY 264 and I.R. 12 | Window Rock | AZ | 86515
9 | NAV155 | ORTEGA'S INDIAN MARKET/TEXACO | TANK 1 | TANK 1 Compartment | Permanently Out of Use | 4000 | TRUE | 2000-03-20 | Gasoline (containing <=10% ethanol) | TRUE | Spill Bucket | Navajo Nation, Arizona, New Mexico, & Utah | ORTEGA'S INDIAN MARKET/TEXACO | U.S. I-40 GRANT RD. EXIT | Lupton | AZ | 86506
9 | NAV155 | ORTEGA'S INDIAN MARKET/TEXACO | TANK 4 | TANK 4 Compartment | Permanently Out of Use | 250 | TRUE | 2000-01-27 | Used Oil | FALSE | Unknown | Navajo Nation, Arizona, New Mexico, & Utah | ORTEGA'S INDIAN MARKET/TEXACO | U.S. I-40 GRANT RD. EXIT | Lupton | AZ | 86506
9 | NAV155 | ORTEGA'S INDIAN MARKET/TEXACO | TANK 3 | TANK 3 Compartment | Permanently Out of Use | 10000 | TRUE | 2000-03-20 | Gasoline (containing <=10% ethanol) | TRUE | Spill Bucket | Navajo Nation, Arizona, New Mexico, & Utah | ORTEGA'S INDIAN MARKET/TEXACO | U.S. I-40 GRANT RD. EXIT | Lupton | AZ | 86506
9 | NAV155 | ORTEGA'S INDIAN MARKET/TEXACO | TANK 2 | TANK 2 Compartment | Permanently Out of Use | 8000 | TRUE | 2000-03-20 | Gasoline (containing <=10% ethanol) | TRUE | Spill Bucket | Navajo Nation, Arizona, New Mexico, & Utah | ORTEGA'S INDIAN MARKET/TEXACO | U.S. I-40 GRANT RD. EXIT | Lupton | AZ | 86506
9 | NAV156 | TWO STORY TRADING POST | TANK 1 | TANK 1 Compartment | Permanently Out of Use | 3300 | TRUE |  | Gasoline (containing <=10% ethanol) | FALSE | Unknown | Navajo Nation, Arizona, New Mexico, & Utah | TWO STORY TRADING POST | HWY 264 | Saint Michaels | AZ | 86511
9 | NAV156 | TWO STORY TRADING POST | TANK 6 | TANK 6 Compartment | Permanently Out of Use | 1000 | TRUE |  | Gasoline (containing <=10% ethanol) | FALSE | Unknown | Navajo Nation, Arizona, New Mexico, & Utah | TWO STORY TRADING POST | HWY 264 | Saint Michaels | AZ | 86511
9 | NAV156 | TWO STORY TRADING POST | TANK 5 | TANK 5 Compartment | Permanently Out of Use | 1000 | TRUE |  | Gasoline (containing <=10% ethanol) | FALSE | Unknown | Navajo Nation, Arizona, New Mexico, & Utah | TWO STORY TRADING POST | HWY 264 | Saint Michaels | AZ | 86511
9 | NAV156 | TWO STORY TRADING POST | TANK 4 | TANK 4 Compartment | Permanently Out of Use | 3300 | TRUE |  | Gasoline (containing <=10% ethanol) | FALSE | Unknown | Navajo Nation, Arizona, New Mexico, & Utah | TWO STORY TRADING POST | HWY 264 | Saint Michaels | AZ | 86511
9 | NAV156 | TWO STORY TRADING POST | TANK 3 | TANK 3 Compartment | Permanently Out of Use | 3300 | TRUE |  | Gasoline (containing <=10% ethanol) | FALSE | Unknown | Navajo Nation, Arizona, New Mexico, & Utah | TWO STORY TRADING POST | HWY 264 | Saint Michaels | AZ | 86511
9 | NAV156 | TWO STORY TRADING POST | TANK 2 | TANK 2 Compartment | Permanently Out of Use | 3300 | TRUE |  | Gasoline (containing <=10% ethanol) | FALSE | Unknown | Navajo Nation, Arizona, New Mexico, & Utah | TWO STORY TRADING POST | HWY 264 | Saint Michaels | AZ | 86511
9 | NAV157 | "Fort Courage, Inc." | TANK 1 | TANK 1 Compartment | Permanently Out of Use | 10000 | TRUE | 2003-03-17 | Gasoline (containing <=10% ethanol) | FALSE | Unknown | Navajo Nation, Arizona, New Mexico, & Utah | "Fort Courage, Inc." | "US RTE. I-40, HOUCK EXIT" | Houck | AZ | 86506
9 | NAV157 | "Fort Courage, Inc." | TANK 4 | TANK 4 Compartment | Permanently Out of Use | 1000 | TRUE | 2003-03-17 | Used Oil | FALSE | Unknown | Navajo Nation, Arizona, New Mexico, & Utah | "Fort Courage, Inc." | "US RTE. I-40, HOUCK EXIT" | Houck | AZ | 86506
9 | NAV157 | "Fort Courage, Inc." | TANK 3 | TANK 3 Compartment | Permanently Out of Use | 5000 | TRUE | 2003-03-17 | Gasoline (containing <=10% ethanol) | FALSE | Unknown | Navajo Nation, Arizona, New Mexico, & Utah | "Fort Courage, Inc." | "US RTE. I-40, HOUCK EXIT" | Houck | AZ | 86506
9 | NAV157 | "Fort Courage, Inc." | TANK 2 | TANK 2 Compartment | Permanently Out of Use | 10000 | TRUE | 2003-03-17 | Gasoline (containing <=10% ethanol) | FALSE | Unknown | Navajo Nation, Arizona, New Mexico, & Utah | "Fort Courage, Inc." | "US RTE. I-40, HOUCK EXIT" | Houck | AZ | 86506
9 | NAV158 | NAVAJO COMMUNICATIONS aka ALLTEL | TANK 1 | TANK 1 Compartment | Permanently Out of Use | 500 | TRUE |  | Diesel | FALSE | Unknown | Navajo Nation, Arizona, New Mexico, & Utah | NAVAJO COMMUNICATIONS aka ALLTEL | HWY 264 | Saint Michaels | AZ | 86511
9 | NAV158 | NAVAJO COMMUNICATIONS aka ALLTEL | TANK 4 | TANK 4 Compartment | Permanently Out of Use | 10000 | TRUE |  | Gasoline (containing <=10% ethanol) | FALSE | Unknown | Navajo Nation, Arizona, New Mexico, & Utah | NAVAJO COMMUNICATIONS aka ALLTEL | HWY 264 | Saint Michaels | AZ | 86511
9 | NAV158 | NAVAJO COMMUNICATIONS aka ALLTEL | TANK 3 | TANK 3 Compartment | Permanently Out of Use | 5000 | TRUE |  | Gasoline (containing <=10% ethanol) | FALSE | Unknown | Navajo Nation, Arizona, New Mexico, & Utah | NAVAJO COMMUNICATIONS aka ALLTEL | HWY 264 | Saint Michaels | AZ | 86511
9 | NAV158 | NAVAJO COMMUNICATIONS aka ALLTEL | TANK 2 | TANK 2 Compartment | Permanently Out of Use | 5000 | TRUE |  | Diesel | FALSE | Unknown | Navajo Nation, Arizona, New Mexico, & Utah | NAVAJO COMMUNICATIONS aka ALLTEL | HWY 264 | Saint Michaels | AZ | 86511
9 | NAV159 | WHITING BROS. | TANK 1 | TANK 1 Compartment | Permanently Out of Use | 2000 | TRUE | 1996-01-01 | Gasoline (containing <=10% ethanol) | FALSE | Unknown | Navajo Nation, Arizona, New Mexico, & Utah | WHITING BROS. | FRONTAGE RD. | Lupton | AZ | 86508
9 | NAV160 | NAPCO | TANK 1 | TANK 1 Compartment | Currently in Use | 4000 | TRUE |  | Gasoline (containing <=10% ethanol) | TRUE | Spill Bucket | Navajo Nation, Arizona, New Mexico, & Utah | NAPCO | 580 AZ-264 | Saint Michaels | AZ | 86511
9 | NAV160 | NAPCO | TANK 2 | TANK 2 Compartment | Currently in Use | 12000 | TRUE |  | Gasoline (containing <=10% ethanol) | TRUE | Spill Bucket | Navajo Nation, Arizona, New Mexico, & Utah | NAPCO | 580 AZ-264 | Saint Michaels | AZ | 86511
9 | NAV161 | WHITE CONE TRADING POST | TANK 1 | TANK 1 Compartment | Permanently Out of Use | 2000 | TRUE |  | Gasoline (containing <=10% ethanol) | FALSE | Unknown | Navajo Nation, Arizona, New Mexico, & Utah | WHITE CONE TRADING POST | HWY 77 | White Cone | AZ | 86031
9 | NAV161 | WHITE CONE TRADING POST | TANK 2 | TANK 2 Compartment | Permanently Out of Use | 1000 | TRUE |  | Gasoline (containing <=10% ethanol) | FALSE | Unknown | Navajo Nation, Arizona, New Mexico, & Utah | WHITE CONE TRADING POST | HWY 77 | White Cone | AZ | 86031
9 | NAV162 | ROUND TOP TRADING POST | TANK 2 | TANK 2 Compartment | Permanently Out of Use | 2000 | TRUE | 1994-06-17 | Gasoline (containing <=10% ethanol) | FALSE | Unknown | Navajo Nation, Arizona, New Mexico, & Utah | ROUND TOP TRADING POST | PO BOX 209 | Ganado | AZ | 86505
9 | NAV162 | ROUND TOP TRADING POST | TANK 5 | TANK 5 Compartment | Permanently Out of Use | 10000 | TRUE | 1994-06-17 | Gasoline (containing <=10% ethanol) | FALSE | Unknown | Navajo Nation, Arizona, New Mexico, & Utah | ROUND TOP TRADING POST | PO BOX 209 | Ganado | AZ | 86505
9 | NAV162 | ROUND TOP TRADING POST | TANK 4 | TANK 4 Compartment | Permanently Out of Use | 1000 | TRUE | 1994-06-17 | Diesel | FALSE | Unknown | Navajo Nation, Arizona, New Mexico, & Utah | ROUND TOP TRADING POST | PO BOX 209 | Ganado | AZ | 86505
9 | NAV162 | ROUND TOP TRADING POST | TANK 3 | TANK 3 Compartment | Permanently Out of Use | 1000 | TRUE | 1994-06-17 | Gasoline (containing <=10% ethanol) | FALSE | Unknown | Navajo Nation, Arizona, New Mexico, & Utah | ROUND TOP TRADING POST | PO BOX 209 | Ganado | AZ | 86505
9 | NAV163 | MORA'S CONOCO | TANK 1 | TANK 1 Compartment | Abandoned | 10000 | TRUE | 2025-06-25 | Gasoline (containing <=10% ethanol) | TRUE | Spill Bucket | Navajo Nation, Arizona, New Mexico, & Utah | MORA'S CONOCO | HWY 191 & 264 | Ganado | AZ | 86505
9 | NAV163 | MORA'S CONOCO | TANK 5 | TANK 5 Compartment | Abandoned | 4000 | TRUE | 2025-06-25 | Gasoline (containing <=10% ethanol) | TRUE | Spill Bucket | Navajo Nation, Arizona, New Mexico, & Utah | MORA'S CONOCO | HWY 191 & 264 | Ganado | AZ | 86505
9 | NAV163 | MORA'S CONOCO | TANK 4 | TANK 4 Compartment | Permanently Out of Use | 10000 | TRUE |  | Gasoline (containing <=10% ethanol) | FALSE | Unknown | Navajo Nation, Arizona, New Mexico, & Utah | MORA'S CONOCO | HWY 191 & 264 | Ganado | AZ | 86505
9 | NAV163 | MORA'S CONOCO | TANK 3 | TANK 3 Compartment | Permanently Out of Use | 4000 | TRUE |  | Gasoline (containing <=10% ethanol) | FALSE | Unknown | Navajo Nation, Arizona, New Mexico, & Utah | MORA'S CONOCO | HWY 191 & 264 | Ganado | AZ | 86505
9 | NAV163 | MORA'S CONOCO | TANK 2 | TANK 2 Compartment | Abandoned | 4000 | TRUE | 2025-06-25 | Diesel | TRUE | Spill Bucket | Navajo Nation, Arizona, New Mexico, & Utah | MORA'S CONOCO | HWY 191 & 264 | Ganado | AZ | 86505
9 | NAV164 | CROSS CANYON TRADING POST | TANK 1 | TANK 1 Compartment | Permanently Out of Use | 1000 | TRUE | 2004-05-12 | Gasoline (containing <=10% ethanol) | FALSE | Unknown | Navajo Nation, Arizona, New Mexico, & Utah | CROSS CANYON TRADING POST | "HWY 264, MILEPOST 455" | Saint Michaels | AZ | 86511
9 | NAV164 | CROSS CANYON TRADING POST | TANK 2 | TANK 2 Compartment | Permanently Out of Use | 500 | TRUE | 2004-05-12 | Gasoline (containing <=10% ethanol) | FALSE | Unknown | Navajo Nation, Arizona, New Mexico, & Utah | CROSS CANYON TRADING POST | "HWY 264, MILEPOST 455" | Saint Michaels | AZ | 86511
9 | NAV165 | Wheatfields Lake Trading Post | TANK 1 | TANK 1 Compartment | Permanently Out of Use | 1000 | TRUE | 2008-08-11 | Gasoline (containing <=10% ethanol) | FALSE | Unknown | Navajo Nation, Arizona, New Mexico, & Utah | Wheatfields Lake Trading Post | Interstate Route 12 | Chinle | AZ | 86503
9 | NAV166 | COVE TRADING POST | TANK 1 | TANK 1 Compartment | Permanently Out of Use | 1000 | TRUE | 1988-01-01 | Gasoline (containing <=10% ethanol) | FALSE | Unknown | Navajo Nation, Arizona, New Mexico, & Utah | COVE TRADING POST | HWY 13 | Red Valley | AZ | 86544
9 | NAV166 | COVE TRADING POST | TANK 2 | TANK 2 Compartment | Permanently Out of Use | 1000 | TRUE | 1988-01-01 | Gasoline (containing <=10% ethanol) | FALSE | Unknown | Navajo Nation, Arizona, New Mexico, & Utah | COVE TRADING POST | HWY 13 | Red Valley | AZ | 86544
9 | NAV167 | FRANK'S FINA | TANK 1 | TANK 1 Compartment | Permanently Out of Use | 3000 | TRUE | 2012-03-02 | Gasoline (containing <=10% ethanol) | FALSE | Unknown | Navajo Nation, Arizona, New Mexico, & Utah | FRANK'S FINA | "HWY 160 & 64, P.O. Box 931" | Teec Nos Pos | AZ | 86514
9 | NAV167 | FRANK'S FINA | TANK 5 | TANK 5 Compartment | Permanently Out of Use | 1000 | TRUE | 1987-01-01 | Kerosene | FALSE | Unknown | Navajo Nation, Arizona, New Mexico, & Utah | FRANK'S FINA | "HWY 160 & 64, P.O. Box 931" | Teec Nos Pos | AZ | 86514
9 | NAV167 | FRANK'S FINA | TANK 4 | TANK 4 Compartment | Permanently Out of Use | 8000 | TRUE | 2012-03-02 | Gasoline (containing <=10% ethanol) | FALSE | Unknown | Navajo Nation, Arizona, New Mexico, & Utah | FRANK'S FINA | "HWY 160 & 64, P.O. Box 931" | Teec Nos Pos | AZ | 86514
9 | NAV167 | FRANK'S FINA | TANK 3 | TANK 3 Compartment | Permanently Out of Use | 4000 | TRUE | 2012-03-02 | Gasoline (containing <=10% ethanol) | FALSE | Unknown | Navajo Nation, Arizona, New Mexico, & Utah | FRANK'S FINA | "HWY 160 & 64, P.O. Box 931" | Teec Nos Pos | AZ | 86514
9 | NAV167 | FRANK'S FINA | TANK 2 | TANK 2 Compartment | Permanently Out of Use | 8000 | TRUE | 2012-03-02 | Gasoline (containing <=10% ethanol) | FALSE | Unknown | Navajo Nation, Arizona, New Mexico, & Utah | FRANK'S FINA | "HWY 160 & 64, P.O. Box 931" | Teec Nos Pos | AZ | 86514
9 | NAV168 | INSCRIPTION HOUSE aka WESTON | TANK 1 | TANK 1 Compartment | Permanently Out of Use | 4000 | TRUE |  | Gasoline (containing <=10% ethanol) | FALSE | Unknown | Navajo Nation, Arizona, New Mexico, & Utah | INSCRIPTION HOUSE aka WESTON | "Navajo Route 16, 5 miles north of Arizona Highway 98" | Kaibito | AZ | 86053
9 | NAV168 | INSCRIPTION HOUSE aka WESTON | 4 | 4 Compartment | Currently in Use | 4000 | TRUE | 1994-11-03 | Gasoline (containing <=10% ethanol) | TRUE | Spill Bucket | Navajo Nation, Arizona, New Mexico, & Utah | INSCRIPTION HOUSE aka WESTON | "Navajo Route 16, 5 miles north of Arizona Highway 98" | Kaibito | AZ | 86053
9 | NAV168 | INSCRIPTION HOUSE aka WESTON | 1 | 1 Compartment | Currently in Use | 10000 | TRUE | 1994-11-01 | Gasoline (containing <=10% ethanol) | TRUE |  | Navajo Nation, Arizona, New Mexico, & Utah | INSCRIPTION HOUSE aka WESTON | "Navajo Route 16, 5 miles north of Arizona Highway 98" | Kaibito | AZ | 86053
9 | NAV168 | INSCRIPTION HOUSE aka WESTON | TANK 5 | TANK 5 Compartment | Permanently Out of Use | 1000 | TRUE |  | Gasoline (containing <=10% ethanol) | FALSE | Unknown | Navajo Nation, Arizona, New Mexico, & Utah | INSCRIPTION HOUSE aka WESTON | "Navajo Route 16, 5 miles north of Arizona Highway 98" | Kaibito | AZ | 86053
9 | NAV168 | INSCRIPTION HOUSE aka WESTON | 3 | 3 Compartment | Currently in Use | 3000 | TRUE |  | Gasoline (containing <=10% ethanol) | TRUE | Spill Bucket | Navajo Nation, Arizona, New Mexico, & Utah | INSCRIPTION HOUSE aka WESTON | "Navajo Route 16, 5 miles north of Arizona Highway 98" | Kaibito | AZ | 86053
9 | NAV168 | INSCRIPTION HOUSE aka WESTON | 2 | 2 Compartment | Currently in Use | 3000 | TRUE | 1994-11-03 | Gasoline (containing <=10% ethanol) | FALSE | Spill Bucket | Navajo Nation, Arizona, New Mexico, & Utah | INSCRIPTION HOUSE aka WESTON | "Navajo Route 16, 5 miles north of Arizona Highway 98" | Kaibito | AZ | 86053
9 | NAV168 | INSCRIPTION HOUSE aka WESTON | TANK 2 | TANK 2 Compartment | Permanently Out of Use | 8000 | TRUE |  | Gasoline (containing <=10% ethanol) | FALSE | Unknown | Navajo Nation, Arizona, New Mexico, & Utah | INSCRIPTION HOUSE aka WESTON | "Navajo Route 16, 5 miles north of Arizona Highway 98" | Kaibito | AZ | 86053
9 | NAV169 | CEDAR RIDGE TRADING POST | TANK 1 | TANK 1 Compartment | Permanently Out of Use | 3000 | TRUE |  | Gasoline (containing <=10% ethanol) | FALSE | Unknown | Navajo Nation, Arizona, New Mexico, & Utah | CEDAR RIDGE TRADING POST | U.S. RTE. 89 - 50 MILES N. OF CAMERON | Cameron | AZ | 86020
9 | NAV169 | CEDAR RIDGE TRADING POST | TANK 2 | TANK 2 Compartment | Permanently Out of Use | 1500 | TRUE |  | Gasoline (containing <=10% ethanol) | FALSE | Unknown | Navajo Nation, Arizona, New Mexico, & Utah | CEDAR RIDGE TRADING POST | U.S. RTE. 89 - 50 MILES N. OF CAMERON | Cameron | AZ | 86020
9 | NAV170 | SUNRISE TRADING POST | TANK 1 | TANK 1 Compartment | Permanently Out of Use | 2000 | TRUE | 2004-05-12 | Gasoline (containing <=10% ethanol) | FALSE | Unknown | Navajo Nation, Arizona, New Mexico, & Utah | SUNRISE TRADING POST | STAR ROUTE | Leupp | AZ | 86035
9 | NAV171 | KAYENTA SHOPPING CENTER | TANK 1 | TANK 1 Compartment | Permanently Out of Use | 4000 | TRUE |  | Gasoline (containing <=10% ethanol) | FALSE | Unknown | Navajo Nation, Arizona, New Mexico, & Utah | KAYENTA SHOPPING CENTER | OFF HWY 163 | Kayenta | AZ | 86033
9 | NAV171 | KAYENTA SHOPPING CENTER | TANK 3 | TANK 3 Compartment | Permanently Out of Use | 4000 | TRUE |  | Gasoline (containing <=10% ethanol) | FALSE | Unknown | Navajo Nation, Arizona, New Mexico, & Utah | KAYENTA SHOPPING CENTER | OFF HWY 163 | Kayenta | AZ | 86033
9 | NAV171 | KAYENTA SHOPPING CENTER | TANK 2 | TANK 2 Compartment | Permanently Out of Use | 4000 | TRUE |  | Gasoline (containing <=10% ethanol) | FALSE | Unknown | Navajo Nation, Arizona, New Mexico, & Utah | KAYENTA SHOPPING CENTER | OFF HWY 163 | Kayenta | AZ | 86033
9 | NAV172 | KAYENTA MOTORS AND SUPPLY | TANK 1 | TANK 1 Compartment | Permanently Out of Use | 3000 | TRUE | 2007-08-09 | Gasoline (containing <=10% ethanol) | FALSE | Unknown | Navajo Nation, Arizona, New Mexico, & Utah | KAYENTA MOTORS AND SUPPLY | 100 MAIN STREET | Kayenta | AZ | 86033
9 | NAV172 | KAYENTA MOTORS AND SUPPLY | TANK 2 | TANK 2 Compartment | Permanently Out of Use | 2600 | TRUE | 2007-08-09 | Gasoline (containing <=10% ethanol) | FALSE | Unknown | Navajo Nation, Arizona, New Mexico, & Utah | KAYENTA MOTORS AND SUPPLY | 100 MAIN STREET | Kayenta | AZ | 86033
9 | NAV173 | KAIBETO Market | TANK 1 | TANK 1 Compartment | Permanently Out of Use | 6000 | TRUE |  | Gasoline (containing <=10% ethanol) | FALSE | Unknown | Navajo Nation, Arizona, New Mexico, & Utah | KAIBETO TRADING POST | HWY 98 | Kaibito | AZ | 86053
9 | NAV173 | KAIBETO Market | 2 | 2 | Currently in Use | 4000 | TRUE |  | Diesel | TRUE | Spill Bucket | Navajo Nation, Arizona, New Mexico, & Utah | KAIBETO TRADING POST | HWY 98 | Kaibito | AZ | 86053
9 | NAV173 | KAIBETO Market | 2 | 1 | Currently in Use | 8000 | TRUE |  | Gasoline (containing <=10% ethanol) | TRUE | Spill Bucket | Navajo Nation, Arizona, New Mexico, & Utah | KAIBETO TRADING POST | HWY 98 | Kaibito | AZ | 86053
9 | NAV173 | KAIBETO Market | 1 | 1 | Currently in Use | 12000 | TRUE |  | Gasoline (containing <=10% ethanol) | TRUE | Spill Bucket | Navajo Nation, Arizona, New Mexico, & Utah | KAIBETO TRADING POST | HWY 98 | Kaibito | AZ | 86053
9 | NAV173 | KAIBETO Market | UST#2 | UST#2 Compartment | Permanently Out of Use | 12000 | TRUE | 2001-01-01 | Gasoline (containing <=10% ethanol) | TRUE |  | Navajo Nation, Arizona, New Mexico, & Utah | KAIBETO TRADING POST | HWY 98 | Kaibito | AZ | 86053
9 | NAV173 | KAIBETO Market | UST#1 | UST#1 Compartment | Permanently Out of Use | 12000 | TRUE | 2001-01-01 | Gasoline (containing <=10% ethanol) |  | Spill Bucket | Navajo Nation, Arizona, New Mexico, & Utah | KAIBETO TRADING POST | HWY 98 | Kaibito | AZ | 86053
9 | NAV173 | KAIBETO Market | UST#3 | UST#3 Compartment | Permanently Out of Use | 2000 | TRUE | 2001-01-01 | Diesel | TRUE |  | Navajo Nation, Arizona, New Mexico, & Utah | KAIBETO TRADING POST | HWY 98 | Kaibito | AZ | 86053
9 | NAV173 | KAIBETO Market | TANK 4 | TANK 4 Compartment | Permanently Out of Use | 1000 | TRUE |  | Gasoline (containing <=10% ethanol) | FALSE | Unknown | Navajo Nation, Arizona, New Mexico, & Utah | KAIBETO TRADING POST | HWY 98 | Kaibito | AZ | 86053
9 | NAV173 | KAIBETO Market | TANK 3 | TANK 3 Compartment | Permanently Out of Use | 1000 | TRUE |  | Gasoline (containing <=10% ethanol) | FALSE | Unknown | Navajo Nation, Arizona, New Mexico, & Utah | KAIBETO TRADING POST | HWY 98 | Kaibito | AZ | 86053
9 | NAV173 | KAIBETO Market | TANK 2 | TANK 2 Compartment | Permanently Out of Use | 10000 | TRUE |  | Gasoline (containing <=10% ethanol) | FALSE | Unknown | Navajo Nation, Arizona, New Mexico, & Utah | KAIBETO TRADING POST | HWY 98 | Kaibito | AZ | 86053
9 | NAV174 | OLJATO TRADING POST | TANK 1 | TANK 1 Compartment | Permanently Out of Use | 2000 | TRUE | 2001-11-10 | Gasoline (containing <=10% ethanol) | FALSE | Unknown | Navajo Nation, Arizona, New Mexico, & Utah | OLJATO TRADING POST | SJC 485, 11 M. W. OF MONUMENT VALLEY JUNCTION | Monument Valley | UT | 84536
9 | NAV174 | OLJATO TRADING POST | TANK 3 | TANK 3 Compartment | Permanently Out of Use | 1500 | TRUE |  | Gasoline (containing <=10% ethanol) | FALSE | Unknown | Navajo Nation, Arizona, New Mexico, & Utah | OLJATO TRADING POST | SJC 485, 11 M. W. OF MONUMENT VALLEY JUNCTION | Monument Valley | UT | 84536
9 | NAV174 | OLJATO TRADING POST | TANK 2 | TANK 2 Compartment | Permanently Out of Use | 1500 | TRUE | 2001-11-10 | Gasoline (containing <=10% ethanol) | FALSE | Unknown | Navajo Nation, Arizona, New Mexico, & Utah | OLJATO TRADING POST | SJC 485, 11 M. W. OF MONUMENT VALLEY JUNCTION | Monument Valley | UT | 84536
9 | NAV175 | MANY FARMS TRADING POST | TANK 2 | TANK 2 Compartment | Permanently Out of Use | 4000 | TRUE |  | Gasoline (containing <=10% ethanol) | FALSE | Unknown | Navajo Nation, Arizona, New Mexico, & Utah | MANY FARMS TRADING POST | HWY 191 | Many Farms | AZ | 86538
9 | NAV175 | MANY FARMS TRADING POST | TANK 5 | TANK 5 Compartment | Permanently Out of Use | 1000 | TRUE |  | Gasoline (containing <=10% ethanol) | FALSE | Unknown | Navajo Nation, Arizona, New Mexico, & Utah | MANY FARMS TRADING POST | HWY 191 | Many Farms | AZ | 86538
9 | NAV175 | MANY FARMS TRADING POST | TANK 4 | TANK 4 Compartment | Permanently Out of Use | 6000 | TRUE |  | Gasoline (containing <=10% ethanol) | FALSE | Unknown | Navajo Nation, Arizona, New Mexico, & Utah | MANY FARMS TRADING POST | HWY 191 | Many Farms | AZ | 86538
9 | NAV175 | MANY FARMS TRADING POST | TANK 3 | TANK 3 Compartment | Permanently Out of Use | 4000 | TRUE |  | Gasoline (containing <=10% ethanol) | FALSE | Unknown | Navajo Nation, Arizona, New Mexico, & Utah | MANY FARMS TRADING POST | HWY 191 | Many Farms | AZ | 86538
9 | NAV176 | BLBLACK OIL CO. @ SEVEN-TO-ELEVEN FOOD STORE #25 | TANK 1 | TANK 1 Compartment | Permanently Out of Use | 12000 | TRUE | 2018-11-12 | Gasoline (containing <=10% ethanol) | TRUE | Spill Bucket | Navajo Nation, Arizona, New Mexico, & Utah | Former 7-2-11 #25 | "HWY 160 AND 163 ORP.O. BOX 145" | Kayenta | AZ | 86033
9 | NAV176 | BLBLACK OIL CO. @ SEVEN-TO-ELEVEN FOOD STORE #25 | TANK 3 | TANK 3 Compartment | Permanently Out of Use | 8000 | TRUE | 2018-11-12 | Gasoline (containing <=10% ethanol) | TRUE | Spill Bucket | Navajo Nation, Arizona, New Mexico, & Utah | Former 7-2-11 #25 | "HWY 160 AND 163 ORP.O. BOX 145" | Kayenta | AZ | 86033
9 | NAV176 | BLBLACK OIL CO. @ SEVEN-TO-ELEVEN FOOD STORE #25 | TANK 2 | TANK 2 Compartment | Permanently Out of Use | 8000 | TRUE | 2018-11-12 | Gasoline (containing <=10% ethanol) | TRUE | Spill Bucket | Navajo Nation, Arizona, New Mexico, & Utah | Former 7-2-11 #25 | "HWY 160 AND 163 ORP.O. BOX 145" | Kayenta | AZ | 86033
9 | NAV177 | SEVEN-TO-ELEVEN 27 | TANK 1 | TANK 1 Compartment | Permanently Out of Use | 12000 | TRUE | 2003-12-25 | Gasoline (containing <=10% ethanol) | TRUE | Spill Bucket | Navajo Nation, Arizona, New Mexico, & Utah | SEVEN-TO-ELEVEN 27 | "HWY 264P.O. Box 1710" | Tuba City | AZ | 86045
9 | NAV177 | SEVEN-TO-ELEVEN 27 | TANK 8 | TANK 8 Compartment | Temporarily Out of Use | 6000 | TRUE | 2025-08-19 | Diesel | TRUE | Spill Bucket | Navajo Nation, Arizona, New Mexico, & Utah | SEVEN-TO-ELEVEN 27 | "HWY 264P.O. Box 1710" | Tuba City | AZ | 86045
9 | NAV177 | SEVEN-TO-ELEVEN 27 | TANK 6 | TANK 6 Compartment | Temporarily Out of Use | 8000 | TRUE | 2025-08-19 | Gasoline (containing <=10% ethanol) | TRUE | Spill Bucket | Navajo Nation, Arizona, New Mexico, & Utah | SEVEN-TO-ELEVEN 27 | "HWY 264P.O. Box 1710" | Tuba City | AZ | 86045
9 | NAV177 | SEVEN-TO-ELEVEN 27 | TANK 5 | TANK 5 Compartment | Temporarily Out of Use | 15000 | TRUE | 2025-08-19 | Gasoline (containing <=10% ethanol) | TRUE | Spill Bucket | Navajo Nation, Arizona, New Mexico, & Utah | SEVEN-TO-ELEVEN 27 | "HWY 264P.O. Box 1710" | Tuba City | AZ | 86045
9 | NAV177 | SEVEN-TO-ELEVEN 27 | TANK 3 | TANK 3 Compartment | Permanently Out of Use | 6000 | TRUE | 2003-12-15 | Gasoline (containing <=10% ethanol) | TRUE | Spill Bucket | Navajo Nation, Arizona, New Mexico, & Utah | SEVEN-TO-ELEVEN 27 | "HWY 264P.O. Box 1710" | Tuba City | AZ | 86045
9 | NAV177 | SEVEN-TO-ELEVEN 27 | TANK 2 | TANK 2 Compartment | Permanently Out of Use | 6000 | TRUE | 2003-12-15 | Gasoline (containing <=10% ethanol) | TRUE | Spill Bucket | Navajo Nation, Arizona, New Mexico, & Utah | SEVEN-TO-ELEVEN 27 | "HWY 264P.O. Box 1710" | Tuba City | AZ | 86045
9 | NAV178 | SEVEN-TO-ELEVEN 24 | TANK 1 | TANK 1 Compartment | Permanently Out of Use | 10000 | TRUE | 2003-07-18 | Gasoline (containing <=10% ethanol) | TRUE | Spill Bucket | Navajo Nation, Arizona, New Mexico, & Utah | SEVEN-TO-ELEVEN 24 | U.S. HWY 191 | Many Farms | AZ | 86538
9 | NAV178 | SEVEN-TO-ELEVEN 24 | TANK 5 | TANK 5 Compartment | Currently in Use | 7000 | TRUE | 2003-10-01 | Diesel | TRUE | Spill Bucket | Navajo Nation, Arizona, New Mexico, & Utah | SEVEN-TO-ELEVEN 24 | U.S. HWY 191 | Many Farms | AZ | 86538
9 | NAV178 | SEVEN-TO-ELEVEN 24 | TANK 4 | TANK 4 Compartment | Currently in Use | 8000 | TRUE | 2003-10-01 | Gasoline (containing <=10% ethanol) | TRUE | Spill Bucket | Navajo Nation, Arizona, New Mexico, & Utah | SEVEN-TO-ELEVEN 24 | U.S. HWY 191 | Many Farms | AZ | 86538
9 | NAV178 | SEVEN-TO-ELEVEN 24 | TANK 3 | TANK 3 Compartment | Currently in Use | 15000 | TRUE | 2003-10-01 | Gasoline (containing <=10% ethanol) | TRUE | Spill Bucket | Navajo Nation, Arizona, New Mexico, & Utah | SEVEN-TO-ELEVEN 24 | U.S. HWY 191 | Many Farms | AZ | 86538
9 | NAV178 | SEVEN-TO-ELEVEN 24 | TANK 2 | TANK 2 Compartment | Permanently Out of Use | 8000 | TRUE | 2003-07-18 | Gasoline (containing <=10% ethanol) | TRUE | Spill Bucket | Navajo Nation, Arizona, New Mexico, & Utah | SEVEN-TO-ELEVEN 24 | U.S. HWY 191 | Many Farms | AZ | 86538
9 | NAV179 | JUNCTION ENTERPRISES (CHEVRON) aka Cameron Mini Mart/EXXON | TANK 1 | TANK 1 Compartment | Permanently Out of Use | 10000 | TRUE |  | Gasoline (containing <=10% ethanol) | TRUE | Spill Bucket | Navajo Nation, Arizona, New Mexico, & Utah | JUNCTION ENTERPRISES (CHEVRON) aka Cameron Mini Mart/EXXON | JUNCTION U.S. 89 & S.R. 64 | Cameron | AZ | 86020
9 | NAV179 | JUNCTION ENTERPRISES (CHEVRON) aka Cameron Mini Mart/EXXON | TANK 6 | TANK 6 Compartment | Currently in Use | 5000 | TRUE | 2006-06-20 | Diesel | FALSE | Unknown | Navajo Nation, Arizona, New Mexico, & Utah | JUNCTION ENTERPRISES (CHEVRON) aka Cameron Mini Mart/EXXON | JUNCTION U.S. 89 & S.R. 64 | Cameron | AZ | 86020
9 | NAV179 | JUNCTION ENTERPRISES (CHEVRON) aka Cameron Mini Mart/EXXON | TANK 5 | TANK 5 Compartment | Currently in Use | 5000 | TRUE | 2006-06-20 | Gasoline (containing <=10% ethanol) | FALSE | Unknown | Navajo Nation, Arizona, New Mexico, & Utah | JUNCTION ENTERPRISES (CHEVRON) aka Cameron Mini Mart/EXXON | JUNCTION U.S. 89 & S.R. 64 | Cameron | AZ | 86020
9 | NAV179 | JUNCTION ENTERPRISES (CHEVRON) aka Cameron Mini Mart/EXXON | TANK 4 | TANK 4 Compartment | Currently in Use | 15000 | TRUE | 2006-06-20 | Gasoline (containing <=10% ethanol) | FALSE | Unknown | Navajo Nation, Arizona, New Mexico, & Utah | JUNCTION ENTERPRISES (CHEVRON) aka Cameron Mini Mart/EXXON | JUNCTION U.S. 89 & S.R. 64 | Cameron | AZ | 86020
9 | NAV179 | JUNCTION ENTERPRISES (CHEVRON) aka Cameron Mini Mart/EXXON | TANK 3 | TANK 3 Compartment | Permanently Out of Use | 2000 | TRUE |  | Gasoline (containing <=10% ethanol) | TRUE | Spill Bucket | Navajo Nation, Arizona, New Mexico, & Utah | JUNCTION ENTERPRISES (CHEVRON) aka Cameron Mini Mart/EXXON | JUNCTION U.S. 89 & S.R. 64 | Cameron | AZ | 86020
9 | NAV179 | JUNCTION ENTERPRISES (CHEVRON) aka Cameron Mini Mart/EXXON | TANK 2 | TANK 2 Compartment | Permanently Out of Use | 10000 | TRUE |  | Gasoline (containing <=10% ethanol) | TRUE | Spill Bucket | Navajo Nation, Arizona, New Mexico, & Utah | JUNCTION ENTERPRISES (CHEVRON) aka Cameron Mini Mart/EXXON | JUNCTION U.S. 89 & S.R. 64 | Cameron | AZ | 86020
9 | NAV181 | Former Speedy's #10 (former EL CAPITAN TEXACO) | TANK 1 | TANK 1 Compartment | Permanently Out of Use | 5000 | TRUE | 2014-09-26 | Gasoline (containing <=10% ethanol) | TRUE | Spill Bucket | Navajo Nation, Arizona, New Mexico, & Utah | Former Speedy's #10 (former EL CAPITAN TEXACO) | HWY 160 JCT 163 | Kayenta | AZ | 86033
9 | NAV181 | Former Speedy's #10 (former EL CAPITAN TEXACO) | TANK 6 | TANK 6 Compartment | Permanently Out of Use | 1000 | TRUE | 2014-09-26 | Used Oil | TRUE | Spill Bucket | Navajo Nation, Arizona, New Mexico, & Utah | Former Speedy's #10 (former EL CAPITAN TEXACO) | HWY 160 JCT 163 | Kayenta | AZ | 86033
9 | NAV181 | Former Speedy's #10 (former EL CAPITAN TEXACO) | TANK 5 | TANK 5 Compartment | Permanently Out of Use | 5000 | TRUE | 2014-09-26 | Diesel | TRUE | Spill Bucket | Navajo Nation, Arizona, New Mexico, & Utah | Former Speedy's #10 (former EL CAPITAN TEXACO) | HWY 160 JCT 163 | Kayenta | AZ | 86033
9 | NAV181 | Former Speedy's #10 (former EL CAPITAN TEXACO) | TANK 4 | TANK 4 Compartment | Permanently Out of Use | 5000 | TRUE | 2014-09-26 | Gasoline (containing <=10% ethanol) | TRUE | Spill Bucket | Navajo Nation, Arizona, New Mexico, & Utah | Former Speedy's #10 (former EL CAPITAN TEXACO) | HWY 160 JCT 163 | Kayenta | AZ | 86033
9 | NAV181 | Former Speedy's #10 (former EL CAPITAN TEXACO) | TANK 3 | TANK 3 Compartment | Permanently Out of Use | 5000 | TRUE | 2014-09-26 | Gasoline (containing <=10% ethanol) | TRUE | Spill Bucket | Navajo Nation, Arizona, New Mexico, & Utah | Former Speedy's #10 (former EL CAPITAN TEXACO) | HWY 160 JCT 163 | Kayenta | AZ | 86033
9 | NAV181 | Former Speedy's #10 (former EL CAPITAN TEXACO) | TANK 2 | TANK 2 Compartment | Permanently Out of Use | 5000 | TRUE | 2014-09-26 | Gasoline (containing <=10% ethanol) | TRUE | Spill Bucket | Navajo Nation, Arizona, New Mexico, & Utah | Former Speedy's #10 (former EL CAPITAN TEXACO) | HWY 160 JCT 163 | Kayenta | AZ | 86033
9 | NAV182 | BITTER SPRINGS TRADING POST | TANK 1 | TANK 1 Compartment | Permanently Out of Use | 10000 | TRUE | 1998-10-30 | Gasoline (containing <=10% ethanol) | FALSE | Unknown | Navajo Nation, Arizona, New Mexico, & Utah | BITTER SPRINGS TRADING POST | "HWY 89BITTER SPRINGS" | Bittersprings | AZ | 86020
9 | NAV182 | BITTER SPRINGS TRADING POST | TANK 5 | TANK 5 Compartment | Permanently Out of Use | 500 | TRUE | 1998-10-30 | Used Oil | FALSE | Unknown | Navajo Nation, Arizona, New Mexico, & Utah | BITTER SPRINGS TRADING POST | "HWY 89BITTER SPRINGS" | Bittersprings | AZ | 86020
9 | NAV182 | BITTER SPRINGS TRADING POST | TANK 4 | TANK 4 Compartment | Permanently Out of Use | 1000 | TRUE | 1998-10-30 | Gasoline (containing <=10% ethanol) | FALSE | Unknown | Navajo Nation, Arizona, New Mexico, & Utah | BITTER SPRINGS TRADING POST | "HWY 89BITTER SPRINGS" | Bittersprings | AZ | 86020
9 | NAV182 | BITTER SPRINGS TRADING POST | TANK 3 | TANK 3 Compartment | Permanently Out of Use | 1000 | TRUE | 1998-10-30 | Gasoline (containing <=10% ethanol) | FALSE | Unknown | Navajo Nation, Arizona, New Mexico, & Utah | BITTER SPRINGS TRADING POST | "HWY 89BITTER SPRINGS" | Bittersprings | AZ | 86020
9 | NAV182 | BITTER SPRINGS TRADING POST | TANK 2 | TANK 2 Compartment | Permanently Out of Use | 10000 | TRUE | 1998-10-30 | Gasoline (containing <=10% ethanol) | FALSE | Unknown | Navajo Nation, Arizona, New Mexico, & Utah | BITTER SPRINGS TRADING POST | "HWY 89BITTER SPRINGS" | Bittersprings | AZ | 86020
9 | NAV183 | COPPERMINE TRADING POST | TANK 1 | TANK 1 Compartment | Permanently Out of Use | 500 | TRUE |  | Gasoline (containing <=10% ethanol) | FALSE | Unknown | Navajo Nation, Arizona, New Mexico, & Utah | COPPERMINE TRADING POST | ROUTE 6210/ROUTE 201 | Tuba City | AZ | 86045
9 | NAV183 | COPPERMINE TRADING POST | TANK 2 | TANK 2 Compartment | Permanently Out of Use | 500 | TRUE |  | Gasoline (containing <=10% ethanol) | FALSE | Unknown | Navajo Nation, Arizona, New Mexico, & Utah | COPPERMINE TRADING POST | ROUTE 6210/ROUTE 201 | Tuba City | AZ | 86045
9 | NAV184 | OLD RED LAKE TRADING POST | TANK 1 | TANK 1 Compartment | Permanently Out of Use | 3000 | TRUE | 1983-01-01 | Gasoline (containing <=10% ethanol) | FALSE | Unknown | Navajo Nation, Arizona, New Mexico, & Utah | OLD RED LAKE TRADING POST | HWY. 160 | Tonalea | AZ | 86044
9 | NAV184 | OLD RED LAKE TRADING POST | TANK 4 | TANK 4 Compartment | Permanently Out of Use | 8000 | TRUE | 1983-01-01 | Gasoline (containing <=10% ethanol) | FALSE | Unknown | Navajo Nation, Arizona, New Mexico, & Utah | OLD RED LAKE TRADING POST | HWY. 160 | Tonalea | AZ | 86044
9 | NAV184 | OLD RED LAKE TRADING POST | TANK 3 | TANK 3 Compartment | Permanently Out of Use | 8000 | TRUE | 1983-01-01 | Gasoline (containing <=10% ethanol) | FALSE | Unknown | Navajo Nation, Arizona, New Mexico, & Utah | OLD RED LAKE TRADING POST | HWY. 160 | Tonalea | AZ | 86044
9 | NAV184 | OLD RED LAKE TRADING POST | TANK 2 | TANK 2 Compartment | Permanently Out of Use | 1000 | TRUE | 1983-01-01 | Gasoline (containing <=10% ethanol) | FALSE | Unknown | Navajo Nation, Arizona, New Mexico, & Utah | OLD RED LAKE TRADING POST | HWY. 160 | Tonalea | AZ | 86044
9 | NAV185 | DAVIS CHEVROLET | TANK 1 | TANK 1 Compartment | Permanently Out of Use | 10000 | TRUE |  | Gasoline (containing <=10% ethanol) | FALSE | Unknown | Navajo Nation, Arizona, New Mexico, & Utah | DAVIS CHEVROLET | P.O. BOX 308 | Tuba City | AZ | 86045
9 | NAV185 | DAVIS CHEVROLET | TANK 3 | TANK 3 Compartment | Permanently Out of Use | 6000 | TRUE |  | Gasoline (containing <=10% ethanol) | FALSE | Unknown | Navajo Nation, Arizona, New Mexico, & Utah | DAVIS CHEVROLET | P.O. BOX 308 | Tuba City | AZ | 86045
9 | NAV185 | DAVIS CHEVROLET | TANK 2 | TANK 2 Compartment | Permanently Out of Use | 8000 | TRUE |  | Gasoline (containing <=10% ethanol) | FALSE | Unknown | Navajo Nation, Arizona, New Mexico, & Utah | DAVIS CHEVROLET | P.O. BOX 308 | Tuba City | AZ | 86045
9 | NAV186 | NAVAJO FLEET MANAGEMENT | TANK 1 | TANK 1 Compartment | Permanently Out of Use | 10000 | TRUE |  | Gasoline (containing <=10% ethanol) | TRUE | Unknown | Navajo Nation, Arizona, New Mexico, & Utah | NAVAJO FLEET MANAGEMENT | P.O. BOX 3047 | Tuba City | AZ | 86045
9 | NAV186 | NAVAJO FLEET MANAGEMENT | TANK 5B | TANK 5B Compartment | Currently in Use | 3000 | TRUE | 2001-04-01 | Diesel | FALSE | Unknown | Navajo Nation, Arizona, New Mexico, & Utah | NAVAJO FLEET MANAGEMENT | P.O. BOX 3047 | Tuba City | AZ | 86045
9 | NAV186 | NAVAJO FLEET MANAGEMENT | TANK 5A | TANK 5A Compartment | Currently in Use | 12000 | TRUE | 2001-04-01 | Gasoline (containing <=10% ethanol) | TRUE | Unknown | Navajo Nation, Arizona, New Mexico, & Utah | NAVAJO FLEET MANAGEMENT | P.O. BOX 3047 | Tuba City | AZ | 86045
9 | NAV186 | NAVAJO FLEET MANAGEMENT | TANK 4 | TANK 4 Compartment | Permanently Out of Use | 1000 | TRUE |  | Gasoline (containing <=10% ethanol) | FALSE | Unknown | Navajo Nation, Arizona, New Mexico, & Utah | NAVAJO FLEET MANAGEMENT | P.O. BOX 3047 | Tuba City | AZ | 86045
9 | NAV186 | NAVAJO FLEET MANAGEMENT | TANK 3 | TANK 3 Compartment | Permanently Out of Use | 1000 | TRUE |  | Used Oil | FALSE | Unknown | Navajo Nation, Arizona, New Mexico, & Utah | NAVAJO FLEET MANAGEMENT | P.O. BOX 3047 | Tuba City | AZ | 86045
9 | NAV186 | NAVAJO FLEET MANAGEMENT | TANK 2 | TANK 2 Compartment | Permanently Out of Use | 10000 | TRUE |  | Gasoline (containing <=10% ethanol) | TRUE | Unknown | Navajo Nation, Arizona, New Mexico, & Utah | NAVAJO FLEET MANAGEMENT | P.O. BOX 3047 | Tuba City | AZ | 86045
9 | NAV187 | NTTS CHINLE FLEET MANAGEMENT | TANK 1 | TANK 1 Compartment | Permanently Out of Use | 10000 | TRUE |  | Gasoline (containing <=10% ethanol) | FALSE | Unknown | Navajo Nation, Arizona, New Mexico, & Utah | NTTS CHINLE FLEET MANAGEMENT | P.O. BOX 1930 | Chinle | AZ | 86503
9 | NAV187 | NTTS CHINLE FLEET MANAGEMENT | TANK 7 | TANK 7 Compartment | Permanently Out of Use | 2500 | TRUE |  | Used Oil | FALSE | Unknown | Navajo Nation, Arizona, New Mexico, & Utah | NTTS CHINLE FLEET MANAGEMENT | P.O. BOX 1930 | Chinle | AZ | 86503
9 | NAV187 | NTTS CHINLE FLEET MANAGEMENT | TANK 6 | TANK 6 Compartment | Permanently Out of Use | 200 | TRUE |  | Used Oil | FALSE | Unknown | Navajo Nation, Arizona, New Mexico, & Utah | NTTS CHINLE FLEET MANAGEMENT | P.O. BOX 1930 | Chinle | AZ | 86503
9 | NAV187 | NTTS CHINLE FLEET MANAGEMENT | TANK 5 | TANK 5 Compartment | Currently in Use | 12000 | TRUE |  | Gasoline (containing <=10% ethanol) | TRUE | Spill Bucket | Navajo Nation, Arizona, New Mexico, & Utah | NTTS CHINLE FLEET MANAGEMENT | P.O. BOX 1930 | Chinle | AZ | 86503
9 | NAV187 | NTTS CHINLE FLEET MANAGEMENT | TANK 4 | TANK 4 Compartment | Currently in Use | 12000 | TRUE |  | Gasoline (containing <=10% ethanol) | TRUE | Spill Bucket | Navajo Nation, Arizona, New Mexico, & Utah | NTTS CHINLE FLEET MANAGEMENT | P.O. BOX 1930 | Chinle | AZ | 86503
9 | NAV187 | NTTS CHINLE FLEET MANAGEMENT | TANK 3 | TANK 3 Compartment | Permanently Out of Use | 10000 | TRUE |  | Gasoline (containing <=10% ethanol) | FALSE | Unknown | Navajo Nation, Arizona, New Mexico, & Utah | NTTS CHINLE FLEET MANAGEMENT | P.O. BOX 1930 | Chinle | AZ | 86503
9 | NAV187 | NTTS CHINLE FLEET MANAGEMENT | TANK 2 | TANK 2 Compartment | Permanently Out of Use | 10000 | TRUE |  | Gasoline (containing <=10% ethanol) | FALSE | Unknown | Navajo Nation, Arizona, New Mexico, & Utah | NTTS CHINLE FLEET MANAGEMENT | P.O. BOX 1930 | Chinle | AZ | 86503
9 | NAV188 | KARRIGAN aka KARIGAN T.P. | TANK 1 | TANK 1 Compartment | Permanently Out of Use | 1000 | TRUE |  | Gasoline (containing <=10% ethanol) | FALSE | Unknown | Navajo Nation, Arizona, New Mexico, & Utah | KARRIGAN aka KARIGAN T.P. | OFF HWY 264 | Saint Michaels | AZ | 86511
9 | NAV188 | KARRIGAN aka KARIGAN T.P. | TANK 2 | TANK 2 Compartment | Permanently Out of Use | 1000 | TRUE |  | Gasoline (containing <=10% ethanol) | FALSE | Unknown | Navajo Nation, Arizona, New Mexico, & Utah | KARRIGAN aka KARIGAN T.P. | OFF HWY 264 | Saint Michaels | AZ | 86511
9 | NAV189 | CLEVELAND SERVICE STATION | TANK 1 | TANK 1 Compartment | Permanently Out of Use | 6000 | TRUE | 1960-09-11 | Gasoline (containing <=10% ethanol) | FALSE | Unknown | Navajo Nation, Arizona, New Mexico, & Utah | CLEVELAND SERVICE STATION | "Navajo, NM" | Navajo | NM | 87328
9 | NAV189 | CLEVELAND SERVICE STATION | TANK 2 | TANK 2 Compartment | Permanently Out of Use | 6000 | TRUE | 2005-09-20 | Unknown Petroleum | FALSE | Unknown | Navajo Nation, Arizona, New Mexico, & Utah | CLEVELAND SERVICE STATION | "Navajo, NM" | Navajo | NM | 87328
9 | NAV190 | HUERFANO TRADING POST | TANK 1 | TANK 1 Compartment | Permanently Out of Use | 1000 | TRUE | 1967-01-01 | Unknown Petroleum | FALSE | Unknown | Navajo Nation, Arizona, New Mexico, & Utah | HUERFANO TRADING POST | "28 miles South of Bloomfield, NM on the eastside of Highway 550" | Huerfano | NM | 87413
9 | NAV190 | HUERFANO TRADING POST | TANK 3 | TANK 3 Compartment | Permanently Out of Use | 1000 | TRUE | 1967-01-01 | Unknown Petroleum | FALSE | Unknown | Navajo Nation, Arizona, New Mexico, & Utah | HUERFANO TRADING POST | "28 miles South of Bloomfield, NM on the eastside of Highway 550" | Huerfano | NM | 87413
9 | NAV190 | HUERFANO TRADING POST | TANK 2 | TANK 2 Compartment | Permanently Out of Use | 1000 | TRUE | 1967-01-01 | Unknown Petroleum | FALSE | Unknown | Navajo Nation, Arizona, New Mexico, & Utah | HUERFANO TRADING POST | "28 miles South of Bloomfield, NM on the eastside of Highway 550" | Huerfano | NM | 87413
9 | NAV191 | NAVAJO TRIBAL UTILITY AUTHORITY - HQ VEHICLE SHOP | TANK 1 | TANK 1 Compartment | Permanently Out of Use | 10000 | TRUE |  | Gasoline (containing <=10% ethanol) | FALSE | Unknown | Navajo Nation, Arizona, New Mexico, & Utah | NAVAJO TRIBAL UTILITY AUTHORITY - HQ VEHICLE SHOP | I.R. 7 | Fort Defiance | AZ | 86504
9 | NAV191 | NAVAJO TRIBAL UTILITY AUTHORITY - HQ VEHICLE SHOP | TANK 2 | TANK 2 Compartment | Permanently Out of Use | 10000 | TRUE |  | Gasoline (containing <=10% ethanol) | FALSE | Unknown | Navajo Nation, Arizona, New Mexico, & Utah | NAVAJO TRIBAL UTILITY AUTHORITY - HQ VEHICLE SHOP | I.R. 7 | Fort Defiance | AZ | 86504
9 | NAV192 | NAVAJO TRIBAL UTILITY AUTHORITY - HQ WAREHOUSE | TANK 1 | TANK 1 Compartment | Permanently Out of Use | 8000 | TRUE | 1986-01-29 | Gasoline (containing <=10% ethanol) | FALSE | Unknown | Navajo Nation, Arizona, New Mexico, & Utah | NAVAJO TRIBAL UTILITY AUTHORITY - HQ WAREHOUSE | I.R. 7 | Fort Defiance | AZ | 86504
9 | NAV193 | NTUA VEHICLE SHOP SHIPROCK | TANK 1 | TANK 1 Compartment | Permanently Out of Use | 8000 | TRUE |  | Gasoline (containing <=10% ethanol) | FALSE | Unknown | Navajo Nation, Arizona, New Mexico, & Utah | NTUA VEHICLE SHOP SHIPROCK | HWY 64 | Shiprock | NM | 87420
9 | NAV193 | NTUA VEHICLE SHOP SHIPROCK | TANK 3 | TANK 3 Compartment | Permanently Out of Use | 500 | TRUE |  | Diesel | FALSE | Unknown | Navajo Nation, Arizona, New Mexico, & Utah | NTUA VEHICLE SHOP SHIPROCK | HWY 64 | Shiprock | NM | 87420
9 | NAV193 | NTUA VEHICLE SHOP SHIPROCK | TANK 2 | TANK 2 Compartment | Permanently Out of Use | 10000 | TRUE |  | Gasoline (containing <=10% ethanol) | FALSE | Unknown | Navajo Nation, Arizona, New Mexico, & Utah | NTUA VEHICLE SHOP SHIPROCK | HWY 64 | Shiprock | NM | 87420
9 | NAV194 | NTUA - TUBA CITY DISTRICT | TANK 1 | TANK 1 Compartment | Permanently Out of Use | 8000 | TRUE |  | Gasoline (containing <=10% ethanol) | FALSE | Unknown | Navajo Nation, Arizona, New Mexico, & Utah | NTUA - TUBA CITY DISTRICT | EDGEWATER STREET | Tuba City | AZ | 86045
9 | NAV195 | FORMER PALMER/WALKER MERCANTILE | TANK 1 | TANK 1 Compartment | Permanently Out of Use | 1000 | TRUE | 1974-06-15 | Gasoline (containing <=10% ethanol) | FALSE | Unknown | Navajo Nation, Arizona, New Mexico, & Utah | FORMER PALMER/WALKER MERCANTILE | CHACO Blvd NW of Church road | Crownpoint | NM | 87313
9 | NAV195 | FORMER PALMER/WALKER MERCANTILE | TANK 2 | TANK 2 Compartment | Permanently Out of Use | 1000 | TRUE | 1974-06-15 | Gasoline (containing <=10% ethanol) | FALSE | Unknown | Navajo Nation, Arizona, New Mexico, & Utah | FORMER PALMER/WALKER MERCANTILE | CHACO Blvd NW of Church road | Crownpoint | NM | 87313
9 | NAV197 | BIA - JONES RANCH SCHOOL | TANK 1 | TANK 1 Compartment | Permanently Out of Use | 3000 | TRUE | 1994-05-04 | Gasoline (containing <=10% ethanol) | FALSE | Unknown | Navajo Nation, Arizona, New Mexico, & Utah | BIA - JONES RANCH SCHOOL | NO STREET ADDRESS | Gallup | NM | 87301
9 | NAV198 | ZUNI VORTAC | TANK 1 | TANK 1 Compartment | Permanently Out of Use | 550 | TRUE |  | Diesel | FALSE | Unknown | Navajo Nation, Arizona, New Mexico, & Utah | ZUNI VORTAC | 6.5 MI E OF US 666 ON AZ 61 (NM 53) | Zuni | NM | 87327
9 | NAV199 | FAA GALLUP VORTAC | TANK 1 | TANK 1 Compartment | Permanently Out of Use | 10000 | TRUE |  | Diesel | FALSE | Unknown | Navajo Nation, Arizona, New Mexico, & Utah | FAA GALLUP VORTAC | "NM 134, 14 MI WEST OF US 666" | Gallup | NM | 87301
9 | NAV200 | NAVAJO MOUNTAIN TRADING POST | TANK 1 | TANK 1 Compartment | Permanently Out of Use | 1000 | TRUE | 1994-03-10 | Gasoline (containing <=10% ethanol) | FALSE | Unknown | Navajo Nation, Arizona, New Mexico, & Utah | NAVAJO MOUNTAIN TRADING POST | Navajo Route 16 | Navajo Mountain | UT | 86044
9 | NAV201 | ROCKY RIDGE GENERAL STORE | TANK 1 | TANK 1 Compartment | Permanently Out of Use | 3500 | TRUE | 1999-11-12 | Gasoline (containing <=10% ethanol) | TRUE | Spill Bucket | Navajo Nation, Arizona, New Mexico, & Utah | ROCKY RIDGE GENERAL STORE | Indian Route 62 | Rocky Ridge | AZ | 86030
9 | NAV201 | ROCKY RIDGE GENERAL STORE | TANK 4 | TANK 4 Compartment | Permanently Out of Use | 5000 | TRUE | 2003-01-11 | Gasoline (containing <=10% ethanol) | FALSE | Unknown | Navajo Nation, Arizona, New Mexico, & Utah | ROCKY RIDGE GENERAL STORE | Indian Route 62 | Rocky Ridge | AZ | 86030
9 | NAV201 | ROCKY RIDGE GENERAL STORE | TANK 3 | TANK 3 Compartment | Currently in Use | 10000 | TRUE | 1989-01-01 | Gasoline (containing <=10% ethanol) | FALSE | Unknown | Navajo Nation, Arizona, New Mexico, & Utah | ROCKY RIDGE GENERAL STORE | Indian Route 62 | Rocky Ridge | AZ | 86030
9 | NAV201 | ROCKY RIDGE GENERAL STORE | TANK 2 | TANK 2 Compartment | Permanently Out of Use | 2000 | TRUE | 1999-11-12 | Gasoline (containing <=10% ethanol) | FALSE | Unknown | Navajo Nation, Arizona, New Mexico, & Utah | ROCKY RIDGE GENERAL STORE | Indian Route 62 | Rocky Ridge | AZ | 86030
9 | NAV203 | SHIPROCK FLEET MANAGEMENT | TANK 1 | TANK 1 Compartment | Currently in Use | 12000 | TRUE |  | Gasoline (containing <=10% ethanol) | TRUE | Spill Bucket | Navajo Nation, Arizona, New Mexico, & Utah | SHIPROCK FLEET MANAGEMENT | HWY 64 | Shiprock | NM | 87420
9 | NAV203 | SHIPROCK FLEET MANAGEMENT | TANK 2 | TANK 2 Compartment | Permanently Out of Use | 700 | TRUE |  | Used Oil | FALSE | Unknown | Navajo Nation, Arizona, New Mexico, & Utah | SHIPROCK FLEET MANAGEMENT | HWY 64 | Shiprock | NM | 87420
9 | NAV204 | CROWNPOINT FLEET MGMT old POLICE STATIONS 1 AND 2 | TANK 1 | TANK 1 Compartment | Permanently Out of Use | 10000 | TRUE | 2001-08-17 | Gasoline (containing <=10% ethanol) | TRUE | Spill Bucket | Navajo Nation, Arizona, New Mexico, & Utah | CROWNPOINT FLEET MGMT old POLICE STATIONS 1 AND 2 | I.R. 9 | Crownpoint | NM | 87313
9 | NAV204 | CROWNPOINT FLEET MGMT old POLICE STATIONS 1 AND 2 | TANK 5A | TANK 5A Compartment | Currently in Use | 3000 | TRUE | 2001-08-01 | Diesel | TRUE | Spill Bucket | Navajo Nation, Arizona, New Mexico, & Utah | CROWNPOINT FLEET MGMT old POLICE STATIONS 1 AND 2 | I.R. 9 | Crownpoint | NM | 87313
9 | NAV204 | CROWNPOINT FLEET MGMT old POLICE STATIONS 1 AND 2 | TANK 4 | TANK 4 Compartment | Permanently Out of Use | 250 | TRUE | 2001-08-21 | Used Oil | FALSE | Unknown | Navajo Nation, Arizona, New Mexico, & Utah | CROWNPOINT FLEET MGMT old POLICE STATIONS 1 AND 2 | I.R. 9 | Crownpoint | NM | 87313
9 | NAV204 | CROWNPOINT FLEET MGMT old POLICE STATIONS 1 AND 2 | TANK 3 | TANK 3 Compartment | Permanently Out of Use | 10000 | TRUE | 2001-08-16 | Gasoline (containing <=10% ethanol) | FALSE | Unknown | Navajo Nation, Arizona, New Mexico, & Utah | CROWNPOINT FLEET MGMT old POLICE STATIONS 1 AND 2 | I.R. 9 | Crownpoint | NM | 87313
9 | NAV204 | CROWNPOINT FLEET MGMT old POLICE STATIONS 1 AND 2 | TANK 2 | TANK 2 Compartment | Permanently Out of Use | 10000 | TRUE | 2001-08-16 | Gasoline (containing <=10% ethanol) | FALSE | Unknown | Navajo Nation, Arizona, New Mexico, & Utah | CROWNPOINT FLEET MGMT old POLICE STATIONS 1 AND 2 | I.R. 9 | Crownpoint | NM | 87313
9 | NAV205 | TWO GREY HILLS TRADING POST | TANK 1 | TANK 1 Compartment | Permanently Out of Use | 3000 | TRUE |  | Gasoline (containing <=10% ethanol) | FALSE | Unknown | Navajo Nation, Arizona, New Mexico, & Utah | TWO GREY HILLS TRADING POST | "Physical Jct of HWY 5000 and Hwy 5001 7 M. W. OF NEWCOMB" | Two Grey Hills | NM | 87325
9 | NAV205 | TWO GREY HILLS TRADING POST | TANK 2 | TANK 2 Compartment | Permanently Out of Use | 1000 | TRUE |  | Gasoline (containing <=10% ethanol) | FALSE | Unknown | Navajo Nation, Arizona, New Mexico, & Utah | TWO GREY HILLS TRADING POST | "Physical Jct of HWY 5000 and Hwy 5001 7 M. W. OF NEWCOMB" | Two Grey Hills | NM | 87325
9 | NAV206 | MUSTANG GAS aka GIANT #3106 aka ROCK POINT TRADING POST | TANK 1 | TANK 1 Compartment | Currently in Use | 8000 | TRUE |  | Gasoline (containing <=10% ethanol) | TRUE | Spill Bucket | Navajo Nation, Arizona, New Mexico, & Utah | MUSTANG GAS aka GIANT #3106 aka ROCK POINT TRADING POST | HWY 191 | ROCK POINT | AZ | 86545
9 | NAV206 | MUSTANG GAS aka GIANT #3106 aka ROCK POINT TRADING POST | TANK 4 | TANK 4 Compartment | Currently in Use | 3000 | TRUE |  | Diesel | TRUE | Spill Bucket | Navajo Nation, Arizona, New Mexico, & Utah | MUSTANG GAS aka GIANT #3106 aka ROCK POINT TRADING POST | HWY 191 | ROCK POINT | AZ | 86545
9 | NAV206 | MUSTANG GAS aka GIANT #3106 aka ROCK POINT TRADING POST | TANK 3 | TANK 3 Compartment | Currently in Use | 3000 | TRUE |  | Gasoline (containing <=10% ethanol) | TRUE | Spill Bucket | Navajo Nation, Arizona, New Mexico, & Utah | MUSTANG GAS aka GIANT #3106 aka ROCK POINT TRADING POST | HWY 191 | ROCK POINT | AZ | 86545
9 | NAV206 | MUSTANG GAS aka GIANT #3106 aka ROCK POINT TRADING POST | TANK 2 | TANK 2 Compartment | Currently in Use | 8000 | TRUE |  | Gasoline (containing <=10% ethanol) | TRUE | Spill Bucket | Navajo Nation, Arizona, New Mexico, & Utah | MUSTANG GAS aka GIANT #3106 aka ROCK POINT TRADING POST | HWY 191 | ROCK POINT | AZ | 86545
9 | NAV207 | NEWCOMB TRADING POST | TANK 1 | TANK 1 Compartment | Permanently Out of Use | 2500 | TRUE | 2007-07-31 | Gasoline (containing <=10% ethanol) | FALSE | Unknown | Navajo Nation, Arizona, New Mexico, & Utah | NEWCOMB TRADING POST | Indian Service Route 192 | Newcomb | NM | 87455
9 | NAV207 | NEWCOMB TRADING POST | TANK 3 | TANK 3 Compartment | Permanently Out of Use | 560 | TRUE | 2007-07-31 | Gasoline (containing <=10% ethanol) | FALSE | Unknown | Navajo Nation, Arizona, New Mexico, & Utah | NEWCOMB TRADING POST | Indian Service Route 192 | Newcomb | NM | 87455
9 | NAV207 | NEWCOMB TRADING POST | TANK 2 | TANK 2 Compartment | Permanently Out of Use | 1700 | TRUE | 2007-07-31 | Gasoline (containing <=10% ethanol) | FALSE | Unknown | Navajo Nation, Arizona, New Mexico, & Utah | NEWCOMB TRADING POST | Indian Service Route 192 | Newcomb | NM | 87455
9 | NAV208 | OLD EL NAVAJO GARAGE (ORIGINAL MONTANO'S) | TANK 1 | TANK 1 Compartment | Permanently Out of Use | 6000 | TRUE |  | Gasoline (containing <=10% ethanol) | FALSE | Unknown | Navajo Nation, Arizona, New Mexico, & Utah | OLD EL NAVAJO GARAGE (ORIGINAL MONTANO'S) | HWY 666 & HWY 64 | Shiprock | NM | 87420
9 | NAV208 | OLD EL NAVAJO GARAGE (ORIGINAL MONTANO'S) | TANK 3 | TANK 3 Compartment | Permanently Out of Use | 6000 | TRUE |  | Gasoline (containing <=10% ethanol) | FALSE | Unknown | Navajo Nation, Arizona, New Mexico, & Utah | OLD EL NAVAJO GARAGE (ORIGINAL MONTANO'S) | HWY 666 & HWY 64 | Shiprock | NM | 87420
9 | NAV208 | OLD EL NAVAJO GARAGE (ORIGINAL MONTANO'S) | TANK 2 | TANK 2 Compartment | Permanently Out of Use | 6000 | TRUE |  | Gasoline (containing <=10% ethanol) | FALSE | Unknown | Navajo Nation, Arizona, New Mexico, & Utah | OLD EL NAVAJO GARAGE (ORIGINAL MONTANO'S) | HWY 666 & HWY 64 | Shiprock | NM | 87420
9 | NAV209 | RED MESA TRADING CO. | TANK 1 | TANK 1 Compartment | Permanently Out of Use | 8000 | TRUE | 2021-08-24 | Gasoline (containing <=10% ethanol) | TRUE | Spill Bucket | Navajo Nation, Arizona, New Mexico, & Utah | Red Mesa Store #511 (Former Red Mesa Trading Co.) | CORNER HWY. 491 AND ROUTE 134 | Sheep Springs | NM | 87364
9 | NAV209 | Red Mesa Store #511 | 4 | 1 | Currently in Use | 12000 | TRUE |  | Diesel | TRUE | Spill Bucket | Navajo Nation, Arizona, New Mexico, & Utah | Red Mesa Store #511 (Former Red Mesa Trading Co.) | CORNER HWY. 491 AND ROUTE 134 | Sheep Springs | NM | 87364
9 | NAV209 | Red Mesa Store #511 | 3 | 1 | Currently in Use | 12000 | TRUE | 2022-08-12 | Gasoline Containing >10% Ethanol | TRUE | Spill Bucket | Navajo Nation, Arizona, New Mexico, & Utah | Red Mesa Store #511 (Former Red Mesa Trading Co.) | CORNER HWY. 491 AND ROUTE 134 | Sheep Springs | NM | 87364
9 | NAV209 | Red Mesa Store #511 | 2 | 1 | Currently in Use | 12000 | TRUE | 2022-08-12 | Gasoline (containing <=10% ethanol) | TRUE | Spill Bucket | Navajo Nation, Arizona, New Mexico, & Utah | Red Mesa Store #511 (Former Red Mesa Trading Co.) | CORNER HWY. 491 AND ROUTE 134 | Sheep Springs | NM | 87364
9 | NAV209 | Red Mesa Store #511 | 1 | 1 | Currently in Use | 15000 | TRUE | 2022-08-12 | Gasoline (containing <=10% ethanol) | TRUE | Spill Bucket | Navajo Nation, Arizona, New Mexico, & Utah | Red Mesa Store #511 (Former Red Mesa Trading Co.) | CORNER HWY. 491 AND ROUTE 134 | Sheep Springs | NM | 87364
9 | NAV209 | RED MESA TRADING CO. | TANK 2 | TANK 2 Compartment | Permanently Out of Use | 8000 | TRUE | 2021-08-24 | Diesel | TRUE | Spill Bucket | Navajo Nation, Arizona, New Mexico, & Utah | Red Mesa Store #511 (Former Red Mesa Trading Co.) | CORNER HWY. 491 AND ROUTE 134 | Sheep Springs | NM | 87364
9 | NAV210 | WIDE RUINS TRADING POST | TANK 1 | TANK 1 Compartment | Permanently Out of Use |  | TRUE | 2006-04-24 | Other | FALSE | Unknown | Navajo Nation, Arizona, New Mexico, & Utah | WIDE RUINS TRADING POST | "Wide Ruins, AZ" | Wide Ruins | AZ | 86502
9 | NAV211 | CHIEF CONOCO | TANK 1 | TANK 1 Compartment | Permanently Out of Use | 4000 | TRUE |  | Gasoline (containing <=10% ethanol) | FALSE | Unknown | Navajo Nation, Arizona, New Mexico, & Utah | CHIEF CONOCO | HWY 491/64 | Shiprock | NM | 87420
9 | NAV211 | CHIEF CONOCO | TANK 5 | TANK 5 Compartment | Permanently Out of Use | 2000 | TRUE |  | Diesel | FALSE | Unknown | Navajo Nation, Arizona, New Mexico, & Utah | CHIEF CONOCO | HWY 491/64 | Shiprock | NM | 87420
9 | NAV211 | CHIEF CONOCO | TANK 4 | TANK 4 Compartment | Permanently Out of Use | 2000 | TRUE |  | Gasoline (containing <=10% ethanol) | FALSE | Unknown | Navajo Nation, Arizona, New Mexico, & Utah | CHIEF CONOCO | HWY 491/64 | Shiprock | NM | 87420
9 | NAV211 | CHIEF CONOCO | TANK 3 | TANK 3 Compartment | Permanently Out of Use | 500 | TRUE |  | Used Oil | FALSE | Unknown | Navajo Nation, Arizona, New Mexico, & Utah | CHIEF CONOCO | HWY 491/64 | Shiprock | NM | 87420
9 | NAV211 | CHIEF CONOCO | TANK 2 | TANK 2 Compartment | Permanently Out of Use | 4000 | TRUE |  | Gasoline (containing <=10% ethanol) | FALSE | Unknown | Navajo Nation, Arizona, New Mexico, & Utah | CHIEF CONOCO | HWY 491/64 | Shiprock | NM | 87420
9 | NAV213 | BECLAHBETO TRADING POST | TANK 1 | TANK 1 Compartment | Permanently Out of Use | 3000 | TRUE |  | Gasoline (containing <=10% ethanol) | FALSE | Unknown | Navajo Nation, Arizona, New Mexico, & Utah | BECLAHBETO TRADING POST | "18 M.W. OF SHIPROCK, U.S. 64" | Beclabito | NM | 87420
9 | NAV213 | BECLAHBETO TRADING POST | TANK 2 | TANK 2 Compartment | Permanently Out of Use | 3000 | TRUE |  | Gasoline (containing <=10% ethanol) | FALSE | Unknown | Navajo Nation, Arizona, New Mexico, & Utah | BECLAHBETO TRADING POST | "18 M.W. OF SHIPROCK, U.S. 64" | Beclabito | NM | 87420
9 | NAV214 | RED MESA #507 aka NASCHITTI TRADING POST | TANK 1 | TANK 1 Compartment | Permanently Out of Use | 4000 | TRUE |  | Gasoline (containing <=10% ethanol) | FALSE | Unknown | Navajo Nation, Arizona, New Mexico, & Utah | RED MESA #507 aka NASCHITTI TRADING POST | "HCR 330HWY 666" | Naschitti | NM | 87325
9 | NAV214 | RED MESA #507 aka NASCHITTI TRADING POST | TANK 4 | TANK 4 Compartment | Permanently Out of Use | 10000 | TRUE | 2025-04-15 | Gasoline (containing <=10% ethanol) | TRUE | Spill Bucket | Navajo Nation, Arizona, New Mexico, & Utah | RED MESA #507 aka NASCHITTI TRADING POST | "HCR 330HWY 666" | Naschitti | NM | 87325
9 | NAV214 | RED MESA #507 aka NASCHITTI TRADING POST | TANK 3 | TANK 3 Compartment | Permanently Out of Use | 3000 | TRUE | 2025-04-15 | Gasoline (containing <=10% ethanol) | TRUE | Spill Bucket | Navajo Nation, Arizona, New Mexico, & Utah | RED MESA #507 aka NASCHITTI TRADING POST | "HCR 330HWY 666" | Naschitti | NM | 87325
9 | NAV214 | RED MESA #507 aka NASCHITTI TRADING POST | TANK 2 | TANK 2 Compartment | Permanently Out of Use | 4000 | TRUE |  | Gasoline (containing <=10% ethanol) | FALSE | Unknown | Navajo Nation, Arizona, New Mexico, & Utah | RED MESA #507 aka NASCHITTI TRADING POST | "HCR 330HWY 666" | Naschitti | NM | 87325
9 | NAV215 | MEXICAN SPRINGS TRADING POST | TANK 1 | TANK 1 Compartment | Permanently Out of Use | 1000 | TRUE | 1994-02-22 | Gasoline (containing <=10% ethanol) | FALSE | Unknown | Navajo Nation, Arizona, New Mexico, & Utah | MEXICAN SPRINGS TRADING POST | US Hway 491 | Mexican Springs | NM | 87320
9 | NAV217 | MARIANO LAKE TRADING POST | TANK 1 | TANK 1 Compartment | Permanently Out of Use | 1500 | TRUE | 2007-08-03 | Gasoline (containing <=10% ethanol) | FALSE | Unknown | Navajo Nation, Arizona, New Mexico, & Utah | MARIANO LAKE TRADING POST | Navajo Service Route 49 | Thoreau | NM | 87301
9 | NAV218 | "NM STATE HWY DEPT, SHIPROCK" | TANK 1 | TANK 1 Compartment | Permanently Out of Use | 2000 | TRUE |  | Gasoline (containing <=10% ethanol) | FALSE | Unknown | Navajo Nation, Arizona, New Mexico, & Utah | "NM STATE HWY DEPT, SHIPROCK" | "EAST SIDE OF HWY 6661/2 MI S OF JCT US 64" | Shiprock | NM | 87420
9 | NAV218 | "NM STATE HWY DEPT, SHIPROCK" | TANK 2 | TANK 2 Compartment | Permanently Out of Use | 2000 | TRUE |  | Gasoline (containing <=10% ethanol) | FALSE | Unknown | Navajo Nation, Arizona, New Mexico, & Utah | "NM STATE HWY DEPT, SHIPROCK" | "EAST SIDE OF HWY 6661/2 MI S OF JCT US 64" | Shiprock | NM | 87420
9 | NAV219 | PALMER MERCANTILE CO.(original site) | TANK 1 | TANK 1 Compartment | Permanently Out of Use | 2000 | TRUE | 1973-05-05 | Gasoline (containing <=10% ethanol) | FALSE | Unknown | Navajo Nation, Arizona, New Mexico, & Utah | PALMER MERCANTILE CO.(original site) | CHACO Blvd NE of Church road | Crownpoint | NM | 87301
9 | NAV219 | PALMER MERCANTILE CO.(original site) | TANK 3 | TANK 3 Compartment | Permanently Out of Use | 500 | TRUE | 1973-05-05 | Kerosene | FALSE | Unknown | Navajo Nation, Arizona, New Mexico, & Utah | PALMER MERCANTILE CO.(original site) | CHACO Blvd NE of Church road | Crownpoint | NM | 87301
9 | NAV219 | PALMER MERCANTILE CO.(original site) | TANK 2 | TANK 2 Compartment | Permanently Out of Use | 1000 | TRUE | 1973-05-05 | Gasoline (containing <=10% ethanol) | FALSE | Unknown | Navajo Nation, Arizona, New Mexico, & Utah | PALMER MERCANTILE CO.(original site) | CHACO Blvd NE of Church road | Crownpoint | NM | 87301
9 | NAV220 | ELI WILLIAMS SERVICE STATION | TANK 1 | TANK 1 Compartment | Permanently Out of Use | 0 | TRUE |  | Gasoline (containing <=10% ethanol) | FALSE | Unknown | Navajo Nation, Arizona, New Mexico, & Utah | ELI WILLIAMS SERVICE STATION | Hwy 264, 1.3 miles west of NAV137 | Steamboat | AZ | 86505
9 | NAV221 | CIRCLE K 1042 | TANK 1 | TANK 1 Compartment | Permanently Out of Use | 10000 | TRUE | 2001-09-28 | Gasoline (containing <=10% ethanol) | TRUE | Spill Bucket | Navajo Nation, Arizona, New Mexico, & Utah | CIRCLE K 1042 | HWYS. 160 AND 163 | Kayenta | AZ | 86033
9 | NAV221 | CIRCLE K 1042 | TANK 3 | TANK 3 Compartment | Permanently Out of Use | 10000 | TRUE | 2001-09-28 | Gasoline (containing <=10% ethanol) | TRUE | Spill Bucket | Navajo Nation, Arizona, New Mexico, & Utah | CIRCLE K 1042 | HWYS. 160 AND 163 | Kayenta | AZ | 86033
9 | NAV221 | CIRCLE K 1042 | TANK 2 | TANK 2 Compartment | Permanently Out of Use | 10000 | TRUE | 2001-09-28 | Gasoline (containing <=10% ethanol) | TRUE | Spill Bucket | Navajo Nation, Arizona, New Mexico, & Utah | CIRCLE K 1042 | HWYS. 160 AND 163 | Kayenta | AZ | 86033
9 | NAV222 | SAGE MEMORIAL HOSPITAL | TANK 1 | TANK 1 Compartment | Permanently Out of Use | 4000 | TRUE |  | Gasoline (containing <=10% ethanol) | FALSE | Unknown | Navajo Nation, Arizona, New Mexico, & Utah | SAGE MEMORIAL HOSPITAL | HWY 264 | Ganado | AZ | 86505
9 | NAV223 | MONUMENT VALLEY ADVENTIST HOSPITAL | TANK 1 | TANK 1 Compartment | Permanently Out of Use | 1000 | TRUE |  | Gasoline (containing <=10% ethanol) | FALSE | Unknown | Navajo Nation, Arizona, New Mexico, & Utah | MONUMENT VALLEY ADVENTIST HOSPITAL | P.O.BOX 4 | Monument Valley | UT | 84536
9 | NAV224 | TSAILE ELEMENTARY SCHOOL | TANK 1 | TANK 1 Compartment | Permanently Out of Use | 12000 | TRUE |  | Gasoline (containing <=10% ethanol) | FALSE | Unknown | Navajo Nation, Arizona, New Mexico, & Utah | TSAILE ELEMENTARY SCHOOL | I.R. 12 AND HWY 64 | Tsaile | AZ | 86556
9 | NAV224 | TSAILE ELEMENTARY SCHOOL | TANK 2 | TANK 2 Compartment | Permanently Out of Use | 1000 | TRUE | 1996-11-25 | Diesel | FALSE | Unknown | Navajo Nation, Arizona, New Mexico, & Utah | TSAILE ELEMENTARY SCHOOL | I.R. 12 AND HWY 64 | Tsaile | AZ | 86556
9 | NAV225 | MANY FARMS ELEMENTARY SCHOOL | TANK 1 | TANK 1 Compartment | Permanently Out of Use | 10000 | TRUE | 1989-07-18 | Gasoline (containing <=10% ethanol) | FALSE | Unknown | Navajo Nation, Arizona, New Mexico, & Utah | MANY FARMS ELEMENTARY SCHOOL | US RTE. 191 and I.R. 59 | Many Farms | AZ | 86538
9 | NAV225 | MANY FARMS ELEMENTARY SCHOOL | TANK 2 | TANK 2 Compartment | Permanently Out of Use | 2000 | TRUE | 2002-06-12 | Gasoline (containing <=10% ethanol) | FALSE | Unknown | Navajo Nation, Arizona, New Mexico, & Utah | MANY FARMS ELEMENTARY SCHOOL | US RTE. 191 and I.R. 59 | Many Farms | AZ | 86538
9 | NAV226 | "CHINLE Unified School District 24, Transportation, Dept." | TANK 1 | TANK 1 Compartment | Permanently Out of Use | 10000 | TRUE |  | Gasoline (containing <=10% ethanol) | FALSE | Unknown | Navajo Nation, Arizona, New Mexico, & Utah | "CHINLE Unified School District 24, Transportation, Dept." | U.S. RT. 191 and I.R. 7 | Chinle | AZ | 86503
9 | NAV226 | "CHINLE Unified School District 24, Transportation, Dept." | TANK 6 | TANK 6 Compartment | Permanently Out of Use | 7000 | TRUE |  | Diesel | FALSE | Unknown | Navajo Nation, Arizona, New Mexico, & Utah | "CHINLE Unified School District 24, Transportation, Dept." | U.S. RT. 191 and I.R. 7 | Chinle | AZ | 86503
9 | NAV226 | "CHINLE Unified School District 24, Transportation, Dept." | TANK 5 | TANK 5 Compartment | Permanently Out of Use | 20000 | TRUE | 2023-08-06 | Diesel | TRUE | Spill Bucket | Navajo Nation, Arizona, New Mexico, & Utah | "CHINLE Unified School District 24, Transportation, Dept." | U.S. RT. 191 and I.R. 7 | Chinle | AZ | 86503
9 | NAV226 | "CHINLE Unified School District 24, Transportation, Dept." | TANK 4 | TANK 4 Compartment | Permanently Out of Use | 10000 | TRUE | 2023-08-16 | Gasoline (containing <=10% ethanol) | TRUE | Spill Bucket | Navajo Nation, Arizona, New Mexico, & Utah | "CHINLE Unified School District 24, Transportation, Dept." | U.S. RT. 191 and I.R. 7 | Chinle | AZ | 86503
9 | NAV226 | "CHINLE Unified School District 24, Transportation, Dept." | TANK 3 | TANK 3 Compartment | Permanently Out of Use | 10000 | TRUE | 2023-08-16 | Diesel | TRUE | Spill Bucket | Navajo Nation, Arizona, New Mexico, & Utah | "CHINLE Unified School District 24, Transportation, Dept." | U.S. RT. 191 and I.R. 7 | Chinle | AZ | 86503
9 | NAV226 | "CHINLE Unified School District 24, Transportation, Dept." | TANK 2 | TANK 2 Compartment | Permanently Out of Use | 4000 | TRUE |  | Gasoline (containing <=10% ethanol) | FALSE | Unknown | Navajo Nation, Arizona, New Mexico, & Utah | "CHINLE Unified School District 24, Transportation, Dept." | U.S. RT. 191 and I.R. 7 | Chinle | AZ | 86503
9 | NAV227 | SWIRE COCA COLA | TANK 1 | TANK 1 Compartment | Permanently Out of Use | 10000 | TRUE |  | Gasoline (containing <=10% ethanol) | FALSE | Unknown | Navajo Nation, Arizona, New Mexico, & Utah | SWIRE COCA COLA | HWY 191 INDUSTRIAL PARK | Chinle | AZ | 86503
9 | NAV227 | SWIRE COCA COLA | TANK 2 | TANK 2 Compartment | Permanently Out of Use | 9000 | TRUE |  | Gasoline (containing <=10% ethanol) | FALSE | Unknown | Navajo Nation, Arizona, New Mexico, & Utah | SWIRE COCA COLA | HWY 191 INDUSTRIAL PARK | Chinle | AZ | 86503
9 | NAV228 | GOULDING TRADING POST | TANK 1 | TANK 1 Compartment | Permanently Out of Use | 6000 | TRUE | 2021-04-05 | Diesel | TRUE | Spill Bucket | Navajo Nation, Arizona, New Mexico, & Utah | GOULDING TRADING POST | "P.O. Box 360001 1000 Main Street" | Monument Valley | UT | 84536
9 | NAV228 | GOULDING TRADING POST | TANK 5 | TANK 5 Compartment | Permanently Out of Use | 8000 | TRUE | 1991-01-27 | Gasoline (containing <=10% ethanol) | FALSE | Unknown | Navajo Nation, Arizona, New Mexico, & Utah | GOULDING TRADING POST | "P.O. Box 360001 1000 Main Street" | Monument Valley | UT | 84536
9 | NAV228 | GOULDING TRADING POST | TANK 4 | TANK 4 Compartment | Permanently Out of Use | 8000 | TRUE | 1991-01-27 | Gasoline (containing <=10% ethanol) | FALSE | Unknown | Navajo Nation, Arizona, New Mexico, & Utah | GOULDING TRADING POST | "P.O. Box 360001 1000 Main Street" | Monument Valley | UT | 84536
9 | NAV228 | GOULDING TRADING POST | TANK 3 | TANK 3 Compartment | Permanently Out of Use | 10000 | TRUE | 2021-04-05 | Gasoline (containing <=10% ethanol) | TRUE | Spill Bucket | Navajo Nation, Arizona, New Mexico, & Utah | GOULDING TRADING POST | "P.O. Box 360001 1000 Main Street" | Monument Valley | UT | 84536
9 | NAV228 | GOULDING TRADING POST | TANK 2 | TANK 2 Compartment | Permanently Out of Use | 6000 | TRUE | 2021-04-05 | Gasoline (containing <=10% ethanol) | TRUE | Spill Bucket | Navajo Nation, Arizona, New Mexico, & Utah | GOULDING TRADING POST | "P.O. Box 360001 1000 Main Street" | Monument Valley | UT | 84536
9 | NAV229 | VENCENTI STORE | TANK 1 | TANK 1 Compartment | Permanently Out of Use | 2000 | TRUE | 2004-05-25 | Gasoline (containing <=10% ethanol) | FALSE | Unknown | Navajo Nation, Arizona, New Mexico, & Utah | VENCENTI STORE | "Lukachukai, AZ" | Lukachukai | AZ | 86507
9 | NAV229 | VENCENTI STORE | TANK 4 | TANK 4 Compartment | Permanently Out of Use | 1000 | TRUE | 2004-05-25 | Gasoline (containing <=10% ethanol) | FALSE | Unknown | Navajo Nation, Arizona, New Mexico, & Utah | VENCENTI STORE | "Lukachukai, AZ" | Lukachukai | AZ | 86507
9 | NAV229 | VENCENTI STORE | TANK 3 | TANK 3 Compartment | Permanently Out of Use | 2000 | TRUE | 2004-05-25 | Gasoline (containing <=10% ethanol) | FALSE | Unknown | Navajo Nation, Arizona, New Mexico, & Utah | VENCENTI STORE | "Lukachukai, AZ" | Lukachukai | AZ | 86507
9 | NAV229 | VENCENTI STORE | TANK 2 | TANK 2 Compartment | Permanently Out of Use | 4000 | TRUE | 2004-05-25 | Gasoline (containing <=10% ethanol) | FALSE | Unknown | Navajo Nation, Arizona, New Mexico, & Utah | VENCENTI STORE | "Lukachukai, AZ" | Lukachukai | AZ | 86507
9 | NAV230 | TOHATCHI CHEVRON | TANK 1 | TANK 1 Compartment | Permanently Out of Use | 1000 | TRUE |  | Gasoline (containing <=10% ethanol) | FALSE | Unknown | Navajo Nation, Arizona, New Mexico, & Utah | TOHATCHI CHEVRON | Highway 491 MM 23 | Tohatchi | NM | 87325
9 | NAV230 | TOHATCHI CHEVRON | TANK 5 | TANK 5 Compartment | Currently in Use | 6000 | TRUE |  | Diesel | TRUE | Spill Bucket | Navajo Nation, Arizona, New Mexico, & Utah | TOHATCHI CHEVRON | Highway 491 MM 23 | Tohatchi | NM | 87325
9 | NAV230 | TOHATCHI CHEVRON | TANK 4 | TANK 4 Compartment | Currently in Use | 6000 | TRUE |  | Gasoline (containing <=10% ethanol) | TRUE | Spill Bucket | Navajo Nation, Arizona, New Mexico, & Utah | TOHATCHI CHEVRON | Highway 491 MM 23 | Tohatchi | NM | 87325
9 | NAV230 | TOHATCHI CHEVRON | TANK 3 | TANK 3 Compartment | Currently in Use | 12000 | TRUE |  | Gasoline (containing <=10% ethanol) | TRUE | Spill Bucket | Navajo Nation, Arizona, New Mexico, & Utah | TOHATCHI CHEVRON | Highway 491 MM 23 | Tohatchi | NM | 87325
9 | NAV230 | TOHATCHI CHEVRON | TANK 2 | TANK 2 Compartment | Permanently Out of Use | 3000 | TRUE |  | Gasoline (containing <=10% ethanol) | FALSE | Unknown | Navajo Nation, Arizona, New Mexico, & Utah | TOHATCHI CHEVRON | Highway 491 MM 23 | Tohatchi | NM | 87325
9 | NAV231 | RIVER VIEW TEXACO SERVICE STATION | TANK 1 | TANK 1 Compartment | Permanently Out of Use | 10000 | TRUE | 2002-09-04 | Gasoline (containing <=10% ethanol) | FALSE | Unknown | Navajo Nation, Arizona, New Mexico, & Utah | RIVER VIEW TEXACO SERVICE STATION | Philip's Camp Rd (Hway 162) | Montezuma Creek | UT | 84534
9 | NAV231 | RIVER VIEW TEXACO SERVICE STATION | TANK 4 | TANK 4 Compartment | Permanently Out of Use | 10000 | TRUE | 2006-01-01 | Gasoline (containing <=10% ethanol) | TRUE | Spill Bucket | Navajo Nation, Arizona, New Mexico, & Utah | RIVER VIEW TEXACO SERVICE STATION | Philip's Camp Rd (Hway 162) | Montezuma Creek | UT | 84534
9 | NAV231 | RIVER VIEW TEXACO SERVICE STATION | TANK 3 | TANK 3 Compartment | Permanently Out of Use | 10000 | TRUE | 2006-01-01 | Gasoline (containing <=10% ethanol) | TRUE | Spill Bucket | Navajo Nation, Arizona, New Mexico, & Utah | RIVER VIEW TEXACO SERVICE STATION | Philip's Camp Rd (Hway 162) | Montezuma Creek | UT | 84534
9 | NAV231 | RIVER VIEW TEXACO SERVICE STATION | TANK 2 | TANK 2 Compartment | Permanently Out of Use | 10000 | TRUE | 2002-09-04 | Gasoline (containing <=10% ethanol) | FALSE | Unknown | Navajo Nation, Arizona, New Mexico, & Utah | RIVER VIEW TEXACO SERVICE STATION | Philip's Camp Rd (Hway 162) | Montezuma Creek | UT | 84534
9 | NAV232 | MEXICAN HAT ELEMENTARY SCHOOL | TANK 1 | TANK 1 Compartment | Permanently Out of Use | 2000 | TRUE |  | Gasoline (containing <=10% ethanol) | FALSE | Unknown | Navajo Nation, Arizona, New Mexico, & Utah | MEXICAN HAT ELEMENTARY SCHOOL | "HALCHITA, HWY 163" | Mexican Hat | UT | 84531
9 | NAV235 | LOW MOUNTAIN TRADING POST | TANK 1 | TANK 1 Compartment | Permanently Out of Use | 4000 | TRUE | 2004-06-30 | Gasoline (containing <=10% ethanol) | FALSE | Unknown | Navajo Nation, Arizona, New Mexico, & Utah | LOW MOUNTAIN TRADING POST | "Low Mountain, AZ" | Low Mountain | AZ | 86503
9 | NAV236 | PAINTED HILLS TRADING POST | TANK 1 | TANK 1 Compartment | Permanently Out of Use | 2000 | TRUE | 1988-12-15 | Gasoline (containing <=10% ethanol) | FALSE | Unknown | Navajo Nation, Arizona, New Mexico, & Utah | PAINTED HILLS TRADING POST | 1 M. NORTH OF U.S. I-40 | Sanders | AZ | 86512
9 | NAV236 | PAINTED HILLS TRADING POST | TANK 2 | TANK 2 Compartment | Permanently Out of Use | 2000 | TRUE | 1988-12-15 | Gasoline (containing <=10% ethanol) | FALSE | Unknown | Navajo Nation, Arizona, New Mexico, & Utah | PAINTED HILLS TRADING POST | 1 M. NORTH OF U.S. I-40 | Sanders | AZ | 86512
9 | NAV237 | SUPER K CHEVRON | TANK 1 | TANK 1 Compartment | Currently in Use | 10000 | TRUE |  | Gasoline (containing <=10% ethanol) | TRUE | Spill Bucket | Navajo Nation, Arizona, New Mexico, & Utah | SUPER K CHEVRON | "U.S. Hwy. 160 P.O. Box 2080" | Tuba City | AZ | 86045
9 | NAV237 | SUPER K CHEVRON | TANK 3 | TANK 3 Compartment | Currently in Use | 10000 | TRUE |  | Gasoline (containing <=10% ethanol) | TRUE | Spill Bucket | Navajo Nation, Arizona, New Mexico, & Utah | SUPER K CHEVRON | "U.S. Hwy. 160 P.O. Box 2080" | Tuba City | AZ | 86045
9 | NAV237 | SUPER K CHEVRON | TANK 2 | TANK 2 Compartment | Currently in Use | 10000 | TRUE |  | Diesel | TRUE | Spill Bucket | Navajo Nation, Arizona, New Mexico, & Utah | SUPER K CHEVRON | "U.S. Hwy. 160 P.O. Box 2080" | Tuba City | AZ | 86045
9 | NAV238 | THRIFTWAY 504 aka INDIAN WELLS TRADING POST | TANK 1 | TANK 1 Compartment | Permanently Out of Use | 2000 | TRUE | 1995-03-15 | Gasoline (containing <=10% ethanol) | TRUE | Spill Bucket | Navajo Nation, Arizona, New Mexico, & Utah | THRIFTWAY 504 aka INDIAN WELLS TRADING POST | 30 MILES N. US RTE. I-40 ON HWY 77 | Indian Wells | AZ | 86031
9 | NAV238 | THRIFTWAY 504 aka INDIAN WELLS TRADING POST | TANK 3 | TANK 3 Compartment | Currently in Use | 12000 | TRUE | 1996-06-01 | Gasoline (containing <=10% ethanol) | TRUE | Spill Bucket | Navajo Nation, Arizona, New Mexico, & Utah | THRIFTWAY 504 aka INDIAN WELLS TRADING POST | 30 MILES N. US RTE. I-40 ON HWY 77 | Indian Wells | AZ | 86031
9 | NAV238 | THRIFTWAY 504 aka INDIAN WELLS TRADING POST | TANK 2 | TANK 2 Compartment | Permanently Out of Use | 2000 | TRUE | 1995-03-15 | Gasoline (containing <=10% ethanol) | TRUE | Spill Bucket | Navajo Nation, Arizona, New Mexico, & Utah | THRIFTWAY 504 aka INDIAN WELLS TRADING POST | 30 MILES N. US RTE. I-40 ON HWY 77 | Indian Wells | AZ | 86031
9 | NAV240 | SALINA SPRINGS TRADING POST | TANK 1 | TANK 1 Compartment | Permanently Out of Use | 2000 | TRUE |  | Gasoline (containing <=10% ethanol) | FALSE | Unknown | Navajo Nation, Arizona, New Mexico, & Utah | SALINA SPRINGS TRADING POST | Indian Route 251 | Salina Springs | AZ | 86503
9 | NAV240 | SALINA SPRINGS TRADING POST | TANK 3 | TANK 3 Compartment | Permanently Out of Use | 4000 | TRUE |  | Gasoline (containing <=10% ethanol) | FALSE | Unknown | Navajo Nation, Arizona, New Mexico, & Utah | SALINA SPRINGS TRADING POST | Indian Route 251 | Salina Springs | AZ | 86503
9 | NAV240 | SALINA SPRINGS TRADING POST | TANK 2 | TANK 2 Compartment | Permanently Out of Use | 6000 | TRUE |  | Gasoline (containing <=10% ethanol) | FALSE | Unknown | Navajo Nation, Arizona, New Mexico, & Utah | SALINA SPRINGS TRADING POST | Indian Route 251 | Salina Springs | AZ | 86503
9 | NAV241 | BIG O' TIRES | TANK 1 | TANK 1 Compartment | Permanently Out of Use | 2000 | TRUE |  | Gasoline (containing <=10% ethanol) | FALSE | Unknown | Navajo Nation, Arizona, New Mexico, & Utah | BIG O' TIRES | P.O. BOX 710 | Chinle | AZ | 86503
9 | NAV241 | BIG O' TIRES | TANK 5 | TANK 5 Compartment | Permanently Out of Use | 1000 | TRUE |  | Gasoline (containing <=10% ethanol) | FALSE | Unknown | Navajo Nation, Arizona, New Mexico, & Utah | BIG O' TIRES | P.O. BOX 710 | Chinle | AZ | 86503
9 | NAV241 | BIG O' TIRES | TANK 4 | TANK 4 Compartment | Permanently Out of Use | 1000 | TRUE |  | Gasoline (containing <=10% ethanol) | FALSE | Unknown | Navajo Nation, Arizona, New Mexico, & Utah | BIG O' TIRES | P.O. BOX 710 | Chinle | AZ | 86503
9 | NAV241 | BIG O' TIRES | TANK 3 | TANK 3 Compartment | Permanently Out of Use | 1000 | TRUE |  | Gasoline (containing <=10% ethanol) | FALSE | Unknown | Navajo Nation, Arizona, New Mexico, & Utah | BIG O' TIRES | P.O. BOX 710 | Chinle | AZ | 86503
9 | NAV241 | BIG O' TIRES | TANK 2 | TANK 2 Compartment | Permanently Out of Use | 2000 | TRUE |  | Gasoline (containing <=10% ethanol) | FALSE | Unknown | Navajo Nation, Arizona, New Mexico, & Utah | BIG O' TIRES | P.O. BOX 710 | Chinle | AZ | 86503
9 | NAV242 | McGEE TRADERS aka PINON TRADING POST (UNION 76) | TANK 1 | TANK 1 Compartment | Permanently Out of Use | 10000 | TRUE |  | Gasoline (containing <=10% ethanol) | TRUE | Spill Bucket | Navajo Nation, Arizona, New Mexico, & Utah | McGEE TRADERS aka PINON TRADING POST (UNION 76) | IR 4 and 8030 | Pinon | AZ | 86510
9 | NAV242 | McGEE TRADERS aka PINON TRADING POST (UNION 76) | TANK 2 | TANK 2 Compartment | Permanently Out of Use | 10000 | TRUE |  | Gasoline (containing <=10% ethanol) | TRUE | Spill Bucket | Navajo Nation, Arizona, New Mexico, & Utah | McGEE TRADERS aka PINON TRADING POST (UNION 76) | IR 4 and 8030 | Pinon | AZ | 86510
9 | NAV244 | Pic-N-Run 2081 | TANK 1 | TANK 1 Compartment | Permanently Out of Use | 8000 | TRUE | 2008-10-14 | Gasoline (containing <=10% ethanol) | FALSE | Unknown | Navajo Nation, Arizona, New Mexico, & Utah | Pic-N-Run 2081 | 7969-7977 Highway 15 (Leupp Rd) | Leupp | AZ | 86035
9 | NAV244 | Pic-N-Run 2081 | TANK 3 | TANK 3 Compartment | Permanently Out of Use | 10000 | TRUE | 2008-10-14 | Gasoline (containing <=10% ethanol) | FALSE | Unknown | Navajo Nation, Arizona, New Mexico, & Utah | Pic-N-Run 2081 | 7969-7977 Highway 15 (Leupp Rd) | Leupp | AZ | 86035
9 | NAV244 | Pic-N-Run 2081 | TANK 2 | TANK 2 Compartment | Permanently Out of Use | 6000 | TRUE | 2008-10-14 | Diesel | FALSE | Unknown | Navajo Nation, Arizona, New Mexico, & Utah | Pic-N-Run 2081 | 7969-7977 Highway 15 (Leupp Rd) | Leupp | AZ | 86035
9 | NAV245 | PINON UNIFIED SCHOOL DISTRICT #4 | TANK 1 | TANK 1 Compartment | Currently in Use | 12000 | TRUE |  | Diesel | TRUE | Spill Bucket | Navajo Nation, Arizona, New Mexico, & Utah | PINON UNIFIED SCHOOL DISTRICT #4 | 1 MILE NORTH OF HWY 41 | Pinon | AZ | 86510
9 | NAV245 | PINON UNIFIED SCHOOL DISTRICT #4 | TANK 5 | TANK 5 Compartment | Permanently Out of Use | 2000 | TRUE |  | Gasoline (containing <=10% ethanol) | FALSE | Unknown | Navajo Nation, Arizona, New Mexico, & Utah | PINON UNIFIED SCHOOL DISTRICT #4 | 1 MILE NORTH OF HWY 41 | Pinon | AZ | 86510
9 | NAV245 | PINON UNIFIED SCHOOL DISTRICT #4 | TANK 4 | TANK 4 Compartment | Permanently Out of Use | 5000 | TRUE |  | Gasoline (containing <=10% ethanol) | FALSE | Unknown | Navajo Nation, Arizona, New Mexico, & Utah | PINON UNIFIED SCHOOL DISTRICT #4 | 1 MILE NORTH OF HWY 41 | Pinon | AZ | 86510
9 | NAV245 | PINON UNIFIED SCHOOL DISTRICT #4 | TANK 3 | TANK 3 Compartment | Currently in Use | 6000 | TRUE |  | Gasoline (containing <=10% ethanol) | TRUE | Spill Bucket | Navajo Nation, Arizona, New Mexico, & Utah | PINON UNIFIED SCHOOL DISTRICT #4 | 1 MILE NORTH OF HWY 41 | Pinon | AZ | 86510
9 | NAV245 | PINON UNIFIED SCHOOL DISTRICT #4 | TANK 2 | TANK 2 Compartment | Currently in Use | 6000 | TRUE |  | Gasoline (containing <=10% ethanol) | TRUE | Spill Bucket | Navajo Nation, Arizona, New Mexico, & Utah | PINON UNIFIED SCHOOL DISTRICT #4 | 1 MILE NORTH OF HWY 41 | Pinon | AZ | 86510
9 | NAV246 | TSALIE LAKE PRE SCHOOL | TANK 2 | TANK 2 Compartment | Permanently Out of Use | 1000 | TRUE | 1980-01-01 | Gasoline (containing <=10% ethanol) | FALSE | Unknown | Navajo Nation, Arizona, New Mexico, & Utah | TSALIE LAKE PRE SCHOOL | I.R. 12 | Tsaile | AZ | 86556
9 | NAV247 | DINE' COLLEGE | TANK 1 | TANK 1 Compartment | Permanently Out of Use | 12000 | TRUE |  | Gasoline (containing <=10% ethanol) | FALSE | Unknown | Navajo Nation, Arizona, New Mexico, & Utah | DINE' COLLEGE | HWY 64 and I.R. 12 | Tsaile | AZ | 86556
9 | NAV247 | DINE' COLLEGE | TANK 3 | TANK 3 Compartment | Permanently Out of Use | 6000 | TRUE |  | Gasoline (containing <=10% ethanol) | FALSE | Unknown | Navajo Nation, Arizona, New Mexico, & Utah | DINE' COLLEGE | HWY 64 and I.R. 12 | Tsaile | AZ | 86556
9 | NAV247 | DINE' COLLEGE | TANK 2 | TANK 2 Compartment | Permanently Out of Use | 6000 | TRUE |  | Gasoline (containing <=10% ethanol) | FALSE | Unknown | Navajo Nation, Arizona, New Mexico, & Utah | DINE' COLLEGE | HWY 64 and I.R. 12 | Tsaile | AZ | 86556
9 | NAV249 | NAVAJO NATIONAL MONUMENT | TANK 1 | TANK 1 Compartment | Permanently Out of Use | 2000 | TRUE |  | Gasoline (containing <=10% ethanol) | FALSE | Unknown | Navajo Nation, Arizona, New Mexico, & Utah | NAVAJO NATIONAL MONUMENT | IR 221, 10 miles N of junction 160/564 | Tonalea | AZ | 86044
9 | NAV249 | NAVAJO NATIONAL MONUMENT | TANK 3 | TANK 3 Compartment | Permanently Out of Use | 1000 | TRUE |  | Diesel | FALSE | Unknown | Navajo Nation, Arizona, New Mexico, & Utah | NAVAJO NATIONAL MONUMENT | IR 221, 10 miles N of junction 160/564 | Tonalea | AZ | 86044
9 | NAV249 | NAVAJO NATIONAL MONUMENT | TANK 2 | TANK 2 Compartment | Permanently Out of Use | 1500 | TRUE |  | Diesel | FALSE | Unknown | Navajo Nation, Arizona, New Mexico, & Utah | NAVAJO NATIONAL MONUMENT | IR 221, 10 miles N of junction 160/564 | Tonalea | AZ | 86044
9 | NAV250 | COTTONWOOD TRADING POST (GORMAN'S) | TANK 1 | TANK 1 Compartment | Permanently Out of Use | 7900 | TRUE |  | Gasoline (containing <=10% ethanol) | FALSE | Unknown | Navajo Nation, Arizona, New Mexico, & Utah | COTTONWOOD TRADING POST (GORMAN'S) | 15 mi W of Hway 191 on IR 4 | Cottonwood | AZ | 86326
9 | NAV250 | COTTONWOOD TRADING POST (GORMAN'S) | TANK 3 | TANK 3 Compartment | Permanently Out of Use | 560 | TRUE |  | Kerosene | FALSE | Unknown | Navajo Nation, Arizona, New Mexico, & Utah | COTTONWOOD TRADING POST (GORMAN'S) | 15 mi W of Hway 191 on IR 4 | Cottonwood | AZ | 86326
9 | NAV250 | COTTONWOOD TRADING POST (GORMAN'S) | TANK 2 | TANK 2 Compartment | Permanently Out of Use | 4000 | TRUE | 1993-05-27 | Gasoline (containing <=10% ethanol) | FALSE | Unknown | Navajo Nation, Arizona, New Mexico, & Utah | COTTONWOOD TRADING POST (GORMAN'S) | 15 mi W of Hway 191 on IR 4 | Cottonwood | AZ | 86326
9 | NAV251 | VAN'S TRADING CO. MUSTANG (former TEXACO | TANK 1 | TANK 1 Compartment | Permanently Out of Use | 8000 | TRUE | 1986-03-01 | Gasoline (containing <=10% ethanol) | FALSE | Unknown | Navajo Nation, Arizona, New Mexico, & Utah | VAN'S TRADING CO. MUSTANG (former TEXACO | HWY 160 | Tuba City | AZ | 86045
9 | NAV251 | VAN'S TRADING CO. MUSTANG (former TEXACO | TANK 7 | TANK 7 Compartment | Permanently Out of Use | 6000 | TRUE | 2025-02-13 | Diesel | TRUE | Spill Bucket | Navajo Nation, Arizona, New Mexico, & Utah | VAN'S TRADING CO. MUSTANG (former TEXACO | HWY 160 | Tuba City | AZ | 86045
9 | NAV251 | VAN'S TRADING CO. MUSTANG (former TEXACO | TANK 6 | TANK 6 Compartment | Permanently Out of Use | 6000 | TRUE | 2025-02-13 | Gasoline (containing <=10% ethanol) | TRUE | Spill Bucket | Navajo Nation, Arizona, New Mexico, & Utah | VAN'S TRADING CO. MUSTANG (former TEXACO | HWY 160 | Tuba City | AZ | 86045
9 | NAV251 | VAN'S TRADING CO. MUSTANG (former TEXACO | TANK 5 | TANK 5 Compartment | Permanently Out of Use | 12000 | TRUE | 2025-02-13 | Gasoline (containing <=10% ethanol) | TRUE | Spill Bucket | Navajo Nation, Arizona, New Mexico, & Utah | VAN'S TRADING CO. MUSTANG (former TEXACO | HWY 160 | Tuba City | AZ | 86045
9 | NAV251 | VAN'S TRADING CO. MUSTANG (former TEXACO | TANK 4 | TANK 4 Compartment | Permanently Out of Use | 4000 | TRUE |  | Mixture Of Substances | FALSE | Unknown | Navajo Nation, Arizona, New Mexico, & Utah | VAN'S TRADING CO. MUSTANG (former TEXACO | HWY 160 | Tuba City | AZ | 86045
9 | NAV251 | VAN'S TRADING CO. MUSTANG (former TEXACO | TANK 3 | TANK 3 Compartment | Permanently Out of Use | 4000 | TRUE |  | Diesel | FALSE | Unknown | Navajo Nation, Arizona, New Mexico, & Utah | VAN'S TRADING CO. MUSTANG (former TEXACO | HWY 160 | Tuba City | AZ | 86045
9 | NAV251 | VAN'S TRADING CO. MUSTANG (former TEXACO | TANK 2 | TANK 2 Compartment | Permanently Out of Use | 8000 | TRUE |  | Gasoline (containing <=10% ethanol) | FALSE | Unknown | Navajo Nation, Arizona, New Mexico, & Utah | VAN'S TRADING CO. MUSTANG (former TEXACO | HWY 160 | Tuba City | AZ | 86045
9 | NAV254 | WINDOW ROCK UNIFIED SCHOOL DISTRICT | TANK 1 | TANK 1 Compartment | Permanently Out of Use | 10000 | TRUE | 1998-07-15 | Gasoline (containing <=10% ethanol) | FALSE | Unknown | Navajo Nation, Arizona, New Mexico, & Utah | WINDOW ROCK UNIFIED SCHOOL DISTRICT | TRANSPORTATION DEPT. | Fort Defiance | AZ | 86504
9 | NAV254 | WINDOW ROCK UNIFIED SCHOOL DISTRICT | TANK 4 | TANK 4 Compartment | Permanently Out of Use | 500 | TRUE | 1998-07-15 | Used Oil | FALSE | Unknown | Navajo Nation, Arizona, New Mexico, & Utah | WINDOW ROCK UNIFIED SCHOOL DISTRICT | TRANSPORTATION DEPT. | Fort Defiance | AZ | 86504
9 | NAV254 | WINDOW ROCK UNIFIED SCHOOL DISTRICT | TANK 3 | TANK 3 Compartment | Permanently Out of Use | 6000 | TRUE | 1998-07-15 | Diesel | FALSE | Unknown | Navajo Nation, Arizona, New Mexico, & Utah | WINDOW ROCK UNIFIED SCHOOL DISTRICT | TRANSPORTATION DEPT. | Fort Defiance | AZ | 86504
9 | NAV254 | WINDOW ROCK UNIFIED SCHOOL DISTRICT | TANK 2 | TANK 2 Compartment | Permanently Out of Use | 10000 | TRUE | 1998-07-15 | Diesel | FALSE | Unknown | Navajo Nation, Arizona, New Mexico, & Utah | WINDOW ROCK UNIFIED SCHOOL DISTRICT | TRANSPORTATION DEPT. | Fort Defiance | AZ | 86504
9 | NAV256 | NAVAJO ENGINEERING AND CONST. AUTHORITY | TANK 1 | TANK 1 Compartment | Permanently Out of Use |  | TRUE |  | Gasoline (containing <=10% ethanol) | FALSE | Unknown | Navajo Nation, Arizona, New Mexico, & Utah | NAVAJO ENGINEERING AND CONST. AUTHORITY | 1 URANIUM BLVD. (NECA) | Shiprock | NM | 87420
9 | NAV257 | ADOT - GANADO MAINTENANCE FACILITY | TANK 1 | TANK 1 Compartment | Currently in Use | 12000 | TRUE |  | Diesel | TRUE | Spill Bucket | Navajo Nation, Arizona, New Mexico, & Utah | ADOT - GANADO MAINTENANCE FACILITY | "S.R. 264, MP 445.3" | Ganado | AZ | 86505
9 | NAV257 | ADOT - GANADO MAINTENANCE FACILITY | TANK 2 | TANK 2 Compartment | Currently in Use | 12000 | TRUE |  | Gasoline (containing <=10% ethanol) | TRUE | Spill Bucket | Navajo Nation, Arizona, New Mexico, & Utah | ADOT - GANADO MAINTENANCE FACILITY | "S.R. 264, MP 445.3" | Ganado | AZ | 86505
9 | NAV258 | ADOT - NAVAJO SRINGS | TANK 1 | TANK 1 Compartment | Permanently Out of Use |  | TRUE |  | Gasoline (containing <=10% ethanol) | FALSE | Unknown | Navajo Nation, Arizona, New Mexico, & Utah | ADOT - NAVAJO SRINGS | STATE HWY. 89-A | Page | AZ | 86040
9 | NAV259 | ADOT GANADO YARD | TANK 1 | TANK 1 Compartment | Permanently Out of Use | 1000 | TRUE |  | Gasoline (containing <=10% ethanol) | FALSE | Unknown | Navajo Nation, Arizona, New Mexico, & Utah | ADOT GANADO YARD | NO STREET ADDRESS | Ganado | AZ | 86505
9 | NAV259 | ADOT GANADO YARD | TANK 3 | TANK 3 Compartment | Permanently Out of Use | 1000 | TRUE |  | Gasoline (containing <=10% ethanol) | FALSE | Unknown | Navajo Nation, Arizona, New Mexico, & Utah | ADOT GANADO YARD | NO STREET ADDRESS | Ganado | AZ | 86505
9 | NAV259 | ADOT GANADO YARD | TANK 2 | TANK 2 Compartment | Permanently Out of Use | 1000 | TRUE |  | Gasoline (containing <=10% ethanol) | FALSE | Unknown | Navajo Nation, Arizona, New Mexico, & Utah | ADOT GANADO YARD | NO STREET ADDRESS | Ganado | AZ | 86505
9 | NAV260 | ADOT - CAMERON MAINTENANCE FACILITY | TANK 1 | TANK 1 Compartment | Permanently Out of Use | 1000 | TRUE | 1985-12-15 | Diesel | FALSE | Unknown | Navajo Nation, Arizona, New Mexico, & Utah | ADOT - CAMERON MAINTENANCE FACILITY | "U.S. RTE. 89, MP 466" | Cameron | AZ | 86020
9 | NAV260 | ADOT - CAMERON MAINTENANCE FACILITY | TANK 2 | TANK 2 Compartment | Permanently Out of Use | 6500 | TRUE | 1985-12-15 | Gasoline (containing <=10% ethanol) | FALSE | Unknown | Navajo Nation, Arizona, New Mexico, & Utah | ADOT - CAMERON MAINTENANCE FACILITY | "U.S. RTE. 89, MP 466" | Cameron | AZ | 86020
9 | NAV261 | ADOT Teec Nos Pos Maintenance Facility | TANK 1 | TANK 1 Compartment | Permanently Out of Use | 5000 | TRUE |  | Gasoline (containing <=10% ethanol) | FALSE | Unknown | Navajo Nation, Arizona, New Mexico, & Utah | ADOT Teec Nos Pos Maintenance Facility | HWY 160 NORTH OF JCT HWY 64 | Teec Nos Pos | AZ | 86514
9 | NAV261 | ADOT Teec Nos Pos Maintenance Facility | TANK 2 | TANK 2 Compartment | Permanently Out of Use | 3000 | TRUE |  | Diesel | FALSE | Unknown | Navajo Nation, Arizona, New Mexico, & Utah | ADOT Teec Nos Pos Maintenance Facility | HWY 160 NORTH OF JCT HWY 64 | Teec Nos Pos | AZ | 86514
9 | NAV262 | ROUGH ROCK TRADING POST | TANK 1 | TANK 1 Compartment | Permanently Out of Use | 4000 | TRUE |  | Gasoline (containing <=10% ethanol) | FALSE | Unknown | Navajo Nation, Arizona, New Mexico, & Utah | ROUGH ROCK TRADING POST | RRDS 1480 | Rough Rock | AZ | 86503
9 | NAV263 | BURCH'S TRADING POST | TANK 1 | TANK 1 Compartment | Permanently Out of Use | 10000 | TRUE | 1999-07-05 | Gasoline (containing <=10% ethanol) | FALSE | Unknown | Navajo Nation, Arizona, New Mexico, & Utah | BURCH'S TRADING POST | "NO STREET ADDRESS, West side of Highway 371 (North of Thoreau)" | Smith Lake | NM | 87365
9 | NAV263 | BURCH'S TRADING POST | TANK 2 | TANK 2 Compartment | Permanently Out of Use | 2500 | TRUE | 1999-07-05 | Gasoline (containing <=10% ethanol) | FALSE | Unknown | Navajo Nation, Arizona, New Mexico, & Utah | BURCH'S TRADING POST | "NO STREET ADDRESS, West side of Highway 371 (North of Thoreau)" | Smith Lake | NM | 87365
9 | NAV264 | BLACK MESA PIPELINE KAYENTA PREP PLANT | TANK 1 | TANK 1 Compartment | Permanently Out of Use | 3000 | TRUE | 1994-12-13 | Gasoline (containing <=10% ethanol) | FALSE | Unknown | Navajo Nation, Arizona, New Mexico, & Utah | BLACK MESA PIPELINE KAYENTA PREP PLANT | BOX 678 | Kayenta | AZ | 86033
9 | NAV265 | WALLY'S CHEVRON | TANK 1 | TANK 1 Compartment | Currently in Use | 10000 | TRUE |  | Gasoline (containing <=10% ethanol) | TRUE | Spill Bucket | Navajo Nation, Arizona, New Mexico, & Utah | WALLY'S CHEVRON | I.R. 4 and 29 | Blue Gap | AZ | 86520
9 | NAV265 | WALLY'S CHEVRON | TANK 4 | TANK 4 Compartment | Permanently Out of Use | 1000 | TRUE |  | Gasoline (containing <=10% ethanol) | FALSE | Unknown | Navajo Nation, Arizona, New Mexico, & Utah | WALLY'S CHEVRON | I.R. 4 and 29 | Blue Gap | AZ | 86520
9 | NAV265 | WALLY'S CHEVRON | TANK 3 | TANK 3 Compartment | Currently in Use | 2000 | TRUE |  | Diesel | TRUE | Spill Bucket | Navajo Nation, Arizona, New Mexico, & Utah | WALLY'S CHEVRON | I.R. 4 and 29 | Blue Gap | AZ | 86520
9 | NAV265 | WALLY'S CHEVRON | TANK 2 | TANK 2 Compartment | Currently in Use | 10000 | TRUE |  | Gasoline (containing <=10% ethanol) | TRUE | Spill Bucket | Navajo Nation, Arizona, New Mexico, & Utah | WALLY'S CHEVRON | I.R. 4 and 29 | Blue Gap | AZ | 86520
9 | NAV267 | CHARLIE & MARY'S BAR | TANK 1 | TANK 1 Compartment | Permanently Out of Use | 2000 | TRUE | 2010-09-10 | Gasoline (containing <=10% ethanol) | FALSE | Unknown | Navajo Nation, Arizona, New Mexico, & Utah | CHARLIE & MARY'S BAR | "LUPTON, AZ" | Lupton | AZ | 86508
9 | NAV267 | CHARLIE & MARY'S BAR | TANK 3 | TANK 3 Compartment | Permanently Out of Use | 1000 | TRUE | 2010-09-10 | Gasoline (containing <=10% ethanol) | FALSE | Unknown | Navajo Nation, Arizona, New Mexico, & Utah | CHARLIE & MARY'S BAR | "LUPTON, AZ" | Lupton | AZ | 86508
9 | NAV267 | CHARLIE & MARY'S BAR | TANK 2 | TANK 2 Compartment | Permanently Out of Use | 1500 | TRUE | 2010-09-10 | Gasoline (containing <=10% ethanol) | FALSE | Unknown | Navajo Nation, Arizona, New Mexico, & Utah | CHARLIE & MARY'S BAR | "LUPTON, AZ" | Lupton | AZ | 86508
9 | NAV268 | CANYON DE CHELLY MAINT.YARD | TANK 1 | TANK 1 Compartment | Permanently Out of Use | 500 | TRUE | 1996-01-01 | Diesel | FALSE | Unknown | Navajo Nation, Arizona, New Mexico, & Utah | CANYON DE CHELLY MAINT.YARD | 1/2 MILE S. OF PARK HQ | Chinle | AZ | 86503
9 | NAV268 | CANYON DE CHELLY MAINT.YARD | TANK 2 | TANK 2 Compartment | Permanently Out of Use | 1000 | TRUE |  | Gasoline (containing <=10% ethanol) | FALSE | Unknown | Navajo Nation, Arizona, New Mexico, & Utah | CANYON DE CHELLY MAINT.YARD | 1/2 MILE S. OF PARK HQ | Chinle | AZ | 86503
9 | NAV269 | NAVAJO GOSPEL MISSION - PINON STATION | TANK 1 | TANK 1 Compartment | Permanently Out of Use | 1500 | TRUE |  | Gasoline (containing <=10% ethanol) | FALSE | Unknown | Navajo Nation, Arizona, New Mexico, & Utah | NAVAJO GOSPEL MISSION - PINON STATION | NO STREET ADDRESS | Pinon | AZ | 86510
9 | NAV274 | BLACK MESA CHEVRON (formerly TEXACO) | TANK 1 | TANK 1 Compartment | Abandoned | 12000 | TRUE | 2024-09-13 | Gasoline (containing <=10% ethanol) | TRUE | Spill Bucket | Navajo Nation, Arizona, New Mexico, & Utah | BLACK MESA CHEVRON (formerly TEXACO) | Hway 160 south of IR564, near Peabody Coal Acces Road | Black Mesa | AZ | 86033
9 | NAV274 | BLACK MESA CHEVRON (formerly TEXACO) | TANK 6 | TANK 6 Compartment | Permanently Out of Use | 4000 | TRUE |  | Gasoline (containing <=10% ethanol) | FALSE | Unknown | Navajo Nation, Arizona, New Mexico, & Utah | BLACK MESA CHEVRON (formerly TEXACO) | Hway 160 south of IR564, near Peabody Coal Acces Road | Black Mesa | AZ | 86033
9 | NAV274 | BLACK MESA CHEVRON (formerly TEXACO) | TANK 5 | TANK 5 Compartment | Permanently Out of Use | 8000 | TRUE |  | Gasoline (containing <=10% ethanol) | FALSE | Unknown | Navajo Nation, Arizona, New Mexico, & Utah | BLACK MESA CHEVRON (formerly TEXACO) | Hway 160 south of IR564, near Peabody Coal Acces Road | Black Mesa | AZ | 86033
9 | NAV274 | BLACK MESA CHEVRON (formerly TEXACO) | TANK 4 | TANK 4 Compartment | Permanently Out of Use | 8000 | TRUE |  | Gasoline (containing <=10% ethanol) | FALSE | Unknown | Navajo Nation, Arizona, New Mexico, & Utah | BLACK MESA CHEVRON (formerly TEXACO) | Hway 160 south of IR564, near Peabody Coal Acces Road | Black Mesa | AZ | 86033
9 | NAV274 | BLACK MESA CHEVRON (formerly TEXACO) | TANK 3 | TANK 3 Compartment | Abandoned | 4000 | TRUE | 2024-09-13 | Diesel | TRUE | Spill Bucket | Navajo Nation, Arizona, New Mexico, & Utah | BLACK MESA CHEVRON (formerly TEXACO) | Hway 160 south of IR564, near Peabody Coal Acces Road | Black Mesa | AZ | 86033
9 | NAV274 | BLACK MESA CHEVRON (formerly TEXACO) | TANK 2 | TANK 2 Compartment | Abandoned | 8000 | TRUE | 2024-09-13 | Gasoline (containing <=10% ethanol) | TRUE | Spill Bucket | Navajo Nation, Arizona, New Mexico, & Utah | BLACK MESA CHEVRON (formerly TEXACO) | Hway 160 south of IR564, near Peabody Coal Acces Road | Black Mesa | AZ | 86033
9 | NAV277 | ROUND ROCK SCHOOL | TANK 1 | TANK 1 Compartment | Permanently Out of Use | 1000 | TRUE | 2001-02-20 | Gasoline (containing <=10% ethanol) | FALSE | Unknown | Navajo Nation, Arizona, New Mexico, & Utah | ROUND ROCK SCHOOL | HWY 191 | Round Rock | AZ | 86547
9 | NAV278 | RED MESA SCHOOL | TANK 1 | TANK 1 Compartment | Permanently Out of Use | 12000 | TRUE |  | Diesel | FALSE | Unknown | Navajo Nation, Arizona, New Mexico, & Utah | RED MESA SCHOOL | "HWY 160, MILEPOST 449" | Teec Nos Pos | AZ | 86514
9 | NAV278 | RED MESA SCHOOL | TANK 3 | TANK 3 Compartment | Permanently Out of Use | 2000 | TRUE |  | Gasoline (containing <=10% ethanol) | FALSE | Unknown | Navajo Nation, Arizona, New Mexico, & Utah | RED MESA SCHOOL | "HWY 160, MILEPOST 449" | Teec Nos Pos | AZ | 86514
9 | NAV278 | RED MESA SCHOOL | TANK 2 | TANK 2 Compartment | Permanently Out of Use | 8000 | TRUE |  | Gasoline (containing <=10% ethanol) | FALSE | Unknown | Navajo Nation, Arizona, New Mexico, & Utah | RED MESA SCHOOL | "HWY 160, MILEPOST 449" | Teec Nos Pos | AZ | 86514
9 | NAV279 | TONALEA GENERAL STORE #510 (NEW RED LAKE TRADING POST) | TANK 1 | TANK 1 Compartment | Currently in Use | 10000 | TRUE |  | Gasoline (containing <=10% ethanol) | TRUE | Spill Bucket | Navajo Nation, Arizona, New Mexico, & Utah | TONALEA GENERAL STORE #510 (NEW RED LAKE TRADING POST) | "22 MILES N. OF TUBA CITY, HWY 160" | Tonalea | AZ | 86044
9 | NAV279 | TONALEA GENERAL STORE #510 (NEW RED LAKE TRADING POST) | TANK 4 | TANK 4 Compartment | Currently in Use | 5000 | TRUE |  | Diesel | FALSE | Unknown | Navajo Nation, Arizona, New Mexico, & Utah | TONALEA GENERAL STORE #510 (NEW RED LAKE TRADING POST) | "22 MILES N. OF TUBA CITY, HWY 160" | Tonalea | AZ | 86044
9 | NAV279 | TONALEA GENERAL STORE #510 (NEW RED LAKE TRADING POST) | TANK 3 | TANK 3 Compartment | Currently in Use | 5000 | TRUE |  | Gasoline (containing <=10% ethanol) | FALSE | Unknown | Navajo Nation, Arizona, New Mexico, & Utah | TONALEA GENERAL STORE #510 (NEW RED LAKE TRADING POST) | "22 MILES N. OF TUBA CITY, HWY 160" | Tonalea | AZ | 86044
9 | NAV279 | TONALEA GENERAL STORE #510 (NEW RED LAKE TRADING POST) | TANK 2 | TANK 2 Compartment | Currently in Use | 10000 | TRUE |  | Gasoline (containing <=10% ethanol) | TRUE | Spill Bucket | Navajo Nation, Arizona, New Mexico, & Utah | TONALEA GENERAL STORE #510 (NEW RED LAKE TRADING POST) | "22 MILES N. OF TUBA CITY, HWY 160" | Tonalea | AZ | 86044
9 | NAV290 | BALDWIN SERVICE STATION aka MCCRAY'S aka MCCARY'S | TANK 1 | TANK 1 Compartment | Permanently Out of Use | 10000 | TRUE |  | Gasoline (containing <=10% ethanol) | FALSE | Unknown | Navajo Nation, Arizona, New Mexico, & Utah | BALDWIN SERVICE STATION aka MCCRAY'S aka MCCARY'S | HWY 264 | Ganado | AZ | 86505
9 | NAV290 | BALDWIN SERVICE STATION aka MCCRAY'S aka MCCARY'S | TANK 2 | TANK 2 Compartment | Permanently Out of Use | 10000 | TRUE |  | Gasoline (containing <=10% ethanol) | FALSE | Unknown | Navajo Nation, Arizona, New Mexico, & Utah | BALDWIN SERVICE STATION aka MCCRAY'S aka MCCARY'S | HWY 264 | Ganado | AZ | 86505
9 | NAV292 | KENNETH CAYADITTO SERVICE STATION | TANK 1 | TANK 1 Compartment | Permanently Out of Use | 7000 | TRUE |  | Gasoline (containing <=10% ethanol) | FALSE | Unknown | Navajo Nation, Arizona, New Mexico, & Utah | KENNETH CAYADITTO SERVICE STATION | HWY 197 | Torreon | NM | 87013
9 | NAV292 | KENNETH CAYADITTO SERVICE STATION | TANK 2 | TANK 2 Compartment | Permanently Out of Use | 3000 | TRUE |  | Gasoline (containing <=10% ethanol) | FALSE | Unknown | Navajo Nation, Arizona, New Mexico, & Utah | KENNETH CAYADITTO SERVICE STATION | HWY 197 | Torreon | NM | 87013
9 | NAV293 | TSAIlE FINA | TANK 1 | TANK 1 Compartment | Currently in Use | 12000 | TRUE |  | Gasoline (containing <=10% ethanol) | TRUE | Spill Bucket | Navajo Nation, Arizona, New Mexico, & Utah | TSAILE FINA | JUNCTION I.R. 12 and 64 | Tsaile | AZ | 86556
9 | NAV295 | ARNOLD'S FINA (ata CONOCO) | TANK 1 | TANK 1 Compartment | Permanently Out of Use | 10000 | TRUE |  | Gasoline (containing <=10% ethanol) | TRUE | Spill Bucket | Navajo Nation, Arizona, New Mexico, & Utah | ARNOLD'S FINA (ata CONOCO) | "US HWY 666, P.O. Box 3296" | Shiprock | NM | 87420
9 | NAV295 | ARNOLD'S FINA (ata CONOCO) | TANK 3 | TANK 3 Compartment | Permanently Out of Use | 6000 | TRUE |  | Diesel | FALSE | Spill Bucket | Navajo Nation, Arizona, New Mexico, & Utah | ARNOLD'S FINA (ata CONOCO) | "US HWY 666, P.O. Box 3296" | Shiprock | NM | 87420
9 | NAV295 | ARNOLD'S FINA (ata CONOCO) | TANK 2 | TANK 2 Compartment | Permanently Out of Use | 10000 | TRUE |  | Gasoline (containing <=10% ethanol) | TRUE | Spill Bucket | Navajo Nation, Arizona, New Mexico, & Utah | ARNOLD'S FINA (ata CONOCO) | "US HWY 666, P.O. Box 3296" | Shiprock | NM | 87420
9 | NAV296 | BIDAHOCHEE TRADING POST | TANK 1 | TANK 1 Compartment | Permanently Out of Use | 2000 | TRUE |  | Gasoline (containing <=10% ethanol) | FALSE | Unknown | Navajo Nation, Arizona, New Mexico, & Utah | BIDAHOCHEE TRADING POST | P.O. BOX 663 | Bitahochee | AZ | 86047
9 | NAV296 | BIDAHOCHEE TRADING POST | TANK 2 | TANK 2 Compartment | Permanently Out of Use | 2000 | TRUE |  | Gasoline (containing <=10% ethanol) | FALSE | Unknown | Navajo Nation, Arizona, New Mexico, & Utah | BIDAHOCHEE TRADING POST | P.O. BOX 663 | Bitahochee | AZ | 86047
9 | NAV297 | NAVAJO AGRICULTURAL PRODUCTS INDUSTRY | TANK 1 | TANK 1 Compartment | Permanently Out of Use | 12000 | TRUE | 1899-12-31 | Gasoline (containing <=10% ethanol) | FALSE | Unknown | Navajo Nation, Arizona, New Mexico, & Utah | NAVAJO AGRICULTURAL PRODUCTS INDUSTRY | P.O. DRAWER 1318 | Farmington | NM | 87401
9 | NAV297 | NAVAJO AGRICULTURAL PRODUCTS INDUSTRY | TANK 7 | TANK 7 Compartment | Permanently Out of Use | 5 | TRUE | 1899-12-31 | Gasoline (containing <=10% ethanol) | FALSE | Unknown | Navajo Nation, Arizona, New Mexico, & Utah | NAVAJO AGRICULTURAL PRODUCTS INDUSTRY | P.O. DRAWER 1318 | Farmington | NM | 87401
9 | NAV297 | NAVAJO AGRICULTURAL PRODUCTS INDUSTRY | TANK 6 | TANK 6 Compartment | Permanently Out of Use | 5 | TRUE | 1899-12-31 | Gasoline (containing <=10% ethanol) | FALSE | Unknown | Navajo Nation, Arizona, New Mexico, & Utah | NAVAJO AGRICULTURAL PRODUCTS INDUSTRY | P.O. DRAWER 1318 | Farmington | NM | 87401
9 | NAV297 | NAVAJO AGRICULTURAL PRODUCTS INDUSTRY | TANK 5 | TANK 5 Compartment | Permanently Out of Use | 8000 | TRUE | 1899-12-31 | Diesel | FALSE | Unknown | Navajo Nation, Arizona, New Mexico, & Utah | NAVAJO AGRICULTURAL PRODUCTS INDUSTRY | P.O. DRAWER 1318 | Farmington | NM | 87401
9 | NAV297 | NAVAJO AGRICULTURAL PRODUCTS INDUSTRY | TANK 4 | TANK 4 Compartment | Permanently Out of Use | 12000 | TRUE | 1899-12-31 | Gasoline (containing <=10% ethanol) | FALSE | Unknown | Navajo Nation, Arizona, New Mexico, & Utah | NAVAJO AGRICULTURAL PRODUCTS INDUSTRY | P.O. DRAWER 1318 | Farmington | NM | 87401
9 | NAV297 | NAVAJO AGRICULTURAL PRODUCTS INDUSTRY | TANK 3 | TANK 3 Compartment | Permanently Out of Use | 12000 | TRUE | 1899-12-31 | Gasoline (containing <=10% ethanol) | FALSE | Unknown | Navajo Nation, Arizona, New Mexico, & Utah | NAVAJO AGRICULTURAL PRODUCTS INDUSTRY | P.O. DRAWER 1318 | Farmington | NM | 87401
9 | NAV297 | NAVAJO AGRICULTURAL PRODUCTS INDUSTRY | TANK 2 | TANK 2 Compartment | Permanently Out of Use | 12000 | TRUE | 1899-12-31 | Diesel | FALSE | Unknown | Navajo Nation, Arizona, New Mexico, & Utah | NAVAJO AGRICULTURAL PRODUCTS INDUSTRY | P.O. DRAWER 1318 | Farmington | NM | 87401
9 | NAV298 | KAYENTA CHEVRON | TANK 1 | TANK 1 Compartment | Currently in Use | 10000 | TRUE |  | Gasoline (containing <=10% ethanol) | TRUE | Spill Bucket | Navajo Nation, Arizona, New Mexico, & Utah | KAYENTA CHEVRON | JCT. HWY 160 & 163 | Kayenta | AZ | 86033
9 | NAV298 | KAYENTA CHEVRON | TANK 5 | TANK 5 Compartment | Currently in Use | 8000 | TRUE |  | Diesel | TRUE | Spill Bucket | Navajo Nation, Arizona, New Mexico, & Utah | KAYENTA CHEVRON | JCT. HWY 160 & 163 | Kayenta | AZ | 86033
9 | NAV298 | KAYENTA CHEVRON | TANK 4 | TANK 4 Compartment | Permanently Out of Use | 500 | TRUE |  | Diesel | FALSE | Unknown | Navajo Nation, Arizona, New Mexico, & Utah | KAYENTA CHEVRON | JCT. HWY 160 & 163 | Kayenta | AZ | 86033
9 | NAV298 | KAYENTA CHEVRON | TANK 3 | TANK 3 Compartment | Currently in Use | 6000 | TRUE |  | Gasoline (containing <=10% ethanol) | TRUE | Spill Bucket | Navajo Nation, Arizona, New Mexico, & Utah | KAYENTA CHEVRON | JCT. HWY 160 & 163 | Kayenta | AZ | 86033
9 | NAV298 | KAYENTA CHEVRON | TANK 2 | TANK 2 Compartment | Currently in Use | 10000 | TRUE |  | Gasoline (containing <=10% ethanol) | TRUE | Spill Bucket | Navajo Nation, Arizona, New Mexico, & Utah | KAYENTA CHEVRON | JCT. HWY 160 & 163 | Kayenta | AZ | 86033
9 | NAV299 | SANDIA OIL NAVAJO CONOCO (OLD FINA STATION) | TANK 1 | TANK 1 Compartment | Currently in Use | 8000 | TRUE |  | Diesel | TRUE | Spill Bucket | Navajo Nation, Arizona, New Mexico, & Utah | SANDIA OIL NAVAJO CONOCO (OLD FINA STATION) | S.R. 134 | Navajo | NM | 87328
9 | NAV299 | SANDIA OIL NAVAJO CONOCO (OLD FINA STATION) | TANK 4 | TANK 4 Compartment | Currently in Use | 12000 | TRUE |  | Gasoline (containing <=10% ethanol) | TRUE | Spill Bucket | Navajo Nation, Arizona, New Mexico, & Utah | SANDIA OIL NAVAJO CONOCO (OLD FINA STATION) | S.R. 134 | Navajo | NM | 87328
9 | NAV299 | SANDIA OIL NAVAJO CONOCO (OLD FINA STATION) | TANK 3 | TANK 3 Compartment | Permanently Out of Use | 500 | TRUE |  | Gasoline (containing <=10% ethanol) | TRUE | Spill Bucket | Navajo Nation, Arizona, New Mexico, & Utah | SANDIA OIL NAVAJO CONOCO (OLD FINA STATION) | S.R. 134 | Navajo | NM | 87328
9 | NAV299 | SANDIA OIL NAVAJO CONOCO (OLD FINA STATION) | TANK 2 | TANK 2 Compartment | Currently in Use | 8000 | TRUE |  | Gasoline (containing <=10% ethanol) | TRUE | Spill Bucket | Navajo Nation, Arizona, New Mexico, & Utah | SANDIA OIL NAVAJO CONOCO (OLD FINA STATION) | S.R. 134 | Navajo | NM | 87328
9 | NAV300 | SHIRLEY'S TRADING POST | TANK 1 | TANK 1 Compartment | Permanently Out of Use | 2000 | TRUE | 1970-03-01 | Gasoline (containing <=10% ethanol) | FALSE | Unknown | Navajo Nation, Arizona, New Mexico, & Utah | SHIRLEY'S TRADING POST | Off I40 west side IR 12 | Lupton | AZ | 86508
9 | NAV300 | SHIRLEY'S TRADING POST | TANK 3 | TANK 3 Compartment | Permanently Out of Use | 1000 | TRUE | 1970-03-01 | Gasoline (containing <=10% ethanol) | FALSE | Unknown | Navajo Nation, Arizona, New Mexico, & Utah | SHIRLEY'S TRADING POST | Off I40 west side IR 12 | Lupton | AZ | 86508
9 | NAV300 | SHIRLEY'S TRADING POST | TANK 2 | TANK 2 Compartment | Permanently Out of Use | 1000 | TRUE | 1970-03-01 | Gasoline (containing <=10% ethanol) | FALSE | Unknown | Navajo Nation, Arizona, New Mexico, & Utah | SHIRLEY'S TRADING POST | Off I40 west side IR 12 | Lupton | AZ | 86508
9 | NAV301 | CHETO MINES | TANK 1 | TANK 1 Compartment | Permanently Out of Use | 2000 | TRUE | 2011-09-21 | Gasoline (containing <=10% ethanol) | TRUE | Spill Bucket | Navajo Nation, Arizona, New Mexico, & Utah | CHETO MINES | Clay Mine Road, 5.5 mile SE of Sanders | Sanders | AZ | 86512
9 | NAV302 | THOMPSON'S MARKET | TANK 1 | TANK 1 Compartment | Permanently Out of Use | 8000 | TRUE | 2006-02-01 | Gasoline (containing <=10% ethanol) | TRUE | Spill Bucket | Navajo Nation, Arizona, New Mexico, & Utah | THOMPSON'S MARKET | 34 Telstar Road | Church Rock | NM | 87311
9 | NAV302 | THOMPSON'S MARKET | TANK 2 | TANK 2 Compartment | Permanently Out of Use | 8000 | TRUE | 2006-02-01 | Gasoline (containing <=10% ethanol) | TRUE | Spill Bucket | Navajo Nation, Arizona, New Mexico, & Utah | THOMPSON'S MARKET | 34 Telstar Road | Church Rock | NM | 87311
9 | NAV305 | TRUE VALUE-DILKON/Red Mesa #532 | TANK 1 | TANK 1 Compartment | Permanently Out of Use | 10000 | TRUE |  | Gasoline (containing <=10% ethanol) | FALSE | Unknown | Navajo Nation, Arizona, New Mexico, & Utah | TRUE VALUE-DILKON/RED MESA #532 | Intersection of HWY 60 and Navajo Route 15 | Dilkon | AZ | 86047
9 | NAV305 | TRUE VALUE-DILKON/Red Mesa #532 | TANK 5 | TANK 5 Compartment | Currently in Use | 6000 | TRUE |  | Diesel | TRUE | Spill Bucket | Navajo Nation, Arizona, New Mexico, & Utah | TRUE VALUE-DILKON/RED MESA #532 | Intersection of HWY 60 and Navajo Route 15 | Dilkon | AZ | 86047
9 | NAV305 | TRUE VALUE-DILKON/Red Mesa #532 | TANK 4 | TANK 4 Compartment | Currently in Use | 6000 | TRUE |  | Gasoline (containing <=10% ethanol) | TRUE | Spill Bucket | Navajo Nation, Arizona, New Mexico, & Utah | TRUE VALUE-DILKON/RED MESA #532 | Intersection of HWY 60 and Navajo Route 15 | Dilkon | AZ | 86047
9 | NAV305 | TRUE VALUE-DILKON/Red Mesa #532 | TANK 3 | TANK 3 Compartment | Currently in Use | 8000 | TRUE |  | Gasoline (containing <=10% ethanol) | TRUE | Spill Bucket | Navajo Nation, Arizona, New Mexico, & Utah | TRUE VALUE-DILKON/RED MESA #532 | Intersection of HWY 60 and Navajo Route 15 | Dilkon | AZ | 86047
9 | NAV305 | TRUE VALUE-DILKON/Red Mesa #532 | TANK 2 | TANK 2 Compartment | Permanently Out of Use | 10000 | TRUE |  | Gasoline (containing <=10% ethanol) | FALSE | Unknown | Navajo Nation, Arizona, New Mexico, & Utah | TRUE VALUE-DILKON/RED MESA #532 | Intersection of HWY 60 and Navajo Route 15 | Dilkon | AZ | 86047
9 | NAV306 | CROSSROADS TRADING POST #713 | TANK 1 | TANK 1 Compartment | Currently in Use | 10000 | TRUE |  | Gasoline (containing <=10% ethanol) | TRUE | Spill Bucket | Navajo Nation, Arizona, New Mexico, & Utah | CROSSROADS TRADING POST #713 | HWY 98 & NAVAJO ROUTE 16 | Tonalea | AZ | 86044
9 | NAV306 | CROSSROADS TRADING POST #713 | TANK 2 | TANK 2 Compartment | Currently in Use | 10000 | TRUE |  | Gasoline (containing <=10% ethanol) | TRUE | Spill Bucket | Navajo Nation, Arizona, New Mexico, & Utah | CROSSROADS TRADING POST #713 | HWY 98 & NAVAJO ROUTE 16 | Tonalea | AZ | 86044
9 | NAV307 | CONSOLIDATE COAL - BURNHAM MINE | TANK 1 | TANK 1 Compartment | Permanently Out of Use | 560 | TRUE |  | Used Oil | FALSE | Unknown | Navajo Nation, Arizona, New Mexico, & Utah | CONSOLIDATE COAL - BURNHAM MINE | P.O. BOX 1350 | Farmington | NM | 87499
9 | NAV307 | CONSOLIDATE COAL - BURNHAM MINE | TANK 6 | TANK 6 Compartment | Permanently Out of Use | 5000 | TRUE |  | Diesel | FALSE | Unknown | Navajo Nation, Arizona, New Mexico, & Utah | CONSOLIDATE COAL - BURNHAM MINE | P.O. BOX 1350 | Farmington | NM | 87499
9 | NAV307 | CONSOLIDATE COAL - BURNHAM MINE | TANK 5 | TANK 5 Compartment | Permanently Out of Use | 2000 | TRUE |  | Diesel | FALSE | Unknown | Navajo Nation, Arizona, New Mexico, & Utah | CONSOLIDATE COAL - BURNHAM MINE | P.O. BOX 1350 | Farmington | NM | 87499
9 | NAV307 | CONSOLIDATE COAL - BURNHAM MINE | TANK 4 | TANK 4 Compartment | Permanently Out of Use | 1000 | TRUE |  | Diesel | FALSE | Unknown | Navajo Nation, Arizona, New Mexico, & Utah | CONSOLIDATE COAL - BURNHAM MINE | P.O. BOX 1350 | Farmington | NM | 87499
9 | NAV307 | CONSOLIDATE COAL - BURNHAM MINE | TANK 3 | TANK 3 Compartment | Permanently Out of Use | 1000 | TRUE |  | Diesel | FALSE | Unknown | Navajo Nation, Arizona, New Mexico, & Utah | CONSOLIDATE COAL - BURNHAM MINE | P.O. BOX 1350 | Farmington | NM | 87499
9 | NAV307 | CONSOLIDATE COAL - BURNHAM MINE | TANK 2 | TANK 2 Compartment | Permanently Out of Use | 1000 | TRUE |  | Used Oil | FALSE | Unknown | Navajo Nation, Arizona, New Mexico, & Utah | CONSOLIDATE COAL - BURNHAM MINE | P.O. BOX 1350 | Farmington | NM | 87499
9 | NAV308 | KAYENTA UNIFIED SCHOOL DISTRICT BUS BARN | TANK 1 | TANK 1 Compartment | Permanently Out of Use | 8000 | TRUE | 2004-06-10 | Diesel | TRUE | Spill Bucket | Navajo Nation, Arizona, New Mexico, & Utah | KAYENTA UNIFIED SCHOOL DISTRICT BUS BARN | N. HWY 163 | Kayenta | AZ | 86033
9 | NAV308 | KAYENTA UNIFIED SCHOOL DISTRICT BUS BARN | TANK 3 | TANK 3 Compartment | Permanently Out of Use | 8000 | TRUE | 2004-06-10 | Gasoline (containing <=10% ethanol) | TRUE | Spill Bucket | Navajo Nation, Arizona, New Mexico, & Utah | KAYENTA UNIFIED SCHOOL DISTRICT BUS BARN | N. HWY 163 | Kayenta | AZ | 86033
9 | NAV308 | KAYENTA UNIFIED SCHOOL DISTRICT BUS BARN | TANK 2 | TANK 2 Compartment | Permanently Out of Use | 8000 | TRUE | 2004-06-10 | Gasoline (containing <=10% ethanol) | TRUE | Spill Bucket | Navajo Nation, Arizona, New Mexico, & Utah | KAYENTA UNIFIED SCHOOL DISTRICT BUS BARN | N. HWY 163 | Kayenta | AZ | 86033
9 | NAV309 | AT&T SANDERS TELECOMMUNICATION SITE | TANK 1 | TANK 1 Compartment | Permanently Out of Use | 10000 | TRUE | 1970-01-03 | Gasoline (containing <=10% ethanol) | FALSE | Unknown | Navajo Nation, Arizona, New Mexico, & Utah | AT&T SANDERS TELECOMMUNICATION SITE | "6.5 MI E OF MILE MARKER 354ROUTE 666" | Sanders | AZ | 86512
9 | NAV311 | TSEGI TRADING POST | TANK 1 | TANK 1 Compartment | Permanently Out of Use | 800 | TRUE |  | Gasoline (containing <=10% ethanol) | FALSE | Unknown | Navajo Nation, Arizona, New Mexico, & Utah | TSEGI TRADING POST | "HWY 160, TSEGI" | Tuba City | AZ | 86045
9 | NAV311 | TSEGI TRADING POST | TANK 3 | TANK 3 Compartment | Permanently Out of Use | 1000 | TRUE |  | Gasoline (containing <=10% ethanol) | FALSE | Unknown | Navajo Nation, Arizona, New Mexico, & Utah | TSEGI TRADING POST | "HWY 160, TSEGI" | Tuba City | AZ | 86045
9 | NAV311 | TSEGI TRADING POST | TANK 2 | TANK 2 Compartment | Permanently Out of Use | 1000 | TRUE |  | Gasoline (containing <=10% ethanol) | FALSE | Unknown | Navajo Nation, Arizona, New Mexico, & Utah | TSEGI TRADING POST | "HWY 160, TSEGI" | Tuba City | AZ | 86045
9 | NAV312 | CROWN POINT CONOCO (FORMERLY FINA) | TANK 1 | TANK 1 Compartment | Permanently Out of Use | 8000 | TRUE | 2010-08-26 | Diesel | TRUE | Spill Bucket | Navajo Nation, Arizona, New Mexico, & Utah | Former Crownpoint Conoco (aka Arviso Conoco) | SW Corner IR 9 and CHACO Blvd | Crownpoint | NM | 87313
9 | NAV312 | CROWN POINT CONOCO (FORMERLY FINA) | TANK 3 | TANK 3 Compartment | Permanently Out of Use | 10000 | TRUE | 2010-08-26 | Gasoline (containing <=10% ethanol) | TRUE | Spill Bucket | Navajo Nation, Arizona, New Mexico, & Utah | Former Crownpoint Conoco (aka Arviso Conoco) | SW Corner IR 9 and CHACO Blvd | Crownpoint | NM | 87313
9 | NAV312 | CROWN POINT CONOCO (FORMERLY FINA) | TANK 2 | TANK 2 Compartment | Permanently Out of Use | 12000 | TRUE | 2010-08-26 | Gasoline (containing <=10% ethanol) | TRUE | Spill Bucket | Navajo Nation, Arizona, New Mexico, & Utah | Former Crownpoint Conoco (aka Arviso Conoco) | SW Corner IR 9 and CHACO Blvd | Crownpoint | NM | 87313
9 | NAV314 | ARIZONA PUBLIC SERVICE - MOENKOPI SUBSTATION | TANK 1 | TANK 1 Compartment | Permanently Out of Use | 500 | TRUE |  | Diesel | FALSE | Unknown | Navajo Nation, Arizona, New Mexico, & Utah | ARIZONA PUBLIC SERVICE - MOENKOPI SUBSTATION | 2250 E. HUNTINGTON DRIVE | Cameron | AZ | 86020
9 | NAV315 | SWEETWATER TRADING POST | TANK 1 | TANK 1 Compartment | Permanently Out of Use | 4000 | TRUE |  | Gasoline (containing <=10% ethanol) | FALSE | Unknown | Navajo Nation, Arizona, New Mexico, & Utah | SWEETWATER TRADING POST | 11 M. SW OF I.H. 35 | Sweetwater | AZ | 86514
9 | NAV315 | SWEETWATER TRADING POST | TANK 2 | TANK 2 Compartment | Permanently Out of Use | 4000 | TRUE |  | Gasoline (containing <=10% ethanol) | FALSE | Unknown | Navajo Nation, Arizona, New Mexico, & Utah | SWEETWATER TRADING POST | 11 M. SW OF I.H. 35 | Sweetwater | AZ | 86514
9 | NAV316 | SHONTO TRADING POST | TANK 1 | TANK 1 Compartment | Abandoned | 8000 | TRUE | 2024-09-13 | Gasoline (containing <=10% ethanol) | TRUE | Spill Bucket | Navajo Nation, Arizona, New Mexico, & Utah | SHONTO TRADING POST | 101 SHONTO CANYON DRIVE | Shonto | AZ | 86054
9 | NAV316 | SHONTO TRADING POST | TANK 6 | TANK 6 Compartment | Permanently Out of Use | 10000 | TRUE | 1995-03-15 | Gasoline (containing <=10% ethanol) | FALSE | Unknown | Navajo Nation, Arizona, New Mexico, & Utah | SHONTO TRADING POST | 101 SHONTO CANYON DRIVE | Shonto | AZ | 86054
9 | NAV316 | SHONTO TRADING POST | TANK 5 | TANK 5 Compartment | Permanently Out of Use | 2000 | TRUE | 1995-03-15 | Gasoline (containing <=10% ethanol) | FALSE | Unknown | Navajo Nation, Arizona, New Mexico, & Utah | SHONTO TRADING POST | 101 SHONTO CANYON DRIVE | Shonto | AZ | 86054
9 | NAV316 | SHONTO TRADING POST | TANK 4 | TANK 4 Compartment | Permanently Out of Use | 1000 | TRUE | 1995-03-15 | Diesel | FALSE | Unknown | Navajo Nation, Arizona, New Mexico, & Utah | SHONTO TRADING POST | 101 SHONTO CANYON DRIVE | Shonto | AZ | 86054
9 | NAV316 | SHONTO TRADING POST | TANK 3 | TANK 3 Compartment | Permanently Out of Use | 1000 | TRUE | 1995-03-15 | Gasoline (containing <=10% ethanol) | FALSE | Unknown | Navajo Nation, Arizona, New Mexico, & Utah | SHONTO TRADING POST | 101 SHONTO CANYON DRIVE | Shonto | AZ | 86054
9 | NAV316 | SHONTO TRADING POST | TANK 2 | TANK 2 Compartment | Abandoned | 4000 | TRUE | 2024-09-13 | Diesel | TRUE | Spill Bucket | Navajo Nation, Arizona, New Mexico, & Utah | SHONTO TRADING POST | 101 SHONTO CANYON DRIVE | Shonto | AZ | 86054
9 | NAV317 | LEO ETSITTY RANCH | TANK 1 | TANK 1 Compartment | Permanently Out of Use | 1000 | TRUE | 2002-01-01 | Other | FALSE | Unknown | Navajo Nation, Arizona, New Mexico, & Utah | LEO ETSITTY RANCH | "TWO WELLS, NM / GALLUP, NM" | Gallup | NM | 87301
9 | NAV318 | LITTLEWATER EXPRESS #522 aka TOCITO T.P. | TANK 1 | TANK 1 Compartment | Permanently Out of Use | 3000 | TRUE | 2002-10-15 | Gasoline (containing <=10% ethanol) | FALSE | Unknown | Navajo Nation, Arizona, New Mexico, & Utah | LITTLEWATER EXPRESS #522 aka TOCITO T.P. | HCR #4 P.O. BOX 400 | Littlewater | NM | 87420
9 | NAV318 | LITTLEWATER EXPRESS #522 aka TOCITO T.P. | TANK 5 | TANK 5 Compartment | Currently in Use | 10000 | TRUE |  | Gasoline (containing <=10% ethanol) | TRUE | Spill Bucket | Navajo Nation, Arizona, New Mexico, & Utah | LITTLEWATER EXPRESS #522 aka TOCITO T.P. | HCR #4 P.O. BOX 400 | Littlewater | NM | 87420
9 | NAV318 | LITTLEWATER EXPRESS #522 aka TOCITO T.P. | TANK 4 | TANK 4 Compartment | Currently in Use | 10000 | TRUE |  | Gasoline (containing <=10% ethanol) | TRUE | Spill Bucket | Navajo Nation, Arizona, New Mexico, & Utah | LITTLEWATER EXPRESS #522 aka TOCITO T.P. | HCR #4 P.O. BOX 400 | Littlewater | NM | 87420
9 | NAV318 | LITTLEWATER EXPRESS #522 aka TOCITO T.P. | TANK 3 | TANK 3 Compartment | Permanently Out of Use | 3000 | TRUE |  | Gasoline (containing <=10% ethanol) | FALSE | Unknown | Navajo Nation, Arizona, New Mexico, & Utah | LITTLEWATER EXPRESS #522 aka TOCITO T.P. | HCR #4 P.O. BOX 400 | Littlewater | NM | 87420
9 | NAV318 | LITTLEWATER EXPRESS #522 aka TOCITO T.P. | TANK 2 | TANK 2 Compartment | Permanently Out of Use | 3000 | TRUE |  | Gasoline (containing <=10% ethanol) | FALSE | Unknown | Navajo Nation, Arizona, New Mexico, & Utah | LITTLEWATER EXPRESS #522 aka TOCITO T.P. | HCR #4 P.O. BOX 400 | Littlewater | NM | 87420
9 | NAV321 | CASTLE BUTTE TRADING POST | TANK 1 | TANK 1 Compartment | Permanently Out of Use |  | TRUE |  | Gasoline (containing <=10% ethanol) | FALSE | Unknown | Navajo Nation, Arizona, New Mexico, & Utah | CASTLE BUTTE TRADING POST | IR 60 | Dilkon | AZ | 86047
9 | NAV322 | BALDWIN'S MINI MART aka PIC-N-RUN | TANK 1 | TANK 1 Compartment | Permanently Out of Use | 10000 | TRUE | 2004-06-10 | Gasoline (containing <=10% ethanol) | TRUE | Spill Bucket | Navajo Nation, Arizona, New Mexico, & Utah | BALDWIN'S MINI MART aka PIC-N-RUN | NAVAJO RTE # 7 | Chinle | AZ | 86503
9 | NAV322 | BALDWIN'S MINI MART aka PIC-N-RUN | TANK 3 | TANK 3 Compartment | Permanently Out of Use | 6000 | TRUE | 1997-11-10 | Gasoline (containing <=10% ethanol) | TRUE | Spill Bucket | Navajo Nation, Arizona, New Mexico, & Utah | BALDWIN'S MINI MART aka PIC-N-RUN | NAVAJO RTE # 7 | Chinle | AZ | 86503
9 | NAV322 | BALDWIN'S MINI MART aka PIC-N-RUN | TANK 2 | TANK 2 Compartment | Permanently Out of Use | 10000 | TRUE | 1999-02-15 | Gasoline (containing <=10% ethanol) | TRUE | Spill Bucket | Navajo Nation, Arizona, New Mexico, & Utah | BALDWIN'S MINI MART aka PIC-N-RUN | NAVAJO RTE # 7 | Chinle | AZ | 86503
9 | NAV323 | "Gulf, Tohatchi" | TANK 1 | TANK 1 Compartment | Permanently Out of Use | 2500 | TRUE | 2015-01-26 | Unknown Petroleum | FALSE | Unknown | Navajo Nation, Arizona, New Mexico, & Utah | "Gulf, Tohatchi" | Hway 491 | Tohatchi | NM | 87325
9 | NAV323 | "Gulf, Tohatchi" | TANK 2 | TANK 2 Compartment | Permanently Out of Use | 5000 | TRUE | 2015-01-26 | Unknown Petroleum | FALSE | Spill Bucket | Navajo Nation, Arizona, New Mexico, & Utah | "Gulf, Tohatchi" | Hway 491 | Tohatchi | NM | 87325
9 | NAV324 | ALLISON'S TRADING POST | Tank #1 | Tank #1 | Permanently Out of Use | 1000 | TRUE |  | Unknown Petroleum |  |  | Navajo Nation, Arizona, New Mexico, & Utah | ALLISON'S TRADING POST | "Tohatchi, NM" | Tohatchi | NM | 87325
9 | NAV324 | ALLISON'S TRADING POST | Tank #2 | Tank #2 | Permanently Out of Use | 3000 | TRUE |  | Unknown Petroleum |  |  | Navajo Nation, Arizona, New Mexico, & Utah | ALLISON'S TRADING POST | "Tohatchi, NM" | Tohatchi | NM | 87325
9 | NAV325 | CHUSKA TRADING POST | TANK 1 | TANK 1 Compartment | Permanently Out of Use | 10000 | TRUE |  | Gasoline (containing <=10% ethanol) | FALSE | Unknown | Navajo Nation, Arizona, New Mexico, & Utah | CHUSKA TRADING POST | HWAY 491 SW SR 108 | Tohatchi | NM | 87325
9 | NAV325 | CHUSKA TRADING POST | TANK 2 | TANK 2 Compartment | Permanently Out of Use | 6000 | TRUE |  | Gasoline (containing <=10% ethanol) | FALSE | Unknown | Navajo Nation, Arizona, New Mexico, & Utah | CHUSKA TRADING POST | HWAY 491 SW SR 108 | Tohatchi | NM | 87325
9 | NAV326 | TWIN LAKES TRADING POST | TANK 1 | TANK 1 Compartment | Permanently Out of Use | 1000 | TRUE | 1979-01-01 | Gasoline (containing <=10% ethanol) | FALSE | Unknown | Navajo Nation, Arizona, New Mexico, & Utah | TWIN LAKES TRADING POST | NO STREET ADDRESS | twin lakes | NM | 87305
9 | NAV326 | TWIN LAKES TRADING POST | TANK 2 | TANK 2 Compartment | Permanently Out of Use | 1000 | TRUE | 1979-01-01 | Gasoline (containing <=10% ethanol) | FALSE | Unknown | Navajo Nation, Arizona, New Mexico, & Utah | TWIN LAKES TRADING POST | NO STREET ADDRESS | twin lakes | NM | 87305
9 | NAV327 | TOHATCHI TRADING POST | TANK 1 | TANK 1 Compartment | Permanently Out of Use | 2133 | TRUE | 2004-06-14 | Gasoline (containing <=10% ethanol) | FALSE | Unknown | Navajo Nation, Arizona, New Mexico, & Utah | TOHATCHI TRADING POST | Indian Service Route 108 off Hway 491 | Tohatchi | NM | 87325
9 | NAV327 | TOHATCHI TRADING POST | TANK 2 | TANK 2 Compartment | Permanently Out of Use | 1984 | TRUE | 2004-06-14 | Gasoline (containing <=10% ethanol) | FALSE | Unknown | Navajo Nation, Arizona, New Mexico, & Utah | TOHATCHI TRADING POST | Indian Service Route 108 off Hway 491 | Tohatchi | NM | 87325
9 | NAV329 | BLACK MOUNTAIN TRADING POST | TANK 1 | TANK 1 Compartment | Permanently Out of Use | 500 | TRUE | 2004-06-15 | Diesel | FALSE | Unknown | Navajo Nation, Arizona, New Mexico, & Utah | BLACK MOUNTAIN TRADING POST | RBDO P.O. BOX 565 | Chinle | AZ | 86503
9 | NAV329 | BLACK MOUNTAIN TRADING POST | TANK 3 | TANK 3 Compartment | Permanently Out of Use | 2000 | TRUE | 2004-06-15 | Gasoline (containing <=10% ethanol) | FALSE | Unknown | Navajo Nation, Arizona, New Mexico, & Utah | BLACK MOUNTAIN TRADING POST | RBDO P.O. BOX 565 | Chinle | AZ | 86503
9 | NAV330 | CRYSTAL TRADING POST | TANK 1 | TANK 1 Compartment | Permanently Out of Use | 600 | TRUE | 2004-06-14 | Diesel | FALSE | Unknown | Navajo Nation, Arizona, New Mexico, & Utah | CRYSTAL TRADING POST | Indian Service Route 321 off HWY 134 | Navajo | AZ | 86509
9 | NAV330 | CRYSTAL TRADING POST | TANK 3 | TANK 3 Compartment | Permanently Out of Use | 1750 | TRUE | 2004-06-14 | Gasoline (containing <=10% ethanol) | FALSE | Unknown | Navajo Nation, Arizona, New Mexico, & Utah | CRYSTAL TRADING POST | Indian Service Route 321 off HWY 134 | Navajo | AZ | 86509
9 | NAV331 | DAYS TRADING POST | TANK 1 | TANK 1 Compartment | Permanently Out of Use | 8000 | TRUE | 1988-07-07 | Gasoline (containing <=10% ethanol) | FALSE | Unknown | Navajo Nation, Arizona, New Mexico, & Utah | DAYS TRADING POST | NO STREET ADDRESS | Window Rock | AZ | 86515
9 | NAV333 | OLD TEEC NOS POS TRADING POST | Tank 1 | 1 | Permanently Out of Use | 1200 | TRUE |  | Gasoline (containing <=10% ethanol) |  |  | Navajo Nation, Arizona, New Mexico, & Utah | OLD TEEC NOS POS TRADING POST | "TEEC NOS POS, AZ" | Mexican Water | AZ | 86514
9 | NAV333 | OLD TEEC NOS POS TRADING POST | Tank 2 | 1 | Permanently Out of Use | 800 | TRUE |  | Gasoline (containing <=10% ethanol) |  |  | Navajo Nation, Arizona, New Mexico, & Utah | OLD TEEC NOS POS TRADING POST | "TEEC NOS POS, AZ" | Mexican Water | AZ | 86514
9 | NAV334 | RAYTHEON MISSILE SYSTEMS CO | TANK 1 | TANK 1 Compartment | Permanently Out of Use | 1000 | TRUE |  | Diesel | TRUE | Spill Bucket | Navajo Nation, Arizona, New Mexico, & Utah | RAYTHEON MISSILE SYSTEMS CO | ST. HWY 371 6 MI. S. OF FARMINGTON | Farmington | NM | 87401
9 | NAV335 | AMOCO - FORT DEFIANCE | TANK 1 | TANK 1 Compartment | Permanently Out of Use | 3000 | TRUE | 2004-05-26 | Gasoline (containing <=10% ethanol) | FALSE | Unknown | Navajo Nation, Arizona, New Mexico, & Utah | AMOCO - FORT DEFIANCE | NW corner of IR10 and IR12 | Fort Defiance | AZ | 86504
9 | NAV335 | AMOCO - FORT DEFIANCE | TANK 6 | TANK 6 Compartment | Permanently Out of Use | 10000 | TRUE | 2004-05-26 | Gasoline (containing <=10% ethanol) | FALSE | Unknown | Navajo Nation, Arizona, New Mexico, & Utah | AMOCO - FORT DEFIANCE | NW corner of IR10 and IR12 | Fort Defiance | AZ | 86504
9 | NAV335 | AMOCO - FORT DEFIANCE | TANK 5 | TANK 5 Compartment | Permanently Out of Use | 380 | TRUE | 2004-05-26 | Gasoline (containing <=10% ethanol) | FALSE | Unknown | Navajo Nation, Arizona, New Mexico, & Utah | AMOCO - FORT DEFIANCE | NW corner of IR10 and IR12 | Fort Defiance | AZ | 86504
9 | NAV335 | AMOCO - FORT DEFIANCE | TANK 4 | TANK 4 Compartment | Permanently Out of Use | 560 | TRUE | 2004-05-26 | Used Oil | FALSE | Unknown | Navajo Nation, Arizona, New Mexico, & Utah | AMOCO - FORT DEFIANCE | NW corner of IR10 and IR12 | Fort Defiance | AZ | 86504
9 | NAV335 | AMOCO - FORT DEFIANCE | TANK 3 | TANK 3 Compartment | Permanently Out of Use | 1000 | TRUE | 2004-05-26 | Used Oil | FALSE | Unknown | Navajo Nation, Arizona, New Mexico, & Utah | AMOCO - FORT DEFIANCE | NW corner of IR10 and IR12 | Fort Defiance | AZ | 86504
9 | NAV335 | AMOCO - FORT DEFIANCE | TANK 2 | TANK 2 Compartment | Permanently Out of Use | 1000 | TRUE | 2004-05-26 | Used Oil | FALSE | Unknown | Navajo Nation, Arizona, New Mexico, & Utah | AMOCO - FORT DEFIANCE | NW corner of IR10 and IR12 | Fort Defiance | AZ | 86504
9 | NAV336 | NAVAJO HOUSING AUTHORITY (NHA) - FT DEFIANCE | TANK 1 | TANK 1 Compartment | Permanently Out of Use | 5000 | TRUE | 2005-12-23 | Gasoline (containing <=10% ethanol) | TRUE | Spill Bucket | Navajo Nation, Arizona, New Mexico, & Utah | NAVAJO HOUSING AUTHORITY (NHA) - FT DEFIANCE | Old Coal Mine Road | Fort Defiance | AZ | 86504
9 | NAV336 | NAVAJO HOUSING AUTHORITY (NHA) - FT DEFIANCE | TANK 3 | TANK 3 Compartment | Permanently Out of Use | 6000 | TRUE | 2005-12-23 | Diesel | TRUE | Spill Bucket | Navajo Nation, Arizona, New Mexico, & Utah | NAVAJO HOUSING AUTHORITY (NHA) - FT DEFIANCE | Old Coal Mine Road | Fort Defiance | AZ | 86504
9 | NAV336 | NAVAJO HOUSING AUTHORITY (NHA) - FT DEFIANCE | TANK 2 | TANK 2 Compartment | Permanently Out of Use | 6000 | TRUE | 2005-12-23 | Gasoline (containing <=10% ethanol) | TRUE | Spill Bucket | Navajo Nation, Arizona, New Mexico, & Utah | NAVAJO HOUSING AUTHORITY (NHA) - FT DEFIANCE | Old Coal Mine Road | Fort Defiance | AZ | 86504
9 | NAV337 | NAVAJO TRAVEL CENTER | TANK 1 | TANK 1 Compartment | Currently in Use | 12000 | TRUE |  | Gasoline (containing <=10% ethanol) | TRUE | Spill Bucket | Navajo Nation, Arizona, New Mexico, & Utah | NAVAJO TRAVEL CENTER | I-40 near Exit 325 | Navajo | AZ | 86509
9 | NAV337 | NAVAJO TRAVEL CENTER | TANK 3 | TANK 3 Compartment | Currently in Use | 4000 | TRUE |  | Diesel | TRUE | Spill Bucket | Navajo Nation, Arizona, New Mexico, & Utah | NAVAJO TRAVEL CENTER | I-40 near Exit 325 | Navajo | AZ | 86509
9 | NAV337 | NAVAJO TRAVEL CENTER | TANK 2 | TANK 2 Compartment | Currently in Use | 8000 | TRUE |  | Gasoline (containing <=10% ethanol) | TRUE | Spill Bucket | Navajo Nation, Arizona, New Mexico, & Utah | NAVAJO TRAVEL CENTER | I-40 near Exit 325 | Navajo | AZ | 86509
9 | NAV338 | TEEC NOS POS TRADING POST | TANK 1 | TANK 1 Compartment | Permanently Out of Use | 8000 | TRUE | 2005-09-20 | Gasoline (containing <=10% ethanol) | TRUE | Spill Bucket | Navajo Nation, Arizona, New Mexico, & Utah | TEEC NOS POS TRADING POST | JUNCTION HWY 160 AND HWY 64 | Teec Nos Pos | AZ | 86514
9 | NAV338 | TEEC NOS POS TRADING POST | TANK 3 | TANK 3 Compartment | Currently in Use | 22000 | TRUE |  | Gasoline (containing <=10% ethanol) | TRUE | Spill Bucket | Navajo Nation, Arizona, New Mexico, & Utah | TEEC NOS POS TRADING POST | JUNCTION HWY 160 AND HWY 64 | Teec Nos Pos | AZ | 86514
9 | NAV338 | TEEC NOS POS TRADING POST | TANK 2 | TANK 2 Compartment | Permanently Out of Use | 8000 | TRUE | 2005-09-20 | Diesel | TRUE | Spill Bucket | Navajo Nation, Arizona, New Mexico, & Utah | TEEC NOS POS TRADING POST | JUNCTION HWY 160 AND HWY 64 | Teec Nos Pos | AZ | 86514
9 | NAV339 | BUFFALO SPRINGS PATROL YARD | TANK 1 | TANK 1 Compartment | Permanently Out of Use | 1000 | TRUE | 1991-11-13 | Gasoline (containing <=10% ethanol) | FALSE | Unknown | Navajo Nation, Arizona, New Mexico, & Utah | BUFFALO SPRINGS PATROL YARD | ROUTE 666 | Tohatchi | NM | 87325
9 | NAV341 | BIA - BLDG. 1000 - CHINLE AGENCY | TANK 1 | TANK 1 Compartment | Permanently Out of Use | 8500 | TRUE | 1972-03-01 | Gasoline (containing <=10% ethanol) | FALSE | Unknown | Navajo Nation, Arizona, New Mexico, & Utah | BIA - BLDG. 1000 - CHINLE AGENCY | "BUILDING 1000CHINLE AGENCY HQ" | Chinle | AZ | 86503
9 | NAV342 | BIA PINON BRANCH OF ROADS SATELLITE | TANK 1 | TANK 1 Compartment | Permanently Out of Use | 12000 | TRUE | 1997-05-14 | Diesel | FALSE | Unknown | Navajo Nation, Arizona, New Mexico, & Utah | BIA PINON BRANCH OF ROADS SATELLITE | IR 4 and 8030 | Pinon | AZ | 86510
9 | NAV346 | RED MESA EXPRESS #536 (FORMERLY PUEBLO PINTADO GROCERY STORE) | TANK 1 | TANK 1 Compartment | Permanently Out of Use | 4000 | TRUE | 1997-12-08 | Gasoline (containing <=10% ethanol) | FALSE | Unknown | Navajo Nation, Arizona, New Mexico, & Utah | Red Mesa Express # 536 | 3663 E. Indian Service Rte. 9 | Pueblo Pintado | NM | 87013
9 | NAV346 | RED MESA EXPRESS #536 (FORMERLY PUEBLO PINTADO GROCERY STORE) | Tank 1A | Compartment 3 | Currently in Use | 6000 | TRUE |  | Diesel |  |  | Navajo Nation, Arizona, New Mexico, & Utah | Red Mesa Express # 536 | 3663 E. Indian Service Rte. 9 | Pueblo Pintado | NM | 87013
9 | NAV346 | RED MESA EXPRESS #536 (FORMERLY PUEBLO PINTADO GROCERY STORE) | Tank 1A | Compartment 2 | Currently in Use | 6000 | TRUE |  | Gasoline (containing <=10% ethanol) |  |  | Navajo Nation, Arizona, New Mexico, & Utah | Red Mesa Express # 536 | 3663 E. Indian Service Rte. 9 | Pueblo Pintado | NM | 87013
9 | NAV346 | RED MESA EXPRESS #536 (FORMERLY PUEBLO PINTADO GROCERY STORE) | Tank 1A | Compartment 1 | Currently in Use | 13000 | TRUE |  | Gasoline (containing <=10% ethanol) |  |  | Navajo Nation, Arizona, New Mexico, & Utah | Red Mesa Express # 536 | 3663 E. Indian Service Rte. 9 | Pueblo Pintado | NM | 87013
9 | NAV346 | RED MESA EXPRESS #536 (FORMERLY PUEBLO PINTADO GROCERY STORE) | TANK 2 | TANK 2 Compartment | Permanently Out of Use | 4000 | TRUE | 1997-12-08 | Gasoline (containing <=10% ethanol) | FALSE | Unknown | Navajo Nation, Arizona, New Mexico, & Utah | Red Mesa Express # 536 | 3663 E. Indian Service Rte. 9 | Pueblo Pintado | NM | 87013
9 | NAV348 | BIA SPURLOCK RANCH SITE | TANK 1 | TANK 1 Compartment | Permanently Out of Use | 20000 | TRUE | 1983-12-01 | Gasoline (containing <=10% ethanol) | TRUE | Unknown | Navajo Nation, Arizona, New Mexico, & Utah | BIA SPURLOCK RANCH SITE | Off Hway 40 exit 325 | Chambers | AZ | 86502
9 | NAV348 | BIA SPURLOCK RANCH SITE | TANK 4 | TANK 4 Compartment | Permanently Out of Use | 3000 | TRUE | 1983-12-01 | Gasoline (containing <=10% ethanol) | FALSE | Unknown | Navajo Nation, Arizona, New Mexico, & Utah | BIA SPURLOCK RANCH SITE | Off Hway 40 exit 325 | Chambers | AZ | 86502
9 | NAV348 | BIA SPURLOCK RANCH SITE | TANK 3 | TANK 3 Compartment | Permanently Out of Use | 3000 | TRUE | 1983-12-01 | Diesel | FALSE | Unknown | Navajo Nation, Arizona, New Mexico, & Utah | BIA SPURLOCK RANCH SITE | Off Hway 40 exit 325 | Chambers | AZ | 86502
9 | NAV348 | BIA SPURLOCK RANCH SITE | TANK 2 | TANK 2 Compartment | Permanently Out of Use | 560 | TRUE | 1983-12-01 | Kerosene | FALSE | Unknown | Navajo Nation, Arizona, New Mexico, & Utah | BIA SPURLOCK RANCH SITE | Off Hway 40 exit 325 | Chambers | AZ | 86502
9 | NAV349 | THOREAU HIGH SCHOOL (BUS BARN) | TANK 1 | TANK 1 Compartment | Permanently Out of Use | 500 | TRUE |  | Used Oil | FALSE | Unknown | Navajo Nation, Arizona, New Mexico, & Utah | THOREAU HIGH SCHOOL (BUS BARN) | Castle Rock Road | Thoreau | NM | 87323
9 | NAV349 | THOREAU HIGH SCHOOL (BUS BARN) | TANK 4 | TANK 4 Compartment | Currently in Use | 5000 | TRUE |  | Diesel | TRUE | Spill Bucket | Navajo Nation, Arizona, New Mexico, & Utah | THOREAU HIGH SCHOOL (BUS BARN) | Castle Rock Road | Thoreau | NM | 87323
9 | NAV349 | THOREAU HIGH SCHOOL (BUS BARN) | TANK 3 | TANK 3 Compartment | Currently in Use | 5000 | TRUE |  | Gasoline (containing <=10% ethanol) | TRUE | Spill Bucket | Navajo Nation, Arizona, New Mexico, & Utah | THOREAU HIGH SCHOOL (BUS BARN) | Castle Rock Road | Thoreau | NM | 87323
9 | NAV349 | THOREAU HIGH SCHOOL (BUS BARN) | TANK 2 | TANK 2 Compartment | Permanently Out of Use | 2000 | TRUE |  | Diesel | FALSE | Unknown | Navajo Nation, Arizona, New Mexico, & Utah | THOREAU HIGH SCHOOL (BUS BARN) | Castle Rock Road | Thoreau | NM | 87323
9 | NAV350 | BIA - PUEBLO PINTADO SCHOOL | TANK 1 | TANK 1 Compartment | Permanently Out of Use | 10000 | TRUE |  | Gasoline (containing <=10% ethanol) | FALSE | Unknown | Navajo Nation, Arizona, New Mexico, & Utah | BIA - PUEBLO PINTADO SCHOOL | "PUEBLO PINTADO SCHOOLP.O. BOX 80" | Cuba | NM | 87013
9 | NAV351 | YELLOWHORSE TRADING POST | TANK 1 | TANK 1 Compartment | Permanently Out of Use | 1000 | TRUE | 2007-08-30 | Gasoline (containing <=10% ethanol) | FALSE | Unknown | Navajo Nation, Arizona, New Mexico, & Utah | YELLOWHORSE TRADING POST | "LUPTON, AZ" | Lupton | AZ | 86508
9 | NAV351 | YELLOWHORSE TRADING POST | TANK 2 | TANK 2 Compartment | Permanently Out of Use | 3000 | TRUE | 2007-08-30 | Gasoline (containing <=10% ethanol) | FALSE | Unknown | Navajo Nation, Arizona, New Mexico, & Utah | YELLOWHORSE TRADING POST | "LUPTON, AZ" | Lupton | AZ | 86508
9 | NAV352 | BIA - OJO ENCINO DAY SCHOOL | TANK 1 | TANK 1 Compartment | Permanently Out of Use | 1000 | TRUE |  | Gasoline (containing <=10% ethanol) | FALSE | Unknown | Navajo Nation, Arizona, New Mexico, & Utah | BIA - OJO ENCINO DAY SCHOOL | Indian Service Route 471 | Ojo Encino | NM | 87013
9 | NAV352 | BIA - OJO ENCINO DAY SCHOOL | TANK 2 | TANK 2 Compartment | Permanently Out of Use | 2000 | TRUE |  | Diesel | FALSE | Unknown | Navajo Nation, Arizona, New Mexico, & Utah | BIA - OJO ENCINO DAY SCHOOL | Indian Service Route 471 | Ojo Encino | NM | 87013
9 | NAV353 | TOHATCHI HIGH SCHOOL | TANK 2 | TANK 2 Compartment | Currently in Use | 5000 | TRUE |  | Gasoline (containing <=10% ethanol) | TRUE | Spill Bucket | Navajo Nation, Arizona, New Mexico, & Utah | TOHATCHI HIGH SCHOOL | "T.29N, R.18W" | Tohatchi | NM | 87325
9 | NAV353 | TOHATCHI HIGH SCHOOL | TANK 6 | TANK 6 Compartment | Permanently Out of Use | 500 | TRUE |  | Used Oil | FALSE | Unknown | Navajo Nation, Arizona, New Mexico, & Utah | TOHATCHI HIGH SCHOOL | "T.29N, R.18W" | Tohatchi | NM | 87325
9 | NAV353 | TOHATCHI HIGH SCHOOL | TANK 5 | TANK 5 Compartment | Permanently Out of Use | 6000 | TRUE |  | Diesel | FALSE | Unknown | Navajo Nation, Arizona, New Mexico, & Utah | TOHATCHI HIGH SCHOOL | "T.29N, R.18W" | Tohatchi | NM | 87325
9 | NAV353 | TOHATCHI HIGH SCHOOL | TANK 3 | TANK 3 Compartment | Currently in Use | 5000 | TRUE |  | Diesel | TRUE | Spill Bucket | Navajo Nation, Arizona, New Mexico, & Utah | TOHATCHI HIGH SCHOOL | "T.29N, R.18W" | Tohatchi | NM | 87325
9 | NAV354 | CROWNPOINT ELEMENTARY SCHOOL (BUS BARN) | TANK 1 | TANK 1 Compartment | Permanently Out of Use | 6000 | TRUE |  | Diesel | TRUE | Spill Bucket | Navajo Nation, Arizona, New Mexico, & Utah | CROWNPOINT ELEMENTARY SCHOOL (BUS BARN) | Chaco Blvd. | Crownpoint | NM | 87313
9 | NAV354 | CROWNPOINT ELEMENTARY SCHOOL (BUS BARN) | TANK 4 | TANK 4 Compartment | Currently in Use | 5000 | TRUE |  | Diesel | TRUE | Spill Bucket | Navajo Nation, Arizona, New Mexico, & Utah | CROWNPOINT ELEMENTARY SCHOOL (BUS BARN) | Chaco Blvd. | Crownpoint | NM | 87313
9 | NAV354 | CROWNPOINT ELEMENTARY SCHOOL (BUS BARN) | TANK 3 | TANK 3 Compartment | Currently in Use | 5000 | TRUE |  | Gasoline (containing <=10% ethanol) | TRUE | Spill Bucket | Navajo Nation, Arizona, New Mexico, & Utah | CROWNPOINT ELEMENTARY SCHOOL (BUS BARN) | Chaco Blvd. | Crownpoint | NM | 87313
9 | NAV354 | CROWNPOINT ELEMENTARY SCHOOL (BUS BARN) | TANK 2 | TANK 2 Compartment | Permanently Out of Use | 2000 | TRUE |  | Gasoline (containing <=10% ethanol) | TRUE | Spill Bucket | Navajo Nation, Arizona, New Mexico, & Utah | CROWNPOINT ELEMENTARY SCHOOL (BUS BARN) | Chaco Blvd. | Crownpoint | NM | 87313
9 | NAV355 | Red Mesa Trading Comp. | TANK 1 | TANK 1 Compartment | Permanently Out of Use | 6000 | TRUE | 2002-11-19 | Gasoline (containing <=10% ethanol) | TRUE | Spill Bucket | Navajo Nation, Arizona, New Mexico, & Utah | Red Mesa Trading Comp. | Highway 197 | Cuba | NM
9 | NAV355 | Red Mesa Trading Comp. | TANK 2 | TANK 2 Compartment | Permanently Out of Use | 10000 | TRUE | 2002-11-19 | Gasoline (containing <=10% ethanol) | TRUE | Spill Bucket | Navajo Nation, Arizona, New Mexico, & Utah | Red Mesa Trading Comp. | Highway 197 | Cuba | NM
9 | NAV356 | BIA - SHIPROCK | TANK 1 | TANK 1 Compartment | Permanently Out of Use | 1000 | TRUE |  | Gasoline (containing <=10% ethanol) | FALSE | Unknown | Navajo Nation, Arizona, New Mexico, & Utah | BIA - SHIPROCK | West of Hway 491 | Shiprock | NM | 87420
9 | NAV357 | "MORGAN SERVICE STATION, KINLICHEE" | TANK 1 | TANK 1 Compartment | Permanently Out of Use | 2000 | TRUE |  | Gasoline (containing <=10% ethanol) | FALSE | Unknown | Navajo Nation, Arizona, New Mexico, & Utah | "MORGAN SERVICE STATION, KINLICHEE" | HWY264 | Kinlichee | AZ | 86505
9 | NAV357 | "MORGAN SERVICE STATION, KINLICHEE" | TANK 2 | TANK 2 Compartment | Permanently Out of Use | 1000 | TRUE |  | Gasoline (containing <=10% ethanol) | FALSE | Unknown | Navajo Nation, Arizona, New Mexico, & Utah | "MORGAN SERVICE STATION, KINLICHEE" | HWY264 | Kinlichee | AZ | 86505
9 | NAV358 | WILDCAT SPRINGS TRADING POST | TANK 1 | TANK 1 Compartment | Permanently Out of Use | 55 | TRUE | 2007-08-28 | Diesel | FALSE | Unknown | Navajo Nation, Arizona, New Mexico, & Utah | WILDCAT SPRINGS TRADING POST | Hway 264 near IR 1 | Black Hat | NM | 87301
9 | NAV359 | ALAMO TRADING POST | TANK 1 | TANK 1 Compartment | Permanently Out of Use | 2000 | TRUE | 2005-11-01 | Gasoline (containing <=10% ethanol) | FALSE | Unknown | Navajo Nation, Arizona, New Mexico, & Utah | ALAMO TRADING POST | Route 169 | Magdalena | NM | 87825
9 | NAV359 | ALAMO TRADING POST | TANK 2 | TANK 2 Compartment | Permanently Out of Use | 1000 | TRUE | 2005-11-01 | Gasoline (containing <=10% ethanol) | FALSE | Unknown | Navajo Nation, Arizona, New Mexico, & Utah | ALAMO TRADING POST | Route 169 | Magdalena | NM | 87825
9 | NAV361 | CHINLE VALLEY STORE | TANK 1 | TANK 1 Compartment | Permanently Out of Use | 2000 | TRUE | 1998-10-08 | Gasoline (containing <=10% ethanol) | FALSE | Unknown | Navajo Nation, Arizona, New Mexico, & Utah | CHINLE VALLEY STORE | "HWY 191, MILEPOST 455" | Chinle | AZ | 86503
9 | NAV361 | CHINLE VALLEY STORE | TANK 2 | TANK 2 Compartment | Permanently Out of Use | 500 | TRUE | 1998-10-08 | Gasoline (containing <=10% ethanol) | FALSE | Unknown | Navajo Nation, Arizona, New Mexico, & Utah | CHINLE VALLEY STORE | "HWY 191, MILEPOST 455" | Chinle | AZ | 86503
9 | NAV364 | KAIBETO MARKET/KAIBITO MARKET/PATTERSON FACILITY | TANK 1 | TANK 1 Compartment | Permanently Out of Use | 12000 | TRUE | 2019-04-04 | Gasoline (containing <=10% ethanol) | TRUE | Spill Bucket | Navajo Nation, Arizona, New Mexico, & Utah | KAIBETO MARKET/KAIBITO MARKET/PATTERSON FACILITY | 1 MILE SO. HWY 98 | Kaibito | AZ | 86053
9 | NAV364 | KAIBETO MARKET/KAIBITO MARKET/PATTERSON FACILITY | TANK 3 | TANK 3 Compartment | Permanently Out of Use | 2000 | TRUE | 2019-04-04 | Diesel | TRUE | Spill Bucket | Navajo Nation, Arizona, New Mexico, & Utah | KAIBETO MARKET/KAIBITO MARKET/PATTERSON FACILITY | 1 MILE SO. HWY 98 | Kaibito | AZ | 86053
9 | NAV364 | KAIBETO MARKET/KAIBITO MARKET/PATTERSON FACILITY | TANK 2 | TANK 2 Compartment | Permanently Out of Use | 12000 | TRUE | 2019-04-04 | Diesel | TRUE | Spill Bucket | Navajo Nation, Arizona, New Mexico, & Utah | KAIBETO MARKET/KAIBITO MARKET/PATTERSON FACILITY | 1 MILE SO. HWY 98 | Kaibito | AZ | 86053
9 | NAV366 | ALAMO NAVAJO COMMUNITY SCHOOL | TANK 1 | TANK 1 Compartment | Currently in Use | 8000 | TRUE |  | Gasoline (containing <=10% ethanol) | TRUE | Spill Bucket | Navajo Nation, Arizona, New Mexico, & Utah | ALAMO NAVAJO COMMUNITY SCHOOL | North New Mexico Road 169 | Magdalena | NM | 87825
9 | NAV366 | ALAMO NAVAJO COMMUNITY SCHOOL | TANK 2 | TANK 2 Compartment | Currently in Use | 8000 | TRUE |  | Gasoline (containing <=10% ethanol) | TRUE | Spill Bucket | Navajo Nation, Arizona, New Mexico, & Utah | ALAMO NAVAJO COMMUNITY SCHOOL | North New Mexico Road 169 | Magdalena | NM | 87825
9 | NAV367 | CROWNPOINT TRADING POST - RED MESA | TANK 1 | TANK 1 Compartment | Currently in Use | 10000 | TRUE |  | Gasoline (containing <=10% ethanol) | TRUE | Spill Bucket | Navajo Nation, Arizona, New Mexico, & Utah | CROWNPOINT TRADING POST - RED MESA | CHACO BOULEVARD | Crownpoint | NM | 87313
9 | NAV367 | CROWNPOINT TRADING POST - RED MESA | TANK 3 | TANK 3 Compartment | Currently in Use | 10000 | TRUE |  | Gasoline (containing <=10% ethanol) | TRUE | Spill Bucket | Navajo Nation, Arizona, New Mexico, & Utah | CROWNPOINT TRADING POST - RED MESA | CHACO BOULEVARD | Crownpoint | NM | 87313
9 | NAV367 | CROWNPOINT TRADING POST - RED MESA | TANK 2 | TANK 2 Compartment | Currently in Use | 10000 | TRUE |  | Gasoline (containing <=10% ethanol) | TRUE | Spill Bucket | Navajo Nation, Arizona, New Mexico, & Utah | CROWNPOINT TRADING POST - RED MESA | CHACO BOULEVARD | Crownpoint | NM | 87313
9 | NAV368 | NAA TSIS AAN aka NAVAJO MOUNTAIN COMMUNITY SCHOOL | TANK 1 | TANK 1 Compartment | Permanently Out of Use | 12000 | TRUE |  | Gasoline (containing <=10% ethanol) | FALSE | Unknown | Navajo Nation, Arizona, New Mexico, & Utah | NAA TSIS AAN aka NAVAJO MOUNTAIN COMMUNITY SCHOOL | Country Road 471 and 434 | Page | AZ | 86040
9 | NAV369 | CHAMBERS TRADING POST | TANK 1 | TANK 1 Compartment | Permanently Out of Use | 10000 | TRUE | 2017-12-04 | Gasoline (containing <=10% ethanol) | TRUE | Spill Bucket | Navajo Nation, Arizona, New Mexico, & Utah | CHAMBERS TRADING POST | 1/2 MILE N HWY 191 AT I-40 | Chambers | AZ | 86502
9 | NAV369 | CHAMBERS TRADING POST | TANK 4 | TANK 4 Compartment | Permanently Out of Use | 10000 | TRUE | 2017-12-04 | Gasoline (containing <=10% ethanol) | TRUE | Spill Bucket | Navajo Nation, Arizona, New Mexico, & Utah | CHAMBERS TRADING POST | 1/2 MILE N HWY 191 AT I-40 | Chambers | AZ | 86502
9 | NAV369 | CHAMBERS TRADING POST | TANK 3 | TANK 3 Compartment | Permanently Out of Use | 10000 | TRUE | 2017-12-04 | Gasoline (containing <=10% ethanol) | TRUE | Spill Bucket | Navajo Nation, Arizona, New Mexico, & Utah | CHAMBERS TRADING POST | 1/2 MILE N HWY 191 AT I-40 | Chambers | AZ | 86502
9 | NAV369 | CHAMBERS TRADING POST | TANK 2 | TANK 2 Compartment | Permanently Out of Use | 10000 | TRUE |  | Gasoline (containing <=10% ethanol) | FALSE | Unknown | Navajo Nation, Arizona, New Mexico, & Utah | CHAMBERS TRADING POST | 1/2 MILE N HWY 191 AT I-40 | Chambers | AZ | 86502
9 | NAV371 | "ATCHISON, TOPEKA AND SANTA FE RAILROAD, CHAMBERS SECTION" | TANK 1 | TANK 1 Compartment | Permanently Out of Use | 500 | TRUE |  | Gasoline (containing <=10% ethanol) | FALSE | Unknown | Navajo Nation, Arizona, New Mexico, & Utah | "ATCHISON, TOPEKA AND SANTA FE RAILROAD, CHAMBERS SECTION" | NO STREET ADDRESS | Chambers | AZ | 86502
9 | NAV372 | NORM'S E-Z MART #464/aka Bell Gas | TANK 1 | TANK 1 Compartment | Permanently Out of Use | 10000 | TRUE |  | Gasoline (containing <=10% ethanol) | FALSE | Spill Bucket | Navajo Nation, Arizona, New Mexico, & Utah | NORM'S E-Z MART #464/aka Bell Gas | I-40 1/2 MILE N HWY 191 | Sanders | AZ | 86512
9 | NAV372 | NORM'S E-Z MART #464/aka Bell Gas | TANK 2 | TANK 2 Compartment | Permanently Out of Use | 10000 | TRUE |  | Gasoline (containing <=10% ethanol) | FALSE | Spill Bucket | Navajo Nation, Arizona, New Mexico, & Utah | NORM'S E-Z MART #464/aka Bell Gas | I-40 1/2 MILE N HWY 191 | Sanders | AZ | 86512
9 | NAV373 | JIM MCCARRELL ROCK SHOP 474 | TANK 1 | TANK 1 Compartment | Permanently Out of Use | 10000 | TRUE |  | Gasoline (containing <=10% ethanol) | FALSE | Unknown | Navajo Nation, Arizona, New Mexico, & Utah | JIM MCCARRELL ROCK SHOP 474 | 1-40 AT MCCARRELL ROAD | Chambers | AZ | 86502
9 | NAV373 | JIM MCCARRELL ROCK SHOP 474 | TANK 2 | TANK 2 Compartment | Permanently Out of Use | 6000 | TRUE |  | Gasoline (containing <=10% ethanol) | FALSE | Unknown | Navajo Nation, Arizona, New Mexico, & Utah | JIM MCCARRELL ROCK SHOP 474 | 1-40 AT MCCARRELL ROAD | Chambers | AZ | 86502
9 | NAV374 | CHAMBERS YARD | TANK 1 | TANK 1 Compartment | Permanently Out of Use | 10000 | TRUE |  | Gasoline (containing <=10% ethanol) | FALSE | Unknown | Navajo Nation, Arizona, New Mexico, & Utah | CHAMBERS YARD | 1/4 MI W OF HWY 191 - CN47060 | Chambers | AZ | 86502
9 | NAV374 | CHAMBERS YARD | TANK 2 | TANK 2 Compartment | Permanently Out of Use | 5000 | TRUE |  | Gasoline (containing <=10% ethanol) | FALSE | Unknown | Navajo Nation, Arizona, New Mexico, & Utah | CHAMBERS YARD | 1/4 MI W OF HWY 191 - CN47060 | Chambers | AZ | 86502
9 | NAV375 | WILKERSON T.P. CONOCO | TANK 1 | TANK 1 Compartment | Permanently Out of Use | 10000 | TRUE | 2005-08-10 | Gasoline (containing <=10% ethanol) | TRUE | Spill Bucket | Navajo Nation, Arizona, New Mexico, & Utah | WILKERSON T.P. CONOCO | HWY 12 AT 64 | Tsaile | AZ | 86556
9 | NAV375 | WILKERSON T.P. CONOCO | TANK 2 | TANK 2 Compartment | Permanently Out of Use | 10000 | TRUE | 2005-08-10 | Gasoline (containing <=10% ethanol) | TRUE | Spill Bucket | Navajo Nation, Arizona, New Mexico, & Utah | WILKERSON T.P. CONOCO | HWY 12 AT 64 | Tsaile | AZ | 86556
9 | NAV376 | FORMER HAWTHORNE (LUPTON) TRADING POST | TANK 2 | TANK 2 Compartment | Permanently Out of Use | 4000 | TRUE | 2007-02-16 | Gasoline (containing <=10% ethanol) | FALSE | Unknown | Navajo Nation, Arizona, New Mexico, & Utah | FORMER HAWTHORNE (LUPTON) TRADING POST | 1/2 MI SW OF LUPTON ON OLD ROUTE 66 (FRONTAGE ROAD) | Lupton | AZ | 86508
9 | NAV376 | FORMER HAWTHORNE (LUPTON) TRADING POST | TANK 3 | TANK 3 Compartment | Permanently Out of Use | 1000 | TRUE | 2007-02-16 | Gasoline (containing <=10% ethanol) | FALSE | Unknown | Navajo Nation, Arizona, New Mexico, & Utah | FORMER HAWTHORNE (LUPTON) TRADING POST | 1/2 MI SW OF LUPTON ON OLD ROUTE 66 (FRONTAGE ROAD) | Lupton | AZ | 86508
9 | NAV377 | FORMER ORTEGA TRADING POST | TANK 1 | TANK 1 Compartment | Permanently Out of Use | 1000 | TRUE |  | Gasoline (containing <=10% ethanol) | FALSE | Unknown | Navajo Nation, Arizona, New Mexico, & Utah | FORMER ORTEGA TRADING POST | 1/4 MI SW OF LUPTON ON OLD RTE 66 | Lupton | AZ | 86508
9 | NAV377 | FORMER ORTEGA TRADING POST | TANK 2 | TANK 2 Compartment | Permanently Out of Use | 1000 | TRUE |  | Gasoline (containing <=10% ethanol) | FALSE | Unknown | Navajo Nation, Arizona, New Mexico, & Utah | FORMER ORTEGA TRADING POST | 1/4 MI SW OF LUPTON ON OLD RTE 66 | Lupton | AZ | 86508
9 | NAV378 | FORMER THREE HOGAN T.P. | TANK 1 | TANK 1 Compartment | Permanently Out of Use | 1000 | TRUE |  | Gasoline (containing <=10% ethanol) | FALSE | Unknown | Navajo Nation, Arizona, New Mexico, & Utah | FORMER THREE HOGAN T.P. | 2-1/2 MI SW OF LUPTON ON OLD RTE 66 | Lupton | AZ | 86508
9 | NAV378 | FORMER THREE HOGAN T.P. | TANK 2 | TANK 2 Compartment | Permanently Out of Use | 1000 | TRUE |  | Gasoline (containing <=10% ethanol) | FALSE | Unknown | Navajo Nation, Arizona, New Mexico, & Utah | FORMER THREE HOGAN T.P. | 2-1/2 MI SW OF LUPTON ON OLD RTE 66 | Lupton | AZ | 86508
9 | NAV379 | FORMER QUERINO T.P. | TANK 1 | TANK 1 Compartment | Permanently Out of Use | 5000 | TRUE | 2005-09-14 | Gasoline (containing <=10% ethanol) | FALSE | Unknown | Navajo Nation, Arizona, New Mexico, & Utah | FORMER QUERINO T.P. | 3-1/2 MI NE OF SANDERS & 2/3 MI N OF I-40 | Sanders | AZ | 86512
9 | NAV379 | FORMER QUERINO T.P. | TANK 5 | TANK 5 Compartment | Permanently Out of Use | 100 | TRUE | 2005-09-14 | Gasoline (containing <=10% ethanol) | FALSE | Unknown | Navajo Nation, Arizona, New Mexico, & Utah | FORMER QUERINO T.P. | 3-1/2 MI NE OF SANDERS & 2/3 MI N OF I-40 | Sanders | AZ | 86512
9 | NAV379 | FORMER QUERINO T.P. | TANK 4 | TANK 4 Compartment | Permanently Out of Use | 100 | TRUE | 2005-09-14 | Gasoline (containing <=10% ethanol) | FALSE | Unknown | Navajo Nation, Arizona, New Mexico, & Utah | FORMER QUERINO T.P. | 3-1/2 MI NE OF SANDERS & 2/3 MI N OF I-40 | Sanders | AZ | 86512
9 | NAV379 | FORMER QUERINO T.P. | TANK 3 | TANK 3 Compartment | Permanently Out of Use | 1000 | TRUE | 2005-09-14 | Gasoline (containing <=10% ethanol) | FALSE | Unknown | Navajo Nation, Arizona, New Mexico, & Utah | FORMER QUERINO T.P. | 3-1/2 MI NE OF SANDERS & 2/3 MI N OF I-40 | Sanders | AZ | 86512
9 | NAV379 | FORMER QUERINO T.P. | TANK 2 | TANK 2 Compartment | Permanently Out of Use | 1000 | TRUE | 2005-09-14 | Gasoline (containing <=10% ethanol) | FALSE | Unknown | Navajo Nation, Arizona, New Mexico, & Utah | FORMER QUERINO T.P. | 3-1/2 MI NE OF SANDERS & 2/3 MI N OF I-40 | Sanders | AZ | 86512
9 | NAV380 | FORMER CEDAR POINT T.P. | TANK 1 | TANK 1 Compartment | Permanently Out of Use | 1000 | TRUE | 2006-09-21 | Gasoline (containing <=10% ethanol) | FALSE | Unknown | Navajo Nation, Arizona, New Mexico, & Utah | FORMER CEDAR POINT T.P. | Exit 341, Old Rte 66 | Sanders | AZ | 86512
9 | NAV380 | FORMER CEDAR POINT T.P. | TANK 2 | TANK 2 Compartment | Permanently Out of Use | 1000 | TRUE | 2006-09-21 | Gasoline (containing <=10% ethanol) | FALSE | Unknown | Navajo Nation, Arizona, New Mexico, & Utah | FORMER CEDAR POINT T.P. | Exit 341, Old Rte 66 | Sanders | AZ | 86512
9 | NAV381 | FORMER BURNT WATER T.P. | TANK 1 | TANK 1 Compartment | Permanently Out of Use | 1000 | TRUE | 2009-08-20 | Gasoline (containing <=10% ethanol) | FALSE | Unknown | Navajo Nation, Arizona, New Mexico, & Utah | FORMER BURNT WATER T.P. | 7 MI N-NE OF SANDERS | Sanders | AZ | 86512
9 | NAV381 | FORMER BURNT WATER T.P. | TANK 3 | TANK 3 Compartment | Permanently Out of Use | 600 | TRUE | 2009-08-20 | Other | FALSE | Unknown | Navajo Nation, Arizona, New Mexico, & Utah | FORMER BURNT WATER T.P. | 7 MI N-NE OF SANDERS | Sanders | AZ | 86512
9 | NAV381 | FORMER BURNT WATER T.P. | TANK 2 | TANK 2 Compartment | Permanently Out of Use | 1000 | TRUE | 2009-08-20 | Gasoline (containing <=10% ethanol) | FALSE | Unknown | Navajo Nation, Arizona, New Mexico, & Utah | FORMER BURNT WATER T.P. | 7 MI N-NE OF SANDERS | Sanders | AZ | 86512
9 | NAV382 | TOTSOH TRADING POST | TANK 1 | TANK 1 Compartment | Permanently Out of Use | 2000 | TRUE |  | Gasoline (containing <=10% ethanol) | FALSE | Unknown | Navajo Nation, Arizona, New Mexico, & Utah | TOTSOH TRADING POST | NAVAJO RT 13 | Lukachukai | AZ | 86507
9 | NAV382 | TOTSOH TRADING POST | TANK 4 | TANK 4 Compartment | Permanently Out of Use | 2000 | TRUE |  | Diesel | FALSE | Unknown | Navajo Nation, Arizona, New Mexico, & Utah | TOTSOH TRADING POST | NAVAJO RT 13 | Lukachukai | AZ | 86507
9 | NAV382 | TOTSOH TRADING POST | TANK 3 | TANK 3 Compartment | Permanently Out of Use | 8000 | TRUE |  | Gasoline (containing <=10% ethanol) | FALSE | Unknown | Navajo Nation, Arizona, New Mexico, & Utah | TOTSOH TRADING POST | NAVAJO RT 13 | Lukachukai | AZ | 86507
9 | NAV382 | TOTSOH TRADING POST | TANK 2 | TANK 2 Compartment | Permanently Out of Use | 6000 | TRUE |  | Gasoline (containing <=10% ethanol) | FALSE | Unknown | Navajo Nation, Arizona, New Mexico, & Utah | TOTSOH TRADING POST | NAVAJO RT 13 | Lukachukai | AZ | 86507
9 | NAV383 | NATAANI NEZ ELEMENTARY SCHOOL BUS BARN | TANK 1 | TANK 1 Compartment | Permanently Out of Use | 2500 | TRUE | 1990-03-29 | Gasoline (containing <=10% ethanol) | FALSE | Unknown | Navajo Nation, Arizona, New Mexico, & Utah | NATAANI NEZ ELEMENTARY SCHOOL BUS BARN | "SOUTH OF HWY 64, EAST OF HWY 666" | Shiprock | NM | 87420
9 | NAV384 | Cedar Unified School District #25 | TANK 1 | TANK 1 Compartment | Permanently Out of Use | 10000 | TRUE | 2005-12-11 | Diesel | TRUE | Spill Bucket | Navajo Nation, Arizona, New Mexico, & Utah | Cedar Unified School District #25 | SR 264 - MP 408 | Jeddito | AZ | 86034
9 | NAV384 | Cedar Unified School District #25 | TANK 2 | TANK 2 Compartment | Permanently Out of Use | 10000 | TRUE | 2005-12-11 | Gasoline (containing <=10% ethanol) | TRUE | Spill Bucket | Navajo Nation, Arizona, New Mexico, & Utah | Cedar Unified School District #25 | SR 264 - MP 408 | Jeddito | AZ | 86034
9 | NAV385 | CHURCH ROCK TRADING POST | TANK 1 | TANK 1 Compartment | Permanently Out of Use | 2000 | TRUE |  | Gasoline (containing <=10% ethanol) | FALSE | Unknown | Navajo Nation, Arizona, New Mexico, & Utah | CHURCH ROCK TRADING POST | NO STREET ADDRESS | Church Rock | NM | 87311
9 | NAV385 | CHURCH ROCK TRADING POST | TANK 3 | TANK 3 Compartment | Permanently Out of Use | 1000 | TRUE |  | Gasoline (containing <=10% ethanol) | FALSE | Unknown | Navajo Nation, Arizona, New Mexico, & Utah | CHURCH ROCK TRADING POST | NO STREET ADDRESS | Church Rock | NM | 87311
9 | NAV385 | CHURCH ROCK TRADING POST | TANK 2 | TANK 2 Compartment | Permanently Out of Use | 1000 | TRUE |  | Gasoline (containing <=10% ethanol) | FALSE | Unknown | Navajo Nation, Arizona, New Mexico, & Utah | CHURCH ROCK TRADING POST | NO STREET ADDRESS | Church Rock | NM | 87311
9 | NAV386 | BENCO'S FOOD & GAS aka MONTEZUMA CREEK TIRE COMPANY | TANK 1 | TANK 1 Compartment | Permanently Out of Use | 10000 | TRUE | 2006-03-08 | Gasoline (containing <=10% ethanol) | FALSE | Unknown | Navajo Nation, Arizona, New Mexico, & Utah | BENCO'S FOOD & GAS aka MONTEZUMA CREEK TIRE COMPANY | "TOWNSHIP 40 SOUTH, RANGE 24 EAST,SLB&M" | Montezuma Creek | UT | 84534
9 | NAV386 | BENCO'S FOOD & GAS aka MONTEZUMA CREEK TIRE COMPANY | TANK 2 | TANK 2 Compartment | Permanently Out of Use | 8000 | TRUE | 2006-03-08 | Gasoline (containing <=10% ethanol) | FALSE | Unknown | Navajo Nation, Arizona, New Mexico, & Utah | BENCO'S FOOD & GAS aka MONTEZUMA CREEK TIRE COMPANY | "TOWNSHIP 40 SOUTH, RANGE 24 EAST,SLB&M" | Montezuma Creek | UT | 84534
9 | NAV387 | BLACK'S TRADING POST | TANK 1 | TANK 1 Compartment | Permanently Out of Use | 1000 | TRUE |  | Gasoline (containing <=10% ethanol) | FALSE | Unknown | Navajo Nation, Arizona, New Mexico, & Utah | BLACK'S TRADING POST | BIA Route 112 | Fort Defiance | AZ | 86504
9 | NAV388 | CHACO CULTURE NHP (CHCU) | TANK 5 | TANK 5 Compartment | Permanently Out of Use | 5000 | TRUE |  | Gasoline (containing <=10% ethanol) | FALSE | Unknown | Navajo Nation, Arizona, New Mexico, & Utah | CHACO CULTURE NHP (CHCU) | "CHACO CANYONCR 7985" | Nageezi | NM | 87037
9 | NAV388 | CHACO CULTURE NHP (CHCU) | TANK 6 | TANK 6 Compartment | Permanently Out of Use | 5000 | TRUE |  | Diesel | FALSE | Unknown | Navajo Nation, Arizona, New Mexico, & Utah | CHACO CULTURE NHP (CHCU) | "CHACO CANYONCR 7985" | Nageezi | NM | 87037
9 | NAV389 | RUDEAU's MARKET aka JD's MARKET | TANK 1 | TANK 1 Compartment | Permanently Out of Use | 1000 | TRUE |  | Gasoline (containing <=10% ethanol) | FALSE | Unknown | Navajo Nation, Arizona, New Mexico, & Utah | RUDEAU's MARKET aka JD's MARKET | NO STREET ADDRESS | Fort Defiance | AZ | 86504
9 | NAV389 | RUDEAU's MARKET aka JD's MARKET | TANK 2 | TANK 2 Compartment | Permanently Out of Use | 1000 | TRUE |  | Gasoline (containing <=10% ethanol) | FALSE | Unknown | Navajo Nation, Arizona, New Mexico, & Utah | RUDEAU's MARKET aka JD's MARKET | NO STREET ADDRESS | Fort Defiance | AZ | 86504
9 | NAV390 | JAY DEE'S FARM AND RANCH SUPPLY | TANK 1 | TANK 1 Compartment | Permanently Out of Use | 1000 | TRUE | 2006-07-05 | Gasoline (containing <=10% ethanol) | FALSE | Unknown | Navajo Nation, Arizona, New Mexico, & Utah | JAY DEE'S FARM AND RANCH SUPPLY | HWY 264 WEST OF IR 12 | Window Rock | AZ | 86515
9 | NAV391 | LITTLE INDIAN TRADING POST | TANK 1 | TANK 1 Compartment | Permanently Out of Use | 1000 | TRUE |  | Gasoline (containing <=10% ethanol) | FALSE | Unknown | Navajo Nation, Arizona, New Mexico, & Utah | LITTLE INDIAN TRADING POST | Allentown Rd and Frontage Road | Houck | AZ | 86506
9 | NAV391 | LITTLE INDIAN TRADING POST | TANK 2 | TANK 2 Compartment | Permanently Out of Use | 1000 | TRUE |  | Gasoline (containing <=10% ethanol) | FALSE | Unknown | Navajo Nation, Arizona, New Mexico, & Utah | LITTLE INDIAN TRADING POST | Allentown Rd and Frontage Road | Houck | AZ | 86506
9 | NAV393 | NN LAW ENFORCEMENT ACADEMY aka TOYEI PUBLIC SAFETY | TANK 1 | TANK 1 Compartment | Permanently Out of Use | 10000 | TRUE |  | Gasoline (containing <=10% ethanol) | FALSE | Unknown | Navajo Nation, Arizona, New Mexico, & Utah | NN LAW ENFORCEMENT ACADEMY aka TOYEI PUBLIC SAFETY | TOYEI | Toyei | AZ | 86034
9 | NAV394 | OLJATO AIR STRIP | TANK 1 | TANK 1 Compartment | Permanently Out of Use | 1000 | TRUE |  | Gasoline (containing <=10% ethanol) | FALSE | Unknown | Navajo Nation, Arizona, New Mexico, & Utah | OLJATO AIR STRIP | Oljato Road and SJC 485 | Monument Valley | UT | 84536
9 | NAV394 | OLJATO AIR STRIP | TANK 2 | TANK 2 Compartment | Permanently Out of Use | 1000 | TRUE |  | Gasoline (containing <=10% ethanol) | FALSE | Unknown | Navajo Nation, Arizona, New Mexico, & Utah | OLJATO AIR STRIP | Oljato Road and SJC 485 | Monument Valley | UT | 84536
9 | NAV395 | PINE SPRINGS TRADING POST (BIA BLDG 607) | TANK 1 | TANK 1 Compartment | Permanently Out of Use | 560 | TRUE | 2004-03-15 | Gasoline (containing <=10% ethanol) | FALSE | Unknown | Navajo Nation, Arizona, New Mexico, & Utah | PINE SPRINGS TRADING POST (BIA BLDG 607) | "BETWEEN IR 12 AND US191PINE SPRINGS" | Smith Lake | NM | 87365
9 | NAV397 | ROUND ROCK SERVICE STATION | TANK 1 | TANK 1 Compartment | Permanently Out of Use | 1000 | TRUE |  | Gasoline (containing <=10% ethanol) | FALSE | Unknown | Navajo Nation, Arizona, New Mexico, & Utah | ROUND ROCK SERVICE STATION | SE JCT US 191 & IR 12 | Round Rock | AZ | 86547
9 | NAV398 | SMITH LAKE TRADING POST | TANK 1 | TANK 1 Compartment | Permanently Out of Use | 1000 | TRUE |  | Gasoline (containing <=10% ethanol) | FALSE | Unknown | Navajo Nation, Arizona, New Mexico, & Utah | SMITH LAKE TRADING POST | SMITH LAKE | Crownpoint | NM | 87313
9 | NAV399 | UPPER GREASEWOOD TRADING POST | TANK 1 | TANK 1 Compartment | Permanently Out of Use | 2518 | TRUE | 2004-05-20 | Gasoline (containing <=10% ethanol) | FALSE | Unknown | Navajo Nation, Arizona, New Mexico, & Utah | UPPER GREASEWOOD TRADING POST | UPPER GREASEWOOD | Lukachukai | AZ | 86507
9 | NAV399 | UPPER GREASEWOOD TRADING POST | TANK 3 | TANK 3 Compartment | Permanently Out of Use | 1876 | TRUE | 2004-05-20 | Gasoline (containing <=10% ethanol) | FALSE | Unknown | Navajo Nation, Arizona, New Mexico, & Utah | UPPER GREASEWOOD TRADING POST | UPPER GREASEWOOD | Lukachukai | AZ | 86507
9 | NAV399 | UPPER GREASEWOOD TRADING POST | TANK 2 | TANK 2 Compartment | Permanently Out of Use | 1876 | TRUE | 2004-05-20 | Gasoline (containing <=10% ethanol) | FALSE | Unknown | Navajo Nation, Arizona, New Mexico, & Utah | UPPER GREASEWOOD TRADING POST | UPPER GREASEWOOD | Lukachukai | AZ | 86507
9 | NAV401 | CHINLE HAY SALES aka PAUL TSO LEASE | TANK 1 | TANK 1 Compartment | Permanently Out of Use | 3000 | TRUE | 1998-10-08 | Gasoline (containing <=10% ethanol) | FALSE | Unknown | Navajo Nation, Arizona, New Mexico, & Utah | CHINLE HAY SALES aka PAUL TSO LEASE | 467 Rural IR7 | Chinle | AZ | 86503
9 | NAV401 | CHINLE HAY SALES aka PAUL TSO LEASE | TANK 3 | TANK 3 Compartment | Permanently Out of Use | 8000 | TRUE | 1998-10-08 | Gasoline (containing <=10% ethanol) | FALSE | Unknown | Navajo Nation, Arizona, New Mexico, & Utah | CHINLE HAY SALES aka PAUL TSO LEASE | 467 Rural IR7 | Chinle | AZ | 86503
9 | NAV401 | CHINLE HAY SALES aka PAUL TSO LEASE | TANK 2 | TANK 2 Compartment | Permanently Out of Use | 8000 | TRUE | 1998-10-08 | Gasoline (containing <=10% ethanol) | FALSE | Unknown | Navajo Nation, Arizona, New Mexico, & Utah | CHINLE HAY SALES aka PAUL TSO LEASE | 467 Rural IR7 | Chinle | AZ | 86503
9 | NAV402 | SMOKE SIGNAL TRADING POST | TANK 1 | TANK 1 Compartment | Permanently Out of Use | 1000 | TRUE | 2004-07-01 | Gasoline (containing <=10% ethanol) | FALSE | Unknown | Navajo Nation, Arizona, New Mexico, & Utah | SMOKE SIGNAL TRADING POST | "IR 67, SMOKE SIGNAL" | Blue Gap | AZ | 86520
9 | NAV402 | SMOKE SIGNAL TRADING POST | TANK 2 | TANK 2 Compartment | Permanently Out of Use | 2000 | TRUE | 2004-07-01 | Gasoline (containing <=10% ethanol) | FALSE | Unknown | Navajo Nation, Arizona, New Mexico, & Utah | SMOKE SIGNAL TRADING POST | "IR 67, SMOKE SIGNAL" | Blue Gap | AZ | 86520
9 | NAV403 | ADOT KAYENTA YARD | TANK 1 | TANK 1 Compartment | Permanently Out of Use | 1000 | TRUE |  | Gasoline (containing <=10% ethanol) | FALSE | Unknown | Navajo Nation, Arizona, New Mexico, & Utah | ADOT KAYENTA YARD | ROUTE 163 | Kayenta | AZ | 86033
9 | NAV404 | CHURCH ROCK PUBLIC SCHOOL | TANK 1 | TANK 1 Compartment | Permanently Out of Use | 1000 | TRUE |  | Gasoline (containing <=10% ethanol) | FALSE | Unknown | Navajo Nation, Arizona, New Mexico, & Utah | CHURCH ROCK PUBLIC SCHOOL | 43 Challenger Road | Church Rock | NM | 87311
9 | NAV405 | SMITH LAKE ELEMENTARY SCHOOL | TANK 1 | TANK 1 Compartment | Permanently Out of Use | 1000 | TRUE |  | Diesel | FALSE | Unknown | Navajo Nation, Arizona, New Mexico, & Utah | SMITH LAKE ELEMENTARY SCHOOL | JCT HWY 371 AND IR 11/49 | Smith Lake | NM | 87365
9 | NAV406 | TWIN LAKES ELEMENTARY SCHOOL | TANK 1 | TANK 1 Compartment | Permanently Out of Use | 1000 | TRUE |  | Diesel | FALSE | Unknown | Navajo Nation, Arizona, New Mexico, & Utah | TWIN LAKES ELEMENTARY SCHOOL | HWAY 491 | twin lakes | NM | 87305
9 | NAV407 | KIMBETO TRADING POST | TANK 1 | TANK 1 Compartment | Permanently Out of Use | 1000 | TRUE |  | Gasoline (containing <=10% ethanol) | FALSE | Unknown | Navajo Nation, Arizona, New Mexico, & Utah | KIMBETO TRADING POST | "SAN JUAN COUNTY ROAD 7800KIMBETO" | Crownpoint | NM | 87313
9 | NAV408 | REID'S SERVICE STATION | TANK 1 | TANK 1 Compartment | Permanently Out of Use | 1000 | TRUE | 2004-05-12 | Gasoline (containing <=10% ethanol) | FALSE | Unknown | Navajo Nation, Arizona, New Mexico, & Utah | REID'S SERVICE STATION | "HWY 264, KINLICHEE" | Kinlichee | AZ | 86505
9 | NAV408 | REID'S SERVICE STATION | TANK 2 | TANK 2 Compartment | Permanently Out of Use | 3000 | TRUE | 2004-05-12 | Gasoline (containing <=10% ethanol) | FALSE | Unknown | Navajo Nation, Arizona, New Mexico, & Utah | REID'S SERVICE STATION | "HWY 264, KINLICHEE" | Kinlichee | AZ | 86505
9 | NAV409 | PINON CONOCO | TANK 1 | TANK 1 Compartment | Currently in Use | 12000 | TRUE |  | Diesel | TRUE | Spill Bucket | Navajo Nation, Arizona, New Mexico, & Utah | PINON CONOCO | NW CORNER JCT. BIA ROUTE 4 & BIA ROUTE 41 | Pinon | AZ | 86510
9 | NAV409 | PINON CONOCO | TANK 2 | TANK 2 Compartment | Currently in Use | 12000 | TRUE |  | Gasoline (containing <=10% ethanol) | TRUE | Spill Bucket | Navajo Nation, Arizona, New Mexico, & Utah | PINON CONOCO | NW CORNER JCT. BIA ROUTE 4 & BIA ROUTE 41 | Pinon | AZ | 86510
9 | NAV410 | "NAVAJO WATER MAINTENANCE DEPT, BURNSIDE JUNCTION" | TANK 1 | TANK 1 Compartment | Permanently Out of Use | 8000 | TRUE | 2003-06-06 | Gasoline (containing <=10% ethanol) | FALSE | Unknown | Navajo Nation, Arizona, New Mexico, & Utah | "NAVAJO WATER MAINTENANCE DEPT, BURNSIDE JUNCTION" | "BURNSIDE JUNCTIONHWY 15 & 264" | Ganado | AZ | 86505
9 | NAV411 | NEW IHS HOSPITAL FT. DEFIANCE | TANK 1 | TANK 1 Compartment | Currently in Use | 15000 | TRUE |  | Diesel | TRUE | Spill Bucket | Navajo Nation, Arizona, New Mexico, & Utah | NEW IHS HOSPITAL FT. DEFIANCE | NW CORNER IR 12 & IR 7 | Fort Defiance | AZ | 86504
9 | NAV412 | FIRST PRESBYTERIAN CHURCH | TANK 1 | TANK 1 Compartment | Permanently Out of Use | 1000 | TRUE |  | Gasoline (containing <=10% ethanol) | FALSE | Unknown | Navajo Nation, Arizona, New Mexico, & Utah | FIRST PRESBYTERIAN CHURCH | "P.O. BOX 360 MAIN STREET" | Tuba City | AZ | 86045
9 | NAV413 | DEE'S TEXACO | TANK 1 | TANK 1 Compartment | Permanently Out of Use | 1000 | TRUE |  | Gasoline (containing <=10% ethanol) | FALSE | Unknown | Navajo Nation, Arizona, New Mexico, & Utah | DEE'S TEXACO | HWY 64 NEAR HWY 160 | Teec Nos Pos | AZ | 86514
9 | NAV413 | DEE'S TEXACO | TANK 2 | TANK 2 Compartment | Permanently Out of Use | 1000 | TRUE |  | Gasoline (containing <=10% ethanol) | FALSE | Unknown | Navajo Nation, Arizona, New Mexico, & Utah | DEE'S TEXACO | HWY 64 NEAR HWY 160 | Teec Nos Pos | AZ | 86514
9 | NAV414 | OLD KAYENTA USD #24 BUS YARD | TANK 1 | TANK 1 Compartment | Permanently Out of Use | 12000 | TRUE |  | Gasoline (containing <=10% ethanol) | FALSE | Unknown | Navajo Nation, Arizona, New Mexico, & Utah | OLD KAYENTA USD #24 BUS YARD | OFF HWY 163, next to Kayenta Elementary | Kayenta | AZ | 86033
9 | NAV414 | OLD KAYENTA USD #24 BUS YARD | TANK 3 | TANK 3 Compartment | Permanently Out of Use | 5000 | TRUE |  | Gasoline (containing <=10% ethanol) | FALSE | Unknown | Navajo Nation, Arizona, New Mexico, & Utah | OLD KAYENTA USD #24 BUS YARD | OFF HWY 163, next to Kayenta Elementary | Kayenta | AZ | 86033
9 | NAV414 | OLD KAYENTA USD #24 BUS YARD | TANK 2 | TANK 2 Compartment | Permanently Out of Use | 6000 | TRUE |  | Diesel | FALSE | Unknown | Navajo Nation, Arizona, New Mexico, & Utah | OLD KAYENTA USD #24 BUS YARD | OFF HWY 163, next to Kayenta Elementary | Kayenta | AZ | 86033
9 | NAV415 | McCABE'S ENCO aka TSE BONITO SITE | TANK 1 | TANK 1 Compartment | Permanently Out of Use | 500 | TRUE |  | Used Oil | FALSE | Unknown | Navajo Nation, Arizona, New Mexico, & Utah | McCABE'S ENCO aka TSE BONITO SITE | "HWY 264, 100 YDS. FROM STATE BORDER TSE BONITO" | Window Rock | AZ | 86515
9 | NAV415 | McCABE'S ENCO aka TSE BONITO SITE | 3 | 3 Compartment | Currently in Use | 12000 | TRUE | 2008-08-01 | Gasoline (containing <=10% ethanol) | TRUE | Spill Bucket | Navajo Nation, Arizona, New Mexico, & Utah | McCABE'S ENCO aka TSE BONITO SITE | "HWY 264, 100 YDS. FROM STATE BORDER TSE BONITO" | Window Rock | AZ | 86515
9 | NAV415 | McCABE'S ENCO aka TSE BONITO SITE | 2 | 2 Compartment | Currently in Use | 8000 | TRUE | 2008-08-01 | Diesel |  |  | Navajo Nation, Arizona, New Mexico, & Utah | McCABE'S ENCO aka TSE BONITO SITE | "HWY 264, 100 YDS. FROM STATE BORDER TSE BONITO" | Window Rock | AZ | 86515
9 | NAV415 | McCABE'S ENCO aka TSE BONITO SITE | 1 | 1 Compartment | Currently in Use | 6000 | TRUE | 2015-11-10 | Gasoline (containing <=10% ethanol) | TRUE | Spill Bucket | Navajo Nation, Arizona, New Mexico, & Utah | McCABE'S ENCO aka TSE BONITO SITE | "HWY 264, 100 YDS. FROM STATE BORDER TSE BONITO" | Window Rock | AZ | 86515
9 | NAV416 | NA-AH-TEE CANYON TRADING POST (also NAAHTEE) | TANK 1 | TANK 1 Compartment | Permanently Out of Use | 1700 | TRUE |  | Gasoline (containing <=10% ethanol) | FALSE | Unknown | Navajo Nation, Arizona, New Mexico, & Utah | NA-AH-TEE CANYON TRADING POST (also NAAHTEE) | "HWY 77 N OF JCT IR 15 NA AH TEE" | Na Ah Tee | AZ | 86047
9 | NAV417 | NAVAJO WESTERNERS TEAS TOH STORE | TANK 1 | TANK 1 Compartment | Permanently Out of Use | 2000 | TRUE | 2008-01-01 | Gasoline (containing <=10% ethanol) | FALSE | Unknown | Navajo Nation, Arizona, New Mexico, & Utah | NAVAJO WESTERNERS TEESTO STORE | NEAR CHAPTER HOUSE TEESTO | Teesto | AZ | 86407
9 | NAV418 | SPRINGSTEAD TRADING POST | TANK 1 | TANK 1 Compartment | Permanently Out of Use | 1000 | TRUE |  | Gasoline (containing <=10% ethanol) | FALSE | Unknown | Navajo Nation, Arizona, New Mexico, & Utah | SPRINGSTEAD TRADING POST | SPRINGSTEAD LOOP | Crownpoint | NM | 87311
9 | NAV419 | PLATEAU OIL aka OLD PLATEAU | TANK 1 | TANK 1 Compartment | Permanently Out of Use | 6000 | TRUE | 2007-08-13 | Gasoline (containing <=10% ethanol) | FALSE | Unknown | Navajo Nation, Arizona, New Mexico, & Utah | PLATEAU OIL aka OLD PLATEAU | HWY 191 | Many Farms | AZ | 86538
9 | NAV419 | PLATEAU OIL aka OLD PLATEAU | TANK 4 | TANK 4 Compartment | Permanently Out of Use | 3000 | TRUE | 2007-08-13 | Gasoline (containing <=10% ethanol) | FALSE | Unknown | Navajo Nation, Arizona, New Mexico, & Utah | PLATEAU OIL aka OLD PLATEAU | HWY 191 | Many Farms | AZ | 86538
9 | NAV419 | PLATEAU OIL aka OLD PLATEAU | TANK 3 | TANK 3 Compartment | Permanently Out of Use | 8000 | TRUE | 2007-08-13 | Gasoline (containing <=10% ethanol) | FALSE | Unknown | Navajo Nation, Arizona, New Mexico, & Utah | PLATEAU OIL aka OLD PLATEAU | HWY 191 | Many Farms | AZ | 86538
9 | NAV419 | PLATEAU OIL aka OLD PLATEAU | TANK 2 | TANK 2 Compartment | Permanently Out of Use | 6000 | TRUE | 2007-08-13 | Gasoline (containing <=10% ethanol) | FALSE | Unknown | Navajo Nation, Arizona, New Mexico, & Utah | PLATEAU OIL aka OLD PLATEAU | HWY 191 | Many Farms | AZ | 86538
9 | NAV420 | KITSILI TRADING POST | TANK 1 | TANK 1 Compartment | Permanently Out of Use | 12000 | TRUE |  | Gasoline (containing <=10% ethanol) | FALSE | Unknown | Navajo Nation, Arizona, New Mexico, & Utah | KITSILI TRADING POST | "OFF IR 41 NEAR CHAPTER HOUSEBLACK MESA" | Pinon | AZ | 86510
9 | NAV420 | KITSILI TRADING POST | TANK 2 | TANK 2 Compartment | Permanently Out of Use | 12000 | TRUE |  | Gasoline (containing <=10% ethanol) | FALSE | Unknown | Navajo Nation, Arizona, New Mexico, & Utah | KITSILI TRADING POST | "OFF IR 41 NEAR CHAPTER HOUSEBLACK MESA" | Pinon | AZ | 86510
9 | NAV421 | DEAN KIRK TRADING POST | TANK 1 | TANK 1 Compartment | Permanently Out of Use | 1000 | TRUE | 2008-04-25 | Gasoline (containing <=10% ethanol) | FALSE | Unknown | Navajo Nation, Arizona, New Mexico, & Utah | DEAN KIRK TRADING POST | "OFF OLD ROUTE 66 MANUELITO" | Black Hat | NM | 87301
9 | NAV422 | CANONCITO TRADING POST | TANK 1 | TANK 1 Compartment | Permanently Out of Use | 3000 | TRUE | 2004-03-02 | Gasoline (containing <=10% ethanol) | FALSE | Unknown | Navajo Nation, Arizona, New Mexico, & Utah | CANONCITO TRADING POST | WEST SIDE OF MAIN ROAD | Laguna | NM | 87026
9 | NAV422 | CANONCITO TRADING POST | TANK 2 | TANK 2 Compartment | Permanently Out of Use | 2000 | TRUE | 2004-03-02 | Gasoline (containing <=10% ethanol) | FALSE | Unknown | Navajo Nation, Arizona, New Mexico, & Utah | CANONCITO TRADING POST | WEST SIDE OF MAIN ROAD | Laguna | NM | 87026
9 | NAV424 | Naatsedlozii One Stop (formerly Window Rock Fina; formerly Indian Market Place Fina) | TANK 1 | TANK 1 Compartment | Currently in Use | 15000 | TRUE |  | Gasoline (containing <=10% ethanol) | TRUE | Spill Bucket | Navajo Nation, Arizona, New Mexico, & Utah | Naatsedlozii One Stop (formerly Window Rock Fina; formerly Indian Market Place Fina) | CORNER BIA RT 12 AND HWY 264 | Window Rock | AZ | 86515
9 | NAV424 | Naatsedlozii One Stop (formerly Window Rock Fina; formerly Indian Market Place Fina) | TANK 2 | 2 | Currently in Use | 6000 | TRUE | 2001-05-01 | Diesel | TRUE | Spill Bucket | Navajo Nation, Arizona, New Mexico, & Utah | Naatsedlozii One Stop (formerly Window Rock Fina; formerly Indian Market Place Fina) | CORNER BIA RT 12 AND HWY 264 | Window Rock | AZ | 86515
9 | NAV424 | Naatsedlozii One Stop (formerly Window Rock Fina; formerly Indian Market Place Fina) | TANK 2 | 1 | Currently in Use | 6000 | TRUE | 2001-05-01 | Gasoline (containing <=10% ethanol) | TRUE | Spill Bucket | Navajo Nation, Arizona, New Mexico, & Utah | Naatsedlozii One Stop (formerly Window Rock Fina; formerly Indian Market Place Fina) | CORNER BIA RT 12 AND HWY 264 | Window Rock | AZ | 86515
9 | NAV428 | NAV428 - BURNHAM TRADING POST | Tank 1 | Compartment one | Permanently Out of Use | 1000 | TRUE |  | Gasoline (containing <=10% ethanol) |  |  | Navajo Nation, Arizona, New Mexico, & Utah | BURNHAM TRADING POST | "BURNHAM, NM" | Burnham | NM | 87401
9 | NAV430 | SHIPROCK MOTORS | TANK 1 | TANK 1 Compartment | Permanently Out of Use | 1000 | TRUE | 2010-01-28 | Gasoline (containing <=10% ethanol) | FALSE | Unknown | Navajo Nation, Arizona, New Mexico, & Utah | SHIPROCK MOTORS | "SHIPROCK, NM" | Shiprock | NM | 87420
9 | NAV430 | SHIPROCK MOTORS | TANK 2 | TANK 2 Compartment | Permanently Out of Use | 2000 | TRUE | 2010-01-28 | Gasoline (containing <=10% ethanol) | FALSE | Unknown | Navajo Nation, Arizona, New Mexico, & Utah | SHIPROCK MOTORS | "SHIPROCK, NM" | Shiprock | NM | 87420
9 | NAV436 | OLD LEUPP TRADING POST | TANK 1 | TANK 1 Compartment | Permanently Out of Use | 1000 | TRUE | 2006-09-19 | Gasoline (containing <=10% ethanol) | FALSE | Unknown | Navajo Nation, Arizona, New Mexico, & Utah | OLD LEUPP TRADING POST | "leupp, az" | Leupp | AZ | 86035
9 | NAV436 | OLD LEUPP TRADING POST | TANK 2 | TANK 2 Compartment | Permanently Out of Use | 1000 | TRUE | 2006-09-19 | Diesel | FALSE | Unknown | Navajo Nation, Arizona, New Mexico, & Utah | OLD LEUPP TRADING POST | "leupp, az" | Leupp | AZ | 86035
9 | NAV440 | KERLEY'S TRADING POST | TANK 1 | TANK 1 Compartment | Permanently Out of Use | 1100 | TRUE | 2010-09-22 | Gasoline (containing <=10% ethanol) | FALSE | Unknown | Navajo Nation, Arizona, New Mexico, & Utah | KERLEY'S TRADING POST | "100 yards north of current hwy 160, 3/4 mi westTuba City" | Tuba City | AZ | 86045
9 | NAV440 | KERLEY'S TRADING POST | TANK 4 | TANK 4 Compartment | Permanently Out of Use | 1100 | TRUE | 2010-09-22 | Gasoline (containing <=10% ethanol) | FALSE | Unknown | Navajo Nation, Arizona, New Mexico, & Utah | KERLEY'S TRADING POST | "100 yards north of current hwy 160, 3/4 mi westTuba City" | Tuba City | AZ | 86045
9 | NAV440 | KERLEY'S TRADING POST | TANK 2 | TANK 2 Compartment | Permanently Out of Use | 1100 | TRUE | 2010-09-22 | Gasoline (containing <=10% ethanol) | FALSE | Unknown | Navajo Nation, Arizona, New Mexico, & Utah | KERLEY'S TRADING POST | "100 yards north of current hwy 160, 3/4 mi westTuba City" | Tuba City | AZ | 86045
9 | NAV443 | HARD ROCK TRADING POST (OLD) | TANK 1 | TANK 1 Compartment | Permanently Out of Use | 1000 | TRUE |  | Gasoline (containing <=10% ethanol) | FALSE | Unknown | Navajo Nation, Arizona, New Mexico, & Utah | HARD ROCK TRADING POST (OLD) | "HARD ROCK, AZ" | Hardrocks | AZ | 86039
9 | NAV447 | NAV447 - BIA FORESTRY OLD YARD | Tank 1 | 1 | Permanently Out of Use | 1000 | TRUE | 2006-09-20 | Gasoline (containing <=10% ethanol) |  |  | Navajo Nation, Arizona, New Mexico, & Utah | BIA FORESTRY OLD YARD | NW end of old Ft. Defiance property | Fort Defiance | AZ | 86504
9 | NAV454 | PINE HILL MARKET | TANK 1 | TANK 1 Compartment | Currently in Use | 6000 | TRUE |  | Gasoline (containing <=10% ethanol) | TRUE | Spill Bucket | Navajo Nation, Arizona, New Mexico, & Utah | PINE HILL MARKET | BIA Road 125 | Pinehill | NM | 87357
9 | NAV454 | PINE HILL MARKET | TANK 4 | TANK 4 Compartment | Currently in Use | 6000 | TRUE |  | Diesel | TRUE | Spill Bucket | Navajo Nation, Arizona, New Mexico, & Utah | PINE HILL MARKET | BIA Road 125 | Pinehill | NM | 87357
9 | NAV454 | PINE HILL MARKET | TANK 3 | TANK 3 Compartment | Currently in Use | 6000 | TRUE |  | Gasoline (containing <=10% ethanol) | TRUE | Spill Bucket | Navajo Nation, Arizona, New Mexico, & Utah | PINE HILL MARKET | BIA Road 125 | Pinehill | NM | 87357
9 | NAV454 | PINE HILL MARKET | TANK 2 | TANK 2 Compartment | Currently in Use | 6000 | TRUE |  | Gasoline (containing <=10% ethanol) | TRUE | Spill Bucket | Navajo Nation, Arizona, New Mexico, & Utah | PINE HILL MARKET | BIA Road 125 | Pinehill | NM | 87357
9 | NAV456 | CCSD #22 NEWCOMB BUS BARN | TANK 1 | TANK 1 Compartment | Currently in Use | 10000 | TRUE |  | Diesel | TRUE | Spill Bucket | Navajo Nation, Arizona, New Mexico, & Utah | CCSD #22 NEWCOMB BUS BARN | HWY 491 | Newcomb | NM | 87455
9 | NAV456 | CCSD #22 NEWCOMB BUS BARN | TANK 2 | TANK 2 Compartment | Currently in Use | 6000 | TRUE |  | Gasoline (containing <=10% ethanol) | TRUE | Spill Bucket | Navajo Nation, Arizona, New Mexico, & Utah | CCSD #22 NEWCOMB BUS BARN | HWY 491 | Newcomb | NM | 87455
9 | NAV456 | CCSD #22 NEWCOMB BUS BARN | TANK 3 | TANK 3 Compartment | Currently in Use | 6000 | TRUE |  | Gasoline (containing <=10% ethanol) | TRUE | Spill Bucket | Navajo Nation, Arizona, New Mexico, & Utah | CCSD #22 NEWCOMB BUS BARN | HWY 491 | Newcomb | NM | 87455
9 | NAV456 | CCSD #22 NEWCOMB BUS BARN | TANK 4 | TANK 4 Compartment | Permanently Out of Use | 500 | TRUE |  | Used Oil | FALSE | Unknown | Navajo Nation, Arizona, New Mexico, & Utah | CCSD #22 NEWCOMB BUS BARN | HWY 491 | Newcomb | NM | 87455
9 | NAV460 | MONTEZUMA CREEK BUS TERMINAL | TANK 1 | TANK 1 Compartment | Permanently Out of Use | 10000 | TRUE | 2016-06-28 | Gasoline (containing <=10% ethanol) | TRUE | Spill Bucket | Navajo Nation, Arizona, New Mexico, & Utah | MONTEZUMA CREEK BUS TERMINAL | NEXT TO RIVER BRIDGE | Montezuma Creek | UT | 84534
9 | NAV460 | MONTEZUMA CREEK BUS TERMINAL | TANK 2 | TANK 2 Compartment | Permanently Out of Use | 10000 | TRUE | 2016-06-28 | Diesel | TRUE | Spill Bucket | Navajo Nation, Arizona, New Mexico, & Utah | MONTEZUMA CREEK BUS TERMINAL | NEXT TO RIVER BRIDGE | Montezuma Creek | UT | 84534
9 | NAV462 | PETRIFIED FOREST NATIONAL PARK | TANK 1 | TANK 1 Compartment | Permanently Out of Use | 1000 | TRUE |  | Gasoline (containing <=10% ethanol) | FALSE | Unknown | Navajo Nation, Arizona, New Mexico, & Utah | PETRIFIED FOREST NATIONAL PARK | 1.5 mi W of Park HQ off I-40 | Navajo | AZ | 86509
9 | NAV462 | PETRIFIED FOREST NATIONAL PARK | TANK 6 | TANK 6 Compartment | Permanently Out of Use | 500 | TRUE |  | Gasoline (containing <=10% ethanol) | FALSE | Unknown | Navajo Nation, Arizona, New Mexico, & Utah | PETRIFIED FOREST NATIONAL PARK | 1.5 mi W of Park HQ off I-40 | Navajo | AZ | 86509
9 | NAV462 | PETRIFIED FOREST NATIONAL PARK | TANK 5 | TANK 5 Compartment | Permanently Out of Use | 500 | TRUE |  | Gasoline (containing <=10% ethanol) | FALSE | Unknown | Navajo Nation, Arizona, New Mexico, & Utah | PETRIFIED FOREST NATIONAL PARK | 1.5 mi W of Park HQ off I-40 | Navajo | AZ | 86509
9 | NAV462 | PETRIFIED FOREST NATIONAL PARK | TANK 4 | TANK 4 Compartment | Permanently Out of Use | 1000 | TRUE |  | Gasoline (containing <=10% ethanol) | FALSE | Unknown | Navajo Nation, Arizona, New Mexico, & Utah | PETRIFIED FOREST NATIONAL PARK | 1.5 mi W of Park HQ off I-40 | Navajo | AZ | 86509
9 | NAV462 | PETRIFIED FOREST NATIONAL PARK | TANK 3 | TANK 3 Compartment | Permanently Out of Use | 2000 | TRUE |  | Gasoline (containing <=10% ethanol) | FALSE | Unknown | Navajo Nation, Arizona, New Mexico, & Utah | PETRIFIED FOREST NATIONAL PARK | 1.5 mi W of Park HQ off I-40 | Navajo | AZ | 86509
9 | NAV462 | PETRIFIED FOREST NATIONAL PARK | TANK 2 | TANK 2 Compartment | Permanently Out of Use | 1000 | TRUE |  | Gasoline (containing <=10% ethanol) | FALSE | Unknown | Navajo Nation, Arizona, New Mexico, & Utah | PETRIFIED FOREST NATIONAL PARK | 1.5 mi W of Park HQ off I-40 | Navajo | AZ | 86509
9 | NAV464 | MONUMENT VALLEY HIGH SCHOOL | TANK 1 | TANK 1 Compartment | Permanently Out of Use | 10000 | TRUE | 2017-07-25 | Diesel | TRUE | Spill Bucket | Navajo Nation, Arizona, New Mexico, & Utah | MONUMENT VALLEY HIGH SCHOOL | Highway 163 and Main Street | Monument Valley | UT | 84536
9 | NAV465 | BIA WINDOW ROCK POWER PLANT BLDG. # 5. | TANK 1 | TANK 1 Compartment | Permanently Out of Use | 12000 | TRUE |  | Diesel | FALSE | Unknown | Navajo Nation, Arizona, New Mexico, & Utah | BIA WINDOW ROCK POWER PLANT BLDG. # 5. | IR 100 | Window Rock | AZ | 86515
9 | NAV465 | BIA WINDOW ROCK POWER PLANT BLDG. # 5. | TANK 2 | TANK 2 Compartment | Permanently Out of Use | 12000 | TRUE |  | Diesel | FALSE | Unknown | Navajo Nation, Arizona, New Mexico, & Utah | BIA WINDOW ROCK POWER PLANT BLDG. # 5. | IR 100 | Window Rock | AZ | 86515
9 | NAV466 | GANADO LAKE TRADING POST | TANK 1 | TANK 1 Compartment | Permanently Out of Use | 10000 | TRUE |  | Gasoline (containing <=10% ethanol) | FALSE | Unknown | Navajo Nation, Arizona, New Mexico, & Utah | GANADO LAKE TRADING POST | IR 27 | Ganado | AZ | 86505
9 | NAV466 | GANADO LAKE TRADING POST | TANK 2 | TANK 2 Compartment | Permanently Out of Use | 4000 | TRUE |  | Gasoline (containing <=10% ethanol) | FALSE | Unknown | Navajo Nation, Arizona, New Mexico, & Utah | GANADO LAKE TRADING POST | IR 27 | Ganado | AZ | 86505
9 | NAV468 | CHEVRON PETROLEUM | TANK 1 | TANK 1 Compartment | Currently in Use | 15000 | TRUE |  | Gasoline (containing <=10% ethanol) | TRUE | Spill Bucket | Navajo Nation, Arizona, New Mexico, & Utah | CHEVRON PETROLEUM | "BURNSIDE JCT 191/164 Crossing" | Burnside | AZ | 86505
9 | NAV468 | CHEVRON PETROLEUM | TANK 3 | TANK 3 Compartment | Currently in Use | 7000 | TRUE |  | Diesel | TRUE | Spill Bucket | Navajo Nation, Arizona, New Mexico, & Utah | CHEVRON PETROLEUM | "BURNSIDE JCT 191/164 Crossing" | Burnside | AZ | 86505
9 | NAV468 | CHEVRON PETROLEUM | TANK 2 | TANK 2 Compartment | Currently in Use | 8000 | TRUE |  | Gasoline (containing <=10% ethanol) | TRUE | Spill Bucket | Navajo Nation, Arizona, New Mexico, & Utah | CHEVRON PETROLEUM | "BURNSIDE JCT 191/164 Crossing" | Burnside | AZ | 86505
9 | NAV470 | Seven-2-Eleven | TANK 1 | TANK 1 Compartment | Currently in Use | 15000 | TRUE | 2003-09-01 | Gasoline (containing <=10% ethanol) | TRUE | Spill Bucket | Navajo Nation, Arizona, New Mexico, & Utah | Seven-2-Eleven | "Highway 64, P.O. Box 8091.4 milies East of San Juan Bridge" | Shiprock | NM | 87420
9 | NAV470 | Seven-2-Eleven | TANK 3 | TANK 3 Compartment | Currently in Use | 8000 | TRUE | 2003-09-01 | Diesel | TRUE | Spill Bucket | Navajo Nation, Arizona, New Mexico, & Utah | Seven-2-Eleven | "Highway 64, P.O. Box 8091.4 milies East of San Juan Bridge" | Shiprock | NM | 87420
9 | NAV470 | Seven-2-Eleven | TANK 2 | TANK 2 Compartment | Currently in Use | 6000 | TRUE | 2003-09-01 | Gasoline (containing <=10% ethanol) | TRUE | Spill Bucket | Navajo Nation, Arizona, New Mexico, & Utah | Seven-2-Eleven | "Highway 64, P.O. Box 8091.4 milies East of San Juan Bridge" | Shiprock | NM | 87420
9 | NAV471 | Tolani Lake Trading Post | TANK 1 | TANK 1 Compartment | Permanently Out of Use | 1500 | TRUE | 2003-08-21 | Gasoline (containing <=10% ethanol) | FALSE | Unknown | Navajo Nation, Arizona, New Mexico, & Utah | Tolani Lake Trading Post | no street address | Tolani Lake | AZ | 86405
9 | NAV472 | OLD SHEEP SPRINGS TRADING POST | TANK 1 | TANK 1 Compartment | Permanently Out of Use | 1000 | TRUE |  | Gasoline (containing <=10% ethanol) | FALSE | Unknown | Navajo Nation, Arizona, New Mexico, & Utah | OLD SHEEP SPRINGS TRADING POST | south of sheep springs express station | Sheep Springs | NM | 87364
9 | NAV472 | OLD SHEEP SPRINGS TRADING POST | TANK 2 | TANK 2 Compartment | Permanently Out of Use | 1000 | TRUE |  | Gasoline (containing <=10% ethanol) | FALSE | Unknown | Navajo Nation, Arizona, New Mexico, & Utah | OLD SHEEP SPRINGS TRADING POST | south of sheep springs express station | Sheep Springs | NM | 87364
9 | NAV474 | T'iistsoh Mini Mart - Alamo, New Mexico | UST #1 | UST #1 Compartment | Currently in Use | 12000 | TRUE | 2008-08-01 | Gasoline (containing <=10% ethanol) |  | Spill Bucket | Navajo Nation, Arizona, New Mexico, & Utah | T'iistsoh Mini Mart - Alamo, New Mexico | Junction of NM Highway 169 and BIA road N. 706 | Alamo | NM
9 | NAV474 | T'iistsoh Mini Mart - Alamo, New Mexico | UST #3 | UST #3 Compartment | Currently in Use | 4000 | TRUE | 2008-08-01 | Diesel |  | Spill Bucket | Navajo Nation, Arizona, New Mexico, & Utah | T'iistsoh Mini Mart - Alamo, New Mexico | Junction of NM Highway 169 and BIA road N. 706 | Alamo | NM
9 | NAV474 | T'iistsoh Mini Mart - Alamo, New Mexico | UST #2 | UST #2 Compartment | Currently in Use | 4000 | TRUE | 2008-08-01 | Gasoline (containing <=10% ethanol) |  | Spill Bucket | Navajo Nation, Arizona, New Mexico, & Utah | T'iistsoh Mini Mart - Alamo, New Mexico | Junction of NM Highway 169 and BIA road N. 706 | Alamo | NM
9 | NAV475 | White Cone formerly Giant Four Corners #505 | TANK 1 | TANK 1 Compartment | Currently in Use | 15000 | TRUE |  | Gasoline (containing <=10% ethanol) | TRUE | Spill Bucket | Navajo Nation, Arizona, New Mexico, & Utah | White Cone formerly Giant Four Corners #505 | 27 1/2 N. Hwy 77 | Indian Wells | AZ | 86031
9 | NAV475 | White Cone formerly Giant Four Corners #505 | TANK 3 | TANK 3 Compartment | Currently in Use | 8000 | TRUE |  | Diesel | TRUE | Spill Bucket | Navajo Nation, Arizona, New Mexico, & Utah | White Cone formerly Giant Four Corners #505 | 27 1/2 N. Hwy 77 | Indian Wells | AZ | 86031
9 | NAV475 | White Cone formerly Giant Four Corners #505 | TANK 2 | TANK 2 Compartment | Currently in Use | 7000 | TRUE |  | Gasoline (containing <=10% ethanol) | TRUE | Spill Bucket | Navajo Nation, Arizona, New Mexico, & Utah | White Cone formerly Giant Four Corners #505 | 27 1/2 N. Hwy 77 | Indian Wells | AZ | 86031
9 | NAV479 | Sawmill Express #527 | 1 | 1 Compartment | Currently in Use | 12000 | TRUE | 2009-03-01 | Gasoline (containing <=10% ethanol) | TRUE | Spill Bucket | Navajo Nation, Arizona, New Mexico, & Utah | Sawmill Express #527 | 16 miles NW of Ft. Defiance on Hwy 7 | Fort Defiance | AZ | 86504
9 | NAV479 | Sawmill Express #527 | 2b | 2b Compartment | Currently in Use | 6000 | TRUE | 2009-03-01 | Diesel | TRUE | Spill Bucket | Navajo Nation, Arizona, New Mexico, & Utah | Sawmill Express #527 | 16 miles NW of Ft. Defiance on Hwy 7 | Fort Defiance | AZ | 86504
9 | NAV479 | Sawmill Express #527 | 2a | 2a Compartment | Currently in Use | 6000 | TRUE | 2009-03-01 | Gasoline (containing <=10% ethanol) | TRUE | Spill Bucket | Navajo Nation, Arizona, New Mexico, & Utah | Sawmill Express #527 | 16 miles NW of Ft. Defiance on Hwy 7 | Fort Defiance | AZ | 86504
9 | NAV528 | Cameron Fuel Center | 001 | 001 Compartment | Currently in Use | 15000 | TRUE | 2016-01-20 | Gasoline (containing <=10% ethanol) | TRUE |  | Navajo Nation, Arizona, New Mexico, & Utah | CAMERON FUEL CENTER | HWY 89 & State Route 64 | CAMERON | AZ | 860202
9 | NAV528 | Cameron Fuel Center | 003 | 003 Compartment | Currently in Use | 8000 | TRUE | 2016-01-20 | Diesel | TRUE | Spill Bucket | Navajo Nation, Arizona, New Mexico, & Utah | CAMERON FUEL CENTER | HWY 89 & State Route 64 | CAMERON | AZ | 860202
9 | NAV528 | Cameron Fuel Center | 002 | 002 Compartment | Currently in Use | 7000 | TRUE | 2016-01-20 | Gasoline (containing <=10% ethanol) | TRUE | Spill Bucket | Navajo Nation, Arizona, New Mexico, & Utah | CAMERON FUEL CENTER | HWY 89 & State Route 64 | CAMERON | AZ | 860202
9 | NAV530 | Convenience Store. UST Notification check's Tribe/Local Govt owned. | 001 | Tank 001 Compartment 1 | Currently in Use | 8000 | TRUE | 2015-10-27 | Diesel | TRUE | Spill Bucket | Navajo Nation, Arizona, New Mexico, & Utah | SHONTO MARKETPLACE | P. O. Box 7701 | SHONTO | AZ | 86054
9 | NAV530 | Convenience Store. UST Notification check's Tribe/Local Govt owned. | 001 | Tank 001 Compartment 2 | Currently in Use | 7000 | TRUE | 2015-10-27 | Gasoline (containing <=10% ethanol) |  | Spill Bucket | Navajo Nation, Arizona, New Mexico, & Utah | SHONTO MARKETPLACE | P. O. Box 7701 | SHONTO | AZ | 86054
9 | NAV530 | Convenience Store. UST Notification check's Tribe/Local Govt owned. | 002 | 002 Compartment | Currently in Use | 15000 | TRUE | 2015-10-27 | Gasoline (containing <=10% ethanol) | TRUE | Spill Bucket | Navajo Nation, Arizona, New Mexico, & Utah | SHONTO MARKETPLACE | P. O. Box 7701 | SHONTO | AZ | 86054
9 | NAV535 | Navajo Blue Travel Plaza | 1 | 1A | Currently in Use | 27000 | TRUE | 2020-08-10 | Diesel | TRUE | Spill Bucket | Navajo Nation, Arizona, New Mexico, & Utah | Navajo Blue Travel Plaza | 21275 Resort Boulevard | Flagstaff | AZ | 86004
9 | NAV535 | Navajo Blue Travel Plaza | 3 | 3B | Currently in Use | 8000 | TRUE | 2020-08-10 | Gasoline (containing <=10% ethanol) | TRUE | Spill Bucket | Navajo Nation, Arizona, New Mexico, & Utah | Navajo Blue Travel Plaza | 21275 Resort Boulevard | Flagstaff | AZ | 86004
9 | NAV535 | Navajo Blue Travel Plaza | 3 | 3A | Currently in Use | 15000 | TRUE | 2020-08-10 | Diesel | TRUE | Spill Bucket | Navajo Nation, Arizona, New Mexico, & Utah | Navajo Blue Travel Plaza | 21275 Resort Boulevard | Flagstaff | AZ | 86004
9 | NAV535 | Navajo Blue Travel Plaza | 2 | 2A | Currently in Use | 20000 | TRUE | 2020-08-10 | Gasoline (containing <=10% ethanol) | TRUE | Spill Bucket | Navajo Nation, Arizona, New Mexico, & Utah | Navajo Blue Travel Plaza | 21275 Resort Boulevard | Flagstaff | AZ | 86004
9 | NAV537 | Red Mesa retail gasoline and convenience store | 001 | 001 Compartment | Currently in Use | 12000 | TRUE | 2017-11-01 | Gasoline (containing <=10% ethanol) | TRUE | Spill Bucket | Navajo Nation, Arizona, New Mexico, & Utah | Red Mesa #519 | US Highway 491 South | Shiprock | NM | 87420
9 | NAV537 | Red Mesa retail gasoline and convenience store | 002 | Tank 002 Compartment 2 | Currently in Use | 6000 | TRUE | 2017-11-01 | Diesel | TRUE | Spill Bucket | Navajo Nation, Arizona, New Mexico, & Utah | Red Mesa #519 | US Highway 491 South | Shiprock | NM | 87420
9 | NAV537 | Red Mesa retail gasoline and convenience store | 002 | Tank 002 Compartment 1 | Currently in Use | 6000 | TRUE | 2017-11-01 | Gasoline (containing <=10% ethanol) | TRUE | Spill Bucket | Navajo Nation, Arizona, New Mexico, & Utah | Red Mesa #519 | US Highway 491 South | Shiprock | NM | 87420
9 | NAV544 | Gasoline/Convenience | 002B | 002B Compartment | Currently in Use | 4000 | TRUE | 2019-01-04 | Diesel | TRUE |  | Navajo Nation, Arizona, New Mexico, & Utah | Dennehotso Market | HWY 160 & BIA 6465 | Dennehotso | AZ
9 | NAV544 | Gasoline/Convenience | 002A | 002A Compartment | Currently in Use | 4000 | TRUE | 2019-01-04 | Gasoline (containing <=10% ethanol) | TRUE | Spill Bucket | Navajo Nation, Arizona, New Mexico, & Utah | Dennehotso Market | HWY 160 & BIA 6465 | Dennehotso | AZ
9 | NAV544 | Gasoline/Convenience | 001 | 001 Compartment | Currently in Use | 120000 | TRUE | 2019-01-04 | Gasoline (containing <=10% ethanol) | TRUE | Spill Bucket | Navajo Nation, Arizona, New Mexico, & Utah | Dennehotso Market | HWY 160 & BIA 6465 | Dennehotso | AZ
9 | PALA001 | ACORN MINI MARKET | TANK 1 | TANK 1 Compartment | Currently in Use | 12000 | TRUE |  | Gasoline (containing <=10% ethanol) | TRUE | Spill Bucket | Pala Band of Mission Indians | ACORN MINI MARKET | 11154 CA-76 | Pala | CA | 92059
9 | PALA001 | ACORN MINI MARKET | TANK 3 | TANK 3 Compartment | Currently in Use | 12000 | TRUE |  | Gasoline (containing <=10% ethanol) | TRUE | Spill Bucket | Pala Band of Mission Indians | ACORN MINI MARKET | 11154 CA-76 | Pala | CA | 92059
9 | PALA001 | ACORN MINI MARKET | TANK 2 | TANK 2 Compartment | Currently in Use | 12000 | TRUE |  | Gasoline (containing <=10% ethanol) | TRUE | Spill Bucket | Pala Band of Mission Indians | ACORN MINI MARKET | 11154 CA-76 | Pala | CA | 92059
9 | PALA002 | CALMAT / INDUSTRIAL ASPHALT | TANK 1 | TANK 1 Compartment | Permanently Out of Use | 12000 | TRUE | 1899-12-31 | Gasoline (containing <=10% ethanol) | FALSE | Unknown | Pala Band of Mission Indians | CALMAT / INDUSTRIAL ASPHALT | "HIGHWAY 766.7 MILES EAST OF I-15" | Pala | CA | 92059
9 | PALA002 | CALMAT / INDUSTRIAL ASPHALT | TANK 2 | TANK 2 Compartment | Permanently Out of Use | 10000 | TRUE | 1899-12-31 | Diesel | FALSE | Unknown | Pala Band of Mission Indians | CALMAT / INDUSTRIAL ASPHALT | "HIGHWAY 766.7 MILES EAST OF I-15" | Pala | CA | 92059
9 | PALA003 | PALA STORE | TANK 1 | TANK 1 Compartment | Permanently Out of Use | 550 | TRUE |  | Gasoline (containing <=10% ethanol) | FALSE | Unknown | Pala Band of Mission Indians | PALA STORE | 11960-11976 Pala Mission Road | Pala | CA | 92059
9 | PALA003 | PALA STORE | TANK 3 | TANK 3 Compartment | Permanently Out of Use | 1000 | TRUE |  | Gasoline (containing <=10% ethanol) | FALSE | Unknown | Pala Band of Mission Indians | PALA STORE | 11960-11976 Pala Mission Road | Pala | CA | 92059
9 | PALA003 | PALA STORE | TANK 2 | TANK 2 Compartment | Permanently Out of Use | 550 | TRUE |  | Gasoline (containing <=10% ethanol) | FALSE | Unknown | Pala Band of Mission Indians | PALA STORE | 11960-11976 Pala Mission Road | Pala | CA | 92059
9 | PASK001 | ROLLING HILLS CHEVRON | TANK 1 | TANK 1 Compartment | Currently in Use | 25000 | TRUE | 2005-08-09 | Diesel | TRUE | Spill Bucket | Paskenta Band of Nomlaki Indians of California | ROLLING HILLS CHEVRON | 2635 Barham Road | Corning | CA | 96021
9 | PASK001 | ROLLING HILLS CHEVRON | TANK 3 | TANK 3 Compartment | Currently in Use | 12000 | TRUE | 2005-08-09 | Gasoline (containing <=10% ethanol) | TRUE | Spill Bucket | Paskenta Band of Nomlaki Indians of California | ROLLING HILLS CHEVRON | 2635 Barham Road | Corning | CA | 96021
9 | PASK001 | ROLLING HILLS CHEVRON | TANK 2 | TANK 2 Compartment | Currently in Use | 20000 | TRUE | 2005-08-09 | Gasoline (containing <=10% ethanol) | TRUE | Spill Bucket | Paskenta Band of Nomlaki Indians of California | ROLLING HILLS CHEVRON | 2635 Barham Road | Corning | CA | 96021
9 | PECH001 | PECHANGA GAS STATION | TANK 1 | TANK 1 Compartment | Currently in Use | 20000 | TRUE |  | Gasoline (containing <=10% ethanol) | TRUE | Spill Bucket | Pechanga Band of Indians | PECHANGA GAS STATION | 45000 Pechanga Pkwy | Temecula | CA | 92589
9 | PECH001 | PECHANGA GAS STATION | TANK 3 | TANK 3 Compartment | Currently in Use | 15000 | TRUE |  | Gasoline (containing <=10% ethanol) | TRUE | Spill Bucket | Pechanga Band of Indians | PECHANGA GAS STATION | 45000 Pechanga Pkwy | Temecula | CA | 92589
9 | PECH001 | PECHANGA GAS STATION | TANK 2 | TANK 2 Compartment | Currently in Use | 20000 | TRUE |  | Gasoline (containing <=10% ethanol) | TRUE | Spill Bucket | Pechanga Band of Indians | PECHANGA GAS STATION | 45000 Pechanga Pkwy | Temecula | CA | 92589
9 | PECH002 | Pechanga Casino - Backup Generator | TANK 1 | TANK 1 Compartment | Permanently Out of Use | 7000 | TRUE | 2024-07-09 | Diesel | TRUE | Spill Bucket | Pechanga Band of Indians | Backup Generator for Pechanga Casino | 45000 Pechanga Parkway | Temecula | CA | 92592
9 | PECH002 | Pechanga Casino - Backup Generator | Tank 3 | Tank #3 | Currently in Use | 20000 | TRUE |  | Diesel |  |  | Pechanga Band of Indians | Backup Generator for Pechanga Casino | 45000 Pechanga Parkway | Temecula | CA | 92592
9 | PECH002 | Pechanga Casino - Backup Generator | TANK 2 | TANK 2 Compartment | Permanently Out of Use | 7000 | TRUE | 2024-07-09 | Diesel | TRUE | Spill Bucket | Pechanga Band of Indians | Backup Generator for Pechanga Casino | 45000 Pechanga Parkway | Temecula | CA | 92592
9 | PECH003 | PECHANGA GOLF COURSE | TANK 1 | TANK 1 Compartment | Permanently Out of Use | 500 | TRUE | 2008-03-18 | Gasoline (containing <=10% ethanol) | FALSE | Unknown | Pechanga Band of Indians | PECHANGA GOLF COURSE | 45000 Pechanga Parkway | Temecula | CA | 92592
9 | PECH003 | PECHANGA GOLF COURSE | TANK 3 | TANK 3 Compartment | Permanently Out of Use | 1000 | TRUE | 2008-03-18 | Gasoline (containing <=10% ethanol) | FALSE | Unknown | Pechanga Band of Indians | PECHANGA GOLF COURSE | 45000 Pechanga Parkway | Temecula | CA | 92592
9 | PECH003 | PECHANGA GOLF COURSE | TANK 2 | TANK 2 Compartment | Permanently Out of Use | 500 | TRUE | 1980-03-18 | Diesel | FALSE | Unknown | Pechanga Band of Indians | PECHANGA GOLF COURSE | 45000 Pechanga Parkway | Temecula | CA | 92592
9 | PIC001 | Chukchansi Crossing Fuel Station - Coarsegold CA | 001 | 001 Compartment | Currently in Use | 30000 | TRUE | 2017-05-16 | Diesel | TRUE | Spill Bucket | Picayune Rancheria of Chukchansi Indians of California | Chukchansi Crossing Fuel Station | 32025 Highway 41 | Coarsegold | CA | 93614
9 | PIC001 | Chukchansi Crossing Fuel Station - Coarsegold CA | 004 | 005 Compartment | Currently in Use | 15000 | TRUE |  | Gasoline (containing <=10% ethanol) | TRUE | Spill Bucket | Picayune Rancheria of Chukchansi Indians of California | Chukchansi Crossing Fuel Station | 32025 Highway 41 | Coarsegold | CA | 93614
9 | PIC001 | Chukchansi Crossing Fuel Station - Coarsegold CA | 004 | 004 Compartment | Currently in Use | 15000 | TRUE | 2017-05-16 | Diesel | TRUE | Spill Bucket | Picayune Rancheria of Chukchansi Indians of California | Chukchansi Crossing Fuel Station | 32025 Highway 41 | Coarsegold | CA | 93614
9 | PIC001 | Chukchansi Crossing Fuel Station - Coarsegold CA | 003 | 003 Compartment | Currently in Use | 30000 | TRUE | 2017-05-16 | Gasoline (containing <=10% ethanol) | TRUE | Spill Bucket | Picayune Rancheria of Chukchansi Indians of California | Chukchansi Crossing Fuel Station | 32025 Highway 41 | Coarsegold | CA | 93614
9 | PIC001 | Chukchansi Crossing Fuel Station - Coarsegold CA | 002 | 002 Compartment | Currently in Use | 30000 | TRUE | 2017-05-16 | Gasoline (containing <=10% ethanol) | TRUE | Spill Bucket | Picayune Rancheria of Chukchansi Indians of California | Chukchansi Crossing Fuel Station | 32025 Highway 41 | Coarsegold | CA | 93614
9 | PIT001 | Pit River Mini Mart | 1 | 1 Compartment | Currently in Use | 20000 | TRUE | 2011-11-01 | Gasoline (containing <=10% ethanol) |  |  | Pit River Tribe, California (includes XL Ranch, Big Bend, Likely, Lookout, Montgomery Creek, and Roaring Creek Rancherias) | Pit River Mini Mart | 20258 Tamarack Ave. | Burney | CA | 96013
9 | PIT001 | Pit River Mini Mart | 3 | 3 Compartment | Currently in Use | 8000 | TRUE | 2011-11-01 | Gasoline (containing <=10% ethanol) |  |  | Pit River Tribe, California (includes XL Ranch, Big Bend, Likely, Lookout, Montgomery Creek, and Roaring Creek Rancherias) | Pit River Mini Mart | 20258 Tamarack Ave. | Burney | CA | 96013
9 | PIT001 | Pit River Mini Mart | 2 | 2 Compartment | Currently in Use | 12000 | TRUE | 2011-11-01 | Diesel |  |  | Pit River Tribe, California (includes XL Ranch, Big Bend, Likely, Lookout, Montgomery Creek, and Roaring Creek Rancherias) | Pit River Mini Mart | 20258 Tamarack Ave. | Burney | CA | 96013
9 | PIT002 | Chimney Rock Travel Center | 001 | 001 Compartment | Currently in Use | 20000 | TRUE | 2016-08-30 | Gasoline (containing <=10% ethanol) | TRUE | Spill Bucket | Pit River Tribe, California (includes XL Ranch, Big Bend, Likely, Lookout, Montgomery Creek, and Roaring Creek Rancherias) | Chimney Rock Travel Center | 27002 Hwy 395 | Alturas | CA | 96101
9 | PIT002 | Chimney Rock Travel Center | 003 | 003 Compartment | Currently in Use | 12000 | TRUE | 2016-08-30 | Diesel | TRUE | Spill Bucket | Pit River Tribe, California (includes XL Ranch, Big Bend, Likely, Lookout, Montgomery Creek, and Roaring Creek Rancherias) | Chimney Rock Travel Center | 27002 Hwy 395 | Alturas | CA | 96101
9 | PIT002 | Chimney Rock Travel Center | 002 | 002 Compartment | Currently in Use | 8000 | TRUE | 2016-08-30 | Gasoline (containing <=10% ethanol) | TRUE | Spill Bucket | Pit River Tribe, California (includes XL Ranch, Big Bend, Likely, Lookout, Montgomery Creek, and Roaring Creek Rancherias) | Chimney Rock Travel Center | 27002 Hwy 395 | Alturas | CA | 96101
9 | PYRA001 | PYRAMID LAKE FISHERIES | TANK 1 | TANK 1 Compartment | Permanently Out of Use | 5000 | TRUE |  | Gasoline (containing <=10% ethanol) | FALSE | Unknown | Pyramid Lake Paiute Tribe of the Pyramid Lake Reservation, Nevada | PYRAMID LAKE FISHERIES | STAR ROUTE | Reno | NV | 89510
9 | PYRA001 | PYRAMID LAKE FISHERIES | TANK 3 | TANK 3 Compartment | Permanently Out of Use | 10000 | TRUE |  | Gasoline (containing <=10% ethanol) | FALSE | Unknown | Pyramid Lake Paiute Tribe of the Pyramid Lake Reservation, Nevada | PYRAMID LAKE FISHERIES | STAR ROUTE | Reno | NV | 89510
9 | PYRA001 | PYRAMID LAKE FISHERIES | TANK 2 | TANK 2 Compartment | Permanently Out of Use | 5000 | TRUE |  | Gasoline (containing <=10% ethanol) | FALSE | Unknown | Pyramid Lake Paiute Tribe of the Pyramid Lake Reservation, Nevada | PYRAMID LAKE FISHERIES | STAR ROUTE | Reno | NV | 89510
9 | PYRA002 | THE NIXON STORE | TANK 1 | TANK 1 Compartment | Permanently Out of Use | 1000 | TRUE |  | Gasoline (containing <=10% ethanol) | FALSE | Unknown | Pyramid Lake Paiute Tribe of the Pyramid Lake Reservation, Nevada | THE NIXON STORE | HWY 447 AND SR 446 | Nixon | NV | 89424
9 | PYRA002 | THE NIXON STORE | TANK 6 | TANK 6 Compartment | Currently in Use | 4000 | TRUE |  | Diesel | TRUE | Spill Bucket | Pyramid Lake Paiute Tribe of the Pyramid Lake Reservation, Nevada | THE NIXON STORE | HWY 447 AND SR 446 | Nixon | NV | 89424
9 | PYRA002 | THE NIXON STORE | TANK 5 | TANK 5 Compartment | Currently in Use | 4000 | TRUE |  | Gasoline (containing <=10% ethanol) | TRUE | Spill Bucket | Pyramid Lake Paiute Tribe of the Pyramid Lake Reservation, Nevada | THE NIXON STORE | HWY 447 AND SR 446 | Nixon | NV | 89424
9 | PYRA002 | THE NIXON STORE | TANK 4 | TANK 4 Compartment | Permanently Out of Use | 1000 | TRUE |  | Gasoline (containing <=10% ethanol) | FALSE | Unknown | Pyramid Lake Paiute Tribe of the Pyramid Lake Reservation, Nevada | THE NIXON STORE | HWY 447 AND SR 446 | Nixon | NV | 89424
9 | PYRA002 | THE NIXON STORE | TANK 3 | TANK 3 Compartment | Permanently Out of Use | 1000 | TRUE |  | Gasoline (containing <=10% ethanol) | FALSE | Unknown | Pyramid Lake Paiute Tribe of the Pyramid Lake Reservation, Nevada | THE NIXON STORE | HWY 447 AND SR 446 | Nixon | NV | 89424
9 | PYRA002 | THE NIXON STORE | TANK 2 | TANK 2 Compartment | Permanently Out of Use | 1000 | TRUE |  | Gasoline (containing <=10% ethanol) | FALSE | Unknown | Pyramid Lake Paiute Tribe of the Pyramid Lake Reservation, Nevada | THE NIXON STORE | HWY 447 AND SR 446 | Nixon | NV | 89424
9 | PYRA003 | MARBLE BLUFF FISH HATCHERY | TANK 1 | TANK 1 Compartment | Permanently Out of Use | 550 | TRUE |  | Gasoline (containing <=10% ethanol) | FALSE | Unknown | Pyramid Lake Paiute Tribe of the Pyramid Lake Reservation, Nevada | MARBLE BLUFF FISH HATCHERY | NO STREET ADDRESS | Nixon | NV | 89424
9 | PYRA003 | MARBLE BLUFF FISH HATCHERY | TANK 3 | TANK 3 Compartment | Permanently Out of Use | 550 | TRUE |  | Gasoline (containing <=10% ethanol) | FALSE | Unknown | Pyramid Lake Paiute Tribe of the Pyramid Lake Reservation, Nevada | MARBLE BLUFF FISH HATCHERY | NO STREET ADDRESS | Nixon | NV | 89424
9 | PYRA003 | MARBLE BLUFF FISH HATCHERY | TANK 2 | TANK 2 Compartment | Permanently Out of Use | 550 | TRUE |  | Gasoline (containing <=10% ethanol) | FALSE | Unknown | Pyramid Lake Paiute Tribe of the Pyramid Lake Reservation, Nevada | MARBLE BLUFF FISH HATCHERY | NO STREET ADDRESS | Nixon | NV | 89424
9 | PYRA004 | PYRAMID LAKE MARINA STORE | TANK 1 | TANK 1 Compartment | Permanently Out of Use | 1000 | TRUE |  | Gasoline (containing <=10% ethanol) | FALSE | Unknown | Pyramid Lake Paiute Tribe of the Pyramid Lake Reservation, Nevada | PYRAMID LAKE MARINA STORE | 2500 LAKEVIEW DRIVE | Sutcliffe | NV | 89510
9 | PYRA004 | PYRAMID LAKE MARINA STORE | TANK 7 | TANK 7 Compartment | Temporarily Out of Use | 1000 | TRUE | 2018-05-01 | Gasoline (containing <=10% ethanol) | TRUE | Spill Bucket | Pyramid Lake Paiute Tribe of the Pyramid Lake Reservation, Nevada | PYRAMID LAKE MARINA STORE | 2500 LAKEVIEW DRIVE | Sutcliffe | NV | 89510
9 | PYRA004 | PYRAMID LAKE MARINA STORE | TANK 6 | TANK 6 Compartment | Temporarily Out of Use | 1000 | TRUE | 2018-05-01 | Gasoline (containing <=10% ethanol) | TRUE | Spill Bucket | Pyramid Lake Paiute Tribe of the Pyramid Lake Reservation, Nevada | PYRAMID LAKE MARINA STORE | 2500 LAKEVIEW DRIVE | Sutcliffe | NV | 89510
9 | PYRA004 | PYRAMID LAKE MARINA STORE | TANK 5 | TANK 5 Compartment | Temporarily Out of Use | 12000 | TRUE | 2018-05-01 | Gasoline (containing <=10% ethanol) | TRUE | Spill Bucket | Pyramid Lake Paiute Tribe of the Pyramid Lake Reservation, Nevada | PYRAMID LAKE MARINA STORE | 2500 LAKEVIEW DRIVE | Sutcliffe | NV | 89510
9 | PYRA004 | PYRAMID LAKE MARINA STORE | TANK 4 | TANK 4 Compartment | Permanently Out of Use | 1000 | TRUE |  | Diesel | FALSE | Unknown | Pyramid Lake Paiute Tribe of the Pyramid Lake Reservation, Nevada | PYRAMID LAKE MARINA STORE | 2500 LAKEVIEW DRIVE | Sutcliffe | NV | 89510
9 | PYRA004 | PYRAMID LAKE MARINA STORE | TANK 3 | TANK 3 Compartment | Permanently Out of Use | 1000 | TRUE |  | Diesel | FALSE | Unknown | Pyramid Lake Paiute Tribe of the Pyramid Lake Reservation, Nevada | PYRAMID LAKE MARINA STORE | 2500 LAKEVIEW DRIVE | Sutcliffe | NV | 89510
9 | PYRA004 | PYRAMID LAKE MARINA STORE | TANK 2 | TANK 2 Compartment | Permanently Out of Use | 1000 | TRUE |  | Gasoline (containing <=10% ethanol) | FALSE | Unknown | Pyramid Lake Paiute Tribe of the Pyramid Lake Reservation, Nevada | PYRAMID LAKE MARINA STORE | 2500 LAKEVIEW DRIVE | Sutcliffe | NV | 89510
9 | PYRA006 | I-80 SMOKESHOP | TANK 1 | TANK 1 Compartment | Currently in Use | 10000 | TRUE |  | Gasoline (containing <=10% ethanol) | TRUE | Spill Bucket | Pyramid Lake Paiute Tribe of the Pyramid Lake Reservation, Nevada | I-80 SMOKESHOP | 1000 Smoke Shop Circle | Wadsworth | NV | 89442
9 | PYRA006 | I-80 SMOKESHOP | TANK 3 | TANK 3 Compartment | Currently in Use | 5000 | TRUE |  | Diesel | TRUE | Spill Bucket | Pyramid Lake Paiute Tribe of the Pyramid Lake Reservation, Nevada | I-80 SMOKESHOP | 1000 Smoke Shop Circle | Wadsworth | NV | 89442
9 | PYRA006 | I-80 SMOKESHOP | TANK 2 | TANK 2 Compartment | Currently in Use | 8000 | TRUE |  | Gasoline (containing <=10% ethanol) | TRUE | Spill Bucket | Pyramid Lake Paiute Tribe of the Pyramid Lake Reservation, Nevada | I-80 SMOKESHOP | 1000 Smoke Shop Circle | Wadsworth | NV | 89442
9 | PYRA007 | FORMER NDOT-Nixon Facility | TANK 3 | TANK 3 Compartment | Permanently Out of Use | 5000 | TRUE | 1990-06-22 | Gasoline (containing <=10% ethanol) | FALSE | Unknown | Pyramid Lake Paiute Tribe of the Pyramid Lake Reservation, Nevada | FORMER NDOT-Nixon Facility | Mile Post 15.39 State Route 448 | Nixon | NV | 89424
9 | PYRA007 | FORMER NDOT-Nixon Facility | TANK 6 | TANK 6 Compartment | Permanently Out of Use | 2000 | TRUE | 2015-04-23 | Gasoline (containing <=10% ethanol) | FALSE | Unknown | Pyramid Lake Paiute Tribe of the Pyramid Lake Reservation, Nevada | FORMER NDOT-Nixon Facility | Mile Post 15.39 State Route 448 | Nixon | NV | 89424
9 | PYRA007 | FORMER NDOT-Nixon Facility | TANK 5 | TANK 5 Compartment | Permanently Out of Use | 8000 | TRUE | 2015-04-23 | Diesel | FALSE | Unknown | Pyramid Lake Paiute Tribe of the Pyramid Lake Reservation, Nevada | FORMER NDOT-Nixon Facility | Mile Post 15.39 State Route 448 | Nixon | NV | 89424
9 | PYRA007 | FORMER NDOT-Nixon Facility | TANK 4 | TANK 4 Compartment | Permanently Out of Use | 5000 | TRUE | 1990-06-22 | Diesel | FALSE | Unknown | Pyramid Lake Paiute Tribe of the Pyramid Lake Reservation, Nevada | FORMER NDOT-Nixon Facility | Mile Post 15.39 State Route 448 | Nixon | NV | 89424
9 | QUEC001 | QUECHAN GREENHOUSE ENTERPRISES | TANK 1 | TANK 1 Compartment | Permanently Out of Use | 500 | TRUE |  | Diesel | FALSE | Unknown | Quechan Tribe of the Fort Yuma Indian Reservation, California & Arizona | QUECHAN GREENHOUSE ENTERPRISES | 1890 SAN PASQUAL ROAD | Winterhaven | CA | 92283
9 | QUEC002 | TRIBE MAINTENANCE YARD | TANK 1 | TANK 1 Compartment | Permanently Out of Use | 370 | TRUE | 1899-12-31 | Gasoline (containing <=10% ethanol) | FALSE | Unknown | Quechan Tribe of the Fort Yuma Indian Reservation, California & Arizona | TRIBE MAINTENANCE YARD | SAN PASQUAL RD | Winterhaven | CA | 92283
9 | QUEC003 | "OLD STATION, QUECHIAN TRIBE" | TANK 1 | TANK 1 Compartment | Permanently Out of Use | 500 | TRUE | 1899-12-31 | Gasoline (containing <=10% ethanol) | FALSE | Unknown | Quechan Tribe of the Fort Yuma Indian Reservation, California & Arizona | "OLD STATION, QUECHIAN TRIBE" | SAN PASQUAL RD | Winterhaven | CA | 92283
9 | RENO001 | RENO-SPARKS INDIAN COLONY | TANK 1 | TANK 1 Compartment | Permanently Out of Use | 8000 | TRUE | 1997-12-12 | Diesel | FALSE | Unknown | Reno-Sparks Indian Colony, Nevada | RENO-SPARKS INDIAN COLONY | 7655 PYRAMID LAKE HWY | Sparks | NV | 89436
9 | RENO002 | CarMax #7280 | Tank 1 | Tank 1 Compartment | Currently in Use | 12000 | TRUE | 2014-02-28 | Gasoline (containing <=10% ethanol) | TRUE | Spill Bucket | Reno-Sparks Indian Colony, Nevada | CarMax #7280 | 35 Auto Center Drive | Reno | NV | 89511
9 | RINC001 | FRANK MAZZETTI MINI MART | TANK 1 | TANK 1 Compartment | Permanently Out of Use | 8000 | TRUE | 2012-08-13 | Gasoline (containing <=10% ethanol) | TRUE | Spill Bucket | Rincon Band of Luiseno Mission Indians of Rincon Reservation, California | FRANK MAZZETTI MINI MART | "STAR ROUTE BOX 17533509 Valley Cenetre Road" | Valley Center | CA | 92082
9 | RINC001 | FRANK MAZZETTI MINI MART | TANK 2 | TANK 2 Compartment | Permanently Out of Use | 8000 | TRUE | 2012-08-13 | Gasoline (containing <=10% ethanol) | TRUE | Spill Bucket | Rincon Band of Luiseno Mission Indians of Rincon Reservation, California | FRANK MAZZETTI MINI MART | "STAR ROUTE BOX 17533509 Valley Cenetre Road" | Valley Center | CA | 92082
9 | RINC002 | 7-11 Rincon Travel Plaza | TANK 1 | TANK 1 Compartment | Currently in Use | 20000 | TRUE | 2012-05-01 | Gasoline (containing <=10% ethanol) | TRUE | Spill Bucket | Rincon Band of Luiseno Mission Indians of Rincon Reservation, California | 7-11 Rincon Travel Plaza | 33740 Valley Center Rd. Suite 100 | Valley Center | CA | 92082
9 | RINC002 | 7-11 Rincon Travel Plaza | TANK 2 | TANK 2 Compartment | Currently in Use | 12000 | TRUE | 2012-05-01 | Diesel | FALSE | Unknown | Rincon Band of Luiseno Mission Indians of Rincon Reservation, California | 7-11 Rincon Travel Plaza | 33740 Valley Center Rd. Suite 100 | Valley Center | CA | 92082
9 | ROBI001 | R Pomo Pumps | Tank 1 | Tank 1 Compartment | Currently in Use | 20000 | TRUE | 2010-12-08 | Gasoline (containing <=10% ethanol) | TRUE | Spill Bucket | Robinson Rancheria | R Pomo Pumps | 1585 East Hwy 20 | Nice | CA | 95464
9 | ROBI001 | R Pomo Pumps | Tank 3 | Tank 3 Compartment | Currently in Use | 7000 | TRUE | 2010-12-08 | Gasoline (containing <=10% ethanol) | TRUE | Spill Bucket | Robinson Rancheria | R Pomo Pumps | 1585 East Hwy 20 | Nice | CA | 95464
9 | ROBI001 | R Pomo Pumps | Tank 2 | Tank 2 Compartment | Currently in Use | 10000 | TRUE | 2010-12-08 | Diesel | TRUE | Spill Bucket | Robinson Rancheria | R Pomo Pumps | 1585 East Hwy 20 | Nice | CA | 95464
9 | RUMS001 | BROOKS MOUNTAIN VIEW MINIMART | TANK 1 | TANK 1 Compartment | Permanently Out of Use | 10000 | TRUE | 2003-07-21 | Gasoline (containing <=10% ethanol) | TRUE | Spill Bucket | Yocha Dehe Wintun Nation, California | BROOKS MOUNTAIN VIEW MINIMART | 14315 SR. 16 | Brooks | CA | 95606
9 | RUMS001 | BROOKS MOUNTAIN VIEW MINIMART | TANK 2 | TANK 2 Compartment | Permanently Out of Use | 10000 | TRUE | 2003-07-21 | Gasoline (containing <=10% ethanol) | TRUE | Spill Bucket | Yocha Dehe Wintun Nation, California | BROOKS MOUNTAIN VIEW MINIMART | 14315 SR. 16 | Brooks | CA | 95606
9 | RUMS002 | CACHE CREEK MINIMART | TANK 1 | TANK 1 Compartment | Currently in Use | 20000 | TRUE | 2003-07-01 | Gasoline (containing <=10% ethanol) | TRUE | Spill Bucket | Yocha Dehe Wintun Nation, California | CACHE CREEK MINIMART | 14150 Winners Way - MiniMart | Brooks | CA | 95606
9 | RUMS002 | CACHE CREEK MINIMART | TANK 3 | TANK 3 Compartment | Currently in Use | 8000 | TRUE | 2003-07-01 | Diesel | TRUE | Spill Bucket | Yocha Dehe Wintun Nation, California | CACHE CREEK MINIMART | 14150 Winners Way - MiniMart | Brooks | CA | 95606
9 | RUMS002 | CACHE CREEK MINIMART | TANK 2 | TANK 2 Compartment | Currently in Use | 12000 | TRUE | 2003-07-01 | Gasoline (containing <=10% ethanol) | TRUE | Spill Bucket | Yocha Dehe Wintun Nation, California | CACHE CREEK MINIMART | 14150 Winners Way - MiniMart | Brooks | CA | 95606
9 | SALT001 | VULCAN MATERIALS aka MESA PLANT - CALMAT (formerly INDUSTRIAL ASPHALT) | TANK 1 | TANK 1 Compartment | Permanently Out of Use | 10000 | TRUE |  | Diesel | FALSE | Unknown | Salt River Pima-Maricopa Indian Community of the Salt River Reservation, Arizona | VULCAN MATERIALS aka MESA PLANT - CALMAT (formerly INDUSTRIAL ASPHALT) | 1900 N. LONGMORE | Scottsdale | AZ | 85256
9 | SALT001 | VULCAN MATERIALS aka MESA PLANT - CALMAT (formerly INDUSTRIAL ASPHALT) | TANK 7 | TANK 7 Compartment | Permanently Out of Use | 10000 | TRUE |  | Diesel | FALSE | Unknown | Salt River Pima-Maricopa Indian Community of the Salt River Reservation, Arizona | VULCAN MATERIALS aka MESA PLANT - CALMAT (formerly INDUSTRIAL ASPHALT) | 1900 N. LONGMORE | Scottsdale | AZ | 85256
9 | SALT001 | VULCAN MATERIALS aka MESA PLANT - CALMAT (formerly INDUSTRIAL ASPHALT) | TANK 6 | TANK 6 Compartment | Permanently Out of Use | 12000 | TRUE |  | Diesel | FALSE | Unknown | Salt River Pima-Maricopa Indian Community of the Salt River Reservation, Arizona | VULCAN MATERIALS aka MESA PLANT - CALMAT (formerly INDUSTRIAL ASPHALT) | 1900 N. LONGMORE | Scottsdale | AZ | 85256
9 | SALT001 | VULCAN MATERIALS aka MESA PLANT - CALMAT (formerly INDUSTRIAL ASPHALT) | TANK 5 | TANK 5 Compartment | Permanently Out of Use | 1000 | TRUE |  | Used Oil | FALSE | Unknown | Salt River Pima-Maricopa Indian Community of the Salt River Reservation, Arizona | VULCAN MATERIALS aka MESA PLANT - CALMAT (formerly INDUSTRIAL ASPHALT) | 1900 N. LONGMORE | Scottsdale | AZ | 85256
9 | SALT001 | VULCAN MATERIALS aka MESA PLANT - CALMAT (formerly INDUSTRIAL ASPHALT) | TANK 4 | TANK 4 Compartment | Permanently Out of Use | 500 | TRUE |  | Used Oil | FALSE | Unknown | Salt River Pima-Maricopa Indian Community of the Salt River Reservation, Arizona | VULCAN MATERIALS aka MESA PLANT - CALMAT (formerly INDUSTRIAL ASPHALT) | 1900 N. LONGMORE | Scottsdale | AZ | 85256
9 | SALT001 | VULCAN MATERIALS aka MESA PLANT - CALMAT (formerly INDUSTRIAL ASPHALT) | TANK 3 | TANK 3 Compartment | Permanently Out of Use | 5000 | TRUE |  | Used Oil | FALSE | Unknown | Salt River Pima-Maricopa Indian Community of the Salt River Reservation, Arizona | VULCAN MATERIALS aka MESA PLANT - CALMAT (formerly INDUSTRIAL ASPHALT) | 1900 N. LONGMORE | Scottsdale | AZ | 85256
9 | SALT001 | VULCAN MATERIALS aka MESA PLANT - CALMAT (formerly INDUSTRIAL ASPHALT) | TANK 2 | TANK 2 Compartment | Permanently Out of Use | 8000 | TRUE |  | Gasoline (containing <=10% ethanol) | FALSE | Unknown | Salt River Pima-Maricopa Indian Community of the Salt River Reservation, Arizona | VULCAN MATERIALS aka MESA PLANT - CALMAT (formerly INDUSTRIAL ASPHALT) | 1900 N. LONGMORE | Scottsdale | AZ | 85256
9 | SALT003 | CHEVRON STATION 9-1513 | TANK 1 | TANK 1 Compartment | Permanently Out of Use | 10000 | TRUE |  | Gasoline (containing <=10% ethanol) | FALSE | Unknown | Salt River Pima-Maricopa Indian Community of the Salt River Reservation, Arizona | CHEVRON STATION 9-1513 | 8802 E. MCDOWELL ROAD | Scottsdale | AZ | 85252
9 | SALT003 | CHEVRON STATION 9-1513 | TANK 4 | TANK 4 Compartment | Permanently Out of Use | 1000 | TRUE |  | Gasoline (containing <=10% ethanol) | FALSE | Unknown | Salt River Pima-Maricopa Indian Community of the Salt River Reservation, Arizona | CHEVRON STATION 9-1513 | 8802 E. MCDOWELL ROAD | Scottsdale | AZ | 85252
9 | SALT003 | CHEVRON STATION 9-1513 | TANK 3 | TANK 3 Compartment | Permanently Out of Use | 5000 | TRUE |  | Gasoline (containing <=10% ethanol) | FALSE | Unknown | Salt River Pima-Maricopa Indian Community of the Salt River Reservation, Arizona | CHEVRON STATION 9-1513 | 8802 E. MCDOWELL ROAD | Scottsdale | AZ | 85252
9 | SALT003 | CHEVRON STATION 9-1513 | TANK 2 | TANK 2 Compartment | Permanently Out of Use | 10000 | TRUE |  | Gasoline (containing <=10% ethanol) | FALSE | Unknown | Salt River Pima-Maricopa Indian Community of the Salt River Reservation, Arizona | CHEVRON STATION 9-1513 | 8802 E. MCDOWELL ROAD | Scottsdale | AZ | 85252
9 | SALT005 | SCOTTSDALE FEED YARD | TANK 1 | TANK 1 Compartment | Permanently Out of Use | 6000 | TRUE |  | Diesel | FALSE | Unknown | Salt River Pima-Maricopa Indian Community of the Salt River Reservation, Arizona | SCOTTSDALE FEED YARD | NO STREET ADDRESS | Scottsdale | AZ | 85252
9 | SALT005 | SCOTTSDALE FEED YARD | TANK 3 | TANK 3 Compartment | Permanently Out of Use | 2000 | TRUE |  | Gasoline (containing <=10% ethanol) | FALSE | Unknown | Salt River Pima-Maricopa Indian Community of the Salt River Reservation, Arizona | SCOTTSDALE FEED YARD | NO STREET ADDRESS | Scottsdale | AZ | 85252
9 | SALT005 | SCOTTSDALE FEED YARD | TANK 2 | TANK 2 Compartment | Permanently Out of Use | 6000 | TRUE |  | Gasoline (containing <=10% ethanol) | FALSE | Unknown | Salt River Pima-Maricopa Indian Community of the Salt River Reservation, Arizona | SCOTTSDALE FEED YARD | NO STREET ADDRESS | Scottsdale | AZ | 85252
9 | SALT006 | SALT RIVER SAND AND ROCK - DOBSON PLANT | TANK 1 | TANK 1 Compartment | Permanently Out of Use | 8000 | TRUE |  | Gasoline (containing <=10% ethanol) | FALSE | Unknown | Salt River Pima-Maricopa Indian Community of the Salt River Reservation, Arizona | SALT RIVER SAND AND ROCK - DOBSON PLANT | 9595 E. MCKELLIPS | Scottsdale | AZ | 85257
9 | SALT007 | CIRCLE K 1002(returned to owner) | TANK 1 | TANK 1 Compartment | Permanently Out of Use | 10000 | TRUE |  | Diesel | FALSE | Unknown | Salt River Pima-Maricopa Indian Community of the Salt River Reservation, Arizona | CIRCLE K 1002(returned to owner) | 6951 NORTH PIMA ROAD | Paradise Valley | AZ | 85253
9 | SALT007 | CIRCLE K 1002(returned to owner) | TANK 2 | TANK 2 Compartment | Permanently Out of Use | 10000 | TRUE |  | Diesel | FALSE | Unknown | Salt River Pima-Maricopa Indian Community of the Salt River Reservation, Arizona | CIRCLE K 1002(returned to owner) | 6951 NORTH PIMA ROAD | Paradise Valley | AZ | 85253
9 | SALT008 | MESA PLANT #2 | TANK 6 | TANK 6 Compartment | Permanently Out of Use | 10000 | TRUE |  | Diesel | FALSE | Unknown | Salt River Pima-Maricopa Indian Community of the Salt River Reservation, Arizona | MESA PLANT #2 | BEELINE HWY. N. OF MCDOWELL RD. | Mesa | AZ | 85211
9 | SALT008 | MESA PLANT #2 | TANK 8 | TANK 8 Compartment | Permanently Out of Use | 500 | TRUE |  | Used Oil | FALSE | Unknown | Salt River Pima-Maricopa Indian Community of the Salt River Reservation, Arizona | MESA PLANT #2 | BEELINE HWY. N. OF MCDOWELL RD. | Mesa | AZ | 85211
9 | SALT008 | MESA PLANT #2 | TANK 7 | TANK 7 Compartment | Permanently Out of Use | 550 | TRUE |  | Used Oil | FALSE | Unknown | Salt River Pima-Maricopa Indian Community of the Salt River Reservation, Arizona | MESA PLANT #2 | BEELINE HWY. N. OF MCDOWELL RD. | Mesa | AZ | 85211
9 | SALT010 | B & W TRUCKING | TANK 1 | TANK 1 Compartment | Permanently Out of Use | 500 | TRUE | 1899-12-31 | Diesel | FALSE | Unknown | Salt River Pima-Maricopa Indian Community of the Salt River Reservation, Arizona | B & W TRUCKING | OAK AND LONGMORE | Mesa | AZ | 85203
9 | SALT010 | B & W TRUCKING | TANK 3 | TANK 3 Compartment | Permanently Out of Use | 250 | TRUE | 1899-12-31 | Used Oil | FALSE | Unknown | Salt River Pima-Maricopa Indian Community of the Salt River Reservation, Arizona | B & W TRUCKING | OAK AND LONGMORE | Mesa | AZ | 85203
9 | SALT010 | B & W TRUCKING | TANK 2 | TANK 2 Compartment | Permanently Out of Use | 500 | TRUE | 1899-12-31 | Diesel | FALSE | Unknown | Salt River Pima-Maricopa Indian Community of the Salt River Reservation, Arizona | B & W TRUCKING | OAK AND LONGMORE | Mesa | AZ | 85203
9 | SALT011 | Beeline Pit Stop (Former JR'S CONVENIENCE STORE) | TANK 1 | TANK 1 Compartment | Currently in Use | 10000 | TRUE |  | Gasoline (containing <=10% ethanol) | TRUE | Spill Bucket | Salt River Pima-Maricopa Indian Community of the Salt River Reservation, Arizona | Beeline Pit Stop (Former JR'S CONVENIENCE STORE) | 1601 N. BEELINE HWY. | Scottsdale | AZ | 85256
9 | SALT011 | Beeline Pit Stop (Former JR'S CONVENIENCE STORE) | TANK 4 | TANK 4 Compartment | Currently in Use | 10000 | TRUE | 2009-09-01 | Diesel | TRUE | Spill Bucket | Salt River Pima-Maricopa Indian Community of the Salt River Reservation, Arizona | Beeline Pit Stop (Former JR'S CONVENIENCE STORE) | 1601 N. BEELINE HWY. | Scottsdale | AZ | 85256
9 | SALT011 | Beeline Pit Stop (Former JR'S CONVENIENCE STORE) | TANK 3 | TANK 3 Compartment | Currently in Use | 10000 | TRUE |  | Gasoline (containing <=10% ethanol) | TRUE | Spill Bucket | Salt River Pima-Maricopa Indian Community of the Salt River Reservation, Arizona | Beeline Pit Stop (Former JR'S CONVENIENCE STORE) | 1601 N. BEELINE HWY. | Scottsdale | AZ | 85256
9 | SALT011 | Beeline Pit Stop (Former JR'S CONVENIENCE STORE) | TANK 2 | TANK 2 Compartment | Currently in Use | 10000 | TRUE |  | Gasoline (containing <=10% ethanol) | TRUE | Spill Bucket | Salt River Pima-Maricopa Indian Community of the Salt River Reservation, Arizona | Beeline Pit Stop (Former JR'S CONVENIENCE STORE) | 1601 N. BEELINE HWY. | Scottsdale | AZ | 85256
9 | SALT013 | SALT RIVER-VERDE RIVER WATER TREATMENT PLANT | TANK 1 | TANK 1 Compartment | Permanently Out of Use | 2000 | TRUE |  | Gasoline (containing <=10% ethanol) | FALSE | Unknown | Salt River Pima-Maricopa Indian Community of the Salt River Reservation, Arizona | SALT RIVER-VERDE RIVER WATER TREATMENT PLANT | 7696 North Red Mountain | Scottsdale | AZ | 85264
9 | SALT013 | SALT RIVER-VERDE RIVER WATER TREATMENT PLANT | TANK 6 | TANK 6 Compartment | Permanently Out of Use | 10000 | TRUE |  | Diesel | FALSE | Unknown | Salt River Pima-Maricopa Indian Community of the Salt River Reservation, Arizona | SALT RIVER-VERDE RIVER WATER TREATMENT PLANT | 7696 North Red Mountain | Scottsdale | AZ | 85264
9 | SALT013 | SALT RIVER-VERDE RIVER WATER TREATMENT PLANT | TANK 5 | TANK 5 Compartment | Permanently Out of Use | 280 | TRUE |  | Kerosene | FALSE | Unknown | Salt River Pima-Maricopa Indian Community of the Salt River Reservation, Arizona | SALT RIVER-VERDE RIVER WATER TREATMENT PLANT | 7696 North Red Mountain | Scottsdale | AZ | 85264
9 | SALT013 | SALT RIVER-VERDE RIVER WATER TREATMENT PLANT | TANK 4 | TANK 4 Compartment | Permanently Out of Use | 280 | TRUE |  | Diesel | FALSE | Unknown | Salt River Pima-Maricopa Indian Community of the Salt River Reservation, Arizona | SALT RIVER-VERDE RIVER WATER TREATMENT PLANT | 7696 North Red Mountain | Scottsdale | AZ | 85264
9 | SALT013 | SALT RIVER-VERDE RIVER WATER TREATMENT PLANT | TANK 3 | TANK 3 Compartment | Permanently Out of Use | 280 | TRUE |  | Diesel | FALSE | Unknown | Salt River Pima-Maricopa Indian Community of the Salt River Reservation, Arizona | SALT RIVER-VERDE RIVER WATER TREATMENT PLANT | 7696 North Red Mountain | Scottsdale | AZ | 85264
9 | SALT015 | CIRCLE K STORE 1068 | TANK 1 | TANK 1 Compartment | Permanently Out of Use | 10000 | TRUE |  | Gasoline (containing <=10% ethanol) | FALSE | Unknown | Salt River Pima-Maricopa Indian Community of the Salt River Reservation, Arizona | CIRCLE K STORE 1068 | 10410 E. MCDOWELL | Mesa | AZ | 85207
9 | SALT015 | CIRCLE K STORE 1068 | TANK 2 | TANK 2 Compartment | Permanently Out of Use | 10000 | TRUE |  | Gasoline (containing <=10% ethanol) | FALSE | Unknown | Salt River Pima-Maricopa Indian Community of the Salt River Reservation, Arizona | CIRCLE K STORE 1068 | 10410 E. MCDOWELL | Mesa | AZ | 85207
9 | SALT016 | Pavillion Shell | TANK 1 | TANK 1 Compartment | Currently in Use | 12000 | TRUE |  | Diesel | TRUE | Spill Bucket | Salt River Pima-Maricopa Indian Community of the Salt River Reservation, Arizona | Pavillion Shell | 9030 E. INDIAN BEND RD. | Scottsdale | AZ | 85250
9 | SALT016 | Pavillion Shell | TANK 4 | TANK 4 Compartment | Currently in Use | 500 | TRUE |  | Used Oil | TRUE | Unknown | Salt River Pima-Maricopa Indian Community of the Salt River Reservation, Arizona | Pavillion Shell | 9030 E. INDIAN BEND RD. | Scottsdale | AZ | 85250
9 | SALT016 | Pavillion Shell | TANK 3 | TANK 3 Compartment | Currently in Use | 12000 | TRUE |  | Gasoline (containing <=10% ethanol) | TRUE | Spill Bucket | Salt River Pima-Maricopa Indian Community of the Salt River Reservation, Arizona | Pavillion Shell | 9030 E. INDIAN BEND RD. | Scottsdale | AZ | 85250
9 | SALT016 | Pavillion Shell | TANK 2 | TANK 2 Compartment | Currently in Use | 12000 | TRUE |  | Gasoline (containing <=10% ethanol) | TRUE | Spill Bucket | Salt River Pima-Maricopa Indian Community of the Salt River Reservation, Arizona | Pavillion Shell | 9030 E. INDIAN BEND RD. | Scottsdale | AZ | 85250
9 | SALT023 | PIIPASH SHELL | TANK 1 | TANK 1 Compartment | Currently in Use | 15000 | TRUE |  | Gasoline (containing <=10% ethanol) | TRUE | Spill Bucket | Salt River Pima-Maricopa Indian Community of the Salt River Reservation, Arizona | INDIAN CREEK SHELL | 4001 N. PIMA ROAD | Paradise Valley | AZ | 85253
9 | SALT023 | PIIPASH SHELL | TANK 3 | TANK 3 Compartment | Currently in Use | 10000 | TRUE |  | Gasoline (containing <=10% ethanol) | TRUE | Spill Bucket | Salt River Pima-Maricopa Indian Community of the Salt River Reservation, Arizona | INDIAN CREEK SHELL | 4001 N. PIMA ROAD | Paradise Valley | AZ | 85253
9 | SALT023 | PIIPASH SHELL | TANK 2 | TANK 2 Compartment | Currently in Use | 15000 | TRUE |  | Gasoline (containing <=10% ethanol) | TRUE | Spill Bucket | Salt River Pima-Maricopa Indian Community of the Salt River Reservation, Arizona | INDIAN CREEK SHELL | 4001 N. PIMA ROAD | Paradise Valley | AZ | 85253
9 | SALT025 | PHOENIX CEMENT TERMINAL | TANK 1 | TANK 1 Compartment | Permanently Out of Use | 10000 | TRUE |  | Gasoline (containing <=10% ethanol) | FALSE | Unknown | Salt River Pima-Maricopa Indian Community of the Salt River Reservation, Arizona | PHOENIX CEMENT TERMINAL | 1941 W. LOWER BUCKEYE ROAD | Phoenix | AZ | 85009
9 | SALT026 | PAVILION LAKES GOLF COURSE | TANK 1 | TANK 1 Compartment | Permanently Out of Use | 500 | TRUE |  | Gasoline (containing <=10% ethanol) | FALSE | Unknown | Salt River Pima-Maricopa Indian Community of the Salt River Reservation, Arizona | PAVILION LAKES GOLF COURSE | 8870 E. INDIAN BEND ROAD | Scottsdale | AZ | 85256
9 | SALT026 | PAVILION LAKES GOLF COURSE | TANK 2 | TANK 2 Compartment | Permanently Out of Use | 10000 | TRUE |  | Gasoline (containing <=10% ethanol) | FALSE | Unknown | Salt River Pima-Maricopa Indian Community of the Salt River Reservation, Arizona | PAVILION LAKES GOLF COURSE | 8870 E. INDIAN BEND ROAD | Scottsdale | AZ | 85256
9 | SALT027 | TRI-CITY LANDFILL | TANK 1 | TANK 1 Compartment | Permanently Out of Use | 1000 | TRUE |  | Used Oil | FALSE | Unknown | Salt River Pima-Maricopa Indian Community of the Salt River Reservation, Arizona | TRI-CITY LANDFILL | 2327 BEELINE HWY | Higley | AZ | 85236
9 | SALT028 | BIA IRRIGATION SITE | TANK 1 | TANK 1 Compartment | Permanently Out of Use | 10000 | TRUE |  | Gasoline (containing <=10% ethanol) | FALSE | Unknown | Salt River Pima-Maricopa Indian Community of the Salt River Reservation, Arizona | BIA IRRIGATION SITE | corner of N. Longmore Rd and E. Osborn Rd | Scottsdale | AZ | 85250
9 | SALT028 | BIA IRRIGATION SITE | TANK 4 | TANK 4 Compartment | Permanently Out of Use | 500 | TRUE |  | Used Oil | FALSE | Unknown | Salt River Pima-Maricopa Indian Community of the Salt River Reservation, Arizona | BIA IRRIGATION SITE | corner of N. Longmore Rd and E. Osborn Rd | Scottsdale | AZ | 85250
9 | SALT028 | BIA IRRIGATION SITE | TANK 3 | TANK 3 Compartment | Permanently Out of Use | 500 | TRUE |  | Used Oil | FALSE | Unknown | Salt River Pima-Maricopa Indian Community of the Salt River Reservation, Arizona | BIA IRRIGATION SITE | corner of N. Longmore Rd and E. Osborn Rd | Scottsdale | AZ | 85250
9 | SALT028 | BIA IRRIGATION SITE | TANK 2 | TANK 2 Compartment | Permanently Out of Use | 5000 | TRUE |  | Diesel | FALSE | Unknown | Salt River Pima-Maricopa Indian Community of the Salt River Reservation, Arizona | BIA IRRIGATION SITE | corner of N. Longmore Rd and E. Osborn Rd | Scottsdale | AZ | 85250
9 | SALT030 | SCOTTSDALE COMMUNITY COLLEGE | TANK 1 | TANK 1 Compartment | Permanently Out of Use | 500 | TRUE |  | Diesel | FALSE | Unknown | Salt River Pima-Maricopa Indian Community of the Salt River Reservation, Arizona | SCOTTSDALE COMMUNITY COLLEGE | 9000 E. CHAPARRAL ROAD | Scottsdale | AZ | 85250
9 | SALT030 | SCOTTSDALE COMMUNITY COLLEGE | TANK 4 | TANK 4 Compartment | Permanently Out of Use | 500 | TRUE |  | Diesel | FALSE | Unknown | Salt River Pima-Maricopa Indian Community of the Salt River Reservation, Arizona | SCOTTSDALE COMMUNITY COLLEGE | 9000 E. CHAPARRAL ROAD | Scottsdale | AZ | 85250
9 | SALT030 | SCOTTSDALE COMMUNITY COLLEGE | TANK 3 | TANK 3 Compartment | Permanently Out of Use | 1000 | TRUE |  | Gasoline (containing <=10% ethanol) | FALSE | Unknown | Salt River Pima-Maricopa Indian Community of the Salt River Reservation, Arizona | SCOTTSDALE COMMUNITY COLLEGE | 9000 E. CHAPARRAL ROAD | Scottsdale | AZ | 85250
9 | SALT030 | SCOTTSDALE COMMUNITY COLLEGE | TANK 2 | TANK 2 Compartment | Permanently Out of Use | 500 | TRUE |  | Gasoline (containing <=10% ethanol) | FALSE | Unknown | Salt River Pima-Maricopa Indian Community of the Salt River Reservation, Arizona | SCOTTSDALE COMMUNITY COLLEGE | 9000 E. CHAPARRAL ROAD | Scottsdale | AZ | 85250
9 | SALT032 | STAYSHONS (aka CHAPPARAL) CHEVRON | TANK 1 | TANK 1 Compartment | Currently in Use | 10000 | TRUE |  | Diesel | TRUE | Spill Bucket | Salt River Pima-Maricopa Indian Community of the Salt River Reservation, Arizona | STAYSHONS (aka CHAPPARAL) CHEVRON | 8823 E. CHAPARRAL Rd. | Scottsdale | AZ | 85250
9 | SALT032 | STAYSHONS (aka CHAPPARAL) CHEVRON | TANK 4 | TANK 4 Compartment | Currently in Use | 15000 | TRUE |  | Gasoline (containing <=10% ethanol) | TRUE | Spill Bucket | Salt River Pima-Maricopa Indian Community of the Salt River Reservation, Arizona | STAYSHONS (aka CHAPPARAL) CHEVRON | 8823 E. CHAPARRAL Rd. | Scottsdale | AZ | 85250
9 | SALT032 | STAYSHONS (aka CHAPPARAL) CHEVRON | TANK 3 | TANK 3 Compartment | Currently in Use | 15000 | TRUE |  | Gasoline (containing <=10% ethanol) | TRUE | Spill Bucket | Salt River Pima-Maricopa Indian Community of the Salt River Reservation, Arizona | STAYSHONS (aka CHAPPARAL) CHEVRON | 8823 E. CHAPARRAL Rd. | Scottsdale | AZ | 85250
9 | SALT032 | STAYSHONS (aka CHAPPARAL) CHEVRON | TANK 2 | TANK 2 Compartment | Currently in Use | 15000 | TRUE |  | Gasoline (containing <=10% ethanol) | TRUE | Spill Bucket | Salt River Pima-Maricopa Indian Community of the Salt River Reservation, Arizona | STAYSHONS (aka CHAPPARAL) CHEVRON | 8823 E. CHAPARRAL Rd. | Scottsdale | AZ | 85250
9 | SALT033 | TRIPLE B SHELL SERVICE STATION | TANK 1 | TANK 1 Compartment | Permanently Out of Use | 2000 | TRUE |  | Gasoline (containing <=10% ethanol) | FALSE | Unknown | Salt River Pima-Maricopa Indian Community of the Salt River Reservation, Arizona | TRIPLE B SHELL SERVICE STATION | 11134 N BEELINE HWY (HWY 87) | Scottsdale | AZ | 85256
9 | SALT033 | TRIPLE B SHELL SERVICE STATION | TANK 2 | TANK 2 Compartment | Permanently Out of Use | 2000 | TRUE |  | Gasoline (containing <=10% ethanol) | FALSE | Unknown | Salt River Pima-Maricopa Indian Community of the Salt River Reservation, Arizona | TRIPLE B SHELL SERVICE STATION | 11134 N BEELINE HWY (HWY 87) | Scottsdale | AZ | 85256
9 | SALT034 | PHILIPPS 66 | TANK 1 | TANK 1 Compartment | Permanently Out of Use | 1000 | TRUE |  | Gasoline (containing <=10% ethanol) | FALSE | Unknown | Salt River Pima-Maricopa Indian Community of the Salt River Reservation, Arizona | PHILIPPS 66 | LONGMORE RD & MCDOWELL RD | Scottsdale | AZ | 85250
9 | SALT034 | PHILIPPS 66 | TANK 4 | TANK 4 Compartment | Permanently Out of Use | 1000 | TRUE |  | Gasoline (containing <=10% ethanol) | FALSE | Unknown | Salt River Pima-Maricopa Indian Community of the Salt River Reservation, Arizona | PHILIPPS 66 | LONGMORE RD & MCDOWELL RD | Scottsdale | AZ | 85250
9 | SALT034 | PHILIPPS 66 | TANK 3 | TANK 3 Compartment | Permanently Out of Use | 1000 | TRUE |  | Gasoline (containing <=10% ethanol) | FALSE | Unknown | Salt River Pima-Maricopa Indian Community of the Salt River Reservation, Arizona | PHILIPPS 66 | LONGMORE RD & MCDOWELL RD | Scottsdale | AZ | 85250
9 | SALT034 | PHILIPPS 66 | TANK 2 | TANK 2 Compartment | Permanently Out of Use | 1000 | TRUE |  | Gasoline (containing <=10% ethanol) | FALSE | Unknown | Salt River Pima-Maricopa Indian Community of the Salt River Reservation, Arizona | PHILIPPS 66 | LONGMORE RD & MCDOWELL RD | Scottsdale | AZ | 85250
9 | SALT039 | Salt River Indian Community Fuel Facility | TANK 1 | TANK 1 Compartment | Permanently Out of Use | 6000 | TRUE | 1999-03-24 | Gasoline (containing <=10% ethanol) | FALSE | Unknown | Salt River Pima-Maricopa Indian Community of the Salt River Reservation, Arizona | Salt River Indian Community Fuel Facility | 10005 E. Osborne Rd. | Scottsdale | AZ | 85256
9 | SALT039 | Salt River Indian Community Fuel Facility | TANK 3 | TANK 3 Compartment | Permanently Out of Use | 8000 | TRUE |  | Diesel | FALSE | Unknown | Salt River Pima-Maricopa Indian Community of the Salt River Reservation, Arizona | Salt River Indian Community Fuel Facility | 10005 E. Osborne Rd. | Scottsdale | AZ | 85256
9 | SALT039 | Salt River Indian Community Fuel Facility | TANK 2 | TANK 2 Compartment | Permanently Out of Use | 8000 | TRUE | 1999-03-24 | Diesel | FALSE | Unknown | Salt River Pima-Maricopa Indian Community of the Salt River Reservation, Arizona | Salt River Indian Community Fuel Facility | 10005 E. Osborne Rd. | Scottsdale | AZ | 85256
9 | SALT041 | ON AUK MOR CHEVRON | TANK 1 | TANK 1 Compartment | Currently in Use | 20000 | TRUE |  | Gasoline (containing <=10% ethanol) | TRUE | Spill Bucket | Salt River Pima-Maricopa Indian Community of the Salt River Reservation, Arizona | ON AUK MOR CHEVRON | 8001 E McKellips Rd | Scottsdale | AZ | 85256
9 | SALT041 | ON AUK MOR CHEVRON | TANK 3 | TANK 3 Compartment | Currently in Use | 8000 | TRUE |  | Diesel | TRUE | Spill Bucket | Salt River Pima-Maricopa Indian Community of the Salt River Reservation, Arizona | ON AUK MOR CHEVRON | 8001 E McKellips Rd | Scottsdale | AZ | 85256
9 | SALT041 | ON AUK MOR CHEVRON | TANK 2 | TANK 2 Compartment | Currently in Use | 15000 | TRUE |  | Gasoline (containing <=10% ethanol) | TRUE | Spill Bucket | Salt River Pima-Maricopa Indian Community of the Salt River Reservation, Arizona | ON AUK MOR CHEVRON | 8001 E McKellips Rd | Scottsdale | AZ | 85256
9 | SALT042 | TAYLOR FARMS | TANK 1 | TANK 1 Compartment | Permanently Out of Use | 8000 | TRUE | 2001-07-03 | Gasoline (containing <=10% ethanol) | FALSE | Unknown | Salt River Pima-Maricopa Indian Community of the Salt River Reservation, Arizona | TAYLOR FARMS | CENTER & HIGHLAND ROAD | Scottsdale | AZ | 85256
9 | SALT042 | TAYLOR FARMS | TANK 3 | TANK 3 Compartment | Permanently Out of Use | 4000 | TRUE | 2001-07-03 | Diesel | FALSE | Unknown | Salt River Pima-Maricopa Indian Community of the Salt River Reservation, Arizona | TAYLOR FARMS | CENTER & HIGHLAND ROAD | Scottsdale | AZ | 85256
9 | SALT042 | TAYLOR FARMS | TANK 2 | TANK 2 Compartment | Permanently Out of Use | 8000 | TRUE | 2001-07-03 | Diesel | FALSE | Unknown | Salt River Pima-Maricopa Indian Community of the Salt River Reservation, Arizona | TAYLOR FARMS | CENTER & HIGHLAND ROAD | Scottsdale | AZ | 85256
9 | SALT043 | VENTURA MARKET CHEVRON | TANK 1 | TANK 1 Compartment | Currently in Use | 20000 | TRUE | 2005-12-12 | Gasoline (containing <=10% ethanol) | TRUE | Spill Bucket | Salt River Pima-Maricopa Indian Community of the Salt River Reservation, Arizona | VENTURA MARKET CHEVRON | 9211 e Via De Ventura | Scottsdale | AZ | 85258
9 | SALT043 | VENTURA MARKET CHEVRON | TANK 2B | TANK 2B Compartment | Currently in Use | 8000 | TRUE | 2005-12-12 | Diesel | TRUE | Spill Bucket | Salt River Pima-Maricopa Indian Community of the Salt River Reservation, Arizona | VENTURA MARKET CHEVRON | 9211 e Via De Ventura | Scottsdale | AZ | 85258
9 | SALT043 | VENTURA MARKET CHEVRON | TANK 2A | TANK 2A Compartment | Currently in Use | 12000 | TRUE | 2005-12-12 | Gasoline (containing <=10% ethanol) | TRUE | Spill Bucket | Salt River Pima-Maricopa Indian Community of the Salt River Reservation, Arizona | VENTURA MARKET CHEVRON | 9211 e Via De Ventura | Scottsdale | AZ | 85258
9 | SANC001 | PERIDOT MARKETING BUILDING | TANK 1 | TANK 1 Compartment | Permanently Out of Use | 1000 | TRUE |  | Gasoline (containing <=10% ethanol) | FALSE | Unknown | San Carlos Apache Tribe of the San Carlos Reservation, Arizona | PERIDOT MARKETING BUILDING | NW corner of APACHE and TONTO ROADS | San Carlos | AZ | 85550
9 | SANC001 | PERIDOT MARKETING BUILDING | TANK 2 | TANK 2 Compartment | Permanently Out of Use | 1000 | TRUE |  | Gasoline (containing <=10% ethanol) | FALSE | Unknown | San Carlos Apache Tribe of the San Carlos Reservation, Arizona | PERIDOT MARKETING BUILDING | NW corner of APACHE and TONTO ROADS | San Carlos | AZ | 85550
9 | SANC002 | APACHE BURGER | TANK 1 | TANK 1 Compartment | Permanently Out of Use | 6000 | TRUE |  | Gasoline (containing <=10% ethanol) | TRUE | Spill Bucket | San Carlos Apache Tribe of the San Carlos Reservation, Arizona | "PERIDOT COMPLEX (aka, APACHE BURGER)" | HWY 70 | Peridot | AZ | 85542
9 | SANC002 | APACHE BURGER | TANK 10 | TANK 10 Compartment | Currently in Use | 7000 | TRUE |  | Diesel | FALSE | Unknown | San Carlos Apache Tribe of the San Carlos Reservation, Arizona | "PERIDOT COMPLEX (aka, APACHE BURGER)" | HWY 70 | Peridot | AZ | 85542
9 | SANC002 | APACHE BURGER | TANK 9 | TANK 9 Compartment | Currently in Use | 8000 | TRUE |  | Gasoline (containing <=10% ethanol) | TRUE | Spill Bucket | San Carlos Apache Tribe of the San Carlos Reservation, Arizona | "PERIDOT COMPLEX (aka, APACHE BURGER)" | HWY 70 | Peridot | AZ | 85542
9 | SANC002 | APACHE BURGER | TANK 8 | TANK 8 Compartment | Currently in Use | 15000 | TRUE |  | Gasoline (containing <=10% ethanol) | TRUE | Spill Bucket | San Carlos Apache Tribe of the San Carlos Reservation, Arizona | "PERIDOT COMPLEX (aka, APACHE BURGER)" | HWY 70 | Peridot | AZ | 85542
9 | SANC002 | APACHE BURGER | TANK 7 | TANK 7 Compartment | Permanently Out of Use | 10000 | TRUE |  | Gasoline (containing <=10% ethanol) | TRUE | Spill Bucket | San Carlos Apache Tribe of the San Carlos Reservation, Arizona | "PERIDOT COMPLEX (aka, APACHE BURGER)" | HWY 70 | Peridot | AZ | 85542
9 | SANC002 | APACHE BURGER | TANK 6 | TANK 6 Compartment | Permanently Out of Use | 8000 | TRUE |  | Gasoline (containing <=10% ethanol) | TRUE | Spill Bucket | San Carlos Apache Tribe of the San Carlos Reservation, Arizona | "PERIDOT COMPLEX (aka, APACHE BURGER)" | HWY 70 | Peridot | AZ | 85542
9 | SANC002 | APACHE BURGER | TANK 5 | TANK 5 Compartment | Permanently Out of Use | 550 | TRUE |  | Diesel | FALSE | Unknown | San Carlos Apache Tribe of the San Carlos Reservation, Arizona | "PERIDOT COMPLEX (aka, APACHE BURGER)" | HWY 70 | Peridot | AZ | 85542
9 | SANC002 | APACHE BURGER | TANK 4 | TANK 4 Compartment | Permanently Out of Use | 550 | TRUE |  | Diesel | FALSE | Unknown | San Carlos Apache Tribe of the San Carlos Reservation, Arizona | "PERIDOT COMPLEX (aka, APACHE BURGER)" | HWY 70 | Peridot | AZ | 85542
9 | SANC002 | APACHE BURGER | TANK 3 | TANK 3 Compartment | Permanently Out of Use | 2000 | TRUE |  | Diesel | FALSE | Unknown | San Carlos Apache Tribe of the San Carlos Reservation, Arizona | "PERIDOT COMPLEX (aka, APACHE BURGER)" | HWY 70 | Peridot | AZ | 85542
9 | SANC002 | APACHE BURGER | TANK 2 | TANK 2 Compartment | Permanently Out of Use | 2000 | TRUE |  | Diesel | FALSE | Unknown | San Carlos Apache Tribe of the San Carlos Reservation, Arizona | "PERIDOT COMPLEX (aka, APACHE BURGER)" | HWY 70 | Peridot | AZ | 85542
9 | SANC005 | SAN CARLOS RADIO COMM. LINK | TANK 1 | TANK 1 Compartment | Permanently Out of Use | 500 | TRUE |  | Gasoline (containing <=10% ethanol) | FALSE | Unknown | San Carlos Apache Tribe of the San Carlos Reservation, Arizona | SAN CARLOS RADIO COMM. LINK | "7.5 N. OF BYLAS, AZ" | San Carlos | AZ | 85550
9 | SANC006 | BIA AIRPORT & NATURAL RESOURCES BLDG (BRANCH OF FORESTRY) | TANK 1 | TANK 1 Compartment | Permanently Out of Use | 12000 | TRUE |  | Gasoline (containing <=10% ethanol) | FALSE | Unknown | San Carlos Apache Tribe of the San Carlos Reservation, Arizona | BIA AIRPORT & NATURAL RESOURCES BLDG (BRANCH OF FORESTRY) | SAN CARLOS AIRPORT | San Carlos | AZ | 85550
9 | SANC006 | BIA AIRPORT & NATURAL RESOURCES BLDG (BRANCH OF FORESTRY) | TANK 3 | TANK 3 Compartment | Permanently Out of Use | 5000 | TRUE |  | Gasoline (containing <=10% ethanol) | FALSE | Unknown | San Carlos Apache Tribe of the San Carlos Reservation, Arizona | BIA AIRPORT & NATURAL RESOURCES BLDG (BRANCH OF FORESTRY) | SAN CARLOS AIRPORT | San Carlos | AZ | 85550
9 | SANC006 | BIA AIRPORT & NATURAL RESOURCES BLDG (BRANCH OF FORESTRY) | TANK 2 | TANK 2 Compartment | Permanently Out of Use | 10000 | TRUE |  | Gasoline (containing <=10% ethanol) | FALSE | Unknown | San Carlos Apache Tribe of the San Carlos Reservation, Arizona | BIA AIRPORT & NATURAL RESOURCES BLDG (BRANCH OF FORESTRY) | SAN CARLOS AIRPORT | San Carlos | AZ | 85550
9 | SANC007 | BIA POINT OF PINES | TANK 1 | TANK 1 Compartment | Permanently Out of Use | 5000 | TRUE |  | Gasoline (containing <=10% ethanol) | FALSE | Unknown | San Carlos Apache Tribe of the San Carlos Reservation, Arizona | BIA POINT OF PINES | "POINT OF PINES FIRE CAMP ROAD 1800" | San Carlos | AZ | 85550
9 | SANC007 | BIA POINT OF PINES | TANK 2 | TANK 2 Compartment | Permanently Out of Use | 1800 | TRUE |  | Diesel | FALSE | Unknown | San Carlos Apache Tribe of the San Carlos Reservation, Arizona | BIA POINT OF PINES | "POINT OF PINES FIRE CAMP ROAD 1800" | San Carlos | AZ | 85550
9 | SANC008 | PHELPS DODGE BLACK RIVER PUMP STATION | TANK 1 | TANK 1 Compartment | Permanently Out of Use | 300000 | TRUE | 1945-01-01 | Diesel | FALSE | Unknown | San Carlos Apache Tribe of the San Carlos Reservation, Arizona | PHELPS DODGE BLACK RIVER PUMP STATION | POINT OF PINES | San Carlos | AZ | 85550
9 | SANC009 | IHS - SAN CARLOS HOSPITAL | TANK 1 | TANK 1 Compartment | Permanently Out of Use | 250 | TRUE |  | Diesel | FALSE | Unknown | San Carlos Apache Tribe of the San Carlos Reservation, Arizona | IHS - SAN CARLOS HOSPITAL | SAN CARLOS HOSPITAL | Miami | AZ | 85539
9 | SANC009 | IHS - SAN CARLOS HOSPITAL | TANK 3 | TANK 3 Compartment | Permanently Out of Use |  | TRUE |  | Diesel | FALSE | Unknown | San Carlos Apache Tribe of the San Carlos Reservation, Arizona | IHS - SAN CARLOS HOSPITAL | SAN CARLOS HOSPITAL | Miami | AZ | 85539
9 | SANC009 | IHS - SAN CARLOS HOSPITAL | TANK 2 | TANK 2 Compartment | Permanently Out of Use |  | TRUE |  | Diesel | FALSE | Unknown | San Carlos Apache Tribe of the San Carlos Reservation, Arizona | IHS - SAN CARLOS HOSPITAL | SAN CARLOS HOSPITAL | Miami | AZ | 85539
9 | SANC010 | AT&T COMMUNICATIONS - WINKELMAN | TANK 1 | TANK 1 Compartment | Permanently Out of Use | 3000 | TRUE |  | Diesel | FALSE | Unknown | San Carlos Apache Tribe of the San Carlos Reservation, Arizona | AT&T COMMUNICATIONS - WINKELMAN | 10 MI SE OF WINKELMAN | Winkelman | AZ | 85292
9 | SANC011 | BIA COOLIDGE DAM GOV'T QUARTERS | TANK 1 | TANK 1 Compartment | Permanently Out of Use | 3000 | TRUE |  | Gasoline (containing <=10% ethanol) | FALSE | Unknown | San Carlos Apache Tribe of the San Carlos Reservation, Arizona | BIA COOLIDGE DAM GOV'T QUARTERS | COOLIDGE DAM STAR ROUTE | Peridot | AZ | 85542
9 | SANC011 | BIA COOLIDGE DAM GOV'T QUARTERS | TANK 2 | TANK 2 Compartment | Permanently Out of Use | 3000 | TRUE |  | Gasoline (containing <=10% ethanol) | FALSE | Unknown | San Carlos Apache Tribe of the San Carlos Reservation, Arizona | BIA COOLIDGE DAM GOV'T QUARTERS | COOLIDGE DAM STAR ROUTE | Peridot | AZ | 85542
9 | SANC012 | SAN CARLOS SCHOOL BUS FACILITY | TANK 1 | TANK 1 Compartment | Permanently Out of Use | 1000 | TRUE |  | Gasoline (containing <=10% ethanol) | FALSE | Unknown | San Carlos Apache Tribe of the San Carlos Reservation, Arizona | SAN CARLOS SCHOOL BUS FACILITY | "MOTORPOOL FACILITY P.O. BOX 207" | San Carlos | AZ | 85550
9 | SANC012 | SAN CARLOS SCHOOL BUS FACILITY | TANK 3 | TANK 3 Compartment | Permanently Out of Use | 6000 | TRUE |  | Diesel | FALSE | Unknown | San Carlos Apache Tribe of the San Carlos Reservation, Arizona | SAN CARLOS SCHOOL BUS FACILITY | "MOTORPOOL FACILITY P.O. BOX 207" | San Carlos | AZ | 85550
9 | SANC012 | SAN CARLOS SCHOOL BUS FACILITY | TANK 2 | TANK 2 Compartment | Permanently Out of Use | 1000 | TRUE |  | Gasoline (containing <=10% ethanol) | FALSE | Unknown | San Carlos Apache Tribe of the San Carlos Reservation, Arizona | SAN CARLOS SCHOOL BUS FACILITY | "MOTORPOOL FACILITY P.O. BOX 207" | San Carlos | AZ | 85550
9 | SANC013 | NOLINE'S COUNTRY STORE | TANK 1 | TANK 1 Compartment | Currently in Use | 10000 | TRUE |  | Gasoline (containing <=10% ethanol) | TRUE | Spill Bucket | San Carlos Apache Tribe of the San Carlos Reservation, Arizona | NOLINE'S COUNTRY STORE | 566 HWY-70 | Peridot | AZ | 85542
9 | SANC013 | NOLINE'S COUNTRY STORE | TANK 3 | TANK 3 Compartment | Currently in Use | 6000 | TRUE |  | Gasoline (containing <=10% ethanol) | TRUE | Spill Bucket | San Carlos Apache Tribe of the San Carlos Reservation, Arizona | NOLINE'S COUNTRY STORE | 566 HWY-70 | Peridot | AZ | 85542
9 | SANC013 | NOLINE'S COUNTRY STORE | TANK 2 | TANK 2 Compartment | Currently in Use | 10000 | TRUE |  | Gasoline (containing <=10% ethanol) | TRUE | Spill Bucket | San Carlos Apache Tribe of the San Carlos Reservation, Arizona | NOLINE'S COUNTRY STORE | 566 HWY-70 | Peridot | AZ | 85542
9 | SANC016 | Mount Turnbull Apache Market | TANK 1 | TANK 1 Compartment | Permanently Out of Use | 10000 | TRUE |  | Gasoline (containing <=10% ethanol) | FALSE | Unknown | San Carlos Apache Tribe of the San Carlos Reservation, Arizona | Mount Turnbull Apache Market | 297 E. Hwy 70 | Bylas | AZ | 85530
9 | SANC016 | Mount Turnbull Apache Market | TANK 4 | TANK 4 Compartment | Currently in Use | 6000 | TRUE |  | Gasoline (containing <=10% ethanol) | TRUE | Spill Bucket | San Carlos Apache Tribe of the San Carlos Reservation, Arizona | Mount Turnbull Apache Market | 297 E. Hwy 70 | Bylas | AZ | 85530
9 | SANC016 | Mount Turnbull Apache Market | TANK 3 | TANK 3 Compartment | Currently in Use | 12000 | TRUE |  | Diesel | TRUE | Spill Bucket | San Carlos Apache Tribe of the San Carlos Reservation, Arizona | Mount Turnbull Apache Market | 297 E. Hwy 70 | Bylas | AZ | 85530
9 | SANC016 | Mount Turnbull Apache Market | TANK 2 | TANK 2 Compartment | Permanently Out of Use | 10000 | TRUE |  | Gasoline (containing <=10% ethanol) | FALSE | Unknown | San Carlos Apache Tribe of the San Carlos Reservation, Arizona | Mount Turnbull Apache Market | 297 E. Hwy 70 | Bylas | AZ | 85530
9 | SANC017 | SAN CARLOS AIRPORT | TANK 1 | TANK 1 Compartment | Permanently Out of Use | 6000 | TRUE |  | Gasoline (containing <=10% ethanol) | FALSE | Spill Bucket | San Carlos Apache Tribe of the San Carlos Reservation, Arizona | SAN CARLOS AIRPORT | PO. BOX 2430 | Globe | AZ | 85502
9 | SANC017 | SAN CARLOS AIRPORT | TANK 2 | TANK 2 Compartment | Permanently Out of Use | 6000 | TRUE |  | Gasoline (containing <=10% ethanol) | FALSE | Spill Bucket | San Carlos Apache Tribe of the San Carlos Reservation, Arizona | SAN CARLOS AIRPORT | PO. BOX 2430 | Globe | AZ | 85502
9 | SANC018 | SAN CARLOS MARKETPLACE (Former San Carlos Service Station) | TANK 1 | TANK 1 Compartment | Permanently Out of Use | 10000 | TRUE | 2011-11-01 | Gasoline (containing <=10% ethanol) | TRUE | Spill Bucket | San Carlos Apache Tribe of the San Carlos Reservation, Arizona | SAN CARLOS MARKETPLACE (Former San Carlos Service Station) | "SERVICE STATION ROADP.O. BOX 1212" | San Carlos | AZ | 85550
9 | SANC018 | SAN CARLOS MARKETPLACE (Former San Carlos Service Station) | TANK 6 | TANK 6 Compartment | Temporarily Out of Use | 6000 | TRUE | 2021-01-01 | Gasoline (containing <=10% ethanol) |  |  | San Carlos Apache Tribe of the San Carlos Reservation, Arizona | SAN CARLOS MARKETPLACE (Former San Carlos Service Station) | "SERVICE STATION ROADP.O. BOX 1212" | San Carlos | AZ | 85550
9 | SANC018 | SAN CARLOS MARKETPLACE (Former San Carlos Service Station) | TANK 5 | TANK 5 Compartment | Permanently Out of Use | 8000 | TRUE | 2012-07-03 | Gasoline/Diesel (Legacy) |  |  | San Carlos Apache Tribe of the San Carlos Reservation, Arizona | SAN CARLOS MARKETPLACE (Former San Carlos Service Station) | "SERVICE STATION ROADP.O. BOX 1212" | San Carlos | AZ | 85550
9 | SANC018 | SAN CARLOS MARKETPLACE (Former San Carlos Service Station) | TANK 4 | TANK 4 Compartment | Permanently Out of Use | 1000 | TRUE | 2011-11-01 | Gasoline (containing <=10% ethanol) | FALSE | Unknown | San Carlos Apache Tribe of the San Carlos Reservation, Arizona | SAN CARLOS MARKETPLACE (Former San Carlos Service Station) | "SERVICE STATION ROADP.O. BOX 1212" | San Carlos | AZ | 85550
9 | SANC018 | SAN CARLOS MARKETPLACE (Former San Carlos Service Station) | TANK 3 | TANK 3 Compartment | Permanently Out of Use | 1000 | TRUE | 2011-11-01 | Gasoline (containing <=10% ethanol) | FALSE | Unknown | San Carlos Apache Tribe of the San Carlos Reservation, Arizona | SAN CARLOS MARKETPLACE (Former San Carlos Service Station) | "SERVICE STATION ROADP.O. BOX 1212" | San Carlos | AZ | 85550
9 | SANC018 | SAN CARLOS MARKETPLACE (Former San Carlos Service Station) | TANK 2 | TANK 2 Compartment | Permanently Out of Use | 7500 | TRUE | 2011-11-01 | Gasoline (containing <=10% ethanol) | FALSE | Unknown | San Carlos Apache Tribe of the San Carlos Reservation, Arizona | SAN CARLOS MARKETPLACE (Former San Carlos Service Station) | "SERVICE STATION ROADP.O. BOX 1212" | San Carlos | AZ | 85550
9 | SANC019 | SAN CARLOS LAKE STORE (SODA CANYON COMPLEX) | TANK 1 | TANK 1 Compartment | Permanently Out of Use | 10000 | TRUE | 2022-06-15 | Gasoline (containing <=10% ethanol) | TRUE | Spill Bucket | San Carlos Apache Tribe of the San Carlos Reservation, Arizona | SAN CARLOS LAKE STORE (SODA CANYON COMPLEX) | "HCR 1, INDIAN ROUTE 6" | Peridot | AZ | 85542
9 | SANC019 | SAN CARLOS LAKE STORE (SODA CANYON COMPLEX) | TANK 2 | TANK 2 Compartment | Permanently Out of Use | 10000 | TRUE | 2022-06-15 | Gasoline (containing <=10% ethanol) | TRUE | Spill Bucket | San Carlos Apache Tribe of the San Carlos Reservation, Arizona | SAN CARLOS LAKE STORE (SODA CANYON COMPLEX) | "HCR 1, INDIAN ROUTE 6" | Peridot | AZ | 85542
9 | SANC020 | BIA SAN CARLOS POLICE DEPT. | TANK 1 | TANK 1 Compartment | Permanently Out of Use | 5000 | TRUE |  | Gasoline (containing <=10% ethanol) | FALSE | Unknown | San Carlos Apache Tribe of the San Carlos Reservation, Arizona | BIA SAN CARLOS POLICE DEPT. | PINAL ST. | San Carlos | AZ | 85550
9 | SANC021 | SAN CARLOS RECREATION AND WILDLIFE DEPT. | TANK 1 | TANK 1 Compartment | Permanently Out of Use | 8000 | TRUE |  | Gasoline (containing <=10% ethanol) | FALSE | Unknown | San Carlos Apache Tribe of the San Carlos Reservation, Arizona | SAN CARLOS RECREATION AND WILDLIFE DEPT. | HWY 70 and MOON BASE RD. | Peridot | AZ | 85542
9 | SANC021 | SAN CARLOS RECREATION AND WILDLIFE DEPT. | TANK 2 | TANK 2 Compartment | Permanently Out of Use | 4000 | TRUE |  | Gasoline (containing <=10% ethanol) | FALSE | Unknown | San Carlos Apache Tribe of the San Carlos Reservation, Arizona | SAN CARLOS RECREATION AND WILDLIFE DEPT. | HWY 70 and MOON BASE RD. | Peridot | AZ | 85542
9 | SANC022 | OLD PERIDOT aka RUMPKE STORE | TANK 1 | TANK 1 Compartment | Permanently Out of Use | 1000 | TRUE |  | Gasoline (containing <=10% ethanol) | FALSE | Unknown | San Carlos Apache Tribe of the San Carlos Reservation, Arizona | OLD PERIDOT aka RUMPKE STORE | NO STREET ADDRESS | San Carlos | AZ | 85550
9 | SANC023 | WHEECH STORE | TANK 1 | TANK 1 Compartment | Permanently Out of Use |  | TRUE |  | Gasoline (containing <=10% ethanol) | FALSE | Unknown | San Carlos Apache Tribe of the San Carlos Reservation, Arizona | WHEECH STORE | South end of San Carlos Ave. in downtown San Carlos | San Carlos | AZ | 85550
9 | SANC023 | WHEECH STORE | TANK 2 | TANK 2 Compartment | Permanently Out of Use |  | TRUE |  | Gasoline (containing <=10% ethanol) | FALSE | Unknown | San Carlos Apache Tribe of the San Carlos Reservation, Arizona | WHEECH STORE | South end of San Carlos Ave. in downtown San Carlos | San Carlos | AZ | 85550
9 | SANC024 | SENECA LAKE RESORT | TANK 1 | TANK 1 Compartment | Permanently Out of Use | 10000 | TRUE | 2000-10-08 | Gasoline (containing <=10% ethanol) | TRUE | Spill Bucket | San Carlos Apache Tribe of the San Carlos Reservation, Arizona | SENECA LAKE RESORT | HWY 77 five Miles South of. SALT RIVER GORGE | Globe | AZ | 85502
9 | SANC024 | SENECA LAKE RESORT | TANK 2 | TANK 2 Compartment | Permanently Out of Use | 10000 | TRUE | 2009-10-06 | Gasoline (containing <=10% ethanol) | FALSE | Unknown | San Carlos Apache Tribe of the San Carlos Reservation, Arizona | SENECA LAKE RESORT | HWY 77 five Miles South of. SALT RIVER GORGE | Globe | AZ | 85502
9 | SANC025 | APACHE GOLD CHEVRON | TANK 1 | TANK 1 Compartment | Currently in Use | 15000 | TRUE | 1999-06-01 | Gasoline (containing <=10% ethanol) | TRUE | Spill Bucket | San Carlos Apache Tribe of the San Carlos Reservation, Arizona | APACHE GOLD CHEVRON | "HWY 70 IN CUTTER, AZ - 6 MI EAST OF GLOBE, AZ" | San Carlos | AZ | 85550
9 | SANC025 | APACHE GOLD CHEVRON | TANK 3 | TANK 3 Compartment | Currently in Use | 7000 | TRUE | 1999-06-01 | Diesel | TRUE | Spill Bucket | San Carlos Apache Tribe of the San Carlos Reservation, Arizona | APACHE GOLD CHEVRON | "HWY 70 IN CUTTER, AZ - 6 MI EAST OF GLOBE, AZ" | San Carlos | AZ | 85550
9 | SANC025 | APACHE GOLD CHEVRON | TANK 2 | TANK 2 Compartment | Currently in Use | 8000 | TRUE | 1999-06-01 | Gasoline (containing <=10% ethanol) | TRUE | Spill Bucket | San Carlos Apache Tribe of the San Carlos Reservation, Arizona | APACHE GOLD CHEVRON | "HWY 70 IN CUTTER, AZ - 6 MI EAST OF GLOBE, AZ" | San Carlos | AZ | 85550
9 | SANC033 | San Carlos T11 ranch | TANK 1 | TANK 1 Compartment | Permanently Out of Use | 1000 | TRUE | 1980-01-01 | Unknown Petroleum | FALSE | Unknown | San Carlos Apache Tribe of the San Carlos Reservation, Arizona | San Carlos T11 ranch | "Highway 70, Mile Post 260" | San Carlos | AZ
9 | SANC035 | SANC035 - Point of Pines Ranch | Tank 1 | 1 | Permanently Out of Use | 1000 | TRUE |  | Unknown Petroleum |  |  | San Carlos Apache Tribe of the San Carlos Reservation, Arizona | Point of Pines Ranch | Indian Route 8 and POP Ranch Road | Point of Pines | AZ
9 | SANC036 | SANC036 - San Carlos Anchor 7 Ranch | Tank 1 | 1 | Permanently Out of Use | 1500 | TRUE |  | Unknown Petroleum |  |  | San Carlos Apache Tribe of the San Carlos Reservation, Arizona | San Carlos Anchor 7 Ranch | North of 7 Mile Wash District | San Carlos | AZ | 85550
9 | SANC037 | Little Hollywood UST site | TANK 1 | TANK 1 Compartment | Permanently Out of Use | 1000 | TRUE |  | Gasoline (containing <=10% ethanol) | FALSE | Unknown | San Carlos Apache Tribe of the San Carlos Reservation, Arizona | Little Hollywood UST site | Highway 70 (5 miles east of Peridot) | Peridot | AZ | 85542
9 | SANC038 | Slaughter Mountain UST site | TANK 1 | TANK 1 Compartment | Permanently Out of Use | 1000 | TRUE |  | Gasoline (containing <=10% ethanol) | FALSE | Unknown | San Carlos Apache Tribe of the San Carlos Reservation, Arizona | Slaughter Mountain UST site | About 45 miles east of San Carlos on an unnamed road about 15 miles north of Highway 70 | San Carlos | AZ | 85550
9 | SANC047 | SANC047 - Former gas station between two palm trees | Tank 1 | 1 | Permanently Out of Use | 2700 | TRUE |  | Unknown Petroleum |  |  | San Carlos Apache Tribe of the San Carlos Reservation, Arizona | Former gas station between two palm trees | Hway 70 | Bylas | AZ | 85530
9 | SANP001 | San Pasqual Fuel Station | Tank 1 | Compartment 1 | Currently in Use | 30000 | TRUE | 2020-11-05 | Gasoline (containing <=10% ethanol) |  | Spill Bucket | San Pasqual Band of Diegueno Mission Indians of California | San Pasqual Fuel Station | 31267 Valley Center Road | Valley Center | CA | 92082
9 | SANP001 | San Pasqual Fuel Station | Tank 5 | Compartment 5 | Currently in Use | 8000 | TRUE | 2020-11-05 | Other | TRUE | Spill Bucket | San Pasqual Band of Diegueno Mission Indians of California | San Pasqual Fuel Station | 31267 Valley Center Road | Valley Center | CA | 92082
9 | SANP001 | San Pasqual Fuel Station | Tank 4 | Compartment 4 | Currently in Use | 8000 | TRUE | 2020-11-05 | Gasoline (containing <=10% ethanol) | TRUE | Spill Bucket | San Pasqual Band of Diegueno Mission Indians of California | San Pasqual Fuel Station | 31267 Valley Center Road | Valley Center | CA | 92082
9 | SANP001 | San Pasqual Fuel Station | Tank 3 | Compartment 3 | Currently in Use | 20000 | TRUE | 2020-11-05 | Diesel | TRUE | Spill Bucket | San Pasqual Band of Diegueno Mission Indians of California | San Pasqual Fuel Station | 31267 Valley Center Road | Valley Center | CA | 92082
9 | SANP001 | San Pasqual Fuel Station | Tank 2 | Compartment 2 | Currently in Use | 22000 | TRUE | 2020-11-05 | Diesel |  | Spill Bucket | San Pasqual Band of Diegueno Mission Indians of California | San Pasqual Fuel Station | 31267 Valley Center Road | Valley Center | CA | 92082
9 | SANX001 | EMPIRE MACHINERY (SUBSIDIARY) | TANK 1 | TANK 1 Compartment | Permanently Out of Use | 15000 | TRUE |  | Diesel | FALSE | Unknown | Tohono O'odham Nation of Arizona | EMPIRE MACHINERY (SUBSIDIARY) | 7600 S. NOGALES HWY | Tucson | AZ | 85706
9 | SANX001 | EMPIRE MACHINERY (SUBSIDIARY) | TANK 9 | TANK 9 Compartment | Permanently Out of Use | 10000 | TRUE |  | Hazardous Substance | FALSE | Unknown | Tohono O'odham Nation of Arizona | EMPIRE MACHINERY (SUBSIDIARY) | 7600 S. NOGALES HWY | Tucson | AZ | 85706
9 | SANX001 | EMPIRE MACHINERY (SUBSIDIARY) | TANK 8 | TANK 8 Compartment | Permanently Out of Use | 10000 | TRUE |  | Hazardous Substance | FALSE | Unknown | Tohono O'odham Nation of Arizona | EMPIRE MACHINERY (SUBSIDIARY) | 7600 S. NOGALES HWY | Tucson | AZ | 85706
9 | SANX001 | EMPIRE MACHINERY (SUBSIDIARY) | TANK 7 | TANK 7 Compartment | Permanently Out of Use | 6000 | TRUE |  | Used Oil | FALSE | Unknown | Tohono O'odham Nation of Arizona | EMPIRE MACHINERY (SUBSIDIARY) | 7600 S. NOGALES HWY | Tucson | AZ | 85706
9 | SANX001 | EMPIRE MACHINERY (SUBSIDIARY) | TANK 6 | TANK 6 Compartment | Permanently Out of Use | 6000 | TRUE |  | Mixture Of Substances | FALSE | Unknown | Tohono O'odham Nation of Arizona | EMPIRE MACHINERY (SUBSIDIARY) | 7600 S. NOGALES HWY | Tucson | AZ | 85706
9 | SANX001 | EMPIRE MACHINERY (SUBSIDIARY) | TANK 5 | TANK 5 Compartment | Permanently Out of Use | 6000 | TRUE |  | Mixture Of Substances | FALSE | Unknown | Tohono O'odham Nation of Arizona | EMPIRE MACHINERY (SUBSIDIARY) | 7600 S. NOGALES HWY | Tucson | AZ | 85706
9 | SANX001 | EMPIRE MACHINERY (SUBSIDIARY) | TANK 4 | TANK 4 Compartment | Permanently Out of Use | 6000 | TRUE |  | Hazardous Substance | FALSE | Unknown | Tohono O'odham Nation of Arizona | EMPIRE MACHINERY (SUBSIDIARY) | 7600 S. NOGALES HWY | Tucson | AZ | 85706
9 | SANX001 | EMPIRE MACHINERY (SUBSIDIARY) | TANK 3 | TANK 3 Compartment | Permanently Out of Use | 10000 | TRUE |  | Gasoline (containing <=10% ethanol) | FALSE | Unknown | Tohono O'odham Nation of Arizona | EMPIRE MACHINERY (SUBSIDIARY) | 7600 S. NOGALES HWY | Tucson | AZ | 85706
9 | SANX001 | EMPIRE MACHINERY (SUBSIDIARY) | TANK 2 | TANK 2 Compartment | Permanently Out of Use | 15000 | TRUE |  | Diesel | FALSE | Unknown | Tohono O'odham Nation of Arizona | EMPIRE MACHINERY (SUBSIDIARY) | 7600 S. NOGALES HWY | Tucson | AZ | 85706
9 | SANX002 | PAPAGO FARM CO-OP aka SAN XAVIER DISTRICT COOP | TANK 1 | TANK 1 Compartment | Permanently Out of Use | 1000 | TRUE | 1981-01-01 | Gasoline (containing <=10% ethanol) | FALSE | Unknown | Tohono O'odham Nation of Arizona | PAPAGO FARM CO-OP aka SAN XAVIER DISTRICT COOP | "IR 19 AT EXIT 92SAN XAVIER CO-OP RD." | Sells | AZ | 85634
9 | SANX002 | PAPAGO FARM CO-OP aka SAN XAVIER DISTRICT COOP | TANK 2 | TANK 2 Compartment | Permanently Out of Use | 1000 | TRUE | 1980-01-01 | Diesel | FALSE | Unknown | Tohono O'odham Nation of Arizona | PAPAGO FARM CO-OP aka SAN XAVIER DISTRICT COOP | "IR 19 AT EXIT 92SAN XAVIER CO-OP RD." | Sells | AZ | 85634
9 | SANX003 | WESTERN AUTO AND TRUCK REPAIR | TANK 1 | TANK 1 Compartment | Permanently Out of Use | 5000 | TRUE |  | Gasoline (containing <=10% ethanol) | FALSE | Unknown | Tohono O'odham Nation of Arizona | WESTERN AUTO AND TRUCK REPAIR | 7400 S. NOGALES HWY | Tucson | AZ | 85706
9 | SANX003 | WESTERN AUTO AND TRUCK REPAIR | TANK 2 | TANK 2 Compartment | Permanently Out of Use | 5000 | TRUE |  | Gasoline (containing <=10% ethanol) | FALSE | Unknown | Tohono O'odham Nation of Arizona | WESTERN AUTO AND TRUCK REPAIR | 7400 S. NOGALES HWY | Tucson | AZ | 85706
9 | SAR001 | Yokut Gas - Santa Rosa Rancheria | 001 | 001 Compartment | Currently in Use | 25000 | TRUE | 2016-12-09 | Gasoline (containing <=10% ethanol) |  |  | Santa Rosa Indian Community of the Santa Rosa Rancheria, California | Tachi Market | 17051 Jersey Avenue | LeMoore | CA | 93245
9 | SAR001 | Yokut Gas - Santa Rosa Rancheria | 005 | 005 Compartment | Currently in Use | 12000 | TRUE | 2016-12-09 | Other | TRUE | Spill Bucket | Santa Rosa Indian Community of the Santa Rosa Rancheria, California | Tachi Market | 17051 Jersey Avenue | LeMoore | CA | 93245
9 | SAR001 | Yokut Gas - Santa Rosa Rancheria | 004 | 004 Compartment | Currently in Use | 12000 | TRUE | 2016-12-09 | Gasoline (containing <=10% ethanol) | TRUE | Spill Bucket | Santa Rosa Indian Community of the Santa Rosa Rancheria, California | Tachi Market | 17051 Jersey Avenue | LeMoore | CA | 93245
9 | SAR001 | Yokut Gas - Santa Rosa Rancheria | 003 | 003 Compartment | Currently in Use | 10000 | TRUE | 2016-12-09 | Diesel | TRUE | Spill Bucket | Santa Rosa Indian Community of the Santa Rosa Rancheria, California | Tachi Market | 17051 Jersey Avenue | LeMoore | CA | 93245
9 | SAR001 | Yokut Gas - Santa Rosa Rancheria | 002 | 002 Compartment | Currently in Use | 10000 | TRUE | 2016-12-09 | Gasoline (containing <=10% ethanol) | TRUE | Spill Bucket | Santa Rosa Indian Community of the Santa Rosa Rancheria, California | Tachi Market | 17051 Jersey Avenue | LeMoore | CA | 93245
9 | SHI001 | Red Hawk Travel Center (formerly Shingle Springs Express Fuels - Placerville) | 001 | 001 Compartment | Currently in Use | 20000 | TRUE | 2016-07-01 | Gasoline (containing <=10% ethanol) | TRUE |  | Shingle Springs Band of Miwok Indians, Shingle Springs Rancheria (Verona Tract), California | Red Hawk Travel Center (formerly Express Fuels) | 3920 Shingle Springs drive | Placerville | CA | 95667
9 | SHI001 | Red Hawk Travel Center (formerly Shingle Springs Express Fuels - Placerville) | 003 | 003 Compartment | Currently in Use | 8000 | TRUE | 2016-07-01 | Diesel | TRUE | Spill Bucket | Shingle Springs Band of Miwok Indians, Shingle Springs Rancheria (Verona Tract), California | Red Hawk Travel Center (formerly Express Fuels) | 3920 Shingle Springs drive | Placerville | CA | 95667
9 | SHI001 | Red Hawk Travel Center (formerly Shingle Springs Express Fuels - Placerville) | 002 | 002 Compartment | Currently in Use | 12000 | TRUE | 2016-07-01 | Gasoline (containing <=10% ethanol) | TRUE | Spill Bucket | Shingle Springs Band of Miwok Indians, Shingle Springs Rancheria (Verona Tract), California | Red Hawk Travel Center (formerly Express Fuels) | 3920 Shingle Springs drive | Placerville | CA | 95667
9 | SMBM001 | UST discovered during construction, and subsequently removed without notifying EPA. Southern California Edison contacted EPA after the Tribe had already removed the UST. The Tribe had converted the land into Trust land circa 2011, and the UST very likely predated this change in land status. | 1 | 1 | Permanently Out of Use | 5000 | TRUE | 2021-01-11 | Unknown Petroleum |  |  | Yuhaaviatam of San Manuel Nation | SCE Substation Easement | Piedmont Dr | Highland | CA | 92346
9 | SMRR001 | Smith River Rancheria Station Lucky 7 Fuel Mart | TANK 1 | TANK 1 Compartment | Currently in Use | 20000 | TRUE |  | Gasoline (containing <=10% ethanol) | TRUE | Spill Bucket | Tolowa Dee-ni' Nation | Smith River Rancheria Station Lucky 7 Fuel Mart | 13450 Hwy 101 North | Smith River | CA | 95567
9 | SMRR001 | Smith River Rancheria Station Lucky 7 Fuel Mart | TANK 3 | TANK 3 Compartment | Currently in Use | 12000 | TRUE |  | Diesel | TRUE | Spill Bucket | Tolowa Dee-ni' Nation | Smith River Rancheria Station Lucky 7 Fuel Mart | 13450 Hwy 101 North | Smith River | CA | 95567
9 | SMRR001 | Smith River Rancheria Station Lucky 7 Fuel Mart | TANK 2 | TANK 2 Compartment | Currently in Use | 10000 | TRUE |  | Gasoline (containing <=10% ethanol) | TRUE | Spill Bucket | Tolowa Dee-ni' Nation | Smith River Rancheria Station Lucky 7 Fuel Mart | 13450 Hwy 101 North | Smith River | CA | 95567
9 | SOBO001 | Former Jones Ranch Property | Tank 1 | Tank 1 Compartment | Permanently Out of Use | 550 | TRUE | 1899-12-31 | Gasoline (containing <=10% ethanol) |  |  | Soboba Band of Luiseno Indians, California | Former Jones Ranch Property | P.O. Box 487 | San Jacinto | CA | 92581
9 | SUS001 | DIAMOND MOUNTAIN MINI-MART | TANK 1 | TANK 1 Compartment | Currently in Use | 20000 | TRUE | 2004-04-01 | Gasoline (containing <=10% ethanol) | TRUE | Spill Bucket | Susanville Indian Rancheria, California | DIAMOND MOUNTAIN MINI-MART | 910 Skyline Dr. | Susanville | CA | 96130
9 | SUS001 | DIAMOND MOUNTAIN MINI-MART | TANK 3 | TANK 3 Compartment | Currently in Use | 6000 | TRUE | 2004-04-01 | Diesel | TRUE | Spill Bucket | Susanville Indian Rancheria, California | DIAMOND MOUNTAIN MINI-MART | 910 Skyline Dr. | Susanville | CA | 96130
9 | SUS001 | DIAMOND MOUNTAIN MINI-MART | TANK 2 | TANK 2 Compartment | Currently in Use | 10000 | TRUE | 2004-04-01 | Gasoline (containing <=10% ethanol) | TRUE | Spill Bucket | Susanville Indian Rancheria, California | DIAMOND MOUNTAIN MINI-MART | 910 Skyline Dr. | Susanville | CA | 96130
9 | SYCU001 | Sycuan Market | Tank 1 - Unleaded | Tank 1 - Unleaded Compartment | Currently in Use | 30000 | TRUE | 2019-09-13 | Gasoline (containing <=10% ethanol) |  | Spill Bucket | Sycuan Band of the Kumeyaay Nation | Sycuan Market | 4915 Dehesa Road | El Cajon | CA | 92019
9 | SYCU001 | Sycuan Market | Tank 3 - Diesel | Tank 3 - Diesel Compartment | Currently in Use | 20000 | TRUE | 2019-09-13 | Diesel |  | Spill Bucket | Sycuan Band of the Kumeyaay Nation | Sycuan Market | 4915 Dehesa Road | El Cajon | CA | 92019
9 | SYCU001 | Sycuan Market | Tank 2 - Premium | Tank 2 - Premium Compartment | Currently in Use | 20000 | TRUE | 2019-09-13 | Gasoline (containing <=10% ethanol) |  | Spill Bucket | Sycuan Band of the Kumeyaay Nation | Sycuan Market | 4915 Dehesa Road | El Cajon | CA | 92019
9 | TOHO001 | KITT PEAK NATIONAL OBSERVATORY (NSF) | TANK 1 | TANK 1 Compartment | Permanently Out of Use | 500 | TRUE |  | Gasoline (containing <=10% ethanol) | FALSE | Unknown | Tohono O'odham Nation of Arizona | KITT PEAK NATIONAL OBSERVATORY (NSF) | State Route 386 | Sells | AZ | 85634
9 | TOHO001 | KITT PEAK NATIONAL OBSERVATORY (NSF) | TANK 2 | TANK 2 Compartment | Permanently Out of Use | 500 | TRUE |  | Gasoline (containing <=10% ethanol) | FALSE | Unknown | Tohono O'odham Nation of Arizona | KITT PEAK NATIONAL OBSERVATORY (NSF) | State Route 386 | Sells | AZ | 85634
9 | TOHO001 | KITT PEAK NATIONAL OBSERVATORY (NSF) | TANK 3 | TANK 3 Compartment | Permanently Out of Use | 1000 | TRUE |  | Gasoline (containing <=10% ethanol) | FALSE | Unknown | Tohono O'odham Nation of Arizona | KITT PEAK NATIONAL OBSERVATORY (NSF) | State Route 386 | Sells | AZ | 85634
9 | TOHO001 | KITT PEAK NATIONAL OBSERVATORY (NSF) | TANK 4 | TANK 4 Compartment | Permanently Out of Use | 2000 | TRUE |  | Gasoline (containing <=10% ethanol) | FALSE | Unknown | Tohono O'odham Nation of Arizona | KITT PEAK NATIONAL OBSERVATORY (NSF) | State Route 386 | Sells | AZ | 85634
9 | TOHO001 | KITT PEAK NATIONAL OBSERVATORY (NSF) | TANK 5 | TANK 5 Compartment | Permanently Out of Use | 1000 | TRUE |  | Gasoline (containing <=10% ethanol) | FALSE | Unknown | Tohono O'odham Nation of Arizona | KITT PEAK NATIONAL OBSERVATORY (NSF) | State Route 386 | Sells | AZ | 85634
9 | TOHO001 | KITT PEAK NATIONAL OBSERVATORY (NSF) | TANK 6 | TANK 6 Compartment | Permanently Out of Use | 3000 | TRUE |  | Diesel | FALSE | Unknown | Tohono O'odham Nation of Arizona | KITT PEAK NATIONAL OBSERVATORY (NSF) | State Route 386 | Sells | AZ | 85634
9 | TOHO001 | KITT PEAK NATIONAL OBSERVATORY (NSF) | TANK 7 | TANK 7 Compartment | Permanently Out of Use | 2000 | TRUE |  | Gasoline (containing <=10% ethanol) | FALSE | Unknown | Tohono O'odham Nation of Arizona | KITT PEAK NATIONAL OBSERVATORY (NSF) | State Route 386 | Sells | AZ | 85634
9 | TOHO001 | KITT PEAK NATIONAL OBSERVATORY (NSF) | TANK 8 | TANK 8 Compartment | Permanently Out of Use | 1000 | TRUE |  | Diesel | FALSE | Unknown | Tohono O'odham Nation of Arizona | KITT PEAK NATIONAL OBSERVATORY (NSF) | State Route 386 | Sells | AZ | 85634
9 | TOHO001 | KITT PEAK NATIONAL OBSERVATORY (NSF) | TANK 9 | TANK 9 Compartment | Permanently Out of Use | 4000 | TRUE | 2024-06-19 | Gasoline (containing <=10% ethanol) | TRUE | Spill Bucket | Tohono O'odham Nation of Arizona | KITT PEAK NATIONAL OBSERVATORY (NSF) | State Route 386 | Sells | AZ | 85634
9 | TOHO001 | KITT PEAK NATIONAL OBSERVATORY (NSF) | TANK 10 | TANK 10 Compartment | Permanently Out of Use | 4000 | TRUE | 2024-06-19 | Diesel | TRUE | Spill Bucket | Tohono O'odham Nation of Arizona | KITT PEAK NATIONAL OBSERVATORY (NSF) | State Route 386 | Sells | AZ | 85634
9 | TOHO001 | KITT PEAK NATIONAL OBSERVATORY (NSF) | TANK 11 | TANK 11 Compartment | Permanently Out of Use | 1000 | TRUE |  | Diesel | FALSE | Unknown | Tohono O'odham Nation of Arizona | KITT PEAK NATIONAL OBSERVATORY (NSF) | State Route 386 | Sells | AZ | 85634
9 | TOHO001 | KITT PEAK NATIONAL OBSERVATORY (NSF) | TANK 12 | TANK 12 Compartment | Permanently Out of Use | 1000 | TRUE |  | Diesel | FALSE | Unknown | Tohono O'odham Nation of Arizona | KITT PEAK NATIONAL OBSERVATORY (NSF) | State Route 386 | Sells | AZ | 85634
9 | TOHO002 | SANTA ROSA RANCH SCHOOL | TANK 1 | TANK 1 Compartment | Permanently Out of Use | 1000 | TRUE |  | Gasoline (containing <=10% ethanol) | FALSE | Unknown | Tohono O'odham Nation of Arizona | SANTA ROSA RANCH SCHOOL | "BIA RTE. 35 (8 MILES N. OF SR 86)" | Sells | AZ | 85634
9 | TOHO004 | SAN XAVIER MISSION | TANK 1 | TANK 1 Compartment | Permanently Out of Use | 2100 | TRUE |  | Gasoline (containing <=10% ethanol) | FALSE | Unknown | Tohono O'odham Nation of Arizona | SAN XAVIER MISSION | SAN XAVIER MSSION ROAD | Tucson | AZ | 85716
9 | TOHO005 | PISINEMO VILLAGE CHURCH | TANK 1 | TANK 1 Compartment | Permanently Out of Use | 1000 | TRUE | 1998-12-15 | Gasoline (containing <=10% ethanol) | FALSE | Unknown | Tohono O'odham Nation of Arizona | PISINEMO VILLAGE CHURCH | NO STREET ADDRESS | Sells | AZ | 85634
9 | TOHO006 | QUIJOTOA TRADING POST aka GU ACHI T.P. | TANK 1 | TANK 1 Compartment | Permanently Out of Use | 8000 | TRUE |  | Gasoline (containing <=10% ethanol) | FALSE | Unknown | Tohono O'odham Nation of Arizona | QUIJOTOA TRADING POST aka GU ACHI T.P. | GU-ACHI DISTRICT | Sells | AZ | 85634
9 | TOHO006 | QUIJOTOA TRADING POST aka GU ACHI T.P. | TANK 2 | TANK 2 Compartment | Permanently Out of Use | 2000 | TRUE |  | Gasoline (containing <=10% ethanol) | FALSE | Unknown | Tohono O'odham Nation of Arizona | QUIJOTOA TRADING POST aka GU ACHI T.P. | GU-ACHI DISTRICT | Sells | AZ | 85634
9 | TOHO006 | QUIJOTOA TRADING POST aka GU ACHI T.P. | TANK 3 | TANK 3 Compartment | Permanently Out of Use | 2000 | TRUE |  | Gasoline (containing <=10% ethanol) | FALSE | Unknown | Tohono O'odham Nation of Arizona | QUIJOTOA TRADING POST aka GU ACHI T.P. | GU-ACHI DISTRICT | Sells | AZ | 85634
9 | TOHO006 | QUIJOTOA TRADING POST aka GU ACHI T.P. | TANK 4 | TANK 4 Compartment | Permanently Out of Use | 1500 | TRUE |  | Kerosene | FALSE | Unknown | Tohono O'odham Nation of Arizona | QUIJOTOA TRADING POST aka GU ACHI T.P. | GU-ACHI DISTRICT | Sells | AZ | 85634
9 | TOHO007 | BABOQUIVARI SCHOOL DIST. | TANK 1 | TANK 1 Compartment | Permanently Out of Use | 10000 | TRUE |  | Gasoline (containing <=10% ethanol) | FALSE | Unknown | Tohono O'odham Nation of Arizona | BABOQUIVARI SCHOOL DIST. | "P.O. BOX 248SR 86" | Sells | AZ | 85634
9 | TOHO007 | BABOQUIVARI SCHOOL DIST. | TANK 2 | TANK 2 Compartment | Permanently Out of Use | 8000 | TRUE |  | Gasoline (containing <=10% ethanol) | FALSE | Unknown | Tohono O'odham Nation of Arizona | BABOQUIVARI SCHOOL DIST. | "P.O. BOX 248SR 86" | Sells | AZ | 85634
9 | TOHO007 | BABOQUIVARI SCHOOL DIST. | TANK 3 | TANK 3 Compartment | Permanently Out of Use | 4000 | TRUE |  | Diesel | FALSE | Unknown | Tohono O'odham Nation of Arizona | BABOQUIVARI SCHOOL DIST. | "P.O. BOX 248SR 86" | Sells | AZ | 85634
9 | TOHO007 | BABOQUIVARI SCHOOL DIST. | TANK 4 | TANK 4 Compartment | Permanently Out of Use | 10000 | TRUE |  | Diesel | FALSE | Unknown | Tohono O'odham Nation of Arizona | BABOQUIVARI SCHOOL DIST. | "P.O. BOX 248SR 86" | Sells | AZ | 85634
9 | TOHO008 | PAPAGO TRIBAL UTILITY AUTHORITY | TANK 1 | TANK 1 Compartment | Permanently Out of Use | 12000 | TRUE |  | Gasoline (containing <=10% ethanol) | FALSE | Unknown | Tohono O'odham Nation of Arizona | PAPAGO TRIBAL UTILITY AUTHORITY | 1/2 MI WEST OF SELLS ON RT 86 | Sells | AZ | 85634
9 | TOHO008 | PAPAGO TRIBAL UTILITY AUTHORITY | TANK 2 | TANK 2 Compartment | Permanently Out of Use | 5000 | TRUE |  | Diesel | FALSE | Unknown | Tohono O'odham Nation of Arizona | PAPAGO TRIBAL UTILITY AUTHORITY | 1/2 MI WEST OF SELLS ON RT 86 | Sells | AZ | 85634
9 | TOHO009 | GSA MOTOR POOL | TANK 1 | TANK 1 Compartment | Permanently Out of Use | 10000 | TRUE |  | Gasoline (containing <=10% ethanol) | FALSE | Unknown | Tohono O'odham Nation of Arizona | GSA MOTOR POOL | NO STREET ADDRESS | Sells | AZ | 85634
9 | TOHO010 | SELLS DISTRICT SERVICE STATION | TANK 1 | TANK 1 Compartment | Permanently Out of Use | 10000 | TRUE |  | Gasoline (containing <=10% ethanol) | FALSE | Unknown | Tohono O'odham Nation of Arizona | SELLS DISTRICT SERVICE STATION | S.R. 86 | Sells | AZ | 85634
9 | TOHO010 | SELLS DISTRICT SERVICE STATION | TANK 2 | TANK 2 Compartment | Permanently Out of Use | 4000 | TRUE |  | Gasoline (containing <=10% ethanol) | FALSE | Unknown | Tohono O'odham Nation of Arizona | SELLS DISTRICT SERVICE STATION | S.R. 86 | Sells | AZ | 85634
9 | TOHO010 | SELLS DISTRICT SERVICE STATION | TANK 3 | TANK 3 Compartment | Permanently Out of Use | 700 | TRUE |  | Gasoline (containing <=10% ethanol) | FALSE | Unknown | Tohono O'odham Nation of Arizona | SELLS DISTRICT SERVICE STATION | S.R. 86 | Sells | AZ | 85634
9 | TOHO010 | SELLS DISTRICT SERVICE STATION | TANK 4 | TANK 4 Compartment | Permanently Out of Use | 1000 | TRUE |  | Gasoline (containing <=10% ethanol) | FALSE | Unknown | Tohono O'odham Nation of Arizona | SELLS DISTRICT SERVICE STATION | S.R. 86 | Sells | AZ | 85634
9 | TOHO010 | SELLS DISTRICT SERVICE STATION | TANK 5 | TANK 5 Compartment | Permanently Out of Use | 700 | TRUE |  | Gasoline (containing <=10% ethanol) | FALSE | Unknown | Tohono O'odham Nation of Arizona | SELLS DISTRICT SERVICE STATION | S.R. 86 | Sells | AZ | 85634
9 | TOHO010 | SELLS DISTRICT SERVICE STATION | TANK 6 | TANK 6 Compartment | Permanently Out of Use | 700 | TRUE |  | Gasoline (containing <=10% ethanol) | FALSE | Unknown | Tohono O'odham Nation of Arizona | SELLS DISTRICT SERVICE STATION | S.R. 86 | Sells | AZ | 85634
9 | TOHO010 | SELLS DISTRICT SERVICE STATION | TANK 7 | TANK 7 Compartment | Currently in Use | 12000 | TRUE |  | Gasoline (containing <=10% ethanol) | TRUE | Spill Bucket | Tohono O'odham Nation of Arizona | SELLS DISTRICT SERVICE STATION | S.R. 86 | Sells | AZ | 85634
9 | TOHO012 | BIA HQ aka ROADS SHOP | TANK 1 | TANK 1 Compartment | Permanently Out of Use | 12000 | TRUE | 2007-05-04 | Diesel | FALSE | Unknown | Tohono O'odham Nation of Arizona | BIA HQ aka ROADS SHOP | "BUILDING 49 CIRCLE DRIVE" | Sells | AZ | 85634
9 | TOHO012 | BIA HQ aka ROADS SHOP | TANK 2 | TANK 2 Compartment | Permanently Out of Use | 10000 | TRUE |  | Diesel | FALSE | Unknown | Tohono O'odham Nation of Arizona | BIA HQ aka ROADS SHOP | "BUILDING 49 CIRCLE DRIVE" | Sells | AZ | 85634
9 | TOHO012 | BIA HQ aka ROADS SHOP | TANK 3 | TANK 3 Compartment | Permanently Out of Use | 12000 | TRUE |  | Diesel | FALSE | Unknown | Tohono O'odham Nation of Arizona | BIA HQ aka ROADS SHOP | "BUILDING 49 CIRCLE DRIVE" | Sells | AZ | 85634
9 | TOHO013 | BIA - SAN SIMON SCHOOL | TANK 1 | TANK 1 Compartment | Permanently Out of Use | 2000 | TRUE |  | Gasoline (containing <=10% ethanol) | FALSE | Unknown | Tohono O'odham Nation of Arizona | BIA - SAN SIMON SCHOOL | "SAN SIMON SCHOOL SR 86 - MP 75" | Sells | AZ | 85634
9 | TOHO014 | BIA - SANTA ROSA BOARDING | TANK 1 | TANK 1 Compartment | Permanently Out of Use | 250 | TRUE | 2008-10-02 | Gasoline (containing <=10% ethanol) | FALSE | Unknown | Tohono O'odham Nation of Arizona | BIA - SANTA ROSA BOARDING | "SANTA ROSA BOARDING SCHOOL RTE 15 - MP 14" | Sells | AZ | 85634
9 | TOHO015 | TOPAWA AREA SITE aka FRANCISCAN FRIARS | TANK 1 | TANK 1 Compartment | Permanently Out of Use | 1000 | TRUE | 1998-12-15 | Gasoline (containing <=10% ethanol) | FALSE | Unknown | Tohono O'odham Nation of Arizona | TOPAWA AREA SITE aka FRANCISCAN FRIARS | NO STREET ADDRESS | Topawa | AZ | 85639
9 | TOHO015 | TOPAWA AREA SITE aka FRANCISCAN FRIARS | TANK 2 | TANK 2 Compartment | Permanently Out of Use | 1000 | TRUE | 1998-12-15 | Gasoline (containing <=10% ethanol) | FALSE | Unknown | Tohono O'odham Nation of Arizona | TOPAWA AREA SITE aka FRANCISCAN FRIARS | NO STREET ADDRESS | Topawa | AZ | 85639
9 | TOHO016 | ADOT TRACY MAINTENANCE CAMP | TANK 1 | TANK 1 Compartment | Permanently Out of Use | 1000 | TRUE | 1989-06-22 | Gasoline (containing <=10% ethanol) | FALSE | Unknown | Tohono O'odham Nation of Arizona | ADOT TRACY MAINTENANCE CAMP | SR 86 - MP 76 | Sells | AZ | 85634
9 | TOHO017 | SELLS OFFICE | TANK 1 | TANK 1 Compartment | Permanently Out of Use | 550 | TRUE |  | Diesel | FALSE | Unknown | Tohono O'odham Nation of Arizona | SELLS OFFICE | HILL AND BROADWAY | Sells | AZ | 85634
9 | TOHO019 | ASARCO MINE aka CYPRUS SIERRITA aka CYPRUS CASA GRANDE | TANK 1 | TANK 1 Compartment | Permanently Out of Use | 9000 | TRUE |  | Gasoline (containing <=10% ethanol) | FALSE | Unknown | Tohono O'odham Nation of Arizona | ASARCO MINE aka CYPRUS SIERRITA aka CYPRUS CASA GRANDE | P.O. BOX C6 | Green Valley | AZ | 85622
9 | TOHO019 | ASARCO MINE aka CYPRUS SIERRITA aka CYPRUS CASA GRANDE | TANK 2 | TANK 2 Compartment | Permanently Out of Use | 10000 | TRUE |  | Gasoline (containing <=10% ethanol) | FALSE | Unknown | Tohono O'odham Nation of Arizona | ASARCO MINE aka CYPRUS SIERRITA aka CYPRUS CASA GRANDE | P.O. BOX C6 | Green Valley | AZ | 85622
9 | TOHO019 | ASARCO MINE aka CYPRUS SIERRITA aka CYPRUS CASA GRANDE | TANK 3 | TANK 3 Compartment | Permanently Out of Use | 10000 | TRUE |  | Gasoline (containing <=10% ethanol) | FALSE | Unknown | Tohono O'odham Nation of Arizona | ASARCO MINE aka CYPRUS SIERRITA aka CYPRUS CASA GRANDE | P.O. BOX C6 | Green Valley | AZ | 85622
9 | TOHO019 | ASARCO MINE aka CYPRUS SIERRITA aka CYPRUS CASA GRANDE | TANK 4 | TANK 4 Compartment | Permanently Out of Use | 10000 | TRUE |  | Gasoline (containing <=10% ethanol) | FALSE | Unknown | Tohono O'odham Nation of Arizona | ASARCO MINE aka CYPRUS SIERRITA aka CYPRUS CASA GRANDE | P.O. BOX C6 | Green Valley | AZ | 85622
9 | TOHO019 | ASARCO MINE aka CYPRUS SIERRITA aka CYPRUS CASA GRANDE | TANK 5 | TANK 5 Compartment | Permanently Out of Use | 10000 | TRUE |  | Gasoline (containing <=10% ethanol) | FALSE | Unknown | Tohono O'odham Nation of Arizona | ASARCO MINE aka CYPRUS SIERRITA aka CYPRUS CASA GRANDE | P.O. BOX C6 | Green Valley | AZ | 85622
9 | TOHO020 | IHS - SELLS INDIAN HOSPITAL | TANK 1 | TANK 1 Compartment | Permanently Out of Use | 550 | TRUE |  | Gasoline (containing <=10% ethanol) | FALSE | Unknown | Tohono O'odham Nation of Arizona | IHS - SELLS INDIAN HOSPITAL | SR 86 | Sells | AZ | 85634
9 | TOHO021 | GU ACHI VIDEO MART (formerly SANTA ROSA TRADING POST) | TANK 1 | TANK 1 Compartment | Permanently Out of Use | 6000 | TRUE |  | Gasoline (containing <=10% ethanol) | FALSE | Unknown | Tohono O'odham Nation of Arizona | GU ACHI VIDEO MART (formerly SANTA ROSA TRADING POST) | "HC02 BOX 500 SANTA ROSA VILLAGE" | Sells | AZ | 85634
9 | TOHO021 | GU ACHI VIDEO MART (formerly SANTA ROSA TRADING POST) | TANK 2 | TANK 2 Compartment | Permanently Out of Use | 6000 | TRUE |  | Gasoline (containing <=10% ethanol) | FALSE | Unknown | Tohono O'odham Nation of Arizona | GU ACHI VIDEO MART (formerly SANTA ROSA TRADING POST) | "HC02 BOX 500 SANTA ROSA VILLAGE" | Sells | AZ | 85634
9 | TOHO021 | GU ACHI VIDEO MART (formerly SANTA ROSA TRADING POST) | TANK 3 | TANK 3 Compartment | Permanently Out of Use | 500 | TRUE |  | Kerosene | FALSE | Unknown | Tohono O'odham Nation of Arizona | GU ACHI VIDEO MART (formerly SANTA ROSA TRADING POST) | "HC02 BOX 500 SANTA ROSA VILLAGE" | Sells | AZ | 85634
9 | TOHO021 | GU ACHI VIDEO MART (formerly SANTA ROSA TRADING POST) | TANK 4 | TANK 4 Compartment | Permanently Out of Use | 500 | TRUE |  | Kerosene | FALSE | Unknown | Tohono O'odham Nation of Arizona | GU ACHI VIDEO MART (formerly SANTA ROSA TRADING POST) | "HC02 BOX 500 SANTA ROSA VILLAGE" | Sells | AZ | 85634
9 | TOHO022 | COVERED WELLS MISSION SITE | TANK 1 | TANK 1 Compartment | Permanently Out of Use | 500 | TRUE |  | Gasoline (containing <=10% ethanol) | FALSE | Unknown | Tohono O'odham Nation of Arizona | COVERED WELLS MISSION SITE | NO STREET ADDRESS | Sells | AZ | 85634
9 | TOHO023 | COVERED WELLS FUDS SITE | TANK 1 | TANK 1 Compartment | Permanently Out of Use | 16000 | TRUE |  | Diesel | FALSE | Unknown | Tohono O'odham Nation of Arizona | COVERED WELLS FUDS SITE | "NEAR COVERED WELLS, AZ" | Sells | AZ | 85634
9 | TOHO024 | TOHONO NATION MOTOR POOL aka SELLS TRIBAL GARAGE | TANK 1 | TANK 1 Compartment | Permanently Out of Use | 12000 | TRUE |  | Gasoline (containing <=10% ethanol) | FALSE | Unknown | Tohono O'odham Nation of Arizona | TOHONO NATION MOTOR POOL aka SELLS TRIBAL GARAGE | MAIN RD. - SELLS | Sells | AZ | 85634
9 | TOHO024 | TOHONO NATION MOTOR POOL aka SELLS TRIBAL GARAGE | TANK 2 | TANK 2 Compartment | Permanently Out of Use | 10000 | TRUE |  | Gasoline (containing <=10% ethanol) | FALSE | Unknown | Tohono O'odham Nation of Arizona | TOHONO NATION MOTOR POOL aka SELLS TRIBAL GARAGE | MAIN RD. - SELLS | Sells | AZ | 85634
9 | TOHO025 | OLD SELLS TRADING POST aka FIRE DEPT TRAINING CENTER | TANK 1 | TANK 1 Compartment | Permanently Out of Use | 2000 | TRUE |  | Gasoline (containing <=10% ethanol) | FALSE | Unknown | Tohono O'odham Nation of Arizona | OLD SELLS TRADING POST aka FIRE DEPT TRAINING CENTER | NW Corner of Main St & Broadway | Sells | AZ | 85634
9 | TOHO026 | BILL WALLACE CHEVRON STATION (SELLS DISTRICT) | TANK 1 | TANK 1 Compartment | Permanently Out of Use | 10000 | TRUE | 2006-11-28 | Gasoline (containing <=10% ethanol) | FALSE | Unknown | Tohono O'odham Nation of Arizona | BILL WALLACE CHEVRON STATION (SELLS DISTRICT) | "P.O. BOX 803, STATE ROUTE 86" | Sells | AZ | 85634
9 | TOHO026 | BILL WALLACE CHEVRON STATION (SELLS DISTRICT) | TANK 3 | TANK 3 Compartment | Permanently Out of Use | 5000 | TRUE | 2006-11-28 | Gasoline (containing <=10% ethanol) | FALSE | Unknown | Tohono O'odham Nation of Arizona | BILL WALLACE CHEVRON STATION (SELLS DISTRICT) | "P.O. BOX 803, STATE ROUTE 86" | Sells | AZ | 85634
9 | TOHO026 | BILL WALLACE CHEVRON STATION (SELLS DISTRICT) | TANK 2 | TANK 2 Compartment | Permanently Out of Use | 5000 | TRUE | 2006-11-28 | Gasoline (containing <=10% ethanol) | FALSE | Unknown | Tohono O'odham Nation of Arizona | BILL WALLACE CHEVRON STATION (SELLS DISTRICT) | "P.O. BOX 803, STATE ROUTE 86" | Sells | AZ | 85634
9 | TOHO027 | HICKIWAN DISTRICT STATION aka VAYA CHIN T.P. | TANK 1 | TANK 1 Compartment | Permanently Out of Use | 5000 | TRUE | 2007-10-30 | Gasoline (containing <=10% ethanol) | FALSE | Unknown | Tohono O'odham Nation of Arizona | HICKIWAN DISTRICT STATION aka VAYA CHIN T.P. | "STATE ROUTE 34VAYA CHIN VILLAGE" | Ajo | AZ | 85321
9 | TOHO027 | HICKIWAN DISTRICT STATION aka VAYA CHIN T.P. | TANK 2 | TANK 2 Compartment | Permanently Out of Use | 5000 | TRUE | 2007-10-30 | Gasoline (containing <=10% ethanol) | FALSE | Unknown | Tohono O'odham Nation of Arizona | HICKIWAN DISTRICT STATION aka VAYA CHIN T.P. | "STATE ROUTE 34VAYA CHIN VILLAGE" | Ajo | AZ | 85321
9 | TOHO029 | PISINEMO TRADING POST | TANK 1 | TANK 1 Compartment | Permanently Out of Use | 6000 | TRUE |  | Gasoline (containing <=10% ethanol) | FALSE | Unknown | Tohono O'odham Nation of Arizona | PISINEMO TRADING POST | Indian Route 28 | Pisinemo | AZ | 85634
9 | TOHO029 | PISINEMO TRADING POST | TANK 2 | TANK 2 Compartment | Permanently Out of Use | 5000 | TRUE |  | Gasoline (containing <=10% ethanol) | FALSE | Unknown | Tohono O'odham Nation of Arizona | PISINEMO TRADING POST | Indian Route 28 | Pisinemo | AZ | 85634
9 | TOHO029 | PISINEMO TRADING POST | TANK 3 | TANK 3 Compartment | Permanently Out of Use | 1000 | TRUE |  | Gasoline (containing <=10% ethanol) | FALSE | Unknown | Tohono O'odham Nation of Arizona | PISINEMO TRADING POST | Indian Route 28 | Pisinemo | AZ | 85634
9 | TOHO029 | PISINEMO TRADING POST | TANK 4 | TANK 4 Compartment | Permanently Out of Use | 500 | TRUE |  | Gasoline (containing <=10% ethanol) | FALSE | Unknown | Tohono O'odham Nation of Arizona | PISINEMO TRADING POST | Indian Route 28 | Pisinemo | AZ | 85634
9 | TOHO029 | PISINEMO TRADING POST | TANK 5 | TANK 5 Compartment | Permanently Out of Use | 500 | TRUE |  | Gasoline (containing <=10% ethanol) | FALSE | Unknown | Tohono O'odham Nation of Arizona | PISINEMO TRADING POST | Indian Route 28 | Pisinemo | AZ | 85634
9 | TOHO029 | PISINEMO TRADING POST | TANK 6 | TANK 6 Compartment | Permanently Out of Use | 1000 | TRUE |  | Gasoline (containing <=10% ethanol) | FALSE | Unknown | Tohono O'odham Nation of Arizona | PISINEMO TRADING POST | Indian Route 28 | Pisinemo | AZ | 85634
9 | TOHO032 | SELLS GAP FILLER ANNEX SITE | TANK 1 | TANK 1 Compartment | Permanently Out of Use | 16000 | TRUE | 1995-10-05 | Gasoline (containing <=10% ethanol) | FALSE | Unknown | Tohono O'odham Nation of Arizona | SELLS GAP FILLER ANNEX SITE | "STATE ROUTE 86, MILEPOST 96" | Sells | AZ | 85634
9 | TOHO035 | COCKLEBUR VILLAGE | TANK 1 | TANK 1 Compartment | Permanently Out of Use | 10000 | TRUE |  | Diesel | FALSE | Unknown | Tohono O'odham Nation of Arizona | COCKLEBUR VILLAGE | NO STREET ADDRESS | Sells | AZ | 85634
9 | TOHO037 | SELLS DISTRICT SHELL STATION | TANK 1 | TANK 1 Compartment | Currently in Use | 12000 | TRUE |  | Gasoline (containing <=10% ethanol) | TRUE | Spill Bucket | Tohono O'odham Nation of Arizona | SELLS DISTRICT SHELL STATION | "P.O. BOX 910STATE ROUTE 86" | Sells | AZ | 85634
9 | TOHO037 | SELLS DISTRICT SHELL STATION | TANK 3 | TANK 3 Compartment | Currently in Use | 4000 | TRUE |  | Diesel | TRUE | Spill Bucket | Tohono O'odham Nation of Arizona | SELLS DISTRICT SHELL STATION | "P.O. BOX 910STATE ROUTE 86" | Sells | AZ | 85634
9 | TOHO037 | SELLS DISTRICT SHELL STATION | TANK 2 | TANK 2 Compartment | Currently in Use | 8000 | TRUE |  | Gasoline (containing <=10% ethanol) | TRUE | Spill Bucket | Tohono O'odham Nation of Arizona | SELLS DISTRICT SHELL STATION | "P.O. BOX 910STATE ROUTE 86" | Sells | AZ | 85634
9 | TOHO038 | Desert Diamond Why Convenience Store | TANK 1 | TANK 1 Compartment | Currently in Use | 10000 | TRUE |  | Gasoline (containing <=10% ethanol) | TRUE | Spill Bucket | Tohono O'odham Nation of Arizona | Desert Diamond Casino Gas Station, aka Desert Diamond Why Convenience Store | Highway 86, Mile Post 55 | Ajo | AZ | 85321
9 | TOHO038 | Desert Diamond Why Convenience Store | TANK 4 | TANK 4 Compartment | Currently in Use | 10000 | TRUE |  | Diesel | TRUE | Spill Bucket | Tohono O'odham Nation of Arizona | Desert Diamond Casino Gas Station, aka Desert Diamond Why Convenience Store | Highway 86, Mile Post 55 | Ajo | AZ | 85321
9 | TOHO038 | Desert Diamond Why Convenience Store | TANK 3 | TANK 3 Compartment | Currently in Use | 10000 | TRUE |  | Gasoline (containing <=10% ethanol) | TRUE | Spill Bucket | Tohono O'odham Nation of Arizona | Desert Diamond Casino Gas Station, aka Desert Diamond Why Convenience Store | Highway 86, Mile Post 55 | Ajo | AZ | 85321
9 | TOHO038 | Desert Diamond Why Convenience Store | TANK 2 | TANK 2 Compartment | Currently in Use | 10000 | TRUE |  | Gasoline (containing <=10% ethanol) | TRUE | Spill Bucket | Tohono O'odham Nation of Arizona | Desert Diamond Casino Gas Station, aka Desert Diamond Why Convenience Store | Highway 86, Mile Post 55 | Ajo | AZ | 85321
9 | TOHO039 | OLD TEXACO STATION | TANK 1 | TANK 1 Compartment | Permanently Out of Use | 500 | TRUE | 2006-08-21 | Used Oil | FALSE | Unknown | Tohono O'odham Nation of Arizona | OLD TEXACO STATION | IN FRONT OF PAPAGO | Sells | AZ | 85634
9 | TOHO039 | OLD TEXACO STATION | TANK 3 | TANK 3 Compartment | Permanently Out of Use | 4000 | TRUE | 2006-08-21 | Gasoline (containing <=10% ethanol) | FALSE | Unknown | Tohono O'odham Nation of Arizona | OLD TEXACO STATION | IN FRONT OF PAPAGO | Sells | AZ | 85634
9 | TOHO039 | OLD TEXACO STATION | TANK 2 | TANK 2 Compartment | Permanently Out of Use | 1000 | TRUE | 2006-08-21 | Gasoline (containing <=10% ethanol) | FALSE | Unknown | Tohono O'odham Nation of Arizona | OLD TEXACO STATION | IN FRONT OF PAPAGO | Sells | AZ | 85634
9 | TOHO040 | COYOTE STORE | TANK 1 | TANK 1 Compartment | Abandoned | 12000 | TRUE | 2025-03-25 | Gasoline (containing <=10% ethanol) | TRUE | Spill Bucket | Tohono O'odham Nation of Arizona | COYOTE STORE | Hwy/State Route 86 at Mile Post 140 | Sells | AZ | 85634
9 | TOHO040 | COYOTE STORE | TANK 3 | TANK 3 Compartment | Abandoned | 4000 | TRUE | 2025-03-25 | Diesel | TRUE | Spill Bucket | Tohono O'odham Nation of Arizona | COYOTE STORE | Hwy/State Route 86 at Mile Post 140 | Sells | AZ | 85634
9 | TOHO040 | COYOTE STORE | TANK 2 | TANK 2 Compartment | Abandoned | 6000 | TRUE | 2025-03-25 | Gasoline (containing <=10% ethanol) | TRUE | Spill Bucket | Tohono O'odham Nation of Arizona | COYOTE STORE | Hwy/State Route 86 at Mile Post 140 | Sells | AZ | 85634
9 | TOHO044 | TOHO044 - BIA HQ BULL PEN | 1 | 1 | Permanently Out of Use | 10000 | TRUE |  | Gasoline (containing <=10% ethanol) |  |  | Tohono O'odham Nation of Arizona | BIA HQ BULL PEN |  | Sells | AZ | 85634
9 | TOHO044 | TOHO044 - BIA HQ BULL PEN | 2 | 2 | Permanently Out of Use | 12000 | TRUE |  | Diesel |  |  | Tohono O'odham Nation of Arizona | BIA HQ BULL PEN |  | Sells | AZ | 85634
9 | TOHO048 | TOHO048 - Tracy Store | 1 | 1 | Permanently Out of Use | 530 | TRUE |  | Unknown Petroleum |  |  | Tohono O'odham Nation of Arizona | Tracy Store | Pisinemo District | Sells | AZ | 85634
9 | TOHO050 | Vacant Lot South of Main Ave. | Tank 1 | Tank 1 Compartment | Abandoned | 2500 | TRUE | 2025-03-25 | Unknown Petroleum |  |  | Tohono O'odham Nation of Arizona | Vacant Lot South of Main Ave. | Main Ave. | Sells | AZ | 85634
9 | TOHO051 | Traveling Eagle Convenience Store | Tank 1 | Compartment 1 | Currently in Use | 15000 | TRUE | 2020-11-03 | Gasoline (containing <=10% ethanol) | TRUE |  | Tohono O'odham Nation of Arizona | Traveling Eagle Convenience Store | Highway 86 Mile Maker 74 | Sells | AZ | 85634
9 | TOHO051 | Traveling Eagle Convenience Store | Tank 3 | Compartment 1 | Currently in Use | 12000 | TRUE | 2020-11-03 | Diesel | TRUE | Spill Bucket | Tohono O'odham Nation of Arizona | Traveling Eagle Convenience Store | Highway 86 Mile Maker 74 | Sells | AZ | 85634
9 | TOHO051 | Traveling Eagle Convenience Store | Tank 2 | Compartment 1 | Currently in Use | 10000 | TRUE | 2020-11-03 | Gasoline (containing <=10% ethanol) | TRUE | Spill Bucket | Tohono O'odham Nation of Arizona | Traveling Eagle Convenience Store | Highway 86 Mile Maker 74 | Sells | AZ | 85634
9 | TOMA001 | TORRES MARTINEZ TRAVEL CENTER | TANK 1 | TANK 1 Compartment | Currently in Use | 15000 | TRUE |  | Diesel | FALSE | Unknown | Torres Martinez Desert Cahuilla Indians, California | TORRES MARTINEZ TRAVEL CENTER | 3095 Hwy 86 | Salton City | CA | 92275
9 | TOMA001 | TORRES MARTINEZ TRAVEL CENTER | TANK 5 | TANK 5 Compartment | Currently in Use | 20000 | TRUE | 2004-10-01 | Diesel | TRUE | Spill Bucket | Torres Martinez Desert Cahuilla Indians, California | TORRES MARTINEZ TRAVEL CENTER | 3095 Hwy 86 | Salton City | CA | 92275
9 | TOMA001 | TORRES MARTINEZ TRAVEL CENTER | TANK 4 | TANK 4 Compartment | Currently in Use | 5000 | TRUE |  | Other | TRUE | Spill Bucket | Torres Martinez Desert Cahuilla Indians, California | TORRES MARTINEZ TRAVEL CENTER | 3095 Hwy 86 | Salton City | CA | 92275
9 | TOMA001 | TORRES MARTINEZ TRAVEL CENTER | TANK 3 | TANK 3 Compartment | Currently in Use | 25000 | TRUE |  | Gasoline (containing <=10% ethanol) | TRUE | Spill Bucket | Torres Martinez Desert Cahuilla Indians, California | TORRES MARTINEZ TRAVEL CENTER | 3095 Hwy 86 | Salton City | CA | 92275
9 | TOMA001 | TORRES MARTINEZ TRAVEL CENTER | TANK 2 | TANK 2 Compartment | Currently in Use | 10000 | TRUE |  | Gasoline (containing <=10% ethanol) | TRUE | Spill Bucket | Torres Martinez Desert Cahuilla Indians, California | TORRES MARTINEZ TRAVEL CENTER | 3095 Hwy 86 | Salton City | CA | 92275
9 | TONT001 | Tonto Apache Market gas station. Tribally owned. Near casino entrance | 1 | 1 Compartment | Currently in Use | 20000 | TRUE | 1998-06-02 | Gasoline (containing <=10% ethanol) | TRUE | Spill Bucket | Tonto Apache Tribe of Arizona | Tonto Apache Market | 18 Tonto Apache Tribe Reservation | Payson | AZ | 85541
9 | TONT001 | Tonto Apache Market gas station. Tribally owned. Near casino entrance | 3 | 3 Compartment | Currently in Use | 7000 | TRUE | 1998-06-02 | Diesel | TRUE | Spill Bucket | Tonto Apache Tribe of Arizona | Tonto Apache Market | 18 Tonto Apache Tribe Reservation | Payson | AZ | 85541
9 | TONT001 | Tonto Apache Market gas station. Tribally owned. Near casino entrance | 2 | 2 Compartment | Currently in Use | 8000 | TRUE | 1998-06-02 | Gasoline (containing <=10% ethanol) | TRUE | Spill Bucket | Tonto Apache Tribe of Arizona | Tonto Apache Market | 18 Tonto Apache Tribe Reservation | Payson | AZ | 85541
9 | TULE001 | TOWANITS YOUTH CENTER | TANK 1 | TANK 1 Compartment | Permanently Out of Use | 1000 | TRUE | 1978-01-01 | Gasoline (containing <=10% ethanol) | FALSE | Unknown | Tule River Indian Tribe of the Tule River Reservation, California | TOWANITS YOUTH CENTER | TULE RIVER INDIAN RESERVATION RD. | Porterville | CA | 93257
9 | TULE001 | TOWANITS YOUTH CENTER | TANK 2 | TANK 2 Compartment | Permanently Out of Use | 1000 | TRUE | 1978-01-01 | Gasoline (containing <=10% ethanol) | FALSE | Unknown | Tule River Indian Tribe of the Tule River Reservation, California | TOWANITS YOUTH CENTER | TULE RIVER INDIAN RESERVATION RD. | Porterville | CA | 93257
9 | TULE002 | TULE RIVER INDIAN RESERVATION | TANK 1 | TANK 1 Compartment | Permanently Out of Use | 40000 | TRUE |  | Other | FALSE | Unknown | Tule River Indian Tribe of the Tule River Reservation, California | TULE RIVER INDIAN RESERVATION | P.O. BOX 589 | Porterville | CA | 93258
9 | TULE003 | Tule River Eagle Feather Trading Post | TANK 1 | TANK 1 Compartment | Currently in Use | 20000 | TRUE | 2007-01-01 | Gasoline (containing <=10% ethanol) | TRUE | Spill Bucket | Tule River Indian Tribe of the Tule River Reservation, California | Tule River Eagle Feather Trading Post | 31071 Highway 190 | Springville | CA | 93265
9 | TULE003 | Tule River Eagle Feather Trading Post | TANK 3 | TANK 3 Compartment | Currently in Use | 20000 | TRUE | 2007-01-01 | Diesel | TRUE | Spill Bucket | Tule River Indian Tribe of the Tule River Reservation, California | Tule River Eagle Feather Trading Post | 31071 Highway 190 | Springville | CA | 93265
9 | TULE003 | Tule River Eagle Feather Trading Post | TANK 2 | TANK 2 Compartment | Currently in Use | 20000 | TRUE | 2007-01-01 | Gasoline (containing <=10% ethanol) | TRUE | Spill Bucket | Tule River Indian Tribe of the Tule River Reservation, California | Tule River Eagle Feather Trading Post | 31071 Highway 190 | Springville | CA | 93265
9 | VIEJ001 | Viejas Pit Stop | Tank 1 | Tank 1 - Compartment 1 | Currently in Use | 30000 | TRUE |  | Gasoline (containing <=10% ethanol) | TRUE | Spill Bucket | Capitan Grande Band of Diegueno Mission Indians of California (Barona Group of Capitan Grande Band of Mission Indians of the Barona Reservation, California; Viejas (Baron Long) Group of Capitan Grande Band of Mission Indians of the Viejas Reservation, California) | Viejas Pit Stop | 5454 Willows Rd. | Alpine | CA | 91901
9 | VIEJ001 | Viejas Pit Stop | Tank 4 | Tank 4 - Compartment 1 | Currently in Use | 24000 | TRUE |  | Diesel | TRUE | Spill Bucket | Capitan Grande Band of Diegueno Mission Indians of California (Barona Group of Capitan Grande Band of Mission Indians of the Barona Reservation, California; Viejas (Baron Long) Group of Capitan Grande Band of Mission Indians of the Viejas Reservation, California) | Viejas Pit Stop | 5454 Willows Rd. | Alpine | CA | 91901
9 | VIEJ001 | Viejas Pit Stop | Tank 3 | Tank 3 - Compartment 1 | Currently in Use | 8000 | TRUE |  | Other | TRUE | Spill Bucket | Capitan Grande Band of Diegueno Mission Indians of California (Barona Group of Capitan Grande Band of Mission Indians of the Barona Reservation, California; Viejas (Baron Long) Group of Capitan Grande Band of Mission Indians of the Viejas Reservation, California) | Viejas Pit Stop | 5454 Willows Rd. | Alpine | CA | 91901
9 | VIEJ001 | Viejas Pit Stop | Tank 2 | Tank 2 - Compartment 1 | Currently in Use | 12000 | TRUE |  | Gasoline Containing >10% Ethanol | TRUE | Spill Bucket | Capitan Grande Band of Diegueno Mission Indians of California (Barona Group of Capitan Grande Band of Mission Indians of the Barona Reservation, California; Viejas (Baron Long) Group of Capitan Grande Band of Mission Indians of the Viejas Reservation, California) | Viejas Pit Stop | 5454 Willows Rd. | Alpine | CA | 91901
9 | WALK002 | BLACK MOUNTAIN TRUCK STOP | TANK 1 | TANK 1 Compartment | Abandoned | 30000 | TRUE | 2018-05-02 | Diesel | FALSE | Unknown | Walker River Paiute Tribe of the Walker River Reservation, Nevada | BLACK MOUNTAIN TRUCK STOP | US 95 S. OF JCT US 95A | Schurz | NV | 89427
9 | WALK003 | FOUR SEASONS MARKET | TANK 1 | TANK 1 Compartment | Currently in Use | 10000 | TRUE |  | Gasoline (containing <=10% ethanol) | TRUE | Spill Bucket | Walker River Paiute Tribe of the Walker River Reservation, Nevada | FOUR SEASONS MARKET | S.R. 95 S. OF JCT. 95A | Schurz | NV | 89427
9 | WALK003 | FOUR SEASONS MARKET | TANK 4 | TANK 4 Compartment | Currently in Use | 3000 | TRUE |  | Diesel | TRUE | Spill Bucket | Walker River Paiute Tribe of the Walker River Reservation, Nevada | FOUR SEASONS MARKET | S.R. 95 S. OF JCT. 95A | Schurz | NV | 89427
9 | WALK003 | FOUR SEASONS MARKET | TANK 3 | TANK 3 Compartment | Currently in Use | 7600 | TRUE |  | Gasoline (containing <=10% ethanol) | TRUE | Spill Bucket | Walker River Paiute Tribe of the Walker River Reservation, Nevada | FOUR SEASONS MARKET | S.R. 95 S. OF JCT. 95A | Schurz | NV | 89427
9 | WALK003 | FOUR SEASONS MARKET | TANK 2 | TANK 2 Compartment | Currently in Use | 10000 | TRUE |  | Gasoline (containing <=10% ethanol) | TRUE | Spill Bucket | Walker River Paiute Tribe of the Walker River Reservation, Nevada | FOUR SEASONS MARKET | S.R. 95 S. OF JCT. 95A | Schurz | NV | 89427
9 | WALK004 | ONE HORSE STATION | TANK 1 | TANK 1 Compartment | Permanently Out of Use | 750 | TRUE |  | Gasoline (containing <=10% ethanol) | FALSE | Unknown | Walker River Paiute Tribe of the Walker River Reservation, Nevada | ONE HORSE STATION | U.S. HWY 95 | Schurz | NV | 89427
9 | WALK004 | ONE HORSE STATION | TANK 6 | TANK 6 Compartment | Permanently Out of Use | 5000 | TRUE |  | Gasoline (containing <=10% ethanol) | FALSE | Unknown | Walker River Paiute Tribe of the Walker River Reservation, Nevada | ONE HORSE STATION | U.S. HWY 95 | Schurz | NV | 89427
9 | WALK004 | ONE HORSE STATION | TANK 5 | TANK 5 Compartment | Permanently Out of Use | 6000 | TRUE |  | Diesel | FALSE | Unknown | Walker River Paiute Tribe of the Walker River Reservation, Nevada | ONE HORSE STATION | U.S. HWY 95 | Schurz | NV | 89427
9 | WALK004 | ONE HORSE STATION | TANK 4 | TANK 4 Compartment | Permanently Out of Use | 2000 | TRUE |  | Diesel | FALSE | Unknown | Walker River Paiute Tribe of the Walker River Reservation, Nevada | ONE HORSE STATION | U.S. HWY 95 | Schurz | NV | 89427
9 | WALK004 | ONE HORSE STATION | TANK 3 | TANK 3 Compartment | Permanently Out of Use | 1000 | TRUE |  | Gasoline (containing <=10% ethanol) | FALSE | Unknown | Walker River Paiute Tribe of the Walker River Reservation, Nevada | ONE HORSE STATION | U.S. HWY 95 | Schurz | NV | 89427
9 | WALK004 | ONE HORSE STATION | TANK 2 | TANK 2 Compartment | Permanently Out of Use | 750 | TRUE |  | Gasoline (containing <=10% ethanol) | FALSE | Unknown | Walker River Paiute Tribe of the Walker River Reservation, Nevada | ONE HORSE STATION | U.S. HWY 95 | Schurz | NV | 89427
9 | WASH001 | WASHOE TRIBE RESERVATION | TANK 1 | TANK 1 Compartment | Permanently Out of Use | 1000 | TRUE |  | Gasoline (containing <=10% ethanol) | FALSE | Unknown | Washoe Tribe of Nevada & California (Carson Colony, Dresslerville Colony, Woodfords Community, Stewart Community, & Washoe Ranches) | WASHOE TRIBE RESERVATION | 915 Mica Drive | Gardnerville | NV | 89410
9 | WASH001 | WASHOE TRIBE RESERVATION | TANK 2 | TANK 2 Compartment | Permanently Out of Use | 1000 | TRUE |  | Diesel | FALSE | Unknown | Washoe Tribe of Nevada & California (Carson Colony, Dresslerville Colony, Woodfords Community, Stewart Community, & Washoe Ranches) | WASHOE TRIBE RESERVATION | 915 Mica Drive | Gardnerville | NV | 89410
9 | WASH005 | WASHOE ONE STOP #63 | TANK 1 | TANK 1 Compartment | Currently in Use | 20000 | TRUE | 1997-07-01 | Gasoline (containing <=10% ethanol) | TRUE | Spill Bucket | Washoe Tribe of Nevada & California (Carson Colony, Dresslerville Colony, Woodfords Community, Stewart Community, & Washoe Ranches) | WASHOE ONE STOP #63 | 915 Mica Drive | Carson City | NV | 89705
9 | WASH005 | WASHOE ONE STOP #63 | TANK 3 | TANK 3 Compartment | Currently in Use | 8000 | TRUE | 1997-07-01 | Diesel | TRUE | Spill Bucket | Washoe Tribe of Nevada & California (Carson Colony, Dresslerville Colony, Woodfords Community, Stewart Community, & Washoe Ranches) | WASHOE ONE STOP #63 | 915 Mica Drive | Carson City | NV | 89705
9 | WASH005 | WASHOE ONE STOP #63 | TANK 2 | TANK 2 Compartment | Currently in Use | 12000 | TRUE | 1997-07-01 | Gasoline (containing <=10% ethanol) | TRUE | Spill Bucket | Washoe Tribe of Nevada & California (Carson Colony, Dresslerville Colony, Woodfords Community, Stewart Community, & Washoe Ranches) | WASHOE ONE STOP #63 | 915 Mica Drive | Carson City | NV | 89705
9 | WASH006 | Washoe Travel Plaza | Tank 1 | Tank 1 Compartment | Currently in Use | 21000 | TRUE | 2015-12-18 | Gasoline (containing <=10% ethanol) | TRUE |  | Washoe Tribe of Nevada & California (Carson Colony, Dresslerville Colony, Woodfords Community, Stewart Community, & Washoe Ranches) | Washoe Travel Plaza | 919 US HWY 395 South | Gardnerville | NV | 89410
9 | WASH006 | Washoe Travel Plaza | Tank 1 | Tank 1 Compartment | Currently in Use | 21000 | TRUE | 2015-12-18 | Gasoline (containing <=10% ethanol) | TRUE |  | Washoe Tribe of Nevada & California (Carson Colony, Dresslerville Colony, Woodfords Community, Stewart Community, & Washoe Ranches) | Washoe Travel Plaza | 919 US HWY 395 South | Gardnerville | NV | 89410
9 | WMAP001 | WHITERIVER GARAGE | TANK 1 | TANK 1 Compartment | Permanently Out of Use | 10000 | TRUE |  | Gasoline (containing <=10% ethanol) | FALSE | Unknown | White Mountain Apache Tribe of the Fort Apache Reservation, Arizona | WHITERIVER GARAGE | P.O. BOX 658 | Whiteriver | AZ | 85941
9 | WMAP001 | WHITERIVER GARAGE | TANK 4 | TANK 4 Compartment | Permanently Out of Use | 2000 | TRUE |  | Gasoline (containing <=10% ethanol) | FALSE | Unknown | White Mountain Apache Tribe of the Fort Apache Reservation, Arizona | WHITERIVER GARAGE | P.O. BOX 658 | Whiteriver | AZ | 85941
9 | WMAP001 | WHITERIVER GARAGE | TANK 3 | TANK 3 Compartment | Permanently Out of Use | 2000 | TRUE |  | Gasoline (containing <=10% ethanol) | FALSE | Unknown | White Mountain Apache Tribe of the Fort Apache Reservation, Arizona | WHITERIVER GARAGE | P.O. BOX 658 | Whiteriver | AZ | 85941
9 | WMAP001 | WHITERIVER GARAGE | TANK 2 | TANK 2 Compartment | Permanently Out of Use | 2000 | TRUE |  | Gasoline (containing <=10% ethanol) | FALSE | Unknown | White Mountain Apache Tribe of the Fort Apache Reservation, Arizona | WHITERIVER GARAGE | P.O. BOX 658 | Whiteriver | AZ | 85941
9 | WMAP002 | Apache Midway | Tank 1 | Tank 1 Compartment | Permanently Out of Use | 10000 | TRUE | 2000-01-12 | Gasoline (containing <=10% ethanol) |  |  | White Mountain Apache Tribe of the Fort Apache Reservation, Arizona | Apache Midway |  | Whiteriver | AZ
9 | WMAP002 | Apache Midway | Tank 4 | Tank 4 Compartment | Permanently Out of Use | 10000 | TRUE | 2000-01-12 | Gasoline (containing <=10% ethanol) |  |  | White Mountain Apache Tribe of the Fort Apache Reservation, Arizona | Apache Midway |  | Whiteriver | AZ
9 | WMAP002 | Apache Midway | Tank 3 | Tank 3 Compartment | Permanently Out of Use | 10000 | TRUE | 2000-01-12 | Gasoline (containing <=10% ethanol) |  |  | White Mountain Apache Tribe of the Fort Apache Reservation, Arizona | Apache Midway |  | Whiteriver | AZ
9 | WMAP002 | Apache Midway | Tank 2 | Tank 2 Compartment | Permanently Out of Use | 10000 | TRUE | 2000-01-12 | Gasoline (containing <=10% ethanol) |  |  | White Mountain Apache Tribe of the Fort Apache Reservation, Arizona | Apache Midway |  | Whiteriver | AZ
9 | WMAP003 | WILLIAMS CREEK NAT'L. FISH HATCHERY | TANK 1 | TANK 1 Compartment | Permanently Out of Use | 2000 | TRUE |  | Gasoline (containing <=10% ethanol) | FALSE | Unknown | White Mountain Apache Tribe of the Fort Apache Reservation, Arizona | WILLIAMS CREEK NAT'L. FISH HATCHERY | P.O. BOX 398 | Whiteriver | AZ | 85941
9 | WMAP004 | WHITERIVER ELEMENTARY SCHOOL | TANK 3 | TANK 3 Compartment | Permanently Out of Use | 5000 | TRUE |  | Gasoline (containing <=10% ethanol) | FALSE | Unknown | White Mountain Apache Tribe of the Fort Apache Reservation, Arizona | WHITERIVER ELEMENTARY SCHOOL | "200 CEMENTERY ROAD P.O. BOX 190" | Whiteriver | AZ | 85941
9 | WMAP005 | AT&T COMMUNICATIONS | TANK 1 | TANK 1 Compartment | Permanently Out of Use | 3000 | TRUE |  | Gasoline (containing <=10% ethanol) | FALSE | Unknown | White Mountain Apache Tribe of the Fort Apache Reservation, Arizona | AT&T COMMUNICATIONS | 1.3 M. S. OF S.R. 73 & 260 JUNCTION | Mc Nary | AZ | 85930
9 | WMAP006 | PHS - INDIAN HOSPITAL | TANK 1 | TANK 1 Compartment | Permanently Out of Use | 10000 | TRUE |  | Diesel | FALSE | Unknown | White Mountain Apache Tribe of the Fort Apache Reservation, Arizona | PHS - INDIAN HOSPITAL | P.O. BOX 860 | Whiteriver | AZ | 85941
9 | WMAP006 | PHS - INDIAN HOSPITAL | TANK 2 | TANK 2 Compartment | Permanently Out of Use | 10000 | TRUE |  | Diesel | FALSE | Unknown | White Mountain Apache Tribe of the Fort Apache Reservation, Arizona | PHS - INDIAN HOSPITAL | P.O. BOX 860 | Whiteriver | AZ | 85941
9 | WMAP007 | APACHE GAME AND FISH DEPT. | TANK 1 | TANK 1 Compartment | Permanently Out of Use | 5000 | TRUE |  | Gasoline (containing <=10% ethanol) | FALSE | Unknown | White Mountain Apache Tribe of the Fort Apache Reservation, Arizona | APACHE GAME AND FISH DEPT. | P.O. BOX 220 | Whiteriver | AZ | 85941
9 | WMAP007 | APACHE GAME AND FISH DEPT. | TANK 2 | TANK 2 Compartment | Permanently Out of Use | 5000 | TRUE |  | Gasoline (containing <=10% ethanol) | FALSE | Unknown | White Mountain Apache Tribe of the Fort Apache Reservation, Arizona | APACHE GAME AND FISH DEPT. | P.O. BOX 220 | Whiteriver | AZ | 85941
9 | WMAP008 | "BIA - FIRE DEPT, WHITERIVER AIRPORT" | TANK 1 | TANK 1 Compartment | Permanently Out of Use | 10000 | TRUE |  | Diesel | FALSE | Unknown | White Mountain Apache Tribe of the Fort Apache Reservation, Arizona | "BIA - FIRE DEPT, WHITERIVER AIRPORT" | "BRANCH OF FIRE MGMT. WHITERIVER AIRPORT" | Whiteriver | AZ | 85941
9 | WMAP008 | "BIA - FIRE DEPT, WHITERIVER AIRPORT" | TANK 5 | TANK 5 Compartment | Permanently Out of Use | 10000 | TRUE |  | Gasoline (containing <=10% ethanol) | FALSE | Unknown | White Mountain Apache Tribe of the Fort Apache Reservation, Arizona | "BIA - FIRE DEPT, WHITERIVER AIRPORT" | "BRANCH OF FIRE MGMT. WHITERIVER AIRPORT" | Whiteriver | AZ | 85941
9 | WMAP008 | "BIA - FIRE DEPT, WHITERIVER AIRPORT" | TANK 4 | TANK 4 Compartment | Permanently Out of Use | 600 | TRUE |  | Kerosene | FALSE | Unknown | White Mountain Apache Tribe of the Fort Apache Reservation, Arizona | "BIA - FIRE DEPT, WHITERIVER AIRPORT" | "BRANCH OF FIRE MGMT. WHITERIVER AIRPORT" | Whiteriver | AZ | 85941
9 | WMAP008 | "BIA - FIRE DEPT, WHITERIVER AIRPORT" | TANK 3 | TANK 3 Compartment | Permanently Out of Use | 8000 | TRUE |  | Gasoline (containing <=10% ethanol) | FALSE | Unknown | White Mountain Apache Tribe of the Fort Apache Reservation, Arizona | "BIA - FIRE DEPT, WHITERIVER AIRPORT" | "BRANCH OF FIRE MGMT. WHITERIVER AIRPORT" | Whiteriver | AZ | 85941
9 | WMAP008 | "BIA - FIRE DEPT, WHITERIVER AIRPORT" | TANK 2 | TANK 2 Compartment | Permanently Out of Use | 10000 | TRUE |  | Gasoline (containing <=10% ethanol) | FALSE | Unknown | White Mountain Apache Tribe of the Fort Apache Reservation, Arizona | "BIA - FIRE DEPT, WHITERIVER AIRPORT" | "BRANCH OF FIRE MGMT. WHITERIVER AIRPORT" | Whiteriver | AZ | 85941
9 | WMAP009 | ALCHESAY NAT'L. FISH HATCHERY | TANK 1 | TANK 1 Compartment | Permanently Out of Use | 1000 | TRUE |  | Gasoline (containing <=10% ethanol) | FALSE | Unknown | White Mountain Apache Tribe of the Fort Apache Reservation, Arizona | ALCHESAY NAT'L. FISH HATCHERY | 5 M. EAST OF S.R.73 | Whiteriver | AZ | 85941
9 | WMAP010 | FORESTDALE SERVICE STATION | TANK 1 | TANK 1 Compartment | Permanently Out of Use | 1000 | TRUE |  | Gasoline (containing <=10% ethanol) | FALSE | Unknown | White Mountain Apache Tribe of the Fort Apache Reservation, Arizona | FORESTDALE SERVICE STATION | P.O. BOX 7 | Cibeque | AZ | 85911
9 | WMAP010 | FORESTDALE SERVICE STATION | TANK 2 | TANK 2 Compartment | Permanently Out of Use | 1000 | TRUE |  | Gasoline (containing <=10% ethanol) | FALSE | Unknown | White Mountain Apache Tribe of the Fort Apache Reservation, Arizona | FORESTDALE SERVICE STATION | P.O. BOX 7 | Cibeque | AZ | 85911
9 | WMAP011 | PEDDIE AUTOMOTIVE aka TREE TOP AUTO BODY | TANK 1 | TANK 1 Compartment | Permanently Out of Use | 3000 | TRUE |  | Gasoline (containing <=10% ethanol) | FALSE | Unknown | White Mountain Apache Tribe of the Fort Apache Reservation, Arizona | PEDDIE AUTOMOTIVE aka TREE TOP AUTO BODY | "P.O. BOX 928 101 North Chief Avenue" | Whiteriver | AZ | 85941
9 | WMAP011 | PEDDIE AUTOMOTIVE aka TREE TOP AUTO BODY | TANK 3 | TANK 3 Compartment | Permanently Out of Use | 3000 | TRUE |  | Gasoline (containing <=10% ethanol) | FALSE | Unknown | White Mountain Apache Tribe of the Fort Apache Reservation, Arizona | PEDDIE AUTOMOTIVE aka TREE TOP AUTO BODY | "P.O. BOX 928 101 North Chief Avenue" | Whiteriver | AZ | 85941
9 | WMAP011 | PEDDIE AUTOMOTIVE aka TREE TOP AUTO BODY | TANK 2 | TANK 2 Compartment | Permanently Out of Use | 3000 | TRUE |  | Gasoline (containing <=10% ethanol) | FALSE | Unknown | White Mountain Apache Tribe of the Fort Apache Reservation, Arizona | PEDDIE AUTOMOTIVE aka TREE TOP AUTO BODY | "P.O. BOX 928 101 North Chief Avenue" | Whiteriver | AZ | 85941
9 | WMAP012 | """H"" MARKET" | TANK 1 | TANK 1 Compartment | Permanently Out of Use | 10000 | TRUE |  | Gasoline (containing <=10% ethanol) | FALSE | Unknown | White Mountain Apache Tribe of the Fort Apache Reservation, Arizona | """H"" MARKET" | 506 N. Chief Ave. (State Route 73) | Whiteriver | AZ | 85941
9 | WMAP012 | """H"" MARKET" | TANK 3 | TANK 3 Compartment | Currently in Use | 10000 | TRUE |  | Gasoline (containing <=10% ethanol) | TRUE | Spill Bucket | White Mountain Apache Tribe of the Fort Apache Reservation, Arizona | """H"" MARKET" | 506 N. Chief Ave. (State Route 73) | Whiteriver | AZ | 85941
9 | WMAP012 | """H"" MARKET" | TANK 2 | TANK 2 Compartment | Permanently Out of Use | 6000 | TRUE |  | Gasoline (containing <=10% ethanol) | FALSE | Unknown | White Mountain Apache Tribe of the Fort Apache Reservation, Arizona | """H"" MARKET" | 506 N. Chief Ave. (State Route 73) | Whiteriver | AZ | 85941
9 | WMAP013 | SUNRISE PARK/SKI AREA STORE | TANK 1 | TANK 1 Compartment | Permanently Out of Use | 10000 | TRUE |  | Gasoline (containing <=10% ethanol) | FALSE | Unknown | White Mountain Apache Tribe of the Fort Apache Reservation, Arizona | SUNRISE PARK/SKI AREA STORE | "777 HWY 260P.O. BOX 217" | Mc Nary | AZ | 85930
9 | WMAP013 | SUNRISE PARK/SKI AREA STORE | TANK 2 | TANK 2 Compartment | Permanently Out of Use | 10000 | TRUE |  | Gasoline (containing <=10% ethanol) | FALSE | Unknown | White Mountain Apache Tribe of the Fort Apache Reservation, Arizona | SUNRISE PARK/SKI AREA STORE | "777 HWY 260P.O. BOX 217" | Mc Nary | AZ | 85930
9 | WMAP014 | FORT APACHE TIMBER COMPANY WHITERIVER | TANK 1 | TANK 1 Compartment | Permanently Out of Use | 12000 | TRUE | 2014-03-18 | Diesel | TRUE | Spill Bucket | White Mountain Apache Tribe of the Fort Apache Reservation, Arizona | FORT APACHE TIMBER COMPANY WHITERIVER | 1 FATCO ROAD | Whiteriver | AZ | 85941
9 | WMAP014 | FORT APACHE TIMBER COMPANY WHITERIVER | TANK 6 | TANK 6 Compartment | Permanently Out of Use | 6000 | TRUE |  | Gasoline (containing <=10% ethanol) | FALSE | Unknown | White Mountain Apache Tribe of the Fort Apache Reservation, Arizona | FORT APACHE TIMBER COMPANY WHITERIVER | 1 FATCO ROAD | Whiteriver | AZ | 85941
9 | WMAP014 | FORT APACHE TIMBER COMPANY WHITERIVER | TANK 5 | TANK 5 Compartment | Permanently Out of Use | 6000 | TRUE |  | Gasoline (containing <=10% ethanol) | FALSE | Unknown | White Mountain Apache Tribe of the Fort Apache Reservation, Arizona | FORT APACHE TIMBER COMPANY WHITERIVER | 1 FATCO ROAD | Whiteriver | AZ | 85941
9 | WMAP014 | FORT APACHE TIMBER COMPANY WHITERIVER | TANK 4 | TANK 4 Compartment | Permanently Out of Use | 10000 | TRUE |  | Diesel | FALSE | Unknown | White Mountain Apache Tribe of the Fort Apache Reservation, Arizona | FORT APACHE TIMBER COMPANY WHITERIVER | 1 FATCO ROAD | Whiteriver | AZ | 85941
9 | WMAP014 | FORT APACHE TIMBER COMPANY WHITERIVER | TANK 3 | TANK 3 Compartment | Permanently Out of Use | 10000 | TRUE | 2014-03-18 | Gasoline (containing <=10% ethanol) | TRUE | Spill Bucket | White Mountain Apache Tribe of the Fort Apache Reservation, Arizona | FORT APACHE TIMBER COMPANY WHITERIVER | 1 FATCO ROAD | Whiteriver | AZ | 85941
9 | WMAP014 | FORT APACHE TIMBER COMPANY WHITERIVER | TANK 2 | TANK 2 Compartment | Permanently Out of Use | 12000 | TRUE | 2014-03-18 | Diesel | TRUE | Spill Bucket | White Mountain Apache Tribe of the Fort Apache Reservation, Arizona | FORT APACHE TIMBER COMPANY WHITERIVER | 1 FATCO ROAD | Whiteriver | AZ | 85941
9 | WMAP015 | CIBECUE COMMERCIAL CENTER | TANK 1 | TANK 1 Compartment | Currently in Use | 10000 | TRUE |  | Gasoline (containing <=10% ethanol) | TRUE | Spill Bucket | White Mountain Apache Tribe of the Fort Apache Reservation, Arizona | CIBECUE COMMERCIAL CENTER | 221 S. Cooley | Cibecue | AZ | 85911
9 | WMAP015 | CIBECUE COMMERCIAL CENTER | TANK 6 | TANK 6 Compartment | Permanently Out of Use | 10000 | TRUE |  | Gasoline (containing <=10% ethanol) | FALSE | Unknown | White Mountain Apache Tribe of the Fort Apache Reservation, Arizona | CIBECUE COMMERCIAL CENTER | 221 S. Cooley | Cibecue | AZ | 85911
9 | WMAP015 | CIBECUE COMMERCIAL CENTER | TANK 4 | TANK 4 Compartment | Permanently Out of Use | 10000 | TRUE |  | Gasoline (containing <=10% ethanol) | FALSE | Unknown | White Mountain Apache Tribe of the Fort Apache Reservation, Arizona | CIBECUE COMMERCIAL CENTER | 221 S. Cooley | Cibecue | AZ | 85911
9 | WMAP015 | CIBECUE COMMERCIAL CENTER | TANK 3 | TANK 3 Compartment | Permanently Out of Use | 8000 | TRUE |  | Diesel | FALSE | Unknown | White Mountain Apache Tribe of the Fort Apache Reservation, Arizona | CIBECUE COMMERCIAL CENTER | 221 S. Cooley | Cibecue | AZ | 85911
9 | WMAP015 | CIBECUE COMMERCIAL CENTER | TANK 2 | TANK 2 Compartment | Currently in Use | 10000 | TRUE |  | Gasoline (containing <=10% ethanol) | TRUE | Spill Bucket | White Mountain Apache Tribe of the Fort Apache Reservation, Arizona | CIBECUE COMMERCIAL CENTER | 221 S. Cooley | Cibecue | AZ | 85911
9 | WMAP016 | HON-DAH GAS C-STORE | TANK 1 | TANK 1 Compartment | Currently in Use | 10000 | TRUE |  | Gasoline (containing <=10% ethanol) | TRUE | Spill Bucket | White Mountain Apache Tribe of the Fort Apache Reservation, Arizona | HON-DAH GAS C-STORE | 777 hWY 260 | Pinetop | AZ | 85935
9 | WMAP016 | HON-DAH GAS C-STORE | TANK 4 | TANK 4 Compartment | Currently in Use | 8000 | TRUE |  | Gasoline (containing <=10% ethanol) | TRUE | Spill Bucket | White Mountain Apache Tribe of the Fort Apache Reservation, Arizona | HON-DAH GAS C-STORE | 777 hWY 260 | Pinetop | AZ | 85935
9 | WMAP016 | HON-DAH GAS C-STORE | TANK 3 | TANK 3 Compartment | Currently in Use | 10000 | TRUE |  | Gasoline (containing <=10% ethanol) | TRUE | Spill Bucket | White Mountain Apache Tribe of the Fort Apache Reservation, Arizona | HON-DAH GAS C-STORE | 777 hWY 260 | Pinetop | AZ | 85935
9 | WMAP016 | HON-DAH GAS C-STORE | TANK 2 | TANK 2 Compartment | Currently in Use | 10000 | TRUE |  | Gasoline (containing <=10% ethanol) | TRUE | Spill Bucket | White Mountain Apache Tribe of the Fort Apache Reservation, Arizona | HON-DAH GAS C-STORE | 777 hWY 260 | Pinetop | AZ | 85935
9 | WMAP017 | ADOT - INDIAN PINE MAINTENANCE FACILITY | TANK 1 | TANK 1 Compartment | Permanently Out of Use | 12000 | TRUE |  | Diesel | FALSE | Unknown | White Mountain Apache Tribe of the Fort Apache Reservation, Arizona | ADOT - INDIAN PINE MAINTENANCE FACILITY | "HWY 260, MP 357.7" | Whiteriver | AZ | 85941
9 | WMAP017 | ADOT - INDIAN PINE MAINTENANCE FACILITY | TANK 3 | TANK 3 Compartment | Permanently Out of Use | 400 | TRUE |  | Used Oil | FALSE | Unknown | White Mountain Apache Tribe of the Fort Apache Reservation, Arizona | ADOT - INDIAN PINE MAINTENANCE FACILITY | "HWY 260, MP 357.7" | Whiteriver | AZ | 85941
9 | WMAP017 | ADOT - INDIAN PINE MAINTENANCE FACILITY | TANK 2 | TANK 2 Compartment | Permanently Out of Use | 2500 | TRUE |  | Gasoline (containing <=10% ethanol) | FALSE | Unknown | White Mountain Apache Tribe of the Fort Apache Reservation, Arizona | ADOT - INDIAN PINE MAINTENANCE FACILITY | "HWY 260, MP 357.7" | Whiteriver | AZ | 85941
9 | WMAP019 | WHITERIVER POLICE DEPT. | TANK 1 | TANK 1 Compartment | Permanently Out of Use | 10000 | TRUE | 2000-04-01 | Gasoline (containing <=10% ethanol) | FALSE | Unknown | White Mountain Apache Tribe of the Fort Apache Reservation, Arizona | WHITERIVER POLICE DEPT. | P.O. BOX 889 | Whiteriver | AZ | 85941
9 | WMAP020 | OLD CIBECUE TRADING POST | TANK 1 | TANK 1 Compartment | Permanently Out of Use | 1000 | TRUE |  | Gasoline (containing <=10% ethanol) | FALSE | Unknown | White Mountain Apache Tribe of the Fort Apache Reservation, Arizona | OLD CIBECUE TRADING POST | NO STREET ADDRESS | Cibeque | AZ | 85911
9 | WMAP020 | OLD CIBECUE TRADING POST | TANK 2 | TANK 2 Compartment | Permanently Out of Use | 500 | TRUE |  | Gasoline (containing <=10% ethanol) | FALSE | Unknown | White Mountain Apache Tribe of the Fort Apache Reservation, Arizona | OLD CIBECUE TRADING POST | NO STREET ADDRESS | Cibeque | AZ | 85911
9 | WMAP021 | JACK'S TRADING POST | TANK 1 | TANK 1 Compartment | Permanently Out of Use | 500 | TRUE |  | Gasoline (containing <=10% ethanol) | FALSE | Unknown | White Mountain Apache Tribe of the Fort Apache Reservation, Arizona | JACK'S TRADING POST | EAST FORK ROAD NEAR SR 73 | Whiteriver | AZ | 85941
9 | WMAP021 | JACK'S TRADING POST | TANK 2 | TANK 2 Compartment | Permanently Out of Use | 500 | TRUE |  | Gasoline (containing <=10% ethanol) | FALSE | Unknown | White Mountain Apache Tribe of the Fort Apache Reservation, Arizona | JACK'S TRADING POST | EAST FORK ROAD NEAR SR 73 | Whiteriver | AZ | 85941
9 | WMAP023 | APACHE MATERIALS aka DEVELOPMENT ENTERPRISE YARD | TANK 1 | TANK 1 Compartment | Permanently Out of Use | 6000 | TRUE | 2000-12-07 | Gasoline (containing <=10% ethanol) | FALSE | Unknown | White Mountain Apache Tribe of the Fort Apache Reservation, Arizona | APACHE MATERIALS aka DEVELOPMENT ENTERPRISE YARD | P.O. BOX 2140 | Whiteriver | AZ | 85941
9 | WMAP023 | APACHE MATERIALS aka DEVELOPMENT ENTERPRISE YARD | TANK 4 | TANK 4 Compartment | Permanently Out of Use | 1000 | TRUE | 2011-02-14 | Used Oil | FALSE | Unknown | White Mountain Apache Tribe of the Fort Apache Reservation, Arizona | APACHE MATERIALS aka DEVELOPMENT ENTERPRISE YARD | P.O. BOX 2140 | Whiteriver | AZ | 85941
9 | WMAP023 | APACHE MATERIALS aka DEVELOPMENT ENTERPRISE YARD | TANK 3 | TANK 3 Compartment | Permanently Out of Use | 500 | TRUE | 2000-12-07 | Gasoline (containing <=10% ethanol) | FALSE | Unknown | White Mountain Apache Tribe of the Fort Apache Reservation, Arizona | APACHE MATERIALS aka DEVELOPMENT ENTERPRISE YARD | P.O. BOX 2140 | Whiteriver | AZ | 85941
9 | WMAP023 | APACHE MATERIALS aka DEVELOPMENT ENTERPRISE YARD | TANK 2 | TANK 2 Compartment | Permanently Out of Use | 4000 | TRUE | 2000-12-07 | Diesel | FALSE | Unknown | White Mountain Apache Tribe of the Fort Apache Reservation, Arizona | APACHE MATERIALS aka DEVELOPMENT ENTERPRISE YARD | P.O. BOX 2140 | Whiteriver | AZ | 85941
9 | WMAP024 | EAST FORK T.P. aka FAST FORK STORE | TANK 1 | TANK 1 Compartment | Permanently Out of Use | 1000 | TRUE |  | Gasoline (containing <=10% ethanol) | FALSE | Unknown | White Mountain Apache Tribe of the Fort Apache Reservation, Arizona | EAST FORK T.P. aka FAST FORK STORE | EAST FORK ROAD NEAR FATCO ROAD | Whiteriver | AZ | 85941
9 | WMAP024 | EAST FORK T.P. aka FAST FORK STORE | TANK 2 | TANK 2 Compartment | Permanently Out of Use | 1000 | TRUE |  | Gasoline (containing <=10% ethanol) | FALSE | Unknown | White Mountain Apache Tribe of the Fort Apache Reservation, Arizona | EAST FORK T.P. aka FAST FORK STORE | EAST FORK ROAD NEAR FATCO ROAD | Whiteriver | AZ | 85941
9 | WMAP025 | BROKEN ARROW (LOUZELLA OLSON) | TANK 1 | TANK 1 Compartment | Permanently Out of Use | 1000 | TRUE |  | Gasoline (containing <=10% ethanol) | FALSE | Unknown | White Mountain Apache Tribe of the Fort Apache Reservation, Arizona | BROKEN ARROW (LOUZELLA OLSON) | S.R. 73 AND FT. APACHE JUNCTION | Fort Apache | AZ | 85926
9 | WMAP026 | CEDAR CREEK FOOD STORE | TANK 1 | TANK 1 Compartment | Abandoned | 8000 | TRUE | 2025-07-22 | Diesel | TRUE | Spill Bucket | White Mountain Apache Tribe of the Fort Apache Reservation, Arizona | CEDAR CREEK FOOD STORE | Highway 73 (about 20 miles west of Whiteriver) | Whiteriver | AZ | 85941
9 | WMAP026 | CEDAR CREEK FOOD STORE | TANK 2 | TANK 2 Compartment | Abandoned | 12000 | TRUE | 2025-07-22 | Gasoline (containing <=10% ethanol) | TRUE | Spill Bucket | White Mountain Apache Tribe of the Fort Apache Reservation, Arizona | CEDAR CREEK FOOD STORE | Highway 73 (about 20 miles west of Whiteriver) | Whiteriver | AZ | 85941
9 | WMAP027 | CARRIZO SERVICE STATION | TANK 1 | TANK 1 Compartment | Permanently Out of Use | 6000 | TRUE |  | Gasoline (containing <=10% ethanol) | FALSE | Unknown | White Mountain Apache Tribe of the Fort Apache Reservation, Arizona | CARRIZO SERVICE STATION | Junction Highway 60 & Route 73 (about 30 miles west of Whiteriver) | Carrizo | AZ | 95941
9 | WMAP027 | CARRIZO SERVICE STATION | TANK 5 | TANK 5 Compartment | Currently in Use | 4000 | TRUE |  | Diesel | TRUE | Spill Bucket | White Mountain Apache Tribe of the Fort Apache Reservation, Arizona | CARRIZO SERVICE STATION | Junction Highway 60 & Route 73 (about 30 miles west of Whiteriver) | Carrizo | AZ | 95941
9 | WMAP027 | CARRIZO SERVICE STATION | TANK 4 | TANK 4 Compartment | Currently in Use | 8000 | TRUE |  | Gasoline (containing <=10% ethanol) | TRUE | Spill Bucket | White Mountain Apache Tribe of the Fort Apache Reservation, Arizona | CARRIZO SERVICE STATION | Junction Highway 60 & Route 73 (about 30 miles west of Whiteriver) | Carrizo | AZ | 95941
9 | WMAP027 | CARRIZO SERVICE STATION | TANK 3 | TANK 3 Compartment | Currently in Use | 12000 | TRUE |  | Gasoline (containing <=10% ethanol) | TRUE | Spill Bucket | White Mountain Apache Tribe of the Fort Apache Reservation, Arizona | CARRIZO SERVICE STATION | Junction Highway 60 & Route 73 (about 30 miles west of Whiteriver) | Carrizo | AZ | 95941
9 | WMAP027 | CARRIZO SERVICE STATION | TANK 2 | TANK 2 Compartment | Permanently Out of Use | 12000 | TRUE |  | Gasoline (containing <=10% ethanol) | FALSE | Unknown | White Mountain Apache Tribe of the Fort Apache Reservation, Arizona | CARRIZO SERVICE STATION | Junction Highway 60 & Route 73 (about 30 miles west of Whiteriver) | Carrizo | AZ | 95941
9 | WMAP028 | APACHE TRIBAL MAINTENANCE YARD | TANK 1 | TANK 1 Compartment | Permanently Out of Use | 500 | TRUE | 2011-02-15 | Diesel | FALSE | Unknown | White Mountain Apache Tribe of the Fort Apache Reservation, Arizona | APACHE TRIBAL MAINTENANCE YARD | Corner of N. Leach Street and N. 1st Street | Whiteriver | AZ | 85941
9 | WMAP028 | APACHE TRIBAL MAINTENANCE YARD | TANK 2 | TANK 2 Compartment | Permanently Out of Use | 500 | TRUE | 2011-02-15 | Diesel | FALSE | Unknown | White Mountain Apache Tribe of the Fort Apache Reservation, Arizona | APACHE TRIBAL MAINTENANCE YARD | Corner of N. Leach Street and N. 1st Street | Whiteriver | AZ | 85941
9 | WMAP030 | APACHE FOOD STORE aka APACHE SERVICES aka EXXON | TANK 1 | TANK 1 Compartment | Currently in Use | 10000 | TRUE |  | Gasoline (containing <=10% ethanol) | TRUE | Spill Bucket | White Mountain Apache Tribe of the Fort Apache Reservation, Arizona | APACHE FOOD STORE aka APACHE SERVICES aka EXXON | HWY 73 AT HWY 55 | Whiteriver | AZ | 85941
9 | WMAP030 | APACHE FOOD STORE aka APACHE SERVICES aka EXXON | TANK 5 | TANK 5 Compartment | Currently in Use | 10000 | TRUE |  | Diesel | TRUE | Spill Bucket | White Mountain Apache Tribe of the Fort Apache Reservation, Arizona | APACHE FOOD STORE aka APACHE SERVICES aka EXXON | HWY 73 AT HWY 55 | Whiteriver | AZ | 85941
9 | WMAP030 | APACHE FOOD STORE aka APACHE SERVICES aka EXXON | TANK 4 | TANK 4 Compartment | Currently in Use | 10000 | TRUE |  | Gasoline (containing <=10% ethanol) | TRUE | Spill Bucket | White Mountain Apache Tribe of the Fort Apache Reservation, Arizona | APACHE FOOD STORE aka APACHE SERVICES aka EXXON | HWY 73 AT HWY 55 | Whiteriver | AZ | 85941
9 | WMAP030 | APACHE FOOD STORE aka APACHE SERVICES aka EXXON | TANK 3 | TANK 3 Compartment | Currently in Use | 10000 | TRUE |  | Gasoline (containing <=10% ethanol) | TRUE | Spill Bucket | White Mountain Apache Tribe of the Fort Apache Reservation, Arizona | APACHE FOOD STORE aka APACHE SERVICES aka EXXON | HWY 73 AT HWY 55 | Whiteriver | AZ | 85941
9 | WMAP030 | APACHE FOOD STORE aka APACHE SERVICES aka EXXON | TANK 2 | TANK 2 Compartment | Currently in Use | 10000 | TRUE |  | Gasoline (containing <=10% ethanol) | TRUE | Spill Bucket | White Mountain Apache Tribe of the Fort Apache Reservation, Arizona | APACHE FOOD STORE aka APACHE SERVICES aka EXXON | HWY 73 AT HWY 55 | Whiteriver | AZ | 85941
9 | WMAP031 | OLD APACHE STATION aka MCNARY GARAGE | TANK 1 | TANK 1 Compartment | Permanently Out of Use | 2000 | TRUE | 2012-09-19 | Gasoline (containing <=10% ethanol) | FALSE | Unknown | White Mountain Apache Tribe of the Fort Apache Reservation, Arizona | OLD APACHE STATION aka MCNARY GARAGE | HWY 260 at West Whispering Pine Lane | Mc Nary | AZ | 85930
9 | WMAP031 | OLD APACHE STATION aka MCNARY GARAGE | TANK 3 | TANK 3 Compartment | Permanently Out of Use | 1000 | TRUE | 2012-09-19 | Gasoline (containing <=10% ethanol) | FALSE | Unknown | White Mountain Apache Tribe of the Fort Apache Reservation, Arizona | OLD APACHE STATION aka MCNARY GARAGE | HWY 260 at West Whispering Pine Lane | Mc Nary | AZ | 85930
9 | WMAP031 | OLD APACHE STATION aka MCNARY GARAGE | TANK 2 | TANK 2 Compartment | Permanently Out of Use | 2000 | TRUE | 2012-09-19 | Gasoline (containing <=10% ethanol) | FALSE | Unknown | White Mountain Apache Tribe of the Fort Apache Reservation, Arizona | OLD APACHE STATION aka MCNARY GARAGE | HWY 260 at West Whispering Pine Lane | Mc Nary | AZ | 85930
9 | WMAP032 | CIBECUE TRADING POST | TANK 1 | TANK 1 Compartment | Permanently Out of Use | 1000 | TRUE |  | Gasoline (containing <=10% ethanol) | FALSE | Unknown | White Mountain Apache Tribe of the Fort Apache Reservation, Arizona | CIBECUE TRADING POST | N. CROMWELL ROAD | Cibeque | AZ | 85911
9 | WMAP032 | CIBECUE TRADING POST | TANK 2 | TANK 2 Compartment | Permanently Out of Use | 1000 | TRUE |  | Gasoline (containing <=10% ethanol) | FALSE | Unknown | White Mountain Apache Tribe of the Fort Apache Reservation, Arizona | CIBECUE TRADING POST | N. CROMWELL ROAD | Cibeque | AZ | 85911
9 | WMAP038 | "White River Unified School District #20, Bus Barn" | TANK 1 | TANK 1 Compartment | Permanently Out of Use | 8000 | TRUE | 2010-02-17 | Gasoline (containing <=10% ethanol) | TRUE | Spill Bucket | White Mountain Apache Tribe of the Fort Apache Reservation, Arizona | "White River Unified School District #20, Bus Barn" | "959 South Chief Avenue, P.O. 190" | Whiteriver | AZ | 85941
9 | WMAP038 | "White River Unified School District #20, Bus Barn" | TANK 3 | TANK 3 Compartment | Permanently Out of Use | 6000 | TRUE |  | Gasoline (containing <=10% ethanol) | FALSE | Unknown | White Mountain Apache Tribe of the Fort Apache Reservation, Arizona | "White River Unified School District #20, Bus Barn" | "959 South Chief Avenue, P.O. 190" | Whiteriver | AZ | 85941
9 | WMAP038 | "White River Unified School District #20, Bus Barn" | TANK 2 | TANK 2 Compartment | Permanently Out of Use | 8000 | TRUE | 2010-02-17 | Diesel | TRUE | Spill Bucket | White Mountain Apache Tribe of the Fort Apache Reservation, Arizona | "White River Unified School District #20, Bus Barn" | "959 South Chief Avenue, P.O. 190" | Whiteriver | AZ | 85941
9 | WMAP040 | OLD CENTRAL RECEIVING FACILITY | TANK 1 | TANK 1 Compartment | Permanently Out of Use | 6000 | TRUE |  | Gasoline (containing <=10% ethanol) | FALSE | Unknown | White Mountain Apache Tribe of the Fort Apache Reservation, Arizona | OLD CENTRAL RECEIVING FACILITY | West Spruce Street | Whiteriver | AZ | 85941
9 | WMAP041 | FORT APACHE TIMBER COMPANY CIBECUE | TANK 1 | TANK 1 Compartment | Permanently Out of Use | 6000 | TRUE |  | Gasoline (containing <=10% ethanol) | FALSE | Unknown | White Mountain Apache Tribe of the Fort Apache Reservation, Arizona | FORT APACHE TIMBER COMPANY CIBECUE | 202 S. COOLEY RD | Cibeque | AZ | 85911
9 | WMAP041 | FORT APACHE TIMBER COMPANY CIBECUE | TANK 2 | TANK 2 Compartment | Permanently Out of Use | 10000 | TRUE |  | Diesel | FALSE | Unknown | White Mountain Apache Tribe of the Fort Apache Reservation, Arizona | FORT APACHE TIMBER COMPANY CIBECUE | 202 S. COOLEY RD | Cibeque | AZ | 85911
9 | WMAP042 | SEVEN MILE FOOD STORE EXXON | TANK 1 | TANK 1 Compartment | Currently in Use | 12000 | TRUE |  | Gasoline (containing <=10% ethanol) | TRUE | Spill Bucket | White Mountain Apache Tribe of the Fort Apache Reservation, Arizona | SEVEN MILE FOOD STORE EXXON | 2228 7-Mile Road | Whiteriver | AZ | 85941
9 | WMAP042 | SEVEN MILE FOOD STORE EXXON | TANK 2 | TANK 2 Compartment | Currently in Use | 8000 | TRUE |  | Gasoline (containing <=10% ethanol) | TRUE | Spill Bucket | White Mountain Apache Tribe of the Fort Apache Reservation, Arizona | SEVEN MILE FOOD STORE EXXON | 2228 7-Mile Road | Whiteriver | AZ | 85941
9 | WMAP043 | BIA GREENHOUSE | TANK 1 | TANK 1 Compartment | Permanently Out of Use | 500 | TRUE |  | Gasoline (containing <=10% ethanol) | FALSE | Unknown | White Mountain Apache Tribe of the Fort Apache Reservation, Arizona | BIA GREENHOUSE | IR 690 | Mc Nary | AZ | 85930
9 | WMAP044 | "TRIBAL LAND OPERATIONS YARD, CIBECUE (formerly BIA)" | TANK 1 | TANK 1 Compartment | Permanently Out of Use | 1000 | TRUE |  | Gasoline (containing <=10% ethanol) | FALSE | Unknown | White Mountain Apache Tribe of the Fort Apache Reservation, Arizona | "TRIBAL LAND OPERATIONS YARD, CIBECUE (formerly BIA)" | NO STREET ADDRESS | Cibeque | AZ | 85911
9 | WMAP045 | RESERVATION LAKE | TANK 1 | TANK 1 Compartment | Permanently Out of Use | 3000 | TRUE |  | Gasoline (containing <=10% ethanol) | FALSE | Unknown | White Mountain Apache Tribe of the Fort Apache Reservation, Arizona | RESERVATION LAKE | NO STREET ADDRESS | Whiteriver | AZ | 85941
9 | WMAP046 | OLD MAVERICK TOWN | TANK 1 | TANK 1 Compartment | Permanently Out of Use | 1000 | TRUE |  | Gasoline (containing <=10% ethanol) | FALSE | Unknown | White Mountain Apache Tribe of the Fort Apache Reservation, Arizona | OLD MAVERICK TOWN | NO STREET ADDRESS | Whiteriver | AZ | 85941
9 | WMAP047 | EAST FORK LUTHERAN/MISSION SCHOOL | TANK 1 | TANK 1 Compartment | Permanently Out of Use | 1000 | TRUE | 2011-02-01 | Diesel | FALSE | Unknown | White Mountain Apache Tribe of the Fort Apache Reservation, Arizona | EAST FORK LUTHERAN/MISSION SCHOOL | 1 MISSION LANE | Whiteriver | AZ | 85941
9 | WMAP048 | WESTEND STORE/TIRE SHOP | TANK 1 | TANK 1 Compartment | Permanently Out of Use | 10000 | TRUE |  | Gasoline (containing <=10% ethanol) | FALSE | Unknown | White Mountain Apache Tribe of the Fort Apache Reservation, Arizona | WESTEND STORE/TIRE SHOP | WEST CIBEQUE ROAD NEAR JCT WEST COOLEY ROAD | Cibeque | AZ | 85911
9 | WMAP048 | WESTEND STORE/TIRE SHOP | TANK 2 | TANK 2 Compartment | Permanently Out of Use | 10000 | TRUE |  | Gasoline (containing <=10% ethanol) | FALSE | Unknown | White Mountain Apache Tribe of the Fort Apache Reservation, Arizona | WESTEND STORE/TIRE SHOP | WEST CIBEQUE ROAD NEAR JCT WEST COOLEY ROAD | Cibeque | AZ | 85911
9 | WMAP049 | ADOT - FLYING 'V' MAINTENANCE FACILITY | TANK 1 | TANK 1 Compartment | Permanently Out of Use | 6000 | TRUE | 2006-10-03 | Diesel | TRUE | Spill Bucket | White Mountain Apache Tribe of the Fort Apache Reservation, Arizona | ADOT - FLYING 'V' MAINTENANCE FACILITY | S.R. 60 MP 307 | Globe | AZ | 85501
9 | WMAP049 | ADOT - FLYING 'V' MAINTENANCE FACILITY | TANK 2 | TANK 2 Compartment | Permanently Out of Use | 6000 | TRUE | 2006-10-03 | Gasoline (containing <=10% ethanol) | TRUE | Spill Bucket | White Mountain Apache Tribe of the Fort Apache Reservation, Arizona | ADOT - FLYING 'V' MAINTENANCE FACILITY | S.R. 60 MP 307 | Globe | AZ | 85501
9 | WMAP050 | CARRIZO TRADING POST | TANK 1 | TANK 1 Compartment | Permanently Out of Use | 500 | TRUE |  | Gasoline (containing <=10% ethanol) | FALSE | Unknown | White Mountain Apache Tribe of the Fort Apache Reservation, Arizona | CARRIZO TRADING POST | SR 77 | Show Low | AZ | 85901
9 | WMAP050 | CARRIZO TRADING POST | TANK 2 | TANK 2 Compartment | Permanently Out of Use | 500 | TRUE |  | Gasoline (containing <=10% ethanol) | FALSE | Unknown | White Mountain Apache Tribe of the Fort Apache Reservation, Arizona | CARRIZO TRADING POST | SR 77 | Show Low | AZ | 85901
9 | WMAP051 | SUNRISE PARK RESORT COMMISSARY | TANK 1 | TANK 1 Compartment | Currently in Use | 10000 | TRUE |  | Diesel | TRUE | Spill Bucket | White Mountain Apache Tribe of the Fort Apache Reservation, Arizona | SUNRISE PARK RESORT COMMISSARY | HWY 273 | Greer | AZ | 85927
9 | WMAP051 | SUNRISE PARK RESORT COMMISSARY | TANK 2 | TANK 2 Compartment | Currently in Use | 10000 | TRUE |  | Gasoline (containing <=10% ethanol) | TRUE | Spill Bucket | White Mountain Apache Tribe of the Fort Apache Reservation, Arizona | SUNRISE PARK RESORT COMMISSARY | HWY 273 | Greer | AZ | 85927
9 | WMAP052 | CANYON DAY STORE | TANK 1 | TANK 1 Compartment | Currently in Use | 12000 | TRUE |  | Gasoline (containing <=10% ethanol) | TRUE | Spill Bucket | White Mountain Apache Tribe of the Fort Apache Reservation, Arizona | CANYON DAY STORE | Hwy 73 and Middle Street | Whiteriver | AZ | 85941
9 | WMAP052 | CANYON DAY STORE | TANK 3 | TANK 3 Compartment | Currently in Use | 4000 | TRUE |  | Diesel | TRUE | Spill Bucket | White Mountain Apache Tribe of the Fort Apache Reservation, Arizona | CANYON DAY STORE | Hwy 73 and Middle Street | Whiteriver | AZ | 85941
9 | WMAP052 | CANYON DAY STORE | TANK 2 | TANK 2 Compartment | Currently in Use | 8000 | TRUE |  | Gasoline (containing <=10% ethanol) | TRUE | Spill Bucket | White Mountain Apache Tribe of the Fort Apache Reservation, Arizona | CANYON DAY STORE | Hwy 73 and Middle Street | Whiteriver | AZ | 85941
9 | WMAP053 | Gozhoo Cafe (North Fork Chevron Food Store) | TANK 1 | TANK 1 Compartment | Temporarily Out of Use | 12000 | TRUE | 2014-03-18 | Gasoline (containing <=10% ethanol) | TRUE | Spill Bucket | White Mountain Apache Tribe of the Fort Apache Reservation, Arizona | North Fork Chevron Food Store | 5624 N 1st St. | Whiteriver | AZ | 85941
9 | WMAP053 | Gozhoo Cafe (North Fork Chevron Food Store) | TANK 3 | TANK 3 Compartment | Temporarily Out of Use | 4000 | TRUE | 2014-03-18 | Diesel | TRUE | Spill Bucket | White Mountain Apache Tribe of the Fort Apache Reservation, Arizona | North Fork Chevron Food Store | 5624 N 1st St. | Whiteriver | AZ | 85941
9 | WMAP053 | Gozhoo Cafe (North Fork Chevron Food Store) | TANK 2 | TANK 2 Compartment | Temporarily Out of Use | 8000 | TRUE | 2014-03-18 | Gasoline (containing <=10% ethanol) | TRUE | Spill Bucket | White Mountain Apache Tribe of the Fort Apache Reservation, Arizona | North Fork Chevron Food Store | 5624 N 1st St. | Whiteriver | AZ | 85941
9 | WMAP055 | Former IHS Hospital | TANK 1 | TANK 1 Compartment | Permanently Out of Use | 8428 | TRUE |  | Diesel | FALSE | Unknown | White Mountain Apache Tribe of the Fort Apache Reservation, Arizona | Former IHS Hospital | 309 2nd Avenue | Whiteriver | AZ | 85941
9 | WMAP056 | Rex Graham Indian Pine Shell Station | TANK 5 | TANK 5 Compartment | Permanently Out of Use | 500 | TRUE | 1993-11-01 | Used Oil | FALSE | Unknown | White Mountain Apache Tribe of the Fort Apache Reservation, Arizona | Former Rex Graham Indian Pine Shell Station | Highway 260 and Highway 73 | Pinetop | AZ | 85935
9 | WMAP056 | Rex Graham Indian Pine Shell Station | TANK 6 | TANK 6 Compartment | Permanently Out of Use | 3000 | TRUE | 1993-11-01 | Gasoline (containing <=10% ethanol) | FALSE | Unknown | White Mountain Apache Tribe of the Fort Apache Reservation, Arizona | Former Rex Graham Indian Pine Shell Station | Highway 260 and Highway 73 | Pinetop | AZ | 85935
9 | WMAP056 | Rex Graham Indian Pine Shell Station | TANK 7 | TANK 7 Compartment | Permanently Out of Use | 4000 | TRUE | 1993-11-01 | Gasoline (containing <=10% ethanol) | FALSE | Unknown | White Mountain Apache Tribe of the Fort Apache Reservation, Arizona | Former Rex Graham Indian Pine Shell Station | Highway 260 and Highway 73 | Pinetop | AZ | 85935
9 | WMAP056 | Rex Graham Indian Pine Shell Station | TANK 8 | TANK 8 Compartment | Permanently Out of Use | 8000 | TRUE | 1993-11-01 | Gasoline (containing <=10% ethanol) | FALSE | Unknown | White Mountain Apache Tribe of the Fort Apache Reservation, Arizona | Former Rex Graham Indian Pine Shell Station | Highway 260 and Highway 73 | Pinetop | AZ | 85935
9 | WMAP056 | Rex Graham Indian Pine Shell Station | TANK 9 | TANK 9 Compartment | Permanently Out of Use | 8000 | TRUE | 1993-11-01 | Gasoline (containing <=10% ethanol) | FALSE | Unknown | White Mountain Apache Tribe of the Fort Apache Reservation, Arizona | Former Rex Graham Indian Pine Shell Station | Highway 260 and Highway 73 | Pinetop | AZ | 85935
9 | WMAP057 | Alchesay High School former emergency generator UST | Tank 1 | Tank 1 Compartment | Permanently Out of Use | 5000 | TRUE | 2015-01-29 | Diesel |  |  | White Mountain Apache Tribe of the Fort Apache Reservation, Arizona | Alchesay High School | West One Step Beyond Street | Whiteriver | AZ | 85941
9 | YAVP001 | "E Z TRANSMIX, INC." | TANK 1 | TANK 1 Compartment | Permanently Out of Use | 5000 | TRUE |  | Diesel | FALSE | Unknown | Yavapai-Prescott Indian Tribe | "E Z TRANSMIX, INC." | EZ STREET | Prescott | AZ | 86301
9 | YAVP001 | "E Z TRANSMIX, INC." | TANK 2 | TANK 2 Compartment | Permanently Out of Use | 1000 | TRUE |  | Gasoline (containing <=10% ethanol) | FALSE | Unknown | Yavapai-Prescott Indian Tribe | "E Z TRANSMIX, INC." | EZ STREET | Prescott | AZ | 86301
9 | YAVP002 | YAVAPAI CASINO/BINGO formerly TIM'S BUICK | TANK 1 | TANK 1 Compartment | Permanently Out of Use | 1000 | TRUE |  | Gasoline (containing <=10% ethanol) | FALSE | Unknown | Yavapai-Prescott Indian Tribe | YAVAPAI CASINO/BINGO formerly TIM'S BUICK | 1505 E. Gurley Street | Prescott | AZ | 86301
9 | YAVP002 | YAVAPAI CASINO/BINGO formerly TIM'S BUICK | TANK 2 | TANK 2 Compartment | Permanently Out of Use | 1000 | TRUE |  | Gasoline (containing <=10% ethanol) | FALSE | Unknown | Yavapai-Prescott Indian Tribe | YAVAPAI CASINO/BINGO formerly TIM'S BUICK | 1505 E. Gurley Street | Prescott | AZ | 86301
9 | YAVP002 | YAVAPAI CASINO/BINGO formerly TIM'S BUICK | TANK 3 | TANK 3 Compartment | Permanently Out of Use | 500 | TRUE |  | Used Oil | FALSE | Unknown | Yavapai-Prescott Indian Tribe | YAVAPAI CASINO/BINGO formerly TIM'S BUICK | 1505 E. Gurley Street | Prescott | AZ | 86301
9 | YAVP002 | YAVAPAI CASINO/BINGO formerly TIM'S BUICK | TANK 4 | TANK 4 Compartment | Permanently Out of Use | 1000 | TRUE |  | Gasoline (containing <=10% ethanol) | FALSE | Unknown | Yavapai-Prescott Indian Tribe | YAVAPAI CASINO/BINGO formerly TIM'S BUICK | 1505 E. Gurley Street | Prescott | AZ | 86301
9 | YAVP004 | Good2Go Store #555 - 76 Station | TANK 1 | TANK 1 Compartment | Currently in Use | 10000 | TRUE |  | Gasoline (containing <=10% ethanol) | TRUE | Spill Bucket | Yavapai-Prescott Indian Tribe | EXPRESS STOP #105 aka BIG 'M' CHEVRON | 1555 W. HWY 69 | Prescott | AZ | 86301
9 | YAVP004 | Good2Go Store #555 - 76 Station | TANK 2 | TANK 2 Compartment | Currently in Use | 10000 | TRUE |  | Gasoline (containing <=10% ethanol) | TRUE | Spill Bucket | Yavapai-Prescott Indian Tribe | EXPRESS STOP #105 aka BIG 'M' CHEVRON | 1555 W. HWY 69 | Prescott | AZ | 86301
9 | YAVP004 | Good2Go Store #555 - 76 Station | TANK 3 | TANK 3 Compartment | Currently in Use | 6000 | TRUE |  | Gasoline (containing <=10% ethanol) | TRUE | Spill Bucket | Yavapai-Prescott Indian Tribe | EXPRESS STOP #105 aka BIG 'M' CHEVRON | 1555 W. HWY 69 | Prescott | AZ | 86301
9 | YAVP004 | Good2Go Store #555 - 76 Station | TANK 4 | TANK 4 Compartment | Currently in Use | 6000 | TRUE |  | Diesel | TRUE | Spill Bucket | Yavapai-Prescott Indian Tribe | EXPRESS STOP #105 aka BIG 'M' CHEVRON | 1555 W. HWY 69 | Prescott | AZ | 86301
9 | YERI001 | ARROWHEAD MARKET | TANK 1 | TANK 1 Compartment | Temporarily Out of Use | 10000 | TRUE | 2025-08-01 | Gasoline (containing <=10% ethanol) | TRUE | Spill Bucket | Yerington Paiute Tribe of the Yerington Colony & Campbell Ranch, Nevada | ARROWHEAD MARKET | 171 CAMPBELL LANE | Yerington | NV | 89447
9 | YERI001 | ARROWHEAD MARKET | TANK 2 | TANK 2 Compartment | Temporarily Out of Use | 10000 | TRUE | 2024-08-01 | Gasoline (containing <=10% ethanol) | TRUE | Spill Bucket | Yerington Paiute Tribe of the Yerington Colony & Campbell Ranch, Nevada | ARROWHEAD MARKET | 171 CAMPBELL LANE | Yerington | NV | 89447
9 | YURO002 | BILL PEARSON MARKET | TANK 1 | TANK 1 Compartment | Permanently Out of Use |  | TRUE |  | Gasoline (containing <=10% ethanol) | FALSE | Unknown | Yurok Tribe of the Yurok Reservation, California | BILL PEARSON MARKET | NO STREET ADDRESS | Hoopa | CA | 95546
9 | YURO002 | BILL PEARSON MARKET | TANK 2 | TANK 2 Compartment | Permanently Out of Use | 1000 | TRUE | 1999-07-26 | Gasoline (containing <=10% ethanol) | FALSE | Unknown | Yurok Tribe of the Yurok Reservation, California | BILL PEARSON MARKET | NO STREET ADDRESS | Hoopa | CA | 95546
9 | YURO004 | PEM-MEY | TANK 1 | TANK 1 Compartment | Currently in Use | 15000 | TRUE | 2004-11-01 | Gasoline (containing <=10% ethanol) | TRUE | Spill Bucket | Yurok Tribe of the Yurok Reservation, California | PEM-MEY | 125 Ehlers Road | Klamath | CA | 95548
9 | YURO004 | PEM-MEY | TANK 2 | TANK 2 Compartment | Currently in Use | 8000 | TRUE | 2004-11-01 | Gasoline (containing <=10% ethanol) | TRUE | Spill Bucket | Yurok Tribe of the Yurok Reservation, California | PEM-MEY | 125 Ehlers Road | Klamath | CA | 95548
9 | YURO004 | PEM-MEY | TANK 3 | TANK 3 Compartment | Currently in Use | 7000 | TRUE | 2004-11-01 | Diesel | TRUE | Spill Bucket | Yurok Tribe of the Yurok Reservation, California | PEM-MEY | 125 Ehlers Road | Klamath | CA | 95548
9 | YURO005 | CALTRANS DISCOVERED TANK | TANK 1 | TANK 1 Compartment | Permanently Out of Use | 500 | TRUE | 2005-07-06 | Gasoline (containing <=10% ethanol) | FALSE | Unknown | Yurok Tribe of the Yurok Reservation, California | CALTRANS DISCOVERED TANK | "Weitchpec, CA" | Weitchpec | CA | 95546