## Cover Page
Surface Water Concentration Estimates for 1,2-Dichloroethane
CASRN 107-06-2

## ReadMe
ReadME
12DCA per Facility max release | This tab includes maximum releases by facility.
Max conc per OES | This tab includes maximum concentrations by occupational exposure scenario.
Conversion Factors | The tab includes conversion factors between ug/kg and L/million L.

## 12DCA per Facility max release
[68 empty] | Calculated Flow Values | [6 empty] | Release Concentrations (OES days of release) |  |  | Release Concentrations (ECO 21 days of release) |  |  | ECO Aquatic Screen (Operating Days) |  | ECO Aquatic Screen (21 Days) |  | 6375 | 480
FRS.ID...1 | Year | Facility.Name | Street.Address | City | State | ZIP.Code | Facility.Latitude | Facility.Longitude | TRI.Facility.ID.s. | FRS.ID...12 | OES.Name. and. Description | SIC.Code | SIC.Description | Link.to. ECHO | Indirect.or. Direct. Discharger | Release. Pattern | Operating Days | Annual. Discharge.. kg.yr. | Release per day (based on operating days). kg/day | ECO: Release per day (based on 21 days) | Generic.Factor | High.End.Daily.Discharge..kg.day. | Days.period | Max.One.Day | NPDES.Permit.Number | Water.Body.Name | Reach.Code | Potential.Outlier.or.Data.Error.marked.in.ECHO | Non.Detect. | Facility.Type.Indicator | .source_sheet | FRS_ID | FRS.ID...11 | NPDES1 | NPDES2 | NPDES3 | DataYr | ReachCode | WbName | FacilityDesignFlow | ActualAvgFacilityFlow | AvgFacilityFlow | From | PlantFlowMGD | PlantFlowCFS | COMID | GNIS_NAME | StreamOrde | QE_MA | QE_01 | QE_02 | QE_03 | QE_04 | QE_05 | QE_06 | QE_07 | QE_08 | QE_09 | QE_10 | QE_11 | QE_12 | MinMonth | calc30Q5cfs | calc30Q5mld | calc7Q10mld | calcAMmld | calcHMmld | PlantFlowMLD | Pick30Q5mld | Note30Q5 | PickHMmld | NoteHM | Pick7Q10mld | Note7Q10 | 7Q10 Concentration (ug/L) | 30Q5 Concentration (ug/L) | Harmonic Mean Concentration (ug/L) | 7Q10 Concentration (ug/L) | 30Q5 Concentration (ug/L) | Harmonic Mean Concentration (ug/L) | Acute Aquatic COC (6,375 ug/L) | Chronic Aquatic COC (480 ug/L) | Acute Aquatic COC (6,375 ug/L) | Chronic Aquatic COC (480 ug/L) | Basis of concentration | Chronic RQ>1? |  |  | Effluent Monitoring Date
110000310191 | 2015 | GE AVIATION | 1000 WESTERN AVE MAIL DROP 164X9 | LYNN | MA | 1905 | 42.4526 | -70.9734 | 01910GNRLL1000W | 110000310191 | Unknown | 3724 | Aircraft Engines and Engine Parts (except research and development not producing prototypes) | #N/A | #N/A | #N/A | 250 | 0.6059 | 0.0024236 | 0.028853 | 0 | N/A - Period DMR Data Not Available | N/A | N/A | MA0003905 | SAUGUS RIVER | 1090001001195 | #N/A | #N/A | #N/A | 2015 | 110000310191 | 110000310191 | MA0003905 | MAPIU00C9 |  | 2023 | 01090001001195 | SAUGUS RIVER | NA | NA | 0.10597 | NPDES | 0.10597 | 0.16396 | 5867391 | Saugus River | 3 | 44.762 | 86.119 | 140.724 | 498.857 | 202.356 | 44.726 | 21.737 | 10.904 | 8.965 | 7.631 | 10.921 | 40.524 | 87.785 | QE_09 | 7.631 | 18.6577 | 11.0201 | 109.4425 | 40.4687 | 0.40088 | 18.6577 | 30Q5 Flow | 40.4687 | HM Flow | 11.0201 | 7Q10 Flow | 0.21993 | 0.1299 | 0.059889 | 2.6182 | 1.5464 | 0.71296 | NO | NO | NO | NO | 0.0054545 | NO
110000319904 | 2024 | FISHER SCIENTIFIC CO INC | 1 REAGENT LN | FAIR LAWN | NJ | 7410 | 40.9375 | -74.1319 | 07410FSHRS1REAG | 110000319904 | Unknown | 2899 | Chemicals and Chemical Preparations, NEC (table salt) | #N/A | #N/A | #N/A | 250 | 0.058179 | 0.00023272 | 0.0027704 | 0 | N/A - Period DMR Data Not Available | N/A | N/A | NJG102792 | HENDERSON BROOK | 2030103000370 | #N/A | Yes | NON-POTW | 2021 | 110000319904 | 110000319904 | NJG110281 | NJG102792 |  | 2023 | 02030103000370 | HENDERSON BROOK | 0.1296 | 0.084 | 0.040133 | NPDES | 0.084 | 0.12997 | 932030161 | Diamond Brook | 1 | 5.781 | 14.668 | 31.338 | 36.368 | 9.278 | 7.508 | 5.634 | 3.379 | 2.619 | 3.637 | 12.208 | 9.703 | 9.531 | QE_08 | 2.619 | 6.4034 | 3.6424 | 14.1345 | 8.3419 | 0.31777 | 6.4034 | 30Q5 Flow | 8.3419 | HM Flow | 3.6424 | 7Q10 Flow | 0.063891 | 0.036343 | 0.027897 | 0.7606 | 0.43265 | 0.33211 | NO | NO | NO | NO | 0.0015846 | NO
110000321651 | 2022 | FIRMENICH INCORPORATED | 250 PLAINSBORO RD | PLAINSBORO | NJ | 8536 | 40.3319 | -74.6197 | 08536FRMNCPRINC | 110000321651 | Unknown | 2869 | Industrial Organic Chemicals, NEC (aliphatics) | #N/A | #N/A | #N/A | 250 | 0.030695 | 0.00012278 | 0.0014617 | 0 | N/A - Period DMR Data Not Available | N/A | N/A | NJ0031445 | MILLSTONE RIVER | 2060002000003 | #N/A | Yes | NON-POTW | 2021 | 110000321651 | 110000321651 | NJG124397 | NJ0031445 |  | 2023 | 02060002000003 | MILLSTONE RIVER | 0.036 | 0.04 | 0.04075 | NPDES | 0.04 | 0.061889 | 4769406 | NA | -9 | 0 | 0 | 0 | 0 | 0 | 0 | 0 | 0 | 0 | 0 | 0 | 0 | 0 | NA | NA | NA | NA | NA | NA | NA | NA | Coastal | NA | Coastal | NA | Coastal | NA | NA | NA | NA | NA | NA | NA | NA | NA | NA | NA | NA
110000322311 | 2024 | AVANTOR PERFORMANCE MATERIALS | 600 N BROAD ST | PHILLIPSBURG | NJ | 8865 | 40.7031 | -75.1977 | 08865JTBKR600NO | 110000322311 | Unknown | 2819 | Industrial Inorganic Chemicals, NEC (recovering sulfur from natural gas) | #N/A | #N/A | #N/A | 250 | 0.18096 | 0.00072384 | 0.0086171 | 0 | N/A - Period DMR Data Not Available | N/A | N/A | NJ0004006 | DELAWARE RIVER | 2040105000093 | #N/A | Yes | NON-POTW | 2021 | 110000322311 | 110000322311 | NJ0004006 | NJ0171964 |  | 2023 | 02040105000093 | DELAWARE RIVER | 2.75 | 1.9 | 2.2892 | NPDES | 1.9 | 2.9397 | 2588431 | Delaware River | 6 | 8215.675 | 8785.29 | 9272.262 | 14003.505 | 15567.763 | 10695.307 | 6836.136 | 4505.025 | 3406.52 | 3924.028 | 5150.47 | 7069.405 | 9504.832 | QE_08 | 3406.52 | 8328.8998 | 6097.9706 | 20087.2249 | 15559.6866 | 7.1876 | 8328.8998 | 30Q5 Flow | 15559.6866 | HM Flow | 6097.9706 | 7Q10 Flow | 0.0001187 | 8.6907e-05 | 4.652e-05 | 0.0014131 | 0.0010346 | 0.00055381 | NO | NO | NO | NO | 2.944e-06 | NO
110000324391 | 2018 | SABIC INNOVATIVE PLASTICS | NORYL AVENUE | SELKIRK | NY | 12158 | 42.5746 | -73.8514 | #N/A | 110000324391 | Unknown | 2821 | Plastics Materials, Synthetic and Resins, and Nonvulcanizable Elastomers | #N/A | #N/A | #N/A | 250 | 3.2907 | 0.013163 | 0.1567 | 0 | N/A - Period DMR Data Not Available | N/A | N/A | NY0007072 | HUDSON R | 02020006000238 | #N/A | X | NON-POTW | 2015 | 110000324391 | 110000324391 | NY0007072 |  |  | 2023 | 02020006000238 | HUDSON R | NA | 1.006 | 0.3319 | NPDES | 1.006 | 1.5565 | 6185934 | Vloman Kill | 2 | 12.013 | 14.234 | 18.162 | 49.518 | 38.195 | 22.289 | 15.801 | 8.663 | 6.87 | 7.405 | 8.784 | 16.803 | 13.893 | QE_08 | 6.87 | 16.7971 | 9.8845 | 29.3716 | 20.457 | 3.8057 | 16.7971 | 30Q5 Flow | 20.457 | HM Flow | 9.8845 | 7Q10 Flow | 1.3317 | 0.78364 | 0.64344 | 15.8531 | 9.329 | 7.66 | NO | NO | NO | NO | 0.033027 | NO
110000326601 | 2015 | FMC | 100 NIAGARA STREET | MIDDLEPORT | NY | 14105 | 43.2072 | -78.4689 | 14105FMCCR100NI | 110000326601 | Unknown | 2879 | Pesticides and Agricultural Chemicals, NEC | #N/A | #N/A | #N/A | 250 | 0.086343 | 0.00034537 | 0.0041116 | 0 | N/A - Period DMR Data Not Available | N/A | N/A | NY0000345 | JEDDO CK TR | 4130001000130 | #N/A | X | NON-POTW | 2015 | 110000326601 | 110000326601 | NY0000345 |  |  | 2023 | 04130001000130 | JEDDO CK TR | NA | 0.162 | 0.0995 | NPDES | 0.162 | 0.25065 | 15560619 | NA | 2 | 9.669 | 13.058 | 16.459 | 108.824 | 33.214 | 10.376 | 7.441 | 4.209 | 3.989 | 5.022 | 4.9 | 11.676 | 14.608 | QE_08 | 3.989 | 9.7531 | 5.6306 | 23.6406 | 13.5314 | 0.61284 | 9.7531 | 30Q5 Flow | 13.5314 | HM Flow | 5.6306 | 7Q10 Flow | 0.061339 | 0.035412 | 0.025524 | 0.73023 | 0.42157 | 0.30385 | NO | NO | NO | NO | 0.0015213 | NO
110000327361 | 2018 | OCCIDENTAL CHEMICAL CORP NIAGARA PLANT | 47TH ST AT BUFFALO AVE | NIAGARA FALLS | NY | 14304 | 43.0867 | -79.0038 | 14302CCDNT4700B | 110000327361 | Remediation | 2812 | Alkalies and Chlorine | #N/A | #N/A | #N/A | 250 | 1.0884 | 0.0043537 | 0.05183 | 0 | N/A - Period DMR Data Not Available | N/A | N/A | NY0003336 | NIAGARA R | 4120104000901 | #N/A | #N/A | #N/A | 2015 | 110000327361 | 110000327361 | NY0003336 |  |  | 2023 | 04120104000901 | NIAGARA R | 37.34 | 37.34 | 0.31417 | NPDES | 37.34 | 57.7736 | 15571665 | Niagara River | 5 | 304918.471 | 297375.468 | 229719.201 | 77175.089 | 609465.756 | 296505.501 | 191853.473 | 197342.381 | 138837.085 | 108055.406 | 51750.753 | 143942.07 | 386889.782 | QE_10 | 51750.753 | 126529.9584 | 101949.1435 | 745521.934 | 407004.2345 | 141.2557 | 126529.9584 | 30Q5 Flow | 407004.2345 | HM Flow | 101949.1435 | 7Q10 Flow | 4.2705e-05 | 3.4409e-05 | 1.0697e-05 | 0.00050839 | 0.00040963 | 0.00012735 | NO | NO | NO | NO | 1.0592e-06 | NO
110000327799 | 2020 | XEROX JOSEPH C WILSON CTR FOR TECHNOLOGY | 800 PHILLIPS RD | WEBSTER | NY | 14580 | 43.2278 | -77.4115 | 14580XRXCR800PH | 110000327799 | Unknown | 9511 | Air and Water Resource and Solid Waste Management | #N/A | #N/A | #N/A | 250 | 0.21599 | 0.00086395 | 0.010285 | 0 | N/A - Period DMR Data Not Available | N/A | N/A | NY0002402 | MILL CK TR | 4140101000567 | #N/A | X | NON-POTW | 2015 | 110000327799 | 110000327799 | NY0002402 |  |  | 2023 | 04140101000567 | MILL CK TR | NA | 1.8 | 0.66889 | NPDES | 1.8 | 2.785 | 21632993 | NA | 1 | 1.644 | 2.501 | 3.41 | 44.199 | 5.437 | 1.715 | 1.299 | 0.671 | 0.696 | 0.996 | 1.391 | 1.462 | 2.698 | QE_07 | 0.671 | 1.6406 | 0.88953 | 4.0196 | 2.1135 | 6.8093 | 6.8093 | Plant Flow | 6.8093 | Plant Flow | 6.8093 | Plant Flow | 0.12688 | 0.12688 | 0.12688 | 1.5104 | 1.5104 | 1.5104 | NO | NO | NO | NO | 0.0031467 | NO
110000329038 | 2024 | SHELL CHEMICAL APPALACHIA LLC | 300 FRANKFORT RD | MONACA | PA | 15061-2210 | 40.6706 | -80.3365 | 15061ZNCCR300FR | 110000329038 | Unknown | 2869 | Industrial Organic Chemicals, NEC (aliphatics) | #N/A | #N/A | #N/A | 250 | 0.04767 | 0.00019068 | 0.00227 | 0 | N/A - Period DMR Data Not Available | N/A | N/A | PA0002208 | OHIO RIVER, POORHOUSE RUN, RACCOON CREEK, RAG RUN, UNNAMED STREAM, UNNAMED TRIB TO OHIO RIVER | 5030101001548 | #N/A | Yes | NON-POTW | 2021 | 110000329038 | 110000329038 | PA0002208 |  |  | 2023 | 05030101001548 | OHIO RIVER, POORHOUSE RUN, RACCOON CREEK, RAG RUN, UNNAMED STREAM, UNNAMED TRIB TO OHIO RIVER | 94.454 | NA | 0.15489 | NPDES | 0.15489 | 0.23965 | 3819695 | Poorhouse Run | 1 | 0.478 | 1.446 | 4.499 | 1.63 | 0.804 | 0.564 | 0.383 | 0.27 | 0.175 | 0.266 | 0.279 | 0.374 | 0.812 | QE_08 | 0.175 | 0.42787 | 0.22127 | 1.1687 | 0.54667 | 0.58595 | 0.58595 | Plant Flow | 0.58595 | Plant Flow | 0.58595 | Plant Flow | 0.32542 | 0.32542 | 0.32542 | 3.8741 | 3.8741 | 3.8741 | NO | NO | NO | NO | 0.008071 | NO
110000329886 | 2024 | PA TRANSFORMER TECH | 30 CURRY AVE | CANONSBURG | PA | 15317 | 40.2691 | -80.1706 | #N/A | 110000329886 | Unknown | #N/A | #N/A | #N/A | #N/A | #N/A | 250 | 0.010612 | 4.2448e-05 | 0.00050533 | 0 | N/A - Period DMR Data Not Available | N/A | N/A | PA0001937 | CHARTIERS CREEK, UNNAMED STREAM, UNNAMED TRIB TO CHARTIERS CREEK | 5030101000095 | #N/A | Yes | NON-POTW | 2021 | 110000329886 | 110000329886 | PA0001937 |  |  | 2023 | 05030101000095 | CHARTIERS CREEK, UNNAMED STREAM, UNNAMED TRIB TO CHARTIERS CREEK | 0 | NA | 0.10924 | NPDES | 0.10924 | 0.16902 | 3824063 | Chartiers Creek | 4 | 93.251 | 154.215 | 258.267 | 276.453 | 149.874 | 106.161 | 65.161 | 40.991 | 30.241 | 26.816 | 21.21 | 81.019 | 143.631 | QE_10 | 21.21 | 51.8582 | 31.7521 | 227.9976 | 102.7014 | 0.41325 | 51.8582 | 30Q5 Flow | 102.7014 | HM Flow | 31.7521 | 7Q10 Flow | 0.0013369 | 0.00081854 | 0.00041331 | 0.015915 | 0.0097445 | 0.0049204 | NO | NO | NO | NO | 3.3156e-05 | NO
110000333318 | 2016 | GENERAL DYNAMICS ORDNANCE TACTICAL SYSTEMS | 200 E HIGH ST | RED LION | PA | 17356 | 39.9037 | -76.6051 | 17356GNRLD200EH | 110000333318 | Unknown | 3489 | Ordnance and Accessories, NEC | #N/A | #N/A | #N/A | 250 | 0.045269 | 0.00018107 | 0.0021556 | 0 | N/A - Period DMR Data Not Available | N/A | N/A | PA0043672 | FISHING CREEK | 2050306000429 | #N/A | X | NON-POTW | 2015 | 110000333318 | 110000333318 | PA0043672 |  |  | 2023 | 02050306000429 | FISHING CREEK | 0.085 | NA | 0 | NPDES | 0 | 0 | 4724709 | Fishing Creek | 1 | 6.958 | 23.305 | 51.536 | 40.872 | 10.584 | 8.479 | 6.425 | 3.926 | 3.204 | 4.5 | 4.251 | 8.692 | 11.423 | QE_08 | 3.204 | 7.8337 | 4.4878 | 17.0122 | 10.218 | 0 | 7.8337 | 30Q5 Flow | 10.218 | HM Flow | 4.4878 | 7Q10 Flow | 0.040348 | 0.023115 | 0.017721 | 0.48034 | 0.27517 | 0.21096 | NO | NO | NO | NO | 0.0010007 | NO
110000338536 | 2018 | FORMOSA PLASTICS CORPORATION | 780 SCHOOL HOUSE ROAD | DELAWARE CITY | DE | 19706 | 39.5851 | -75.6492 | #N/A | 110000338536 | Processing as a Reactant | 2821 | Plastics Materials, Synthetic and Resins, and Nonvulcanizable Elastomers | #N/A | #N/A | #N/A | 350 | 0.14127 | 0.00040363 | 0.0067271 | 0 | N/A - Period DMR Data Not Available | N/A | N/A | DE0000612 | DELAWARE RIVER | 02040205000476 | #N/A | X | NON-POTW | 2015 | 110000338536 | 110000338536 | DE0000612 |  |  | 2023 | 02040205000476 | DELAWARE RIVER | NA | NA | NA | NPDES | NA | NA | 4652220 | NA | 1 | 0.893 | 4.704 | 11.517 | 8.332 | 1.426 | 1.247 | 1.021 | 0.72 | 0.54 | 0.875 | 1.002 | 0.876 | 1.465 | QE_08 | 0.54 | 1.3203 | 0.71041 | 2.1834 | 1.3987 | -1 | 1.3203 | 30Q5 Flow | 1.3987 | HM Flow | 0.71041 | 7Q10 Flow | 0.56816 | 0.30571 | 0.28856 | 9.4693 | 5.0952 | 4.8094 | NO | NO | NO | NO | 0.019728 | NO
110000338830 | 2015 | CHEMOURS - EDGE MOOR PLANT | 104 HAY ROAD | WILMINGTON | DE | 19809 | 39.7527 | -75.4952 | #N/A | 110000338830 | Unknown | 2816 | Inorganic Pigments (except bone and lamp black) | #N/A | #N/A | #N/A | 250 | 0.41723 | 0.0016689 | 0.019868 | 0 | N/A - Period DMR Data Not Available | N/A | N/A | DE0000051 | DELAWARE RIVER | 2040205000834 | #N/A | X | NON-POTW | 2015 | 110000338830 | 110000338830 | DE0000051 |  |  | 2023 | 02040205000834 | DELAWARE RIVER | NA | NA | NA | NPDES | NA | NA | 4652126 | Shellpot Creek | 2 | 13.614 | 19.02 | 18.871 | 23.657 | 16.722 | 14.481 | 10.474 | 12.519 | 8.184 | 12.194 | 7.773 | 10.754 | 15.555 | QE_10 | 7.773 | 19.0049 | 11.2324 | 33.2861 | 23.2911 | -1 | 19.0049 | 30Q5 Flow | 23.2911 | HM Flow | 11.2324 | 7Q10 Flow | 0.14858 | 0.087816 | 0.071656 | 1.7688 | 1.0454 | 0.85304 | NO | NO | NO | NO | 0.0036851 | NO
110000339027 | 2024 | INVISTA S.A.R.L. SEAFORD PLANT | 25876 DUPONT ROAD | SEAFORD | DE | 19973-4387 | 38.6319 | -75.6284 | #N/A | 110000339027 | Processing as a Reactant | 2821 | Plastics Materials, Synthetic and Resins, and Nonvulcanizable Elastomers | #N/A | #N/A | #N/A | 350 | 0.0007037 | 2.0106e-06 | 3.351e-05 | 0 | N/A - Period DMR Data Not Available | N/A | N/A | DE0000035 | NANTICOKE RIVER | 2080109011489 | #N/A | #N/A | NON-POTW | 2021 | 110000339027 | 110000339027 | DE0000035 |  |  | 2023 | 02080109011489 | NANTICOKE RIVER | NA | NA | 0.54953 | NPDES | 0.54953 | 0.85025 | 8392668 | Nanticoke River | 5 | 264.029 | 512.192 | 549.637 | 657.539 | 410.833 | 244.56 | 158.953 | 99.732 | 97.361 | 88.167 | 84.192 | 123.689 | 328.672 | QE_10 | 84.192 | 205.8484 | 132.3053 | 645.5477 | 369.4062 | 2.0788 | 205.8484 | 30Q5 Flow | 369.4062 | HM Flow | 132.3053 | 7Q10 Flow | 1.5196e-05 | 9.7672e-06 | 5.4427e-06 | 0.00025327 | 0.00016279 | 9.0712e-05 | NO | NO | NO | NO | 5.2765e-07 | NO
110000344814 | 2016 | MPM SILICONES LLC | 10851 ENERGY HIGHWAY | FRIENDLY | WV | 26146 | 39.4846 | -81.0934 | 26175NNCRBSTATE | 110000344814 | Manufacturing | 2869 | Industrial Organic Chemicals, NEC (aliphatics) | #N/A | #N/A | #N/A | 350 | 2.1283 | 0.0060807 | 0.10135 | 0 | N/A - Period DMR Data Not Available | N/A | N/A | WV0000094 | OHIO RIVER, SUGAR CAMP RUN OF OHIO RIVER | 5030201001622 | #N/A | #N/A | #N/A | 2015 | 110000344814 | 110000344814 | WV0000094 |  |  | 2023 | 05030201001622 | OHIO RIVER, SUGAR CAMP RUN OF OHIO RIVER | NA | NA | 0.22574 | NPDES | 0.22574 | 0.34927 | 15433076 | Sugarcamp Run | 1 | 0.488 | 1.562 | 4.447 | 1.46 | 0.715 | 0.573 | 0.368 | 0.248 | 0.168 | 0.214 | 0.263 | 0.817 | 0.871 | QE_08 | 0.168 | 0.41076 | 0.21212 | 1.1932 | 0.53932 | 0.85397 | 0.85397 | Plant Flow | 0.85397 | Plant Flow | 0.85397 | Plant Flow | 7.1205 | 7.1205 | 7.1205 | 118.6753 | 118.6753 | 118.6753 | NO | NO | NO | NO | 0.24724 | NO | Identified and defaulted to plant flow
110000344850 | 2015 | CYTEC INDUSTRIES, INC., WILLOW ISLAND | #1 HEILMAN AVENUE | WILLOW ISLAND | WV | 26134 | 39.3556 | -81.2998 | 26190MRCNCSTRT2 | 110000344850 | Manufacturing | 2869 | Industrial Organic Chemicals, NEC (aliphatics) | #N/A | #N/A | #N/A | 350 | 1.076 | 0.0030742 | 0.051236 | 0 | N/A - Period DMR Data Not Available | N/A | N/A | WV0000787 | OHIO RIVER | 5030201001962 | #N/A | #N/A | #N/A | 2015 | 110000344850 | 110000344850 | WV0000787 | WV0111091 | WV0111082 | 2023 | 05030201001962 | OHIO RIVER | NA | 6.2 | 0.54881 | NPDES | 6.2 | 9.5928 | 15433612 | NA | 1 | 0.56 | 2.094 | 5.97 | 1.63 | 0.786 | 0.622 | 0.416 | 0.284 | 0.2 | 0.241 | 0.306 | 0.636 | 0.933 | QE_08 | 0.2 | 0.489 | 0.25408 | 1.3692 | 0.63589 | 23.4543 | 23.4543 | Plant Flow | 23.4543 | Plant Flow | 23.4543 | Plant Flow | 0.13107 | 0.13107 | 0.13107 | 2.1845 | 2.1845 | 2.1845 | NO | NO | NO | NO | 0.0045511 | NO
110000373621 | 2021 | TEKNOR APEX TENNESSEE COMPANY | 751 DUPREE STREET | BROWNSVILLE | TN | 38012 | 35.6076 | -89.2377 | 38012HYWDC751DU | 110000373621 | Unknown | 3087 | Custom Compounding of Purchased Plastics Resins | #N/A | #N/A | #N/A | 250 | 1.2489 | 0.0049956 | 0.059471 | 0 | N/A - Period DMR Data Not Available | N/A | N/A | TN0041939 | FORKED DEER-SOUTH FORK, LITTLE NIXON CREEK | 8010205000538 | #N/A | Yes | NON-POTW | 2021 | 110000373621 | 110000373621 | TNG670222 | TN0041939 |  | 2023 | 08010205000538 | FORKED DEER-SOUTH FORK, LITTLE NIXON CREEK | 1.37 | 1.17 | 1.4358 | NPDES | 1.17 | 1.8103 | 14241634 | Little Nixon Creek | 1 | 2.444 | 3.214 | 3.728 | 3.951 | 4.128 | 3.298 | 1.714 | 0.592 | 0.432 | 0.751 | 2.341 | 2.755 | 3.522 | QE_08 | 0.432 | 1.0562 | 0.56388 | 5.9756 | 1.9824 | 4.4261 | 4.4261 | Plant Flow | 4.4261 | Plant Flow | 4.4261 | Plant Flow | 1.1287 | 1.1287 | 1.1287 | 13.4366 | 13.4366 | 13.4366 | NO | NO | NO | NO | 0.027993 | NO
110000378467 | 2023 | BAKELITE SYNTHETICS | 6200 CAMPGROUND RD | LOUISVILLE | KY | 402162137 | 38.1953 | -85.8722 | 40216BRDNN6200C | 110000378467 | Unknown | 2869 | Industrial Organic Chemicals, NEC (aliphatics) | #N/A | #N/A | #N/A | 250 | 0.91141 | 0.0036456 | 0.0434 | 0 | N/A - Period DMR Data Not Available | N/A | N/A | KY0001112 | OHIO RIVER | 05140101000007 | #N/A | Yes | NON-POTW | 2021 | 110000378467 | 110000378467 | KY0001112 |  |  | 2023 | 05140101000007 | OHIO RIVER, UT TO MILL CREEK CUTOFF | 0.54 | 0.272 | 0.14619 | NPDES | 0.272 | 0.42085 | 10164016 | Ohio River | 8 | 124319.263 | 168951.915 | 201693.762 | 235928.007 | 198603 | 151545.178 | 99972.088 | 62035.657 | 48010.732 | 43624.161 | 52176.116 | 87768.391 | 151351.606 | QE_09 | 43624.161 | 106660.5403 | 85424.5151 | 303959.0782 | 241491.8692 | 1.029 | 106660.5403 | 30Q5 Flow | 241491.8692 | HM Flow | 85424.5151 | 7Q10 Flow | 4.2677e-05 | 3.418e-05 | 1.5096e-05 | 0.00050805 | 0.0004069 | 0.00017972 | NO | NO | NO | NO | 1.0584e-06 | NO
110000379787 | 2017 | EMERSON POWER TRANS CORP | 1248 E 2ND ST | MAYSVILLE | KY | 41056-1655 | 38.6431 | -83.7403 | #N/A | 110000379787 | Unknown | 3566 | Speed Changers, Industrial High-Speed Drives, and Gears | #N/A | #N/A | #N/A | 250 | 0.39332 | 0.0015733 | 0.018729 | 0 | N/A - Period DMR Data Not Available | N/A | N/A | KY0100196 | GOOSE CREEK, GOOSE CRK | 5090201002312 | #N/A | X | NON-POTW | 2015 | 110000379787 | 110000379787 | KY0100196 | KYR000187 |  | 2023 | 05090201002312 | GOOSE CREEK, GOOSE CRK | 0.216 | 0.059 | 0 | NPDES | 0.059 | 0.091287 | 1920722 | Goose Creek | 1 | 0.405 | 1.497 | 4.561 | 1.185 | 0.626 | 0.535 | 0.341 | 0.228 | 0.143 | 0.185 | 0.21 | 0.296 | 0.643 | QE_08 | 0.143 | 0.34963 | 0.17953 | 0.99022 | 0.45036 | 0.22319 | 0.34963 | 30Q5 Flow | 0.45036 | HM Flow | 0.22319 | Plant Flow | 7.0489 | 4.4998 | 3.4933 | 83.9153 | 53.5688 | 41.5873 | NO | NO | NO | NO | 0.17482 | NO
110000380061 | 2017 | ARKEMA, INC. | 4444 INDUSTRIAL PKWY | CALVERT CITY | KY | 42029 | 37.0567 | -88.3657 | 42029PNNWLALTON | 110000380061 | Processing as a Reactant | 2819 | Industrial Inorganic Chemicals, NEC (recovering sulfur from natural gas) | #N/A | #N/A | #N/A | 350 | 72.1642 | 0.20618 | 3.4364 | 0 | N/A - Period DMR Data Not Available | N/A | N/A | KY0003603 | OUTFALL 001, TENNESSEE RIVER | 6040006000329 | #N/A | X | NON-POTW | 2015 | 110000380061 | 110000380061 | KY0003603 |  |  | 2023 | 06040006000329 | OUTFALL 001, TENNESSEE RIVER | 4.62 | 4.35 | 1.4299 | NPDES | 4.35 | 6.7305 | 1861532 | NA | 1 | 0.889 | 1.737 | 2.032 | 1.882 | 1.513 | 0.973 | 0.47 | 0.331 | 0.294 | 0.439 | 0.847 | 0.396 | 1.115 | QE_08 | 0.294 | 0.71883 | 0.37859 | 2.1736 | 0.98613 | 16.4559 | 16.4559 | Plant Flow | 16.4559 | Plant Flow | 16.4559 | Plant Flow | 12.5295 | 12.5295 | 12.5295 | 208.8245 | 208.8245 | 208.8245 | NO | NO | NO | NO | 0.43505 | NO
110000403670 | 2015 | SABIC INNOVATIVE PLASTICS MT. VERNON, LLC | 1 LEXAN LN | MOUNT VERNON | IN | 47620 | 37.9072 | -87.9271 | 47620GPLSTLEXAN | 110000403670 | Processing as a Reactant | 2821 | Plastics Materials, Synthetic and Resins, and Nonvulcanizable Elastomers | #N/A | #N/A | #N/A | 350 | 22.7755 | 0.065073 | 1.0845 | 0 | N/A - Period DMR Data Not Available | N/A | N/A | IN0002101 | OHIO RIVER | 5140202000333 | #N/A | X | NON-POTW | 2015 | 110000403670 | 110000403670 | INRM00130 | IN0002101 |  | 2023 | 05140202000333 | OHIO RIVER | 11.21 | NA | 4.0972 | NPDES | 4.0972 | 6.3393 | 10157693 | Ohio River | 8 | 142975.125 | 187331.628 | 224419.142 | 261648.671 | 223605.975 | 175934.887 | 115925.569 | 72715.03 | 57015.077 | 47318.225 | 61389.999 | 99209.869 | 171866.133 | QE_09 | 47318.225 | 115692.4817 | 92923.6986 | 349572.4328 | 270269.0501 | 15.4994 | 115692.4817 | 30Q5 Flow | 270269.0501 | HM Flow | 92923.6986 | 7Q10 Flow | 0.00070028 | 0.00056246 | 0.00024077 | 0.011671 | 0.0093744 | 0.0040128 | NO | NO | NO | NO | 2.4315e-05 | NO
110000404296 | 2020 | EVONIK DEGUSSA CORP TIPPECANOE LABORATORIES | 1650 LILLY RD | LAFAYETTE | IN | 479099201 | 40.3905 | -86.9362 | 47905LLLLYLILLY | 110000404296 | Processing Aid | 2833 | Medicinal Chemicals and Botanical Products | #N/A | #N/A | #N/A | 350 | 0.7246 | 0.0020703 | 0.034505 | 0 | N/A - Period DMR Data Not Available | N/A | N/A | IN0002861 | WABASH RIVER | 5120108000208 | #N/A | X | NON-POTW | 2015 | 110000404296 | 110000404296 | IN0002861 | INRA11244 |  | 2023 | 05120108000208 | WABASH RIVER | NA | 10.7 | 4.6092 | NPDES | 10.7 | 16.5554 | 10213673 | NA | 6 | 0.016 | 0.032 | 0.148 | 0.076 | 0.038 | 0.027 | 0.019 | 0.014 | 0.009 | 0.013 | 0.019 | 0.007 | 0.022 | QE_11 | 0.007 | 0.017115 | 0.0079028 | 0.03912 | 0.017421 | 40.4777 | 40.4777 | Plant Flow | 40.4777 | Plant Flow | 40.4777 | Plant Flow | 0.051146 | 0.051146 | 0.051146 | 0.85244 | 0.85244 | 0.85244 | NO | NO | NO | NO | 0.0017759 | NO | Identified and defaulted to plant flow
110000408265 | 2015 | CHEM-TREND LP-GRAND RIVER | 3205 E GRAND RIVER AVE | HOWELL | MI | 48843-8552 | 42.5926 | -83.8899 | #N/A | 110000408265 | Unknown | 2899 | Chemicals and Chemical Preparations, NEC (table salt) | #N/A | #N/A | #N/A | 250 | 0.010546 | 4.2184e-05 | 0.00050219 | 0 | N/A - Period DMR Data Not Available | N/A | N/A | MI0041718 | UNNAMED TRIBUTARY TO THE MARION AND GENOA DRAIN | 4080203000602 | #N/A | X | NON-POTW | 2015 | 110000408265 | 110000408265 | MI0041718 |  |  | 2023 | 04080203000602 | UNNAMED TRIBUTARY TO THE MARION AND GENOA DRAIN | NA | NA | 0.0019417 | NPDES | 0.0019417 | 0.0030042 | 13031311 | NA | 1 | 1.092 | 0.361 | 0.471 | 33.617 | 4.886 | 1.541 | 1.161 | 0.59 | 0.614 | 0.804 | 1.047 | 0.377 | 0.403 | QE_01 | 0.361 | 0.88264 | 0.46824 | 2.6699 | 1.2222 | 0.0073452 | 0.88264 | 30Q5 Flow | 1.2222 | HM Flow | 0.46824 | 7Q10 Flow | 0.09009 | 0.047793 | 0.034515 | 1.0725 | 0.56896 | 0.4109 | NO | NO | NO | NO | 0.0022344 | NO
110000432504 | 2015 | STEPAN CO | 22500 STEPAN DR | ELWOOD | IL | 60421-9646 | 41.4417 | -88.1597 | 60421STPNCRURAL | 110000432504 | Processing into formulation, mixture, or reaction product | 2843 | Surface Active Agents, Finishing Agents, Sulfonated Oils, and Assistants | #N/A | #N/A | #N/A | 350 | 1.1546 | 0.003299 | 0.054983 | 0 | N/A - Period DMR Data Not Available | N/A | N/A | IL0002453 | CEDAR CREEK, CEDAR CREEK; DES PLAINES RIVER | 7120004000886 | #N/A | #N/A | #N/A | 2015 | 110000432504 | 110000432504 | IL0002453 | ILG103035 |  | 2023 | 07120004000886 | CEDAR CREEK, CEDAR CREEK; DES PLAINES RIVER | NA | 0.88 | 0.96675 | NPDES | 0.88 | 1.3616 | 14787967 | Cedar Creek | 2 | 16.563 | 15.345 | 20.17 | 143.428 | 52.01 | 25.684 | 14.811 | 9.553 | 4.953 | 5.483 | 5.165 | 29.772 | 17.355 | QE_08 | 4.953 | 12.11 | 7.0447 | 40.4963 | 19.7527 | 3.329 | 12.11 | 30Q5 Flow | 19.7527 | HM Flow | 7.0447 | 7Q10 Flow | 0.46829 | 0.27242 | 0.16701 | 7.8049 | 4.5403 | 2.7836 | NO | NO | NO | NO | 0.01626 | NO
110000433013 | 2024 | EQUISTAR CHEMICALS, LP - MORRIS PLANT | 8805 NORTH TABLER ROAD | MORRIS | IL | 60450 | 41.4129 | -88.3298 | 60450QNTMC8805N | 110000433013 | Unknown | 2821 | Plastics Materials, Synthetic and Resins, and Nonvulcanizable Elastomers | #N/A | #N/A | #N/A | 250 | 2.9011 | 0.011604 | 0.13815 | 0 | N/A - Period DMR Data Not Available | N/A | N/A | IL0002917 | AUX SABLE CREEK, COUNTY DITH TO LOWLAND AREA, ILLINOIS RIVER, ILLINOIS RIVER; AUX SABLE CREEK | 7120005000248 | #N/A | Yes | NON-POTW | 2021 | 110000433013 | 110000433013 | ILR10I588 | IL0002917 |  | 2023 | 07120005000248 | AUX SABLE CREEK, COUNTY DITH TO LOWLAND AREA, ILLINOIS RIVER, ILLINOIS RIVER; AUX SABLE CREEK | NA | NA | 0.72458 | NPDES | 0.72458 | 1.1211 | 14779258 | NA | 1 | 1.873 | 1.678 | 2.001 | 43.473 | 7.082 | 2.773 | 1.448 | 0.762 | 0.397 | 0.55 | 0.561 | 6.07 | 1.799 | QE_08 | 0.397 | 0.97066 | 0.51666 | 4.5795 | 1.6655 | 2.7411 | 2.7411 | Plant Flow | 2.7411 | Plant Flow | 2.7411 | Plant Flow | 4.2335 | 4.2335 | 4.2335 | 50.3986 | 50.3986 | 50.3986 | NO | NO | NO | NO | 0.105 | NO
110000433022 | 2020 | HB FULLER CO | 7440 W DUPONT RD | MORRIS | IL | 60450-8375 | 41.305 | -88.5617 | 60450RCHHL7440W | 110000433022 | Unknown | 2821 | Plastics Materials, Synthetic and Resins, and Nonvulcanizable Elastomers | #N/A | #N/A | #N/A | 250 | 0.20443 | 0.00081773 | 0.0097349 | 0 | N/A - Period DMR Data Not Available | N/A | N/A | IL0079758 | HOG RUN, ILLINOIS RIVER, ILLINOIS RIVER/HOG RUN | 7120005000124 | #N/A | X | NON-POTW | 2015 | 110000433022 | 110000433022 | ILR001068 | IL0079758 |  | 2023 | 07120005000124 | HOG RUN, ILLINOIS RIVER, ILLINOIS RIVER/HOG RUN | NA | 0.032 | 0.028323 | NPDES | 0.032 | 0.049511 | 14779564 | Hog Run | 2 | 19.075 | 17.921 | 21.531 | 163.63 | 55.844 | 28.774 | 16.778 | 10.755 | 5.753 | 6.558 | 6.047 | 32.533 | 18.776 | QE_08 | 5.753 | 14.066 | 8.2258 | 46.6381 | 23.0034 | 0.12105 | 14.066 | 30Q5 Flow | 23.0034 | HM Flow | 8.2258 | 7Q10 Flow | 0.09941 | 0.058135 | 0.035548 | 1.1835 | 0.69209 | 0.4232 | NO | NO | NO | NO | 0.0024655 | NO
110000443226 | 2023 | BAYER CROPSCIENCE | 8400 HAWTHORN RD. | KANSAS CITY | MO | 641200013 | 38.9697 | -94.4659 | 64120MBYCR8400H | 110000443226 | Processing into formulation, mixture, or reaction product | 2879 | Pesticides and Agricultural Chemicals, NEC | #N/A | #N/A | #N/A | 350 | 19.8852 | 0.056815 | 0.94691 | 0 | N/A - Period DMR Data Not Available | N/A | N/A | MO0002526 | BLUE RIVER, TRIBUTARY TO BLUE R. | 10300101003208 | #N/A | #N/A | NON-POTW | 2021 | 110000443226 | 110000443226 | MORA23125 | MO0002526 | MOG685016 | 2023 | 10300101003208 | BLUE RIVER, TRIBUTARY TO BLUE R. | NA | NA | 0.44083 | NPDES | 0.44083 | 0.68207 | 4391195 | Blue River | 5 | 253.758 | 174.336 | 243.466 | 331.376 | 367.054 | 438.202 | 339.232 | 193.428 | 106.344 | 246.044 | 179.04 | 229.647 | 231.544 | QE_08 | 106.344 | 260.0098 | 168.4963 | 620.4352 | 414.3055 | 1.6677 | 260.0098 | 30Q5 Flow | 414.3055 | HM Flow | 168.4963 | 7Q10 Flow | 0.33719 | 0.21851 | 0.13713 | 5.6198 | 3.6418 | 2.2855 | NO | NO | NO | NO | 0.011708 | NO
110000449266 | 2015 | BALMAR, LLC | 616 W PONT DES MOUTON RD | LAFAYETTE | LA | 70507 | 30.2752 | -92.0362 | 70507LCNTRPONTD | 110000449266 | POTW | 4952 | Sewerage Systems | #N/A | #N/A | #N/A | 365 | 0.030148 | 8.2596e-05 | 0.0014356 | 0 | N/A - Period DMR Data Not Available | N/A | N/A | LAG480201 | #N/A | 8080103002791 | #N/A | X | NON-POTW | 2015 | 110000449266 | 110000449266 | LAG480201 |  |  | 2023 | 08080103002791 |  | NA | NA | NA | NPDES | NA | NA | 21898555 | Francois Coulee | 1 | 1.547 | 2.644 | 2.396 | 1.962 | 1.956 | 1.344 | 0.79 | 0.272 | 0.228 | 0.415 | 2.127 | 6.57 | 2.45 | QE_08 | 0.228 | 0.55746 | 0.29099 | 3.7824 | 1.1083 | -1 | 0.55746 | 30Q5 Flow | 1.1083 | HM Flow | 0.29099 | 7Q10 Flow | 0.28385 | 0.14817 | 0.074528 | 4.9336 | 2.5753 | 1.2954 | NO | NO | NO | NO | 0.010278 | NO
110000449435 | 2024 | BAKER PETROLITE LLC - RAYNE BLEND PLANT | 135 INDUSTRIAL DR | RAYNE | LA | 70578 | 30.2308 | -92.3067 | 70578BKRPT135IN | 110000449435 | Unknown | 5169 | Chemicals and Allied Products, NEC (merchant wholesalers) | #N/A | #N/A | #N/A | 250 | 0.00073562 | 2.9425e-06 | 3.5029e-05 | 0 | N/A - Period DMR Data Not Available | N/A | N/A | LA0064661 | BAYOU BLANC-BAYOU PLAQUEMINE BRULE | 8080201000271 | #N/A | Yes | NON-POTW | 2021 | 110000449435 | 110000449435 | LA0064661 |  |  | 2023 | 08080201000271 | BAYOU BLANC-BAYOU PLAQUEMINE BRULE | NA | 0.029287 | 0.55625 | NPDES | 0.029287 | 0.045314 | 15139945 | NA | 1 | 4.992 | 9.044 | 8.135 | 6.566 | 5.998 | 4.57 | 2.737 | 1.124 | 1.015 | 1.667 | 4.33 | 14.459 | 7.612 | QE_08 | 1.015 | 2.4817 | 1.3653 | 12.2054 | 4.5278 | 0.11079 | 2.4817 | 30Q5 Flow | 4.5278 | HM Flow | 1.3653 | 7Q10 Flow | 0.0021552 | 0.0011857 | 0.00064987 | 0.025657 | 0.014115 | 0.0077366 | NO | NO | NO | NO | 5.3451e-05 | NO
110000449774 | 2020 | OCCIDENTAL CHEMICAL CORPORATION - GEISMAR FACILITY | 8318 ASHLAND ROAD | GEISMAR | LA | 70734 | 30.1851 | -90.9804 | 70734VLCNMASHLA | 110000449774 | Manufacturing | 2812 | Alkalies and Chlorine | #N/A | #N/A | #N/A | 350 | 94.6939 | 0.27055 | 4.5092 | 0 | N/A - Period DMR Data Not Available | N/A | N/A | LA0002933 | 701 | 8090302006735 | #N/A | #N/A | #N/A | 2015 | 110000449774 | 110000449774 | LAG670185 | LAR10K851 | LA0002933 | 2023 | 08090302006735 | 0701 | NA | 1.31 | 0.7745 | NPDES | 1.31 | 2.0269 | NA | NA | NA | NA | [12 empty] | NA | NA | NA | NA | NA | NA | NA | NA | Flow Lookup Failed | NA | Flow Lookup Failed | NA | Flow Lookup Failed | NA | NA | NA | NA | NA | NA | NA | NA | NA | NA | NA | NA | bar: QE_01 to QE_12
110000450039 | 2020 | CLEAN HARBORS BATON ROUGE LLC | 13351 SCENIC HIGHWAY | BATON ROUGE | LA | 70807 | 30.5676 | -91.2064 | 70807SFTYK13351 | 110000450039 | Waste Handling, Disposal and Treatment (non-POTW WWT) | 4953 | Refuse Systems (hazardous waste treatment and disposal) | #N/A | #N/A | #N/A | 250 | 1.6327 | 0.0065306 | 0.077745 | 0 | N/A - Period DMR Data Not Available | N/A | N/A | LA0038245 | MISSISSIPPI RIVER | 8070201000273 | #N/A | #N/A | #N/A | 2015 | 110000450039 | 110000450039 | LA0038245 |  |  | 2023 | 08070201000273 | MISSISSIPPI RIVER | NA | 5.32 | 0.21174 | NPDES | 5.32 | 8.2313 | 19053450 | NA | 2 | 2.941 | 4.774 | 4.864 | 4.114 | 4.453 | 2.746 | 1.559 | 0.554 | 0.572 | 0.802 | 2.463 | 9.072 | 4.126 | QE_07 | 0.554 | 1.3545 | 0.72949 | 7.1907 | 2.4942 | 20.1253 | 20.1253 | Plant Flow | 20.1253 | Plant Flow | 20.1253 | Plant Flow | 0.3245 | 0.3245 | 0.3245 | 3.8631 | 3.8631 | 3.8631 | NO | NO | NO | NO | 0.008048 | NO | Identified and defaulted to plant flow
110000452082 | 2017 | BASF CORPORATION | 100 BRIDGEPORT RD | WEST MEMPHIS | AR | 723016413 | 35.1361 | -90.0969 | 72301CPSCHBRIDG | 110000452082 | Processing into formulation, mixture, or reaction product | 2869 | Industrial Organic Chemicals, NEC (aliphatics) | #N/A | #N/A | #N/A | 350 | 0.21866 | 0.00062475 | 0.010412 | 0 | N/A - Period DMR Data Not Available | N/A | N/A | AR0037770 | MISSISSIPPI R | 8010100000818 | #N/A | X | NON-POTW | 2015 | 110000452082 | 110000452082 | AR0037770 | ARR152258 |  | 2023 | 08010100000818 | MISSISSIPPI R | NA | 0.077 | 0.0068958 | NPDES | 0.077 | 0.11914 | 7474830 | Mississippi River | 10 | 555315.904 | 629549.547 | 655454.439 | 849651.7 | 874024.786 | 726161.698 | 540936.64 | 425392.386 | 338797.77 | 305129.643 | 329314.777 | 408199.597 | 620859.335 | QE_09 | 305129.643 | 746038.2469 | 639845.7551 | 1357740.5966 | 1489612.5391 | 0.29129 | 746038.2469 | 30Q5 Flow | 1489612.5391 | HM Flow | 639845.7551 | 7Q10 Flow | 9.7641e-07 | 8.3742e-07 | 4.194e-07 | 1.6273e-05 | 1.3957e-05 | 6.9901e-06 | NO | NO | NO | NO | 3.3903e-08 | NO
110000460901 | 2021 | ECO SERVICES OPERATIONS HOUSTON | 8615 MANCHESTER ST | HOUSTON | TX | 77012 | 29.7181 | -95.2687 | 77012STFFR8615M | 110000460901 | Processing into formulation, mixture, or reaction product | 2819 | Industrial Inorganic Chemicals, NEC (recovering sulfur from natural gas) | #N/A | #N/A | #N/A | 350 | 14.0649 | 0.040185 | 0.66976 | 0 | N/A - Period DMR Data Not Available | N/A | N/A | TX0007072 | HOUSTON SHIP CHANNEL/BUFFALO BAYOU TIDAL | 12040104000084 | #N/A | #N/A | NON-POTW | 2021 | 110000460901 | 110000460901 | TX0007072 |  |  | 2023 | 12040104000084 | HOUSTON SHIP CHANNEL/BUFFALO BAYOU TIDAL | 1.44 | 1.44 | 0.3888 | NPDES | 1.44 | 2.228 | 1439589 | Brays Bayou | 2 | 113.402 | 236.527 | 228.386 | 158.907 | 121.028 | 102.278 | 119.605 | 50.639 | 52.407 | 61.568 | 61.184 | 65.069 | 158.992 | QE_07 | 50.639 | 123.8117 | 78.1664 | 277.2665 | 185.2401 | 5.4475 | 123.8117 | 30Q5 Flow | 185.2401 | HM Flow | 78.1664 | 7Q10 Flow | 0.5141 | 0.32457 | 0.21694 | 8.5684 | 5.4095 | 3.6156 | NO | NO | NO | NO | 0.017851 | NO
110000460983 | 2021 | MONUMENT CHEMICAL HOUSTON, LLC | 16717 JACINTOPORT BLVD | HOUSTON | TX | 770156544 | 29.7549 | -95.1033 | 77015JHNNH16717 | 110000460983 | Manufacturing | 2869 | Industrial Organic Chemicals, NEC (aliphatics) | #N/A | #N/A | #N/A | 350 | 0.3745 | 0.00107 | 0.017834 | 0 | N/A - Period DMR Data Not Available | N/A | N/A | TX0085979 | CARPENTERS BAYOU PORTION OF THE HSC TIDAL | 12040104000012 | #N/A | Yes | NON-POTW | 2021 | 110000460983 | 110000460983 | TX0085979 |  |  | 2023 | 12040104000012 | CARPENTERS BAYOU PORTION OF THE HSC TIDAL | 0.22 | NA | 0.16595 | NPDES | 0.16595 | 0.25676 | 1439361 | Carpenters Bayou | 2 | 50.506 | 116.425 | 105.942 | 73.684 | 50.482 | 42.142 | 44.852 | 15.054 | 11.168 | 10.17 | 15.053 | 41.163 | 93.537 | QE_09 | 10.17 | 24.8655 | 14.836 | 123.4866 | 50.4893 | 0.62777 | 24.8655 | 30Q5 Flow | 50.4893 | HM Flow | 14.836 | 7Q10 Flow | 0.072123 | 0.043032 | 0.021193 | 1.202 | 0.7172 | 0.35321 | NO | NO | NO | NO | 0.0025043 | NO
110000461107 | 2023 | INVISTA HOUSTON | 9822 LA PORTE FREEWAY | HOUSTON | TX | 77017-2721 | 29.7062 | -95.2511 | 77017MBLCH9822L | 110000461107 | Unknown | 2869 | Industrial Organic Chemicals, NEC (aliphatics) | #N/A | #N/A | #N/A | 250 | 0.033142 | 0.00013257 | 0.0015782 | 0 | N/A - Period DMR Data Not Available | N/A | N/A | TX0006068 | HOUSTON SHIP CHANNEL/BUFFALO BAYOU TIDAL | 12040104000665 | #N/A | Yes | NON-POTW | 2021 | 110000461107 | 110000461107 | TXR05DA04 | TX0006068 |  | 2023 | 12040104000665 | HOUSTON SHIP CHANNEL/BUFFALO BAYOU TIDAL | 1.5 | NA | 0.45743 | NPDES | 0.45743 | 0.70775 | 1439537 | Sims Bayou | 2 | 163.253 | 252.025 | 216.592 | 156.816 | 151.872 | 151.762 | 256.109 | 110.604 | 117.274 | 138.407 | 131.439 | 156.898 | 179.876 | QE_07 | 110.604 | 270.4254 | 175.4885 | 399.1516 | 343.9227 | 1.7305 | 270.4254 | 30Q5 Flow | 343.9227 | HM Flow | 175.4885 | 7Q10 Flow | 0.00075542 | 0.00049022 | 0.00038546 | 0.0089931 | 0.005836 | 0.0045888 | NO | NO | NO | NO | 1.8736e-05 | NO
110000463178 | 2015 | BAYTOWN OLEFINS PLANT | 5000 BAYWAY DR | BAYTOWN | TX | 77520 | 29.7393 | -95.0224 | 77522XXNCH3525D,77522XXNCH5000B | 110000463178 | Unknown | 2869 | Industrial Organic Chemicals, NEC (aliphatics) | #N/A | #N/A | #N/A | 250 | 16.7855 | 0.067142 | 0.79931 | 0 | N/A - Period DMR Data Not Available | N/A | N/A | TX0007013 | NINE-FOOT DIAMETER PIPE | 12040104000831 | #N/A | X | NON-POTW | 2015 | 110000463178 | 110000463178 | TXR05N668 | TXR05FG40 | TXR05W813 | 2023 | 12040104000831 | TABBS BAY | NA | NA | 0.34146 | NPDES | 0.34146 | 0.52831 | 1440595 | NA | -9 | 0.026 | 0.031 | 0.035 | 0.026 | 0.011 | 0.018 | 0.015 | 0.002 | 0.001 | 0 | 0.001 | 0.002 | 0.035 | NA | NA | NA | NA | NA | NA | NA | NA | Coastal | NA | Coastal | NA | Coastal | NA | NA | NA | NA | NA | NA | NA | NA | NA | NA | NA | NA
110000463533 | 2015 | BARGE CLEANING AND REPAIR | 18310 MARKET STREET | CHANNELVIEW | TX | 77530-3858 | 29.7933 | -95.065 | 77562STHWS18310 | 110000463533 | Unknown | 3731 | Ship Building and Repairing (except repairs in floating drydocks) | #N/A | #N/A | #N/A | 250 | 0.038457 | 0.00015383 | 0.0018313 | 0 | N/A - Period DMR Data Not Available | N/A | N/A | TX0092282 | DIRECTLY HOUSTON SHIP CHANNEL/SAN JACINTO RV, SEG NO 1005 SAN JACINTO RIVER BASIN | 12040104000885 | #N/A | X | NON-POTW | 2015 | 110000463533 | 110000463533 | TX0092282 | TXR05V732 | TXG670121 | 2023 | 12040104000885 | HOUSTON SHIP CHANNEL/SAN JACINTO RIVER TIDAL | NA | 0.2 | 0.016466 | NPDES | 0.2 | 0.30945 | 1442263 | San Jacinto River | 6 | 1638.551 | 2931.311 | 2528.07 | 2123.864 | 2069.287 | 1790.284 | 2169.816 | 649.918 | 422.566 | 868.279 | 2462.306 | 3077.937 | 2078.234 | QE_08 | 422.566 | 1033.1687 | 702.8507 | 4006.2372 | 2202.2178 | 0.75659 | 1033.1687 | 30Q5 Flow | 2202.2178 | HM Flow | 702.8507 | 7Q10 Flow | 0.00021886 | 0.00014889 | 6.9851e-05 | 0.0026055 | 0.0017725 | 0.00083156 | NO | NO | NO | NO | 5.4281e-06 | NO
110000463631 | 2018 | BRASKEM AMERICA INC LAPORTE SITE | 8811 STRANG ROAD | LA PORTE | TX | 77571 | 29.704 | -95.0799 | 77571RSTCH8811S | 110000463631 | Processing as a Reactant | 2821 | Plastics Materials, Synthetic and Resins, and Nonvulcanizable Elastomers | #N/A | #N/A | #N/A | 350 | 0.52805 | 0.0015087 | 0.025145 | 0 | N/A - Period DMR Data Not Available | N/A | N/A | TX0074276 | DRAINAGE DITCH, SAN JACINTO BAY | 12040104000870 | #N/A | #N/A | #N/A | 2015 | 110000463631 | 110000463631 | TX0074276 |  |  | 2023 | 12040104000870 | SAN JACINTO BAY | 0.622 | 0.622 | 0.34994 | NPDES | 0.622 | 0.96238 | NA | NA | NA | NA | [12 empty] | NA | NA | NA | NA | NA | NA | NA | NA | Flow Lookup Failed | NA | Flow Lookup Failed | NA | Flow Lookup Failed | NA | NA | NA | NA | NA | NA | NA | NA | NA | NA | NA | NA | bar: QE_01 to QE_12
110000463677 | 2022 | METTON AMERICA LA PORTE PLANT | 2727 MILLER CUT-OFF ROAD | LA PORTE | TX | 77571 | 29.7261 | -95.0796 | 77572MTTNM2727M | 110000463677 | Unknown | 2821 | Plastics Materials, Synthetic and Resins, and Nonvulcanizable Elastomers | #N/A | #N/A | #N/A | 250 | 0.0039439 | 1.5776e-05 | 0.0001878 | 0 | N/A - Period DMR Data Not Available | N/A | N/A | TX0084808 | HOUSTON SHIP CHANNEL/SAN JACINTO RIVER TIDAL | 12040104000661 | #N/A | #N/A | NON-POTW | 2021 | 110000463677 | 110000463677 | TXR05ET30 | TXG670565 | TXG670251 | 2023 | 12040104000661 | HOUSTON SHIP CHANNEL/SAN JACINTO RIVER TIDAL | NA | NA | 0.0020765 | NPDES | 0.0020765 | 0.0032128 | 1439481 | Tucker Bayou | 1 | 4.567 | 8.632 | 8.288 | 5.624 | 3.27 | 3.514 | 3.513 | 0.904 | 0.622 | 0.425 | 0.727 | 2.265 | 7.821 | QE_09 | 0.425 | 1.0391 | 0.55443 | 11.1663 | 2.6397 | 0.0078553 | 1.0391 | 30Q5 Flow | 2.6397 | HM Flow | 0.55443 | 7Q10 Flow | 0.028454 | 0.015182 | 0.0059762 | 0.33874 | 0.18073 | 0.071145 | NO | NO | NO | NO | 0.0007057 | NO
110000484039 | 2024 | LEHIGH SOUTHWEST CEMENT COMPANY | 24001 STEVENS CREEK BLVD | CUPERTINO | CA | 95014 | 37.3181 | -122.0926 | 95014KSRCMNAXXX | 110000484039 | Unknown | 3241 | Cement, Hydraulic | #N/A | #N/A | #N/A | 250 | 0.032927 | 0.00013171 | 0.001568 | 0 | N/A - Period DMR Data Not Available | N/A | N/A | CA0030210 | PERMANENTE CREEK | 18050003000976 | #N/A | Yes | NON-POTW | 2021 | 110000484039 | 110000484039 | CA0030210 | CAF001168 |  | 2023 | 18050003000976 | PERMANENTE CREEK | 4.08 | NA | 0.020717 | NPDES | 0.020717 | 0.032054 | 17693027 | Permanente Creek | 1 | 2.051 | 8.046 | 8.755 | 6.188 | 2.808 | 1.129 | 0.808 | 0.404 | 0.13 | 0.174 | 0.182 | 0.646 | 1.168 | QE_08 | 0.13 | 0.31785 | 0.16266 | 5.0147 | 0.91864 | 0.078371 | 0.31785 | 30Q5 Flow | 0.91864 | HM Flow | 0.16266 | 7Q10 Flow | 0.8097 | 0.41438 | 0.14337 | 9.6393 | 4.9331 | 1.7068 | NO | NO | NO | NO | 0.020082 | NO
110000487447 | 2019 | UNIVAR USA INC. | 3950 NW YEON AVE | PORTLAND | OR | 972101412 | 45.5486 | -122.7229 | 97210VNWTR3950N | 110000487447 | Repackaging | 5169 | Chemicals and Allied Products, NEC (merchant wholesalers) | #N/A | #N/A | #N/A | 250 | 0.0041006 | 1.6402e-05 | 0.00019527 | 0 | N/A - Period DMR Data Not Available | N/A | N/A | OR0034606 | WILLAMETTE RIVER | 17090012000085 | #N/A | X | NON-POTW | 2015 | 110000487447 | 110000487447 | ORR807334 | OR0034606 |  | 2023 | 17090012000085 | WILLAMETTE RIVER | NA | NA | 0.008232 | NPDES | 0.008232 | 0.012737 | 23815040 | Willamette River | 7 | 33991.174 | 67772.297 | 57202.436 | 45453.554 | 35460.963 | 27013.117 | 18438.363 | 9710.432 | 8587.433 | 11515.038 | 16295.559 | 41128.059 | 69271.854 | QE_08 | 8587.433 | 20996.1687 | 15880.8006 | 83108.0049 | 51661.8604 | 0.031141 | 20996.1687 | 30Q5 Flow | 51661.8604 | HM Flow | 15880.8006 | 7Q10 Flow | 1.0328e-06 | 7.812e-07 | 3.1749e-07 | 1.2296e-05 | 9.3e-06 | 3.7797e-06 | NO | NO | NO | NO | 2.5616e-08 | NO
110000487633 | 2021 | BOEING COMPANY (THE) | 19000 NE SANDY BLVD | PORTLAND | OR | 97230-6810 | 45.5438 | -122.4666 | 97220BNGFP19000 | 110000487633 | Unknown | 3728 | Aircraft Parts and Auxiliary Equipment, NEC (fluid power aircraft subassemblies) | #N/A | #N/A | #N/A | 250 | 0.031333 | 0.00012533 | 0.001492 | 0 | N/A - Period DMR Data Not Available | N/A | N/A | OR0031828 | COLUMBIA SLOUGH | 17090012000380 | #N/A | Yes | NON-POTW | 2021 | 110000487633 | 110000487633 | OR0031828 | ORR110120 | ORR10C261 | 2023 | 17090012000380 | COLUMBIA SLOUGH | NA | NA | 0.08928 | NPDES | 0.08928 | 0.13814 | 23815100 | NA | 1 | 21.315 | 141.009 | 156.898 | 90.039 | 35.303 | 13.196 | 6.052 | 2.658 | 2.109 | 3.276 | 3.967 | 19.018 | 85.54 | QE_08 | 2.109 | 5.1565 | 2.9109 | 52.1149 | 13.6634 | 0.33774 | 5.1565 | 30Q5 Flow | 13.6634 | HM Flow | 2.9109 | 7Q10 Flow | 0.043057 | 0.024306 | 0.0091728 | 0.51258 | 0.28935 | 0.1092 | NO | NO | NO | NO | 0.0010679 | NO
110000492020 | 2024 | MERCK SHARP & DOHME CORP | 126 E LINCOLN AVE | RAHWAY | NJ | 7065 | 40.6127 | -74.2609 | 07065MRCKC126EL | 110000492020 | Processing Aid | 2833 | Medicinal Chemicals and Botanical Products | #N/A | #N/A | #N/A | 350 | 69.4898 | 0.19854 | 3.309 | 0 | N/A - Period DMR Data Not Available | N/A | N/A | NJ0002348 | KINGS CREEK | 2030104000565 | Yes | Yes | NON-POTW | 2021 | 110000492020 | 110000492020 | NJ0002348 | NJG240044 |  | 2023 | 02030104000565 | KINGS CREEK | NA | NA | 14.2823 | NPDES | 14.2823 | 22.0981 | 6261672 | Rahway River | 4 | 111.906 | 124.693 | 80.02 | 131.931 | 153.388 | 111.851 | 77.666 | 86.439 | 69.761 | 71.228 | 52.933 | 98.075 | 131.129 | QE_10 | 52.933 | 129.4205 | 81.8349 | 273.6088 | 188.8001 | 54.0295 | 129.4205 | 30Q5 Flow | 188.8001 | HM Flow | 81.8349 | 7Q10 Flow | 2.4261 | 1.5341 | 1.0516 | 40.4355 | 25.5681 | 17.5267 | NO | NO | NO | NO | 0.084241 | NO
110000492173 | 2015 | EASTMAN KODAK - KODAK PARK | 1669 LAKE AVENUE | ROCHESTER | NY | 14652 | 43.1978 | -77.6298 | 14652STMNK1669L | 110000492173 | Unknown | 3861 | Photographic Equipment and Supplies (photographic films, paper, plates and chemicals) | #N/A | #N/A | #N/A | 250 | 0.036713 | 0.00014685 | 0.0017483 | 0 | N/A - Period DMR Data Not Available | N/A | N/A | NY0001643 | GENESEE R | 4130003000001 | #N/A | X | NON-POTW | 2015 | 110000492173 | 110000492173 | NYR10L115 | NYR10L116 | NY0001643 | 2023 | 04130003000001 | GENESEE R | 27.6 | 27.6 | 3.3947 | NPDES | 27.6 | 42.7035 | 15537885 | Genesee River | 6 | 2849.336 | 3191.011 | 3187.893 | 4589.355 | 6183.459 | 3145.433 | 1876.903 | 1359.654 | 895.727 | 935.669 | 1241.868 | 2061.537 | 3501.337 | QE_08 | 895.727 | 2190.0416 | 1529.7811 | 6966.5917 | 4395.0256 | 104.4097 | 2190.0416 | 30Q5 Flow | 4395.0256 | HM Flow | 1529.7811 | 7Q10 Flow | 9.5996e-05 | 6.7055e-05 | 3.3414e-05 | 0.0011428 | 0.00079828 | 0.00039778 | NO | NO | NO | NO | 2.3809e-06 | NO
110000494019 | 2024 | BASF CORP | 1609 BIDDLE AVE | WYANDOTTE | MI | 48192 | 42.2192 | -83.1467 | 48192BSFCR1609B | 110000494019 | Processing as a Reactant | 2821 | Plastics Materials, Synthetic and Resins, and Nonvulcanizable Elastomers | #N/A | #N/A | #N/A | 350 | 0.012017 | 3.4336e-05 | 0.00057226 | 0 | N/A - Period DMR Data Not Available | N/A | N/A | MI0000540 | DETROIT RIVER, TRENTON CHANNEL OF THE DETROIT RIVER | 4090004000006 | #N/A | Yes | NON-POTW | 2021 | 110000494019 | 110000494019 | MI0000540 |  |  | 2023 | 04090004000006 | DETROIT RIVER, TRENTON CHANNEL OF THE DETROIT RIVER | NA | NA | 2.1597 | NPDES | 2.1597 | 3.3416 | 10850256 | Detroit River | 6 | 202671.208 | 125212.717 | 95406.482 | 59232.422 | 421664.971 | 234621.419 | 154396.458 | 157034.461 | 114017.443 | 90417.765 | 42663.224 | 66276.724 | 160318.026 | QE_10 | 42663.224 | 104311.0611 | 83477.34 | 495528.6259 | 300449.0226 | 8.1701 | 104311.0611 | 30Q5 Flow | 300449.0226 | HM Flow | 83477.34 | 7Q10 Flow | 4.1132e-07 | 3.2917e-07 | 1.1428e-07 | 6.8553e-06 | 5.4861e-06 | 1.9047e-06 | NO | NO | NO | NO | 1.4282e-08 | NO
110000494894 | 2021 | EAGLE US 2 LLC - LAKE CHARLES COMPLEX | 1300 PPG DRIVE | WESTLAKE | LA | 70669 | 30.2235 | -93.2869 | 70669PPGNDCOLUM | 110000494894 | Manufacturing | 2869 | Industrial Organic Chemicals, NEC (aliphatics) | #N/A | #N/A | #N/A | 350 | 8358.1713 | 23.8805 | 398.0082 | 0.49858 | 1053.5548 | 61 | 1947.7610000000002 | LA0000761 | BAYOU D'INDE & BAYOU VERDINE | 8080206001241 | x | #N/A | #N/A | 2015 | 110000494894 | 110000494894 | LAJ660151 | LAR10L189 | LAR10K999 | 2023 | 08080206001241 | BAYOU D'INDE & BAYOU VERDINE | NA | 231.553 | 21.4747 | NPDES | 231.553 | 358.2657 | 3710376 | NA | 1 | 11.947 | 21.874 | 18.379 | 14.122 | 11.906 | 11.329 | 8.397 | 3.526 | 2.9 | 5.095 | 14.387 | 31.71 | 18.298 | QE_08 | 2.9 | 7.0905 | 4.0477 | 29.2103 | 12.4645 | 875.9554 | 875.9554 | Plant Flow | 875.9554 | Plant Flow | 875.9554 | Plant Flow | 27.2622 | 27.2622 | 27.2622 | 454.3704 | 454.3704 | 454.3704 | NO | NO | NO | NO | 0.9466 | NO | Identified and defaulted to plant flow
110000496981 | 2019 | ARIZONA CHEMICAL COMPANY, LLC | 875 HARGER ST | DOVER | OH | 44622-9441 | 40.5063 | -81.4743 | 44622NNCMP875HA | 110000496981 | Manufacturing | 2869 | Industrial Organic Chemicals, NEC (aliphatics) | #N/A | #N/A | #N/A | 350 | 2.3164 | 0.0066182 | 0.1103 | 0 | N/A - Period DMR Data Not Available | N/A | N/A | OH0007196 | TUSCARAWAS RIVER | 5040001000298 | #N/A | #N/A | #N/A | 2015 | 110000496981 | 110000496981 | OH0007196 |  |  | 2023 | 05040001000298 |  | NA | 4.09 | 0.41146 | NPDES | 4.09 | 6.3282 | 19389446 | Sugar Creek | 5 | 359.343 | 455.91 | 576.478 | 736.484 | 603.401 | 383.359 | 295.009 | 185.452 | 157.096 | 136.527 | 119.859 | 259.936 | 433.327 | QE_10 | 119.859 | 293.0538 | 190.7115 | 878.5892 | 522.9693 | 15.4723 | 293.0538 | 30Q5 Flow | 522.9693 | HM Flow | 190.7115 | 7Q10 Flow | 0.034703 | 0.022583 | 0.012655 | 0.57838 | 0.37639 | 0.21092 | NO | NO | NO | NO | 0.0012049 | NO
110000500459 | 2017 | CHEMTOOL | 1165 PRAIRIE HILL ROAD | ROCKTON | IL | 61072-1595 | 42.4686 | -89.0656 | 61072BLTCR1165P | 110000500459 | Unknown | 4225 | General Warehousing and Storage (except self-storage and miniwarehouses) | #N/A | #N/A | #N/A | 250 | 0.11565 | 0.00046262 | 0.0055074 | 0 | N/A - Period DMR Data Not Available | N/A | N/A | IL0064564 | ROCK RIVER | 7090002008421 | #N/A | X | NON-POTW | 2015 | 110000500459 | 110000500459 | IL0064564 |  |  | 2023 | 07090002008421 | ROCK RIVER | NA | 0.4 | NA | NPDES | 0.4 | 0.61889 | NA | NA | NA | NA | [12 empty] | NA | NA | NA | NA | NA | NA | NA | NA | Flow Lookup Failed | NA | Flow Lookup Failed | NA | Flow Lookup Failed | NA | NA | NA | NA | NA | NA | NA | NA | NA | NA | NA | NA | bar: QE_01 to QE_12
110000501519 | 2023 | BAYTOWN TERMINAL | 4604 WEST BAKER RD | BAYTOWN | TX | 77520 | 29.771 | -95.0185 | 77520TXSPT464WB | 110000501519 | Manufacturing | 2869 | Industrial Organic Chemicals, NEC (aliphatics) | #N/A | #N/A | #N/A | 350 | 0.0038545 | 1.1013e-05 | 0.00018355 | 0 | N/A - Period DMR Data Not Available | N/A | N/A | TX0087254 | BURNET BAY | 12040104015035 | #N/A | #N/A | NON-POTW | 2021 | 110000501519 | 110000501519 | TX0087254 |  |  | 2023 | 12040104015035 | BURNET BAY | 0.022 | NA | 0.0088583 | NPDES | 0.0088583 | 0.013706 | NA | NA | NA | NA | [12 empty] | NA | NA | NA | NA | NA | NA | NA | NA | Flow Lookup Failed | NA | Flow Lookup Failed | NA | Flow Lookup Failed | NA | NA | NA | NA | NA | NA | NA | NA | NA | NA | NA | NA | bar: QE_01 to QE_12
110000509851 | 2015 | 23RD AVENUE WASTEWATER TREATMENT PLANT | 2470 S 22ND AVE | PHOENIX | AZ | 85009 | 33.4242 | -112.1063 | #N/A | 110000509851 | POTW | 4952 | Sewerage Systems | #N/A | #N/A | #N/A | 365 | 6.585 | 0.018041 | 0.31357 | 0 | N/A - Period DMR Data Not Available | N/A | N/A | AZ0020559 | #N/A | 15070102009185 | #N/A | X | POTW | 2015 | 110000509851 | 110000509851 | AZMS66154 | AZC111068 | AZC113300 | 2023 | 15070102009185 |  | 63 | NA | 12.3171 | NPDES | 12.3171 | 19.0574 | 20475440 | Cave Creek | 4 | 4.126 | 2.276 | 8.111 | 17.211 | 0.279 | 0.044 | 0.067 | 1.739 | 3.098 | 0.998 | 6.078 | 1.897 | 7.408 | QE_05 | 0.044 | 0.10758 | 0.052996 | 10.088 | 0.68846 | 46.595 | 46.595 | Plant Flow | 46.595 | Plant Flow | 46.595 | Plant Flow | 0.38719 | 0.38719 | 0.38719 | 6.7297 | 6.7297 | 6.7297 | NO | NO | NO | NO | 0.01402 | NO
110000510894 | 2018 | GOODYEAR, CITY OF - 157TH AVE WWTP | 4980 S 157TH AVE | GOODYEAR | AZ | 85338 | 33.3986 | -112.3965 | #N/A | 110000510894 | POTW | 4952 | Sewerage Systems | #N/A | #N/A | #N/A | 365 | 0.029171 | 7.9921e-05 | 0.0013891 | 0 | N/A - Period DMR Data Not Available | N/A | N/A | AZ0022357 | #N/A | 15060106000281 | #N/A | X | POTW | 2015 | 110000510894 | 110000510894 | AZ0022357 |  |  | 2023 | 15060106000281 |  | 7.5 | NA | 1.1333 | NPDES | 1.1333 | 1.7535 | NA | NA | NA | NA | [12 empty] | NA | NA | NA | NA | NA | NA | NA | NA | Flow Lookup Failed | NA | Flow Lookup Failed | NA | Flow Lookup Failed | NA | NA | NA | NA | NA | NA | NA | NA | NA | NA | NA | NA | bar: QE_01 to QE_12
110000517637 | 2015 | VICTOR VALLEY WASTEWATER RECLAMATION AUTHORITY | 20111 SHAY ROAD | VICTORVILLE | CA | 92394-8539 | 34.6167 | -117.355 | #N/A | 110000517637 | POTW | 4952 | Sewerage Systems | #N/A | #N/A | #N/A | 365 | 1.8651 | 0.0051097 | 0.088812 | 0 | N/A - Period DMR Data Not Available | N/A | N/A | CA0102822 | MOJAVE RIVER | 18090208000542 | #N/A | X | POTW | 2015 | 110000517637 | 110000517637 | CA0102822 | CAZ204746 | CAL102822 | 2023 | 18090208000542 | MOJAVE RIVER | 18 | 4.8 | 7.6317 | NPDES | 4.8 | 7.4267 | NA | NA | NA | NA | [12 empty] | NA | NA | NA | NA | NA | NA | NA | NA | Flow Lookup Failed | NA | Flow Lookup Failed | NA | Flow Lookup Failed | NA | NA | NA | NA | NA | NA | NA | NA | NA | NA | NA | NA | bar: QE_01 to QE_12
110000519920 | 2023 | NEVADA CITY WASTEWATER TREATMENT PLANT | 650 JORDAN STREET | NEVADA CITY | CA | 95959 | 39.2593 | -121.0326 | #N/A | 110000519920 | POTW | 4952 | Sewerage Systems | #N/A | #N/A | #N/A | 365 | 0.034913 | 9.5651e-05 | 0.0016625 | 0 | N/A - Period DMR Data Not Available | N/A | N/A | CA0079901 | DEER CREEK | 18020125000668 | #N/A | Yes | POTW | 2021 | 110000519920 | 110000519920 | CA0079901 |  |  | 2023 | 18020125000668 | DEER CREEK | 0.69 | NA | 0.3955 | NPDES | 0.3955 | 0.61193 | NA | NA | NA | NA | [12 empty] | NA | NA | NA | NA | NA | NA | NA | NA | Flow Lookup Failed | NA | Flow Lookup Failed | NA | Flow Lookup Failed | NA | NA | NA | NA | NA | NA | NA | NA | NA | NA | NA | NA | bar: QE_01 to QE_12
110000520026 | 2021 | PID WATER TREATMENT PLANT | 1388 PINE NEEDLE DR | MAGALIA | CA | 95954 | 39.8142 | -121.5803 | #N/A | 110000520026 | Waste Handling, Disposal and Treatment (non-POTW WWT) | 4941 | Water Supply | #N/A | #N/A | #N/A | 250 | 0.011606 | 4.6422e-05 | 0.00055265 | 0 | N/A - Period DMR Data Not Available | N/A | N/A | CA0083488 | MAGALIA RESERVOIR, MAGALIA RESERVOIR/LITTLE BUTTE CREEK | 18020158006557 | #N/A | Yes | NON-POTW | 2021 | 110000520026 | 110000520026 | CA0083488 |  |  | 2023 | 18020158006557 | MAGALIA RESERVOIR, MAGALIA RESERVOIR/LITTLE BUTTE CREEK | 2 | NA | 0.29017 | NPDES | 0.29017 | 0.44895 | 2770264 | Little Butte Creek | 3 | 20.204 | 34.186 | 47.79 | 68.559 | 40.783 | 7.459 | 0.85 | 0.719 | 2.301 | 0.469 | 0.461 | 3.497 | 22.86 | QE_10 | 0.461 | 1.1271 | 0.60312 | 49.3985 | 5.5873 | 1.0977 | 1.1271 | 30Q5 Flow | 5.5873 | HM Flow | 1.0977 | Plant Flow | 0.042291 | 0.041186 | 0.0083085 | 0.50346 | 0.49031 | 0.09891 | NO | NO | NO | NO | 0.0010489 | NO
110000521221 | 2015 | CLEAN HARBORS EL DORADO LLC | 309 AMERICAN CIR | EL DORADO | AR | 71730 | 33.2044 | -92.6308 | 71730NVRNM309AM | 110000521221 | Waste Handling, Disposal and Treatment (Incinerator) | 4953 | Refuse Systems (hazardous waste treatment and disposal) | #N/A | #N/A | #N/A | 250 | 358.444 | 1.4338 | 17.0688 | 0.26583 | 3.1326174000000004 | 90 | 9.123000639999999 | AR0037800 | BOGGY CR,BU DE LOUTRE,OUACHITA RB | 8040202000533 | #N/A | #N/A | #N/A | 2015 | 110000521221 | 110000521221 | ARR001968 | AR0037800 | ARR154540 | 2023 | 08040202000533 | BOGGY CR,BU DE LOUTRE, DITCH, TRIB | NA | 1.1678 | 0.18775 | NPDES | 1.1678 | 1.8069 | 17914653 | NA | 1 | 1.377 | 2.002 | 2.209 | 2.221 | 2.258 | 1.632 | 0.892 | 0.262 | 0.209 | 0.37 | 1.724 | 2.289 | 1.84 | QE_08 | 0.209 | 0.511 | 0.26592 | 3.3667 | 0.998 | 4.4177 | 4.4177 | Plant Flow | 4.4177 | Plant Flow | 4.4177 | Plant Flow | 324.5497 | 324.5497 | 324.5497 | 3863.6875 | 3863.6875 | 3863.6875 | NO | NO | NO | YES | 8.0493 | YES | TIER 2: look at effluent concentration | 416 ug/L | 2016-01-22 | 324 ug/L | 2015-10-22
110000524987 | 2017 | YUBA CITY WASTEWATER TREATMENT FACILITY | 302 BURNS DR | YUBA CITY | CA | 95991 | 39.1075 | -121.6123 | #N/A | 110000524987 | POTW | 4952 | Sewerage Systems | #N/A | #N/A | #N/A | 365 | 0.86469 | 0.002369 | 0.041176 | 0 | N/A - Period DMR Data Not Available | N/A | N/A | CA0079260 | FEATHER RIVER, FEATHER RIVER VIA DIFFUSER, FEATHER RIVER VIA DIRECT DISCHARGE, FEATHER RIVER VIA DISPOSAL PONDS | 18020159005373 | #N/A | X | POTW | 2015 | 110000524987 | 110000524987 | CA0079260 | CAL079260 |  | 2023 | 18020159005373 | FEATHER RIVER, FEATHER RIVER VIA DIFFUSER, FEATHER RIVER VIA DIRECT DISCHARGE, FEATHER RIVER VIA DISPOSAL PONDS | 10.5 | NA | 2.028 | NPDES | 2.028 | 3.1378 | 7970949 | NA | 2 | 1.532 | 3.519 | 7.115 | 4.979 | 2.231 | 0.908 | 0.643 | 0.29 | 0.076 | 0.189 | 0.268 | 0.986 | 1.223 | QE_08 | 0.076 | 0.18582 | 0.093316 | 3.7457 | 0.58884 | 7.6718 | 7.6718 | Plant Flow | 7.6718 | Plant Flow | 7.6718 | Plant Flow | 0.30879 | 0.30879 | 0.30879 | 5.3671 | 5.3671 | 5.3671 | NO | NO | NO | NO | 0.011181 | NO
110000525842 | 2023 | RIALTO WASTEWATER TREATMENT PLANT | 501 E SANTA ANA AVE | BLOOMINGTON | CA | 92316 | 34.0559 | -117.3613 | #N/A | 110000525842 | POTW | 4952 | Sewerage Systems | #N/A | #N/A | #N/A | 365 | 7.9447 | 0.021766 | 0.37832 | 0 | N/A - Period DMR Data Not Available | N/A | N/A | CA0105295 | SANTA ANA RIVER | 18070203002243 | #N/A | Yes | POTW | 2021 | 110000525842 | 110000525842 | CA0105295 | CAL105295 |  | 2023 | 18070203002243 | SANTA ANA RIVER | 11.7 | 6.5 | 3.4969 | NPDES | 6.5 | 10.057 | NA | NA | NA | NA | [12 empty] | NA | NA | NA | NA | NA | NA | NA | NA | Flow Lookup Failed | NA | Flow Lookup Failed | NA | Flow Lookup Failed | NA | NA | NA | NA | NA | NA | NA | NA | NA | NA | NA | NA | bar: QE_01 to QE_12
110000538525 | 2018 | KEYSTONE POWER PLANT | 313 KEYSTONE DR | SHELOCTA | PA | 15774 | 40.6604 | -79.3411 | 15774KYSTNRTE21 | 110000538525 | Unknown | 4911 | Electric Services (hydroelectric power generation) | #N/A | #N/A | #N/A | 250 | 3.1765 | 0.012706 | 0.15126 | 0 | N/A - Period DMR Data Not Available | N/A | N/A | PA0002062 | ALLEGHENY RIVER, CROOKED CREEK, PLUM CREEK, UNNAMED STREAM, UNNAMED TRIB TO CROOKED CREEK, UNNAMED TRIB TO PLUM CREEK | 05010006001748 | #N/A | X | NON-POTW | 2015 | 110000538525 | 110000538525 | PA0002062 | PAG106113 | PAG106112 | 2023 | 05010006001748 | ALLEGHENY RIVER, CROOKED CREEK, PLUM CREEK, UNNAMED STREAM, UNNAMED TRIB TO CROOKED CREEK, UNNAMED TRIB TO PLUM CREEK | 0.042 | NA | 0.2152 | NPDES | 0.2152 | 0.33297 | 4741433 | Plum Creek | 4 | 117.579 | 140.45 | 183.787 | 284.952 | 203.79 | 132.911 | 84.747 | 49.999 | 36.779 | 63.201 | 93.354 | 149.924 | 175.86 | QE_08 | 36.779 | 89.9242 | 56.1366 | 287.4792 | 156.9647 | 0.8141 | 89.9242 | 30Q5 Flow | 156.9647 | HM Flow | 56.1366 | 7Q10 Flow | 0.22634 | 0.1413 | 0.080948 | 2.6945 | 1.6821 | 0.96367 | NO | NO | NO | NO | 0.0056136 | NO
110000539757 | 2020 | PHILLIPS 66 CO - LAKE CHARLES REFINERY | 2200 OLD SPANISH TRAIL | WESTLAKE | LA | 70669 | 30.2422 | -93.2744 | 70669CNCLKOLDSP | 110000539757 | Repackaging | 2911 | Petroleum Refining | #N/A | #N/A | #N/A | 250 | 13.9795 | 0.055918 | 0.66569 | 0.14494 | 6.6616000000000009E-2 | 92 | 6.6616000000000009E-2 | LA0003026 | CALCASIEU RIVER, CALCASIEU RVR & BAYOU VERDINE | 8080206001238 | #N/A | #N/A | #N/A | 2015 | 110000539757 | 110000539757 | LA0104469 | LAR05N651 | LAG670147 | 2023 | 08080206001238 | CALCASIEU RIVER, CALCASIEU RVR & BAYOU VERDINE | NA | 11.44 | 0.96895 | NPDES | 11.44 | 17.7003 | 3710370 | Calcasieu River | 6 | 4911.849 | 9586.932 | 8482.593 | 7614.674 | 5843.661 | 5082.176 | 3275.074 | 3221.551 | 2027.055 | 2441.507 | 1781.61 | 2530.929 | 7507.447 | QE_10 | 1781.61 | 4356.0147 | 3117.2978 | 12009.4108 | 8423.1937 | 43.277 | 4356.0147 | 30Q5 Flow | 8423.1937 | HM Flow | 3117.2978 | 7Q10 Flow | 0.017938 | 0.012837 | 0.0066386 | 0.21355 | 0.15282 | 0.079031 | NO | NO | NO | NO | 0.00044489 | NO
110000540610 | 2015 | PHILA WATER DEPT - SE STP | 25 E. PATTISON AVE | PHILADELPHIA | PA | 19148-5607 | 39.9018 | -75.1445 | #N/A | 110000540610 | POTW | 4952 | Sewerage Systems | #N/A | #N/A | #N/A | 365 | 265.3664 | 0.72703 | 12.6365 | 0 | N/A - Period DMR Data Not Available | N/A | N/A | PA0026662 | DELAWARE RIVER | 2040202000077 | #N/A | X | POTW | 2015 | 110000540610 | 110000540610 | PAL026662 | PA0026662 |  | 2023 | 02040202000077 | DELAWARE RIVER | 112 | NA | 84.0833 | NPDES | 84.0833 | 130.0963 | 4495868 | Delaware River | 6 | 14065.768 | 15025.574 | 13982.848 | 20492.784 | 24069.247 | 16561.062 | 11141.664 | 7957.154 | 6156.242 | 7030.19 | 8331.456 | 11318.755 | 16723.426 | QE_08 | 6156.242 | 15051.9364 | 11252.1791 | 34390.6308 | 28139.4899 | 318.0838 | 15051.9364 | 30Q5 Flow | 28139.4899 | HM Flow | 11252.1791 | 7Q10 Flow | 0.064612 | 0.048301 | 0.025837 | 1.123 | 0.83953 | 0.44907 | NO | NO | NO | NO | 0.0023396 | NO
110000542119 | 2015 | PHILADELPHIA SOUTHWEST POTW | 8200 ENTERPRISE AVE | PHILADELPHIA | PA | 19153 | 39.8861 | -75.2182 | #N/A | 110000542119 | POTW | #N/A | #N/A | #N/A | #N/A | #N/A | 365 | 563.8704 | 1.5449 | 26.851 | 0 | N/A - Period DMR Data Not Available | N/A | N/A | PA0026671 | COBBS CREEK, DELAWARE RIVER, INDIAN CREEK, SCHUYLKILL RIVER, UNNAMED STREAM, UNNAMED TRIB OF SCHUYLKILL RIVER, UNNAMED TRIB TO COBBS CREEK, WEST BRANCH INDIAN CREEK | 2040203009681 | #N/A | X | POTW | 2015 | 110000542119 | 110000542119 |  |  |  | 2023 | 02040203009681 | COBBS CREEK, DELAWARE RIVER, EAST BRANCH INDIAN CREEK, SCHUYLKILL RIVER, UNNAMED STREAM, UNNAMED TRIB OF SCHUYLKILL RIVER, UNNAMED TRIB TO COBBS CREEK, WEST BRANCH INDIAN CREEK | 200 | NA | 87.7083 | NPDES | 87.7083 | 135.705 | NA | NA | NA | NA | [12 empty] | NA | NA | NA | NA | NA | NA | NA | NA | Flow Lookup Failed | NA | Flow Lookup Failed | NA | Flow Lookup Failed | NA | NA | NA | NA | NA | NA | NA | NA | NA | NA | NA | NA | bar: QE_01 to QE_12
110000542896 | 2024 | WINCHESTER WASTEWATER TREATMENT PLANT | 2033 VAN METER RD | WINCHESTER | KY | 40391-8423 | 38.0416 | -84.2087 | #N/A | 110000542896 | POTW | 4952 | Sewerage Systems | #N/A | #N/A | #N/A | 365 | 3.3226 | 0.0091029 | 0.15822 | 0 | N/A - Period DMR Data Not Available | N/A | N/A | KY0037991 | STRODES CREEK, STRODES CRK | 5100102000082 | #N/A | Yes | POTW | 2021 | 110000542896 | 110000542896 |  |  |  | 2023 | 05100102000082 | STRODES CREEK, STRODES CRK | 7.2 | 4.087 | 3.3854 | NPDES | 4.087 | 6.3235 | 2057860 | Strodes Creek | 1 | 5.702 | 19.504 | 37.108 | 15.321 | 8.073 | 6.469 | 4.065 | 2.671 | 1.741 | 2.044 | 2.022 | 3.609 | 9.246 | QE_08 | 1.741 | 4.2567 | 2.3868 | 13.9413 | 6.563 | 15.461 | 15.461 | Plant Flow | 15.461 | Plant Flow | 15.461 | Plant Flow | 0.58877 | 0.58877 | 0.58877 | 10.2334 | 10.2334 | 10.2334 | NO | NO | NO | NO | 0.02132 | NO
110000547196 | 2024 | NOURYON SURFACE CHEMISTRY LLC | 8005 NORTH TABLER ROAD | MORRIS | IL | 60450 | 41.4057 | -88.3352 | 60450KZCHMTABLE | 110000547196 | Processing as a Reactant | 2869 | Industrial Organic Chemicals, NEC (aliphatics) | #N/A | #N/A | #N/A | 350 | 0.53617 | 0.0015319 | 0.025532 | 0 | N/A - Period DMR Data Not Available | N/A | N/A | IL0026069 | AUX SABLE CREEK | 7120005000849 | #N/A | Yes | NON-POTW | 2021 | 110000547196 | 110000547196 |  |  |  | 2023 | 07120005000849 | AUX SABLE CREEK | NA | 0.299 | 0.066388 | NPDES | 0.299 | 0.46262 | 14779302 | NA | 1 | 2.322 | 2.022 | 2.406 | 49.032 | 8.706 | 3.55 | 1.847 | 1.001 | 0.521 | 0.707 | 0.715 | 6.304 | 2.305 | QE_08 | 0.521 | 1.2738 | 0.68455 | 5.6773 | 2.1535 | 1.1311 | 1.2738 | 30Q5 Flow | 2.1535 | HM Flow | 1.1311 | Plant Flow | 1.3544 | 1.2026 | 0.71136 | 22.5727 | 20.0434 | 11.856 | NO | NO | NO | NO | 0.047026 | NO
110000551082 | 2019 | PARIS STP | 6500 BYPASS RD | PARIS | KY | 40361-2156 | 38.2236 | -84.2528 | #N/A | 110000551082 | POTW | 4952 | Sewerage Systems | #N/A | #N/A | #N/A | 365 | 0.0082788 | 2.2682e-05 | 0.00039423 | 0 | N/A - Period DMR Data Not Available | N/A | N/A | KY0090654 | STONER CREEK, STONER CRK | 5100102000062 | #N/A | X | POTW | 2015 | 110000551082 | 110000551082 |  |  |  | 2023 | 05100102000062 | STONER CREEK, STONER CRK | 2.7 | 1.717 | 1.6336 | NPDES | 1.717 | 2.6566 | 2057932 | Stoner Creek | 3 | 323.841 | 521.915 | 679.182 | 580.325 | 464.399 | 301.706 | 168.309 | 104.902 | 117.563 | 150.248 | 122.226 | 258.925 | 589.611 | QE_07 | 104.902 | 256.4841 | 166.1317 | 791.7873 | 461.3483 | 6.4953 | 256.4841 | 30Q5 Flow | 461.3483 | HM Flow | 166.1317 | 7Q10 Flow | 0.00013653 | 8.8433e-05 | 4.9164e-05 | 0.002373 | 0.001537 | 0.00085451 | NO | NO | NO | NO | 4.9437e-06 | NO
110000557013 | 2020 | LONDON STP | 236 LAGOON TRAIL | LONDON | KY | 40741-1120 | 37.1064 | -84.0668 | #N/A | 110000557013 | POTW | 4952 | Sewerage Systems | #N/A | #N/A | #N/A | 365 | 2.8349 | 0.0077668 | 0.13499 | 0 | N/A - Period DMR Data Not Available | N/A | N/A | KY0021270 | WHITLEY BR, WHITLEY BRANCH | 5130101001074 | #N/A | X | POTW | 2015 | 110000557013 | 110000557013 |  |  |  | 2023 | 05130101001074 | WHITLEY BR, WHITLEY BRANCH | 5 | 3.409 | 3.0855 | NPDES | 3.409 | 5.2745 | 10186944 | Whitley Branch | 1 | 2.132 | 8.131 | 16.663 | 5.603 | 2.787 | 2.316 | 1.44 | 0.936 | 0.626 | 0.761 | 0.713 | 2.541 | 3.747 | QE_08 | 0.626 | 1.5306 | 0.82785 | 5.2127 | 2.2971 | 12.8961 | 12.8961 | Plant Flow | 12.8961 | Plant Flow | 12.8961 | Plant Flow | 0.60226 | 0.60226 | 0.60226 | 10.4679 | 10.4679 | 10.4679 | NO | NO | NO | NO | 0.021808 | NO
110000571373 | 2019 | VALLEY CREEK WASTEWATER TREATMENT PLANT | 2501 GAITHER STATION RD | ELIZABETHTOWN | KY | 42701-7353 | 37.6423 | -85.9036 | #N/A | 110000571373 | POTW | 4952 | Sewerage Systems | #N/A | #N/A | #N/A | 365 | 33.8474 | 0.092733 | 1.6118 | 0 | N/A - Period DMR Data Not Available | N/A | N/A | KY0022039 | VALLEY CREEK, VALLEY CRK | 5110001000593 | #N/A | X | POTW | 2015 | 110000571373 | 110000571373 |  |  |  | 2023 | 05110001000593 | VALLEY CREEK, VALLEY CRK | 13 | 6.54 | 6.3083 | NPDES | 6.54 | 10.1189 | 3997594 | Valley Creek | 4 | 89.219 | 240.102 | 341.662 | 212.524 | 124.755 | 94.105 | 55.423 | 34.224 | 23.716 | 21.295 | 18.339 | 53.356 | 144.929 | QE_10 | 18.339 | 44.8386 | 27.3139 | 218.1394 | 92.5555 | 24.7405 | 44.8386 | 30Q5 Flow | 92.5555 | HM Flow | 27.3139 | 7Q10 Flow | 3.3951 | 2.0681 | 1.0019 | 59.0095 | 35.9462 | 17.4142 | NO | NO | NO | NO | 0.12294 | NO
110000572782 | 2021 | SI GROUP INC - SOUTH PLANT | 1000 MORGANTOWN INDUSTRIAL PARK | MORGANTOWN | WV | 26501 | 39.5998 | -79.9715 | 26505WSTMR1000D,26505WSTMRMORGA | 110000572782 | Manufacturing | 2869 | Industrial Organic Chemicals, NEC (aliphatics) | #N/A | #N/A | #N/A | 350 | 0.32748 | 0.00093565 | 0.015594 | 0 | N/A - Period DMR Data Not Available | N/A | N/A | WV0004740 | MONONGAHELA RIVER | 5020003000026 | #N/A | #N/A | NON-POTW | 2021 | 110000572782 | 110000572782 |  |  |  | 2023 | 05020003000026 | MONONGAHELA RIVER | NA | 0.224 | 0.12783 | NPDES | 0.224 | 0.34658 | 3768880 | Monongahela River | 6 | 4606.052 | 6257.956 | 6876.316 | 7878.76 | 5441.385 | 4874.399 | 2986.186 | 2090.748 | 1826.775 | 1510.348 | 2062.931 | 3961.821 | 6751.056 | QE_09 | 1510.348 | 3692.7824 | 2627.3479 | 11261.7408 | 7434.9924 | 0.84738 | 3692.7824 | 30Q5 Flow | 7434.9924 | HM Flow | 2627.3479 | 7Q10 Flow | 0.00035612 | 0.00025337 | 0.00012584 | 0.0059354 | 0.0042229 | 0.0020974 | NO | NO | NO | NO | 1.2365e-05 | NO
110000574423 | 2023 | EASTMAN CHEMICAL COMPANY | 200 SOUTH WILCOX DRIVE | KINGSPORT | TN | 37660 | 36.5271 | -82.5386 | 37662TNNSSEASTM | 110000574423 | Unknown | 2869 | Industrial Organic Chemicals, NEC (aliphatics) | #N/A | #N/A | #N/A | 250 | 8.2772 | 0.033109 | 0.39415 | 0 | N/A - Period DMR Data Not Available | N/A | N/A | TN0002640 | HOLSTON-SOUTH FORK (D/S OF WATAUGA), HORSE CREEK, SOUTH FORK HOLSTON RIVER | 6010102001273 | #N/A | Yes | NON-POTW | 2021 | 110000574423 | 110000574423 |  |  |  | 2023 | 06010102001273 | HOLSTON-SOUTH FORK (D/S OF WATAUGA), HORSE CREEK, SOUTH FORK HOLSTON RIVER | 486.7 | 471.1 | 34.4173 | NPDES | 471.1 | 728.9001 | 19753623 | South Fork Holston River | 6 | 2816.852 | 3950.091 | 4178.138 | 4394.602 | 3948.954 | 3266.912 | 2829.989 | 2315.313 | 1816.814 | 1246.574 | 1113.093 | 1573.181 | 2761.605 | QE_10 | 1113.093 | 2721.4988 | 1915.6069 | 6887.1687 | 4949.0724 | 1782.1517 | 2721.4988 | 30Q5 Flow | 4949.0724 | HM Flow | 1915.6069 | 7Q10 Flow | 0.017284 | 0.012166 | 0.0066899 | 0.20576 | 0.14483 | 0.079642 | NO | NO | NO | NO | 0.00042866 | NO
110000575244 | 2020 | CHEVRON ORONITE CO LLC - OAK POINT PLANT | 10285 HIGHWAY 23 | BELLE CHASSE | LA | 70037 | 29.8083 | -90.01 | 70037CHVRNHIGHW | 110000575244 | Manufacturing | 2869 | Industrial Organic Chemicals, NEC (aliphatics) | #N/A | #N/A | #N/A | 350 | 0.031064 | 8.8755e-05 | 0.0014793 | 0 | N/A - Period DMR Data Not Available | N/A | N/A | LA0005738 | MISSISSIPPI RIVER | 8090301004464 | #N/A | #N/A | #N/A | 2015 | 110000575244 | 110000575244 |  |  |  | 2023 | 08090301004464 | MISSISSIPPI RIVER | NA | 28.2187 | 2.7468 | NPDES | 28.2187 | 43.6608 | NA | NA | NA | NA | [12 empty] | NA | NA | NA | NA | NA | NA | NA | NA | Flow Lookup Failed | NA | Flow Lookup Failed | NA | Flow Lookup Failed | NA | NA | NA | NA | NA | NA | NA | NA | NA | NA | NA | NA | bar: QE_01 to QE_12
110000581255 | 2022 | STANLEY BLACK AND DECKER | ONE BRIGGS DRIVE | EAST GREENWICH | RI | 02818-9949 | 41.6339 | -71.4937 | #N/A | 110000581255 | Unknown | 3315 | Steel Wiredrawing and Steel Nails and Spikes (steel wire drawing) | #N/A | #N/A | #N/A | 250 | 0.23311 | 0.00093245 | 0.011101 | 0 | N/A - Period DMR Data Not Available | N/A | N/A | RI0022942 | TRIBUTARIES OF FRY BROOK | 1090004000699 | #N/A | Yes | NON-POTW | 2021 | 110000581255 | 110000581255 |  |  |  | 2023 | 01090004000699 | TRIBUTARIES OF FRY BROOK | NA | NA | 0.13818 | NPDES | 0.13818 | 0.21379 | 6129705 | NA | 1 | 1.263 | 3.538 | 6.433 | 36.317 | 2.965 | 1.09 | 0.803 | 0.342 | 0.355 | 0.333 | 0.257 | 1.064 | 2.491 | QE_10 | 0.257 | 0.62836 | 0.32938 | 3.088 | 1.0782 | 0.52272 | 0.62836 | 30Q5 Flow | 1.0782 | HM Flow | 0.52272 | Plant Flow | 1.7839 | 1.4839 | 0.86485 | 21.2365 | 17.666 | 10.2958 | NO | NO | NO | NO | 0.044243 | NO
110000582003 | 2021 | DELAWARE RIVER PLANT | 170 RT 130 S | BRIDGEPORT | NJ | 80140309 | 39.8014 | -75.355 | 08014MNSNTROUTE | 110000582003 | Unknown | 2869 | Industrial Organic Chemicals, NEC (aliphatics) | #N/A | #N/A | #N/A | 250 | 1.0485 | 0.004194 | 0.049929 | 0 | N/A - Period DMR Data Not Available | N/A | N/A | NJ0005045 | DELAWARE RIVER ZONE 4 | 2040202001854 | #N/A | Yes | NON-POTW | 2021 | 110000582003 | 110000582003 |  |  |  | 2023 | 02040202001854 | DELAWARE RIVER ZONE 4 | 2 | 0.95 | 0.49042 | NPDES | 0.95 | 1.4699 | 4495118 | NA | 2 | 0.023 | 0.198 | 0.835 | 0.442 | 0.038 | 0.046 | 0.044 | 0.034 | 0.027 | 0.057 | 0.07 | 0.036 | 0.039 | QE_08 | 0.027 | 0.066015 | 0.031966 | 0.056235 | 0.044734 | 3.5938 | 3.5938 | Plant Flow | 3.5938 | Plant Flow | 3.5938 | Plant Flow | 1.167 | 1.167 | 1.167 | 13.8929 | 13.8929 | 13.8929 | NO | NO | NO | NO | 0.028944 | NO
110000584305 | 2022 | DIXON FESSLER USA | 1506 CENTRE TPKE | DEER LAKE | PA | 17961 | 40.6276 | -76.0649 | #N/A | 110000584305 | Unknown | 3951 | Pens, Mechanical Pencils, and Parts | #N/A | #N/A | #N/A | 250 | 0.0078678 | 3.1471e-05 | 0.00037466 | 0 | N/A - Period DMR Data Not Available | N/A | N/A | PA0012149 | PINE CREEK, UNNAMED STREAM | 2040203000412 | #N/A | Yes | NON-POTW | 2021 | 110000584305 | 110000584305 |  |  |  | 2023 | 02040203000412 | PINE CREEK, UNNAMED STREAM | 0.045 | NA | 0.021042 | NPDES | 0.021042 | 0.032556 | 4779611 | Pine Creek | 3 | 26.684 | 38.627 | 63.698 | 113.963 | 52.747 | 36.035 | 26.861 | 14.263 | 10.923 | 19.685 | 39.36 | 36.235 | 38.56 | QE_08 | 10.923 | 26.7066 | 15.9745 | 65.2421 | 38.8921 | 0.0796 | 26.7066 | 30Q5 Flow | 38.8921 | HM Flow | 15.9745 | 7Q10 Flow | 0.0019701 | 0.0011784 | 0.00080919 | 0.023453 | 0.014029 | 0.0096333 | NO | NO | NO | NO | 4.8861e-05 | NO
110000586081 | 2018 | CHEMOURS WASHINGTON WORKS | 8480 DUPONT ROAD | WASHINGTON | WV | 26181 | 39.2719 | -81.6617 | 26180DPNTWDUPON,2618WCHMRS848DU | 110000586081 | Processing as a Reactant | 2821 | Plastics Materials, Synthetic and Resins, and Nonvulcanizable Elastomers | #N/A | #N/A | #N/A | 350 | 9.4354 | 0.026958 | 0.4493 | 0 | N/A - Period DMR Data Not Available | N/A | N/A | WV0001279 | COAL HOLLOW, OHIO RIVER, PAGE RUN/OHIO RIVER | 5030203000005 | #N/A | #N/A | #N/A | 2015 | 110000586081 | 110000586081 |  |  |  | 2023 | 05030203000005 | COAL HOLLOW, OHIO RIVER, PAGE RUN/OHIO RIVER | 0 | 70 | 3.8281 | NPDES | 70 | 108.3061 | 19413971 | Neal Run | 1 | 1.965 | 6.455 | 16.655 | 5.643 | 2.857 | 2.124 | 1.398 | 1.009 | 0.741 | 0.811 | 0.799 | 1.656 | 3.165 | QE_08 | 0.741 | 1.8117 | 0.98576 | 4.8044 | 2.4337 | 264.8071 | 264.8071 | Plant Flow | 264.8071 | Plant Flow | 264.8071 | Plant Flow | 0.1018 | 0.1018 | 0.1018 | 1.6967 | 1.6967 | 1.6967 | NO | NO | NO | NO | 0.0035348 | NO
110000587384 | 2022 | MEMC ELECTRONIC MATERIALS INCORPORATED | 7601 HWY 221 S | MOORE | SC | 29369-9216 | 34.8077 | -82.0064 | #N/A | 110000587384 | Unknown | 3674 | Semiconductors and Related Devices | #N/A | #N/A | #N/A | 250 | 0.09248 | 0.00036992 | 0.0044038 | 0 | N/A - Period DMR Data Not Available | N/A | N/A | SC0036145 | SOUTH TYGER RIVER | 3050107000093 | #N/A | Yes | NON-POTW | 2021 | 110000587384 | 110000587384 |  |  |  | 2023 | 03050107000093 | SOUTH TYGER RIVER | NA | NA | 0.026708 | NPDES | 0.026708 | 0.041324 | 9699973 | South Tyger River | 4 | 213.639 | 310.879 | 341.58 | 371.458 | 277.218 | 195.297 | 145.643 | 112.82 | 113.195 | 102.927 | 173.37 | 204.133 | 236.872 | QE_09 | 102.927 | 251.6553 | 162.8949 | 522.3447 | 374.8556 | 0.10104 | 251.6553 | 30Q5 Flow | 374.8556 | HM Flow | 162.8949 | 7Q10 Flow | 0.0022709 | 0.0014699 | 0.00098683 | 0.027035 | 0.017499 | 0.011748 | NO | NO | NO | NO | 5.6322e-05 | NO
110000593206 | 2016 | GAST MFG CORP | 2300 M-139 | BENTON HARBOR | MI | 49022 | 42.0763 | -86.4366 | 49022GSTMN2300H | 110000593206 | Unknown | 3561 | Pumps and Pumping Equipment | #N/A | #N/A | #N/A | 250 | 0.056105 | 0.00022442 | 0.0026717 | 0 | N/A - Period DMR Data Not Available | N/A | N/A | MI0045551 | UNNAMED DRAIN TO THE ST. JOSEPH RIVER | 4050001000919 | #N/A | X | NON-POTW | 2015 | 110000593206 | 110000593206 |  |  |  | 2023 | 04050001000919 | UNNAMED DRAIN TO THE ST. JOSEPH RIVER | NA | NA | 0 | NPDES | 0 | 0 | NA | NA | NA | NA | [12 empty] | NA | NA | NA | NA | NA | NA | NA | NA | Flow Lookup Failed | NA | Flow Lookup Failed | NA | Flow Lookup Failed | NA | NA | NA | NA | NA | NA | NA | NA | NA | NA | NA | NA | bar: QE_01 to QE_12
110000595981 | 2021 | CONTINENTAL CEMENT COMPANY, LLC | 10107 HIGHWAY 79 | HANNIBAL | MO | 63401 | 39.6835 | -91.3347 | 63401CNTNNHIGHW | 110000595981 | Unknown | 3241 | Cement, Hydraulic | #N/A | #N/A | #N/A | 250 | 0.92908 | 0.0037163 | 0.044242 | 0 | N/A - Period DMR Data Not Available | N/A | N/A | MO0111686 | MISSISSIPPI RIVER, TRIBUTARY TO FALL CREEK, TRIBUTARY TO MARBLE CREEK, TRIBUTARY TO MISSISSIPPI R. | 7110004001311 | #N/A | Yes | NON-POTW | 2021 | 110000595981 | 110000595981 |  |  |  | 2023 | 07110004001311 | MISSISSIPPI RIVER, TRIBUTARY TO FALL CREEK, TRIBUTARY TO MARBLE CREEK, TRIBUTARY TO MISSISSIPPI R. | NA | NA | 0.076517 | NPDES | 0.076517 | 0.11839 | 2926511 | NA | 2 | 2.013 | 0.772 | 1.994 | 41.52 | 5.582 | 2.734 | 1.348 | 0.772 | 0.428 | 0.624 | 0.6 | 4.189 | 1.241 | QE_08 | 0.428 | 1.0465 | 0.55848 | 4.9218 | 1.7989 | 0.28946 | 1.0465 | 30Q5 Flow | 1.7989 | HM Flow | 0.55848 | 7Q10 Flow | 6.6543 | 3.5513 | 2.0658 | 79.218 | 42.2777 | 24.5931 | NO | NO | NO | NO | 0.16504 | NO
110000597266 | 2020 | EQUISTAR CHEMICALS LP - LAKE CHARLES POLYMERS SITE | 4101 LA. HWY 108 | WESTLAKE | LA | 70669 | 30.1939 | -93.3213 | 70602HMNTSLAHWY | 110000597266 | Unknown | 2821 | Plastics Materials, Synthetic and Resins, and Nonvulcanizable Elastomers | #N/A | #N/A | #N/A | 250 | 4.1383 | 0.016553 | 0.19706 | 0 | N/A - Period DMR Data Not Available | N/A | N/A | LA0003689 | 315 | 8080206000583 | #N/A | X | NON-POTW | 2015 | 110000597266 | 110000597266 |  |  |  | 2023 | 08080206000583 | 0315 | NA | 3.53 | 0.68954 | NPDES | 3.53 | 5.4617 | 3710396 | Calcasieu River | 6 | 5013.579 | 9805.35 | 8660.519 | 7750.04 | 5947.416 | 5175.768 | 3357.274 | 3306.233 | 2095.605 | 2513.001 | 1824.319 | 2581.103 | 7652.296 | QE_10 | 1824.319 | 4460.4377 | 3194.6889 | 12258.1394 | 8621.1816 | 13.3538 | 4460.4377 | 30Q5 Flow | 8621.1816 | HM Flow | 3194.6889 | 7Q10 Flow | 0.0051815 | 0.0037111 | 0.0019201 | 0.061685 | 0.04418 | 0.022858 | NO | NO | NO | NO | 0.00012851 | NO
110000597355 | 2019 | BERCEN CHEMICALS LLC | 30140 EDEN CHURCH RD | DENHAM SPRINGS | LA | 70726 | 30.4866 | -90.9254 | 70727BRCNNEDENC | 110000597355 | Unknown | 2899 | Chemicals and Chemical Preparations, NEC (table salt) | #N/A | #N/A | #N/A | 250 | 0.033107 | 0.00013243 | 0.0015765 | 0 | N/A - Period DMR Data Not Available | N/A | N/A | LA0048704 | DIXON CANAL GRAYS CREEK | 8070202000867 | #N/A | X | NON-POTW | 2015 | 110000597355 | 110000597355 |  |  |  | 2023 | 08070202000867 | DIXON CANAL GRAYS CREEK | NA | 1.5149 | 0.045665 | NPDES | 1.5149 | 2.3439 | 18990410 | NA | 1 | 2.904 | 4.378 | 4.513 | 4.042 | 4.334 | 2.701 | 1.531 | 0.552 | 0.583 | 0.85 | 5.335 | 10.045 | 3.973 | QE_07 | 0.552 | 1.3496 | 0.72676 | 7.1002 | 2.4742 | 5.7308 | 5.7308 | Plant Flow | 5.7308 | Plant Flow | 5.7308 | Plant Flow | 0.023108 | 0.023108 | 0.023108 | 0.27509 | 0.27509 | 0.27509 | NO | NO | NO | NO | 0.00057311 | NO
110000597355 | 2020 | BERCEN CHEMICALS LLC | 30140 EDEN CHURCH RD | DENHAM SPRINGS | LA | 70726 | 30.4866 | -90.9254 | 70727BRCNNEDENC | 110000597355 | Unknown | 2899 | Chemicals and Chemical Preparations, NEC (table salt) | #N/A | #N/A | #N/A | 250 | 0.033107 | 0.00013243 | 0.0015765 | 0 | N/A - Period DMR Data Not Available | N/A | N/A | LA0048704 | DIXON CANAL GRAYS CREEK | 8070202000867 | #N/A | X | NON-POTW | 2015 | 110000597355 | 110000597355 |  |  |  | 2023 | 08070202000867 | DIXON CANAL GRAYS CREEK | NA | 1.5149 | 0.045665 | NPDES | 1.5149 | 2.3439 | 18990410 | NA | 1 | 2.904 | 4.378 | 4.513 | 4.042 | 4.334 | 2.701 | 1.531 | 0.552 | 0.583 | 0.85 | 5.335 | 10.045 | 3.973 | QE_07 | 0.552 | 1.3496 | 0.72676 | 7.1002 | 2.4742 | 5.7308 | 5.7308 | Plant Flow | 5.7308 | Plant Flow | 5.7308 | Plant Flow | 0.023108 | 0.023108 | 0.023108 | 0.27509 | 0.27509 | 0.27509 | NO | NO | NO | NO | 0.00057311 | NO
110000597426 | 2024 | SYNGENTA CROP PROTECTION, LLC. - ST GABRIEL PLANT | 3905 HIGHWAY 75 | SAINT GABRIEL | LA | 70776 | 30.2413 | -91.1009 | 70776CBGGYRIVER | 110000597426 | Unknown | 2819 | Industrial Inorganic Chemicals, NEC (recovering sulfur from natural gas) | #N/A | #N/A | #N/A | 250 | 1.6571 | 0.0066284 | 0.07891 | 0 | N/A - Period DMR Data Not Available | N/A | N/A | LA0005487 | 402 | 8070202002351 | #N/A | Yes | NON-POTW | 2021 | 110000597426 | 110000597426 |  |  |  | 2023 | 08070202002351 | 0402 | NA | 29.55 | 1.3791 | NPDES | 29.55 | 45.7206 | 18991630 | NA | 1 | 6.003 | 9.828 | 10.04 | 8.593 | 8.932 | 5.102 | 3.253 | 1.305 | 1.308 | 1.905 | 4.8 | 16.174 | 8.531 | QE_07 | 1.305 | 3.1907 | 1.771 | 14.6773 | 5.7034 | 111.7864 | 111.7864 | Plant Flow | 111.7864 | Plant Flow | 111.7864 | Plant Flow | 0.059295 | 0.059295 | 0.059295 | 0.7059 | 0.7059 | 0.7059 | NO | NO | NO | NO | 0.0014706 | NO
110000597444 | 2015 | FORMOSA PLASTICS LOUISIANA | GULF STATES ROAD | BATON ROUGE | LA | 70805 | 30.4982 | -91.1891 | 70805FRMSPGULFS | 110000597444 | Manufacturing | 2821 | Plastics Materials, Synthetic and Resins, and Nonvulcanizable Elastomers | #N/A | #N/A | #N/A | 350 | 97.9592 | 0.27988 | 4.6647 | 0 | N/A - Period DMR Data Not Available | N/A | N/A | LA0006149 | MONTE SANTO BAYOU DIVERTED TO MISS | 8070201006480 | #N/A | #N/A | #N/A | 2015 | 110000597444 | 110000597444 |  |  |  | 2023 | 08070201006480 | MONTE SANTO BAYOU DIVERTED TO MISS | NA | 44.92 | 0.86069 | NPDES | 44.92 | 69.5016 | 19085301 | Monte Sano Bayou | 2 | 20.247 | 33.722 | 34.421 | 28.788 | 30.618 | 18.189 | 11.081 | 5.112 | 5.228 | 6.321 | 15.049 | 42.447 | 28.017 | QE_07 | 5.112 | 12.4988 | 7.279 | 49.5037 | 22.1169 | 169.9305 | 169.9305 | Plant Flow | 169.9305 | Plant Flow | 169.9305 | Plant Flow | 1.647 | 1.647 | 1.647 | 27.4508 | 27.4508 | 27.4508 | NO | NO | NO | NO | 0.057189 | NO | Identified and defaulted to plant flow
110000597596 | 2015 | ARCLIN RESINS | 344 TANNEHILL RD | DODSON | LA | 71422 | 32.0394 | -92.655 | 71483CHMBNHIGHW | 110000597596 | Unknown | 2821 | Plastics Materials, Synthetic and Resins, and Nonvulcanizable Elastomers | #N/A | #N/A | #N/A | 250 | 0.29796 | 0.0011918 | 0.014189 | 0 | N/A - Period DMR Data Not Available | N/A | N/A | LA0007501 | SEG 081402_OUACHITA RIVER BASIN | 8040303000231 | #N/A | X | NON-POTW | 2015 | 110000597596 | 110000597596 |  |  |  | 2023 | 08040303000231 | SEG 081402_OUACHITA RIVER BASIN | NA | 0.05217 | 0.01211 | NPDES | 0.05217 | 0.080719 | 15216331 | Brushy Creek | 1 | 5.289 | 8.442 | 8.395 | 8.133 | 8.575 | 6.553 | 3.527 | 1.259 | 0.96 | 1.428 | 4.368 | 6.69 | 7.407 | QE_08 | 0.96 | 2.3472 | 1.2888 | 12.9315 | 4.5074 | 0.19736 | 2.3472 | 30Q5 Flow | 4.5074 | HM Flow | 1.2888 | 7Q10 Flow | 0.92477 | 0.50777 | 0.26442 | 11.0091 | 6.0449 | 3.1478 | NO | NO | NO | NO | 0.022936 | NO
110000599479 | 2015 | KEESHAN AND BOST CHEMICAL CO., INC. | 22102 HWY 6 | MANVEL | TX | 77578 | 29.4584 | -95.3304 | 77578KSHNB22102 | 110000599479 | Manufacturing | 2869 | Industrial Organic Chemicals, NEC (aliphatics) | #N/A | #N/A | #N/A | 350 | 0.016553 | 4.7295e-05 | 0.00078825 | 0 | N/A - Period DMR Data Not Available | N/A | N/A | TX0072168 | RAILSIDE DITCH; C-I-J DITCH; C-I DI | 12040204000953 | #N/A | #N/A | #N/A | 2015 | 110000599479 | 110000599479 |  |  |  | 2023 | 12040204000953 | RAILSIDE DITCH; C-I-J DITCH; C-I DI | 0.033 | 0.033 | 0.0085446 | NPDES | 0.033 | 0.051059 | 1565976 | Mustang Bayou | 3 | 30.486 | 71.031 | 67.578 | 44.275 | 28.337 | 23.668 | 25.658 | 8.487 | 6.529 | 6.665 | 9.003 | 12.873 | 51.052 | QE_08 | 6.529 | 15.9633 | 9.3771 | 74.5379 | 30.8683 | 0.12484 | 15.9633 | 30Q5 Flow | 30.8683 | HM Flow | 9.3771 | 7Q10 Flow | 0.0050437 | 0.0029627 | 0.0015322 | 0.084062 | 0.049379 | 0.025536 | NO | NO | NO | NO | 0.00017513 | NO
110000599479 | 2016 | KEESHAN AND BOST CHEMICAL CO., INC. | 22102 HWY 6 | MANVEL | TX | 77578 | 29.4584 | -95.3304 | 77578KSHNB22102 | 110000599479 | Manufacturing | 2869 | Industrial Organic Chemicals, NEC (aliphatics) | #N/A | #N/A | #N/A | 350 | 0.016553 | 4.7295e-05 | 0.00078825 | 0 | N/A - Period DMR Data Not Available | N/A | N/A | TX0072168 | RAILSIDE DITCH; C-I-J DITCH; C-I DI | 12040204000953 | #N/A | #N/A | #N/A | 2015 | 110000599479 | 110000599479 |  |  |  | 2023 | 12040204000953 | RAILSIDE DITCH; C-I-J DITCH; C-I DI | 0.033 | 0.033 | 0.0085446 | NPDES | 0.033 | 0.051059 | 1565976 | Mustang Bayou | 3 | 30.486 | 71.031 | 67.578 | 44.275 | 28.337 | 23.668 | 25.658 | 8.487 | 6.529 | 6.665 | 9.003 | 12.873 | 51.052 | QE_08 | 6.529 | 15.9633 | 9.3771 | 74.5379 | 30.8683 | 0.12484 | 15.9633 | 30Q5 Flow | 30.8683 | HM Flow | 9.3771 | 7Q10 Flow | 0.0050437 | 0.0029627 | 0.0015322 | 0.084062 | 0.049379 | 0.025536 | NO | NO | NO | NO | 0.00017513 | NO
110000599479 | 2016 | KEESHAN AND BOST CHEMICAL CO., INC. | 22102 HWY 6 | MANVEL | TX | 77578 | 29.4584 | -95.3304 | 77578KSHNB22102 | 110000599479 | Manufacturing | 2869 | Industrial Organic Chemicals, NEC (aliphatics) | #N/A | #N/A | #N/A | 350 | 0.016553 | 4.7295e-05 | 0.00078825 | 0 | N/A - Period DMR Data Not Available | N/A | N/A | TX0072168 | RAILSIDE DITCH; C-I-J DITCH; C-I DI | 12040204000953 | #N/A | #N/A | #N/A | 2015 | 110000599479 | 110000599479 |  |  |  | 2023 | 12040204000953 | RAILSIDE DITCH; C-I-J DITCH; C-I DI | 0.033 | 0.033 | 0.0085446 | NPDES | 0.033 | 0.051059 | 1565976 | Mustang Bayou | 3 | 30.486 | 71.031 | 67.578 | 44.275 | 28.337 | 23.668 | 25.658 | 8.487 | 6.529 | 6.665 | 9.003 | 12.873 | 51.052 | QE_08 | 6.529 | 15.9633 | 9.3771 | 74.5379 | 30.8683 | 0.12484 | 15.9633 | 30Q5 Flow | 30.8683 | HM Flow | 9.3771 | 7Q10 Flow | 0.0050437 | 0.0029627 | 0.0015322 | 0.084062 | 0.049379 | 0.025536 | NO | NO | NO | NO | 0.00017513 | NO
110000599479 | 2017 | KEESHAN AND BOST CHEMICAL CO., INC. | 22102 HWY 6 | MANVEL | TX | 77578 | 29.4584 | -95.3304 | 77578KSHNB22102 | 110000599479 | Manufacturing | 2869 | Industrial Organic Chemicals, NEC (aliphatics) | #N/A | #N/A | #N/A | 350 | 0.016553 | 4.7295e-05 | 0.00078825 | 0 | N/A - Period DMR Data Not Available | N/A | N/A | TX0072168 | RAILSIDE DITCH; C-I-J DITCH; C-I DI | 12040204000953 | #N/A | #N/A | #N/A | 2015 | 110000599479 | 110000599479 |  |  |  | 2023 | 12040204000953 | RAILSIDE DITCH; C-I-J DITCH; C-I DI | 0.033 | 0.033 | 0.0085446 | NPDES | 0.033 | 0.051059 | 1565976 | Mustang Bayou | 3 | 30.486 | 71.031 | 67.578 | 44.275 | 28.337 | 23.668 | 25.658 | 8.487 | 6.529 | 6.665 | 9.003 | 12.873 | 51.052 | QE_08 | 6.529 | 15.9633 | 9.3771 | 74.5379 | 30.8683 | 0.12484 | 15.9633 | 30Q5 Flow | 30.8683 | HM Flow | 9.3771 | 7Q10 Flow | 0.0050437 | 0.0029627 | 0.0015322 | 0.084062 | 0.049379 | 0.025536 | NO | NO | NO | NO | 0.00017513 | NO
110000599479 | 2017 | KEESHAN AND BOST CHEMICAL CO., INC. | 22102 HWY 6 | MANVEL | TX | 77578 | 29.4584 | -95.3304 | 77578KSHNB22102 | 110000599479 | Manufacturing | 2869 | Industrial Organic Chemicals, NEC (aliphatics) | #N/A | #N/A | #N/A | 350 | 0.016553 | 4.7295e-05 | 0.00078825 | 0 | N/A - Period DMR Data Not Available | N/A | N/A | TX0072168 | RAILSIDE DITCH; C-I-J DITCH; C-I DI | 12040204000953 | #N/A | #N/A | #N/A | 2015 | 110000599479 | 110000599479 |  |  |  | 2023 | 12040204000953 | RAILSIDE DITCH; C-I-J DITCH; C-I DI | 0.033 | 0.033 | 0.0085446 | NPDES | 0.033 | 0.051059 | 1565976 | Mustang Bayou | 3 | 30.486 | 71.031 | 67.578 | 44.275 | 28.337 | 23.668 | 25.658 | 8.487 | 6.529 | 6.665 | 9.003 | 12.873 | 51.052 | QE_08 | 6.529 | 15.9633 | 9.3771 | 74.5379 | 30.8683 | 0.12484 | 15.9633 | 30Q5 Flow | 30.8683 | HM Flow | 9.3771 | 7Q10 Flow | 0.0050437 | 0.0029627 | 0.0015322 | 0.084062 | 0.049379 | 0.025536 | NO | NO | NO | NO | 0.00017513 | NO
110000599479 | 2018 | KEESHAN AND BOST CHEMICAL CO., INC. | 22102 HWY 6 | MANVEL | TX | 77578 | 29.4584 | -95.3304 | 77578KSHNB22102 | 110000599479 | Manufacturing | 2869 | Industrial Organic Chemicals, NEC (aliphatics) | #N/A | #N/A | #N/A | 350 | 0.016553 | 4.7295e-05 | 0.00078825 | 0 | N/A - Period DMR Data Not Available | N/A | N/A | TX0072168 | RAILSIDE DITCH; C-I-J DITCH; C-I DI | 12040204000953 | #N/A | #N/A | #N/A | 2015 | 110000599479 | 110000599479 |  |  |  | 2023 | 12040204000953 | RAILSIDE DITCH; C-I-J DITCH; C-I DI | 0.033 | 0.033 | 0.0085446 | NPDES | 0.033 | 0.051059 | 1565976 | Mustang Bayou | 3 | 30.486 | 71.031 | 67.578 | 44.275 | 28.337 | 23.668 | 25.658 | 8.487 | 6.529 | 6.665 | 9.003 | 12.873 | 51.052 | QE_08 | 6.529 | 15.9633 | 9.3771 | 74.5379 | 30.8683 | 0.12484 | 15.9633 | 30Q5 Flow | 30.8683 | HM Flow | 9.3771 | 7Q10 Flow | 0.0050437 | 0.0029627 | 0.0015322 | 0.084062 | 0.049379 | 0.025536 | NO | NO | NO | NO | 0.00017513 | NO
110000599479 | 2018 | KEESHAN AND BOST CHEMICAL CO., INC. | 22102 HWY 6 | MANVEL | TX | 77578 | 29.4584 | -95.3304 | 77578KSHNB22102 | 110000599479 | Manufacturing | 2869 | Industrial Organic Chemicals, NEC (aliphatics) | #N/A | #N/A | #N/A | 350 | 0.016553 | 4.7295e-05 | 0.00078825 | 0 | N/A - Period DMR Data Not Available | N/A | N/A | TX0072168 | RAILSIDE DITCH; C-I-J DITCH; C-I DI | 12040204000953 | #N/A | #N/A | #N/A | 2015 | 110000599479 | 110000599479 |  |  |  | 2023 | 12040204000953 | RAILSIDE DITCH; C-I-J DITCH; C-I DI | 0.033 | 0.033 | 0.0085446 | NPDES | 0.033 | 0.051059 | 1565976 | Mustang Bayou | 3 | 30.486 | 71.031 | 67.578 | 44.275 | 28.337 | 23.668 | 25.658 | 8.487 | 6.529 | 6.665 | 9.003 | 12.873 | 51.052 | QE_08 | 6.529 | 15.9633 | 9.3771 | 74.5379 | 30.8683 | 0.12484 | 15.9633 | 30Q5 Flow | 30.8683 | HM Flow | 9.3771 | 7Q10 Flow | 0.0050437 | 0.0029627 | 0.0015322 | 0.084062 | 0.049379 | 0.025536 | NO | NO | NO | NO | 0.00017513 | NO
110000599479 | 2020 | KEESHAN AND BOST CHEMICAL CO., INC. | 22102 HWY 6 | MANVEL | TX | 77578 | 29.4584 | -95.3304 | 77578KSHNB22102 | 110000599479 | Manufacturing | 2869 | Industrial Organic Chemicals, NEC (aliphatics) | #N/A | #N/A | #N/A | 350 | 0.016553 | 4.7295e-05 | 0.00078825 | 0 | N/A - Period DMR Data Not Available | N/A | N/A | TX0072168 | RAILSIDE DITCH; C-I-J DITCH; C-I DI | 12040204000953 | #N/A | #N/A | #N/A | 2015 | 110000599479 | 110000599479 |  |  |  | 2023 | 12040204000953 | RAILSIDE DITCH; C-I-J DITCH; C-I DI | 0.033 | 0.033 | 0.0085446 | NPDES | 0.033 | 0.051059 | 1565976 | Mustang Bayou | 3 | 30.486 | 71.031 | 67.578 | 44.275 | 28.337 | 23.668 | 25.658 | 8.487 | 6.529 | 6.665 | 9.003 | 12.873 | 51.052 | QE_08 | 6.529 | 15.9633 | 9.3771 | 74.5379 | 30.8683 | 0.12484 | 15.9633 | 30Q5 Flow | 30.8683 | HM Flow | 9.3771 | 7Q10 Flow | 0.0050437 | 0.0029627 | 0.0015322 | 0.084062 | 0.049379 | 0.025536 | NO | NO | NO | NO | 0.00017513 | NO
110000599807 | 2017 | OCCIDENTAL CHEMICAL CORPORATION | ST HWY 361 2MI NW INTEX OF ST HWY 361 AND ST HWY | INGLESIDE | TX | 78362 | 27.8836 | -97.2414 | 78359CCDNTHWY36 | 110000599807 | Manufacturing | 2869 | Industrial Organic Chemicals, NEC (aliphatics) | #N/A | #N/A | #N/A | 350 | 76.7347 | 0.21924 | 3.654 | 0 | N/A - Period DMR Data Not Available | N/A | N/A | TX0104876 | SUBMERGED PIPELINE INTO LA QUINTA C, VIA PIPE INTO LA QUINTA CHANNE | 12110201000002 | #N/A | #N/A | #N/A | 2015 | 110000599807 | 110000599807 |  |  |  | 2023 | 12110201000002 | SUBMERGED PIPELINE INTO LA QUINTA C, VIA PIPE INTO LA QUINTA CHANNE | 2.79 | 2.79 | 2.145 | NPDES | 2.79 | 4.3168 | 1433557 | NA | -9 | 0.015 | 0.006 | 0.008 | 0.009 | 0.005 | 0.02 | 0.019 | 0.003 | 0.003 | 0.001 | 0.005 | 0 | 0.007 | NA | NA | NA | NA | NA | NA | NA | NA | Coastal | NA | Coastal | NA | Coastal | NA | NA | NA | NA | NA | NA | NA | NA | NA | NA | NA | NA
110000604490 | 2015 | ARCHROMA US INC MARTIN PLANT | 788 CHERT QUARRY ROAD | MARTIN | SC | 29836-3414 | 33.0716 | -81.4765 | 29836SNDZCHIGHW | 110000604490 | Unknown | 2819 | Industrial Inorganic Chemicals, NEC (recovering sulfur from natural gas) | #N/A | #N/A | #N/A | 250 | 0.82766 | 0.0033107 | 0.039413 | 0 | N/A - Period DMR Data Not Available | N/A | N/A | SC0042803 | SAVANNAH RIVER | 3060106002119 | #N/A | X | NON-POTW | 2015 | 110000604490 | 110000604490 |  |  |  | 2023 | 03060106002119 | SAVANNAH RIVER | NA | NA | 1.3268 | NPDES | 1.3268 | 2.0528 | 22724555 | Savannah River | 7 | 10834.286 | 11376.641 | 11369.708 | 11022.901 | 9399.741 | 8987.97 | 8682.77 | 8273.462 | 8249.334 | 7901.227 | 8310.329 | 7945.421 | 9549.177 | QE_09 | 7901.227 | 19318.4034 | 14569.023 | 26489.6968 | 28683.1221 | 5.019 | 19318.4034 | 30Q5 Flow | 28683.1221 | HM Flow | 14569.023 | 7Q10 Flow | 0.00022724 | 0.00017137 | 0.00011542 | 0.0027052 | 0.0020402 | 0.0013741 | NO | NO | NO | NO | 5.6359e-06 | NO
110000604490 | 2016 | ARCHROMA US INC MARTIN PLANT | 788 CHERT QUARRY ROAD | MARTIN | SC | 29836-3414 | 33.0716 | -81.4765 | 29836SNDZCHIGHW | 110000604490 | Unknown | 2819 | Industrial Inorganic Chemicals, NEC (recovering sulfur from natural gas) | #N/A | #N/A | #N/A | 250 | 0.82766 | 0.0033107 | 0.039413 | 0 | N/A - Period DMR Data Not Available | N/A | N/A | SC0042803 | SAVANNAH RIVER | 3060106002119 | #N/A | X | NON-POTW | 2015 | 110000604490 | 110000604490 |  |  |  | 2023 | 03060106002119 | SAVANNAH RIVER | NA | NA | 1.3268 | NPDES | 1.3268 | 2.0528 | 22724555 | Savannah River | 7 | 10834.286 | 11376.641 | 11369.708 | 11022.901 | 9399.741 | 8987.97 | 8682.77 | 8273.462 | 8249.334 | 7901.227 | 8310.329 | 7945.421 | 9549.177 | QE_09 | 7901.227 | 19318.4034 | 14569.023 | 26489.6968 | 28683.1221 | 5.019 | 19318.4034 | 30Q5 Flow | 28683.1221 | HM Flow | 14569.023 | 7Q10 Flow | 0.00022724 | 0.00017137 | 0.00011542 | 0.0027052 | 0.0020402 | 0.0013741 | NO | NO | NO | NO | 5.6359e-06 | NO
110000604490 | 2017 | ARCHROMA US INC MARTIN PLANT | 788 CHERT QUARRY ROAD | MARTIN | SC | 29836-3414 | 33.0716 | -81.4765 | 29836SNDZCHIGHW | 110000604490 | Unknown | 2819 | Industrial Inorganic Chemicals, NEC (recovering sulfur from natural gas) | #N/A | #N/A | #N/A | 250 | 0.82766 | 0.0033107 | 0.039413 | 0 | N/A - Period DMR Data Not Available | N/A | N/A | SC0042803 | SAVANNAH RIVER | 3060106002119 | #N/A | X | NON-POTW | 2015 | 110000604490 | 110000604490 |  |  |  | 2023 | 03060106002119 | SAVANNAH RIVER | NA | NA | 1.3268 | NPDES | 1.3268 | 2.0528 | 22724555 | Savannah River | 7 | 10834.286 | 11376.641 | 11369.708 | 11022.901 | 9399.741 | 8987.97 | 8682.77 | 8273.462 | 8249.334 | 7901.227 | 8310.329 | 7945.421 | 9549.177 | QE_09 | 7901.227 | 19318.4034 | 14569.023 | 26489.6968 | 28683.1221 | 5.019 | 19318.4034 | 30Q5 Flow | 28683.1221 | HM Flow | 14569.023 | 7Q10 Flow | 0.00022724 | 0.00017137 | 0.00011542 | 0.0027052 | 0.0020402 | 0.0013741 | NO | NO | NO | NO | 5.6359e-06 | NO
110000606602 | 2017 | ALBEMARLE CORP - PROCESS DEVELOPMENT CENTER | 1201 GULF STATES ROAD | BATON ROUGE | LA | 70805 | 30.4937 | -91.1787 | 70805LBMRLGULFS | 110000606602 | Processing into formulation, mixture, or reaction product | 2899 | Chemicals and Chemical Preparations, NEC (table salt) | #N/A | #N/A | #N/A | 350 | 1.219 | 0.003483 | 0.05805 | 0 | N/A - Period DMR Data Not Available | N/A | N/A | LA0113531 | MONTE SANO BAYOU | 8070100000180 | #N/A | #N/A | #N/A | 2015 | 110000606602 | 110000606602 |  |  |  | 2023 | 08070100000180 | MONTE SANO BAYOU | NA | 1.71 | 0.24908 | NPDES | 1.71 | 2.6458 | 19088319 | Mississippi River | 10 | 539413.154 | 653345.665 | 681969.699 | 811880.07 | 865126.323 | 704657.023 | 532475.069 | 486972.531 | 376090.163 | 297157.357 | 283355.666 | 371501.488 | 626069.302 | QE_10 | 283355.666 | 692801.1394 | 592640.0884 | 1318858.5672 | 1408418.8076 | 6.4689 | 692801.1394 | 30Q5 Flow | 1408418.8076 | HM Flow | 592640.0884 | 7Q10 Flow | 5.8771e-06 | 5.0274e-06 | 2.473e-06 | 9.7951e-05 | 8.379e-05 | 4.1216e-05 | NO | NO | NO | NO | 2.0407e-07 | NO
110000607772 | 2019 | ICL-IP AMERICA INC | 11636 HUNTINGTON ROAD | GALLIPOLIS FERRY | WV | 25515-1721 | 38.7722 | -82.2056 | 25515KZCHMSTATE | 110000607772 | Manufacturing | 2869 | Industrial Organic Chemicals, NEC (aliphatics) | #N/A | #N/A | #N/A | 350 | 0.82587 | 0.0023596 | 0.039327 | 0 | N/A - Period DMR Data Not Available | N/A | N/A | WV0002496 | OHIO RIVER | 5090101001861 | #N/A | #N/A | #N/A | 2015 | 110000607772 | 110000607772 |  |  |  | 2023 | 05090101001861 | OHIO RIVER | 0.596 | 0.41 | 0.11502 | NPDES | 0.41 | 0.63436 | 3369850 | Ohio River | 8 | 78460.569 | 86246.373 | 112540.78 | 144326.98 | 119414.134 | 88804.878 | 60415.87 | 38761.48 | 38159.71 | 30842.878 | 40107.984 | 54080.8 | 98908.536 | QE_09 | 30842.878 | 75410.4597 | 59663.701 | 191835.132 | 159336.1968 | 1.551 | 75410.4597 | 30Q5 Flow | 159336.1968 | HM Flow | 59663.701 | 7Q10 Flow | 3.9549e-05 | 3.1291e-05 | 1.4809e-05 | 0.00065915 | 0.00052151 | 0.00024682 | NO | NO | NO | NO | 1.3732e-06 | NO
110000610429 | 2023 | LOCKHEED MARTIN - WATERTON PLANT USAF PJ | 12257 S WADSWORTH BLVD | LITTLETON | CO | 80125 | 39.4963 | -105.1076 | 80127MRTNM12257 | 110000610429 | Unknown | 3761 | Guided Missiles and Space Vehicles (except research and development not producing prototypes) | #N/A | #N/A | #N/A | 250 | 0.074005 | 0.00029602 | 0.003524 | 0 | N/A - Period DMR Data Not Available | N/A | N/A | CO0001511 | SOUTH PLATTE RIVER | 10190002000856 | #N/A | Yes | NON-POTW | 2021 | 110000610429 | 110000610429 |  |  |  | 2023 | 10190002000856 | SOUTH PLATTE RIVER | 0.55 | NA | 0.040443 | NPDES | 0.040443 | 0.062575 | NA | NA | NA | NA | [12 empty] | NA | NA | NA | NA | NA | NA | NA | NA | Flow Lookup Failed | NA | Flow Lookup Failed | NA | Flow Lookup Failed | NA | NA | NA | NA | NA | NA | NA | NA | NA | NA | NA | NA | bar: QE_01 to QE_12
110000611703 | 2017 | TRINSEO - DALTON, GA | 1468 PROSSER DR SE | DALTON | GA | 307215466 | 34.6326 | -84.9277 | 3072WSTYRN1468P | 110000611703 | Processing as a Reactant | 2821 | Plastics Materials, Synthetic and Resins, and Nonvulcanizable Elastomers | #N/A | #N/A | #N/A | 350 | 0.050612 | 0.00014461 | 0.0024101 | 0 | N/A - Period DMR Data Not Available | N/A | N/A | GA0000426 | CONASAUGA RIVER | 3150101000005 | #N/A | #N/A | #N/A | 2015 | 110000611703 | 110000611703 |  |  |  | 2023 | 03150101000005 | CONASAUGA RIVER | 0.274 | 0.133 | 0.2075 | NPDES | 0.133 | 0.20578 | 12194234 | Conasauga River | 5 | 1294.376 | 2361.127 | 2418.605 | 2712.165 | 1865.79 | 1150.354 | 773.274 | 589.334 | 376.938 | 432.709 | 541.701 | 914.391 | 1459.885 | QE_08 | 376.938 | 921.6088 | 624.4414 | 3164.7335 | 1845.3055 | 0.50313 | 921.6088 | 30Q5 Flow | 1845.3055 | HM Flow | 624.4414 | 7Q10 Flow | 0.00023158 | 0.00015691 | 7.8364e-05 | 0.0038596 | 0.0026151 | 0.0013061 | NO | NO | NO | NO | 8.0409e-06 | NO
110000613685 | 2016 | CECOS INTERNATIONAL INC | 918 WILLOW SPRINGS ROAD | WESTLAKE | LA | 70669 | 30.3183 | -93.3035 | #N/A | 110000613685 | Waste Handling, Disposal and Treatment (Landfill) | 4953 | Refuse Systems (hazardous waste treatment and disposal) | #N/A | #N/A | #N/A | 250 | 1.4541 | 0.0058162 | 0.069241 | 0 | N/A - Period DMR Data Not Available | N/A | N/A | LA0058882 | 317 | 8080205000075 | #N/A | X | NON-POTW | 2015 | 110000613685 | 110000613685 |  |  |  | 2023 | 08080205000075 | 0317 | NA | 0.314 | 0.0038333 | NPDES | 0.314 | 0.48583 | 15075370 | Little River | 2 | 49.057 | 92.764 | 78.529 | 60.232 | 47.74 | 42.948 | 27.976 | 14.607 | 13.125 | 20.78 | 51.355 | 99.449 | 81.204 | QE_08 | 13.125 | 32.0905 | 19.3194 | 119.9438 | 57.6132 | 1.1878 | 32.0905 | 30Q5 Flow | 57.6132 | HM Flow | 19.3194 | 7Q10 Flow | 0.30106 | 0.18124 | 0.10095 | 3.584 | 2.1577 | 1.2018 | NO | NO | NO | NO | 0.0074667 | NO
110000614746 | 2019 | BROWNING FERRIS INDUSTRIES KC | 8501 STILLHOUSE ROAD | LIBERTY | MO | 64068 | 39.2484 | -94.2932 | #N/A | 110000614746 | Waste Handling, Disposal and Treatment (Landfill) | 4953 | Refuse Systems (hazardous waste treatment and disposal) | #N/A | #N/A | #N/A | 250 | 0.036966 | 0.00014786 | 0.0017603 | 0 | N/A - Period DMR Data Not Available | N/A | N/A | MO0099503 | TRIBUTARY TO COOLEY LAKE, TRIBUTARY TO MISSOURI R. | 10300101002099 | #N/A | X | NON-POTW | 2015 | 110000614746 | 110000614746 |  |  |  | 2023 | 10300101002099 | TRIBUTARY TO COOLEY LAKE, TRIBUTARY TO MISSOURI R. | NA | NA | 0.033036 | NPDES | 0.033036 | 0.051115 | 4390003 | NA | 2 | 2.542 | 1.79 | 2.908 | 8.29 | 6.762 | 4.235 | 3.437 | 2.067 | 0.93 | 1.115 | 1.689 | 5.313 | 2.722 | QE_08 | 0.93 | 2.2738 | 1.2471 | 6.2152 | 3.13 | 0.12498 | 2.2738 | 30Q5 Flow | 3.13 | HM Flow | 1.2471 | 7Q10 Flow | 0.11856 | 0.065029 | 0.047241 | 1.4115 | 0.77415 | 0.5624 | NO | NO | NO | NO | 0.0029406 | NO
110000614791 | 2017 | EATON HYDRAULICS LLC | 2800 W 10TH ST. | JOPLIN | MO | 64801 | 37.0837 | -94.5509 | #N/A | 110000614791 | Unknown | 1629 | Heavy Construction, NEC (Industrial nonbuilding structures [except petrochemical plants and petroleum refineries]) | #N/A | #N/A | #N/A | 250 | 0.13468 | 0.00053872 | 0.0064134 | 0 | N/A - Period DMR Data Not Available | N/A | N/A | MO0002411 | TRIBUTARY TO SHORT CREEK, TRIBUTARY TO TURKEY CREEK TRIBUTARY | 11070207001158 | #N/A | #N/A | #N/A | 2015 | 110000614791 | 110000614791 |  |  |  | 2023 | 11070207001158 | TRIBUTARY TO SHORT CREEK | NA | NA | 0.051344 | NPDES | 0.051344 | 0.079441 | 7591149 | Short Creek | 1 | 0.206 | 0.207 | 0.958 | 0.324 | 0.535 | 0.33 | 0.24 | 0.068 | 0.033 | 0.053 | 0.066 | 0.282 | 1.267 | QE_08 | 0.033 | 0.080685 | 0.039346 | 0.50367 | 0.14151 | 0.19423 | 0.19423 | Plant Flow | 0.19423 | Plant Flow | 0.19423 | Plant Flow | 2.7736 | 2.7736 | 2.7736 | 33.019 | 33.019 | 33.019 | NO | NO | NO | NO | 0.06879 | NO
110000616049 | 2023 | CO-OPERATIVE IND | 100 OAKDALE RD | CHESTER | NJ | 079302221 | 40.7985 | -74.7014 | #N/A | 110000616049 | Unknown | 1799 | Special Trade Contractors, NEC (indoor swimming pool construction contractors) | #N/A | #N/A | #N/A | 250 | 0.0085101 | 3.4041e-05 | 0.00040524 | 0 | N/A - Period DMR Data Not Available | N/A | N/A | NJ0109479 | LAMINGTON RIVER | 02030105000068 | #N/A | Yes | NON-POTW | 2021 | 110000616049 | 110000616049 |  |  |  | 2023 | 02030105000068 | LAMINGTON RIVER | NA | 0.012 | 0.014667 | NPDES | 0.012 | 0.018567 | 9513748 | Lamington River | 2 | 31.129 | 36.905 | 35.849 | 57.548 | 59.026 | 38.682 | 28.093 | 21.926 | 16.781 | 20.981 | 25.494 | 27.496 | 33.573 | QE_08 | 16.781 | 41.0293 | 24.9154 | 76.11 | 53.4651 | 0.045396 | 41.0293 | 30Q5 Flow | 53.4651 | HM Flow | 24.9154 | 7Q10 Flow | 0.0013662 | 0.00082966 | 0.00063669 | 0.016265 | 0.009877 | 0.0075796 | NO | NO | NO | NO | 3.3885e-05 | NO
110000619652 | 2020 | TOTAL PETROCHEMICALS & REFINING USA INC | 1818 INDEPENDENCE PKWY S | DEER PARK | TX | 77536 | 29.7261 | -95.0894 | 77536FNLND1818B | 110000619652 | Processing as a Reactant | 2821 | Plastics Materials, Synthetic and Resins, and Nonvulcanizable Elastomers | #N/A | #N/A | #N/A | 350 | 0.16553 | 0.00047295 | 0.0078825 | 0 | N/A - Period DMR Data Not Available | N/A | N/A | TX0007421 | PHILLIPS DRAINAGE DITCH; SANTA ANNA, PHILLIPS DRAINAGE DITCH; SANTA ANNA BAYOU | 12040104000661 | #N/A | #N/A | #N/A | 2015 | 110000619652 | 110000619652 |  |  |  | 2023 | 12040104000661 | HOUSTON SHIP CHANNEL/SAN JACINTO RIVER TIDAL | NA | 1.7 | 1.1342 | NPDES | 1.7 | 2.6303 | 1439481 | Tucker Bayou | 1 | 4.567 | 8.632 | 8.288 | 5.624 | 3.27 | 3.514 | 3.513 | 0.904 | 0.622 | 0.425 | 0.727 | 2.265 | 7.821 | QE_09 | 0.425 | 1.0391 | 0.55443 | 11.1663 | 2.6397 | 6.431 | 6.431 | Plant Flow | 6.431 | Plant Flow | 6.431 | Plant Flow | 0.073542 | 0.073542 | 0.073542 | 1.2257 | 1.2257 | 1.2257 | NO | NO | NO | NO | 0.0025535 | NO
110000719045 | 2018 | RUSSELL COUNTY REGIONAL STP | HALF ACRE RD | JAMESTOWN | KY | 42629 | 36.9461 | -85.0208 | #N/A | 110000719045 | POTW | 4952 | Sewerage Systems | #N/A | #N/A | #N/A | 365 | 0.84066 | 0.0023032 | 0.040031 | 0 | N/A - Period DMR Data Not Available | N/A | N/A | KY0062995 | CUMBERLAND RIVER / LAKE CUMBERLAND | 05130103010237 | #N/A | X | POTW | 2015 | 110000719045 | 110000719045 |  |  |  | 2023 | 05130103010237 | CUMBERLAND RIVER / LAKE CUMBERLAND | 3.6 | 1.89 | 0.54775 | NPDES | 1.89 | 2.9243 | 3577408 | NA | 2 | 31.246 | 91.739 | 138.06 | 71.596 | 40.459 | 32.396 | 19.459 | 11.718 | 8.323 | 8.409 | 9.952 | 34.303 | 53.716 | QE_08 | 8.323 | 20.3496 | 12.0562 | 76.3961 | 35.8772 | 7.1498 | 20.3496 | 30Q5 Flow | 35.8772 | HM Flow | 12.0562 | 7Q10 Flow | 0.19104 | 0.11318 | 0.064196 | 3.3204 | 1.9672 | 1.1158 | NO | NO | NO | NO | 0.0069175 | NO
110000730451 | 2019 | CORNING WASTEWATER TREATMENT PLANT | 25010 GARDINER FERRY RD | CORNING | CA | 96021 | 39.9161 | -122.1044 | #N/A | 110000730451 | POTW | 4952 | Sewerage Systems | #N/A | #N/A | #N/A | 365 | 0.066042 | 0.00018094 | 0.0031448 | 0 | N/A - Period DMR Data Not Available | N/A | N/A | CA0004995 | SACRAMENTO RIVER | 18020157005020 | #N/A | X | POTW | 2015 | 110000730451 | 110000730451 |  |  |  | 2023 | 18020157005020 | SACRAMENTO RIVER | 1.4 | 0.65 | 0.68333 | NPDES | 0.65 | 1.0057 | 12074476 | Sacramento River | 7 | 16006.883 | 20362.567 | 25431.903 | 26994.205 | 17648.258 | 19001.451 | 15766.46 | 13859.602 | 12203.657 | 8744.218 | 7164.866 | 10058.106 | 13476.935 | QE_10 | 7164.866 | 17518.0098 | 13165.8359 | 39136.6333 | 32623.0773 | 2.4589 | 17518.0098 | 30Q5 Flow | 32623.0773 | HM Flow | 13165.8359 | 7Q10 Flow | 1.3743e-05 | 1.0329e-05 | 5.5463e-06 | 0.00023886 | 0.00017952 | 9.6399e-05 | NO | NO | NO | NO | 4.9763e-07 | NO
110000730460 | 2019 | SANTA ROSA WATER - LAGUNA TREATMENT PLANT | 4300 LLANO ROAD | SANTA ROSA | CA | 95407-8042 | 38.3688 | -122.7686 | #N/A | 110000730460 | POTW | 4952 | Sewerage Systems | #N/A | #N/A | #N/A | 365 | 3.9515 | 0.010826 | 0.18817 | 0 | N/A - Period DMR Data Not Available | N/A | N/A | CA0022764 | LAGUNA DE SANTA ROSA, SANTA ROSA CREEK | 18010110000032 | #N/A | X | POTW | 2015 | 110000730460 | 110000730460 |  |  |  | 2023 | 18010110000032 | LAGUNA DE SANTA ROSA, SANTA ROSA CREEK | 64 | NA | 1.4233 | NPDES | 1.4233 | 2.2022 | 8273639 | Santa Rosa Creek | 4 | 93.428 | 270.081 | 279.543 | 228.629 | 120.806 | 68.576 | 43.448 | 15.482 | 5.188 | 6.338 | 8.023 | 22.59 | 108.976 | QE_08 | 5.188 | 12.6846 | 7.391 | 228.4303 | 45.9741 | 5.3844 | 12.6846 | 30Q5 Flow | 45.9741 | HM Flow | 7.391 | 7Q10 Flow | 1.4648 | 0.85349 | 0.23548 | 25.459 | 14.8344 | 4.0929 | NO | NO | NO | NO | 0.05304 | NO
110000730629 | 2019 | SOUTH SAN LUIS OBISPO SD WWTP | 1600 ALOHA PL | OCEANO | CA | 93445-9735 | 35.1021 | -120.6251 | #N/A | 110000730629 | POTW | 4952 | Sewerage Systems | #N/A | #N/A | #N/A | 365 | 0.91043 | 0.0024943 | 0.043354 | 0 | N/A - Period DMR Data Not Available | N/A | N/A | CA0048003 | PACIFIC OCEAN | 18060006000024 | #N/A | X | POTW | 2015 | 110000730629 | 110000730629 |  |  |  | 2023 | 18060006000024 | PACIFIC OCEAN | 5 | NA | NA | NPDES | 5 | 7.7362 | 8193801 | NA | -9 | 0.181 | 0.493 | 0.387 | 0.768 | 0.293 | 0.086 | 0.065 | 0.057 | 0 | 0.092 | 0.056 | 0.242 | 0.496 | NA | NA | NA | NA | NA | NA | NA | NA | Coastal | NA | Coastal | NA | Coastal | NA | NA | NA | NA | NA | NA | NA | NA | NA | NA | NA | NA
110000730638 | 2016 | EL ESTERO WWTP | 520 E. YANONALI ST | SANTA BARBARA | CA | 93103-3200 | 34.4189 | -119.6847 | #N/A | 110000730638 | POTW | 4952 | Sewerage Systems | #N/A | #N/A | #N/A | 365 | 1.8664 | 0.0051135 | 0.088878 | 0 | N/A - Period DMR Data Not Available | N/A | N/A | CA0048143 | PACIFIC OCEAN | 18060013000019 | #N/A | X | POTW | 2015 | 110000730638 | 110000730638 |  |  |  | 2023 | 18060013000019 | PACIFIC OCEAN | 11 | NA | 1.272 | NPDES | 1.272 | 1.9681 | 17596197 | NA | -9 | 0.155 | 0.33 | 0.604 | 0.606 | 0.234 | 0.073 | 0.058 | 0.028 | 0.017 | 0.047 | 0.027 | 0.127 | 0.348 | NA | NA | NA | NA | NA | NA | NA | NA | Coastal | NA | Coastal | NA | Coastal | NA | NA | NA | NA | NA | NA | NA | NA | NA | NA | NA | NA
110000730745 | 2020 | CITY OF RED BLUFF WASTEWATER RECLAMATION PLANT | 700 MESSER DR | RED BLUFF | CA | 96080-4326 | 40.1623 | -122.2214 | #N/A | 110000730745 | POTW | 4952 | Sewerage Systems | #N/A | #N/A | #N/A | 365 | 0.0011004 | 3.0147e-06 | 5.2399e-05 | 0 | N/A - Period DMR Data Not Available | N/A | N/A | CA0078891 | SACRAMENTO RIVER | 18020155005966 | #N/A | X | POTW | 2015 | 110000730745 | 110000730745 |  |  |  | 2023 | 18020155005966 | SACRAMENTO RIVER | 2.5 | NA | 0.67182 | NPDES | 0.67182 | 1.0395 | 12068884 | Sacramento River | 7 | 13262.903 | 17448.337 | 21238.995 | 20966.624 | 12911.417 | 12846.629 | 12642.729 | 13130.35 | 11740.612 | 8376.214 | 6585.551 | 9004.485 | 12476.655 | QE_10 | 6585.551 | 16101.5917 | 12065.4521 | 32427.6357 | 28442.8039 | 2.5415 | 16101.5917 | 30Q5 Flow | 28442.8039 | HM Flow | 12065.4521 | 7Q10 Flow | 2.4986e-07 | 1.8723e-07 | 1.0599e-07 | 4.3429e-06 | 3.2543e-06 | 1.8423e-06 | NO | NO | NO | NO | 9.0477e-09 | NO
110000730825 | 2018 | CALEXICO WASTE WATER PLANT | 298 W 2ND ST | CALEXICO | CA | 92231 | 32.6645 | -115.5597 | #N/A | 110000730825 | POTW | 4952 | Sewerage Systems | #N/A | #N/A | #N/A | 365 | 1.5573 | 0.0042666 | 0.074158 | 0 | N/A - Period DMR Data Not Available | N/A | N/A | CA7000009 | NEW RIVER | 18100204012549 | #N/A | X | POTW | 2015 | 110000730825 | 110000730825 |  |  |  | 2023 | 18100204012549 | NEW RIVER | 4.3 | 2.1 | 2.1915 | NPDES | 2.1 | 3.2492 | 22603541 | New River | 1 | 2.791 | 16.733 | 3.21 | 1.584 | 0.079 | 0 | 0 | 0.147 | 7.913 | 1.205 | 0.572 | 0.714 | 17.76 | QE_05 | 0.079 | 0.19315 | 0.097132 | 6.824 | 0.7995 | 7.9442 | 7.9442 | Plant Flow | 7.9442 | Plant Flow | 7.9442 | Plant Flow | 0.53708 | 0.53708 | 0.53708 | 9.3349 | 9.3349 | 9.3349 | NO | NO | NO | NO | 0.019448 | NO
110000732208 | 2024 | GEORGETOWN STP #1 | 632 N BROADWAY | GEORGETOWN | KY | 40324 | 38.2172 | -84.5642 | #N/A | 110000732208 | POTW | 4952 | Sewerage Systems | #N/A | #N/A | #N/A | 365 | 11.6452 | 0.031905 | 0.55453 | 0 | N/A - Period DMR Data Not Available | N/A | N/A | KY0020150 | NORTH ELKHORN CRK, NORTH FOLK ELKHORN CREEK, NORTH FORK ELKHORN CREEK | 5100205000277 | #N/A | Yes | POTW | 2021 | 110000732208 | 110000732208 |  |  |  | 2023 | 05100205000277 | NORTH ELKHORN CRK, NORTH FOLK ELKHORN CREEK, NORTH FORK ELKHORN CREEK | 4.5 | 3.29 | 1.3393 | NPDES | 3.29 | 5.0904 | 1825124 | North Elkhorn Creek | 3 | 236.949 | 410.26 | 465.195 | 474.527 | 291.922 | 266.918 | 166.768 | 93.63 | 76.757 | 78.78 | 62.38 | 122.187 | 349.083 | QE_10 | 62.38 | 152.5183 | 96.9992 | 579.3374 | 295.7059 | 12.4459 | 152.5183 | 30Q5 Flow | 295.7059 | HM Flow | 96.9992 | 7Q10 Flow | 0.32892 | 0.20919 | 0.10789 | 5.7169 | 3.6359 | 1.8753 | NO | NO | NO | NO | 0.01191 | NO
110000732217 | 2024 | SHELBYVILLE MUNICIPAL WASTEWATER TREATMENT PLANT | 450 KY ST | SHELBYVILLE | KY | 40065 | 38.1983 | -85.225 | #N/A | 110000732217 | POTW | 4952 | Sewerage Systems | #N/A | #N/A | #N/A | 365 | 10.9071 | 0.029883 | 0.51939 | 0 | N/A - Period DMR Data Not Available | N/A | N/A | KY0020427 | CLEAR CREEK, CLEAR CRK | 5140102000191 | #N/A | Yes | POTW | 2021 | 110000732217 | 110000732217 |  |  |  | 2023 | 05140102000191 | CLEAR CREEK, CLEAR CRK | 3.2 | 2.631 | 2.3622 | NPDES | 2.631 | 4.0708 | 10264514 | Clear Creek | 3 | 89.641 | 214.003 | 338.54 | 217.275 | 131.289 | 100.846 | 60.218 | 36.834 | 25.202 | 22.105 | 19.058 | 56.393 | 136.402 | QE_10 | 19.058 | 46.5966 | 28.4232 | 219.1711 | 94.8234 | 9.953 | 46.5966 | 30Q5 Flow | 94.8234 | HM Flow | 28.4232 | 7Q10 Flow | 1.0513 | 0.6413 | 0.31514 | 18.2734 | 11.1465 | 5.4774 | NO | NO | NO | NO | 0.03807 | NO
110000732226 | 2020 | VERSAILLES STP | 338 KENTUCKY AVE | VERSAILLES | KY | 40383 | 38.0578 | -84.7439 | #N/A | 110000732226 | POTW | 4952 | Sewerage Systems | #N/A | #N/A | #N/A | 365 | 5.6366 | 0.015443 | 0.26841 | 0 | N/A - Period DMR Data Not Available | N/A | N/A | KY0020621 | GLEENS CREEK, GLENNS CRK | 5100205000239 | #N/A | X | POTW | 2015 | 110000732226 | 110000732226 |  |  |  | 2023 | 05100205000239 | GLENN?S CREEK, GLENNS CRK | 4.5 | 2.13 | 0.94233 | NPDES | 2.13 | 3.2956 | 1825648 | Glenns Creek | 1 | 4.987 | 17.025 | 32.873 | 13.45 | 7.045 | 5.676 | 3.538 | 2.344 | 1.582 | 1.707 | 1.705 | 3.703 | 8.172 | QE_08 | 1.582 | 3.868 | 2.1615 | 12.1932 | 5.832 | 8.0577 | 8.0577 | Plant Flow | 8.0577 | Plant Flow | 8.0577 | Plant Flow | 1.9165 | 1.9165 | 1.9165 | 33.3111 | 33.3111 | 33.3111 | NO | NO | NO | NO | 0.069398 | NO
110000732244 | 2019 | ASHLAND WASTEWATER TREATMENT PLANT | 2600 RIVERFRONT DR | ASHLAND | KY | 41101 | 38.4746 | -82.6238 | #N/A | 110000732244 | POTW | 4952 | Sewerage Systems | #N/A | #N/A | #N/A | 365 | 24.0385 | 0.065859 | 1.1447 | 0 | N/A - Period DMR Data Not Available | N/A | N/A | KY0022373 | OHIO RIVER, UT / OHIO RIVER | 5090103000899 | #N/A | X | POTW | 2015 | 110000732244 | 110000732244 |  |  |  | 2023 | 05090103000899 | OHIO RIVER, UT / OHIO RIVER | 11 | 6.33 | 1.1231 | NPDES | 6.33 | 9.794 | 466356 | NA | 1 | 2.055 | 7.841 | 16.703 | 5.93 | 2.963 | 2.377 | 1.539 | 1.094 | 0.743 | 0.693 | 0.963 | 0.98 | 3.145 | QE_09 | 0.693 | 1.6944 | 0.91974 | 5.0244 | 2.3925 | 23.9461 | 23.9461 | Plant Flow | 23.9461 | Plant Flow | 23.9461 | Plant Flow | 2.7503 | 2.7503 | 2.7503 | 47.8028 | 47.8028 | 47.8028 | NO | NO | NO | NO | 0.099589 | NO
110000732253 | 2019 | RADCLIFF STP | 350 NEW ST EAST | RADCLIFF | KY | 40160 | 37.845 | -85.941 | #N/A | 110000732253 | POTW | 4952 | Sewerage Systems | #N/A | #N/A | #N/A | 365 | 13.5217 | 0.037046 | 0.64389 | 0 | N/A - Period DMR Data Not Available | N/A | N/A | KY0022390 | UT / MILL CRK, UT TO MILLCREEK | 5140102000422 | #N/A | X | POTW | 2015 | 110000732253 | 110000732253 |  |  |  | 2023 | 05140102000422 | UT / MILL CRK, UT TO MILLCREEK | 4 | 2.63 | 2.1389 | NPDES | 2.63 | 4.0692 | 10266636 | NA | 1 | 0.256 | 1.14 | 3.132 | 0.758 | 0.373 | 0.31 | 0.201 | 0.133 | 0.083 | 0.112 | 0.131 | 0.221 | 0.451 | QE_08 | 0.083 | 0.20293 | 0.10223 | 0.62592 | 0.26566 | 9.9492 | 9.9492 | Plant Flow | 9.9492 | Plant Flow | 9.9492 | Plant Flow | 3.7235 | 3.7235 | 3.7235 | 64.7178 | 64.7178 | 64.7178 | NO | NO | NO | NO | 0.13483 | NO
110000732271 | 2024 | HITE CREEK WQTC MSD | 5512 HITT LN | LOUISVILLE | KY | 40241-1235 | 38.3222 | -85.555 | #N/A | 110000732271 | POTW | 4952 | Sewerage Systems | #N/A | #N/A | #N/A | 365 | 19.445 | 0.053274 | 0.92595 | 0 | N/A - Period DMR Data Not Available | N/A | N/A | KY0022420 | HITE CREAK, HITE CRK | 5140101000441 | #N/A | Yes | POTW | 2021 | 110000732271 | 110000732271 |  |  |  | 2023 | 05140101000441 | HITE CREAK, HITE CRK | 6 | 4.43 | 2.1195 | NPDES | 4.43 | 6.8542 | 10163680 | Hite Creek | 1 | 8.476 | 26.431 | 50.721 | 22.237 | 12.868 | 9.819 | 6.096 | 3.895 | 2.586 | 2.414 | 2.617 | 5.578 | 13.465 | QE_09 | 2.414 | 5.9022 | 3.3477 | 20.7237 | 9.5422 | 16.7585 | 16.7585 | Plant Flow | 16.7585 | Plant Flow | 16.7585 | Plant Flow | 3.1789 | 3.1789 | 3.1789 | 55.2526 | 55.2526 | 55.2526 | NO | NO | NO | NO | 0.11511 | NO
110000732299 | 2024 | FRANKFORT MUNICIPAL STP | 1200 KENTUCKY AVE | FRANKFORT | KY | 40601 | 38.1947 | -84.8694 | #N/A | 110000732299 | POTW | 4952 | Sewerage Systems | #N/A | #N/A | #N/A | 365 | 21.0683 | 0.057721 | 1.0033 | 0 | N/A - Period DMR Data Not Available | N/A | N/A | KY0022861 | KENTUCKY RIVER, UT OF PENITENTIARY BRANCH | 5100205000053 | #N/A | Yes | POTW | 2021 | 110000732299 | 110000732299 |  |  |  | 2023 | 05100205000053 | KENTUCKY RIVER, UT OF PENITENTIARY BRANCH | 9.9 | 7.06 | 1.2228 | NPDES | 7.06 | 10.9234 | 1825594 | Kentucky River | 6 | 7401.176 | 12158.783 | 13749.075 | 14623.435 | 11668.686 | 8957.317 | 5257.518 | 2371.377 | 2031.608 | 2025.29 | 2211.804 | 4585.31 | 9633.415 | QE_09 | 2025.29 | 4951.8093 | 3559.6935 | 18095.7848 | 11003.0045 | 26.7077 | 4951.8093 | 30Q5 Flow | 11003.0045 | HM Flow | 3559.6935 | 7Q10 Flow | 0.016215 | 0.011657 | 0.005246 | 0.28184 | 0.2026 | 0.09118 | NO | NO | NO | NO | 0.00058716 | NO
110000732324 | 2019 | HARRODSBURG WWTP EXPANSION | 965 CORNISHVILLE RD | HARRODSBURG | KY | 40330 | 37.7763 | -84.8674 | #N/A | 110000732324 | POTW | 4952 | Sewerage Systems | #N/A | #N/A | #N/A | 365 | 1.807 | 0.0049508 | 0.086049 | 0 | N/A - Period DMR Data Not Available | N/A | N/A | KY0027421 | TOWN CREEK, TOWN CRK | 5140102000788 | #N/A | X | POTW | 2015 | 110000732324 | 110000732324 |  |  |  | 2023 | 05140102000788 | TOWN CREEK, TOWN CRK | 3.5 | 1.93 | 1.5375 | NPDES | 1.93 | 2.9862 | 10264760 | Town Creek | 1 | 8.734 | 28.279 | 52.376 | 23.682 | 12.571 | 9.961 | 6.09 | 3.914 | 2.676 | 2.776 | 2.697 | 5.33 | 13.781 | QE_08 | 2.676 | 6.5428 | 3.7245 | 21.3545 | 10.2654 | 7.3011 | 7.3011 | Plant Flow | 10.2654 | HM Flow | 7.3011 | Plant Flow | 0.67809 | 0.67809 | 0.48228 | 11.7858 | 11.7858 | 8.3824 | NO | NO | NO | NO | 0.024554 | NO
110000732351 | 2021 | DANVILLE STP | 1970 OLD STANFORD RD | DANVILLE | KY | 40422 | 37.6214 | -84.7338 | #N/A | 110000732351 | POTW | 4952 | Sewerage Systems | #N/A | #N/A | #N/A | 365 | 25.3164 | 0.06936 | 1.2055 | 0 | N/A - Period DMR Data Not Available | N/A | N/A | KY0057193 | CLARKS RUN, CLARKS RUN CREEK | 5100205001070 | #N/A | Yes | POTW | 2021 | 110000732351 | 110000732351 |  |  |  | 2023 | 05100205001070 | CLARKS RUN | 6.5 | 5.59 | 5.1662 | NPDES | 5.59 | 8.649 | 1827632 | NA | 1 | 20.48 | 61.418 | 103.415 | 53.382 | 29.098 | 22.598 | 13.734 | 8.8 | 5.803 | 5.681 | 5.297 | 13.668 | 32.445 | QE_10 | 5.297 | 12.9511 | 7.5518 | 50.0733 | 22.6932 | 21.1467 | 21.1467 | Plant Flow | 22.6932 | HM Flow | 21.1467 | Plant Flow | 3.2799 | 3.2799 | 3.0564 | 57.0086 | 57.0086 | 53.1235 | NO | NO | NO | NO | 0.11877 | NO
110000732379 | 2019 | DEREK R GUTHRIE WQTC MSD | 11621 LOWER RIVER RD | LOUISVILLE | KY | 40272 | 38.0861 | -85.8988 | #N/A | 110000732379 | POTW | 4952 | Sewerage Systems | #N/A | #N/A | #N/A | 365 | 212.6892 | 0.58271 | 10.1281 | 0 | N/A - Period DMR Data Not Available | N/A | N/A | KY0078956 | OHIO RIVER | 5140101000005 | #N/A | X | POTW | 2015 | 110000732379 | 110000732379 |  |  |  | 2023 | 05140101000005 | OHIO RIVER | 60 | 33.4 | 31.1194 | NPDES | 33.4 | 51.6775 | 10164022 | Ohio River | 8 | 124376.58 | 169028.203 | 201742.995 | 236042.591 | 198689.337 | 151600.492 | 100001.412 | 62051.157 | 48024.486 | 43630.41 | 52179.868 | 87775.455 | 151420.069 | QE_09 | 43630.41 | 106675.8191 | 85437.1826 | 304099.2176 | 241564.2972 | 126.3508 | 106675.8191 | 30Q5 Flow | 241564.2972 | HM Flow | 85437.1826 | 7Q10 Flow | 0.0068203 | 0.0054624 | 0.0024122 | 0.11854 | 0.094942 | 0.041927 | NO | NO | NO | NO | 0.00024697 | NO
110000734484 | 2024 | SALEM WASTEWATER TREATMENT FAC | 19 S FRONT ST | SALEM | NJ | 08079-1342 | 39.5739 | -75.4793 | #N/A | 110000734484 | POTW | 4952 | Sewerage Systems | #N/A | #N/A | #N/A | 365 | 36.58 | 0.10022 | 1.7419 | 0 | N/A - Period DMR Data Not Available | N/A | N/A | NJ0024856 | SALEM RIVER | 2040206002345 | #N/A | Yes | POTW | 2021 | 110000734484 | 110000734484 |  |  |  | 2023 | 02040206002345 | SALEM RIVER | 1.4 | 0.81 | 0.61817 | NPDES | 0.81 | 1.2533 | 24903502 | Salem River | 4 | 135.976 | 320.609 | 360.45 | 406.762 | 206.5 | 119.346 | 85.462 | 57.843 | 47.924 | 46.592 | 45.534 | 75.656 | 196.588 | QE_10 | 45.534 | 111.3301 | 70.0239 | 332.4597 | 189.9572 | 3.0642 | 111.3301 | 30Q5 Flow | 189.9572 | HM Flow | 70.0239 | 7Q10 Flow | 1.4312 | 0.9002 | 0.52759 | 24.8759 | 15.6463 | 9.17 | NO | NO | NO | NO | 0.051825 | NO
110000734616 | 2021 | FALLON WASTEWATER TREATMENT PLANT | 1375 NEW RIVER PARKWAY | FALLON | NV | 89406 | 39.4639 | -118.7553 | #N/A | 110000734616 | POTW | 4952 | Sewerage Systems | #N/A | #N/A | #N/A | 365 | 3.592 | 0.009841 | 0.17105 | 0 | N/A - Period DMR Data Not Available | N/A | N/A | NV0020061 | GROUNDWATER, NA, NEW RIVER DRAIN VIA UNNAMED DITCH | 16050203000527 | #N/A | Yes | POTW | 2021 | 110000734616 | 110000734616 |  |  |  | 2023 | 16050203000527 | GROUNDWATER, NA, NEW RIVER DRAIN VIA UNNAMED DITCH | NA | NA | 1.1858 | NPDES | 1.1858 | 1.8348 | NA | NA | NA | NA | [12 empty] | NA | NA | NA | NA | NA | NA | NA | NA | Flow Lookup Failed | NA | Flow Lookup Failed | NA | Flow Lookup Failed | NA | NA | NA | NA | NA | NA | NA | NA | NA | NA | NA | NA | bar: QE_01 to QE_12
110000736730 | 2019 | RUSSELLVILLE STP | 98 FRANCIS AVE | RUSSELLVILLE | KY | 42276 | 36.8567 | -86.889 | #N/A | 110000736730 | POTW | 4952 | Sewerage Systems | #N/A | #N/A | #N/A | 365 | 1.4202 | 0.003891 | 0.067629 | 0 | N/A - Period DMR Data Not Available | N/A | N/A | KY0020877 | TOWN BR, TOWN BRANCH | 5110003000994 | #N/A | X | POTW | 2015 | 110000736730 | 110000736730 |  |  |  | 2023 | 05110003000994 | TOWN BR, TOWN BRANCH | 2.4 | 1.23 | 1.0884 | NPDES | 1.23 | 1.9031 | 11631215 | Town Branch | 2 | 20.195 | 60.066 | 103.094 | 51.969 | 27.353 | 23.454 | 14.124 | 8.03 | 5.283 | 5.853 | 5.671 | 13.045 | 33.134 | QE_08 | 5.283 | 12.9169 | 7.5312 | 49.3765 | 22.5093 | 4.653 | 12.9169 | 30Q5 Flow | 22.5093 | HM Flow | 7.5312 | 7Q10 Flow | 0.51665 | 0.30123 | 0.17286 | 8.9799 | 5.2357 | 3.0045 | NO | NO | NO | NO | 0.018708 | NO
110000736776 | 2020 | CAMPBELLSVILLE STP | 2105 HODGENVILLE RD | CAMPBELLSVILLE | KY | 42718 | 37.3492 | -85.3794 | #N/A | 110000736776 | POTW | 4952 | Sewerage Systems | #N/A | #N/A | #N/A | 365 | 2.0067 | 0.0054977 | 0.095555 | 0 | N/A - Period DMR Data Not Available | N/A | N/A | KY0054437 | BUCK HORN CREEK, LITTLE PITMAN CRK | 5110001002599 | #N/A | X | POTW | 2015 | 110000736776 | 110000736776 |  |  |  | 2023 | 05110001002599 | BUCK HORN CREEK, LITTLE PITMAN CRK | 4.2 | 2.849 | 2.9851 | NPDES | 2.849 | 4.4081 | 4000462 | Buck Horn Creek | 1 | 3.139 | 10.951 | 21.81 | 7.969 | 4.303 | 3.678 | 2.228 | 1.44 | 0.923 | 1.102 | 1.067 | 3.599 | 5.429 | QE_08 | 0.923 | 2.2567 | 1.2374 | 7.6748 | 3.4435 | 10.7776 | 10.7776 | Plant Flow | 10.7776 | Plant Flow | 10.7776 | Plant Flow | 0.5101 | 0.5101 | 0.5101 | 8.8661 | 8.8661 | 8.8661 | NO | NO | NO | NO | 0.018471 | NO
110000737365 | 2015 | ELM HOLDINGS INC | 2040 CORY DRIVE | SANBORN | NY | 14132 | 43.1298 | -78.9397 | #N/A | 110000737365 | Unknown | 9511 | Air and Water Resource and Solid Waste Management | #N/A | #N/A | #N/A | 250 | 0.22564 | 0.00090255 | 0.010745 | 0 | N/A - Period DMR Data Not Available | N/A | N/A | NY0001988 | CAYUGA CK | 4120104000390 | #N/A | X | NON-POTW | 2015 | 110000737365 | 110000737365 |  |  |  | 2023 | 04120104000390 | CAYUGA CK | NA | 0.18 | 0.035748 | NPDES | 0.18 | 0.2785 | 15567119 | NA | 1 | 0.729 | 1.002 | 1.385 | 20.547 | 2.829 | 0.891 | 0.647 | 0.32 | 0.321 | 0.449 | 0.667 | 0.703 | 1.106 | QE_07 | 0.32 | 0.7824 | 0.4133 | 1.7824 | 0.94233 | 0.68093 | 0.7824 | 30Q5 Flow | 0.94233 | HM Flow | 0.68093 | Plant Flow | 1.3255 | 1.1536 | 0.95779 | 15.7794 | 13.7331 | 11.4023 | NO | NO | NO | NO | 0.032874 | NO
110000741608 | 2020 | ISP CHEMICALS LLC -- CALVERT CITY | 455 N MAIN ST | CALVERT CITY | KY | 420290037 | 37.0477 | -88.3587 | 42029GFCHMHIGHW | 110000741608 | Unknown | 2869 | Industrial Organic Chemicals, NEC (aliphatics) | #N/A | #N/A | #N/A | 250 | 5.2971 | 0.021188 | 0.25224 | 0 | N/A - Period DMR Data Not Available | N/A | N/A | KY0003701 | TENNESSEE RIVER, UT TO CYPRESS CREEK, UT TO TENNESSEE RIVER | 6040006000329 | #N/A | X | NON-POTW | 2015 | 110000741608 | 110000741608 |  |  |  | 2023 | 06040006000329 | TENNESSEE RIVER, UT TO CYPRESS CREEK, UT TO TENNESSEE RIVER | 1.9 | 1.34 | 0.92048 | NPDES | 1.34 | 2.0733 | 1861532 | NA | 1 | 0.889 | 1.737 | 2.032 | 1.882 | 1.513 | 0.973 | 0.47 | 0.331 | 0.294 | 0.439 | 0.847 | 0.396 | 1.115 | QE_08 | 0.294 | 0.71883 | 0.37859 | 2.1736 | 0.98613 | 5.0692 | 5.0692 | Plant Flow | 5.0692 | Plant Flow | 5.0692 | Plant Flow | 4.1798 | 4.1798 | 4.1798 | 49.7598 | 49.7598 | 49.7598 | NO | NO | NO | NO | 0.10367 | NO
110000746211 | 2018 | EQUISTAR CHEMICALS LP TUSCOLA PLANT | 625 EAST US HIGHWAY 36 | TUSCOLA | IL | 61953 | 39.7958 | -88.3479 | 61953QNTMCROUTE | 110000746211 | Processing as a Reactant | 2869 | Industrial Organic Chemicals, NEC (aliphatics) | #N/A | #N/A | #N/A | 350 | 9.2698 | 0.026485 | 0.44142 | 0 | N/A - Period DMR Data Not Available | N/A | N/A | IL0000141 | KASKASKIA RIVER, UNNAMED TRIB TO KASKASKIA RIVER | 07140201000696 | #N/A | X | NON-POTW | 2015 | 110000746211 | 110000746211 |  |  |  | 2023 | 07140201000696 | KASKASKIA RIVER | NA | 0.015 | 0.27627 | NPDES | 0.015 | 0.023208 | 13771418 | NA | 1 | 0.182 | 0.215 | 0.272 | 11.292 | 0.631 | 0.175 | 0.08 | 0.04 | 0.021 | 0.041 | 0.037 | 1.06 | 0.184 | QE_08 | 0.021 | 0.051345 | 0.024643 | 0.44499 | 0.10308 | 0.056744 | 0.056744 | Plant Flow | 0.10308 | HM Flow | 0.056744 | Plant Flow | 466.7469 | 466.7469 | 256.9335 | 7779.1147 | 7779.1147 | 4282.2242 | NO | NO | YES | YES | 16.2065 | YES | TIER 2: look at effluent concentration | 5 ug/L
110000746328 | 2018 | WESTLAKE VINYLS CO | 36045 HWY 30 | GEISMAR | LA | 70734 | 30.2086 | -91.0111 | 70734BRDNCLOUIS | 110000746328 | Manufacturing | 2869 | Industrial Organic Chemicals, NEC (aliphatics) | #N/A | #N/A | #N/A | 350 | 45.6676 | 0.13048 | 2.1746 | 0 | N/A - Period DMR Data Not Available | N/A | N/A | LA0000281 | MISSISSIPPI RIVER | 8070204000982 | #N/A | #N/A | #N/A | 2015 | 110000746328 | 110000746328 |  |  |  | 2023 | 08070204000982 | MISSISSIPPI RIVER | NA | 2.06 | 0.6975 | NPDES | 2.06 | 3.1873 | 15209323 | NA | 1 | 2.79 | 4.3 | 4.452 | 3.906 | 4.197 | 2.412 | 1.489 | 0.553 | 0.57 | 0.8 | 3.833 | 9.606 | 3.89 | QE_07 | 0.553 | 1.3521 | 0.72813 | 6.8215 | 2.4303 | 7.7929 | 7.7929 | Plant Flow | 7.7929 | Plant Flow | 7.7929 | Plant Flow | 16.7433 | 16.7433 | 16.7433 | 279.0554 | 279.0554 | 279.0554 | NO | NO | NO | NO | 0.58137 | NO | Identified and defaulted to plant flow
110000746649 | 2019 | BP WEST COAST PRODUCTS, LLC/CARSON TERMI | 24696 S WILMINGTON AVE | CARSON | CA | 90745-6126 | 33.8012 | -118.2579 | #N/A | 110000746649 | Unknown | 5171 | Petroleum Bulk Stations and Terminals (except petroleum sold via retail method) | #N/A | #N/A | #N/A | 250 | 0.0070348 | 2.8139e-05 | 0.00033499 | 0 | N/A - Period DMR Data Not Available | N/A | N/A | CA0060232 | DOMINGUEZ CHANNEL ESTUARY | 18070106002149 | #N/A | X | NON-POTW | 2015 | 110000746649 | 110000746649 |  |  |  | 2023 | 18070106002149 | DOMINGUEZ CHANNEL ESTUARY | 0.5 | NA | 0 | NPDES | 0 | 0 | 20366299 | Dominguez Channel | 2 | 1.844 | 10.777 | 7.856 | 4.077 | 1.193 | 0 | 0 | 0 | 0 | 0 | 0.134 | 3.034 | 6.296 | QE_05 | 0.134 | 0.32763 | 0.16785 | 4.5086 | 0.88881 | 0 | 0.32763 | 30Q5 Flow | 0.88881 | HM Flow | 0.16785 | 7Q10 Flow | 0.16765 | 0.085888 | 0.031659 | 1.9958 | 1.0225 | 0.3769 | NO | NO | NO | NO | 0.0041579 | NO
110000747835 | 2022 | OWENSBORO SPECIALTY POLYMERS INC | 5529 HWY 2830 | OWENSBORO | KY | 42303 | 37.8125 | -87.05 | 42303HMPSH5529U | 110000747835 | Unknown | 2821 | Plastics Materials, Synthetic and Resins, and Nonvulcanizable Elastomers | #N/A | #N/A | #N/A | 250 | 0.4457 | 0.0017828 | 0.021224 | 0 | N/A - Period DMR Data Not Available | N/A | N/A | KY0001953 | OHIO RIVER, OUTFALL 001 | 5140201000239 | #N/A | Yes | NON-POTW | 2021 | 110000747835 | 110000747835 |  |  |  | 2023 | 05140201000239 | OHIO RIVER, OUTFALL 001 | 1.06 | 1.06 | 0.42342 | NPDES | 1.06 | 1.6401 | 10110195 | Yellow Creek | 3 | 19.415 | 56.776 | 101.677 | 53.264 | 32.024 | 22.57 | 13.575 | 8.211 | 5.857 | 6.256 | 5.801 | 4.83 | 26.923 | QE_11 | 4.83 | 11.8093 | 6.8637 | 47.4694 | 20.9905 | 4.0099 | 11.8093 | 30Q5 Flow | 20.9905 | HM Flow | 6.8637 | 7Q10 Flow | 0.25974 | 0.15097 | 0.084934 | 3.0922 | 1.7972 | 1.0111 | NO | NO | NO | NO | 0.0064421 | NO
110000748040 | 2018 | INDORAMA VENTURES OLEFINS LLC - WESTLAKE ETHYLENE PLANT | 4300 HWY 108 SOUTH | WESTLAKE | LA | 70669 | 30.1906 | -93.3258 | 70663CCDNTHIGHW | 110000748040 | Unknown | 2869 | Industrial Organic Chemicals, NEC (aliphatics) | #N/A | #N/A | #N/A | 250 | 3.0872 | 0.012349 | 0.14701 | 0 | N/A - Period DMR Data Not Available | N/A | N/A | LA0069850 | BAYOU D'INDE | 08080206000067 | #N/A | X | NON-POTW | 2015 | 110000748040 | 110000748040 |  |  |  | 2023 | 08080206000067 | BAYOU D'INDE | NA | 9.15 | 0.71889 | NPDES | 9.15 | 14.1572 | 3709758 | Bayou d'Inde | 2 | 33.926 | 62.956 | 52.707 | 40.158 | 33.053 | 32.215 | 25.076 | 11.928 | 9.548 | 15.43 | 39.318 | 70.699 | 51.785 | QE_08 | 9.548 | 23.3447 | 13.8977 | 82.9487 | 40.3458 | 34.6141 | 34.6141 | Plant Flow | 40.3458 | HM Flow | 34.6141 | Plant Flow | 0.35676 | 0.35676 | 0.30607 | 4.2471 | 4.2471 | 3.6437 | NO | NO | NO | NO | 0.0088481 | NO
110000748095 | 2021 | HUNTSMAN PETROCHEMICAL LLC - CONROE PLANT | 5451 JEFFERSON CHEMICAL RD | CONROE | TX | 77301 | 30.3161 | -95.3877 | 77301TXCCHJEFFE | 110000748095 | Manufacturing | 2869 | Industrial Organic Chemicals, NEC (aliphatics) | #N/A | #N/A | #N/A | 350 | 4.0185 | 0.011481 | 0.19136 | 0 | N/A - Period DMR Data Not Available | N/A | N/A | TX0005592 | WEST FORK SAN JACINTO RIVER | 12040101000196 | #N/A | Yes | NON-POTW | 2021 | 110000748095 | 110000748095 |  |  |  | 2023 | 12040101000196 | WEST FORK SAN JACINTO RIVER | NA | 0.75 | 0.29031 | NPDES | 0.75 | 1.1604 | 1468026 | West Fork Crystal Creek | 1 | 15.446 | 32.886 | 32.145 | 21.752 | 14.522 | 15.861 | 13.795 | 3.961 | 2.69 | 2.176 | 3.766 | 2.465 | 26.308 | QE_09 | 2.176 | 5.3203 | 3.0066 | 37.7653 | 11.9444 | 2.8372 | 5.3203 | 30Q5 Flow | 11.9444 | HM Flow | 3.0066 | 7Q10 Flow | 3.8187 | 2.158 | 0.96123 | 63.6443 | 35.9671 | 16.0206 | NO | NO | NO | NO | 0.13259 | NO
110000748273 | 2017 | PHARMACIA & UPJOHN (FORMER) | 41 STILES LANE | NORTH HAVEN | CT | 6473 | 41.3754 | -72.8786 | #N/A | 110000748273 | Manufacturing | 2869 | Industrial Organic Chemicals, NEC (aliphatics) | #N/A | #N/A | #N/A | 350 | 0.30344 | 0.00086697 | 0.014449 | 0 | N/A - Period DMR Data Not Available | N/A | N/A | CT0001341 | QUINNIPIAC RIVER | 1100004000144 | #N/A | #N/A | #N/A | 2015 | 110000748273 | 110000748273 |  |  |  | 2023 | 01100004000144 | QUINNIPIAC RIVER | NA | NA | 0.075376 | NPDES | 0.075376 | 0.11662 | 6177268 | Quinnipiac River | 4 | 281.067 | 385.844 | 426.391 | 629.387 | 556.564 | 308.267 | 235.896 | 144.333 | 133.535 | 128.262 | 185.523 | 248.61 | 351.535 | QE_09 | 128.262 | 313.599 | 204.5691 | 687.2054 | 483.9752 | 0.28514 | 313.599 | 30Q5 Flow | 483.9752 | HM Flow | 204.5691 | 7Q10 Flow | 0.004238 | 0.0027646 | 0.0017913 | 0.070634 | 0.046076 | 0.029856 | NO | NO | NO | NO | 0.00014715 | NO
110000759723 | 2020 | GREENUP JOINT SEWER AGENCY | 101 WURTS RD | WURTLAND | KY | 41144 | 38.5516 | -82.7782 | #N/A | 110000759723 | POTW | 4952 | Sewerage Systems | #N/A | #N/A | #N/A | 365 | 1.3815 | 0.003785 | 0.065787 | 0 | N/A - Period DMR Data Not Available | N/A | N/A | KY0033553 | OHIO RIVER | 5090103000913 | #N/A | X | POTW | 2015 | 110000759723 | 110000759723 |  |  |  | 2023 | 05090103000913 | OHIO RIVER | 1.1 | 0.347 | 0.31975 | NPDES | 0.347 | 0.53689 | 465222 | Uhlens Run | 2 | 4.996 | 17.547 | 34.847 | 14.216 | 7.309 | 5.535 | 3.538 | 2.438 | 1.742 | 1.583 | 1.791 | 1.948 | 7.626 | QE_09 | 1.583 | 3.8704 | 2.1629 | 12.2152 | 5.8391 | 1.3127 | 3.8704 | 30Q5 Flow | 5.8391 | HM Flow | 2.1629 | 7Q10 Flow | 1.75 | 0.97793 | 0.64822 | 30.4158 | 16.9974 | 11.2667 | NO | NO | NO | NO | 0.063366 | NO
110000759741 | 2021 | GEORGETOWN STP #2 | 900 CHERRY BLOSSOM WAY | GEORGETOWN | KY | 40324 | 38.2674 | -84.528 | #N/A | 110000759741 | POTW | 4952 | Sewerage Systems | #N/A | #N/A | #N/A | 365 | 4.5728 | 0.012528 | 0.21775 | 0 | N/A - Period DMR Data Not Available | N/A | N/A | KY0082007 | LANES RUN | 5100205000511 | #N/A | Yes | POTW | 2021 | 110000759741 | 110000759741 |  |  |  | 2023 | 05100205000511 | LANES RUN | 3 | 1.383 | 1.4414 | NPDES | 1.383 | 2.1398 | 1825088 | Lanes Run | 1 | 2.749 | 10.013 | 21.16 | 7.915 | 4.19 | 3.209 | 2.023 | 1.353 | 0.898 | 0.969 | 1.136 | 1.013 | 4.272 | QE_08 | 0.898 | 2.1956 | 1.2027 | 6.7213 | 3.1837 | 5.2318 | 5.2318 | Plant Flow | 5.2318 | Plant Flow | 5.2318 | Plant Flow | 2.3946 | 2.3946 | 2.3946 | 41.6211 | 41.6211 | 41.6211 | NO | NO | NO | NO | 0.086711 | NO
110000760310 | 2015 | B P OIL INC | 205 MANTUA AVE | PAULSBORO | NJ | 08066-1172 | 39.8522 | -75.2344 | #N/A | 110000760310 | Remediation | 5171 | Petroleum Bulk Stations and Terminals (except petroleum sold via retail method) | #N/A | #N/A | #N/A | 250 | 0.094792 | 0.00037917 | 0.0045139 | 0 | N/A - Period DMR Data Not Available | N/A | N/A | NJ0005584 | DELAWARE RIVER | 2040202000029 | #N/A | #N/A | #N/A | 2015 | 110000760310 | 110000760310 |  |  |  | 2023 | 02040202000029 | DELAWARE RIVER | NA | NA | 0.0225 | NPDES | 0.0225 | 0.034813 | 4496220 | Delaware River | 7 | 17384.913 | 18382.19 | 16657.551 | 23769.042 | 28803.096 | 19549.539 | 13385.407 | 9602.973 | 7382.623 | 8431.315 | 9685.785 | 13300.305 | 20808.865 | QE_08 | 7382.623 | 18050.423 | 13580.2808 | 42505.8998 | 34507.9784 | 0.085117 | 18050.423 | 30Q5 Flow | 34507.9784 | HM Flow | 13580.2808 | 7Q10 Flow | 2.7921e-05 | 2.1006e-05 | 1.0988e-05 | 0.00033239 | 0.00025007 | 0.00013081 | NO | NO | NO | NO | 6.9248e-07 | NO
110000761104 | 2016 | MAYSVILLE STP | 1029 W 2ND ST | MAYSVILLE | KY | 41056 | 38.6872 | -83.7867 | #N/A | 110000761104 | POTW | 4952 | Sewerage Systems | #N/A | #N/A | #N/A | 365 | 1.119 | 0.0030659 | 0.053287 | 0 | N/A - Period DMR Data Not Available | N/A | N/A | KY0020257 | OHIO RIVER | 5090201002316 | #N/A | X | POTW | 2015 | 110000761104 | 110000761104 |  |  |  | 2023 | 05090201002316 | OHIO RIVER | 3.4 | 1.345 | 1.4726 | NPDES | 1.345 | 2.081 | 1920590 | NA | 1 | 0.951 | 3.249 | 9.037 | 2.708 | 1.471 | 1.223 | 0.773 | 0.507 | 0.324 | 0.394 | 0.428 | 0.677 | 1.498 | QE_08 | 0.324 | 0.79218 | 0.41865 | 2.3252 | 1.0762 | 5.0881 | 5.0881 | Plant Flow | 5.0881 | Plant Flow | 5.0881 | Plant Flow | 0.60256 | 0.60256 | 0.60256 | 10.473 | 10.473 | 10.473 | NO | NO | NO | NO | 0.021819 | NO
110000781609 | 2018 | DEFENSE FUEL SUPPORT POINT NORWALK DFSP | 15306 NORWALK BOULEVARD | NORWALK | CA | 90650-6639 | 33.8924 | -118.0729 | #N/A | 110000781609 | Repackaging | 4613 | Refined Petroleum Pipelines | #N/A | #N/A | #N/A | 250 | 0.0018671 | 7.4685e-06 | 8.891e-05 | 0 | N/A - Period DMR Data Not Available | N/A | N/A | CA0063509 | COYOTE CREEK | 18070106000652 | #N/A | #N/A | #N/A | 2015 | 110000781609 | 110000781609 |  |  |  | 2023 | 18070106000652 | COYOTE CREEK | 0.15 | NA | NA | NPDES | 0.15 | 0.23208 | 22524963 | NA | 2 | 0.555 | 3.287 | 2.42 | 1.41 | 0.309 | 0.002 | 0.001 | 0 | 0 | 0.038 | 0.088 | 1.143 | 2.421 | QE_07 | 0.001 | 0.002445 | 0.0010542 | 1.357 | 0.030666 | 0.56744 | 0.56744 | Plant Flow | 0.56744 | Plant Flow | 0.56744 | Plant Flow | 0.013162 | 0.013162 | 0.013162 | 0.15669 | 0.15669 | 0.15669 | NO | NO | NO | NO | 0.00032643 | NO
110000817439 | 2018 | GROWS LDFL WASTE MGMT | 1513 BORDENTOWN ROAD | MORRISVILLE | PA | 19067 | 40.1593 | -74.7767 | #N/A | 110000817439 | Waste Handling, Disposal and Treatment (Landfill) | 4953 | Refuse Systems (hazardous waste treatment and disposal) | #N/A | #N/A | #N/A | 250 | 0.069978 | 0.00027991 | 0.0033323 | 0 | N/A - Period DMR Data Not Available | N/A | N/A | PA0043818 | DELAWARE RIVER, UNNAMED STREAM, UNNAMED TRIB OF DELAWARE RIVER, UNNAMED TRIB TO DELAWARE RIVER | 02040201000496 | #N/A | X | NON-POTW | 2015 | 110000817439 | 110000817439 |  |  |  | 2023 | 02040201000496 | DELAWARE RIVER, UNNAMED STREAM, UNNAMED TRIB OF DELAWARE RIVER, UNNAMED TRIB TO DELAWARE RIVER | 0 | NA | NA | NPDES | 0 | 0 | 4481931 | NA | 1 | 0.045 | 0.34 | 1.286 | 0.676 | 0.068 | 0.077 | 0.074 | 0.057 | 0.044 | 0.075 | 0.113 | 0.113 | 0.083 | QE_08 | 0.044 | 0.10758 | 0.052996 | 0.11002 | 0.081227 | 0 | 0.10758 | 30Q5 Flow | 0.081227 | HM Flow | 0.052996 | 7Q10 Flow | 5.2818 | 2.6019 | 3.446 | 62.8786 | 30.9751 | 41.0242 | NO | NO | NO | NO | 0.131 | NO
110000834688 | 2019 | VOPAK TERMINAL WESTWEGO INC | 106 BRIDGE CITY AVENUE | WESTWEGO | LA | 70094-3511 | 29.9246 | -90.1453 | #N/A | 110000834688 | Repackaging | 4226 | Special Warehousing and Storage, NEC (warehousing in foreign trade zones) | #N/A | #N/A | #N/A | 250 | 0.50139 | 0.0020056 | 0.023876 | 0 | N/A - Period DMR Data Not Available | N/A | N/A | LA0124583 | #N/A | 8090100000652 | #N/A | #N/A | #N/A | 2015 | 110000834688 | 110000834688 |  |  |  | 2023 | 08090100000652 |  | NA | NA | 0.01235 | NPDES | 0.01235 | 0.019108 | 22795715 | Mississippi River | 10 | 539541.86 | 653609.688 | 682231.197 | 812107.037 | 865334.427 | 704763.175 | 532565.949 | 487183.803 | 376281.158 | 297283.605 | 283373.967 | 371520.464 | 626222.097 | QE_10 | 283373.967 | 692845.8851 | 592679.7124 | 1319173.2518 | 1408629.7365 | 0.04672 | 692845.8851 | 30Q5 Flow | 1408629.7365 | HM Flow | 592679.7124 | 7Q10 Flow | 3.3839e-06 | 2.8947e-06 | 1.4238e-06 | 4.0284e-05 | 3.446e-05 | 1.695e-05 | NO | NO | NO | NO | 8.3926e-08 | NO
110000846602 | 2022 | AMCOL HEALTH & BEAUTY SOLUTIONS INC | 301 LASER LANE | LAFAYETTE | LA | 70507-5326 | 30.2708 | -92.0373 | 70507MCLHL31LAS | 110000846602 | Processing as a Reactant | 2821 | Plastics Materials, Synthetic and Resins, and Nonvulcanizable Elastomers | #N/A | #N/A | #N/A | 350 | 0.012698 | 3.628e-05 | 0.00060467 | 0 | N/A - Period DMR Data Not Available | N/A | N/A | LA0108936 | VERMILION RIVER | 8080103002791 | #N/A | Yes | NON-POTW | 2021 | 110000846602 | 110000846602 |  |  |  | 2023 | 08080103002791 | VERMILION RIVER | NA | 0.5 | 0.051234 | NPDES | 0.5 | 0.77362 | 21898555 | Francois Coulee | 1 | 1.547 | 2.644 | 2.396 | 1.962 | 1.956 | 1.344 | 0.79 | 0.272 | 0.228 | 0.415 | 2.127 | 6.57 | 2.45 | QE_08 | 0.228 | 0.55746 | 0.29099 | 3.7824 | 1.1083 | 1.8915 | 1.8915 | Plant Flow | 1.8915 | Plant Flow | 1.8915 | Plant Flow | 0.019181 | 0.019181 | 0.019181 | 0.31968 | 0.31968 | 0.31968 | NO | NO | NO | NO | 0.000666 | NO
110000854246 | 2021 | SHAW INDUSTRIES GROUP INC PLANT 8S | 4401 SAINT ANDREWS RD | COLUMBIA | SC | 29210 | 34.0472 | -81.1513 | 29210LLDFB4402S | 110000854246 | Unknown | 2824 | Manmade Organic Fibers, Except Cellulosic | #N/A | #N/A | #N/A | 250 | 0.33142 | 0.0013257 | 0.015782 | 0 | N/A - Period DMR Data Not Available | N/A | N/A | SC0003557 | KINLEY CREEK, SALUDA RIVER | 3050109000636 | #N/A | #N/A | NON-POTW | 2021 | 110000854246 | 110000854246 |  |  |  | 2023 | 03050109000636 | KINLEY CREEK, SALUDA RIVER | NA | NA | 7.1344 | NPDES | 7.1344 | 11.0386 | 9869612 | Kinley Creek | 1 | 7.677 | 12.88 | 15.045 | 16.821 | 9.432 | 5.737 | 4.861 | 4.331 | 4.495 | 5.964 | 6.619 | 3.93 | 5.318 | QE_11 | 3.93 | 9.6088 | 5.5444 | 18.7702 | 12.0297 | 26.9893 | 26.9893 | Plant Flow | 26.9893 | Plant Flow | 26.9893 | Plant Flow | 0.049119 | 0.049119 | 0.049119 | 0.58475 | 0.58475 | 0.58475 | NO | NO | NO | NO | 0.0012182 | NO
110000854246 | 2022 | SHAW INDUSTRIES GROUP INC PLANT 8S | 4401 SAINT ANDREWS RD | COLUMBIA | SC | 29210 | 34.0472 | -81.1513 | 29210LLDFB4402S | 110000854246 | Unknown | 2824 | Manmade Organic Fibers, Except Cellulosic | #N/A | #N/A | #N/A | 250 | 0.33142 | 0.0013257 | 0.015782 | 0 | N/A - Period DMR Data Not Available | N/A | N/A | SC0003557 | KINLEY CREEK, SALUDA RIVER | 3050109000636 | #N/A | #N/A | NON-POTW | 2021 | 110000854246 | 110000854246 |  |  |  | 2023 | 03050109000636 | KINLEY CREEK, SALUDA RIVER | NA | NA | 7.1344 | NPDES | 7.1344 | 11.0386 | 9869612 | Kinley Creek | 1 | 7.677 | 12.88 | 15.045 | 16.821 | 9.432 | 5.737 | 4.861 | 4.331 | 4.495 | 5.964 | 6.619 | 3.93 | 5.318 | QE_11 | 3.93 | 9.6088 | 5.5444 | 18.7702 | 12.0297 | 26.9893 | 26.9893 | Plant Flow | 26.9893 | Plant Flow | 26.9893 | Plant Flow | 0.049119 | 0.049119 | 0.049119 | 0.58475 | 0.58475 | 0.58475 | NO | NO | NO | NO | 0.0012182 | NO
110000854246 | 2023 | SHAW INDUSTRIES GROUP INC PLANT 8S | 4401 SAINT ANDREWS RD | COLUMBIA | SC | 29210 | 34.0472 | -81.1513 | 29210LLDFB4402S | 110000854246 | Unknown | 2824 | Manmade Organic Fibers, Except Cellulosic | #N/A | #N/A | #N/A | 250 | 0.33142 | 0.0013257 | 0.015782 | 0 | N/A - Period DMR Data Not Available | N/A | N/A | SC0003557 | KINLEY CREEK, SALUDA RIVER | 3050109000636 | #N/A | #N/A | NON-POTW | 2021 | 110000854246 | 110000854246 |  |  |  | 2023 | 03050109000636 | KINLEY CREEK, SALUDA RIVER | NA | NA | 7.1344 | NPDES | 7.1344 | 11.0386 | 9869612 | Kinley Creek | 1 | 7.677 | 12.88 | 15.045 | 16.821 | 9.432 | 5.737 | 4.861 | 4.331 | 4.495 | 5.964 | 6.619 | 3.93 | 5.318 | QE_11 | 3.93 | 9.6088 | 5.5444 | 18.7702 | 12.0297 | 26.9893 | 26.9893 | Plant Flow | 26.9893 | Plant Flow | 26.9893 | Plant Flow | 0.049119 | 0.049119 | 0.049119 | 0.58475 | 0.58475 | 0.58475 | NO | NO | NO | NO | 0.0012182 | NO
110000867054 | 2015 | KAILUA REGIONAL WASTEWATER TREATMENT PLANT | 95 KANEOHE BAY DRIVE | KAILUA | HI | 96734-1705 | 21.4264 | -157.7532 | #N/A | 110000867054 | POTW | 4952 | Sewerage Systems | #N/A | #N/A | #N/A | 365 | 0.36575 | 0.0010021 | 0.017417 | 0 | N/A - Period DMR Data Not Available | N/A | N/A | HI0021296 | PACIFIC OCEAN | 20060000001124 | #N/A | X | NON-POTW | 2015 | 110000867054 | 110000867054 |  |  |  | 2023 | 20060000001124 | PACIFIC OCEAN | 15.25 | 17.16 | 11.5338 | NPDES | 17.16 | 26.5505 | NA | NA | NA | NA | [12 empty] | NA | NA | NA | NA | NA | NA | NA | NA | Flow Lookup Failed | NA | Flow Lookup Failed | NA | Flow Lookup Failed | NA | NA | NA | NA | NA | NA | NA | NA | NA | NA | NA | NA | bar: QE_01 to QE_12
110000911309 | 2020 | TRIMAC TRANSPORTATION INC - TRIMAC GEISMAR TERMINAL | 35072 HWY 30 | GEISMAR | LA | 707340000 | 30.233 | -91.0221 | #N/A | 110000911309 | Repackaging | 4789 | Transportation Services, NEC (horse-drawn cabs and carriages) | #N/A | #N/A | #N/A | 250 | 0.023931 | 9.5723e-05 | 0.0011396 | 0 | N/A - Period DMR Data Not Available | N/A | N/A | LA0098191 | NEW RIVER | 8070204000034 | #N/A | X | NON-POTW | 2015 | 110000911309 | 110000911309 |  |  |  | 2023 | 08070204000034 | NEW RIVER | NA | 0.5 | 0.0011836 | NPDES | 0.5 | 0.77362 | 15209315 | New River | 2 | 5.894 | 9.44 | 9.716 | 8.45 | 8.863 | 5.079 | 3.128 | 1.304 | 1.254 | 1.824 | 5.224 | 16.641 | 8.312 | QE_08 | 1.254 | 3.066 | 1.6994 | 14.4108 | 5.5269 | 1.8915 | 3.066 | 30Q5 Flow | 5.5269 | HM Flow | 1.8915 | Plant Flow | 0.050607 | 0.031221 | 0.01732 | 0.60247 | 0.37167 | 0.20618 | NO | NO | NO | NO | 0.0012551 | NO
110000914725 | 2017 | TOWN OF PRESCOTT VALLEY - WWTP | 1100 E TREATMENT PLANT DR | PRESCOTT VALLEY | AZ | 863148622 | 34.5916 | -112.3169 | #N/A | 110000914725 | POTW | 4952 | Sewerage Systems | #N/A | #N/A | #N/A | 365 | 3.1067 | 0.0085116 | 0.14794 | 0 | N/A - Period DMR Data Not Available | N/A | N/A | AZ0025381 | #N/A | 15070102009265 | #N/A | X | POTW | 2015 | 110000914725 | 110000914725 |  |  |  | 2023 | 15070102009265 |  | 3.75 | NA | 2.5165 | NPDES | 2.5165 | 3.8936 | NA | NA | NA | NA | [12 empty] | NA | NA | NA | NA | NA | NA | NA | NA | Flow Lookup Failed | NA | Flow Lookup Failed | NA | Flow Lookup Failed | NA | NA | NA | NA | NA | NA | NA | NA | NA | NA | NA | NA | bar: QE_01 to QE_12
110000915984 | 2022 | MILLIKEN & COMPANY/MAGNOLIA PLANT | 157 NEW MILLIKEN RD | BLACKSBURG | SC | 29702 | 35.1186 | -81.5595 | #N/A | 110000915984 | Unknown | 2261 | Finishers of Broadwoven Fabrics of Cotton | #N/A | #N/A | #N/A | 250 | 4.8967 | 0.019587 | 0.23318 | 0 | N/A - Period DMR Data Not Available | N/A | N/A | SC0003182 | BROAD RIVER | 3050105000056 | #N/A | Yes | NON-POTW | 2021 | 110000915984 | 110000915984 |  |  |  | 2023 | 03050105000056 | BROAD RIVER | NA | NA | 0.38647 | NPDES | 0.38647 | 0.59796 | 12034939 | Buffalo Creek | 4 | 222.6 | 340.167 | 379.168 | 413.255 | 290.813 | 200.258 | 153.881 | 116.058 | 125.21 | 108.765 | 98.917 | 178.479 | 241.323 | QE_10 | 98.917 | 241.8509 | 156.3297 | 544.2543 | 373.6307 | 1.462 | 241.8509 | 30Q5 Flow | 373.6307 | HM Flow | 156.3297 | 7Q10 Flow | 0.12529 | 0.080988 | 0.052423 | 1.4916 | 0.96414 | 0.62409 | NO | NO | NO | NO | 0.0031075 | NO
110001063483 | 2021 | NORTH AMER PIPE CORP/LEOLA | 88 NEWPORT RD | LEOLA | PA | 17540-1821 | 40.0809 | -76.1867 | #N/A | 110001063483 | Waste Handling, Disposal and Treatment (non-POTW WWT) | 3084 | Plastics Pipe | #N/A | #N/A | #N/A | 250 | 421.3639 | 1.6855 | 20.0649 | 0 | N/A - Period DMR Data Not Available | N/A | N/A | PA0080594 | UNNAMED TRIB OF MILL CREEK, UNT OF MILL CREEK | 2050306001321 | #N/A | #N/A | NON-POTW | 2021 | 110001063483 | 110001063483 |  |  |  | 2023 | 02050306001321 | UNNAMED TRIB OF MILL CREEK, UNT OF MILL CREEK | 0.115 | NA | 0.16251 | NPDES | 0.16251 | 0.25144 | 4721383 | NA | 1 | 1.256 | 4.753 | 13.264 | 10.782 | 1.974 | 1.78 | 1.448 | 0.953 | 0.733 | 1.189 | 1.449 | 2.3 | 2.189 | QE_08 | 0.733 | 1.7922 | 0.97475 | 3.0709 | 1.9572 | 0.61477 | 1.7922 | 30Q5 Flow | 1.9572 | HM Flow | 0.97475 | 7Q10 Flow | 1729.118 | 940.452 | 861.1408 | 20584.7386 | 11195.8576 | 10251.6764 | NO | YES | YES | YES | 42.8849 | YES | TIER 2: look at effluent concentration | 2.2mg/L | 2021-07-13
110001076978 | 2015 | NORTHEAST WPCP | 3899 RICHMOND ST | PHILADELPHIA | PA | 19137-1418 | 39.9914 | -75.085 | #N/A | 110001076978 | POTW | 4952 | Sewerage Systems | #N/A | #N/A | #N/A | 365 | 537.6593 | 1.473 | 25.6028 | 0 | N/A - Period DMR Data Not Available | N/A | N/A | PA0026689 | DELAWARE RIVER, FRANKFORD CREEK, PENNYPACK CREEK, TACONY CREEK, UNNAMED TRIB TO DELAWARE RIVER, UNNAMED TRIB TO PENNYPACK CREEK, UNNAMED TRIB TO TACONY CREEK, UNT TO TACONY CREEK | 2040202001980 | #N/A | X | POTW | 2015 | 110001076978 | 110001076978 |  |  |  | 2023 | 02040202001980 | DELAWARE RIVER, FRANKFORD CREEK, PENNYPACK CREEK, TACONY CREEK, UNNAMED TRIB TO DELAWARE RIVER, UNNAMED TRIB TO PENNYPACK CREEK, UNNAMED TRIB TO TACONY CREEK, UNT TO TACONY CREEK | 210 | NA | 171.0833 | NPDES | 171.0833 | 264.7053 | 4495864 | Delaware River | 6 | 13998.177 | 15026.637 | 14080.687 | 20539.048 | 23985.521 | 16515.421 | 11111.478 | 7908.138 | 6118.677 | 6989.188 | 8316.736 | 11302.096 | 16658.252 | QE_08 | 6118.677 | 14960.0905 | 11181.1098 | 34225.3716 | 27977.4268 | 647.2011 | 14960.0905 | 30Q5 Flow | 27977.4268 | HM Flow | 11181.1098 | 7Q10 Flow | 0.13174 | 0.098465 | 0.052651 | 2.2898 | 1.7114 | 0.91512 | NO | NO | NO | NO | 0.0047705 | NO
110001103911 | 2021 | DISCOVERY BAY WWTP | 2500 CHANNEL RD (PLANT 1); 17501 HWY 4 (PLANT 2) | DISCOVERY BAY | CA | 94514 | 37.8947 | -121.5872 | #N/A | 110001103911 | POTW | 4952 | Sewerage Systems | #N/A | #N/A | #N/A | 365 | 0.068223 | 0.00018691 | 0.0032487 | 0 | N/A - Period DMR Data Not Available | N/A | N/A | CA0078590 | OLD RIVER | 18040003005705 | #N/A | Yes | POTW | 2021 | 110001103911 | 110001103911 |  |  |  | 2023 | 18040003005705 | OLD RIVER | 2.35 | 2.1 | 1.1508 | NPDES | 2.1 | 3.2492 | 1897340 | Old River | 5 | 7.672 | 23.449 | 22.706 | 17.338 | 7.125 | 5.193 | 0.876 | 0.42 | 0.161 | 0.708 | 6.485 | 15.608 | 16.845 | QE_08 | 0.161 | 0.39364 | 0.20298 | 18.7579 | 1.9374 | 7.9442 | 7.9442 | Plant Flow | 7.9442 | Plant Flow | 7.9442 | Plant Flow | 0.023528 | 0.023528 | 0.023528 | 0.40894 | 0.40894 | 0.40894 | NO | NO | NO | NO | 0.00085196 | NO
110001103939 | 2016 | EL DORADO HILLS WWTP | 4625 LATROBE ROAD | EL DORADO HILLS | CA | 95762 | 38.636 | -121.0614 | #N/A | 110001103939 | POTW | 4952 | Sewerage Systems | #N/A | #N/A | #N/A | 365 | 0.39459 | 0.0010811 | 0.01879 | 0 | N/A - Period DMR Data Not Available | N/A | N/A | CA0078671 | CARSON CREEK | 18040013000751 | #N/A | X | POTW | 2015 | 110001103939 | 110001103939 |  |  |  | 2023 | 18040013000751 | CARSON CREEK | 4 | NA | NA | NPDES | 4 | 6.1889 | 20192296 | Carson Creek | 2 | 5.07 | 18.142 | 19.45 | 15.003 | 7.142 | 3.152 | 2.228 | 0.994 | 0.313 | 0.595 | 0.604 | 1.907 | 2.634 | QE_08 | 0.313 | 0.76528 | 0.40395 | 12.3961 | 2.3287 | 15.1318 | 15.1318 | Plant Flow | 15.1318 | Plant Flow | 15.1318 | Plant Flow | 0.071443 | 0.071443 | 0.071443 | 1.2417 | 1.2417 | 1.2417 | NO | NO | NO | NO | 0.002587 | NO
110001123276 | 2019 | GLASGOW STP | 705 GLEN GARRY RD | GLASGOW | KY | 42141 | 36.9838 | -85.9571 | #N/A | 110001123276 | POTW | 4952 | Sewerage Systems | #N/A | #N/A | #N/A | 365 | 5.2014 | 0.014251 | 0.24769 | 0 | N/A - Period DMR Data Not Available | N/A | N/A | KY0021164 | HUGGINS BR / SOUTH FORK/ BEAVER CRK, HUGGINS BRANCH, SOUTH FORK BEAVER CREEK | 5110002001123 | #N/A | X | POTW | 2015 | 110001123276 | 110001123276 |  |  |  | 2023 | 05110002001123 | HUGGINS BR / SOUTH FORK/ BEAVER CRK, HUGGINS BRANCH, SOUTH FORK BEAVER CREEK | 4 | 2.19 | 1.1407 | NPDES | 2.19 | 3.3884 | 4032228 | Huggins Branch | 1 | 0.892 | 3.616 | 8.535 | 2.489 | 1.186 | 0.99 | 0.63 | 0.422 | 0.266 | 0.34 | 0.334 | 0.963 | 1.61 | QE_08 | 0.266 | 0.65037 | 0.34133 | 2.1809 | 0.9328 | 8.2847 | 8.2847 | Plant Flow | 8.2847 | Plant Flow | 8.2847 | Plant Flow | 1.7201 | 1.7201 | 1.7201 | 29.8971 | 29.8971 | 29.8971 | NO | NO | NO | NO | 0.062286 | NO
110001143584 | 2022 | ETHYL CORPORATION | GOLF STATE ROAD | BATON ROUGE | LA | 70805 | 30.4835 | -91.1834 | #N/A | 110001143584 | Processing into formulation, mixture, or reaction product | 2869 | Industrial Organic Chemicals, NEC (aliphatics) | #N/A | #N/A | #N/A | 350 | 7.876 | 0.022503 | 0.37505 | 0 | N/A - Period DMR Data Not Available | N/A | N/A | LA0004090 | 701 | 8070201006480 | #N/A | Yes | NON-POTW | 2021 | 110001143584 | 110001143584 |  |  |  | 2023 | 08070201006480 | 0701 | NA | 8.68 | 2.3992 | NPDES | 8.68 | 13.43 | 19085301 | Monte Sano Bayou | 2 | 20.247 | 33.722 | 34.421 | 28.788 | 30.618 | 18.189 | 11.081 | 5.112 | 5.228 | 6.321 | 15.049 | 42.447 | 28.017 | QE_07 | 5.112 | 12.4988 | 7.279 | 49.5037 | 22.1169 | 32.8361 | 32.8361 | Plant Flow | 32.8361 | Plant Flow | 32.8361 | Plant Flow | 0.68531 | 0.68531 | 0.68531 | 11.4218 | 11.4218 | 11.4218 | NO | NO | NO | NO | 0.023795 | NO
110001163062 | 2024 | CROCKETT COGEN PROJECT | 550 LORING AVE | CROCKETT | CA | 94525-1232 | 38.0559 | -122.2143 | #N/A | 110001163062 | Unknown | 4931 | Electric and Other Services Combined (hydroelectric power generation) | #N/A | #N/A | #N/A | 250 | 0.0011643 | 4.6571e-06 | 5.5442e-05 | 0 | N/A - Period DMR Data Not Available | N/A | N/A | CA0029904 | CARQUINEZ STRAIT | 18050001001573 | #N/A | Yes | NON-POTW | 2021 | 110001163062 | 110001163062 |  |  |  | 2023 | 18050001001573 | CARQUINEZ STRAIT | NA | 0.5004 | 0.35553 | NPDES | 0.5004 | 0.77423 | 2785593 | NA | -9 | 0 | 0.001 | 0.004 | 0.001 | 0 | 0 | 0 | 0 | 0 | 0 | 0 | 0 | 0.001 | NA | NA | NA | NA | NA | NA | NA | NA | Coastal | NA | Coastal | NA | Coastal | NA | NA | NA | NA | NA | NA | NA | NA | NA | NA | NA | NA
110001177958 | 2020 | NILAND SD WWTP | 125 W ALCOTT ROAD | NILAND | CA | 92257 | 33.2273 | -115.5286 | #N/A | 110001177958 | POTW | 4952 | Sewerage Systems | #N/A | #N/A | #N/A | 365 | 0.028321 | 7.7593e-05 | 0.0013486 | 0 | N/A - Period DMR Data Not Available | N/A | N/A | CA0104451 | "R" DRAIN TO SALTON SEA, R DRAIN | 18100204011079 | #N/A | X | POTW | 2015 | 110001177958 | 110001177958 |  |  |  | 2023 | 18100204011079 | R DRAIN TO SALTON SEA, R DRAIN | 0.5 | 0.1 | 0.048158 | NPDES | 0.1 | 0.15472 | NA | NA | NA | NA | [12 empty] | NA | NA | NA | NA | NA | NA | NA | NA | Flow Lookup Failed | NA | Flow Lookup Failed | NA | Flow Lookup Failed | NA | NA | NA | NA | NA | NA | NA | NA | NA | NA | NA | NA | bar: QE_01 to QE_12
110001545070 | 2020 | CARNIVAL CLEANERS | 609 JERSEY AVE | JERSEY CITY | NJ | 7305 | 40.7249 | -74.0456 | #N/A | 110001545070 | Industrial and commercial non-aerosol cleaning/degreasing | 7216 | Drycleaning Plants, Except Rug Cleaning | #N/A | #N/A | #N/A | 350 | 0.00010247 | 2.9276e-07 | 4.8793e-06 | 0 | N/A - Period DMR Data Not Available | N/A | N/A | NJG300829 | HUDSON RIVER | #N/A | #N/A | #N/A | #N/A | 2015 | 110001545070 | NA | NA | NA | NA | NA | NA | NA | NA | NA | NA | NA | NA | NA | NA | NA | NA | NA | [12 empty] | NA | NA | NA | NA | NA | NA | NA | NA | Permit Lookup Failed | NA | NA | NA | Permit Lookup Failed | NA | NA | NA | NA | NA | NA | NA | NA | NA | NA | NA | NA | bar: QE_01 to QE_12
110001847761 | 2020 | FOREST LAWN LANDFILL | 8230 WEST FOREST LAWN ROAD | THREE OAKS | MI | 49128 | 41.776 | -86.6549 | #N/A | 110001847761 | Waste Handling, Disposal and Treatment (Landfill) | 4953 | Refuse Systems (hazardous waste treatment and disposal) | #N/A | #N/A | #N/A | 250 | 0.058308 | 0.00023323 | 0.0027766 | 0 | N/A - Period DMR Data Not Available | N/A | N/A | MI0048631 | SOUTH BRANCH GALIEN RIVER, SOUTH BRANCH OF THE GALIEN RIVER | 4040001000153 | #N/A | X | NON-POTW | 2015 | 110001847761 | 110001847761 |  |  |  | 2023 | 04040001000153 | SOUTH BRANCH GALIEN RIVER, SOUTH BRANCH OF THE GALIEN RIVER | NA | NA | 0 | NPDES | 0 | 0 | 3396684 | South Branch Galien River | 4 | 70.223 | 82.874 | 112.138 | 338.13 | 136.48 | 62.79 | 50.867 | 35.76 | 32.224 | 34.077 | 36.809 | 77.471 | 94.025 | QE_08 | 32.224 | 78.7873 | 48.9558 | 171.6944 | 114.0536 | 0 | 78.7873 | 30Q5 Flow | 114.0536 | HM Flow | 48.9558 | 7Q10 Flow | 0.0047641 | 0.0029603 | 0.0020449 | 0.056716 | 0.035241 | 0.024344 | NO | NO | NO | NO | 0.00011816 | NO
110001855635 | 2021 | BENTON STP | 499 E 4TH ST | BENTON | KY | 42025 | 36.8661 | -88.3425 | #N/A | 110001855635 | POTW | 4952 | Sewerage Systems | #N/A | #N/A | #N/A | 365 | 4.0568 | 0.011115 | 0.19318 | 0 | N/A - Period DMR Data Not Available | N/A | N/A | KY0021172 | CLARKS RIVER / EAST FORK, DITCH TO UT TO CLARKS RIVER | 6040006000045 | #N/A | Yes | POTW | 2021 | 110001855635 | 110001855635 |  |  |  | 2023 | 06040006000045 | CLARKS RIVER / EAST FORK, DITCH TO UT TO CLARKS RIVER | 1 | 0.968 | 0.93992 | NPDES | 0.968 | 1.4977 | 1862980 | Clarks River | 4 | 307.454 | 454.562 | 667.896 | 565.236 | 466.405 | 398.089 | 220.579 | 126.972 | 83.171 | 48.376 | 65.932 | 190.199 | 475.628 | QE_09 | 48.376 | 118.2787 | 74.5531 | 751.7213 | 289.2501 | 3.6619 | 118.2787 | 30Q5 Flow | 289.2501 | HM Flow | 74.5531 | 7Q10 Flow | 0.14908 | 0.09397 | 0.038426 | 2.5912 | 1.6333 | 0.66788 | NO | NO | NO | NO | 0.0053984 | NO
110001866641 | 2020 | CENTRAL POWER & LIGHT-ES JOSLIN PWR STA | 2313 FMR 1593 S | PORT LAVACA | TX | 77979 | 28.65 | -96.5417 | #N/A | 110001866641 | Repackaging | 4491 | Marine Cargo Handling (dock and pier operations) | #N/A | #N/A | #N/A | 250 | 0.13293 | 0.00053173 | 0.0063301 | 0 | N/A - Period DMR Data Not Available | N/A | N/A | TX0105937 | COX BAY | 12100401000758 | #N/A | #N/A | #N/A | 2015 | 110001866641 | 110001866641 |  |  |  | 2023 | 12100401000758 | COX BAY | 0.003 | 0.003 | 0.24494 | NPDES | 0.003 | 0.0046417 | 9356708 | NA | -9 | 0.004 | 0.003 | 0.005 | 0.003 | 0.001 | 0.004 | 0.003 | 0 | 0 | 0 | 0 | 0 | 0.001 | NA | NA | NA | NA | NA | NA | NA | NA | Coastal | NA | Coastal | NA | Coastal | NA | NA | NA | NA | NA | NA | NA | NA | NA | NA | NA | NA
110001869899 | 2017 | WASHBURN TUNNEL FACILITY | 1002 W N. RICHEY | PASADENA | TX | 77506-1041 | 29.7213 | -95.2201 | #N/A | 110001869899 | POTW | 4952 | Sewerage Systems | #N/A | #N/A | #N/A | 365 | 1118.5306 | 3.0645 | 53.2634 | 0 | N/A - Period DMR Data Not Available | N/A | N/A | TX0052591 | SEG 1007 HOUSTON SHIP CHANNEL | 12040104000891 | #N/A | #N/A | #N/A | 2015 | 110001869899 | 110001869899 |  |  |  | 2023 | 12040104000891 | HOUSTON SHIP CHANNEL/BUFFALO BAYOU TIDAL | 54.7 | NA | 6.3167 | NPDES | 6.3167 | 9.7733 | 1440531 | Buffalo Bayou | 4 | 959.878 | 1160.201 | 1034.943 | 948.161 | 989.85 | 1046.255 | 1381.727 | 718.066 | 758.284 | 1018.468 | 962.647 | 1230.053 | 979.819 | QE_07 | 718.066 | 1755.6626 | 1216.8538 | 2346.89 | 2315.2189 | 23.8957 | 1755.6626 | 30Q5 Flow | 2315.2189 | HM Flow | 1216.8538 | 7Q10 Flow | 2.5184 | 1.7455 | 1.3236 | 43.7714 | 30.338 | 23.0058 | NO | NO | NO | NO | 0.09119 | NO
110001869899 | 2017 | WASHBURN TUNNEL FACILITY | 1002 W N. RICHEY | PASADENA | TX | 77506-1041 | 29.7213 | -95.2201 | #N/A | 110001869899 | POTW | 4952 | Sewerage Systems | #N/A | #N/A | #N/A | 365 | 1118.5306 | 3.0645 | 53.2634 | 0 | N/A - Period DMR Data Not Available | N/A | N/A | TX0052591 | SEG 1007 HOUSTON SHIP CHANNEL | 12040104000891 | #N/A | #N/A | #N/A | 2015 | 110001869899 | 110001869899 |  |  |  | 2023 | 12040104000891 | HOUSTON SHIP CHANNEL/BUFFALO BAYOU TIDAL | 54.7 | NA | 6.3167 | NPDES | 6.3167 | 9.7733 | 1440531 | Buffalo Bayou | 4 | 959.878 | 1160.201 | 1034.943 | 948.161 | 989.85 | 1046.255 | 1381.727 | 718.066 | 758.284 | 1018.468 | 962.647 | 1230.053 | 979.819 | QE_07 | 718.066 | 1755.6626 | 1216.8538 | 2346.89 | 2315.2189 | 23.8957 | 1755.6626 | 30Q5 Flow | 2315.2189 | HM Flow | 1216.8538 | 7Q10 Flow | 2.5184 | 1.7455 | 1.3236 | 43.7714 | 30.338 | 23.0058 | NO | NO | NO | NO | 0.09119 | NO
110001905163 | 2024 | VDOT SANDSTON MATERIALS DIVISION | 6200 ELKO TRACK RD | SANDSTON | VA | 231500000 | 37.4973 | -77.2449 | #N/A | 110001905163 | Laboratory Use | 8734 | Testing Laboratories (except veterinary testing laboratories) | #N/A | #N/A | #N/A | 260 | 0.00083817 | 3.2237e-06 | 3.9913e-05 | 0 | N/A - Period DMR Data Not Available | N/A | N/A | VAG830577 | WHITE OAK SWAMP | #N/A | #N/A | Yes | NON-POTW | 2021 | 110001905163 | NA | NA | NA | NA | NA | NA | NA | NA | NA | NA | NA | NA | NA | NA | NA | NA | NA | [12 empty] | NA | NA | NA | NA | NA | NA | NA | NA | Permit Lookup Failed | NA | NA | NA | Permit Lookup Failed | NA | NA | NA | NA | NA | NA | NA | NA | NA | NA | NA | NA | bar: QE_01 to QE_12
110001929904 | 2017 | ELEMENTIS SPECIALTIES, INC. | 1003 MAC CORKLE AVENUE, S.W. | CHARLESTON | WV | 25303-1323 | 38.3602 | -81.6613 | #N/A | 110001929904 | Processing into formulation, mixture, or reaction product | 2899 | Chemicals and Chemical Preparations, NEC (table salt) | #N/A | #N/A | #N/A | 350 | 0.26712 | 0.0007632 | 0.01272 | 0 | N/A - Period DMR Data Not Available | N/A | N/A | WV0051560 | KANAWHA RIVER | 5050008000062 | #N/A | #N/A | #N/A | 2015 | 110001929904 | 110001929904 |  |  |  | 2023 | 05050008000062 | KANAWHA RIVER | NA | NA | NA | NPDES | NA | NA | 19315500 | Kanawha River | 6 | 16258.06 | 21874.816 | 25016.257 | 30258.697 | 21912.74 | 19727.022 | 12376.29 | 7411.651 | 7064.518 | 5863.199 | 8098.076 | 12688.197 | 18060.183 | QE_09 | 5863.199 | 14335.4499 | 10698.1828 | 39750.7579 | 29306.7 | -1 | 14335.4499 | 30Q5 Flow | 29306.7 | HM Flow | 10698.1828 | 7Q10 Flow | 7.1339e-05 | 5.3239e-05 | 2.6042e-05 | 0.001189 | 0.00088731 | 0.00043403 | NO | NO | NO | NO | 2.4771e-06 | NO
110002014677 | 2021 | BULL HN INFORMATION SYSTEMS INC | 5 GUEST STREET | BRIGHTON | MA | 2135 | 42.3564 | -71.1459 | #N/A | 110002014677 | Unknown | #N/A | #N/A | #N/A | #N/A | #N/A | 250 | 0.0082162 | 3.2865e-05 | 0.00039125 | 0 | N/A - Period DMR Data Not Available | N/A | N/A | MAG910076 | CHARLES RIVER | 1090001000111 | #N/A | Yes | NON-POTW | 2021 | 110002014677 | 110002014677 |  |  |  | 2023 | 01090001000111 | CHARLES RIVER | NA | NA | NA | NPDES | NA | NA | 5867403 | Charles River | 4 | 383.475 | 488.537 | 582.14 | 832.787 | 879.675 | 435.966 | 319.942 | 151.182 | 144.908 | 122.806 | 207.885 | 332.981 | 486.544 | QE_09 | 122.806 | 300.2592 | 195.5677 | 937.5917 | 546.8345 | -1 | 300.2592 | 30Q5 Flow | 546.8345 | HM Flow | 195.5677 | 7Q10 Flow | 0.00016805 | 0.00010945 | 6.01e-05 | 0.0020006 | 0.001303 | 0.00071547 | NO | NO | NO | NO | 4.1678e-06 | NO
110002041380 | 2021 | MADISONVILLE STP WEST SIDE | 1715 AC SLATON RD | MADISONVILLE | KY | 42431 | 37.3185 | -87.5499 | #N/A | 110002041380 | POTW | 4952 | Sewerage Systems | #N/A | #N/A | #N/A | 365 | 19.3724 | 0.053075 | 0.9225 | 0 | N/A - Period DMR Data Not Available | N/A | N/A | KY0098043 | GREASY CREEK, GREASY CRK | 5140205000228 | #N/A | Yes | POTW | 2021 | 110002041380 | 110002041380 |  |  |  | 2023 | 05140205000228 | GREASY CREEK, GREASY CRK | 6 | 5.03 | 4.8987 | NPDES | 5.03 | 7.7826 | 10563026 | Greasy Creek | 3 | 16.906 | 50.995 | 92.868 | 45.935 | 28.116 | 19.555 | 11.475 | 7.451 | 4.754 | 5.179 | 4.855 | 3.976 | 23.668 | QE_11 | 3.976 | 9.7213 | 5.6116 | 41.335 | 17.5918 | 19.0283 | 19.0283 | Plant Flow | 19.0283 | Plant Flow | 19.0283 | Plant Flow | 2.7893 | 2.7893 | 2.7893 | 48.4803 | 48.4803 | 48.4803 | NO | NO | NO | NO | 0.101 | NO
110002042021 | 2018 | AGUA NUEVA WRF | 2947 W CALLE AGUA NUEVA | TUCSON | AZ | 85705 | 32.2798 | -111.022 | #N/A | 110002042021 | POTW | 4952 | Sewerage Systems | #N/A | #N/A | #N/A | 365 | 0.8057 | 0.0022074 | 0.038367 | 0 | N/A - Period DMR Data Not Available | N/A | N/A | AZ0026107 | #N/A | 15050301001090 | #N/A | X | NON-POTW | 2015 | 110002042021 | 110002042021 |  |  |  | 2023 | 15050301001090 |  | 35.2 | NA | 6.1355 | NPDES | 6.1355 | 9.4931 | 15903613 | NA | 1 | 0.025 | 1.336 | 0.265 | 0.039 | 0 | 0 | 0 | 0.006 | 0.049 | 0.018 | 0.054 | 0.084 | 2.737 | QE_04 | 0.006 | 0.01467 | 0.0067372 | 0.061125 | 0.019701 | 23.2105 | 23.2105 | Plant Flow | 23.2105 | Plant Flow | 23.2105 | Plant Flow | 0.095104 | 0.095104 | 0.095104 | 1.653 | 1.653 | 1.653 | NO | NO | NO | NO | 0.0034437 | NO
110002043217 | 2016 | CALIPATRIA WWTP | 106 LINDSEY RD | CALIPATRIA | CA | 92233 | 33.1475 | -115.5453 | #N/A | 110002043217 | POTW | 4952 | Sewerage Systems | #N/A | #N/A | #N/A | 365 | 0.0043518 | 1.1923e-05 | 0.00020723 | 0 | N/A - Period DMR Data Not Available | N/A | N/A | CA0105015 | "G" DRAIN, G DRAIN | 18100204011103 | #N/A | X | POTW | 2015 | 110002043217 | 110002043217 |  |  |  | 2023 | 18100204011103 | G DRAIN, G DRAIN | 1.73 | 0.63 | 0.53167 | NPDES | 0.63 | 0.97475 | NA | NA | NA | NA | [12 empty] | NA | NA | NA | NA | NA | NA | NA | NA | Flow Lookup Failed | NA | Flow Lookup Failed | NA | Flow Lookup Failed | NA | NA | NA | NA | NA | NA | NA | NA | NA | NA | NA | NA | bar: QE_01 to QE_12
110002108059 | 2018 | KY STATE REFORMATORY | 3001 W HWY 146 | LA GRANGE | KY | 40031 | 38.392 | -85.416 | #N/A | 110002108059 | POTW | 9223 | Correctional Institutions | #N/A | #N/A | #N/A | 365 | 2.7527 | 0.0075416 | 0.13108 | 0 | N/A - Period DMR Data Not Available | N/A | N/A | KY0040126 | NORTH FORK / CEDAR CRK, NORTH FORK OF CEDAR CREEK | 05140101000459 | #N/A | X | POTW | 2015 | 110002108059 | 110002108059 |  |  |  | 2023 | 05140101000459 | NORTH FORK / CEDAR CRK, NORTH FORK OF CEDAR CREEK | 1 | 0.786 | 0.5355 | NPDES | 0.786 | 1.2161 | 10163530 | North Fork Cedar Creek | 1 | 4.773 | 14.811 | 31.309 | 12.301 | 7.246 | 5.966 | 3.67 | 2.328 | 1.606 | 1.593 | 1.598 | 3.555 | 7.656 | QE_09 | 1.593 | 3.8949 | 2.1771 | 11.6699 | 5.7349 | 2.9734 | 3.8949 | 30Q5 Flow | 5.7349 | HM Flow | 2.9734 | Plant Flow | 2.5364 | 1.9363 | 1.315 | 44.0843 | 33.6547 | 22.8566 | NO | NO | NO | NO | 0.091842 | NO
110002321345 | 2015 | MONARCH CHEMICALS | 37 MEADOW STREET | UTICA | NY | 13502 | 43.1072 | -75.2258 | #N/A | 110002321345 | Unknown | 5169 | Chemicals and Allied Products, NEC (merchant wholesalers) | #N/A | #N/A | #N/A | 250 | 0.018586 | 7.4344e-05 | 0.00088504 | 0 | N/A - Period DMR Data Not Available | N/A | N/A | NY0257206 | MOHAWK R | 2020004002623 | #N/A | X | NON-POTW | 2015 | 110002321345 | 110002321345 |  |  |  | 2023 | 02020004002623 | MOHAWK R | NA | NA | 0.0087 | NPDES | 0.0087 | 0.013461 | 22743687 | NA | 5 | 419.388 | 249.035 | 200.013 | 453.562 | 1028.637 | 699.059 | 411.683 | 192.314 | 149.082 | 188.791 | 308.474 | 424.21 | 360.435 | QE_08 | 149.082 | 364.5037 | 239.0379 | 1025.3985 | 637.3285 | 0.032912 | 364.5037 | 30Q5 Flow | 637.3285 | HM Flow | 239.0379 | 7Q10 Flow | 0.00031101 | 0.00020396 | 0.00011665 | 0.0037025 | 0.0024281 | 0.0013887 | NO | NO | NO | NO | 7.7136e-06 | NO
110002455370 | 2015 | CTP DIV NELSON ST | 1146 NELSON ST | INDIANAPOLIS | IN | 46203-5365 | 39.7287 | -86.1379 | #N/A | 110002455370 | Unknown | 5014 | Tires and Tubes (merchant wholesalers except those selling via retail method) | #N/A | #N/A | #N/A | 250 | 0.011701 | 4.6804e-05 | 0.00055719 | 0 | N/A - Period DMR Data Not Available | N/A | N/A | IN0063576 | BEAN CREEK | 5120201000586 | #N/A | X | NON-POTW | 2015 | 110002455370 | 110002455370 |  |  |  | 2023 | 05120201000586 | BEAN CREEK | 0.019 | NA | NA | NPDES | 0.019 | 0.029397 | 18476795 | Bean Creek | 1 | 2.16 | 3.494 | 10.206 | 7.339 | 4.027 | 3.153 | 1.982 | 1.351 | 0.864 | 0.935 | 1.099 | 2.031 | 3.393 | QE_08 | 0.864 | 2.1125 | 1.1556 | 5.2812 | 2.7786 | 0.071876 | 2.1125 | 30Q5 Flow | 2.7786 | HM Flow | 1.1556 | 7Q10 Flow | 0.040501 | 0.022156 | 0.016844 | 0.48215 | 0.26376 | 0.20053 | NO | NO | NO | NO | 0.0010045 | NO
110002468669 | 2017 | LINDEN LOGISTICS CENTER | 4000 ROAD TO GRASSELLI | LINDEN | NJ | 7036 | 40.6101 | -74.2049 | #N/A | 110002468669 | Industrial and commercial non-aerosol cleaning/degreasing | 2841 | Soaps and Other Detergents, Except Specialty Cleaners | #N/A | #N/A | #N/A | 350 | 0.59397 | 0.001697 | 0.028284 | 0 | N/A - Period DMR Data Not Available | N/A | N/A | NJ0000019 | ARTHUR KILL | 2030104000564 | #N/A | X | NON-POTW | 2015 | 110002468669 | 110002468669 |  |  |  | 2023 | 02030104000564 | ARTHUR KILL | NA | NA | NA | NPDES | NA | NA | 6261866 | NA | 4 | 128.648 | 160.398 | 119.037 | 174.078 | 178.34 | 125.615 | 86.349 | 91.384 | 73.829 | 75.042 | 55.959 | 111.464 | 158.362 | QE_10 | 55.959 | 136.8191 | 86.6826 | 314.5428 | 208.1797 | -1 | 136.8191 | 30Q5 Flow | 208.1797 | HM Flow | 86.6826 | 7Q10 Flow | 0.019578 | 0.012404 | 0.0081519 | 0.3263 | 0.20673 | 0.13586 | NO | NO | NO | NO | 0.00067978 | NO
110002672484 | 2020 | EL CENTRO GENERATING STATION | 485 E VILLA AVE | EL CENTRO | CA | 92243 | 32.8022 | -115.54 | #N/A | 110002672484 | Unknown | 921 | Fish Hatcheries and Preserves (finfish hatcheries) | #N/A | #N/A | #N/A | 250 | 0.92065 | 0.0036826 | 0.04384 | 0 | N/A - Period DMR Data Not Available | N/A | N/A | CA7000004 | CENTRAL MAIN DRAIN NO. 5, CENTRAL MAIN DRAIN NO.5 | 18100204011431 | #N/A | #N/A | #N/A | 2015 | 110002672484 | 110002672484 |  |  |  | 2023 | 18100204011431 | CENTRAL MAIN DRAIN NO. 5, CENTRAL MAIN DRAIN NO.5 | 2.52 | NA | 0.034167 | NPDES | 0.034167 | 0.052864 | NA | NA | NA | NA | [12 empty] | NA | NA | NA | NA | NA | NA | NA | NA | Flow Lookup Failed | NA | Flow Lookup Failed | NA | Flow Lookup Failed | NA | NA | NA | NA | NA | NA | NA | NA | NA | NA | NA | NA | bar: QE_01 to QE_12
110002912750 | 2020 | SOUTH BAY INTERNATIONAL WWTP | 2995 CLEARWATER WAY | SAN DIEGO | CA | 92154-4444 | 32.5447 | -117.0681 | #N/A | 110002912750 | POTW | 4952 | Sewerage Systems | #N/A | #N/A | #N/A | 365 | 4.5556 | 0.012481 | 0.21693 | 0 | N/A - Period DMR Data Not Available | N/A | N/A | CA0108928 | PACIFIC OCEAN | 18070304005658 | #N/A | X | NON-POTW | 2015 | 110002912750 | 110002912750 |  |  |  | 2023 | 18070304005658 | PACIFIC OCEAN | 25 | 25 | 24.4167 | NPDES | 25 | 38.6808 | 20324641 | NA | -9 | 0 | 0.002 | 0.001 | 0 | 0 | 0 | 0 | 0 | 0 | 0 | 0 | 0 | 0.002 | NA | NA | NA | NA | NA | NA | NA | NA | Coastal | NA | Coastal | NA | Coastal | NA | NA | NA | NA | NA | NA | NA | NA | NA | NA | NA | NA
110003250277 | 2019 | AUBURN WWTP | 334 E MAIN ST | AUBURN | KY | 42206 | 36.8644 | -86.7059 | #N/A | 110003250277 | POTW | 4952 | Sewerage Systems | #N/A | #N/A | #N/A | 365 | 0.22104 | 0.0006056 | 0.010526 | 0 | N/A - Period DMR Data Not Available | N/A | N/A | KY0021202 | BLACK LICK CREEK, BLACKLICK CRK | 5110002001791 | #N/A | X | POTW | 2015 | 110003250277 | 110003250277 |  |  |  | 2023 | 05110002001791 | BLACK LICK CREEK, BLACKLICK CRK | 0.35 | 0.15 | 0.10442 | NPDES | 0.15 | 0.23208 | 4035490 | Black Lick Creek | 2 | 32.232 | 93.173 | 151.222 | 82.016 | 44.465 | 35.404 | 21.046 | 12.571 | 8.366 | 8.956 | 8.467 | 20.063 | 52.892 | QE_08 | 8.366 | 20.4548 | 12.1207 | 78.8068 | 36.5157 | 0.56744 | 20.4548 | 30Q5 Flow | 36.5157 | HM Flow | 12.1207 | 7Q10 Flow | 0.049964 | 0.029607 | 0.016585 | 0.86842 | 0.51459 | 0.28826 | NO | NO | NO | NO | 0.0018092 | NO
110003251427 | 2019 | FLEMINGSBURG STP | KY 32 | FLEMINGSBURG | KY | 41041 | 38.4215 | -83.7344 | #N/A | 110003251427 | POTW | 4952 | Sewerage Systems | #N/A | #N/A | #N/A | 365 | 0.47524 | 0.001302 | 0.022631 | 0 | N/A - Period DMR Data Not Available | N/A | N/A | KY0021229 | TOWN BR, TOWN BRANCH | 5100101000962 | #N/A | X | POTW | 2015 | 110003251427 | 110003251427 |  |  |  | 2023 | 05100101000962 | TOWN BR, TOWN BRANCH | 1.13 | 0.467 | 0.34967 | NPDES | 0.467 | 0.72256 | 2088993 | Town Branch | 2 | 8.309 | 26.48 | 50.192 | 22.03 | 11.881 | 9.799 | 6.016 | 4.009 | 2.743 | 2.483 | 2.756 | 5.215 | 12.856 | QE_09 | 2.483 | 6.0709 | 3.4468 | 20.3154 | 9.6062 | 1.7666 | 6.0709 | 30Q5 Flow | 9.6062 | HM Flow | 3.4468 | 7Q10 Flow | 0.37775 | 0.21447 | 0.13554 | 6.5657 | 3.7277 | 2.3558 | NO | NO | NO | NO | 0.013679 | NO
110003266849 | 2016 | HONEYWELL INTERNATIONAL, BATON ROUGE | LUPINE AND ONTARIO STREETS | BATON ROUGE | LA | 70805 | 30.4744 | -91.1831 | 70805LLDSGCORNE | 110003266849 | Processing into formulation, mixture, or reaction product | 2869 | Industrial Organic Chemicals, NEC (aliphatics) | #N/A | #N/A | #N/A | 350 | 11.3415 | 0.032404 | 0.54007 | 0 | N/A - Period DMR Data Not Available | N/A | N/A | LA0000329 | MISSISSIPPI RIVER | 8070100000180 | #N/A | X | NON-POTW | 2015 | 110003266849 | 110003266849 |  |  |  | 2023 | 08070100000180 | MISSISSIPPI RIVER | NA | 8.08 | 0.37569 | NPDES | 8.08 | 12.5016 | 19088319 | Mississippi River | 10 | 539413.154 | 653345.665 | 681969.699 | 811880.07 | 865126.323 | 704657.023 | 532475.069 | 486972.531 | 376090.163 | 297157.357 | 283355.666 | 371501.488 | 626069.302 | QE_10 | 283355.666 | 692801.1394 | 592640.0884 | 1318858.5672 | 1408418.8076 | 30.5663 | 692801.1394 | 30Q5 Flow | 1408418.8076 | HM Flow | 592640.0884 | 7Q10 Flow | 5.4678e-05 | 4.6773e-05 | 2.3008e-05 | 0.0009113 | 0.00077955 | 0.00038346 | NO | NO | NO | NO | 1.8985e-06 | NO
110003363351 | 2024 | INO THERAPEUTICS | 1060 ALLENDALE DRIVE | PORT ALLEN | LA | 70767 | 30.4436 | -91.2209 | #N/A | 110003363351 | Unknown | 2834 | Pharmaceutical Preparations | #N/A | #N/A | #N/A | 250 | 0.0021858 | 8.7434e-06 | 0.00010409 | 0 | N/A - Period DMR Data Not Available | N/A | N/A | LA0122114 | #N/A | 8070300000427 | #N/A | Yes | NON-POTW | 2021 | 110003363351 | 110003363351 |  |  |  | 2023 | 08070300000427 |  | NA | 0.004393 | 0.00025667 | NPDES | 0.004393 | 0.006797 | NA | NA | NA | NA | [12 empty] | NA | NA | NA | NA | NA | NA | NA | NA | Flow Lookup Failed | NA | Flow Lookup Failed | NA | Flow Lookup Failed | NA | NA | NA | NA | NA | NA | NA | NA | NA | NA | NA | NA | bar: QE_01 to QE_12
110003499857 | 2023 | TEXTRON INC. - FORMER GORHAM SILVER COMPANY | 340 SOUTH MAIN STREET | MANSFIELD | MA | 02048 | 42.013 | -71.2131 | #N/A | 110003499857 | Unknown | 4959 | Sanitary Services, NEC (vacuuming of runways) | #N/A | #N/A | #N/A | 250 | 0.087994 | 0.00035198 | 0.0041902 | 0 | N/A - Period DMR Data Not Available | N/A | N/A | MAG912092 | RUMFORD RIVER | #N/A | Yes | Yes | NON-POTW | 2021 | 110003499857 | NA | NA | NA | NA | NA | NA | NA | NA | NA | NA | NA | NA | NA | NA | NA | NA | NA | [12 empty] | NA | NA | NA | NA | NA | NA | NA | NA | Permit Lookup Failed | NA | NA | NA | Permit Lookup Failed | NA | NA | NA | NA | NA | NA | NA | NA | NA | NA | NA | NA | bar: QE_01 to QE_12
110004018731 | 2015 | TRUETZSCHLER REMEDIATION SITE | 12300 MOORES CHAPEL RD | CHARLOTTE | NC | 28214 | 35.2597 | -81.0001 | #N/A | 110004018731 | Remediation | 3552 | Textile Machinery | #N/A | #N/A | #N/A | 250 | 0.00201 | 8.0401e-06 | 9.5715e-05 | 0 | N/A - Period DMR Data Not Available | N/A | N/A | NC0085928 | CATAWBA RIVER (LAKE WYLIE BELOW ELEVATION 570) | 3050101002046 | #N/A | #N/A | #N/A | 2015 | 110004018731 | 110004018731 |  |  |  | 2023 | 03050101002046 | CATAWBA RIVER (LAKE WYLIE BELOW ELEVATION 570) | 0.05 | NA | 0 | NPDES | 0 | 0 | 9756872 | Catawba River | 6 | 2768.312 | 3785.968 | 4100.962 | 4714.816 | 3910.106 | 2854.955 | 2471.025 | 1707.202 | 2127.064 | 1352.657 | 1182.136 | 1388.345 | 2356.477 | QE_10 | 1182.136 | 2890.3081 | 2038.7425 | 6768.489 | 5080.2844 | 0 | 2890.3081 | 30Q5 Flow | 5080.2844 | HM Flow | 2038.7425 | 7Q10 Flow | 3.9436e-06 | 2.7817e-06 | 1.5826e-06 | 4.6948e-05 | 3.3116e-05 | 1.884e-05 | NO | NO | NO | NO | 9.7809e-08 | NO
110004087880 | 2024 | BEEDE ELECTRICAL INSTRUMENT CO INC | 88 VILLAGE STREET | CONCORD | NH | 03303-1959 | 43.2707 | -71.5904 | #N/A | 110004087880 | Unknown | 4959 | Sanitary Services, NEC (vacuuming of runways) | #N/A | #N/A | #N/A | 250 | 0.034048 | 0.00013619 | 0.0016213 | 0 | N/A - Period DMR Data Not Available | N/A | N/A | NHG910105 | HOYT BROOK (SOMETIMES SHOWN AS HOYL BROOK) | #N/A | #N/A | Yes | NON-POTW | 2021 | 110004087880 | NA | NA | NA | NA | NA | NA | NA | NA | NA | NA | NA | NA | NA | NA | NA | NA | NA | [12 empty] | NA | NA | NA | NA | NA | NA | NA | NA | Permit Lookup Failed | NA | NA | NA | Permit Lookup Failed | NA | NA | NA | NA | NA | NA | NA | NA | NA | NA | NA | NA | bar: QE_01 to QE_12
110004143524 | 2023 | YOUNGS CLEANERS | 575 ANDERSON AVE | CLIFFSIDE PARK | NJ | 07010 | 40.8239 | -73.989 | #N/A | 110004143524 | Unknown | 5812 | Eating Places (dinner theaters) | #N/A | #N/A | #N/A | 250 | 0.0010862 | 4.3448e-06 | 5.1724e-05 | 0 | N/A - Period DMR Data Not Available | N/A | N/A | NJG317063 | HUDSON RIVER | #N/A | #N/A | #N/A | NON-POTW | 2021 | 110004143524 | NA | NA | NA | NA | NA | NA | NA | NA | NA | NA | NA | NA | NA | NA | NA | NA | NA | [12 empty] | NA | NA | NA | NA | NA | NA | NA | NA | Permit Lookup Failed | NA | NA | NA | Permit Lookup Failed | NA | NA | NA | NA | NA | NA | NA | NA | NA | NA | NA | NA | bar: QE_01 to QE_12
110004300596 | 2023 | GOLDEN NUGGET HOTEL AND CASINO | 129 EAST FREMONT STREET | LAS VEGAS | NV | 89101-5677 | 36.1708 | -115.1443 | #N/A | 110004300596 | Unknown | 7011 | Hotels and Motels (hotels, except casino hotels, and motels) | #N/A | #N/A | #N/A | 250 | 0.0022899 | 9.1595e-06 | 0.00010904 | 0 | N/A - Period DMR Data Not Available | N/A | N/A | NV0022993 | LAS VEGAS WASH VIA CITY OF LAS VEGAS STORMDRAIN SY | #N/A | #N/A | Yes | NON-POTW | 2021 | 110004300596 | NA | NA | NA | NA | NA | NA | NA | NA | NA | NA | NA | NA | NA | NA | NA | NA | NA | [12 empty] | NA | NA | NA | NA | NA | NA | NA | NA | Permit Lookup Failed | NA | NA | NA | Permit Lookup Failed | NA | NA | NA | NA | NA | NA | NA | NA | NA | NA | NA | NA | bar: QE_01 to QE_12
110004306938 | 2024 | VENETIAN HOTEL AND CASINO | 3355 LAS VEGAS BOULEVARD SOUTH | LAS VEGAS | NV | 89109 | 36.1221 | -115.1714 | #N/A | 110004306938 | Remediation | 7011 | Hotels and Motels (hotels, except casino hotels, and motels) | #N/A | #N/A | #N/A | 250 | 0.67921 | 0.0027168 | 0.032343 | 0 | N/A - Period DMR Data Not Available | N/A | N/A | NV0022888 | LAS VEGAS WASH VIA CLARK COUNTY STORM DRAIN SYSTEM | 15010015000432 | #N/A | Yes | NON-POTW | 2021 | 110004306938 | 110004306938 |  |  |  | 2023 | 15010015000432 | LAS VEGAS WASH VIA CLARK COUNTY STORM DRAIN SYSTEM | 0.864 | 0.864 | 0.056359 | NPDES | 0.864 | 1.3368 | 22069994 | Flamingo Wash | 3 | 2.141 | 13.016 | 10.823 | 5.581 | 1.049 | 0.864 | 0 | 0.726 | 1.979 | 1.466 | 1.261 | 3.142 | 18.234 | QE_06 | 0.726 | 1.7751 | 0.96511 | 5.2347 | 2.5051 | 3.2685 | 3.2685 | Plant Flow | 3.2685 | Plant Flow | 3.2685 | Plant Flow | 0.83122 | 0.83122 | 0.83122 | 9.8955 | 9.8955 | 9.8955 | NO | NO | NO | NO | 0.020616 | NO
110005219913 | 2023 | LINDSAY CADILLAC | 1525 KENWOOD AVE | ALEXANDRIA | VA | 22302 | 38.8292 | -77.0846 | #N/A | 110005219913 | Unknown | 1794 | Excavation Work | #N/A | #N/A | #N/A | 250 | 0.0032356 | 1.2943e-05 | 0.00015408 | 0 | N/A - Period DMR Data Not Available | N/A | N/A | VAG830603 | CAMERON RUN | #N/A | #N/A | Yes | NON-POTW | 2021 | 110005219913 | NA | NA | NA | NA | NA | NA | NA | NA | NA | NA | NA | NA | NA | NA | NA | NA | NA | [12 empty] | NA | NA | NA | NA | NA | NA | NA | NA | Permit Lookup Failed | NA | NA | NA | Permit Lookup Failed | NA | NA | NA | NA | NA | NA | NA | NA | NA | NA | NA | NA | bar: QE_01 to QE_12
110005726802 | 2020 | SAND ISLAND WWTP | 1350 SAND ISLAND PARKWAY | HONOLULU | HI | 96819-4319 | 21.3045 | -157.8821 | #N/A | 110005726802 | POTW | 4952 | Sewerage Systems | #N/A | #N/A | #N/A | 365 | 10.6305 | 0.029125 | 0.50621 | 0 | N/A - Period DMR Data Not Available | N/A | N/A | HI0020117 | PACIFIC OCEAN | 20060000003277 | #N/A | X | POTW | 2015 | 110005726802 | 110005726802 |  |  |  | 2023 | 20060000003277 | PACIFIC OCEAN | 77.5 | 59.71 | 58.25 | NPDES | 59.71 | 92.3851 | NA | NA | NA | NA | [12 empty] | NA | NA | NA | NA | NA | NA | NA | NA | Flow Lookup Failed | NA | Flow Lookup Failed | NA | Flow Lookup Failed | NA | NA | NA | NA | NA | NA | NA | NA | NA | NA | NA | NA | bar: QE_01 to QE_12
110005791107 | 2015 | UNIVAR USA WESTPARK SHOPPING CENTER | 536 N BENJAMIN LN | BOISE | ID | 83704 | 43.6097 | -116.2882 | #N/A | 110005791107 | Unknown | #N/A | #N/A | #N/A | #N/A | #N/A | 250 | 0.14454 | 0.00057815 | 0.0068828 | 0 | N/A - Period DMR Data Not Available | N/A | N/A | IDG911002 | FITCH LATERAL | 17050114001337 | #N/A | X | NON-POTW | 2015 | 110005791107 | 110005791107 |  |  |  | 2023 | 17050114001337 | FITCH LATERAL | NA | NA | NA | NPDES | NA | NA | NA | NA | NA | NA | [12 empty] | NA | NA | NA | NA | NA | NA | NA | NA | Flow Lookup Failed | NA | Flow Lookup Failed | NA | Flow Lookup Failed | NA | NA | NA | NA | NA | NA | NA | NA | NA | NA | NA | NA | bar: QE_01 to QE_12
110005972965 | 2019 | BROWNING-FERRIS INDUSTRIES OF CA INC | 12310 SAN MATEO ROAD | HALF MOON BAY | CA | 94019-7112 | 37.4992 | -122.411 | #N/A | 110005972965 | Waste Handling, Disposal and Treatment (Landfill) | 4953 | Refuse Systems (hazardous waste treatment and disposal) | #N/A | #N/A | #N/A | 250 | 0.00024279 | 9.7116e-07 | 1.1561e-05 | 0 | N/A - Period DMR Data Not Available | N/A | N/A | CA0029947 | CORINDA LOS TRANCOS CREEK | 18050006000165 | #N/A | X | NON-POTW | 2015 | 110005972965 | 110005972965 |  |  |  | 2023 | 18050006000165 | CORINDA LOS TRANCOS CREEK | 0.1152 | NA | 0 | NPDES | 0 | 0 | 17687805 | Corinda Los Trancos Creek | 1 | 0.17 | 1.025 | 0.827 | 0.466 | 0.198 | 0.06 | 0.05 | 0.033 | 0.01 | 0.017 | 0.015 | 0.071 | 0.37 | QE_08 | 0.01 | 0.02445 | 0.011432 | 0.41565 | 0.06532 | 0 | 0.02445 | 30Q5 Flow | 0.06532 | HM Flow | 0.011432 | 7Q10 Flow | 0.084948 | 0.039721 | 0.014868 | 1.0113 | 0.47286 | 0.177 | NO | NO | NO | NO | 0.0021069 | NO
110006040989 | 2024 | VERONA PUMPING STATION | 250 BRIGDEN DRIVE | BATTLE CREEK | MI | 49014-6612 | 42.3388 | -85.144 | #N/A | 110006040989 | Unknown | 9999 | Nonclassifiable Establishments | #N/A | #N/A | #N/A | 250 | 0.95509 | 0.0038204 | 0.04548 | 0 | N/A - Period DMR Data Not Available | N/A | N/A | MI0042994 | BATTLE CREEK RIVER | 4050003000125 | #N/A | Yes | NON-POTW | 2021 | 110006040989 | 110006040989 |  |  |  | 2023 | 04050003000125 | BATTLE CREEK RIVER | NA | NA | 4.0192 | NPDES | 4.0192 | 6.2186 | 3473341 | Battle Creek | 4 | 232.161 | 244.344 | 278.332 | 460.746 | 434.021 | 265.393 | 182.304 | 115.395 | 102.582 | 116.722 | 151.967 | 200.174 | 238.16 | QE_08 | 102.582 | 250.8117 | 162.3297 | 567.6308 | 389.1439 | 15.2043 | 250.8117 | 30Q5 Flow | 389.1439 | HM Flow | 162.3297 | 7Q10 Flow | 0.023535 | 0.015232 | 0.0098173 | 0.28017 | 0.18133 | 0.11687 | NO | NO | NO | NO | 0.00058369 | NO
110006367136 | 2021 | PADUCAH/MCCRACKEN COUNTY JSA - REIDLAND | 621 NORTHVIEW ST | REIDLAND | KY | 42001 | 37.022 | -88.5128 | #N/A | 110006367136 | POTW | 4952 | Sewerage Systems | #N/A | #N/A | #N/A | 365 | 1.9859 | 0.0054409 | 0.094569 | 0 | N/A - Period DMR Data Not Available | N/A | N/A | KY0025810 | TENNESSEE RIVER | 6040006000343 | #N/A | Yes | POTW | 2021 | 110006367136 | 110006367136 |  |  |  | 2023 | 06040006000343 | TENNESSEE RIVER | 1 | 0.56 | 0.47425 | NPDES | 0.56 | 0.86645 | 1861592 | Garrison Creek | 2 | 3.318 | 6.191 | 7.265 | 6.977 | 5.824 | 3.78 | 1.889 | 1.32 | 1.105 | 1.406 | 2.299 | 1.295 | 4.16 | QE_08 | 1.105 | 2.7017 | 1.4908 | 8.1125 | 3.9179 | 2.1185 | 2.7017 | 30Q5 Flow | 3.9179 | HM Flow | 2.1185 | Plant Flow | 2.5683 | 2.0139 | 1.3887 | 44.6404 | 35.0032 | 24.1373 | NO | NO | NO | NO | 0.093001 | NO
110006368206 | 2022 | AKER PHILA SHIPYARD | 2100 KITTY HAWK AVE | PHILADELPHIA | PA | 19112 | 39.8917 | -75.1691 | #N/A | 110006368206 | Unknown | 3731 | Ship Building and Repairing (except repairs in floating drydocks) | #N/A | #N/A | #N/A | 250 | 10.5959 | 0.042384 | 0.50457 | 0 | N/A - Period DMR Data Not Available | N/A | N/A | PA0057690 | DELAWARE RIVER, SCHUYLKILL RIVER | 2040203000001 | #N/A | Yes | NON-POTW | 2021 | 110006368206 | 110006368206 |  |  |  | 2023 | 02040203000001 | DELAWARE RIVER, SCHUYLKILL RIVER | 2.91 | NA | 0.9216 | NPDES | 0.9216 | 1.4259 | 4784831 | Schuylkill River | 6 | 3027.571 | 3873.211 | 3842.694 | 4997.676 | 4378.35 | 3423.802 | 2655.482 | 1868.984 | 1388.928 | 1686.71 | 1875.333 | 2557.686 | 3828.266 | QE_08 | 1388.928 | 3395.912 | 2409.0128 | 7402.3741 | 5811.4578 | 3.4864 | 3395.912 | 30Q5 Flow | 5811.4578 | HM Flow | 2409.0128 | 7Q10 Flow | 0.017594 | 0.012481 | 0.0072931 | 0.20945 | 0.14858 | 0.086823 | NO | NO | NO | NO | 0.00043635 | NO
110006522735 | 2018 | SANOFI PASTEUR/SWIFTWATER FAC | DISCOVERY DR | SWIFTWATER | PA | 18370 | 41.0947 | -75.3263 | 18370CNNGHRT611 | 110006522735 | Unknown | 2834 | Pharmaceutical Preparations | #N/A | #N/A | #N/A | 250 | 0.082766 | 0.00033107 | 0.0039413 | 0 | N/A - Period DMR Data Not Available | N/A | N/A | PA0060071 | SWIFTWATER CREEK | 02040104000718 | #N/A | X | NON-POTW | 2015 | 110006522735 | 110006522735 |  |  |  | 2023 | 02040104000718 | SWIFTWATER CREEK | 0.55 | NA | 0.13786 | NPDES | 0.13786 | 0.21331 | 4153154 | Swiftwater Creek | 2 | 23.864 | 20.997 | 25.343 | 51.27 | 49.203 | 48.881 | 34.854 | 17.593 | 15.209 | 29.946 | 41.693 | 32.392 | 21.562 | QE_08 | 15.209 | 37.1858 | 22.5034 | 58.3472 | 44.5724 | 0.52153 | 37.1858 | 30Q5 Flow | 44.5724 | HM Flow | 22.5034 | 7Q10 Flow | 0.014712 | 0.008903 | 0.0074276 | 0.17514 | 0.10599 | 0.088424 | NO | NO | NO | NO | 0.00036488 | NO
110006522735 | 2019 | SANOFI PASTEUR/SWIFTWATER FAC | DISCOVERY DR | SWIFTWATER | PA | 18370 | 41.0947 | -75.3263 | 18370CNNGHRT611 | 110006522735 | Unknown | 2834 | Pharmaceutical Preparations | #N/A | #N/A | #N/A | 250 | 0.082766 | 0.00033107 | 0.0039413 | 0 | N/A - Period DMR Data Not Available | N/A | N/A | PA0060071 | SWIFTWATER CREEK | 2040104000718 | #N/A | X | NON-POTW | 2015 | 110006522735 | 110006522735 |  |  |  | 2023 | 02040104000718 | SWIFTWATER CREEK | 0.55 | NA | 0.13786 | NPDES | 0.13786 | 0.21331 | 4153154 | Swiftwater Creek | 2 | 23.864 | 20.997 | 25.343 | 51.27 | 49.203 | 48.881 | 34.854 | 17.593 | 15.209 | 29.946 | 41.693 | 32.392 | 21.562 | QE_08 | 15.209 | 37.1858 | 22.5034 | 58.3472 | 44.5724 | 0.52153 | 37.1858 | 30Q5 Flow | 44.5724 | HM Flow | 22.5034 | 7Q10 Flow | 0.014712 | 0.008903 | 0.0074276 | 0.17514 | 0.10599 | 0.088424 | NO | NO | NO | NO | 0.00036488 | NO
110006620095 | 2022 | DELRAN SEWERAGE AUTHORITY | 33 RIVER DR | DELRAN | NJ | 8075 | 40.0389 | -74.9756 | #N/A | 110006620095 | POTW | 4952 | Sewerage Systems | #N/A | #N/A | #N/A | 365 | 0.17971 | 0.00049236 | 0.0085576 | 0 | N/A - Period DMR Data Not Available | N/A | N/A | NJ0023507 | RANCOCAS CREEK | 2040202001995 | #N/A | Yes | POTW | 2021 | 110006620095 | 110006620095 |  |  |  | 2023 | 02040202001995 | RANCOCAS CREEK | 2.5 | 2.1 | 2.095 | NPDES | 2.1 | 3.2492 | 4499344 | Rancocas Creek | 5 | 496.372 | 880.071 | 804.832 | 995.177 | 729.259 | 436.038 | 289.725 | 195.246 | 206.543 | 182.096 | 174.356 | 330.216 | 694.366 | QE_10 | 174.356 | 426.2983 | 281.1076 | 1213.6235 | 754.8258 | 7.9442 | 426.2983 | 30Q5 Flow | 754.8258 | HM Flow | 281.1076 | 7Q10 Flow | 0.0017515 | 0.001155 | 0.00065228 | 0.030442 | 0.020074 | 0.011337 | NO | NO | NO | NO | 6.3422e-05 | NO
110006644765 | 2018 | BARBOURVILLE STP | 614 MARSH RD | BARBOURVILLE | KY | 40906 | 36.8483 | -83.905 | #N/A | 110006644765 | POTW | 4952 | Sewerage Systems | #N/A | #N/A | #N/A | 365 | 8.8418 | 0.024224 | 0.42104 | 0 | N/A - Period DMR Data Not Available | N/A | N/A | KY0024082 | CUMBERLAND RIVER | 5130101000215 | #N/A | #N/A | #N/A | 2015 | 110006644765 | 110006644765 |  |  |  | 2023 | 05130101000215 | CUMBERLAND RIVER | 1.5 | 0.962 | 0.81682 | NPDES | 0.962 | 1.4884 | 10188648 | Cumberland River | 5 | 1899.22 | 3167.515 | 3449.61 | 3706.968 | 2650.01 | 2388.585 | 1206.917 | 619.844 | 486.076 | 417.376 | 476.654 | 1541.691 | 2740.211 | QE_09 | 417.376 | 1020.4792 | 693.9163 | 4643.5697 | 2344.8761 | 3.6392 | 1020.4792 | 30Q5 Flow | 2344.8761 | HM Flow | 693.9163 | 7Q10 Flow | 0.034909 | 0.023738 | 0.010331 | 0.60675 | 0.41259 | 0.17956 | NO | NO | NO | NO | 0.0012641 | NO
110006644872 | 2018 | PIKEVILLE WWTP | 222 POUND PUPPY DR | PIKEVILLE | KY | 41501 | 37.4919 | -82.5397 | #N/A | 110006644872 | POTW | 4952 | Sewerage Systems | #N/A | #N/A | #N/A | 365 | 8.3306 | 0.022824 | 0.3967 | 0 | N/A - Period DMR Data Not Available | N/A | N/A | KY0025291 | LEVISA FORK / BIG SANDY RIVER, LEVISA FORK OF BIG SANDY RIVER | 05070203000244 | #N/A | X | POTW | 2015 | 110006644872 | 110006644872 |  |  |  | 2023 | 05070203000244 | LEVISA FORK / BIG SANDY RIVER, LEVISA FORK OF THE BIG SANDY RIVER | 4 | 1.889 | 1.7693 | NPDES | 1.889 | 2.9227 | 887089 | Levisa Fork | 6 | 1586.354 | 2377.069 | 2797.697 | 3156.143 | 2376.045 | 2062.999 | 1087.861 | 617.839 | 512.799 | 476.148 | 860.519 | 1170.588 | 1586.617 | QE_09 | 476.148 | 1164.176 | 795.3083 | 3878.6161 | 2321.866 | 7.146 | 1164.176 | 30Q5 Flow | 2321.866 | HM Flow | 795.3083 | 7Q10 Flow | 0.028698 | 0.019605 | 0.0098298 | 0.49879 | 0.34075 | 0.17085 | NO | NO | NO | NO | 0.0010392 | NO
110006656083 | 2024 | CAVELAND ENVIRONMENTAL AUTH | 508 S DIXIE HWY | HORSE CAVE | KY | 42749 | 37.17 | -85.9161 | #N/A | 110006656083 | POTW | 4952 | Sewerage Systems | #N/A | #N/A | #N/A | 365 | 0.50288 | 0.0013777 | 0.023946 | 0 | N/A - Period DMR Data Not Available | N/A | N/A | KY0091561 | GREEN RIVER, OUTFALL 003 | 5110002018560 | #N/A | Yes | POTW | 2021 | 110006656083 | 110006656083 |  |  |  | 2023 | 05110002018560 | GREEN RIVER, OUTFALL 003 | 1.08 | 0.65 | 0.6005 | NPDES | 0.65 | 1.0057 | NA | NA | NA | NA | [12 empty] | NA | NA | NA | NA | NA | NA | NA | NA | Flow Lookup Failed | NA | Flow Lookup Failed | NA | Flow Lookup Failed | NA | NA | NA | NA | NA | NA | NA | NA | NA | NA | NA | NA | bar: QE_01 to QE_12
110006657554 | 2024 | SEELEY COUNTY WWTP | 1898 WEST MAIN STREET | SEELEY | CA | 92273 | 32.7958 | -115.6957 | #N/A | 110006657554 | POTW | 4952 | Sewerage Systems | #N/A | #N/A | #N/A | 365 | 0.010866 | 2.9769e-05 | 0.00051741 | 0 | N/A - Period DMR Data Not Available | N/A | N/A | CA0105023 | NEW RIVER | 18100204010975 | #N/A | Yes | POTW | 2021 | 110006657554 | 110006657554 |  |  |  | 2023 | 18100204010975 | NEW RIVER | 0.25 | 0.13 | 0.073192 | NPDES | 0.13 | 0.20114 | 22603025 | New River | 2 | 4.045 | 23.784 | 5.327 | 2.243 | 0.084 | 0 | 0 | 0.156 | 10.619 | 1.42 | 0.734 | 0.826 | 24.837 | QE_05 | 0.084 | 0.20538 | 0.1035 | 9.89 | 0.98691 | 0.49178 | 0.49178 | Plant Flow | 0.98691 | HM Flow | 0.49178 | Plant Flow | 0.060533 | 0.060533 | 0.030164 | 1.0521 | 1.0521 | 0.52428 | NO | NO | NO | NO | 0.0021919 | NO
110006700711 | 2015 | CAROUSEL CENTER | 9090 CAROUSEL CENTER | SYRACUSE | NY | 13290-9098 | 43.0681 | -76.1769 | #N/A | 110006700711 | Unknown | 5311 | Department Stores (except discount department stores and supercenters-general merchandise and groceries) | #N/A | #N/A | #N/A | 250 | 0.043167 | 0.00017267 | 0.0020556 | 0 | N/A - Period DMR Data Not Available | N/A | N/A | NY0232386 | BARGE CANAL TMNL | 4140201000441 | #N/A | X | NON-POTW | 2015 | 110006700711 | 110006700711 |  |  |  | 2023 | 04140201000441 | BARGE CANAL TMNL | NA | 0.052 | 0 | NPDES | 0.052 | 0.080456 | 21974341 | Onondaga Creek | 4 | 180.49 | 192.351 | 217.082 | 329.985 | 355.467 | 206.25 | 143.66 | 102.3 | 76.818 | 85.79 | 109.096 | 154.789 | 197.559 | QE_08 | 76.818 | 187.8191 | 120.3285 | 441.2958 | 292.8316 | 0.19671 | 187.8191 | 30Q5 Flow | 292.8316 | HM Flow | 120.3285 | 7Q10 Flow | 0.001435 | 0.00091933 | 0.00058965 | 0.017083 | 0.010944 | 0.0070196 | NO | NO | NO | NO | 3.559e-05 | NO
110006740161 | 2016 | OTTAWA CRC-SW COUNTY LF GWCU | 2485 168TH AVENUE | HOLLAND | MI | 49424 | 42.813 | -86.1974 | #N/A | 110006740161 | Unknown | 4953 | Refuse Systems (hazardous waste treatment and disposal) | #N/A | #N/A | #N/A | 250 | 0.22758 | 0.00091031 | 0.010837 | 0 | N/A - Period DMR Data Not Available | N/A | N/A | MI0044130 | WINSTROM CREEK | 4050002000163 | #N/A | X | NON-POTW | 2015 | 110006740161 | 110006740161 |  |  |  | 2023 | 04050002000163 | WINSTROM CREEK | NA | NA | 0.22658 | NPDES | 0.22658 | 0.35058 | 9017533 | NA | 1 | 3.167 | 5.047 | 6.489 | 71.765 | 8.553 | 2.875 | 2.136 | 1.223 | 1.255 | 1.827 | 2.239 | 4.869 | 5.541 | QE_07 | 1.223 | 2.9902 | 1.6559 | 7.7433 | 4.0613 | 0.85716 | 2.9902 | 30Q5 Flow | 4.0613 | HM Flow | 1.6559 | 7Q10 Flow | 0.54973 | 0.30443 | 0.22414 | 6.5444 | 3.6241 | 2.6683 | NO | NO | NO | NO | 0.013634 | NO
110006749162 | 2018 | IRVINE STP | 150 CARHARTT RD | IRVINE | KY | 40336 | 37.7008 | -83.9844 | #N/A | 110006749162 | POTW | 8711 | Engineering Services | #N/A | #N/A | #N/A | 365 | 0.69076 | 0.0018925 | 0.032893 | 0 | N/A - Period DMR Data Not Available | N/A | N/A | KY0025909 | KENTUCKY RIVER | 05100204000012 | #N/A | X | POTW | 2015 | 110006749162 | 110006749162 |  |  |  | 2023 | 05100204000012 | KENTUCKY RIVER | 2 | 0.64 | 0.59417 | NPDES | 0.64 | 0.99023 | 868142 | Kentucky River | 6 | 4675.776 | 7804.946 | 8267.66 | 9499.524 | 7450.4 | 5677.068 | 3024.474 | 1400.143 | 1133.397 | 918.994 | 1344.192 | 3140.914 | 5918.983 | QE_09 | 918.994 | 2246.9291 | 1570.9354 | 11432.2152 | 5637.3173 | 2.4211 | 2246.9291 | 30Q5 Flow | 5637.3173 | HM Flow | 1570.9354 | 7Q10 Flow | 0.0012047 | 0.00084226 | 0.00033571 | 0.020939 | 0.014639 | 0.0058349 | NO | NO | NO | NO | 4.3622e-05 | NO
110006751737 | 2018 | WILLIAMSBURG STP | 425 CEMETARY RD | WILLIAMSBURG | KY | 40769 | 36.7472 | -84.1719 | #N/A | 110006751737 | POTW | 4952 | Sewerage Systems | #N/A | #N/A | #N/A | 365 | 6.1823 | 0.016938 | 0.2944 | 0 | N/A - Period DMR Data Not Available | N/A | N/A | KY0028347 | CUMBERLAND RIVER | 05130101000083 | #N/A | X | POTW | 2015 | 110006751737 | 110006751737 |  |  |  | 2023 | 05130101000083 | CUMBERLAND RIVER | 2 | 1.15 | 0.87308 | NPDES | 1.15 | 1.7793 | 10192166 | Cumberland River | 6 | 2774.338 | 4815.514 | 4907.976 | 5625.657 | 4390.465 | 3375.417 | 1843.122 | 876.067 | 783.702 | 568.073 | 712.999 | 1903.767 | 3607.546 | QE_09 | 568.073 | 1388.9315 | 954.7644 | 6783.2225 | 3345.5643 | 4.3504 | 1388.9315 | 30Q5 Flow | 3345.5643 | HM Flow | 954.7644 | 7Q10 Flow | 0.01774 | 0.012195 | 0.0050628 | 0.30834 | 0.21196 | 0.087996 | NO | NO | NO | NO | 0.00064238 | NO
110006777210 | 2021 | KAHALA HOTEL & RESORT | 5000 KAHALA AVENUE | HONOLULU | HI | 96816 | 21.2717 | -157.774 | #N/A | 110006777210 | Unknown | #N/A | #N/A | #N/A | #N/A | #N/A | 250 | 3.372 | 0.013488 | 0.16057 | 0 | N/A - Period DMR Data Not Available | N/A | N/A | HI0021890 | MAUNALUA BAY | 20060000000144 | #N/A | #N/A | NON-POTW | 2021 | 110006777210 | 110006777210 |  |  |  | 2023 | 20060000000144 | MAUNALUA BAY | NA | NA | NA | NPDES | NA | NA | NA | NA | NA | NA | [12 empty] | NA | NA | NA | NA | NA | NA | NA | NA | Flow Lookup Failed | NA | Flow Lookup Failed | NA | Flow Lookup Failed | NA | NA | NA | NA | NA | NA | NA | NA | NA | NA | NA | NA | bar: QE_01 to QE_12
110006777247 | 2022 | ALOUN KAUAI FARMING LLC | 7550 KAUMUALII HIGHWAY | KEKAHA | HI | 96752 | 21.9949 | -159.7536 | #N/A | 110006777247 | Unknown | 913 | Shellfish | #N/A | #N/A | #N/A | 250 | 2.8667 | 0.011467 | 0.13651 | 0 | N/A - Period DMR Data Not Available | N/A | N/A | HI0021654 | PACIFIC OCEAN | 20070000000003 | #N/A | Yes | NON-POTW | 2021 | 110006777247 | 110006777247 |  |  |  | 2023 | 20070000000003 | PACIFIC OCEAN | NA | NA | 3.9725 | NPDES | 3.9725 | 6.1464 | NA | NA | NA | NA | [12 empty] | NA | NA | NA | NA | NA | NA | NA | NA | Flow Lookup Failed | NA | Flow Lookup Failed | NA | Flow Lookup Failed | NA | NA | NA | NA | NA | NA | NA | NA | NA | NA | NA | NA | bar: QE_01 to QE_12
110006783463 | 2017 | STALLION SPRINGS WWTF | 28500 STALLION SPRINGS DR | TEHACHAPI | CA | 93561 | 35.0824 | -118.6371 | #N/A | 110006783463 | POTW | 4952 | Sewerage Systems | #N/A | #N/A | #N/A | 365 | 0.012277 | 3.3635e-05 | 0.00058461 | 0 | N/A - Period DMR Data Not Available | N/A | N/A | CA0080489 | CHANAC CREEK | 18030003001307 | #N/A | X | POTW | 2015 | 110006783463 | 110006783463 |  |  |  | 2023 | 18030003001307 | CHANAC CREEK | 0.5 | 0.1 | NA | NPDES | 0.1 | 0.15472 | 948030166 | NA | 2 | 0.921 | 2.282 | 1.511 | 3.731 | 1.542 | 0.582 | 0.397 | 0.152 | 0.104 | 0.248 | 0.395 | 1.395 | 1.691 | QE_08 | 0.104 | 0.25428 | 0.12911 | 2.2518 | 0.55374 | 0.3783 | 0.3783 | Plant Flow | 0.55374 | HM Flow | 0.3783 | Plant Flow | 0.088912 | 0.088912 | 0.060742 | 1.5454 | 1.5454 | 1.0557 | NO | NO | NO | NO | 0.0032195 | NO
110006785149 | 2015 | CITY OF SHOW LOW - MAIN WWTP | 1300 N 6TH ST | SHOW LOW | AZ | 85901 | 34.2613 | -110.0348 | #N/A | 110006785149 | POTW | 4952 | Sewerage Systems | #N/A | #N/A | #N/A | 365 | 3.9719 | 0.010882 | 0.18914 | 0 | N/A - Period DMR Data Not Available | N/A | N/A | AZ0023841 | TELEPHONE LAKE | 15020005000364 | #N/A | X | POTW | 2015 | 110006785149 | 110006785149 |  |  |  | 2023 | 15020005000364 | TELEPHONE LAKE | 2.46 | NA | NA | NPDES | 2.46 | 3.8062 | 21755154 | NA | 1 | 0.119 | 1.898 | 0.609 | 0.441 | 0.173 | 0.03 | 0.013 | 0.028 | 0.142 | 0.052 | 0.161 | 0.264 | 3.668 | QE_06 | 0.013 | 0.031785 | 0.015 | 0.29095 | 0.064104 | 9.3061 | 9.3061 | Plant Flow | 9.3061 | Plant Flow | 9.3061 | Plant Flow | 1.1693 | 1.1693 | 1.1693 | 20.3241 | 20.3241 | 20.3241 | NO | NO | NO | NO | 0.042342 | NO
110006785229 | 2016 | CITY OF SOMERTON - WWTP | 110 N STATE AVE | SOMERTON | AZ | 85350 | 32.5898 | -114.7269 | #N/A | 110006785229 | POTW | 4952 | Sewerage Systems | #N/A | #N/A | #N/A | 365 | 1.3539 | 0.0037093 | 0.064471 | 0 | N/A - Period DMR Data Not Available | N/A | N/A | AZ0026603 | #N/A | 15070102000451 | #N/A | X | NON-POTW | 2015 | 110006785229 | 110006785229 |  |  |  | 2023 | 15070102000451 |  | 1.8 | NA | 0.82367 | NPDES | 0.82367 | 1.2744 | NA | NA | NA | NA | [12 empty] | NA | NA | NA | NA | NA | NA | NA | NA | Flow Lookup Failed | NA | Flow Lookup Failed | NA | Flow Lookup Failed | NA | NA | NA | NA | NA | NA | NA | NA | NA | NA | NA | NA | bar: QE_01 to QE_12
110007015871 | 2021 | NALCO PRODUCTION LLC - GARYVILLE FACILITY | 3628 HIGHWAY 44 | GARYVILLE | LA | 70051 | 30.0486 | -90.6309 | 70051NLCCHRIVER | 110007015871 | Unknown | 2869 | Industrial Organic Chemicals, NEC (aliphatics) | #N/A | #N/A | #N/A | 250 | 0.16571 | 0.00066284 | 0.007891 | 0 | N/A - Period DMR Data Not Available | N/A | N/A | LA0038890 | MISSISSIPPI RIVER | 8070204000715 | #N/A | Yes | NON-POTW | 2021 | 110007015871 | 110007015871 |  |  |  | 2023 | 08070204000715 | MISSISSIPPI RIVER | NA | 13.17 | 0.1928 | NPDES | 13.17 | 20.377 | NA | NA | NA | NA | [12 empty] | NA | NA | NA | NA | NA | NA | NA | NA | Flow Lookup Failed | NA | Flow Lookup Failed | NA | Flow Lookup Failed | NA | NA | NA | NA | NA | NA | NA | NA | NA | NA | NA | NA | bar: QE_01 to QE_12
110007681758 | 2019 | FREUDENBERG NOK GNRL PRTNRSHP | 450 PLEASANT ST | BRISTOL | NH | 03222-3012 | 43.5855 | -71.7505 | 03222FRDNBPOBOX | 110007681758 | Unknown | #N/A | #N/A | #N/A | #N/A | #N/A | 250 | 0.0061685 | 2.4674e-05 | 0.00029374 | 0 | N/A - Period DMR Data Not Available | N/A | N/A | NHG910006 | #N/A | 1070001000335 | #N/A | X | NON-POTW | 2015 | 110007681758 | 110007681758 |  |  |  | 2023 | 01070001000335 |  | NA | NA | 0.0042 | NPDES | 0.0042 | 0.0064984 | 6730801 | NA | 1 | 2.842 | 2.491 | 2.346 | 19.353 | 8.028 | 5.579 | 3.339 | 1.48 | 1.201 | 1.253 | 2.495 | 3.067 | 2.517 | QE_08 | 1.201 | 2.9364 | 1.6251 | 6.9487 | 3.8188 | 0.015888 | 2.9364 | 30Q5 Flow | 3.8188 | HM Flow | 1.6251 | 7Q10 Flow | 0.015183 | 0.0084027 | 0.0064613 | 0.18075 | 0.10003 | 0.07692 | NO | NO | NO | NO | 0.00037656 | NO
110007970142 | 2022 | CHEMOURS-CHAMBERS WORKS | RT 130 | PENNS GROVE | NJ | 8069 | 39.6983 | -75.504 | 08023DPNTCRT130,0802WCHMRS67CAN | 110007970142 | Manufacturing | 2869 | Industrial Organic Chemicals, NEC (aliphatics) | #N/A | #N/A | #N/A | 350 | 11.24 | 0.032114 | 0.53524 | 0 | N/A - Period DMR Data Not Available | N/A | N/A | NJ0005100 | DELAWARE RIVER | 2040206002333 | #N/A | #N/A | NON-POTW | 2021 | 110007970142 | 110007970142 |  |  |  | 2023 | 02040206002333 | DELAWARE RIVER | NA | 62.6 | 2.775 | NPDES | 62.6 | 96.8566 | 24903448 | NA | 4 | 4.419 | 18.727 | 36.804 | 30.075 | 7.001 | 5.41 | 4.175 | 2.686 | 2.273 | 2.966 | 3.164 | 3.543 | 7.032 | QE_08 | 2.273 | 5.5575 | 3.1455 | 10.8044 | 6.7751 | 236.8132 | 236.8132 | Plant Flow | 236.8132 | Plant Flow | 236.8132 | Plant Flow | 0.13561 | 0.13561 | 0.13561 | 2.2602 | 2.2602 | 2.2602 | NO | NO | NO | NO | 0.0047087 | NO
110008052926 | 2021 | BWC PORT ALLEN TERMINAL | 1650 ERNEST D WILSON DR. | PORT ALLEN | LA | 70767 | 30.4375 | -91.2031 | #N/A | 110008052926 | Unknown | 4226 | Special Warehousing and Storage, NEC (warehousing in foreign trade zones) | #N/A | #N/A | #N/A | 250 | 0.0086847 | 3.4739e-05 | 0.00041356 | 0 | N/A - Period DMR Data Not Available | N/A | N/A | LA0080888 | INTRACOASTAL WATERWAY | 8070300001451 | #N/A | #N/A | NON-POTW | 2021 | 110008052926 | 110008052926 |  |  |  | 2023 | 08070300001451 | INTRACOASTAL WATERWAY | NA | 0.5 | 0 | NPDES | 0.5 | 0.77362 | 18717102 | NA | 1 | 1.36 | 2.118 | 2.208 | 1.832 | 2.02 | 1.193 | 0.685 | 0.229 | 0.237 | 0.353 | 1.903 | 5.628 | 1.937 | QE_07 | 0.229 | 0.5599 | 0.29231 | 3.3252 | 1.0453 | 1.8915 | 1.8915 | Plant Flow | 1.8915 | Plant Flow | 1.8915 | Plant Flow | 0.018366 | 0.018366 | 0.018366 | 0.21864 | 0.21864 | 0.21864 | NO | NO | NO | NO | 0.0004555 | NO
110008458597 | 2016 | STYROLUTION AMERICA LLC | 25846 S FRONTAGE ROAD | CHANNAHON | IL | 60410-5222 | 41.4125 | -88.1973 | 60410MBLCHI55AR | 110008458597 | Processing as a Reactant | 2821 | Plastics Materials, Synthetic and Resins, and Nonvulcanizable Elastomers | #N/A | #N/A | #N/A | 350 | 0.33107 | 0.0009459 | 0.015765 | 0 | N/A - Period DMR Data Not Available | N/A | N/A | IL0001619 | DES PLAINES RIVER | 7120004000957 | #N/A | #N/A | #N/A | 2015 | 110008458597 | 110008458597 |  |  |  | 2023 | 07120004000957 | DES PLAINES RIVER | NA | 0.122 | 0.070917 | NPDES | 0.122 | 0.18876 | 14788127 | Des Plaines River | 5 | 4370.626 | 3770.743 | 4005.427 | 3595.472 | 4959.143 | 4830.566 | 5043.995 | 5000.508 | 5127.759 | 4681.041 | 3694.357 | 3448.912 | 3613.276 | QE_11 | 3448.912 | 8432.5477 | 6176.5444 | 10686.1271 | 11625.75 | 0.46152 | 8432.5477 | 30Q5 Flow | 11625.75 | HM Flow | 6176.5444 | 7Q10 Flow | 0.00015314 | 0.00011217 | 8.1363e-05 | 0.0025524 | 0.0018695 | 0.001356 | NO | NO | NO | NO | 5.3175e-06 | NO
110008458597 | 2017 | STYROLUTION AMERICA LLC | 25846 S FRONTAGE ROAD | CHANNAHON | IL | 60410-5222 | 41.4125 | -88.1973 | 60410MBLCHI55AR | 110008458597 | Processing as a Reactant | 2821 | Plastics Materials, Synthetic and Resins, and Nonvulcanizable Elastomers | #N/A | #N/A | #N/A | 350 | 0.33107 | 0.0009459 | 0.015765 | 0 | N/A - Period DMR Data Not Available | N/A | N/A | IL0001619 | DES PLAINES RIVER | 7120004000957 | #N/A | #N/A | #N/A | 2015 | 110008458597 | 110008458597 |  |  |  | 2023 | 07120004000957 | DES PLAINES RIVER | NA | 0.122 | 0.070917 | NPDES | 0.122 | 0.18876 | 14788127 | Des Plaines River | 5 | 4370.626 | 3770.743 | 4005.427 | 3595.472 | 4959.143 | 4830.566 | 5043.995 | 5000.508 | 5127.759 | 4681.041 | 3694.357 | 3448.912 | 3613.276 | QE_11 | 3448.912 | 8432.5477 | 6176.5444 | 10686.1271 | 11625.75 | 0.46152 | 8432.5477 | 30Q5 Flow | 11625.75 | HM Flow | 6176.5444 | 7Q10 Flow | 0.00015314 | 0.00011217 | 8.1363e-05 | 0.0025524 | 0.0018695 | 0.001356 | NO | NO | NO | NO | 5.3175e-06 | NO
110008476327 | 2017 | SASOL CHEM USA LLC/OIL CITY | 292 STATE ROUTE 8 | OIL CITY | PA | 16301-5626 | 41.4528 | -79.6903 | 16301NVLLSROUTE | 110008476327 | Unknown | 2865 | Cyclic Organic Crudes and Intermediates, and Organic Dyes and Pigments (aromatics) | #N/A | #N/A | #N/A | 250 | 0.18209 | 0.00072834 | 0.0086708 | 0 | N/A - Period DMR Data Not Available | N/A | N/A | PA0103381 | OIL CREEK, UNNAMED STREAM | 5010003001287 | #N/A | X | NON-POTW | 2015 | 110008476327 | 110008476327 |  |  |  | 2023 | 05010003001287 | OIL CREEK, UNNAMED STREAM | 0.057 | NA | 0.0205 | NPDES | 0.0205 | 0.031719 | 10222140 | Oil Creek | 4 | 594.255 | 649.639 | 766.114 | 1078.585 | 928.435 | 604.234 | 480.843 | 285.558 | 225.644 | 312.869 | 343.566 | 645.664 | 799.661 | QE_08 | 225.644 | 551.6968 | 367.1143 | 1452.9462 | 952.3833 | 0.077552 | 551.6968 | 30Q5 Flow | 952.3833 | HM Flow | 367.1143 | 7Q10 Flow | 0.001984 | 0.0013202 | 0.00076476 | 0.023619 | 0.015717 | 0.0091043 | NO | NO | NO | NO | 4.9206e-05 | NO
110008479397 | 2018 | SYSCO EASTERN MARYLAND, LLC. | 33239 COSTEN ROAD | POCOMOKE | MD | 21851-3909 | 38.0829 | -75.603 | #N/A | 110008479397 | Unknown | 5149 | Groceries and Related Products, NEC (processed bottled water manufacturing) | #N/A | #N/A | #N/A | 250 | 0.0058821 | 2.3528e-05 | 0.0002801 | 0 | N/A - Period DMR Data Not Available | N/A | N/A | MD0069744 | LOWER POCOMOKE RIVER | 02080111014856 | #N/A | X | NON-POTW | 2015 | 110008479397 | 110008479397 |  |  |  | 2023 | 02080111014856 | LOWER POCOMOKE RIVER | NA | NA | 0.0003785 | NPDES | 0.0003785 | 0.00058563 | 8401857 | Puncheon Landing Branch | 1 | 2.411 | 11.94 | 26.128 | 21.242 | 3.814 | 2.545 | 2.112 | 1.546 | 1.492 | 1.795 | 2.205 | 0.68 | 3.47 | QE_11 | 0.68 | 1.6626 | 0.90188 | 5.8949 | 2.5526 | 0.0014318 | 1.6626 | 30Q5 Flow | 2.5526 | HM Flow | 0.90188 | 7Q10 Flow | 0.026088 | 0.014152 | 0.0092176 | 0.31057 | 0.16847 | 0.10973 | NO | NO | NO | NO | 0.00064703 | NO
110008995490 | 2024 | MARYLAND VILLAS APARTMENT COMPLEX | 701 NORTH 13TH STREET, NE CORNER OF MARYLAND PARKW | LAS VEGAS | NV | 89101 | 36.1766 | -115.1289 | #N/A | 110008995490 | Unknown | 6513 | Operators of Apartment Buildings | #N/A | #N/A | #N/A | 250 | 0.59347 | 0.0023739 | 0.02826 | 0 | N/A - Period DMR Data Not Available | N/A | N/A | NV0023043 | LAS VEGAS WASH VIA CLARK COUNTY STORM DRAIN SYSTEM | 15010015000125 | #N/A | Yes | NON-POTW | 2021 | 110008995490 | 110008995490 |  |  |  | 2023 | 15010015000125 | LAS VEGAS WASH VIA CLARK COUNTY STORM DRAIN SYSTEM | 0.4 | 0.4 | 0.0080967 | NPDES | 0.4 | 0.61889 | NA | NA | NA | NA | [12 empty] | NA | NA | NA | NA | NA | NA | NA | NA | Flow Lookup Failed | NA | Flow Lookup Failed | NA | Flow Lookup Failed | NA | NA | NA | NA | NA | NA | NA | NA | NA | NA | NA | NA | bar: QE_01 to QE_12
110009001828 | 2016 | CLARK COUNTY REGIONAL JUSTICE CENTER | 200 LEWIS AVENUE | LAS VEGAS | NV | 89155 | 36.167 | -115.1458 | #N/A | 110009001828 | Unknown | 9211 | Courts | #N/A | #N/A | #N/A | 250 | 0.028206 | 0.00011282 | 0.0013431 | 0 | N/A - Period DMR Data Not Available | N/A | N/A | NV0023159 | LAS VEGAS WASH VIA STORM DRAIN SYSTEM | 15010015000125 | #N/A | X | NON-POTW | 2015 | 110009001828 | 110009001828 |  |  |  | 2023 | 15010015000125 | LAS VEGAS WASH VIA STORM DRAIN SYSTEM | 0.0495 | 0.01 | 0.0034858 | NPDES | 0.01 | 0.015472 | NA | NA | NA | NA | [12 empty] | NA | NA | NA | NA | NA | NA | NA | NA | Flow Lookup Failed | NA | Flow Lookup Failed | NA | Flow Lookup Failed | NA | NA | NA | NA | NA | NA | NA | NA | NA | NA | NA | NA | bar: QE_01 to QE_12
110009066278 | 2016 | CITY OF PHOENIX - RIO SALADO HABITAT RESTORATION | 19TH AVE AND I10 HIGHWAY | PHOENIX | AZ | 85003-1611 | 33.4483 | -112.0771 | #N/A | 110009066278 | Remediation | 4941 | Water Supply | #N/A | #N/A | #N/A | 250 | 0.026359 | 0.00010544 | 0.0012552 | 0 | N/A - Period DMR Data Not Available | N/A | N/A | AZ0024554 | #N/A | 15050100002987 | #N/A | X | NON-POTW | 2015 | 110009066278 | 110009066278 |  |  |  | 2023 | 15050100002987 |  | 1.34 | NA | 0.056447 | NPDES | 0.056447 | 0.087337 | 21270804 | NA | 1 | 0.007 | 0.769 | 0.136 | 0.027 | 0.008 | 0 | 0 | 0 | 0.011 | 0.002 | 0.009 | 0.035 | 1.863 | QE_05 | 0.002 | 0.00489 | 0.0021605 | 0.017115 | 0.0057592 | 0.21354 | 0.21354 | Plant Flow | 0.21354 | Plant Flow | 0.21354 | Plant Flow | 0.49377 | 0.49377 | 0.49377 | 5.8782 | 5.8782 | 5.8782 | NO | NO | NO | NO | 0.012246 | NO
110009547222 | 2015 | LOMPOC WASTEWATER PLANT | 1801 WEST CENTRAL AVE | LOMPOC | CA | 93436 | 34.6611 | -120.4814 | #N/A | 110009547222 | POTW | 4952 | Sewerage Systems | #N/A | #N/A | #N/A | 365 | 2.1621 | 0.0059235 | 0.10296 | 0 | N/A - Period DMR Data Not Available | N/A | N/A | CA0048127 | SAN MIGUELITO CREEK | 18060010000006 | #N/A | #N/A | #N/A | 2015 | 110009547222 | 110009547222 |  |  |  | 2023 | 18060010000006 | SAN MIGUELITO CREEK | 5.5 | NA | 3.1442 | NPDES | 3.1442 | 4.8647 | 17607709 | Santa Ynez River | 5 | 91.427 | 144.65 | 451.77 | 460.842 | 121.804 | 12.284 | 18.023 | 5.016 | 0.44 | 0.435 | 2.04 | 3.669 | 17.765 | QE_09 | 0.435 | 1.0636 | 0.56794 | 223.5379 | 11.0386 | 11.8943 | 11.8943 | Plant Flow | 11.8943 | Plant Flow | 11.8943 | Plant Flow | 0.49802 | 0.49802 | 0.49802 | 8.656 | 8.656 | 8.656 | NO | NO | NO | NO | 0.018033 | NO
110009696356 | 2019 | COLUMBIA/ADAIR COUNTY STP | 509 CAMPBELLSVILLE ST | COLUMBIA | KY | 42728 | 37.1056 | -85.3042 | #N/A | 110009696356 | POTW | 4952 | Sewerage Systems | #N/A | #N/A | #N/A | 365 | 4.6419 | 0.012718 | 0.22104 | 0 | N/A - Period DMR Data Not Available | N/A | N/A | KY0024317 | RUSSELL CREEK, RUSSELL CRK | 5110001000213 | #N/A | X | POTW | 2015 | 110009696356 | 110009696356 |  |  |  | 2023 | 05110001000213 | RUSSELL CREEK, RUSSELL CRK | 1.2 | 0.91 | 0.67346 | NPDES | 0.91 | 1.408 | 4002094 | Russell Creek | 4 | 223.067 | 529.145 | 659.149 | 486.719 | 288.538 | 222.433 | 133.216 | 77.084 | 56.986 | 55.434 | 44.689 | 194.049 | 368.782 | QE_10 | 44.689 | 109.2641 | 68.6791 | 545.3961 | 237.5141 | 3.4425 | 109.2641 | 30Q5 Flow | 237.5141 | HM Flow | 68.6791 | 7Q10 Flow | 0.18517 | 0.11639 | 0.053545 | 3.2185 | 2.023 | 0.93066 | NO | NO | NO | NO | 0.0067052 | NO
110009721836 | 2020 | CHEMICAL LEAMAN TANK LINES INC | CEDAR SWAMP RD & OAK GROVE RD | BRIDGEPORT | NJ | 8014 | 39.7993 | -75.333 | #N/A | 110009721836 | Repackaging | 4213 | Trucking, Except Local (general freight, truckload) | #N/A | #N/A | #N/A | 250 | 0.10107 | 0.00040429 | 0.004813 | 0 | N/A - Period DMR Data Not Available | N/A | N/A | NJG105589 | MOSS BRANCH (CEDAR SWAMP) | 2040202002003 | #N/A | X | NON-POTW | 2015 | 110009721836 | 110009721836 |  |  |  | 2023 | 02040202002003 | MOSS BRANCH (CEDAR SWAMP) | 0.3312 | 0.288 | 0.20823 | NPDES | 0.288 | 0.4456 | NA | NA | NA | NA | [12 empty] | NA | NA | NA | NA | NA | NA | NA | NA | Flow Lookup Failed | NA | Flow Lookup Failed | NA | Flow Lookup Failed | NA | NA | NA | NA | NA | NA | NA | NA | NA | NA | NA | NA | bar: QE_01 to QE_12
110009773192 | 2016 | PHILIPS ELECTRONICS PLANT | 800 HARVEY RD | PARKER COUNTY | TX | 76067 | 32.7888 | -98.061 | #N/A | 110009773192 | Unknown | 9999 | Nonclassifiable Establishments | #N/A | #N/A | #N/A | 250 | 0.0081633 | 3.2653e-05 | 0.00038873 | 0 | N/A - Period DMR Data Not Available | N/A | N/A | TX0113484 | UNNAMED TRIB OF ROCK CK;BRAZOS RV BELOW POSSUM KIN, UNNAMED TRIBUTARY OF ROCK CREEK | 12060201000042 | #N/A | #N/A | #N/A | 2015 | 110009773192 | 110009773192 |  |  |  | 2023 | 12060201000042 | UNNAMED TRIB OF ROCK CK;BRAZOS RV BELOW POSSUM KIN, UNNAMED TRIBUTARY OF ROCK CREEK | 0.0288 | 0.0288 | 0.00055817 | NPDES | 0.0288 | 0.04456 | 5495958 | Rock Creek | 3 | 21.422 | 12.127 | 18.152 | 17.444 | 22.685 | 35.136 | 40.251 | 13.946 | 11.642 | 11.465 | 27.703 | 13.652 | 19.925 | QE_09 | 11.465 | 28.0318 | 16.7958 | 52.3765 | 36.0379 | 0.10895 | 28.0318 | 30Q5 Flow | 36.0379 | HM Flow | 16.7958 | 7Q10 Flow | 0.0019441 | 0.0011649 | 0.00090607 | 0.023144 | 0.013867 | 0.010787 | NO | NO | NO | NO | 4.8217e-05 | NO
110009830200 | 2019 | SPARKS MARINA DENITRIFICATION FACILITY | 701 EAST NUGGET AVENUE | SPARKS | NV | 89434 | 39.5306 | -119.7331 | #N/A | 110009830200 | Unknown | 9511 | Air and Water Resource and Solid Waste Management | #N/A | #N/A | #N/A | 250 | 13.5735 | 0.054294 | 0.64636 | 0 | N/A - Period DMR Data Not Available | N/A | N/A | NV0022918 | INFLUENT, TRUCKEE RIVER VIA PEOPLE'S DITCH FROM AERATION TAN, TRUCKEE RIVER VIA PEOPLE'S DITCH FROM LAKE EMERGEN | 16050102000423 | #N/A | X | NON-POTW | 2015 | 110009830200 | 110009830200 |  |  |  | 2023 | 16050102000423 | INFLUENT, TRUCKEE RIVER VIA PEOPLE'S DITCH FROM AERATION TAN, TRUCKEE RIVER VIA PEOPLE'S DITCH FROM LAKE EMERGEN | 2.88 | 2.88 | 1.1585 | NPDES | 2.88 | 4.456 | NA | NA | NA | NA | [12 empty] | NA | NA | NA | NA | NA | NA | NA | NA | Flow Lookup Failed | NA | Flow Lookup Failed | NA | Flow Lookup Failed | NA | NA | NA | NA | NA | NA | NA | NA | NA | NA | NA | NA | bar: QE_01 to QE_12
110009830273 | 2019 | CLUB CAL NEVA | 133 NORTH VIRGINIA STREET | RENO | NV | 89501 | 39.5263 | -119.8131 | #N/A | 110009830273 | Unknown | 7011 | Hotels and Motels (hotels, except casino hotels, and motels) | #N/A | #N/A | #N/A | 250 | 0.41401 | 0.0016561 | 0.019715 | 0 | N/A - Period DMR Data Not Available | N/A | N/A | NV0021067 | TRUCKEE RIVER VIA CITY OF RENO STORM DRAIN SYSTEM | 16050102000406 | #N/A | #N/A | #N/A | 2015 | 110009830273 | 110009830273 |  |  |  | 2023 | 16050102000406 | TRUCKEE RIVER VIA CITY OF RENO STORM DRAIN SYSTEM | 0 | 0 | 0.041025 | NPDES | 0 | 0 | NA | NA | NA | NA | [12 empty] | NA | NA | NA | NA | NA | NA | NA | NA | Flow Lookup Failed | NA | Flow Lookup Failed | NA | Flow Lookup Failed | NA | NA | NA | NA | NA | NA | NA | NA | NA | NA | NA | NA | bar: QE_01 to QE_12
110009834581 | 2019 | MAFCO WORLDWIDE CORP | 300 JEFFERSON ST | CAMDEN | NJ | 8104 | 39.9196 | -75.1258 | #N/A | 110009834581 | Unknown | 2087 | Flavoring Extracts and Flavoring Syrups, NEC (coffee flavoring and syrups) | #N/A | #N/A | #N/A | 250 | 0.01087 | 4.3479e-05 | 0.00051761 | 0 | N/A - Period DMR Data Not Available | N/A | N/A | NJ0004090 | DELAWARE RIVER ZONE 3 | 2040202000065 | #N/A | X | NON-POTW | 2015 | 110009834581 | 110009834581 |  |  |  | 2023 | 02040202000065 | DELAWARE RIVER ZONE 3 | NA | 0.18 | NA | NPDES | 0.18 | 0.2785 | 4495952 | Delaware River | 6 | 14151.698 | 15092.736 | 13967.685 | 20519.848 | 24187.261 | 16612.689 | 11173.006 | 7987.33 | 6186.243 | 7052.837 | 8351.088 | 11350.323 | 16831.543 | QE_08 | 6186.243 | 15125.2885 | 11308.949 | 34600.7286 | 28299.1773 | 0.68093 | 15125.2885 | 30Q5 Flow | 28299.1773 | HM Flow | 11308.949 | 7Q10 Flow | 3.8446e-06 | 2.8746e-06 | 1.5364e-06 | 4.577e-05 | 3.4221e-05 | 1.829e-05 | NO | NO | NO | NO | 9.5353e-08 | NO
110009838168 | 2018 | HANCOCKS BRIDGE STP | POPLAR ST | HANCOCKS BRIDGE | NJ | 08038 | 39.5071 | -75.4636 | #N/A | 110009838168 | POTW | 4952 | Sewerage Systems | #N/A | #N/A | #N/A | 365 | 0.0031453 | 8.6174e-06 | 0.00014978 | 0 | N/A - Period DMR Data Not Available | N/A | N/A | NJ0050423 | ALLOWAYS CREEK | 02040206000172 | #N/A | X | POTW | 2015 | 110009838168 | 110009838168 |  |  |  | 2023 | 02040206000172 | ALLOWAYS CREEK | 0.05 | NA | 0.02065 | NPDES | 0.02065 | 0.03195 | 9482442 | Alloway Creek | 4 | 63.655 | 190.193 | 255.451 | 261.072 | 99.45 | 59.383 | 41.433 | 25.049 | 22.507 | 24.036 | 22.736 | 35.861 | 98.436 | QE_08 | 22.507 | 55.0293 | 33.7642 | 155.6357 | 88.6896 | 0.078118 | 55.0293 | 30Q5 Flow | 88.6896 | HM Flow | 33.7642 | 7Q10 Flow | 0.00025522 | 0.0001566 | 9.7163e-05 | 0.004436 | 0.0027218 | 0.0016888 | NO | NO | NO | NO | 9.2417e-06 | NO
110009933402 | 2021 | JERRY L RILEY STP | 3095 SUTHERLAND DR | BARDSTOWN | KY | 40004 | 37.7808 | -85.5107 | #N/A | 110009933402 | POTW | 4952 | Sewerage Systems | #N/A | #N/A | #N/A | 365 | 1.6219 | 0.0044436 | 0.077234 | 0 | N/A - Period DMR Data Not Available | N/A | N/A | KY0104027 | BEECH FORK RIVER | 5140103000201 | #N/A | Yes | POTW | 2021 | 110009933402 | 110009933402 |  |  |  | 2023 | 05140103000201 | BEECH FORK RIVER | 4 | 1.724 | 1.7843 | NPDES | 1.724 | 2.6674 | 10300979 | Beech Fork | 5 | 976.865 | 1655.047 | 1881.966 | 1993.766 | 1253.631 | 1040.989 | 725.015 | 322.55 | 247.122 | 302.334 | 204.941 | 625.864 | 1512.251 | QE_10 | 204.941 | 501.0782 | 332.3037 | 2388.423 | 1140.3324 | 6.5218 | 501.0782 | 30Q5 Flow | 1140.3324 | HM Flow | 332.3037 | 7Q10 Flow | 0.013372 | 0.0088681 | 0.0038967 | 0.23242 | 0.15414 | 0.067729 | NO | NO | NO | NO | 0.00048421 | NO
110009933484 | 2019 | RICHMOND SILVER CREEK STP | 1147 MENELAUS RD | BEREA | KY | 404039742 | 37.641 | -84.3127 | #N/A | 110009933484 | POTW | 4952 | Sewerage Systems | #N/A | #N/A | #N/A | 365 | 3.2328 | 0.0088569 | 0.15394 | 0 | N/A - Period DMR Data Not Available | N/A | N/A | KY0103357 | SILVER CRK | 5100205000153 | #N/A | #N/A | #N/A | 2015 | 110009933484 | 110009933484 |  |  |  | 2023 | 05100205000153 | SILVER CRK | 1 | 1 | NA | NPDES | 1 | 1.5472 | 1827308 | Silver Creek | 3 | 82.133 | 156.194 | 173.525 | 157.742 | 122.655 | 88.152 | 55.742 | 27.564 | 23.113 | 36.739 | 24.471 | 53.733 | 129.987 | QE_08 | 23.113 | 56.511 | 34.7057 | 200.8142 | 101.5829 | 3.783 | 56.511 | 30Q5 Flow | 101.5829 | HM Flow | 34.7057 | 7Q10 Flow | 0.2552 | 0.15673 | 0.087189 | 4.4356 | 2.7241 | 1.5154 | NO | NO | NO | NO | 0.0092409 | NO
110009937499 | 2019 | GUTHRIE STP | US 41 | GUTHRIE | KY | 42234 | 36.6448 | -87.188 | #N/A | 110009937499 | POTW | 4952 | Sewerage Systems | #N/A | #N/A | #N/A | 365 | 1.0534 | 0.0028861 | 0.050163 | 0 | N/A - Period DMR Data Not Available | N/A | N/A | KY0063649 | UT / SPRING CRK, UT TO SPRING CREEK | 5130206000361 | #N/A | X | POTW | 2015 | 110009937499 | 110009937499 |  |  |  | 2023 | 05130206000361 | UT / SPRING CRK, UT TO SPRING CREEK | 0.31 | 0.27 | 0.12204 | NPDES | 0.27 | 0.41775 | 10169550 | NA | 1 | 21.916 | 65.794 | 110.907 | 56.793 | 31.059 | 24.04 | 14.258 | 8.582 | 5.653 | 6.232 | 6.016 | 13.755 | 36.106 | QE_08 | 5.653 | 13.8215 | 8.0779 | 53.5844 | 24.3198 | 1.0214 | 13.8215 | 30Q5 Flow | 24.3198 | HM Flow | 8.0779 | 7Q10 Flow | 0.35728 | 0.20881 | 0.11867 | 6.2099 | 3.6293 | 2.0626 | NO | NO | NO | NO | 0.012937 | NO
110009938265 | 2019 | BURKESVILLE WWTP | LOWER RIVER ST | BURKESVILLE | KY | 42717 | 36.7873 | -85.3692 | #N/A | 110009938265 | POTW | 4952 | Sewerage Systems | #N/A | #N/A | #N/A | 365 | 0.31347 | 0.00085882 | 0.014927 | 0 | N/A - Period DMR Data Not Available | N/A | N/A | KY0036854 | CUMBERLAND RIVER | 5130103000018 | #N/A | X | POTW | 2015 | 110009938265 | 110009938265 |  |  |  | 2023 | 05130103000018 | CUMBERLAND RIVER | 0.5 | 0.364 | 0.37446 | NPDES | 0.364 | 0.56319 | 3577682 | Cumberland River | 6 | 10259.071 | 15558.177 | 14319.325 | 14502.54 | 13847.327 | 10027.305 | 10079.876 | 8148.3 | 7620.996 | 5813.267 | 4971.581 | 6136.528 | 10937.927 | QE_10 | 4971.581 | 12155.4548 | 9018.7878 | 25083.3032 | 21451.0312 | 1.377 | 12155.4548 | 30Q5 Flow | 21451.0312 | HM Flow | 9018.7878 | 7Q10 Flow | 9.5225e-05 | 7.0653e-05 | 4.0036e-05 | 0.0016551 | 0.001228 | 0.00069587 | NO | NO | NO | NO | 3.4481e-06 | NO
110009938470 | 2021 | RED RIVER WWTP | 200 RIVER RD | STANTON | KY | 40380 | 37.8575 | -83.8653 | #N/A | 110009938470 | POTW | 4952 | Sewerage Systems | #N/A | #N/A | #N/A | 365 | 3.9719 | 0.010882 | 0.18914 | 0 | N/A - Period DMR Data Not Available | N/A | N/A | KY0034428 | JUDY CREEK, RED RIVER | 5100204000462 | #N/A | Yes | POTW | 2021 | 110009938470 | 110009938470 |  |  |  | 2023 | 05100204000462 | JUDY CREEK, RED RIVER | 1.411 | 0.856 | 0.73132 | NPDES | 0.856 | 1.3244 | 866594 | Judy Creek | 1 | 1.002 | 3.946 | 9.221 | 2.761 | 1.393 | 1.143 | 0.733 | 0.519 | 0.337 | 0.408 | 0.443 | 0.915 | 1.724 | QE_08 | 0.337 | 0.82396 | 0.43605 | 2.4499 | 1.1282 | 3.2382 | 3.2382 | Plant Flow | 3.2382 | Plant Flow | 3.2382 | Plant Flow | 3.3605 | 3.3605 | 3.3605 | 58.408 | 58.408 | 58.408 | NO | NO | NO | NO | 0.12168 | NO
110009938719 | 2018 | EDDYVILLE STP | 488 SEWER PLANT RD | EDDYVILLE | KY | 42038 | 37.0753 | -88.09 | #N/A | 110009938719 | POTW | 4952 | Sewerage Systems | #N/A | #N/A | #N/A | 365 | 2.1966 | 0.0060181 | 0.1046 | 0 | N/A - Period DMR Data Not Available | N/A | N/A | KY0027979 | LAKE BARKLEY / CUMBERLAND RIVER | 05130205000794 | #N/A | X | POTW | 2015 | 110009938719 | 110009938719 |  |  |  | 2023 | 05130205000794 | CUMBERLAND RIVER (LAKE BARKLEY), LAKE BARKLEY / CUMBERLAND RIVER | 1 | 0.41 | 0.36025 | NPDES | 0.41 | 0.63436 | 11878436 | Hammond Creek | 1 | 5.09 | 17.416 | 36.125 | 13.825 | 8.013 | 5.641 | 3.475 | 2.268 | 1.384 | 1.654 | 1.656 | 2.19 | 8.233 | QE_08 | 1.384 | 3.3839 | 1.8821 | 12.445 | 5.4555 | 1.551 | 3.3839 | 30Q5 Flow | 5.4555 | HM Flow | 1.8821 | 7Q10 Flow | 3.1976 | 1.7785 | 1.1031 | 55.577 | 30.9118 | 19.1737 | NO | NO | NO | NO | 0.11579 | NO
110009938737 | 2019 | KENTUCKY AMERICAN WATER CO - NORTHERN STP | 235 MARSHALL GIBSON LN | OWENTON | KY | 40359 | 38.5406 | -84.8353 | #N/A | 110009938737 | POTW | 4952 | Sewerage Systems | #N/A | #N/A | #N/A | 365 | 0.65795 | 0.0018026 | 0.031331 | 0 | N/A - Period DMR Data Not Available | N/A | N/A | KY0028312 | STEVENS CRK, UT OF STEVENS CREEK | 5100205000633 | #N/A | X | NON-POTW | 2015 | 110009938737 | 110009938737 |  |  |  | 2023 | 05100205000633 | STEVENS CRK, UT OF STEVENS CREEK | 0.339 | 0.2589 | 0.28529 | NPDES | 0.2589 | 0.40058 | 1823706 | NA | 1 | 5.602 | 17.107 | 35.323 | 15.389 | 8.496 | 7.083 | 4.392 | 2.769 | 1.86 | 1.732 | 1.964 | 3.373 | 8.557 | QE_09 | 1.732 | 4.2347 | 2.374 | 13.6968 | 6.4891 | 0.97941 | 4.2347 | 30Q5 Flow | 6.4891 | HM Flow | 2.374 | 7Q10 Flow | 0.75931 | 0.42567 | 0.27779 | 13.1975 | 7.3986 | 4.8283 | NO | NO | NO | NO | 0.027495 | NO
110009938808 | 2019 | MANCHESTER STP | 1978 LOVERS LEAP RD | MANCHESTER | KY | 40962 | 37.1772 | -83.7614 | #N/A | 110009938808 | POTW | 4952 | Sewerage Systems | #N/A | #N/A | #N/A | 365 | 3.4469 | 0.0094436 | 0.16414 | 0 | N/A - Period DMR Data Not Available | N/A | N/A | KY0029122 | GOOSE CREEK, GOOSE CRK | 5100203000072 | #N/A | X | POTW | 2015 | 110009938808 | 110009938808 |  |  |  | 2023 | 05100203000072 | GOOSE CREEK, GOOSE CRK | 1.6 | 0.932 | 0.60708 | NPDES | 0.932 | 1.442 | 505460 | Goose Creek | 5 | 353.659 | 649.605 | 683.308 | 690.796 | 529.929 | 386.072 | 209.704 | 114.139 | 71.127 | 58.047 | 102.696 | 280.595 | 491.961 | QE_09 | 58.047 | 141.9242 | 90.033 | 864.6919 | 342.9752 | 3.5257 | 141.9242 | 30Q5 Flow | 342.9752 | HM Flow | 90.033 | 7Q10 Flow | 0.10489 | 0.06654 | 0.027534 | 1.8231 | 1.1565 | 0.47857 | NO | NO | NO | NO | 0.0037981 | NO
110010058034 | 2016 | MOUNTAIN HOUSE WWTP | 17103 WEST BETHANY ROAD | MOUNTAIN HOUSE | CA | 95391 | 37.7803 | -121.5178 | #N/A | 110010058034 | POTW | 4952 | Sewerage Systems | #N/A | #N/A | #N/A | 365 | 0.052119 | 0.00014279 | 0.0024819 | 0 | N/A - Period DMR Data Not Available | N/A | N/A | CA0084271 | OLD RIVER | 18040003005711 | #N/A | X | POTW | 2015 | 110010058034 | 110010058034 |  |  |  | 2023 | 18040003005711 | OLD RIVER | 3 | 0.91 | 0.44811 | NPDES | 0.91 | 1.408 | 1897380 | Old River | 3 | 2.81 | 11.846 | 8.085 | 4.774 | 1.92 | 1.732 | 0 | 0 | 0 | 0.18 | 3.222 | 7.41 | 9.281 | QE_06 | 0.18 | 0.4401 | 0.22782 | 6.8704 | 1.2841 | 3.4425 | 3.4425 | Plant Flow | 3.4425 | Plant Flow | 3.4425 | Plant Flow | 0.041479 | 0.041479 | 0.041479 | 0.72095 | 0.72095 | 0.72095 | NO | NO | NO | NO | 0.001502 | NO
110010058757 | 2019 | PORTOLA WWTP | 120 MAIN STREET | PORTOLA | CA | 96122 | 39.8055 | -120.4715 | #N/A | 110010058757 | POTW | 4952 | Sewerage Systems | #N/A | #N/A | #N/A | 365 | 0.015032 | 4.1185e-05 | 0.00071583 | 0 | N/A - Period DMR Data Not Available | N/A | N/A | CA0077844 | MIDDLE FORK FEATHER RIVER | 18020123000184 | #N/A | X | POTW | 2015 | 110010058757 | 110010058757 |  |  |  | 2023 | 18020123000184 | MIDDLE FORK FEATHER RIVER | 0.5 | NA | 0.14192 | NPDES | 0.14192 | 0.21958 | 948020312 | Middle Fork Feather River | 5 | 393.36 | 349.342 | 578.75 | 809.72 | 804.323 | 982.314 | 683.696 | 242.769 | 144.961 | 93.041 | 67.351 | 106.536 | 163.696 | QE_10 | 67.351 | 164.6724 | 105.012 | 961.7604 | 392.6557 | 0.53686 | 164.6724 | 30Q5 Flow | 392.6557 | HM Flow | 105.012 | 7Q10 Flow | 0.00039219 | 0.0002501 | 0.00010489 | 0.0068166 | 0.004347 | 0.001823 | NO | NO | NO | NO | 1.4201e-05 | NO
110010059293 | 2024 | PORT COSTA WWTP | END OF CANYON LAKE DRIVE | PORT COSTA | CA | 94569 | 38.0451 | -122.1879 | #N/A | 110010059293 | POTW | 4952 | Sewerage Systems | #N/A | #N/A | #N/A | 365 | 0.00060787 | 1.6654e-06 | 2.8946e-05 | 0 | N/A - Period DMR Data Not Available | N/A | N/A | CA0037885 | CARQUINEZ STRAIT | 18050001001573 | #N/A | #N/A | POTW | 2021 | 110010059293 | 110010059293 |  |  |  | 2023 | 18050001001573 | CARQUINEZ STRAIT | 0.033 | NA | 0.50378 | NPDES | 0.50378 | 0.77947 | 2785593 | NA | -9 | 0 | 0.001 | 0.004 | 0.001 | 0 | 0 | 0 | 0 | 0 | 0 | 0 | 0 | 0.001 | NA | NA | NA | NA | NA | NA | NA | NA | Coastal | NA | Coastal | NA | Coastal | NA | NA | NA | NA | NA | NA | NA | NA | NA | NA | NA | NA
110010059649 | 2024 | LOLETA WWTF | 2656 EEL RIVER DR | LOLETA | CA | 95551 | 40.6383 | -124.2255 | #N/A | 110010059649 | POTW | 4952 | Sewerage Systems | #N/A | #N/A | #N/A | 365 | 6.2753 | 0.017193 | 0.29882 | 0 | N/A - Period DMR Data Not Available | N/A | N/A | CA0023671 | EEL RIVER, WETLAND TRIBUTARY TO EEL RIVER | 18010105000712 | #N/A | #N/A | POTW | 2021 | 110010059649 | 110010059649 |  |  |  | 2023 | 18010105000712 | EEL RIVER, WETLAND TRIBUTARY TO EEL RIVER | 0.55 | NA | 0.082667 | NPDES | 0.082667 | 0.1279 | 2702485 | Hawk Slough | 1 | 4.959 | 18.65 | 15.165 | 10.803 | 6.478 | 2.822 | 2.058 | 0.944 | 0.306 | 0.451 | 0.422 | 2.753 | 14.853 | QE_08 | 0.306 | 0.74817 | 0.3946 | 12.1247 | 2.2748 | 0.31272 | 0.74817 | 30Q5 Flow | 2.2748 | HM Flow | 0.3946 | 7Q10 Flow | 43.5698 | 22.9797 | 7.5577 | 757.2851 | 399.4084 | 131.3601 | NO | NO | NO | YES | 1.5777 | YES
110010062314 | 2017 | APACHE JUNCTION WWTP | 5661 S IRONWOOD DR | APACHE JUNCTION | AZ | 85220 | 33.3589 | -111.5572 | #N/A | 110010062314 | POTW | 4952 | Sewerage Systems | #N/A | #N/A | #N/A | 365 | 0.24412 | 0.00066881 | 0.011625 | 0 | N/A - Period DMR Data Not Available | N/A | N/A | AZ0023931 | #N/A | 15070102000561 | #N/A | X | POTW | 2015 | 110010062314 | 110010062314 |  |  |  | 2023 | 15070102000561 |  | 2.14 | NA | 0 | NPDES | 0 | 0 | NA | NA | NA | NA | [12 empty] | NA | NA | NA | NA | NA | NA | NA | NA | Flow Lookup Failed | NA | Flow Lookup Failed | NA | Flow Lookup Failed | NA | NA | NA | NA | NA | NA | NA | NA | NA | NA | NA | NA | bar: QE_01 to QE_12
110010062528 | 2015 | QUARTZSITE, TOWN OF - WWTP | 2054 N CENTRAL BLVD | QUARTZSITE | AZ | 85346 | 33.7083 | -114.2206 | #N/A | 110010062528 | POTW | 4952 | Sewerage Systems | #N/A | #N/A | #N/A | 365 | 0.29219 | 0.00080053 | 0.013914 | 0 | N/A - Period DMR Data Not Available | N/A | N/A | AZ0023752 | #N/A | 15060106000006 | #N/A | X | POTW | 2015 | 110010062528 | 110010062528 |  |  |  | 2023 | 15060106000006 |  | 0.9 | NA | 0.17492 | NPDES | 0.17492 | 0.27064 | 20479734 | Salt River | 7 | 2107.212 | 2068.073 | 2714.93 | 3273.716 | 2622.915 | 2465.019 | 2259.098 | 2524.605 | 2014.644 | 1643.869 | 1031.555 | 404.563 | 1065.296 | QE_11 | 404.563 | 989.1516 | 671.876 | 5152.1076 | 2419.5236 | 0.6617 | 989.1516 | 30Q5 Flow | 2419.5236 | HM Flow | 671.876 | 7Q10 Flow | 0.0011915 | 0.00080931 | 0.00033086 | 0.020709 | 0.014067 | 0.0057507 | NO | NO | NO | NO | 4.3144e-05 | NO
110010062546 | 2016 | CAMERON TRADING POST WWTP | 466 HWY 89A | CAMERON | AZ | 86020 | 36.303 | -111.4597 | #N/A | 110010062546 | POTW | 4952 | Sewerage Systems | #N/A | #N/A | #N/A | 365 | 0.094546 | 0.00025903 | 0.0045022 | 0 | N/A - Period DMR Data Not Available | N/A | N/A | NN0021610 | LITTLE COLORADO RIVER | 15020016000585 | #N/A | #N/A | #N/A | 2015 | 110010062546 | 110010062546 |  |  |  | 2023 | 15020016000585 | LITTLE COLORADO RIVER | NA | 0.054 | 0.0098812 | NPDES | 0.054 | 0.08355 | 20518145 | NA | 8 | 0 | 0 | 0 | 0 | 0 | 0 | 0 | 0 | 0 | 0 | 0 | 0 | 0 | QE_01 | 0 | 0 | 0 | 0 | 0 | 0.20428 | 0.20428 | Plant Flow | 0.20428 | Plant Flow | 0.20428 | Plant Flow | 1.268 | 1.268 | 1.268 | 22.0393 | 22.0393 | 22.0393 | NO | NO | NO | NO | 0.045915 | NO
110010062644 | 2015 | PETRO STOPPING CENTER | 970 S BLAKE RANCH RD | KINGMAN | AZ | 86401 | 35.1667 | -113.7833 | #N/A | 110010062644 | Unknown | 5541 | Gasoline Service Station (gasoline station with convenience store) | #N/A | #N/A | #N/A | 250 | 0.0094634 | 3.7854e-05 | 0.00045064 | 0 | N/A - Period DMR Data Not Available | N/A | N/A | AZ0022756 | #N/A | 15060106000200 | #N/A | X | NON-POTW | 2015 | 110010062644 | 110010062644 |  |  |  | 2023 | 15060106000200 |  | 0.08 | NA | 0.032833 | NPDES | 0.032833 | 0.050801 | NA | NA | NA | NA | [12 empty] | NA | NA | NA | NA | NA | NA | NA | NA | Flow Lookup Failed | NA | Flow Lookup Failed | NA | Flow Lookup Failed | NA | NA | NA | NA | NA | NA | NA | NA | NA | NA | NA | NA | bar: QE_01 to QE_12
110010062680 | 2016 | CHINLE WWTF | 1 M NO OF NTUA BRANCH OFFICE | CHINLE | AZ | 86503 | 36.1792 | -109.5858 | #N/A | 110010062680 | POTW | 4952 | Sewerage Systems | #N/A | #N/A | #N/A | 365 | 4.109 | 0.011258 | 0.19567 | 0 | N/A - Period DMR Data Not Available | N/A | N/A | NN0020265 | CHINLE WASH | 14080204000110 | #N/A | X | POTW | 2015 | 110010062680 | 110010062680 |  |  |  | 2023 | 14080204000110 | CHINLE WASH | 0.783 | 0.45 | 0.24842 | NPDES | 0.45 | 0.69625 | 1409895 | Nazlini Wash | 5 | 21.795 | 0 | 35.679 | 71.827 | 49.258 | 39.954 | 0.002 | 26.888 | 20.336 | 11.289 | 12.432 | 17.318 | 0.128 | QE_01 | 0.002 | 0.00489 | 0.0021605 | 53.2885 | 0.25863 | 1.7023 | 1.7023 | Plant Flow | 1.7023 | Plant Flow | 1.7023 | Plant Flow | 6.613 | 6.613 | 6.613 | 114.9403 | 114.9403 | 114.9403 | NO | NO | NO | NO | 0.23946 | NO
110010062699 | 2018 | KAYENTA WWTF | 1 M EAST OF KAYENTA | KAYENTA | AZ | 86033 | 36.7331 | -110.2306 | #N/A | 110010062699 | POTW | 4952 | Sewerage Systems | #N/A | #N/A | #N/A | 365 | 0.57108 | 0.0015646 | 0.027194 | 0 | N/A - Period DMR Data Not Available | N/A | N/A | NN0020281 | LAGUANA & CHINLE WASH SAN JUAN RVR, LAGUNA WASH | 14080204000704 | #N/A | X | POTW | 2015 | 110010062699 | 110010062699 |  |  |  | 2023 | 14080204000704 | LAGUANA & CHINLE WASH SAN JUAN RVR, LAGUNA WASH | 0.9 | 0.27 | 0.13892 | NPDES | 0.27 | 0.41775 | 1406669 | NA | 1 | 0.156 | 0 | 0.085 | 2.37 | 2.501 | 0.333 | 0.024 | 0.108 | 0.085 | 0.084 | 0.131 | 0.203 | 0 | QE_01 | 0.024 | 0.05868 | 0.028296 | 0.38142 | 0.10343 | 1.0214 | 1.0214 | Plant Flow | 1.0214 | Plant Flow | 1.0214 | Plant Flow | 1.5318 | 1.5318 | 1.5318 | 26.6246 | 26.6246 | 26.6246 | NO | NO | NO | NO | 0.055468 | NO
110010134185 | 2017 | ENGLISH LEASE, BOUNDARY BUTTE | 7.6 MILES NORTHWEST OF RED MESA | SAN JUAN COUNTY | UT | 0 | 37.0417 | -109.5007 | #N/A | 110010134185 | Unknown | 1311 | Crude Petroleum and Natural Gas | #N/A | #N/A | #N/A | 250 | 0.0019633 | 7.8531e-06 | 9.349e-05 | 0 | N/A - Period DMR Data Not Available | N/A | N/A | NN0020133 | TO GOTHIC CREEK TRIBUTARY TO SAN JUAN RIVER | 14080201000184 | #N/A | X | NON-POTW | 2015 | 110010134185 | 110010134185 |  |  |  | 2023 | 14080201000184 | TO GOTHIC CREEK TRIBUTARY TO SAN JUAN RIVER | 0.03 | NA | 0.0049958 | NPDES | 0.0049958 | 0.0077297 | 1400116 | NA | 1 | 0.211 | 0 | 2.732 | 3.012 | 3.978 | 0.466 | 0 | 0.097 | 0.084 | 0.098 | 0.135 | 0.277 | 0 | QE_01 | 0.084 | 0.20538 | 0.1035 | 0.51589 | 0.24411 | 0.018899 | 0.20538 | 30Q5 Flow | 0.24411 | HM Flow | 0.1035 | 7Q10 Flow | 0.075874 | 0.038237 | 0.03217 | 0.90326 | 0.4552 | 0.38298 | NO | NO | NO | NO | 0.0018818 | NO
110010354810 | 2015 | WEST DEPTFORD ENERGY STATION | 3 PARADISE RD | PAULSBORO | NJ | 8066 | 39.8373 | -75.2246 | #N/A | 110010354810 | Unknown | 4911 | Electric Services (hydroelectric power generation) | #N/A | #N/A | #N/A | 250 | 0.39143 | 0.0015657 | 0.01864 | 0 | N/A - Period DMR Data Not Available | N/A | N/A | NJ0171905 | DELAWARE RIVER | 2040202001766 | #N/A | X | NON-POTW | 2015 | 110010354810 | 110010354810 |  |  |  | 2023 | 02040202001766 | DELAWARE RIVER | NA | NA | 1.7868 | NPDES | 1.7868 | 2.7645 | 4495022 | Little Mantua Creek | 1 | 0.812 | 4.435 | 10.963 | 7.73 | 1.347 | 1.089 | 0.904 | 0.659 | 0.558 | 0.823 | 0.945 | 0.643 | 1.308 | QE_08 | 0.558 | 1.3643 | 0.73494 | 1.9853 | 1.3625 | 6.7592 | 6.7592 | Plant Flow | 6.7592 | Plant Flow | 6.7592 | Plant Flow | 0.23164 | 0.23164 | 0.23164 | 2.7576 | 2.7576 | 2.7576 | NO | NO | NO | NO | 0.0057451 | NO
110010677829 | 2015 | TOWN OF GILA BEND - WWTP | 1901 W WATERMELON ROAD | GILA BEND | AZ | 85337 | 32.9704 | -112.7302 | #N/A | 110010677829 | POTW | 4952 | Sewerage Systems | #N/A | #N/A | #N/A | 365 | 0.056434 | 0.00015461 | 0.0026873 | 0 | N/A - Period DMR Data Not Available | N/A | N/A | AZ0020231 | #N/A | 15070101000221 | #N/A | X | POTW | 2015 | 110010677829 | 110010677829 |  |  |  | 2023 | 15070101000221 |  | 0.7 | NA | 0.17154 | NPDES | 0.17154 | 0.26541 | NA | NA | NA | NA | [12 empty] | NA | NA | NA | NA | NA | NA | NA | NA | Flow Lookup Failed | NA | Flow Lookup Failed | NA | Flow Lookup Failed | NA | NA | NA | NA | NA | NA | NA | NA | NA | NA | NA | NA | bar: QE_01 to QE_12
110010731262 | 2018 | WAILUA WASTEWATER TREATMENT PLANT | 4460 NALU ROAD | KAPAA | HI | 96746 | 22.0791 | -159.3514 | #N/A | 110010731262 | POTW | 4952 | Sewerage Systems | #N/A | #N/A | #N/A | 365 | 0.32742 | 0.00089704 | 0.015591 | 0 | N/A - Period DMR Data Not Available | N/A | N/A | HI0020257 | PACIFIC OCEANOFFSHORE WAILUA | 20070000000062 | #N/A | X | POTW | 2015 | 110010731262 | 110010731262 |  |  |  | 2023 | 20070000000062 | PACIFIC OCEANOFFSHORE WAILUA | 1.5 | 0.461 | 0.40392 | NPDES | 0.461 | 0.71327 | NA | NA | NA | NA | [12 empty] | NA | NA | NA | NA | NA | NA | NA | NA | Flow Lookup Failed | NA | Flow Lookup Failed | NA | Flow Lookup Failed | NA | NA | NA | NA | NA | NA | NA | NA | NA | NA | NA | NA | bar: QE_01 to QE_12
110010844426 | 2018 | THE NATURE CONSERVANCY | 4245 N FAIRFAX DR | ARLINGTON | VA | 222031606 | 38.8822 | -77.1123 | #N/A | 110010844426 | Unknown | 4959 | Sanitary Services, NEC (vacuuming of runways) | #N/A | #N/A | #N/A | 250 | 0.00014581 | 5.8325e-07 | 6.9435e-06 | 0 | N/A - Period DMR Data Not Available | N/A | N/A | VA0089796 | LUBBER RUN, UT (VIA STORM SEWER), POTOMAC RIVER-FOURMILE RUN | 02070010001022 | #N/A | X | NON-POTW | 2015 | 110010844426 | 110010844426 |  |  |  | 2023 | 02070010001022 | LUBBER RUN, UT (VIA STORM SEWER), POTOMAC RIVER-FOURMILE RUN | NA | 0.0144 | 5.9e-05 | NPDES | 0.0144 | 0.02228 | 22338723 | Lubber Run | 1 | 1.747 | 8.609 | 19.531 | 14.602 | 2.608 | 2.177 | 1.774 | 1.206 | 1.051 | 1.607 | 1.775 | 1.418 | 2.794 | QE_08 | 1.051 | 2.5697 | 1.4155 | 4.2714 | 2.811 | 0.054475 | 2.5697 | 30Q5 Flow | 2.811 | HM Flow | 1.4155 | 7Q10 Flow | 0.00041206 | 0.00022697 | 0.00020749 | 0.0049054 | 0.0027021 | 0.0024701 | NO | NO | NO | NO | 1.022e-05 | NO
110011373628 | 2018 | DONNER SUMMIT WWTF | 53823 SHERRITT LN | SODA SPRINGS | CA | 95728 | 39.3259 | -120.3934 | #N/A | 110011373628 | POTW | 4952 | Sewerage Systems | #N/A | #N/A | #N/A | 365 | 0.011467 | 3.1416e-05 | 0.00054603 | 0 | N/A - Period DMR Data Not Available | N/A | N/A | CA0081621 | SOUTH YUBA RIVER | 18020125000098 | #N/A | X | POTW | 2015 | 110011373628 | 110011373628 |  |  |  | 2023 | 18020125000098 | SOUTH YUBA RIVER | 0.52 | 0.28 | 0.21775 | NPDES | 0.28 | 0.43322 | 8064095 | South Yuba River | 3 | 73.969 | 71.184 | 58.077 | 65.872 | 90.305 | 148.244 | 198.925 | 122.7 | 54.97 | 44.945 | 40.336 | 99.885 | 73.944 | QE_10 | 40.336 | 98.621 | 61.7661 | 180.8533 | 132.8945 | 1.0592 | 98.621 | 30Q5 Flow | 132.8945 | HM Flow | 61.7661 | 7Q10 Flow | 0.00050862 | 0.00031855 | 0.00023639 | 0.0088403 | 0.0055367 | 0.0041088 | NO | NO | NO | NO | 1.8417e-05 | NO
110011373637 | 2021 | JACKSON WWTP | 39 NORTH HIGHWAY 49-88 | JACKSON | CA | 95642 | 38.3333 | -120.7833 | #N/A | 110011373637 | POTW | 4952 | Sewerage Systems | #N/A | #N/A | #N/A | 365 | 0.091008 | 0.00024934 | 0.0043337 | 0 | N/A - Period DMR Data Not Available | N/A | N/A | CA0079391 | JACKSON CREEK | 18040012000981 | #N/A | Yes | POTW | 2021 | 110011373637 | 110011373637 |  |  |  | 2023 | 18040012000981 | JACKSON CREEK | 0.71 | NA | 0.55067 | NPDES | 0.55067 | 0.85201 | 17053246 | NA | 1 | 0.887 | 3.848 | 2.983 | 2.088 | 1.274 | 0.476 | 0.372 | 0.198 | 0.06 | 0.107 | 0.066 | 0.589 | 2.896 | QE_08 | 0.06 | 0.1467 | 0.07306 | 2.1687 | 0.39726 | 2.0831 | 2.0831 | Plant Flow | 2.0831 | Plant Flow | 2.0831 | Plant Flow | 0.11969 | 0.11969 | 0.11969 | 2.0804 | 2.0804 | 2.0804 | NO | NO | NO | NO | 0.0043341 | NO
110012150858 | 2023 | LARIMER ENERGY FACILITY | 5887 S TAFT HILL ROAD | FORT COLLINS | CO | 80526-3467 | 40.4968 | -105.1155 | #N/A | 110012150858 | Waste Handling, Disposal and Treatment (Incinerator) | 4953 | Refuse Systems (hazardous waste treatment and disposal) | #N/A | #N/A | #N/A | 250 | 0.0018001 | 7.2003e-06 | 8.5718e-05 | 0 | N/A - Period DMR Data Not Available | N/A | N/A | CO0049056 | FOSSIL CREEK, SMITH CREEK, SMITH CREEK AND FOSSIL CREEK | #N/A | #N/A | Yes | NON-POTW | 2021 | 110012150858 | NA | NA | NA | NA | NA | NA | NA | NA | NA | NA | NA | NA | NA | NA | NA | NA | NA | [12 empty] | NA | NA | NA | NA | NA | NA | NA | NA | Permit Lookup Failed | NA | NA | NA | Permit Lookup Failed | NA | NA | NA | NA | NA | NA | NA | NA | NA | NA | NA | NA | bar: QE_01 to QE_12
110012254363 | 2024 | GREATER BATON ROUGE PORT COMMISSION - BARGE TERMINAL PROPERTY | 1002 BARGE CANAL RD | BATON ROUGE | LA | 70807 | 30.5638 | -91.2126 | #N/A | 110012254363 | Repackaging | 4491 | Marine Cargo Handling (dock and pier operations) | #N/A | #N/A | #N/A | 250 | 0.17628 | 0.00070513 | 0.0083944 | 0 | N/A - Period DMR Data Not Available | N/A | N/A | LA0115606 | MISSISSIPPI RIVER | 8070201006484 | Yes | Yes | POTW | 2021 | 110012254363 | 110012254363 |  |  |  | 2023 | 08070201006484 | MISSISSIPPI RIVER | NA | 6.3e-05 | 0.00057767 | NPDES | 6.3e-05 | 9.7475e-05 | 19085395 | NA | 2 | 53.017 | 91.913 | 92.9 | 78.801 | 82.66 | 50.099 | 30.589 | 15.778 | 15.89 | 17.836 | 27.228 | 77.117 | 70.965 | QE_07 | 15.778 | 38.577 | 23.3755 | 129.6259 | 66.3982 | 0.00023833 | 38.577 | 30Q5 Flow | 66.3982 | HM Flow | 23.3755 | 7Q10 Flow | 0.030165 | 0.018278 | 0.01062 | 0.35911 | 0.2176 | 0.12642 | NO | NO | NO | NO | 0.00074815 | NO
110012330520 | 2020 | CITY OF SAFFORD - GILA RESOURCES WRP | 1395 W RECLAMATION WAY | SAFFORD | AZ | 85546 | 32.802 | -109.711 | #N/A | 110012330520 | POTW | #N/A | #N/A | #N/A | #N/A | #N/A | 365 | 0.28321 | 0.00077593 | 0.013486 | 0 | N/A - Period DMR Data Not Available | N/A | N/A | AZ0024911 | #N/A | 15050100023719 | #N/A | #N/A | #N/A | 2015 | 110012330520 | 110012330520 |  |  |  | 2023 | 15050100023719 |  | 2 | NA | 0.71233 | NPDES | 0.71233 | 1.1021 | NA | NA | NA | NA | [12 empty] | NA | NA | NA | NA | NA | NA | NA | NA | Flow Lookup Failed | NA | Flow Lookup Failed | NA | Flow Lookup Failed | NA | NA | NA | NA | NA | NA | NA | NA | NA | NA | NA | NA | bar: QE_01 to QE_12
110012876557 | 2023 | COUNTRY LIFE MH & RV PARK | 375 EAST ROSS ROAD | EL CENTRO | CA | 92243-9782 | 32.7815 | -115.5035 | #N/A | 110012876557 | Unknown | 6515 | Operators of Residential Mobile Home Sites | #N/A | #N/A | #N/A | 250 | 0.0079438 | 3.1775e-05 | 0.00037827 | 0 | N/A - Period DMR Data Not Available | N/A | N/A | CA0104264 | ALDER DRAIN | 18100204011486 | #N/A | Yes | NON-POTW | 2021 | 110012876557 | 110012876557 |  |  |  | 2023 | 18100204011486 | ALDER DRAIN | 0.15 | NA | 0.02225 | NPDES | 0.02225 | 0.034426 | NA | NA | NA | NA | [12 empty] | NA | NA | NA | NA | NA | NA | NA | NA | Flow Lookup Failed | NA | Flow Lookup Failed | NA | Flow Lookup Failed | NA | NA | NA | NA | NA | NA | NA | NA | NA | NA | NA | NA | bar: QE_01 to QE_12
110012876557 | 2024 | COUNTRY LIFE MH & RV PARK | 375 EAST ROSS ROAD | EL CENTRO | CA | 92243-9782 | 32.7815 | -115.5035 | #N/A | 110012876557 | Unknown | 6515 | Operators of Residential Mobile Home Sites | #N/A | #N/A | #N/A | 250 | 0.0079438 | 3.1775e-05 | 0.00037827 | 0 | N/A - Period DMR Data Not Available | N/A | N/A | CA0104264 | ALDER DRAIN | 18100204011486 | #N/A | Yes | NON-POTW | 2021 | 110012876557 | 110012876557 |  |  |  | 2023 | 18100204011486 | ALDER DRAIN | 0.15 | NA | 0.02225 | NPDES | 0.02225 | 0.034426 | NA | NA | NA | NA | [12 empty] | NA | NA | NA | NA | NA | NA | NA | NA | Flow Lookup Failed | NA | Flow Lookup Failed | NA | Flow Lookup Failed | NA | NA | NA | NA | NA | NA | NA | NA | NA | NA | NA | NA | bar: QE_01 to QE_12
110013128169 | 2023 | DATE GARDENS MOBILE HOME PARK | 1020 WEST EVAN HEWES HIGHWAY | EL CENTRO | CA | 92243-9551 | 32.7964 | -115.6678 | #N/A | 110013128169 | Unknown | 4952 | Sewerage Systems | #N/A | #N/A | #N/A | 250 | 0.0020723 | 8.2892e-06 | 9.868e-05 | 0 | N/A - Period DMR Data Not Available | N/A | N/A | CA0104841 | RICE DRAIN NO. 3, RICE DRAIN NO.3 | 18100204011470 | #N/A | Yes | NON-POTW | 2021 | 110013128169 | 110013128169 |  |  |  | 2023 | 18100204011470 | RICE DRAIN NO. 3, RICE DRAIN NO.3 | 0.02 | 0.02 | 0.0055 | NPDES | 0.02 | 0.030945 | NA | NA | NA | NA | [12 empty] | NA | NA | NA | NA | NA | NA | NA | NA | Flow Lookup Failed | NA | Flow Lookup Failed | NA | Flow Lookup Failed | NA | NA | NA | NA | NA | NA | NA | NA | NA | NA | NA | NA | bar: QE_01 to QE_12
110013317614 | 2015 | SOLVAY SOLEXIS INC | 10 LEONARDS LN | THOROFARE | NJ | 8086 | 39.8455 | -75.2095 | 08086PNNWLCROWN | 110013317614 | Unknown | 2821 | Plastics Materials, Synthetic and Resins, and Nonvulcanizable Elastomers | #N/A | #N/A | #N/A | 250 | 6.8153 | 0.027261 | 0.32454 | 0 | N/A - Period DMR Data Not Available | N/A | N/A | NJ0005185 | DELAWARE RIVER (ZONE 4) | 2040202001763 | #N/A | X | NON-POTW | 2015 | 110013317614 | 110013317614 |  |  |  | 2023 | 02040202001763 | DELAWARE RIVER (ZONE 4) | 0.727 | 0.41 | 0.32266 | NPDES | 0.41 | 0.63436 | 4496190 | NA | 1 | 0.99 | 5.279 | 12.69 | 9.134 | 1.65 | 1.304 | 1.082 | 0.769 | 0.665 | 0.966 | 1.099 | 0.727 | 1.566 | QE_08 | 0.665 | 1.6259 | 0.8813 | 2.4205 | 1.6542 | 1.551 | 1.6259 | 30Q5 Flow | 1.6542 | HM Flow | 1.551 | Plant Flow | 17.5765 | 16.7668 | 16.4798 | 209.2442 | 199.6046 | 196.1886 | NO | NO | NO | NO | 0.43593 | NO
110013680837 | 2018 | EASTERN REGIONAL STP | KY 10 | ALEXANDRIA | KY | 41001 | 38.948 | -84.3705 | #N/A | 110013680837 | POTW | 4952 | Sewerage Systems | #N/A | #N/A | #N/A | 365 | 4.2137 | 0.011544 | 0.20065 | 0 | N/A - Period DMR Data Not Available | N/A | N/A | KY0105031 | BRUSH CREEK, BRUSH CRK | 05090201002390 | #N/A | X | POTW | 2015 | 110013680837 | 110013680837 |  |  |  | 2023 | 05090201002390 | BRUSH CREEK, BRUSH CRK | 4 | 1.17 | 1.1767 | NPDES | 1.17 | 1.8103 | 1922552 | NA | 1 | 5.027 | 13.993 | 33.981 | 13.808 | 8.073 | 6.471 | 4.056 | 2.616 | 1.882 | 1.752 | 1.984 | 2.349 | 7.249 | QE_09 | 1.752 | 4.2836 | 2.4024 | 12.291 | 6.2056 | 4.4261 | 4.4261 | Plant Flow | 6.2056 | HM Flow | 4.4261 | Plant Flow | 2.6082 | 2.6082 | 1.8603 | 45.3338 | 45.3338 | 32.3335 | NO | NO | NO | NO | 0.094445 | NO
110013682942 | 2018 | BOEING GWETS (GET H-B, SGSA GET, ADMIN GET) | 10699 MATHER BLVD | RANCHO CORDOVA | CA | 95670 | 38.5383 | -121.3164 | #N/A | 110013682942 | Unknown | 9999 | Nonclassifiable Establishments | #N/A | #N/A | #N/A | 250 | 0.12065 | 0.00048259 | 0.0057451 | 0 | N/A - Period DMR Data Not Available | N/A | N/A | CA0084891 | MORRISON CREEK, MORRISON CREEK AND SOUTH BRANCH MORRISON CREEK, SOUTHERN BRANCH OF MORRISON CREEK, UNNAMED DRAINAGE CHANNEL TO MORRISON CREEK | 18020163016075 | #N/A | X | NON-POTW | 2015 | 110013682942 | 110013682942 |  |  |  | 2023 | 18020163016075 | MORRISON CREEK, MORRISON CREEK AND SOUTH BRANCH MORRISON CREEK, SOUTHERN BRANCH OF MORRISON CREEK, UNNAMED DRAINAGE CHANNEL TO MORRISON CREEK | 7.34 | 7.34 | 1.3361 | NPDES | 7.34 | 11.3567 | 948021167 | NA | 1 | 0.012 | 0.022 | 0.081 | 0.045 | 0.017 | 0.004 | 0.003 | 0.002 | 0 | 0.002 | 0.002 | 0.011 | 0.021 | QE_08 | 0.002 | 0.00489 | 0.0021605 | 0.02934 | 0.0074316 | 27.7669 | 27.7669 | Plant Flow | 27.7669 | Plant Flow | 27.7669 | Plant Flow | 0.01738 | 0.01738 | 0.01738 | 0.2069 | 0.2069 | 0.2069 | NO | NO | NO | NO | 0.00043105 | NO
110013786698 | 2022 | HAWAII COUNTY HILO WWTP | 150 KEKUANAOA STREET | HILO | HI | 96720 | 19.7138 | -155.0193 | #N/A | 110013786698 | POTW | 4952 | Sewerage Systems | #N/A | #N/A | #N/A | 365 | 4.0064 | 0.010977 | 0.19078 | 0 | N/A - Period DMR Data Not Available | N/A | N/A | HI0021377 | HILO BAY | 20010000000216 | #N/A | #N/A | POTW | 2021 | 110013786698 | 110013786698 |  |  |  | 2023 | 20010000000216 | HILO BAY | 5 | 3.15 | 3.1144 | NPDES | 3.15 | 4.8738 | NA | NA | NA | NA | [12 empty] | NA | NA | NA | NA | NA | NA | NA | NA | Flow Lookup Failed | NA | Flow Lookup Failed | NA | Flow Lookup Failed | NA | NA | NA | NA | NA | NA | NA | NA | NA | NA | NA | NA | bar: QE_01 to QE_12
110013819706 | 2016 | WATSONVILLE WWTF | 401 PANABAKER LN | WATSONVILLE | CA | 95076- | 36.89 | -121.7882 | #N/A | 110013819706 | POTW | 4952 | Sewerage Systems | #N/A | #N/A | #N/A | 365 | 0.0053651 | 1.4699e-05 | 0.00025548 | 0 | N/A - Period DMR Data Not Available | N/A | N/A | CA0048216 | PACIFIC OCEAN | #N/A | #N/A | X | POTW | 2015 | 110013819706 | NA | NA | NA | NA | NA | NA | NA | NA | NA | NA | NA | NA | NA | NA | NA | NA | NA | [12 empty] | NA | NA | NA | NA | NA | NA | NA | NA | Permit Lookup Failed | NA | NA | NA | Permit Lookup Failed | NA | NA | NA | NA | NA | NA | NA | NA | NA | NA | NA | NA | bar: QE_01 to QE_12
110013848453 | 2017 | SANTA CRUZ WASTEWATER TREATMENT PLANT | 110 CALIFORNIA ST | SANTA CRUZ | CA | 95060-4212 | 36.9632 | -122.034 | #N/A | 110013848453 | POTW | 4952 | Sewerage Systems | #N/A | #N/A | #N/A | 365 | 2.745 | 0.0075204 | 0.13071 | 0 | N/A - Period DMR Data Not Available | N/A | N/A | CA0048194 | PACIFIC OCEAN, PACIFIC OCEAN (MONTEREY BAY) | 18060015000054 | #N/A | X | POTW | 2015 | 110013848453 | 110013848453 |  |  |  | 2023 | 18060015000054 | PACIFIC OCEAN, PACIFIC OCEAN (MONTEREY BAY) | 17 | NA | 8.4225 | NPDES | 8.4225 | 13.0315 | 948060370 | NA | -9 | 0.042 | 0.274 | 0.252 | 0.122 | 0.049 | 0.013 | 0.011 | 0.008 | 0.002 | 0.006 | 0.003 | 0.024 | 0.041 | NA | NA | NA | NA | NA | NA | NA | NA | Coastal | NA | Coastal | NA | Coastal | NA | NA | NA | NA | NA | NA | NA | NA | NA | NA | NA | NA
110014480445 | 2017 | HOLMAN RMP ENTERPRISES | 9040 BURROUGH-DOVER LN | PENNSAUKEN | NJ | 08110-1033 | 39.9733 | -75.0189 | #N/A | 110014480445 | Industrial and commercial non-aerosol cleaning/degreasing | 3714 | Motor Vehicle Parts and Accessories (dump truck lifting mechanisms and fifth wheels) | #N/A | #N/A | #N/A | 350 | 0.014625 | 4.1786e-05 | 0.00069644 | 0 | N/A - Period DMR Data Not Available | N/A | N/A | NJG105449 | SOUTH BRANCH OF PENNSAUKEN CK | 2040202001660 | #N/A | X | NON-POTW | 2015 | 110014480445 | 110014480445 |  |  |  | 2023 | 02040202001660 | SOUTH BRANCH OF PENNSAUKEN CK | 0.24192 | 0.18 | 0 | NPDES | 0.18 | 0.2785 | 4494546 | South Branch Pennsauken Creek | 2 | 27.381 | 48.938 | 55.056 | 58.531 | 34.761 | 27.466 | 19.96 | 20.526 | 19.801 | 18.18 | 17.135 | 24.495 | 35.126 | QE_10 | 17.135 | 41.8949 | 25.4597 | 66.9462 | 50.921 | 0.68093 | 41.8949 | 30Q5 Flow | 50.921 | HM Flow | 25.4597 | 7Q10 Flow | 0.0016413 | 0.00099741 | 0.00082061 | 0.027355 | 0.016624 | 0.013677 | NO | NO | NO | NO | 5.6989e-05 | NO
110015317423 | 2018 | CITY OF PEORIA | 12483 W JOMAX RD | PEORIA | AZ | 85383 | 33.7269 | -112.3307 | #N/A | 110015317423 | POTW | 4952 | Sewerage Systems | #N/A | #N/A | #N/A | 365 | 1.184 | 0.0032437 | 0.056379 | 0 | N/A - Period DMR Data Not Available | N/A | N/A | AZ0024945 | #N/A | 15030104003460 | #N/A | X | POTW | 2015 | 110015317423 | 110015317423 |  |  |  | 2023 | 15030104003460 |  | 2.25 | NA | 0.66508 | NPDES | 0.66508 | 1.029 | 9998164 | Colorado River | 9 | 11473.771 | 8709.429 | 10402.685 | 12860.068 | 14095.859 | 10764.138 | 13165.122 | 13097.352 | 14382.256 | 11504.893 | 9707.427 | 8230.868 | 8277.09 | QE_11 | 8230.868 | 20124.3716 | 15198.6973 | 28053.2298 | 30168.271 | 2.516 | 20124.3716 | 30Q5 Flow | 30168.271 | HM Flow | 15198.6973 | 7Q10 Flow | 0.00021342 | 0.00016118 | 0.00010752 | 0.0037095 | 0.0028015 | 0.0018688 | NO | NO | NO | NO | 7.7281e-06 | NO
110015408600 | 2016 | SNOHOMISH STP | 2115 2ND STREET | SNOHOMISH | WA | 98290 | 47.9146 | -122.1122 | #N/A | 110015408600 | POTW | 4952 | Sewerage Systems | #N/A | #N/A | #N/A | 365 | 0.3679 | 0.001008 | 0.017519 | 0 | N/A - Period DMR Data Not Available | N/A | N/A | WA0029548 | SNOHOMISH R., SNOHOMISH RIVER | 17110011000245 | #N/A | X | POTW | 2015 | 110015408600 | 110015408600 |  |  |  | 2023 | 17110011000245 | SNOHOMISH R. | 5.6 | NA | 0 | NPDES | 0 | 0 | 24279516 | NA | 1 | 3.093 | 33.683 | 40.286 | 20.373 | 5.581 | 1.714 | 0.795 | 0.422 | 0.427 | 0.738 | 0.924 | 3.319 | 16.406 | QE_07 | 0.422 | 1.0318 | 0.55038 | 7.5623 | 2.1865 | 0 | 1.0318 | 30Q5 Flow | 2.1865 | HM Flow | 0.55038 | 7Q10 Flow | 1.8314 | 0.9769 | 0.46099 | 31.8312 | 16.9795 | 8.0125 | NO | NO | NO | NO | 0.066315 | NO
110015632216 | 2019 | CARROLLTON REGIONAL WWTP | 1937 GREENS BOTTOM RD | CARROLLTON | KY | 41008 | 38.6278 | -85.1158 | #N/A | 110015632216 | POTW | 4952 | Sewerage Systems | #N/A | #N/A | #N/A | 365 | 5.8715 | 0.016086 | 0.27959 | 0 | N/A - Period DMR Data Not Available | N/A | N/A | KY0104931 | KENTUCKY RIVER | 5100205000002 | #N/A | X | POTW | 2015 | 110015632216 | 110015632216 |  |  |  | 2023 | 05100205000002 | KENTUCKY RIVER | 1.7 | 1.19 | 0.98504 | NPDES | 1.19 | 1.8412 | 1824428 | Kentucky River | 6 | 9597.641 | 15672.211 | 17022.589 | 19321.102 | 14812.593 | 11306.325 | 6840.049 | 3188.742 | 2628.895 | 2576.896 | 2608.783 | 5584.617 | 12582.225 | QE_09 | 2576.896 | 6300.4792 | 4567.7733 | 23466.1149 | 14278.1849 | 4.5017 | 6300.4792 | 30Q5 Flow | 14278.1849 | HM Flow | 4567.7733 | 7Q10 Flow | 0.0035217 | 0.0025532 | 0.0011266 | 0.06121 | 0.044377 | 0.019582 | NO | NO | NO | NO | 0.00012752 | NO
110015940776 | 2015 | PALO VERDE UTILITIES CO - WRF | 22590 N POWERS PKWY W | MARICOPA | AZ | 85138 | 33.0846 | -112.0096 | #N/A | 110015940776 | POTW | 4952 | Sewerage Systems | #N/A | #N/A | #N/A | 365 | 4.53 | 0.012411 | 0.21572 | 0 | N/A - Period DMR Data Not Available | N/A | N/A | AZ0025071 | #N/A | 15020008000253 | #N/A | X | NON-POTW | 2015 | 110015940776 | 110015940776 |  |  |  | 2023 | 15020008000253 |  | 9 | NA | 0.42508 | NPDES | 0.42508 | 0.6577 | NA | NA | NA | NA | [12 empty] | NA | NA | NA | NA | NA | NA | NA | NA | Flow Lookup Failed | NA | Flow Lookup Failed | NA | Flow Lookup Failed | NA | NA | NA | NA | NA | NA | NA | NA | NA | NA | NA | NA | bar: QE_01 to QE_12
110015943559 | 2016 | ANTHEM WATER CAMPUS WWTP | 39920 N GAVILAN PEAK PKWY | PHOENIX | AZ | 85086-2524 | 33.8465 | -112.1371 | #N/A | 110015943559 | POTW | 4952 | Sewerage Systems | #N/A | #N/A | #N/A | 365 | 0.40511 | 0.0011099 | 0.019291 | 0 | N/A - Period DMR Data Not Available | N/A | N/A | AZ0025429 | #N/A | 15070104000290 | #N/A | X | NON-POTW | 2015 | 110015943559 | 110015943559 |  |  |  | 2023 | 15070104000290 |  | 3 | NA | 0.2335 | NPDES | 0.2335 | 0.36128 | NA | NA | NA | NA | [12 empty] | NA | NA | NA | NA | NA | NA | NA | NA | Flow Lookup Failed | NA | Flow Lookup Failed | NA | Flow Lookup Failed | NA | NA | NA | NA | NA | NA | NA | NA | NA | NA | NA | NA | bar: QE_01 to QE_12
110015944077 | 2018 | KINGMAN, CITY OF - HILLTOP WWTP | 5925 N HWY 66 | KINGMAN | AZ | 86401 | 35.2965 | -113.935 | #N/A | 110015944077 | POTW | 4952 | Sewerage Systems | #N/A | #N/A | #N/A | 365 | 2.3997 | 0.0065745 | 0.11427 | 0 | N/A - Period DMR Data Not Available | N/A | N/A | AZ0025844 | #N/A | 15060106000281 | #N/A | X | POTW | 2015 | 110015944077 | 110015944077 |  |  |  | 2023 | 15060106000281 |  | NA | NA | NA | NPDES | NA | NA | NA | NA | NA | NA | [12 empty] | NA | NA | NA | NA | NA | NA | NA | NA | Flow Lookup Failed | NA | Flow Lookup Failed | NA | Flow Lookup Failed | NA | NA | NA | NA | NA | NA | NA | NA | NA | NA | NA | NA | bar: QE_01 to QE_12
110015972562 | 2020 | CAESAR'S PALACE (257) | 3570 SOUTH LAS VEGAS BOULEVARD | LAS VEGAS | NV | 89109 | 36.1162 | -115.1727 | #N/A | 110015972562 | Remediation | 7011 | Hotels and Motels (hotels, except casino hotels, and motels) | #N/A | #N/A | #N/A | 250 | 0.28724 | 0.001149 | 0.013678 | 0 | N/A - Period DMR Data Not Available | N/A | N/A | NV0023191 | FLAMINGO WASH | 15010015000432 | #N/A | X | NON-POTW | 2015 | 110015972562 | 110015972562 |  |  |  | 2023 | 15010015000432 | FLAMINGO WASH | 0.432 | 0.432 | 0.033321 | NPDES | 0.432 | 0.6684 | 22069994 | Flamingo Wash | 3 | 2.141 | 13.016 | 10.823 | 5.581 | 1.049 | 0.864 | 0 | 0.726 | 1.979 | 1.466 | 1.261 | 3.142 | 18.234 | QE_06 | 0.726 | 1.7751 | 0.96511 | 5.2347 | 2.5051 | 1.6342 | 1.7751 | 30Q5 Flow | 2.5051 | HM Flow | 1.6342 | Plant Flow | 0.70307 | 0.64729 | 0.45866 | 8.3698 | 7.7058 | 5.4602 | NO | NO | NO | NO | 0.017437 | NO
110016759444 | 2019 | NORTHERN MADISON COUNTY SANITATION DISTRICT | 660 FALCON CREST DR | RICHMOND | KY | 40475 | 37.8522 | -84.3631 | #N/A | 110016759444 | POTW | 4952 | Sewerage Systems | #N/A | #N/A | #N/A | 365 | 0.97398 | 0.0026684 | 0.04638 | 0 | N/A - Period DMR Data Not Available | N/A | N/A | KY0105376 | KENTUCKY RIVER, KENTUCKY RV | 5100205000171 | #N/A | X | POTW | 2015 | 110016759444 | 110016759444 |  |  |  | 2023 | 05100205000171 | KENTUCKY RIVER, KENTUCKY RV | 1 | 0.19 | 0.18 | NPDES | 0.19 | 0.29397 | 1827716 | Kentucky River | 6 | 5955.889 | 9917.659 | 10555.707 | 12108.478 | 9899.797 | 7512.974 | 4203.629 | 1925.272 | 1566.045 | 1417.574 | 1757.71 | 3542.436 | 7485.616 | QE_09 | 1417.574 | 3465.9511 | 2460.465 | 14562.0758 | 8097.3612 | 0.71876 | 3465.9511 | 30Q5 Flow | 8097.3612 | HM Flow | 2460.465 | 7Q10 Flow | 0.0010845 | 0.0007699 | 0.00032954 | 0.01885 | 0.013382 | 0.0057278 | NO | NO | NO | NO | 3.9271e-05 | NO
110017206432 | 2018 | SPEEDYS TRUCK STOP | 35960 GRANT ROAD | LUPTON | AZ | 86508 | 35.3592 | -109.0515 | #N/A | 110017206432 | Use in fuels and related products | 5541 | Gasoline Service Station (gasoline station with convenience store) | #N/A | #N/A | #N/A | 350 | 9.9538e-05 | 2.8439e-07 | 4.7399e-06 | 0 | N/A - Period DMR Data Not Available | N/A | N/A | NN0031001 | UNNAMED WASH TO PUERCO RIVER, UNNAMED WASH TRIBUTARY TO THE PUERCO RIVER | 15020006000047 | #N/A | X | NON-POTW | 2015 | 110017206432 | 110017206432 |  |  |  | 2023 | 15020006000047 | UNNAMED WASH TO PUERCO RIVER, UNNAMED WASH TRIBUTARY TO THE PUERCO RIVER | 0.005 | NA | NA | NPDES | 0.005 | 0.0077361 | 20565053 | Puerco River | 5 | 40.572 | 2.693 | 24.994 | 53.941 | 41.521 | 26.129 | 13.002 | 44.886 | 53.428 | 53.982 | 55.467 | 27.599 | 6.279 | QE_01 | 2.693 | 6.5844 | 3.749 | 99.198 | 21.3033 | 0.018915 | 6.5844 | 30Q5 Flow | 21.3033 | HM Flow | 3.749 | 7Q10 Flow | 7.5858e-05 | 4.3192e-05 | 1.335e-05 | 0.0012643 | 0.00071987 | 0.0002225 | NO | NO | NO | NO | 2.634e-06 | NO
110017217545 | 2019 | VOPAK TERMINAL LONG BEACH INC | 3601 DOCK ST | SAN PEDRO | CA | 90731-7540 | 33.7623 | -118.2418 | #N/A | 110017217545 | Repackaging | 5171 | Petroleum Bulk Stations and Terminals (except petroleum sold via retail method) | #N/A | #N/A | #N/A | 250 | 0.0085171 | 3.4068e-05 | 0.00040558 | 0 | N/A - Period DMR Data Not Available | N/A | N/A | CA0064165 | CERRITOS CHANNEL, CERRITOS CHANNEL WITHIN LONG BEACH INNER HARBOR | 18070106002148 | #N/A | X | NON-POTW | 2015 | 110017217545 | 110017217545 |  |  |  | 2023 | 18070106002148 | CERRITOS CHANNEL, CERRITOS CHANNEL WITHIN LONG BEACH INNER HARBOR | 0.288 | NA | 0.012261 | NPDES | 0.012261 | 0.01897 | 20366367 | NA | -9 | 0 | 0 | 0 | 0 | 0 | 0 | 0 | 0 | 0 | 0 | 0 | 0 | 0 | NA | NA | NA | NA | NA | NA | NA | NA | Coastal | NA | Coastal | NA | Coastal | NA | NA | NA | NA | NA | NA | NA | NA | NA | NA | NA | NA
110017237373 | 2020 | LAS VEGAS ACADEMY | 315 7TH STREET | LAS VEGAS | NV | 89101 | 36.1648 | -115.1407 | #N/A | 110017237373 | Remediation | 8211 | Elementary and Secondary Schools | #N/A | #N/A | #N/A | 250 | 0.0033502 | 1.3401e-05 | 0.00015953 | 0 | N/A - Period DMR Data Not Available | N/A | N/A | NV0023485 | LAS VEGAS WASH | 15010015000125 | #N/A | X | NON-POTW | 2015 | 110017237373 | 110017237373 |  |  |  | 2023 | 15010015000125 | LAS VEGAS WASH | 0.1 | 0.1 | 0.11106 | NPDES | 0.1 | 0.15472 | NA | NA | NA | NA | [12 empty] | NA | NA | NA | NA | NA | NA | NA | NA | Flow Lookup Failed | NA | Flow Lookup Failed | NA | Flow Lookup Failed | NA | NA | NA | NA | NA | NA | NA | NA | NA | NA | NA | NA | bar: QE_01 to QE_12
110017413217 | 2019 | ARNOLD ENGINEERING DEVELOPMENT CENTER (AEDC) | 100 KINDEL DRIVE, COFFEE AND FRANKLIN COUNTIES | ARNOLD AFB | TN | 37389 | 35.3778 | -86.0456 | 37389RNLDN100KI | 110017413217 | Waste Handling, Disposal and Treatment (Landfill) | 9711 | National Security | #N/A | #N/A | #N/A | 250 | 14.0862 | 0.056345 | 0.67077 | 0 | N/A - Period DMR Data Not Available | N/A | N/A | TN0003751 | BRADLEY CREEK, BRUMALOW CREEK, ELK-UPPER, ROWLAND DITCH, SPRING CREEK | 6030003000915 | #N/A | X | NON-POTW | 2015 | 110017413217 | 110017413217 |  |  |  | 2023 | 06030003000915 | BRADLEY CREEK, BRUMALOW CREEK, ELK-UPPER, ROWLAND DITCH, SPRING CREEK | 49.67 | 16.1 | 2.9423 | NPDES | 16.1 | 24.9104 | 19605321 | NA | 1 | 2.56 | 5.241 | 5.115 | 5.336 | 3.697 | 2.491 | 1.227 | 0.811 | 0.669 | 0.944 | 1.554 | 3.176 | 3.57 | QE_08 | 0.669 | 1.6357 | 0.88678 | 6.2592 | 2.6016 | 60.9056 | 60.9056 | Plant Flow | 60.9056 | Plant Flow | 60.9056 | Plant Flow | 0.92511 | 0.92511 | 0.92511 | 11.0133 | 11.0133 | 11.0133 | NO | NO | NO | NO | 0.022944 | NO
110017418061 | 2021 | SASOL CHEMICALS (USA) LLC - LAKE CHARLES CHEMICAL COMPLEX | 2201 OLD SPANISH TRAIL | WESTLAKE | LA | 70669 | 30.2588 | -93.2937 | 70669VSTCHOLDSP | 110017418061 | Unknown | 2869 | Industrial Organic Chemicals, NEC (aliphatics) | #N/A | #N/A | #N/A | 250 | 487.8381 | 1.9514 | 23.2304 | 0 | N/A - Period DMR Data Not Available | N/A | N/A | LA0003336 | 315 | 8080206001238 | #N/A | #N/A | NON-POTW | 2021 | 110017418061 | 110017418061 |  |  |  | 2023 | 08080206001238 | 0315 | NA | 4.51 | 0.61611 | NPDES | 4.51 | 6.978 | 3710370 | Calcasieu River | 6 | 4911.849 | 9586.932 | 8482.593 | 7614.674 | 5843.661 | 5082.176 | 3275.074 | 3221.551 | 2027.055 | 2441.507 | 1781.61 | 2530.929 | 7507.447 | QE_10 | 1781.61 | 4356.0147 | 3117.2978 | 12009.4108 | 8423.1937 | 17.0611 | 4356.0147 | 30Q5 Flow | 8423.1937 | HM Flow | 3117.2978 | 7Q10 Flow | 0.62598 | 0.44797 | 0.23166 | 7.4521 | 5.3329 | 2.7579 | NO | NO | NO | NO | 0.015525 | NO
110017422733 | 2015 | GENERAL MOTORS PROVING GROUND | 3300 GENERAL MOTORS RD | MILFORD | MI | 48380 | 42.5691 | -83.6745 | #N/A | 110017422733 | Laboratory Use | 8734 | Testing Laboratories (except veterinary testing laboratories) | #N/A | #N/A | #N/A | 260 | 0.25451 | 0.00097889 | 0.01212 | 0 | N/A - Period DMR Data Not Available | N/A | N/A | MI0001911 | MANN CREEK | 4090005002033 | #N/A | #N/A | #N/A | 2015 | 110017422733 | 110017422733 |  |  |  | 2023 | 04090005002033 | MANN CREEK | NA | NA | 0.039894 | NPDES | 0.039894 | 0.061726 | 13173959 | NA | 2 | 10.947 | 0 | 0 | 139.664 | 49.533 | 15.693 | 11.232 | 6.678 | 6.264 | 7.266 | 7.105 | 3.035 | 0.87 | QE_01 | 0.87 | 2.1271 | 1.1639 | 26.7653 | 6.0108 | 0.15092 | 2.1271 | 30Q5 Flow | 6.0108 | HM Flow | 1.1639 | 7Q10 Flow | 0.84102 | 0.46019 | 0.16286 | 10.4126 | 5.6976 | 2.0163 | NO | NO | NO | NO | 0.021693 | NO
110017432937 | 2015 | FUTUREFUEL CHEMICAL COMPANY | 2800 GAP RD (HWY 394) | BATESVILLE | AR | 72501 | 35.7223 | -91.525 | 72503RKNSSSTATE | 110017432937 | Unknown | 2865 | Cyclic Organic Crudes and Intermediates, and Organic Dyes and Pigments (aromatics) | #N/A | #N/A | #N/A | 250 | 7.0317 | 0.028127 | 0.33485 | 0 | N/A - Period DMR Data Not Available | N/A | N/A | AR0035386 | WHITE RIVER | 11010004002024 | #N/A | X | NON-POTW | 2015 | 110017432937 | 110017432937 |  |  |  | 2023 | 11010004002024 | WHITE RIVER | NA | 58.3 | 21.9425 | NPDES | 58.3 | 90.2035 | 11833726 | White River | 7 | 12442.192 | 14053.243 | 14754.036 | 20383.765 | 18177.892 | 14039.819 | 11079.286 | 10821.218 | 9586.603 | 7223.294 | 6357.515 | 8923.558 | 12916.402 | QE_10 | 6357.515 | 15544.0465 | 11633.2256 | 30421.0073 | 27046.1219 | 220.5465 | 15544.0465 | 30Q5 Flow | 27046.1219 | HM Flow | 11633.2256 | 7Q10 Flow | 0.0024178 | 0.0018095 | 0.00104 | 0.028784 | 0.021542 | 0.012381 | NO | NO | NO | NO | 5.9966e-05 | NO
110017796330 | 2018 | IRVIN'S CORP DBA IRVIN'S TINWARE | 115 CEDAR LN | MOUNT PLEASANT MILLS | PA | 17853 | 40.7253 | -77.0569 | #N/A | 110017796330 | Unknown | 3645 | Residential Electric Lighting Fixtures | #N/A | #N/A | #N/A | 250 | 0.0049359 | 1.9744e-05 | 0.00023504 | 0 | N/A - Period DMR Data Not Available | N/A | N/A | PA0113913 | UNNAMED TRIB TO NORTH BRANCH MAHANTANGO CREEK, UNT TO NORTH BRANCH MAHANTANGO CREEK | 02050301000478 | #N/A | X | NON-POTW | 2015 | 110017796330 | 110017796330 |  |  |  | 2023 | 02050301000478 | UNNAMED TRIB TO NORTH BRANCH MAHANTANGO CREEK, UNT TO NORTH BRANCH MAHANTANGO CREEK | 0.037 | NA | 0.0033375 | NPDES | 0.0033375 | 0.0051639 | 4520142 | NA | 1 | 1.494 | 2.708 | 6.265 | 10.104 | 3.493 | 2.688 | 2.413 | 1.373 | 1.019 | 2.118 | 4.834 | 2.979 | 2.009 | QE_08 | 1.019 | 2.4914 | 1.3709 | 3.6528 | 2.5647 | 0.012626 | 2.4914 | 30Q5 Flow | 2.5647 | HM Flow | 1.3709 | 7Q10 Flow | 0.014402 | 0.0079246 | 0.0076981 | 0.17146 | 0.094341 | 0.091644 | NO | NO | NO | NO | 0.0003572 | NO
110017860894 | 2015 | SEAWORLD SAN DIEGO | 500 SEAWORLD DRIVE | SAN DIEGO | CA | 92109 | 32.7612 | -117.2306 | #N/A | 110017860894 | Waste Handling, Disposal and Treatment (non-POTW WWT) | 7996 | Amusement Parks | #N/A | #N/A | #N/A | 250 | 4.1383 | 0.016553 | 0.19706 | 0 | N/A - Period DMR Data Not Available | N/A | N/A | CA0107336 | MISSION BAY | 18070304000120 | #N/A | #N/A | #N/A | 2015 | 110017860894 | 110017860894 |  |  |  | 2023 | 18070304000120 | MISSION BAY | NA | 9.36 | 1.9015 | NPDES | 9.36 | 14.4821 | 20332012 | NA | -9 | 0.027 | 0.221 | 0.111 | 0.059 | 0.015 | 0.006 | 0 | 0 | 0 | 0 | 0.025 | 0.118 | 0.178 | NA | NA | NA | NA | NA | NA | NA | NA | Coastal | NA | Coastal | NA | Coastal | NA | NA | NA | NA | NA | NA | NA | NA | NA | NA | NA | NA
110017972764 | 2017 | SACRAMENTO COUNTY LANDFILL (KIEFER) | 12701 KIEFER BOULEVARD | SLOUGHHOUSE | CA | 95683 | 38.5164 | -121.1972 | #N/A | 110017972764 | Waste Handling, Disposal and Treatment (Landfill) | 4953 | Refuse Systems (hazardous waste treatment and disposal) | #N/A | #N/A | #N/A | 250 | 0.010016 | 4.0064e-05 | 0.00047696 | 0 | N/A - Period DMR Data Not Available | N/A | N/A | CA0083681 | DEER CREEK | 18040013009470 | #N/A | X | NON-POTW | 2015 | 110017972764 | 110017972764 |  |  |  | 2023 | 18040013009470 | DEER CREEK | 2.17 | NA | NA | NPDES | 2.17 | 3.3575 | 3947501 | Deer Creek | 4 | 50.178 | 125.845 | 165.237 | 147.683 | 75.887 | 41.624 | 26.588 | 9.629 | 3.282 | 4.992 | 6.711 | 17.257 | 21.718 | QE_08 | 3.282 | 8.0244 | 4.6009 | 122.6846 | 26.3745 | 8.209 | 8.209 | Plant Flow | 26.3745 | HM Flow | 8.209 | Plant Flow | 0.0048805 | 0.0048805 | 0.001519 | 0.058101 | 0.058101 | 0.018084 | NO | NO | NO | NO | 0.00012104 | NO
110017980443 | 2023 | BUCKMAN LABORATORIES INC CADET | 14664 HIGHWAY 47 | CADET | MO | 63630 | 37.9843 | -90.6861 | 63630BCKMNHIGHW | 110017980443 | Manufacturing | 2899 | Chemicals and Chemical Preparations, NEC (table salt) | #N/A | #N/A | #N/A | 350 | 1.6289 | 0.004654 | 0.077567 | 0 | N/A - Period DMR Data Not Available | N/A | N/A | MO0101184 | TRIBUTARY TO CADET CR., TRIBUTARY TO MILL CR. | 07140104001615 | #N/A | #N/A | NON-POTW | 2021 | 110017980443 | 110017980443 |  |  |  | 2023 | 07140104001615 | TRIBUTARY TO CADET CR., TRIBUTARY TO MILL CR. | NA | NA | 0.0064665 | NPDES | 0.0064665 | 0.010005 | NA | NA | NA | NA | [12 empty] | NA | NA | NA | NA | NA | NA | NA | NA | Flow Lookup Failed | NA | Flow Lookup Failed | NA | Flow Lookup Failed | NA | NA | NA | NA | NA | NA | NA | NA | NA | NA | NA | NA | bar: QE_01 to QE_12
110018199377 | 2021 | IMTT-ILLINOIS LLC | 13589 MAIN STREET | LEMONT | IL | 60439 | 41.6928 | -87.9511 | #N/A | 110018199377 | Unknown | 4226 | Special Warehousing and Storage, NEC (warehousing in foreign trade zones) | #N/A | #N/A | #N/A | 250 | 427.352 | 1.7094 | 20.3501 | 0 | N/A - Period DMR Data Not Available | N/A | N/A | IL0005126 | ILLINOIS AND MICHIGAN CANAL | 7120004000954 | Yes | Yes | NON-POTW | 2021 | 110018199377 | 110018199377 |  |  |  | 2023 | 07120004000954 | CALUMET SAG CHANNEL, ILLINOIS AND MICHIGAN CANAL | NA | NA | 0.107 | NPDES | 0.107 | 0.16555 | 14786259 | Calumet Sag Channel | 4 | 479.912 | 523.374 | 537.553 | 435.991 | 708.902 | 613.507 | 564.159 | 425.429 | 363.458 | 335.501 | 267.52 | 328.069 | 500.213 | QE_10 | 267.52 | 654.0831 | 437.861 | 1173.379 | 948.7665 | 0.40478 | 654.0831 | 30Q5 Flow | 948.7665 | HM Flow | 437.861 | 7Q10 Flow | 3.904 | 2.6134 | 1.8017 | 46.4762 | 31.1124 | 21.449 | NO | NO | NO | NO | 0.096825 | NO
110018925957 | 2017 | FORMOSA PLASTICS CORPORATION, TEXAS | 201 FORMOSA DRIVE | POINT COMFORT | TX | 77978 | 28.6753 | -96.5495 | 77978FRMSPPOBOX | 110018925957 | Manufacturing | 2821 | Plastics Materials, Synthetic and Resins, and Nonvulcanizable Elastomers | #N/A | #N/A | #N/A | 350 | 5989.5354 | 17.113 | 285.216 | 0.10341 | 20.363299999999999 | 28 | 31.037000000000006 | TX0085570 | LAVACA BAY/CHOCOLATE BAY, COX CREEK | 12100401000758 | #N/A | #N/A | #N/A | 2015 | 110018925957 | 110018925957 |  |  |  | 2023 | 12100401000758 | COX BAY, LAVACA BAY/CHOCOLATE BAY, LAVACA BAY/CHOCOLATE BAY; COX BAY | 14.1 | 14.1 | 2.6276 | NPDES | 14.1 | 21.8159 | 9356708 | NA | -9 | 0.004 | 0.003 | 0.005 | 0.003 | 0.001 | 0.004 | 0.003 | 0 | 0 | 0 | 0 | 0 | 0.001 | NA | NA | NA | NA | NA | NA | NA | NA | Coastal | NA | Coastal | NA | Coastal | NA | NA | NA | NA | NA | NA | NA | NA | NA | NA | NA | NA
110020039402 | 2016 | THE STIRLING CLUB | 2827 PARADISE ROAD | LAS VEGAS | NV | 89109 | 36.1375 | -115.1548 | #N/A | 110020039402 | Unknown | 7011 | Hotels and Motels (hotels, except casino hotels, and motels) | #N/A | #N/A | #N/A | 250 | 0.015766 | 6.3064e-05 | 0.00075077 | 0 | N/A - Period DMR Data Not Available | N/A | N/A | NV0023256 | LAS VEGAS WASH VIA STORM DRAIN | 15010015000432 | #N/A | X | NON-POTW | 2015 | 110020039402 | 110020039402 |  |  |  | 2023 | 15010015000432 | LAS VEGAS WASH VIA STORM DRAIN | 0.129 | 0.129 | 0.0056917 | NPDES | 0.129 | 0.19959 | 22069994 | Flamingo Wash | 3 | 2.141 | 13.016 | 10.823 | 5.581 | 1.049 | 0.864 | 0 | 0.726 | 1.979 | 1.466 | 1.261 | 3.142 | 18.234 | QE_06 | 0.726 | 1.7751 | 0.96511 | 5.2347 | 2.5051 | 0.488 | 1.7751 | 30Q5 Flow | 2.5051 | HM Flow | 0.96511 | 7Q10 Flow | 0.065344 | 0.035528 | 0.025175 | 0.7779 | 0.42295 | 0.2997 | NO | NO | NO | NO | 0.0016206 | NO
110020069076 | 2016 | THE STOP & SHOP SUPERMARKET | ROUTES 37 & 39 | NEW FAIRFIELD | CT | 6812 | 41.4687 | -73.4862 | #N/A | 110020069076 | Unknown | 5411 | Grocery Stores (except convenience stores, freezer plans, and grocery stores with substantial general merchandise) | #N/A | #N/A | #N/A | 250 | 0.012603 | 5.0413e-05 | 0.00060016 | 0 | N/A - Period DMR Data Not Available | N/A | N/A | CT0030406 | BALL POND BROOK | 1100005000445 | #N/A | X | NON-POTW | 2015 | 110020069076 | 110020069076 |  |  |  | 2023 | 01100005000445 | BALL POND BROOK | NA | NA | NA | NPDES | NA | NA | 7716684 | Ball Pond Brook | 2 | 1.696 | 2.391 | 2.461 | 31.038 | 5.481 | 2.033 | 1.371 | 0.602 | 0.549 | 1.083 | 1.405 | 1.639 | 2.479 | QE_08 | 0.549 | 1.3423 | 0.72267 | 4.1467 | 1.9125 | -1 | 1.3423 | 30Q5 Flow | 1.9125 | HM Flow | 0.72267 | 7Q10 Flow | 0.06976 | 0.037558 | 0.02636 | 0.83047 | 0.44711 | 0.31381 | NO | NO | NO | NO | 0.0017302 | NO
110020662166 | 2024 | NENAHNEZAD BOARDING SCHOOL | OFF COUNTY ROAD 6675, 2 MILES SOUTH US HWY 64 | FRUITLAND | NM | 87416-0337 | 36.7398 | -108.3971 | #N/A | 110020662166 | Unknown | 4952 | Sewerage Systems | #N/A | #N/A | #N/A | 250 | 0.052498 | 0.00020999 | 0.0024999 | 0 | N/A - Period DMR Data Not Available | N/A | N/A | NN0020800 | SAN JUAN RIVER | 14080105001175 | #N/A | Yes | FEDERAL | 2021 | 110020662166 | 110020662166 |  |  |  | 2023 | 14080105001175 | SAN JUAN RIVER | 0.023 | NA | 0.019 | NPDES | 0.019 | 0.029397 | 17003286 | NA | 2 | 0.507 | 0 | 0 | 5.841 | 6.744 | 1.182 | 0 | 0.28 | 0.33 | 0.258 | 0.339 | 0.658 | 0 | QE_01 | 0.258 | 0.63081 | 0.33071 | 1.2396 | 0.70171 | 0.071876 | 0.63081 | 30Q5 Flow | 0.70171 | HM Flow | 0.33071 | 7Q10 Flow | 0.63497 | 0.33289 | 0.29926 | 7.5592 | 3.963 | 3.5626 | NO | NO | NO | NO | 0.015748 | NO
110020728943 | 2015 | HONOULIULI WWTP | 91-1000 GEIGER ROAD | EWA BEACH | HI | 96706 | 21.3297 | -158.0356 | #N/A | 110020728943 | POTW | 4952 | Sewerage Systems | #N/A | #N/A | #N/A | 365 | 0.30303 | 0.00083022 | 0.01443 | 0 | N/A - Period DMR Data Not Available | N/A | N/A | HI0020877 | PACIFIC OCEAN | 20060000002243 | #N/A | X | POTW | 2015 | 110020728943 | 110020728943 |  |  |  | 2023 | 20060000002243 | PACIFIC OCEAN | 38 | 39.456 | 21.517 | NPDES | 39.456 | 61.0475 | NA | NA | NA | NA | [12 empty] | NA | NA | NA | NA | NA | NA | NA | NA | Flow Lookup Failed | NA | Flow Lookup Failed | NA | Flow Lookup Failed | NA | NA | NA | NA | NA | NA | NA | NA | NA | NA | NA | NA | bar: QE_01 to QE_12
110020737540 | 2023 | CYNTHIANA STP (NEW) | 200 KY 36 W | CYNTHIANA | KY | 41031 | 38.3944 | -84.285 | #N/A | 110020737540 | POTW | 4952 | Sewerage Systems | #N/A | #N/A | #N/A | 365 | 2.9323 | 0.0080337 | 0.13963 | 0 | N/A - Period DMR Data Not Available | N/A | N/A | KY0105856 | SOUTH FORK / LICKING RIVER, SOUTH FORK LICKING RIVER | 05100102000325 | #N/A | Yes | POTW | 2021 | 110020737540 | 110020737540 |  |  |  | 2023 | 05100102000325 | SOUTH FORK / LICKING RIVER, SOUTH FORK LICKING RIVER | 2 | 0.875 | 0.88525 | NPDES | 0.875 | 1.3538 | 2057592 | Flat Run | 1 | 2.522 | 8.568 | 19.902 | 7.136 | 3.948 | 3.247 | 2.028 | 1.301 | 0.832 | 1.033 | 1.063 | 0.644 | 3.782 | QE_11 | 0.644 | 1.5746 | 0.8525 | 6.1663 | 2.5277 | 3.3101 | 3.3101 | Plant Flow | 3.3101 | Plant Flow | 3.3101 | Plant Flow | 2.427 | 2.427 | 2.427 | 42.184 | 42.184 | 42.184 | NO | NO | NO | NO | 0.087883 | NO
110020941383 | 2019 | SHEPHERDSVILLE STP | 485 OLD FORD RD | SHEPHERDSVILLE | KY | 40165 | 37.9854 | -85.7201 | #N/A | 110020941383 | POTW | 4952 | Sewerage Systems | #N/A | #N/A | #N/A | 365 | 2.3486 | 0.0064345 | 0.11184 | 0 | N/A - Period DMR Data Not Available | N/A | N/A | KY0027359 | SALT RIVER | 5140102000052 | #N/A | X | POTW | 2015 | 110020941383 | 110020941383 |  |  |  | 2023 | 05140102000052 | SALT RIVER | 5.034 | 2.61 | 2.2852 | NPDES | 2.61 | 4.0383 | 10266490 | Salt River | 5 | 1557.835 | 2525.903 | 2523.159 | 3128.125 | 2221.101 | 1646.328 | 1017.863 | 513.848 | 385.921 | 330.624 | 267.583 | 740.359 | 2214.282 | QE_10 | 267.583 | 654.2372 | 437.9677 | 3808.8875 | 1656.1168 | 9.8735 | 654.2372 | 30Q5 Flow | 1656.1168 | HM Flow | 437.9677 | 7Q10 Flow | 0.014692 | 0.0098351 | 0.0038853 | 0.25536 | 0.17094 | 0.06753 | NO | NO | NO | NO | 0.00053199 | NO
110022284240 | 2016 | NAVAJO TOWNSITE WWTF | .75 MILES SE OF RED LAKE | NAVAJO | NM | 87328 | 35.9014 | -109.0442 | #N/A | 110022284240 | POTW | 4952 | Sewerage Systems | #N/A | #N/A | #N/A | 365 | 0.11022 | 0.00030197 | 0.0052485 | 0 | N/A - Period DMR Data Not Available | N/A | N/A | NN0030335 | BLACK CREEK | 15020006001239 | #N/A | X | POTW | 2015 | 110022284240 | 110022284240 |  |  |  | 2023 | 15020006001239 | BLACK CREEK | 0.32 | NA | NA | NPDES | 0.32 | 0.49511 | 20562977 | Black Creek | 4 | 12.112 | 3.709 | 4.485 | 24.559 | 44.621 | 17.084 | 5.076 | 6.054 | 6.834 | 6.114 | 8.401 | 5.439 | 9.757 | QE_01 | 3.709 | 9.0685 | 5.2219 | 29.6137 | 14.4396 | 1.2105 | 9.0685 | 30Q5 Flow | 14.4396 | HM Flow | 5.2219 | 7Q10 Flow | 0.057827 | 0.033299 | 0.020913 | 1.0051 | 0.57877 | 0.36348 | NO | NO | NO | NO | 0.0020939 | NO
110022287210 | 2016 | CASA GRANDE WRF | 1194 W KORTSEN RD | CASA GRANDE | AZ | 85222-5914 | 32.9011 | -111.7875 | #N/A | 110022287210 | POTW | 4952 | Sewerage Systems | #N/A | #N/A | #N/A | 365 | 12.6824 | 0.034746 | 0.60392 | 0 | N/A - Period DMR Data Not Available | N/A | N/A | AZ0025178 | #N/A | 15040005001144 | #N/A | X | POTW | 2015 | 110022287210 | 110022287210 |  |  |  | 2023 | 15040005001144 |  | 14 | NA | 1.9877 | NPDES | 1.9877 | 3.0755 | NA | NA | NA | NA | [12 empty] | NA | NA | NA | NA | NA | NA | NA | NA | Flow Lookup Failed | NA | Flow Lookup Failed | NA | Flow Lookup Failed | NA | NA | NA | NA | NA | NA | NA | NA | NA | NA | NA | NA | bar: QE_01 to QE_12
110022302417 | 2020 | NAVY PUBLIC WORKS CENTER | PACIFIC NAVAL FACILITIES ENGINEERING COMMAND | PEARL HARBOR | HI | 96860-5101 | 21.3485 | -157.944 | #N/A | 110022302417 | POTW | 4952 | Sewerage Systems | #N/A | #N/A | #N/A | 365 | 3.8683 | 0.010598 | 0.1842 | 0 | N/A - Period DMR Data Not Available | N/A | N/A | HI0110086 | PACIFIC OCEAN | 20060000002470 | #N/A | X | NON-POTW | 2015 | 110022302417 | 110022302417 |  |  |  | 2023 | 20060000002470 | PACIFIC OCEAN | 13 | 4.9 | 5.1333 | NPDES | 4.9 | 7.5814 | NA | NA | NA | NA | [12 empty] | NA | NA | NA | NA | NA | NA | NA | NA | Flow Lookup Failed | NA | Flow Lookup Failed | NA | Flow Lookup Failed | NA | NA | NA | NA | NA | NA | NA | NA | NA | NA | NA | NA | bar: QE_01 to QE_12
110022316411 | 2024 | SHEETZ, INC. #218 | 533 UNIVERSITY BOULEVARD | HARRISONBURG | VA | 22801 | 38.4289 | -78.8561 | #N/A | 110022316411 | Unknown | 5541 | Gasoline Service Station (gasoline station with convenience store) | #N/A | #N/A | #N/A | 250 | 0.0027928 | 1.1171e-05 | 0.00013299 | 0 | N/A - Period DMR Data Not Available | N/A | N/A | VAG830624 | BLACKS RUN | #N/A | #N/A | Yes | NON-POTW | 2021 | 110022316411 | NA | NA | NA | NA | NA | NA | NA | NA | NA | NA | NA | NA | NA | NA | NA | NA | NA | [12 empty] | NA | NA | NA | NA | NA | NA | NA | NA | Permit Lookup Failed | NA | NA | NA | Permit Lookup Failed | NA | NA | NA | NA | NA | NA | NA | NA | NA | NA | NA | NA | bar: QE_01 to QE_12
110022421002 | 2015 | SOLUTIA NITRO SITE | 1 FLEXSYS DRIVE | NITRO | WV | 25143 | 38.4397 | -81.8459 | #N/A | 110022421002 | Remediation | 2869 | Industrial Organic Chemicals, NEC (aliphatics) | #N/A | #N/A | #N/A | 250 | 0.085099 | 0.0003404 | 0.0040524 | 0 | N/A - Period DMR Data Not Available | N/A | N/A | WV0116181 | KANAWHA RIVER | 5050008000042 | #N/A | #N/A | #N/A | 2015 | 110022421002 | 110022421002 |  |  |  | 2023 | 05050008000042 | KANAWHA RIVER | NA | 0.24 | 0.00016489 | NPDES | 0.24 | 0.37134 | 19315452 | Kanawha River | 6 | 17373.147 | 23585.832 | 27750.272 | 32714.937 | 24164.994 | 21387.552 | 13391.76 | 8119.97 | 7673.139 | 6381.347 | 8516.731 | 13312.981 | 18944.299 | QE_09 | 6381.347 | 15602.3154 | 11678.3723 | 42477.132 | 31740.2141 | 0.90791 | 15602.3154 | 30Q5 Flow | 31740.2141 | HM Flow | 11678.3723 | 7Q10 Flow | 2.9148e-05 | 2.1817e-05 | 1.0724e-05 | 0.000347 | 0.00025973 | 0.00012767 | NO | NO | NO | NO | 7.2291e-07 | NO
110022421789 | 2017 | AVONDALE WWTP | 4800 S DYSART RD | AVONDALE | AZ | 85323-9626 | 33.4025 | -112.3405 | #N/A | 110022421789 | POTW | 4952 | Sewerage Systems | #N/A | #N/A | #N/A | 365 | 7.9092 | 0.021669 | 0.37663 | 0 | N/A - Period DMR Data Not Available | N/A | N/A | AZ0023281 | #N/A | 15050100000998 | #N/A | X | POTW | 2015 | 110022421789 | 110022421789 |  |  |  | 2023 | 15050100000998 |  | 9 | NA | 0.014909 | NPDES | 0.014909 | 0.023068 | NA | NA | NA | NA | [12 empty] | NA | NA | NA | NA | NA | NA | NA | NA | Flow Lookup Failed | NA | Flow Lookup Failed | NA | Flow Lookup Failed | NA | NA | NA | NA | NA | NA | NA | NA | NA | NA | NA | NA | bar: QE_01 to QE_12
110022853429 | 2016 | CITY OF MESA - GREENFIELD WATER RECLAMATION PLANT | 4400 S GREENFIELD RD | GILBERT | AZ | 85296 | 33.2704 | -111.7379 | #N/A | 110022853429 | POTW | 4952 | Sewerage Systems | #N/A | #N/A | #N/A | 365 | 1.2745 | 0.0034917 | 0.060688 | 0 | N/A - Period DMR Data Not Available | N/A | N/A | AZ0025241 | #N/A | 15030101001352 | #N/A | X | POTW | 2015 | 110022853429 | 110022853429 |  |  |  | 2023 | 15030101001352 |  | 30 | NA | 0.13083 | NPDES | 0.13083 | 0.20243 | 21438659 | Willow Wash | 1 | 0.012 | 1.497 | 0.313 | 0.048 | 0 | 0 | 0 | 0 | 0.02 | 0.01 | 0 | 0 | 2.687 | QE_04 | 0.01 | 0.02445 | 0.011432 | 0.02934 | 0.018642 | 0.49494 | 0.49494 | Plant Flow | 0.49494 | Plant Flow | 0.49494 | Plant Flow | 7.0548 | 7.0548 | 7.0548 | 122.6185 | 122.6185 | 122.6185 | NO | NO | NO | NO | 0.25546 | NO
110022905588 | 2022 | OHIO RIVER WWTP | 1901 LANDING RD | GOSHEN | KY | 40026 | 38.4175 | -85.6111 | #N/A | 110022905588 | POTW | 4952 | Sewerage Systems | #N/A | #N/A | #N/A | 365 | 2.7561 | 0.0075511 | 0.13124 | 0 | N/A - Period DMR Data Not Available | N/A | N/A | KY0106143 | OHIO RIVER | 5140101000032 | #N/A | Yes | POTW | 2021 | 110022905588 | 110022905588 |  |  |  | 2023 | 05140101000032 | OHIO RIVER | 1.5 | 0.544 | 0.5 | NPDES | 0.544 | 0.84169 | 10163952 | Ohio River | 8 | 122830.174 | 162976.045 | 191413.991 | 229275.217 | 194782.096 | 149364.167 | 98994.591 | 62209.679 | 47696.418 | 41881.761 | 49965.697 | 86374.395 | 149874.219 | QE_09 | 41881.761 | 102400.3936 | 81894.9747 | 300318.2738 | 234591.1289 | 2.0579 | 102400.3936 | 30Q5 Flow | 234591.1289 | HM Flow | 81894.9747 | 7Q10 Flow | 9.2204e-05 | 7.3741e-05 | 3.2188e-05 | 0.0016026 | 0.0012817 | 0.00055946 | NO | NO | NO | NO | 3.3387e-06 | NO
110023140420 | 2023 | FALMOUTH STP (NEW) | ED MONROE RD | FALMOUTH | KY | 41040 | 38.6919 | -84.325 | #N/A | 110023140420 | POTW | 4952 | Sewerage Systems | #N/A | #N/A | #N/A | 365 | 1.4194 | 0.0038888 | 0.067591 | 0 | N/A - Period DMR Data Not Available | N/A | N/A | KY0106267 | LICKING RIVER | 05100101000033 | #N/A | Yes | POTW | 2021 | 110023140420 | 110023140420 |  |  |  | 2023 | 05100101000033 | LICKING RIVER | 0.5 | 0.363 | 0.30929 | NPDES | 0.363 | 0.56164 | 2088119 | Licking River | 6 | 4297.207 | 6250.341 | 7364.19 | 8186.465 | 6781.657 | 4707.819 | 2623.734 | 1706.871 | 1358.871 | 1597.904 | 1522.843 | 2961.147 | 6427.147 | QE_08 | 1358.871 | 3322.423 | 2355.0663 | 10506.6186 | 6773.2192 | 1.3732 | 3322.423 | 30Q5 Flow | 6773.2192 | HM Flow | 2355.0663 | 7Q10 Flow | 0.0016512 | 0.0011705 | 0.00057414 | 0.0287 | 0.020344 | 0.0099791 | NO | NO | NO | NO | 5.9792e-05 | NO
110024409344 | 2022 | TUBA CITY WWTP | 5 MILES SOUTHWEST OF TUBA CITY | TUBA CITY | AZ | 86045 | 36.0914 | -111.2896 | #N/A | 110024409344 | POTW | 4952 | Sewerage Systems | #N/A | #N/A | #N/A | 365 | 1.9835 | 0.0054341 | 0.094451 | 0 | N/A - Period DMR Data Not Available | N/A | N/A | NN0020290 | KERLEY VALLEY-MOENKOPI WASH (LOCAL DRAINAGE) | 14080204013964 | #N/A | #N/A | POTW | 2021 | 110024409344 | 110024409344 |  |  |  | 2023 | 14080204013964 | KERLEY VALLEY-MOENKOPI WASH (LOCAL DRAINAGE) | 1.1 | 0.462 | 0.33225 | NPDES | 0.462 | 0.71482 | 944080103 | Chinle Wash | 6 | 95.935 | 6.032 | 50.928 | 254.563 | 178.954 | 268.497 | 101.795 | 96.484 | 53.648 | 35.9 | 34.366 | 36.777 | 2.9 | QE_12 | 2.9 | 7.0905 | 4.0477 | 234.5599 | 33.3894 | 1.7477 | 7.0905 | 30Q5 Flow | 33.3894 | HM Flow | 4.0477 | 7Q10 Flow | 1.3425 | 0.7664 | 0.16275 | 23.3342 | 13.3208 | 2.8288 | NO | NO | NO | NO | 0.048613 | NO
110024409362 | 2017 | SHIPROCK WWTF | 1 MILE NW OF JUNCTION US HWY 65 AND 491 | SHIPROCK | NM | 87420 | 36.787 | -108.7115 | #N/A | 110024409362 | POTW | 4952 | Sewerage Systems | #N/A | #N/A | #N/A | 365 | 1.2536 | 0.0034345 | 0.059695 | 0 | N/A - Period DMR Data Not Available | N/A | N/A | NN0020621 | SAN JUAN RIVER | 14080105001216 | #N/A | X | POTW | 2015 | 110024409362 | 110024409362 |  |  |  | 2023 | 14080105001216 | SAN JUAN RIVER | 1 | 0.63 | 0.29083 | NPDES | 0.63 | 0.97475 | 17002446 | NA | 1 | 0.015 | 0 | 0 | 0.527 | 0.992 | 0.04 | 0 | 0.006 | 0.006 | 0.007 | 0.011 | 0.028 | 0 | QE_01 | 0.006 | 0.01467 | 0.0067372 | 0.036675 | 0.015473 | 2.3833 | 2.3833 | Plant Flow | 2.3833 | Plant Flow | 2.3833 | Plant Flow | 1.4411 | 1.4411 | 1.4411 | 25.0475 | 25.0475 | 25.0475 | NO | NO | NO | NO | 0.052182 | NO
110024409433 | 2022 | WINDOW ROCK WASTEWATER TREATMENT FACILITY | LAGOON ROAD | FORT DEFIANCE | AZ | 86504 | 35.6395 | -109.0809 | #N/A | 110024409433 | POTW | 4952 | Sewerage Systems | #N/A | #N/A | #N/A | 365 | 1.1605 | 0.0031794 | 0.055261 | 0 | N/A - Period DMR Data Not Available | N/A | N/A | NN0021555 | BLACK CREEK | 14080204013964 | #N/A | Yes | POTW | 2021 | 110024409433 | 110024409433 |  |  |  | 2023 | 14080204013964 | BLACK CREEK | 1.2 | 0.326 | 0.39167 | NPDES | 0.326 | 0.5044 | 944080103 | Chinle Wash | 6 | 95.935 | 6.032 | 50.928 | 254.563 | 178.954 | 268.497 | 101.795 | 96.484 | 53.648 | 35.9 | 34.366 | 36.777 | 2.9 | QE_12 | 2.9 | 7.0905 | 4.0477 | 234.5599 | 33.3894 | 1.2332 | 7.0905 | 30Q5 Flow | 33.3894 | HM Flow | 4.0477 | 7Q10 Flow | 0.78548 | 0.44841 | 0.095222 | 13.6523 | 7.7937 | 1.655 | NO | NO | NO | NO | 0.028442 | NO
110024409460 | 2015 | PINON WWTF | 06 MILE SW OF BASHAS STORE | PINON | AZ | 86510 | 35.0922 | -110.2267 | #N/A | 110024409460 | POTW | 4952 | Sewerage Systems | #N/A | #N/A | #N/A | 365 | 0.6806 | 0.0018647 | 0.03241 | 0 | N/A - Period DMR Data Not Available | N/A | N/A | NN0024228 | WEPO WASH | 15020011000140 | #N/A | X | POTW | 2015 | 110024409460 | 110024409460 |  |  |  | 2023 | 15020011000140 | WEPO WASH | 0.3 | NA | NA | NPDES | 0.3 | 0.46417 | 20547362 | Billy Wash | 1 | 0.042 | 0 | 0.447 | 0.077 | 0.033 | 0.014 | 0 | 0.015 | 0.066 | 0.04 | 0.054 | 0.15 | 0 | QE_01 | 0.014 | 0.03423 | 0.016196 | 0.10269 | 0.040864 | 1.1349 | 1.1349 | Plant Flow | 1.1349 | Plant Flow | 1.1349 | Plant Flow | 1.643 | 1.643 | 1.643 | 28.5576 | 28.5576 | 28.5576 | NO | NO | NO | NO | 0.059495 | NO
110024468128 | 2023 | HVEC/BELLOFRAM | 3 VAN DE GRAAFF DRIVE | BURLINGTON | MA | 01803 | 42.4823 | -71.1918 | #N/A | 110024468128 | Unknown | #N/A | #N/A | #N/A | #N/A | #N/A | 250 | 0.033632 | 0.00013453 | 0.0016015 | 0 | N/A - Period DMR Data Not Available | N/A | N/A | MAG910026 | VINE BROOK | 01070006000619 | #N/A | Yes | NON-POTW | 2021 | 110024468128 | 110024468128 |  |  |  | 2023 | 01070006000619 | VINE BROOK | NA | NA | 0.048708 | NPDES | 0.048708 | 0.075363 | 6747170 | Sandy Brook | 1 | 0 | 0 | 0 | 0 | 0 | 0 | 0 | 0 | 0 | 0 | 0 | 0 | 0 | QE_01 | 0 | 0 | 0 | 0 | 0 | 0.18426 | 0.18426 | Plant Flow | 0.18426 | Plant Flow | 0.18426 | Plant Flow | 0.73009 | 0.73009 | 0.73009 | 8.6916 | 8.6916 | 8.6916 | NO | NO | NO | NO | 0.018107 | NO
110027360629 | 2019 | DOW CHEMICAL-MIDLAND | THE DOW CHEMICAL COMPANY | MIDLAND | MI | 48674 | 43.6061 | -84.2195 | #N/A | 110027360629 | Manufacturing | 2869 | Industrial Organic Chemicals, NEC (aliphatics) | #N/A | #N/A | #N/A | 350 | 188.0272 | 0.53722 | 8.9537 | 0.16604 | 1.0264163000000002 | 28 | 1.2171802999999999 | MI0000868 | TITTABAWASEE RIVER, TITTABAWASSEE RIVER | 4080201000005 | #N/A | #N/A | #N/A | 2015 | 110027360629 | 110027360629 |  |  |  | 2023 | 04080201000005 | TITTABAWASEE RIVER, TITTABAWASSEE RIVER | NA | NA | 16.1742 | NPDES | 16.1742 | 25.0252 | 13048281 | Tittabawassee River | 6 | 2011.868 | 1764.36 | 2067.048 | 4314.715 | 3982.152 | 2375.586 | 1590.061 | 791.3 | 784.142 | 1331.547 | 1380.153 | 1834.25 | 1922.901 | QE_08 | 784.142 | 1917.2176 | 1332.9518 | 4918.9927 | 3455.0347 | 61.1862 | 1917.2176 | 30Q5 Flow | 3455.0347 | HM Flow | 1332.9518 | 7Q10 Flow | 0.40303 | 0.28021 | 0.15549 | 6.7172 | 4.6701 | 2.5915 | NO | NO | NO | NO | 0.013994 | NO
110027363252 | 2015 | CLAUDE 'BUD' LEWIS CARLSBAD DESALINATION PLANT | 4590 CARLSBAD BLVD | CARLSBAD | CA | 92008 | 33.1399 | -117.3396 | #N/A | 110027363252 | POTW | 4941 | Water Supply | #N/A | #N/A | #N/A | 365 | 150.532 | 0.41242 | 7.1682 | 0 | N/A - Period DMR Data Not Available | N/A | N/A | CA0109223 | PACIFIC OCEAN | 18070303000019 | #N/A | X | NON-POTW | 2015 | 110027363252 | 110027363252 |  |  |  | 2023 | 18070303000019 | PACIFIC OCEAN | 330 | NA | 4.7895 | NPDES | 4.7895 | 7.4105 | 20342643 | NA | -9 | 0.011 | 0.095 | 0.054 | 0.027 | 0.006 | 0 | 0 | 0 | 0 | 0 | 0.011 | 0.029 | 0.094 | NA | NA | NA | NA | NA | NA | NA | NA | Coastal | NA | Coastal | NA | Coastal | NA | NA | NA | NA | NA | NA | NA | NA | NA | NA | NA | NA
110027373072 | 2018 | WESTLAKE VINYLS INC | 2468 INDUSTRIAL PKWY | CALVERT CITY | KY | 42029 | 37.0511 | -88.3342 | 42029WSTLK2468I | 110027373072 | Manufacturing | 2812 | Alkalies and Chlorine | #N/A | #N/A | #N/A | 350 | 1190.0702 | 3.4002 | 56.67 | 0 | N/A - Period DMR Data Not Available | N/A | N/A | KY0003484 | OUTFALL 001, TENNESSEE RIVER, UT TO TENNESSEE RIVER | 6040006000172 | #N/A | #N/A | #N/A | 2015 | 110027373072 | 110027373072 |  |  |  | 2023 | 06040006000172 | OUTFALL 001, TENNESSEE RIVER, UT TO TENNESSEE RIVER | 8.64 | 2.8488 | 1.2981 | NPDES | 2.8488 | 4.4077 | 936040016 | Tennessee River | 8 | 69217.527 | 110868.92 | 105841.192 | 112213.094 | 75050.937 | 63446.044 | 52434.012 | 44821.2 | 40979.629 | 36760.912 | 40487.464 | 54150.502 | 91842.707 | QE_09 | 36760.912 | 89879.9804 | 71552.517 | 169236.0073 | 166007.3984 | 10.7769 | 89879.9804 | 30Q5 Flow | 166007.3984 | HM Flow | 71552.517 | 7Q10 Flow | 0.04752 | 0.03783 | 0.020482 | 0.79201 | 0.63051 | 0.34137 | NO | NO | NO | NO | 0.00165 | NO
110027858432 | 2021 | COPPER COVE WWRF | 5130 KIVA PLACE | COPPEROPOLIS | CA | 95228 | 37.9084 | -120.6161 | #N/A | 110027858432 | POTW | 4952 | Sewerage Systems | #N/A | #N/A | #N/A | 365 | 0.1682 | 0.00046082 | 0.0080096 | 0 | N/A - Period DMR Data Not Available | N/A | N/A | CA0084620 | JURISDICTIONAL WETLANDS | 18040051003613 | #N/A | Yes | POTW | 2021 | 110027858432 | 110027858432 |  |  |  | 2023 | 18040051003613 | JURISDICTIONAL WETLANDS | 0.95 | 0.17 | 0.19988 | NPDES | 0.17 | 0.26303 | 2822890 | NA | 1 | 0.118 | 0.17 | 0.613 | 0.448 | 0.188 | 0.059 | 0.046 | 0.034 | 0.006 | 0.017 | 0.02 | 0.08 | 0.151 | QE_08 | 0.006 | 0.01467 | 0.0067372 | 0.28851 | 0.041046 | 0.6431 | 0.6431 | Plant Flow | 0.6431 | Plant Flow | 0.6431 | Plant Flow | 0.71656 | 0.71656 | 0.71656 | 12.4545 | 12.4545 | 12.4545 | NO | NO | NO | NO | 0.025947 | NO
110028004175 | 2018 | PHILLIPS 66 LOS ANGELES LUBRICANTS TERMINAL | 13707 S BROADWAY | LOS ANGELES | CA | 90061 | 33.9074 | -118.2784 | #N/A | 110028004175 | Repackaging | 2992 | Lubricating Oils and Greases | #N/A | #N/A | #N/A | 250 | 0.0013194 | 5.2774e-06 | 6.2826e-05 | 0 | N/A - Period DMR Data Not Available | N/A | N/A | CA0059846 | DOMINGUEZ CHANNEL | 18070105000116 | #N/A | X | NON-POTW | 2015 | 110028004175 | 110028004175 |  |  |  | 2023 | 18070105000116 | DOMINGUEZ CHANNEL | 1.65 | 1.65 | NA | NPDES | 1.65 | 2.5529 | 22518272 | Compton Creek | 1 | 1.115 | 6.528 | 5.195 | 2.764 | 0.667 | 0 | 0 | 0 | 0 | 0 | 0 | 1.76 | 3.98 | QE_05 | 0.667 | 1.6308 | 0.88404 | 2.7262 | 1.7529 | 6.2419 | 6.2419 | Plant Flow | 6.2419 | Plant Flow | 6.2419 | Plant Flow | 0.00084549 | 0.00084549 | 0.00084549 | 0.010065 | 0.010065 | 0.010065 | NO | NO | NO | NO | 2.0969e-05 | NO
110028190419 | 2015 | NOGALES INTERNATIONAL WASTEWATER TREATMENT PLANT | 865 RIO RICO INDUSTRIAL PARK | RIO RICO | AZ | 85648 | 31.4567 | -110.9681 | #N/A | 110028190419 | POTW | 4952 | Sewerage Systems | #N/A | #N/A | #N/A | 365 | 19.4519 | 0.053293 | 0.92628 | 0 | N/A - Period DMR Data Not Available | N/A | N/A | AZ0025607 | #N/A | 15010001000530 | #N/A | X | NON-POTW | 2015 | 110028190419 | 110028190419 |  |  |  | 2023 | 15010001000530 |  | 17 | NA | 13.2042 | NPDES | 13.2042 | 20.4299 | 20733341 | NA | 3 | 0.194 | 2.804 | 1.4 | 0.387 | 0.256 | 0.084 | 0.025 | 0.044 | 0.155 | 0.11 | 0.392 | 0.528 | 0 | QE_12 | 0.025 | 0.061125 | 0.029518 | 0.47433 | 0.11737 | 49.9508 | 49.9508 | Plant Flow | 49.9508 | Plant Flow | 49.9508 | Plant Flow | 1.0669 | 1.0669 | 1.0669 | 18.5438 | 18.5438 | 18.5438 | NO | NO | NO | NO | 0.038633 | NO
110028243791 | 2019 | VOPAK TERMINAL LOS ANGELES | 2200 E PACIFIC COAST HWY | WILMINGTON | CA | 90744 | 33.7911 | -118.2446 | #N/A | 110028243791 | Repackaging | 5171 | Petroleum Bulk Stations and Terminals (except petroleum sold via retail method) | #N/A | #N/A | #N/A | 250 | 0.020298 | 8.1192e-05 | 0.00096657 | 0 | N/A - Period DMR Data Not Available | N/A | N/A | CA0063177 | DOMINGUEZ CHANNEL ESTUARY | 18070106002149 | #N/A | X | NON-POTW | 2015 | 110028243791 | 110028243791 |  |  |  | 2023 | 18070106002149 | DOMINGUEZ CHANNEL ESTUARY | NA | 0.75 | 0.049979 | NPDES | 0.75 | 1.1604 | 20366299 | Dominguez Channel | 2 | 1.844 | 10.777 | 7.856 | 4.077 | 1.193 | 0 | 0 | 0 | 0 | 0 | 0.134 | 3.034 | 6.296 | QE_05 | 0.134 | 0.32763 | 0.16785 | 4.5086 | 0.88881 | 2.8372 | 2.8372 | Plant Flow | 2.8372 | Plant Flow | 2.8372 | Plant Flow | 0.028617 | 0.028617 | 0.028617 | 0.34068 | 0.34068 | 0.34068 | NO | NO | NO | NO | 0.00070974 | NO
110029593731 | 2023 | BEVERLY SEWERAGE AUTHORITY | PENN AND MAGNOLIA STS | BEVERLY | NJ | 08010 | 40.0678 | -74.9237 | #N/A | 110029593731 | POTW | 4952 | Sewerage Systems | #N/A | #N/A | #N/A | 365 | 0.35096 | 0.00096152 | 0.016712 | 0 | N/A - Period DMR Data Not Available | N/A | N/A | NJ0027481 | DELAWARE RIVER (ZONE 2) | 2040202001996 | #N/A | #N/A | POTW | 2021 | 110029593731 | 110029593731 |  |  |  | 2023 | 02040202001996 | DELAWARE RIVER (ZONE 2) | NA | NA | 0.47992 | NPDES | 0.47992 | 0.74254 | 4488276 | Delaware River | 6 | 13264.543 | 14444.403 | 14128.784 | 20285.597 | 22967.689 | 16060.915 | 10830.947 | 7656.707 | 5863.501 | 6778.119 | 8173.895 | 11041.55 | 15740.05 | QE_08 | 5863.501 | 14336.1883 | 10698.7533 | 32431.6455 | 26618.1366 | 1.8155 | 14336.1883 | 30Q5 Flow | 26618.1366 | HM Flow | 10698.7533 | 7Q10 Flow | 8.9873e-05 | 6.707e-05 | 3.6123e-05 | 0.0015621 | 0.0011657 | 0.00062785 | NO | NO | NO | NO | 3.2543e-06 | NO
110029618297 | 2017 | MOUNT LAUREL TWP MUA CHURCH STREET BOOSTER STATION | 200 PIKE RD | MOUNT LAUREL | NJ | 08054-2909 | 39.9203 | -74.9275 | #N/A | 110029618297 | POTW | 4952 | Sewerage Systems | #N/A | #N/A | #N/A | 365 | 1.053 | 0.0028849 | 0.050143 | 0 | N/A - Period DMR Data Not Available | N/A | N/A | NJ0025178 | RANCOCAS CREEK | 2040202011430 | #N/A | X | POTW | 2015 | 110029618297 | 110029618297 |  |  |  | 2023 | 02040202011430 | RANCOCAS CREEK | 6 | 4.9 | 3.7668 | NPDES | 4.9 | 7.5814 | 4492220 | Rancocas Creek | 5 | 453.341 | 795.662 | 734.44 | 903.695 | 665.822 | 404.92 | 270.906 | 184.87 | 197.24 | 174.828 | 168.396 | 306.345 | 628.279 | QE_10 | 168.396 | 411.7262 | 271.1663 | 1108.4132 | 708.904 | 18.5365 | 411.7262 | 30Q5 Flow | 708.904 | HM Flow | 271.1663 | 7Q10 Flow | 0.010639 | 0.007007 | 0.0040696 | 0.18492 | 0.12179 | 0.070733 | NO | NO | NO | NO | 0.00038524 | NO
110030437524 | 2024 | CITY OF ANGELS WWTP | 3000 CENTENNIAL ROAD | ANGELS CAMP | CA | 95222 | 38.0604 | -120.54 | #N/A | 110030437524 | POTW | 4952 | Sewerage Systems | #N/A | #N/A | #N/A | 365 | 0.052331 | 0.00014337 | 0.002492 | 0 | N/A - Period DMR Data Not Available | N/A | N/A | CA0085201 | ANGELS CREEK | 18040010000629 | #N/A | Yes | POTW | 2021 | 110030437524 | 110030437524 |  |  |  | 2023 | 18040010000629 | ANGELS CREEK | 1.9 | 0.3 | 0.43083 | NPDES | 0.3 | 0.46417 | NA | NA | NA | NA | [12 empty] | NA | NA | NA | NA | NA | NA | NA | NA | Flow Lookup Failed | NA | Flow Lookup Failed | NA | Flow Lookup Failed | NA | NA | NA | NA | NA | NA | NA | NA | NA | NA | NA | NA | bar: QE_01 to QE_12
110030443544 | 2020 | BATH COUNTY INDUSTRIAL PARK | KENDALL SPRINGS RD | OWINGSVILLE | KY | 40360 | 38.1272 | -83.7694 | #N/A | 110030443544 | POTW | 4952 | Sewerage Systems | #N/A | #N/A | #N/A | 365 | 0.086345 | 0.00023656 | 0.0041117 | 0 | N/A - Period DMR Data Not Available | N/A | N/A | KY0106887 | SLATE CREEK, SLATE CRK | 5100101000134 | #N/A | X | POTW | 2015 | 110030443544 | 110030443544 |  |  |  | 2023 | 05100101000134 | SLATE CREEK, SLATE CRK | 0.3 | 0.176 | 0.18208 | NPDES | 0.176 | 0.27231 | 2090859 | Slate Creek | 4 | 209.948 | 522.958 | 669.092 | 491.103 | 285.749 | 210.812 | 126.432 | 79.99 | 56.959 | 49.235 | 40.53 | 136.072 | 324.502 | QE_10 | 40.53 | 99.0954 | 62.0737 | 513.3203 | 218.271 | 0.6658 | 99.0954 | 30Q5 Flow | 218.271 | HM Flow | 62.0737 | 7Q10 Flow | 0.003811 | 0.0023872 | 0.0010838 | 0.066239 | 0.041492 | 0.018838 | NO | NO | NO | NO | 0.000138 | NO
110030476465 | 2019 | BRAWLEY WASTEWATER TREATMENT PLANT | 5015 BEST RD | BRAWLEY | CA | 92227 | 33.0174 | -115.5092 | #N/A | 110030476465 | POTW | 4952 | Sewerage Systems | #N/A | #N/A | #N/A | 365 | 0.04186 | 0.00011469 | 0.0019933 | 0 | N/A - Period DMR Data Not Available | N/A | N/A | CA0104523 | NEW RIVER | 18100204010970 | #N/A | #N/A | #N/A | 2015 | 110030476465 | 110030476465 |  |  |  | 2023 | 18100204010970 | NEW RIVER | 5.9 | 3.1 | 3.1792 | NPDES | 3.1 | 4.7964 | 22602625 | New River | 4 | 6.521 | 35.688 | 9.427 | 3.869 | 0.222 | 0.043 | 0 | 0.526 | 16.175 | 4.314 | 1.068 | 1.841 | 34.166 | QE_06 | 0.043 | 0.10513 | 0.051749 | 15.9438 | 0.84372 | 11.7272 | 11.7272 | Plant Flow | 11.7272 | Plant Flow | 11.7272 | Plant Flow | 0.0097795 | 0.0097795 | 0.0097795 | 0.16998 | 0.16998 | 0.16998 | NO | NO | NO | NO | 0.00035412 | NO
110031112659 | 2022 | RICHMOND OTTER CREEK STP | KY 1986 | RICHMOND | KY | 40475 | 37.8019 | -84.2611 | #N/A | 110031112659 | POTW | 4952 | Sewerage Systems | #N/A | #N/A | #N/A | 365 | 34.4483 | 0.094379 | 1.6404 | 0 | N/A - Period DMR Data Not Available | N/A | N/A | KY0107107 | OTTER CREEK, OTTER CRK | 5100205000179 | #N/A | #N/A | POTW | 2021 | 110031112659 | 110031112659 |  |  |  | 2023 | 05100205000179 | OTTER CREEK, OTTER CRK | 8 | 4.88 | 4.4607 | NPDES | 4.88 | 7.5505 | 1827594 | Otter Creek | 2 | 31.548 | 92.479 | 146.687 | 80.407 | 44.386 | 34.087 | 20.9 | 13.599 | 9.527 | 9.105 | 8.261 | 17.711 | 50.187 | QE_10 | 8.261 | 20.198 | 11.9633 | 77.1345 | 35.8871 | 18.4608 | 20.198 | 30Q5 Flow | 35.8871 | HM Flow | 18.4608 | Plant Flow | 5.1124 | 4.6727 | 2.6299 | 88.8582 | 81.2156 | 45.7099 | NO | NO | NO | NO | 0.18512 | NO
110032913024 | 2024 | SUNCOR SPECIALTY ASPHALT PLANT | 5801 BRIGHTON BLVD | COMMERCE CITY | CO | 80022 | 39.8056 | -104.9444 | 80022CNCDN5801B | 110032913024 | Unknown | 2911 | Petroleum Refining | #N/A | #N/A | #N/A | 250 | 1.4248 | 0.0056991 | 0.067846 | 0 | N/A - Period DMR Data Not Available | N/A | N/A | CO0001147 | SAND CREEK, SAND CREEK TO SOUTH PLATTE RIVER, UNNAMED TRIBUTARY TO SOUTH PLATTE RIVER | 10190003001246 | #N/A | Yes | NON-POTW | 2021 | 110032913024 | 110032913024 |  |  |  | 2023 | 10190003001246 | SAND CREEK, SAND CREEK TO SOUTH PLATTE RIVER, UNNAMED TRIBUTARY TO SOUTH PLATTE RIVER | 3.66 | NA | 0.70194 | NPDES | 0.70194 | 1.0861 | 229757 | South Platte River | 5 | 278.523 | 0.803 | 69.754 | 119.282 | 4.363 | 252.641 | 584.836 | 474.991 | 259.688 | 133.279 | 112.112 | 100.034 | 69.201 | QE_01 | 0.803 | 1.9633 | 1.0713 | 680.9853 | 26.5385 | 2.6554 | 2.6554 | Plant Flow | 26.5385 | HM Flow | 2.6554 | Plant Flow | 2.1462 | 2.1462 | 0.21475 | 25.55 | 25.55 | 2.5565 | NO | NO | NO | NO | 0.053229 | NO
110033145353 | 2023 | VALERO REFINING COMPANY-CALIF | 3400 E SECOND ST | BENICIA | CA | 94510-0000 | 38.0744 | -122.1444 | 94510XXNCS3400E | 110033145353 | Unknown | 2911 | Petroleum Refining | #N/A | #N/A | #N/A | 250 | 0.31445 | 0.0012578 | 0.014974 | 0 | N/A - Period DMR Data Not Available | N/A | N/A | CA0005550 | BEAVER CREEK, BUFFALO WALLOW, CARQUINEZ STRAIT, SUISUN BAY, SULPHUR SPRINGS CREEK | 18050001001874 | #N/A | #N/A | NON-POTW | 2021 | 110033145353 | 110033145353 |  |  |  | 2023 | 18050001001874 | BEAVER CREEK, BUFFALO WALLOW, CARQUINEZ STRAIT, SUISUN BAY, SULPHUR SPRINGS CREEK | 3.7 | 2.4 | 0.15428 | NPDES | 2.4 | 3.7134 | 2785071 | NA | 1 | 0.081 | 0.198 | 0.485 | 0.274 | 0.111 | 0.032 | 0.024 | 0.016 | 0.004 | 0.013 | 0.015 | 0.072 | 0.118 | QE_08 | 0.004 | 0.00978 | 0.0044278 | 0.19804 | 0.02725 | 9.0791 | 9.0791 | Plant Flow | 9.0791 | Plant Flow | 9.0791 | Plant Flow | 0.13854 | 0.13854 | 0.13854 | 1.6493 | 1.6493 | 1.6493 | NO | NO | NO | NO | 0.003436 | NO
110033659878 | 2017 | HONEYWELL INTERNATIONAL INC - GEISMAR COMPLEX | 5525 HWY 3115 | GEISMAR | LA | 70734-3412 | 30.2219 | -91.0515 | 70734LLDSGHWY31 | 110033659878 | Manufacturing | 2869 | Industrial Organic Chemicals, NEC (aliphatics) | #N/A | #N/A | #N/A | 350 | 4.966 | 0.014189 | 0.23648 | 0 | N/A - Period DMR Data Not Available | N/A | N/A | LA0006181 | MISSISSIPPI R & B BRAUD-BLIND R | 8070202002309 | #N/A | #N/A | #N/A | 2015 | 110033659878 | 110033659878 |  |  |  | 2023 | 08070202002309 | MISSISSIPPI R & B BRAUD-BLIND R | NA | 1.399 | 0.27469 | NPDES | 1.399 | 2.1646 | 18991380 | NA | 1 | 0.457 | 0.699 | 0.722 | 0.626 | 0.672 | 0.398 | 0.233 | 0.066 | 0.067 | 0.119 | 0.566 | 2.354 | 0.664 | QE_07 | 0.066 | 0.16137 | 0.080636 | 1.1174 | 0.30655 | 5.2924 | 5.2924 | Plant Flow | 5.2924 | Plant Flow | 5.2924 | Plant Flow | 2.6809 | 2.6809 | 2.6809 | 44.6824 | 44.6824 | 44.6824 | NO | NO | NO | NO | 0.093088 | NO | Identified and defaulted to plant flow
110034393378 | 2015 | CHEMOURS - BEAUMONT WORKS | 6350 NORTH TWIN CITY HWY (ST HWY 347) W BANK OF | BEAUMONT | TX | 77705 | 30.0148 | -94.0288 | 77704DPNTBSTATE | 110034393378 | Processing into formulation, mixture, or reaction product | 2822 | Synthetic Rubber | #N/A | #N/A | #N/A | 350 | 7.1837 | 0.020525 | 0.34208 | 0 | N/A - Period DMR Data Not Available | N/A | N/A | TX0004669 | NECHES RIVER BASIN | 12040201000733 | #N/A | #N/A | #N/A | 2015 | 110034393378 | 110034393378 |  |  |  | 2023 | 12040201000733 | NECHES RIVER TIDAL | NA | 9.99 | 0.37227 | NPDES | 9.99 | 15.4568 | NA | NA | NA | NA | [12 empty] | NA | NA | NA | NA | NA | NA | NA | NA | Flow Lookup Failed | NA | Flow Lookup Failed | NA | Flow Lookup Failed | NA | NA | NA | NA | NA | NA | NA | NA | NA | NA | NA | NA | bar: QE_01 to QE_12
110034641635 | 2018 | EQUISTAR CHEMICALS-LAPORTE | 1515 MILLER CUTOFF RD | LAPORTE | TX | 77571 | 29.7175 | -95.068 | 77571QNTMC1515M | 110034641635 | Manufacturing | 2869 | Industrial Organic Chemicals, NEC (aliphatics) | #N/A | #N/A | #N/A | 350 | 24.167 | 0.069049 | 1.1508 | 0 | N/A - Period DMR Data Not Available | N/A | N/A | TX0119792 | UNNAMED DITCH, SAN JACINTO BAY | 12040104000907 | #N/A | #N/A | #N/A | 2015 | 110034641635 | 110034641635 |  |  |  | 2023 | 12040104000907 | SAN JACINTO BAY, UNNAMED DITCH | NA | 1.97 | 1.4522 | NPDES | 1.97 | 3.048 | 1439509 | NA | 1 | 4.391 | 8.276 | 7.931 | 5.39 | 3.124 | 3.349 | 3.3 | 0.844 | 0.588 | 0.399 | 0.686 | 2.211 | 7.536 | QE_09 | 0.399 | 0.97555 | 0.51935 | 10.7359 | 2.4993 | 7.4524 | 7.4524 | Plant Flow | 7.4524 | Plant Flow | 7.4524 | Plant Flow | 9.2653 | 9.2653 | 9.2653 | 154.4209 | 154.4209 | 154.4209 | NO | NO | NO | NO | 0.32171 | NO | Identified and defaulted to plant flow
110035769585 | 2020 | CLOVIS SEWAGE TREATMENT AND WATER REUSE FACILITY | 9700 E ASHLAN AVE | CLOVIS | CA | 93619 | 36.7938 | -119.6134 | #N/A | 110035769585 | POTW | 4952 | Sewerage Systems | #N/A | #N/A | #N/A | 365 | 11.4167 | 0.031279 | 0.54365 | 0 | N/A - Period DMR Data Not Available | N/A | N/A | CA0085235 | DIVERSION CHANNEL TO LITTLE DRY CREEK, FANCHER CREEK | 18030009008092 | #N/A | #N/A | #N/A | 2015 | 110035769585 | 110035769585 |  |  |  | 2023 | 18030009008092 | DIVERSION CHANNEL FROM BIG TO LITTLE DRY CREEK, FANCHER CREEK | 6.2 | 1.7 | 0.25958 | NPDES | 1.7 | 2.6303 | 17149790 | NA | 3 | 0.142 | 0.767 | 0.484 | 0.339 | 0.097 | 0.056 | 0.004 | 0.005 | 0 | 0.008 | 0.121 | 0.481 | 0.669 | QE_08 | 0.004 | 0.00978 | 0.0044278 | 0.34719 | 0.035537 | 6.431 | 6.431 | Plant Flow | 6.431 | Plant Flow | 6.431 | Plant Flow | 4.8637 | 4.8637 | 4.8637 | 84.5361 | 84.5361 | 84.5361 | NO | NO | NO | NO | 0.17612 | NO | Identified and defaulted to plant flow
110037096674 | 2020 | HERITAGE AT SILVER SPRING TITLEHOLDER, LLC | 8021 GEORGIA AVENUE | SILVER SPRING | MD | 20910 | 38.9873 | -77.0267 | #N/A | 110037096674 | Remediation | 1522 | General Contractors - Residential Buildings Other Than Single-Family (except remodeling contractors, hotel and motel construction contractors, and dormitory and barrack construction contractors) | #N/A | #N/A | #N/A | 250 | 1.7179 | 0.0068716 | 0.081805 | 0 | N/A - Period DMR Data Not Available | N/A | N/A | MD0071790 | ROCK CREEK | 2070010000088 | #N/A | #N/A | #N/A | 2015 | 110037096674 | 110037096674 |  |  |  | 2023 | 02070010000088 | ROCK CREEK | NA | NA | 0.052993 | NPDES | 0.052993 | 0.081992 | 22338431 | Rock Creek | 3 | 78.589 | 90.116 | 95.993 | 107.155 | 96.414 | 93.11 | 78.369 | 60.663 | 53.419 | 69.602 | 54.528 | 65.919 | 79.26 | QE_08 | 53.419 | 130.6088 | 82.6129 | 192.1491 | 160.5716 | 0.20047 | 130.6088 | 30Q5 Flow | 160.5716 | HM Flow | 82.6129 | 7Q10 Flow | 0.083178 | 0.052612 | 0.042794 | 0.99022 | 0.62633 | 0.50946 | NO | NO | NO | NO | 0.0020629 | NO
110037107154 | 2023 | EXXONMOBIL GREENPOINT PETROLEUM REMEDIATION PROJECT | 38 VARICK STREET | BROOKLYN | NY | 11222 | 40.7309 | -73.9425 | #N/A | 110037107154 | Remediation | 4959 | Sanitary Services, NEC (vacuuming of runways) | #N/A | #N/A | #N/A | 250 | 0.78811 | 0.0031524 | 0.037529 | 0 | N/A - Period DMR Data Not Available | N/A | N/A | NY0267724 | NEWTOWN CK, NEWTOWN CREEK | 02030101001969 | #N/A | #N/A | NON-POTW | 2021 | 110037107154 | 110037107154 |  |  |  | 2023 | 02030101001969 | NEWTOWN CK, NEWTOWN CREEK | NA | NA | 0.46583 | NPDES | 0.46583 | 0.72075 | 26408400 | NA | 7 | 70.559 | 188.185 | 265.79 | 262.054 | 111.151 | 70.168 | 46.997 | 27.66 | 22.436 | 24.474 | 24.078 | 61.491 | 112.257 | QE_08 | 22.436 | 54.8557 | 33.6539 | 172.5159 | 92.9483 | 1.7622 | 54.8557 | 30Q5 Flow | 92.9483 | HM Flow | 33.6539 | 7Q10 Flow | 0.093672 | 0.057468 | 0.033916 | 1.1151 | 0.68414 | 0.40376 | NO | NO | NO | NO | 0.0023232 | NO
110037256812 | 2017 | NEEWC SEAWATER DESALINATION TEST FACILITY | BLDG TF11, STETHAM ROAD | PORT HUENEME | CA | 93043 | 34.1472 | -119.2111 | #N/A | 110037256812 | Laboratory Use | 9711 | National Security | #N/A | #N/A | #N/A | 260 | 0.0085475 | 3.2875e-05 | 0.00040703 | 0 | N/A - Period DMR Data Not Available | N/A | N/A | CA0064564 | PORT HUENEME HARBOR | 18070103000061 | #N/A | X | NON-POTW | 2015 | 110037256812 | 110037256812 |  |  |  | 2023 | 18070103000061 | PORT HUENEME HARBOR | 0.95 | NA | 0.07225 | NPDES | 0.07225 | 0.11179 | 17563310 | NA | -9 | 0.047 | 0.376 | 0.249 | 0.115 | 0.024 | 0 | 0 | 0 | 0 | 0 | 0 | 0.155 | 0.349 | NA | NA | NA | NA | NA | NA | NA | NA | Coastal | NA | Coastal | NA | Coastal | NA | NA | NA | NA | NA | NA | NA | NA | NA | NA | NA | NA
110037256867 | 2022 | FREEPORT-MCMORAN PRODUCED WRF | 1821 PRICE CANYON ROAD | ARROYO GRANDE | CA | 93420 | 35.1786 | -120.6207 | #N/A | 110037256867 | Waste Handling, Disposal and Treatment (Landfill) | 2911 | Petroleum Refining | #N/A | #N/A | #N/A | 250 | 0.16233 | 0.00064932 | 0.00773 | 0 | N/A - Period DMR Data Not Available | N/A | N/A | CA0050628 | PISMO CREEK | 18060006000027 | #N/A | Yes | NON-POTW | 2021 | 110037256867 | 110037256867 |  |  |  | 2023 | 18060006000027 | PISMO CREEK | 0.84 | NA | 0.44083 | NPDES | 0.44083 | 0.68207 | 8192957 | Pismo Creek | 3 | 6.958 | 11.396 | 25.176 | 25.376 | 11.853 | 5.314 | 3.558 | 1.693 | 0.541 | 1.021 | 0.854 | 2.485 | 4.404 | QE_08 | 0.541 | 1.3227 | 0.71178 | 17.0122 | 3.6978 | 1.6677 | 1.6677 | Plant Flow | 3.6978 | HM Flow | 1.6677 | Plant Flow | 0.38936 | 0.38936 | 0.1756 | 4.6352 | 4.6352 | 2.0904 | NO | NO | NO | NO | 0.0096567 | NO
110037274133 | 2020 | HUGHES CENTER | 3883 HOWARD HUGHES PARKWAY | LAS VEGAS | NV | 89169 | 36.1191 | -115.1573 | #N/A | 110037274133 | Unknown | 6512 | Operators of Nonresidential Buildings (except stadium and arena owners) | #N/A | #N/A | #N/A | 250 | 0.0023037 | 9.2148e-06 | 0.0001097 | 0 | N/A - Period DMR Data Not Available | N/A | N/A | NV0023604 | LAS VEGAS WASH | 15010015000432 | #N/A | X | NON-POTW | 2015 | 110037274133 | 110037274133 |  |  |  | 2023 | 15010015000432 | LAS VEGAS WASH | 0.049 | 0.049 | 7.3417e-05 | NPDES | 0.049 | 0.075814 | 22069994 | Flamingo Wash | 3 | 2.141 | 13.016 | 10.823 | 5.581 | 1.049 | 0.864 | 0 | 0.726 | 1.979 | 1.466 | 1.261 | 3.142 | 18.234 | QE_06 | 0.726 | 1.7751 | 0.96511 | 5.2347 | 2.5051 | 0.18536 | 1.7751 | 30Q5 Flow | 2.5051 | HM Flow | 0.96511 | 7Q10 Flow | 0.0095479 | 0.0051912 | 0.0036784 | 0.11366 | 0.061801 | 0.043791 | NO | NO | NO | NO | 0.0002368 | NO
110039276404 | 2018 | PIMA COUNTY - INA ROAD WWTP | 7101 N CASA GRANDE HWY | TUCSON | AZ | 85743-8618 | 32.335 | -111.0633 | #N/A | 110039276404 | POTW | 4952 | Sewerage Systems | #N/A | #N/A | #N/A | 365 | 3.4682 | 0.0095019 | 0.16515 | 0 | N/A - Period DMR Data Not Available | N/A | N/A | AZ0020001 | #N/A | 15060106000338 | #N/A | X | POTW | 2015 | 110039276404 | 110039276404 |  |  |  | 2023 | 15060106000338 |  | 50 | NA | 29.2277 | NPDES | 29.2277 | 45.2219 | NA | NA | NA | NA | [12 empty] | NA | NA | NA | NA | NA | NA | NA | NA | Flow Lookup Failed | NA | Flow Lookup Failed | NA | Flow Lookup Failed | NA | NA | NA | NA | NA | NA | NA | NA | NA | NA | NA | NA | bar: QE_01 to QE_12
110039639736 | 2021 | DRY CREEK WASTEWATER TREATMENT PLANT | 2999 AMSTERDAM RD | ERLANGER | KY | 41018 | 39.0586 | -84.6181 | #N/A | 110039639736 | POTW | 4952 | Sewerage Systems | #N/A | #N/A | #N/A | 365 | 22.3669 | 0.061279 | 1.0651 | 0 | N/A - Period DMR Data Not Available | N/A | N/A | KY0021466 | BANKLICK CREEK, LICKING RIVER, OHIO RIVER, OUTFALL 001, PLEASANT RUN CREEK, UT TO BANKLICK CREEK, UT TO FOURMILE CREEK, UT TO OHIO RIVER, UT TO OHIO RIVER (TAYLOR CREEK), UT TO OHIO RIVER (UT TO TAYLOR CREEK), UT TO PLEASANT RUN CREEK | 5100101002662 | #N/A | Yes | POTW | 2021 | 110039639736 | 110039639736 |  |  |  | 2023 | 05100101002662 | BANKLICK CREEK, LICKING RIVER, OHIO RIVER, OUTFALL 001, PLEASANT RUN CREEK, UT TO BANKLICK CREEK, UT TO FOURMILE CREEK, UT TO OHIO RIVER, UT TO OHIO RIVER (TAYLOR CREEK), UT TO OHIO RIVER (UT TO TAYLOR CREEK), UT TO PLEASANT RUN CREEK | 46.5 | 46.5 | 1.4235 | NPDES | 46.5 | 71.9462 | 2099587 | Licking River | 6 | 4608.971 | 7286.562 | 8527.711 | 9203.861 | 6880.011 | 5539.899 | 3285.655 | 1877.056 | 1360.68 | 1416.903 | 1288.744 | 2739.572 | 6277.25 | QE_10 | 1288.744 | 3150.9633 | 2229.367 | 11268.8778 | 6792.5554 | 175.9076 | 3150.9633 | 30Q5 Flow | 6792.5554 | HM Flow | 2229.367 | 7Q10 Flow | 0.027487 | 0.019448 | 0.0090215 | 0.47775 | 0.33802 | 0.1568 | NO | NO | NO | NO | 0.00099532 | NO
110039689851 | 2018 | SHELTER COVE WWTF | LOWER PACIFIC DR AT WAVE RD | WHITETHORN | CA | 95589 | 40.0327 | -124.0798 | #N/A | 110039689851 | POTW | 4952 | Sewerage Systems | #N/A | #N/A | #N/A | 365 | 0.076675 | 0.00021007 | 0.0036512 | 0 | N/A - Period DMR Data Not Available | N/A | N/A | CA0023027 | PACIFIC OCEAN | 18010107000005 | #N/A | X | POTW | 2015 | 110039689851 | 110039689851 |  |  |  | 2023 | 18010107000005 | PACIFIC OCEAN | 0.17 | NA | 0.076 | NPDES | 0.076 | 0.11759 | 2545647 | NA | -9 | 2.866 | 11.373 | 8.805 | 5.829 | 3.358 | 1.424 | 1.045 | 0.497 | 0.174 | 0.256 | 0.234 | 4.061 | 9.581 | NA | NA | NA | NA | NA | NA | NA | NA | Coastal | NA | Coastal | NA | Coastal | NA | NA | NA | NA | NA | NA | NA | NA | NA | NA | NA | NA
110039705049 | 2021 | LANCASTER STP | W BUFORD ST | LANCASTER | KY | 40444 | 37.617 | -84.5851 | #N/A | 110039705049 | POTW | 4952 | Sewerage Systems | #N/A | #N/A | #N/A | 365 | 3.2701 | 0.0089591 | 0.15572 | 0 | N/A - Period DMR Data Not Available | N/A | N/A | KY0020974 | WHITE OAK CREEK, WHITE OAK CRK | 5100205001067 | #N/A | Yes | POTW | 2021 | 110039705049 | 110039705049 |  |  |  | 2023 | 05100205001067 | WHITE OAK CREEK, WHITE OAK CRK | 1 | 0.486 | 0.42598 | NPDES | 0.486 | 0.75195 | 1827344 | White Oak Creek | 1 | 1.978 | 7.362 | 15.294 | 5.505 | 2.818 | 2.298 | 1.476 | 0.942 | 0.621 | 0.718 | 0.754 | 1.696 | 3.295 | QE_08 | 0.621 | 1.5183 | 0.821 | 4.8362 | 2.2069 | 1.8385 | 1.8385 | Plant Flow | 2.2069 | HM Flow | 1.8385 | Plant Flow | 4.873 | 4.873 | 4.0596 | 84.6974 | 84.6974 | 70.5589 | NO | NO | NO | NO | 0.17645 | NO
110039705361 | 2019 | MOUNT STERLING HINKSTON CREEK STP | 2775 HINKSTON PIKE | MT STERLING | KY | 40353 | 38.1016 | -83.9198 | #N/A | 110039705361 | POTW | 4952 | Sewerage Systems | #N/A | #N/A | #N/A | 365 | 11.0867 | 0.030375 | 0.52794 | 0 | N/A - Period DMR Data Not Available | N/A | N/A | KY0104400 | HINKSTON, HINKSTON CREEK, HINKSTON CRK | 5100102000126 | #N/A | X | POTW | 2015 | 110039705361 | 110039705361 |  |  |  | 2023 | 05100102000126 | HINKSTON, HINKSTON CREEK, HINKSTON CRK | 3 | 1.97 | 0.57 | NPDES | 1.97 | 3.048 | 2057256 | Hinkston Creek | 2 | 20.843 | 66.453 | 107.863 | 54.459 | 28.725 | 20.551 | 12.994 | 8.765 | 6.074 | 6.497 | 6.011 | 13.724 | 33.033 | QE_10 | 6.011 | 14.6968 | 8.608 | 50.9609 | 24.5973 | 7.4524 | 14.6968 | 30Q5 Flow | 24.5973 | HM Flow | 8.608 | 7Q10 Flow | 3.5286 | 2.0667 | 1.2349 | 61.3312 | 35.922 | 21.4634 | NO | NO | NO | NO | 0.12777 | NO
110039713067 | 2016 | SAN JOSE WWTF | 940 PURDY LN | BISBEE | AZ | 85603 | 31.3591 | -109.9153 | #N/A | 110039713067 | POTW | 4952 | Sewerage Systems | #N/A | #N/A | #N/A | 365 | 0.53051 | 0.0014534 | 0.025262 | 0 | N/A - Period DMR Data Not Available | N/A | N/A | AZ0026077 | #N/A | 15080301000134 | #N/A | X | NON-POTW | 2015 | 110039713067 | 110039713067 |  |  |  | 2023 | 15080301000134 |  | 1.22 | NA | 21.2441 | NPDES | 21.2441 | 32.8695 | NA | NA | NA | NA | [12 empty] | NA | NA | NA | NA | NA | NA | NA | NA | Flow Lookup Failed | NA | Flow Lookup Failed | NA | Flow Lookup Failed | NA | NA | NA | NA | NA | NA | NA | NA | NA | NA | NA | NA | bar: QE_01 to QE_12
110039757992 | 2021 | HANGTOWN CREEK WWTP | 2300 COOLWATER CREEK | PLACERVILLE | CA | 95667-3112 | 38.7308 | -120.8467 | #N/A | 110039757992 | POTW | 4952 | Sewerage Systems | #N/A | #N/A | #N/A | 365 | 0.065187 | 0.00017859 | 0.0031041 | 0 | N/A - Period DMR Data Not Available | N/A | N/A | CAC439621 | HANGTOWN CREEK | #N/A | #N/A | Yes | POTW | 2021 | 110039757992 | NA | NA | NA | NA | NA | NA | NA | NA | NA | NA | NA | NA | NA | NA | NA | NA | NA | [12 empty] | NA | NA | NA | NA | NA | NA | NA | NA | Permit Lookup Failed | NA | NA | NA | Permit Lookup Failed | NA | NA | NA | NA | NA | NA | NA | NA | NA | NA | NA | NA | bar: QE_01 to QE_12
110039782349 | 2021 | WOODLAND WPCF | 42929 COUNTY ROAD 24 | WOODLAND | CA | 95776 | 38.6621 | -121.7141 | #N/A | 110039782349 | POTW | 4952 | Sewerage Systems | #N/A | #N/A | #N/A | 365 | 0.45826 | 0.0012555 | 0.021822 | 0 | N/A - Period DMR Data Not Available | N/A | N/A | CA0077950 | TULE CANAL | 18020163012338 | #N/A | Yes | POTW | 2021 | 110039782349 | 110039782349 |  |  |  | 2023 | 18020163012338 | TULE CANAL | 10.4 | NA | 3.7375 | NPDES | 3.7375 | 5.7828 | NA | NA | NA | NA | [12 empty] | NA | NA | NA | NA | NA | NA | NA | NA | Flow Lookup Failed | NA | Flow Lookup Failed | NA | Flow Lookup Failed | NA | NA | NA | NA | NA | NA | NA | NA | NA | NA | NA | NA | bar: QE_01 to QE_12
110039801462 | 2022 | MANTECA WWQCF | 2450 W YOSEMITE AVE | MANTECA | CA | 95337 | 37.7956 | -121.26 | #N/A | 110039801462 | POTW | 4952 | Sewerage Systems | #N/A | #N/A | #N/A | 365 | 0.27097 | 0.00074237 | 0.012903 | 0 | N/A - Period DMR Data Not Available | N/A | N/A | CA0081558 | SAN JOAQUIN RIVER | 18040003005695 | #N/A | Yes | POTW | 2021 | 110039801462 | 110039801462 |  |  |  | 2023 | 18040003005695 | SAN JOAQUIN RIVER | 9.87 | NA | 6.6338 | NPDES | 6.6338 | 10.2641 | 1897398 | San Joaquin River | 7 | 4757.761 | 5711.34 | 8038.073 | 8622.966 | 7412.143 | 6390.169 | 4362.865 | 2912.8 | 2026.202 | 2537.033 | 3092.132 | 2569.153 | 3631.078 | QE_08 | 2026.202 | 4954.0391 | 3561.3529 | 11632.6675 | 8930.0772 | 25.0955 | 4954.0391 | 30Q5 Flow | 8930.0772 | HM Flow | 3561.3529 | 7Q10 Flow | 0.00020845 | 0.00014985 | 8.3132e-05 | 0.0036231 | 0.0026046 | 0.0014449 | NO | NO | NO | NO | 7.5481e-06 | NO
110039994897 | 2018 | HOPKINSVILLE HAMMOND WOOD STP | GARY LN | HOPKINSVILLE | KY | 42240 | 36.8036 | -87.5164 | #N/A | 110039994897 | POTW | 4952 | Sewerage Systems | #N/A | #N/A | #N/A | 365 | 16.4367 | 0.045032 | 0.7827 | 0 | N/A - Period DMR Data Not Available | N/A | N/A | KY0066532 | LITTLE RIVER / NORTH FORK, NORTH FORK LITTLE RIVER | 05130205000237 | #N/A | X | POTW | 2015 | 110039994897 | 110039994897 |  |  |  | 2023 | 05130205000237 | LITTLE RIVER / NORTH FORK, NORTH FORK LITTLE RIVER | 6 | 3.58 | 3.5301 | NPDES | 3.58 | 5.5391 | 11879964 | North Fork Little River | 3 | 96.248 | 255.638 | 370.634 | 233.744 | 139.029 | 101.089 | 58.757 | 34.812 | 23.784 | 23.545 | 21.056 | 50.046 | 153.723 | QE_10 | 21.056 | 51.4817 | 31.5134 | 235.3252 | 103.8165 | 13.543 | 51.4817 | 30Q5 Flow | 103.8165 | HM Flow | 31.5134 | 7Q10 Flow | 1.429 | 0.87472 | 0.43377 | 24.837 | 15.2035 | 7.5393 | NO | NO | NO | NO | 0.051744 | NO
110039998214 | 2018 | RWRA MAX RHOADS WWTP | 1201 EWING RD N | OWENSBORO | KY | 42301 | 37.7903 | -87.1403 | #N/A | 110039998214 | POTW | 4952 | Sewerage Systems | #N/A | #N/A | #N/A | 365 | 29.7822 | 0.081595 | 1.4182 | 0 | N/A - Period DMR Data Not Available | N/A | N/A | KY0020095 | OHIO RIVER | 05140201000008 | #N/A | X | POTW | 2015 | 110039998214 | 110039998214 |  |  |  | 2023 | 05140201000008 | OHIO RIVER | 15 | 8.12 | 9.885 | NPDES | 8.12 | 12.5635 | 10110395 | Ohio River | 8 | 128641.981 | 169463.287 | 206601.618 | 238844.54 | 204115.501 | 160467.914 | 105729.245 | 67337.239 | 53462.673 | 42884.971 | 55835.384 | 89313.08 | 153502.683 | QE_09 | 42884.971 | 104853.2298 | 83926.5368 | 314528.0709 | 243042.781 | 30.7176 | 104853.2298 | 30Q5 Flow | 243042.781 | HM Flow | 83926.5368 | 7Q10 Flow | 0.00097222 | 0.00077818 | 0.00033572 | 0.016898 | 0.013526 | 0.0058352 | NO | NO | NO | NO | 3.5204e-05 | NO
110040000398 | 2020 | BEREA MUNICIPAL UTILITIES WWTP | MENELAUS RD | BEREA | KY | 40403 | 37.6085 | -84.2871 | #N/A | 110040000398 | POTW | 4952 | Sewerage Systems | #N/A | #N/A | #N/A | 365 | 2.848 | 0.0078028 | 0.13562 | 0 | N/A - Period DMR Data Not Available | N/A | N/A | KY0079898 | SILVER CREEK, SILVER CRK | 5100205000154 | #N/A | X | POTW | 2015 | 110040000398 | 110040000398 |  |  |  | 2023 | 05100205000154 | SILVER CREEK, SILVER CRK | 4.3 | 3.081 | 2.702 | NPDES | 3.081 | 4.767 | 1827342 | Silver Creek | 2 | 53.459 | 84.728 | 82.267 | 90.265 | 83.592 | 58.285 | 38.146 | 16.519 | 14.984 | 30.02 | 18.894 | 36.136 | 84.438 | QE_08 | 14.984 | 36.6357 | 22.1588 | 130.7066 | 64.7214 | 11.6553 | 36.6357 | 30Q5 Flow | 64.7214 | HM Flow | 22.1588 | 7Q10 Flow | 0.35213 | 0.21298 | 0.12056 | 6.1203 | 3.7018 | 2.0954 | NO | NO | NO | NO | 0.012751 | NO
110040078279 | 2019 | TFX AVIATION, INC. | 3085 OLD CONEJO RD | NEWBURY PARK | CA | 91320 | 34.1898 | -118.9415 | #N/A | 110040078279 | Unknown | 9999 | Nonclassifiable Establishments | #N/A | #N/A | #N/A | 250 | 5.102 | 0.020408 | 0.24295 | 0 | N/A - Period DMR Data Not Available | N/A | N/A | CA0064599 | SOUTH FORK ARROYO CONEJO CREEK, SOUTH FORK OF ARROYO CONEJO CREEK | 18070103000071 | #N/A | X | NON-POTW | 2015 | 110040078279 | 110040078279 |  |  |  | 2023 | 18070103000071 | SOUTH FORK ARROYO CONEJO CREEK, SOUTH FORK OF ARROYO CONEJO CREEK | 0.11 | NA | 0.072417 | NPDES | 0.072417 | 0.11205 | 948070332 | South Branch Arroyo Conejo | 3 | 0.35 | 1.904 | 1.023 | 1.009 | 0.257 | 0.062 | 0.028 | 0.01 | 0 | 0.128 | 0.209 | 0.788 | 1.503 | QE_08 | 0.01 | 0.02445 | 0.011432 | 0.85575 | 0.091915 | 0.27395 | 0.27395 | Plant Flow | 0.27395 | Plant Flow | 0.27395 | Plant Flow | 74.4961 | 74.4961 | 74.4961 | 886.8589 | 886.8589 | 886.8589 | NO | NO | NO | YES | 1.8476 | YES | TIER 2: look at effluent concentration | 0.25 ug/L | 2019-11-06
110040330718 | 2020 | WYETH HOLDINGS, LLC | 3150 HIGHWAY JJ | PALMYRA | MO | 63461 | 39.8282 | -91.4369 | #N/A | 110040330718 | Unknown | 9512 | Land, Mineral, Wildlife, and Forest Conservation | #N/A | #N/A | #N/A | 250 | 0.73822 | 0.0029529 | 0.035153 | 0 | N/A - Period DMR Data Not Available | N/A | N/A | MO0135763 | TRIBUTARY TO BAY DE CHARLES | 7110004001360 | #N/A | #N/A | #N/A | 2015 | 110040330718 | 110040330718 |  |  |  | 2023 | 07110004001360 | MISSISSIPPI RIVER | NA | NA | 0.15333 | NPDES | 0.15333 | 0.23724 | 2925433 | NA | 1 | 1.045 | 0.404 | 1.089 | 28.817 | 3.054 | 1.485 | 0.71 | 0.4 | 0.199 | 0.327 | 0.339 | 2.22 | 0.673 | QE_08 | 0.199 | 0.48655 | 0.25276 | 2.555 | 0.85171 | 0.58005 | 0.58005 | Plant Flow | 0.85171 | HM Flow | 0.58005 | Plant Flow | 5.0907 | 5.0907 | 3.467 | 60.6037 | 60.6037 | 41.2741 | NO | NO | NO | NO | 0.12626 | NO
110040963286 | 2017 | DSM NUTRITIONAL PRODUCTS, INC. | 205 MACKS IS DR | BELVIDERE | NJ | 07823-1101 | 40.8436 | -75.0664 | 07823HFFMN206RO | 110040963286 | Processing Aid | 2833 | Medicinal Chemicals and Botanical Products | #N/A | #N/A | #N/A | 250 | 3.2528 | 0.013011 | 0.1549 | 0 | N/A - Period DMR Data Not Available | N/A | N/A | NJ0004952 | DELAWARE RIVER ZONE 1D | 2040105000142 | #N/A | X | NON-POTW | 2015 | 110040963286 | 110040963286 |  |  |  | 2023 | 02040105000142 | DELAWARE RIVER ZONE 1D | 4 | 0.9 | 0.71556 | NPDES | 0.9 | 1.3925 | 2588359 | Delaware River | 6 | 7676.096 | 8255.713 | 8451.738 | 12380.82 | 14984.542 | 9396.639 | 5989.707 | 3919.151 | 3143.121 | 3512.043 | 4541.451 | 6465.736 | 8762.36 | QE_08 | 3143.121 | 7684.8924 | 5610.5476 | 18767.9609 | 14390.4572 | 3.4047 | 7684.8924 | 30Q5 Flow | 14390.4572 | HM Flow | 5610.5476 | 7Q10 Flow | 0.0023191 | 0.0016931 | 0.00090416 | 0.027608 | 0.020156 | 0.010764 | NO | NO | NO | NO | 5.7517e-05 | NO
110041022274 | 2019 | MEXICHEM - SPECIALTY RESINS INC. | 76 PORCUPINE RD | PEDRICKTOWN | NJ | 08067-0400 | 39.7669 | -75.4214 | 08067THGNCUSRTE | 110041022274 | Processing as a Reactant | 2821 | Plastics Materials, Synthetic and Resins, and Nonvulcanizable Elastomers | #N/A | #N/A | #N/A | 350 | 5.27e-05 | 1.5057e-07 | 2.5095e-06 | 0 | N/A - Period DMR Data Not Available | N/A | N/A | NJ0004286 | DELAWARE RIVER | 2040206001666 | #N/A | #N/A | #N/A | 2015 | 110041022274 | 110041022274 |  |  |  | 2023 | 02040206001666 | DELAWARE RIVER | NA | NA | 0.58333 | NPDES | 0.58333 | 0.90255 | NA | NA | NA | NA | [12 empty] | NA | NA | NA | NA | NA | NA | NA | NA | Flow Lookup Failed | NA | Flow Lookup Failed | NA | Flow Lookup Failed | NA | NA | NA | NA | NA | NA | NA | NA | NA | NA | NA | NA | bar: QE_01 to QE_12
110041133163 | 2024 | PHILLIPS 66 BAYWAY REFINERY | 1400 PARK AVE | LINDEN | NJ | 7036 | 40.6401 | -74.2189 | 07036XXNXX1400P | 110041133163 | Unknown | 2911 | Petroleum Refining | #N/A | #N/A | #N/A | 250 | 2.46 | 0.00984 | 0.11714 | 0 | N/A - Period DMR Data Not Available | N/A | N/A | NJ0001511 | MORSES CREEK, UNT RAHWAY RIVER | 2030104000282 | #N/A | Yes | NON-POTW | 2021 | 110041133163 | 110041133163 |  |  |  | 2023 | 02030104000282 | MORSES CREEK, UNT RAHWAY RIVER | NA | 371 | 77.265 | NPDES | 371 | 574.0223 | 6261642 | Morses Creek | 2 | 14 | 43.439 | 81.808 | 67.672 | 20.845 | 15.412 | 11.223 | 7.051 | 5.591 | 6.703 | 11.188 | 18.631 | 23.914 | QE_08 | 5.591 | 13.6699 | 7.9862 | 34.2298 | 19.5507 | 1403.4776 | 1403.4776 | Plant Flow | 1403.4776 | Plant Flow | 1403.4776 | Plant Flow | 0.0070112 | 0.0070112 | 0.0070112 | 0.083466 | 0.083466 | 0.083466 | NO | NO | NO | NO | 0.00017389 | NO
110041145926 | 2015 | I3 ELECTRONICS INC | 1701 NORTH ST. | ENDICOTT | NY | 13760 | 42.107 | -76.052 | #N/A | 110041145926 | Unknown | 3471 | Electroplating, Plating, Polishing, Anodizing, and Coloring | #N/A | #N/A | #N/A | 250 | 0.40982 | 0.0016393 | 0.019515 | 0 | N/A - Period DMR Data Not Available | N/A | N/A | NY0003808 | SUSQUEHANNA R | 2050103001134 | #N/A | X | NON-POTW | 2015 | 110041145926 | 110041145926 |  |  |  | 2023 | 02050103001134 | SUSQUEHANNA R | NA | 3.895 | NA | NPDES | 3.895 | 6.0265 | 8102197 | Brixius Creek | 1 | 3.138 | 4.485 | 6.809 | 13.309 | 10.056 | 6.458 | 4.861 | 2.763 | 2.131 | 2.552 | 5.889 | 5.737 | 3.71 | QE_08 | 2.131 | 5.2103 | 2.9423 | 7.6724 | 5.5537 | 14.7346 | 14.7346 | Plant Flow | 14.7346 | Plant Flow | 14.7346 | Plant Flow | 0.11125 | 0.11125 | 0.11125 | 1.3244 | 1.3244 | 1.3244 | NO | NO | NO | NO | 0.0027593 | NO
110041245015 | 2022 | RILLS BUS SERVICE | 218 DUTROW ROAD | WESTMINSTER | MD | 21157 | 39.5674 | -76.9204 | #N/A | 110041245015 | Unknown | #N/A | #N/A | #N/A | #N/A | #N/A | 250 | 0.0010603 | 4.2413e-06 | 5.0491e-05 | 0 | N/A - Period DMR Data Not Available | N/A | N/A | MDGVW3674 | #N/A | 2060003000267 | #N/A | Yes | NON-POTW | 2021 | 110041245015 | 110041245015 |  |  |  | 2023 | 02060003000267 |  | NA | NA | 0.000297 | NPDES | 0.000297 | 0.00045953 | 11687294 | West Branch North Branch Patapsco River | 2 | 22.086 | 54.883 | 87.96 | 82.826 | 32.335 | 23.955 | 18.135 | 10.771 | 8.323 | 10.458 | 9.792 | 20.117 | 33.554 | QE_08 | 8.323 | 20.3496 | 12.0562 | 54 | 30.4472 | 0.0011235 | 20.3496 | 30Q5 Flow | 30.4472 | HM Flow | 12.0562 | 7Q10 Flow | 0.00035179 | 0.00020842 | 0.0001393 | 0.004188 | 0.0024812 | 0.0016583 | NO | NO | NO | NO | 8.725e-06 | NO
110041245015 | 2022 | RILLS BUS SERVICE | 218 DUTROW ROAD | WESTMINSTER | MD | 21157 | 39.5674 | -76.9204 | #N/A | 110041245015 | Unknown | #N/A | #N/A | #N/A | #N/A | #N/A | 250 | 0.0010603 | 4.2413e-06 | 5.0491e-05 | 0 | N/A - Period DMR Data Not Available | N/A | N/A | MDGVW3674 | #N/A | 2060003000267 | #N/A | Yes | NON-POTW | 2021 | 110041245015 | 110041245015 |  |  |  | 2023 | 02060003000267 |  | NA | NA | 0.000297 | NPDES | 0.000297 | 0.00045953 | 11687294 | West Branch North Branch Patapsco River | 2 | 22.086 | 54.883 | 87.96 | 82.826 | 32.335 | 23.955 | 18.135 | 10.771 | 8.323 | 10.458 | 9.792 | 20.117 | 33.554 | QE_08 | 8.323 | 20.3496 | 12.0562 | 54 | 30.4472 | 0.0011235 | 20.3496 | 30Q5 Flow | 30.4472 | HM Flow | 12.0562 | 7Q10 Flow | 0.00035179 | 0.00020842 | 0.0001393 | 0.004188 | 0.0024812 | 0.0016583 | NO | NO | NO | NO | 8.725e-06 | NO
110041253256 | 2024 | RESORTS WORLD LAS VEGAS | 3000 SOUTH LAS VEGAS BLVD, SOUTH | LAS VEGAS | NV | 89109 | 36.1326 | -115.1648 | #N/A | 110041253256 | Remediation | 7011 | Hotels and Motels (hotels, except casino hotels, and motels) | #N/A | #N/A | #N/A | 250 | 0.44347 | 0.0017739 | 0.021118 | 0 | N/A - Period DMR Data Not Available | N/A | N/A | NV0023621 | FLAMINGO WASH VIA STORM DRAIN | 15010015000432 | #N/A | Yes | NON-POTW | 2021 | 110041253256 | 110041253256 |  |  |  | 2023 | 15010015000432 | FLAMINGO WASH VIA STORM DRAIN | 0.66 | 0.43 | 0.15092 | NPDES | 0.43 | 0.66531 | 22069994 | Flamingo Wash | 3 | 2.141 | 13.016 | 10.823 | 5.581 | 1.049 | 0.864 | 0 | 0.726 | 1.979 | 1.466 | 1.261 | 3.142 | 18.234 | QE_06 | 0.726 | 1.7751 | 0.96511 | 5.2347 | 2.5051 | 1.6267 | 1.7751 | 30Q5 Flow | 2.5051 | HM Flow | 1.6267 | Plant Flow | 1.0905 | 0.99933 | 0.70811 | 12.9821 | 11.8968 | 8.4299 | NO | NO | NO | NO | 0.027046 | NO
110041903223 | 2018 | TERRIBLE HERBST # 225 | 6176 SOUTH LAS VEGAS BLVD. | LAS VEGAS | NV | 89119 | 36.0741 | -115.1727 | #N/A | 110041903223 | Unknown | 5541 | Gasoline Service Station (gasoline station with convenience store) | #N/A | #N/A | #N/A | 250 | 0.0031654 | 1.2662e-05 | 0.00015073 | 0 | N/A - Period DMR Data Not Available | N/A | N/A | NV0023809 | LAS VEGAS WASH VIA THE CLARK COUNTY STORM DRAIN SY | 15010015000141 | #N/A | X | NON-POTW | 2015 | 110041903223 | 110041903223 |  |  |  | 2023 | 15010015000141 | LAS VEGAS WASH VIA THE CLARK COUNTY STORM DRAIN SY | 0.0288 | 0.0288 | 0 | NPDES | 0.0288 | 0.04456 | 22070156 | NA | 4 | 0.087 | 3.433 | 1.04 | 0.233 | 0 | 0 | 0 | 0.026 | 0.101 | 0.059 | 0 | 0.235 | 6.008 | QE_04 | 0.026 | 0.06357 | 0.030741 | 0.21271 | 0.082142 | 0.10895 | 0.10895 | Plant Flow | 0.10895 | Plant Flow | 0.10895 | Plant Flow | 0.11622 | 0.11622 | 0.11622 | 1.3835 | 1.3835 | 1.3835 | NO | NO | NO | NO | 0.0028823 | NO
110041963168 | 2015 | US DOE ARGONNE NATIONAL LABORATORY | 9700 SOUTH CASS AVENUE | ARGONNE | IL | 60439-4803 | 41.7158 | -87.9786 | 60439SDRGN9700S | 110041963168 | Laboratory Use | 8733 | Noncommercial Research Organizations (physical, engineering, and life sciences) | #N/A | #N/A | #N/A | 260 | 0.047663 | 0.00018332 | 0.0022696 | 0 | N/A - Period DMR Data Not Available | N/A | N/A | IL0034592 | FREUND BROOK TRIB TO SAWMILL CREEK, INTERNAL WASTESTREAM, LOWER FREUND BROOK, SEE PERMIT, UNNAMED TRIB TO DES PLAINES RIVER, UNNAMED TRIB TO SAWMILL CREEK | 7120004000870 | #N/A | X | NON-POTW | 2015 | 110041963168 | 110041963168 |  |  |  | 2023 | 07120004000870 | FREUND BROOK TRIB TO SAWMILL CREEK, INTERNAL WASTESTREAM, LOWER FREUND BROOK, SEE PERMIT, UNNAMED TRIB TO DES PLAINES RIVER, UNNAMED TRIB TO SAWMILL CREEK | NA | NA | 0.1266 | NPDES | 0.1266 | 0.19587 | 14786091 | NA | 1 | 1.113 | 0.868 | 1.08 | 30.352 | 4.45 | 1.644 | 0.82 | 0.42 | 0.225 | 0.343 | 0.307 | 5.403 | 0.96 | QE_08 | 0.225 | 0.55012 | 0.28702 | 2.7213 | 0.94127 | 0.4789 | 0.55012 | 30Q5 Flow | 0.94127 | HM Flow | 0.4789 | Plant Flow | 0.38279 | 0.33323 | 0.19476 | 4.7392 | 4.1257 | 2.4113 | NO | NO | NO | NO | 0.0098734 | NO
110041973460 | 2021 | US MARINE CORPS BASE HAWAII | BUILDING 0892, MARINE CORPS BASE HAWAII KANEOHE BA | M C B H KANEOHE BAY | HI | 968633062 | 21.4386 | -157.7585 | #N/A | 110041973460 | POTW | 4952 | Sewerage Systems | #N/A | #N/A | #N/A | 350 | 1.7476 | 0.0049932 | 0.08322 | 0 | N/A - Period DMR Data Not Available | N/A | N/A | HI0110078 | PACIFIC OCEAN | 20060000000122 | #N/A | Yes | FEDERAL | 2021 | 110041973460 | 110041973460 |  |  |  | 2023 | 20060000000122 | PACIFIC OCEAN | 2 | 1.12 | 2.4126 | NPDES | 1.12 | 1.7329 | NA | NA | NA | NA | [12 empty] | NA | NA | NA | NA | NA | NA | NA | NA | Flow Lookup Failed | NA | Flow Lookup Failed | NA | Flow Lookup Failed | NA | NA | NA | NA | NA | NA | NA | NA | NA | NA | NA | NA | bar: QE_01 to QE_12
110042004915 | 2015 | US DEPARTMENT OF THE AIR FORCE | 2261 HUGHES AVE, STE 155 | SAN ANTONIO | TX | 78241 | 29.3787 | -98.5517 | #N/A | 110042004915 | Unknown | 9711 | National Security | #N/A | #N/A | #N/A | 250 | 0.023839 | 9.5357e-05 | 0.0011352 | 0 | N/A - Period DMR Data Not Available | N/A | N/A | TX0116114 | LOWER LEON CREEK | 12100302000008 | #N/A | X | NON-POTW | 2015 | 110042004915 | 110042004915 |  |  |  | 2023 | 12100302000008 | LOWER LEON CREEK | 1 | 1 | 0.10398 | NPDES | 1 | 1.5472 | 10836388 | Leon Creek | 4 | 43.599 | 19.159 | 38.327 | 29.638 | 21.157 | 64.074 | 143.417 | 20.587 | 11.973 | 13.435 | 86.276 | 22.737 | 45.75 | QE_08 | 11.973 | 29.2738 | 17.5668 | 106.599 | 51.7005 | 3.783 | 29.2738 | 30Q5 Flow | 51.7005 | HM Flow | 17.5668 | 7Q10 Flow | 0.0054282 | 0.0032574 | 0.0018444 | 0.064622 | 0.038779 | 0.021957 | NO | NO | NO | NO | 0.00013463 | NO
110042005503 | 2022 | PENNZOIL PRODUCTS CO. | 4401 PARK AVE | DICKINSON | TX | 77539 | 29.4603 | -95.0439 | #N/A | 110042005503 | Unknown | 2999 | Products of Petroleum and Coal, NEC | #N/A | #N/A | #N/A | 250 | 0.16571 | 0.00066284 | 0.007891 | 0 | N/A - Period DMR Data Not Available | N/A | N/A | TX0003727 | DICKINSON BAYOU TIDAL; DITCH, DICKINSON BAYOU TIDAL; UNNAMED DITCH; SAN JACINTO | 12040204000087 | #N/A | #N/A | NON-POTW | 2021 | 110042005503 | 110042005503 |  |  |  | 2023 | 12040204000087 | DICKINSON BAYOU TIDAL | 0.075 | 0.25 | 0.015226 | NPDES | 0.25 | 0.38681 | 1565994 | Dickinson Bayou | 3 | 101.761 | 261.83 | 222.477 | 134.803 | 92.932 | 66.294 | 75.31 | 27.772 | 23.319 | 26.623 | 32.324 | 191.679 | 202.148 | QE_08 | 23.319 | 57.0147 | 35.026 | 248.8044 | 112.9905 | 0.94574 | 57.0147 | 30Q5 Flow | 112.9905 | HM Flow | 35.026 | 7Q10 Flow | 0.018924 | 0.011626 | 0.0058663 | 0.22529 | 0.1384 | 0.069837 | NO | NO | NO | NO | 0.00046935 | NO
110042005503 | 2023 | PENNZOIL PRODUCTS CO. | 4401 PARK AVE | DICKINSON | TX | 77539 | 29.4603 | -95.0439 | #N/A | 110042005503 | Unknown | 2999 | Products of Petroleum and Coal, NEC | #N/A | #N/A | #N/A | 250 | 0.16571 | 0.00066284 | 0.007891 | 0 | N/A - Period DMR Data Not Available | N/A | N/A | TX0003727 | DICKINSON BAYOU TIDAL; DITCH, DICKINSON BAYOU TIDAL; UNNAMED DITCH; SAN JACINTO | 12040204000087 | #N/A | #N/A | NON-POTW | 2021 | 110042005503 | 110042005503 |  |  |  | 2023 | 12040204000087 | DICKINSON BAYOU TIDAL | 0.075 | 0.25 | 0.015226 | NPDES | 0.25 | 0.38681 | 1565994 | Dickinson Bayou | 3 | 101.761 | 261.83 | 222.477 | 134.803 | 92.932 | 66.294 | 75.31 | 27.772 | 23.319 | 26.623 | 32.324 | 191.679 | 202.148 | QE_08 | 23.319 | 57.0147 | 35.026 | 248.8044 | 112.9905 | 0.94574 | 57.0147 | 30Q5 Flow | 112.9905 | HM Flow | 35.026 | 7Q10 Flow | 0.018924 | 0.011626 | 0.0058663 | 0.22529 | 0.1384 | 0.069837 | NO | NO | NO | NO | 0.00046935 | NO
110042068473 | 2021 | APS FOUR CORNERS POWER PLANT | P.O. BOX 355, MS 4981 | FRUITLAND | NM | 87416 | 36.6888 | -108.4804 | 87416FRCRNCOUNT | 110042068473 | Unknown | 4911 | Electric Services (hydroelectric power generation) | #N/A | #N/A | #N/A | 250 | 1.6192 | 0.0064769 | 0.077106 | 0 | N/A - Period DMR Data Not Available | N/A | N/A | NN0000019 | MORGAN LAKE/CHACO RIVER/SAN JUAN | 14080106001035 | #N/A | Yes | NON-POTW | 2021 | 110042068473 | 110042068473 |  |  |  | 2023 | 14080106001035 | MORGAN LAKE/CHACO RIVER/SAN JUAN | NA | 1712 | 285.5896 | NPDES | 1712 | 2648.8578 | NA | NA | NA | NA | [12 empty] | NA | NA | NA | NA | NA | NA | NA | NA | Flow Lookup Failed | NA | Flow Lookup Failed | NA | Flow Lookup Failed | NA | NA | NA | NA | NA | NA | NA | NA | NA | NA | NA | NA | bar: QE_01 to QE_12
110042072351 | 2016 | BOISE STATE UNIVERSITY | 1910 UNIVERSITY DRIVE | BOISE | ID | 83706 | 43.6035 | -116.2027 | #N/A | 110042072351 | Remediation | 7216 | Drycleaning Plants, Except Rug Cleaning | #N/A | #N/A | #N/A | 250 | 0.021655 | 8.6622e-05 | 0.0010312 | 0 | N/A - Period DMR Data Not Available | N/A | N/A | IDG911006 | BOISE RIVER | 17050114000332 | #N/A | #N/A | #N/A | 2015 | 110042072351 | 110042072351 |  |  |  | 2023 | 17050114000332 | BOISE RIVER | NA | NA | 0.48845 | NPDES | 0.48845 | 0.75574 | 23398863 | Boise River | 6 | 1476.521 | 580.654 | 1563.661 | 2311.152 | 3689.903 | 4044.293 | 2754.111 | 1532.386 | 1086.785 | 677.607 | 354.818 | 168.522 | 176.676 | QE_11 | 168.522 | 412.0342 | 271.3763 | 3610.0758 | 1239.7507 | 1.8478 | 412.0342 | 30Q5 Flow | 1239.7507 | HM Flow | 271.3763 | 7Q10 Flow | 0.00031919 | 0.00021023 | 6.987e-05 | 0.0037999 | 0.0025027 | 0.00083179 | NO | NO | NO | NO | 7.9165e-06 | NO
110043086941 | 2021 | N.G.I | 3801 CAMDEN AVE. | PARKERSBURG | WV | 26101 | 39.2377 | -81.5261 | #N/A | 110043086941 | Unknown | 3423 | Hand and Edge Tools, Except Machine Tools and Handsaws | #N/A | #N/A | #N/A | 250 | 0.33899 | 0.001356 | 0.016142 | 0 | N/A - Period DMR Data Not Available | N/A | N/A | WV0003204 | LITTLE KANAWHA RIVER | 5030203000007 | #N/A | #N/A | NON-POTW | 2021 | 110043086941 | 110043086941 |  |  |  | 2023 | 05030203000007 | LITTLE KANAWHA RIVER | NA | NA | 0.012333 | NPDES | 0.012333 | 0.019083 | 19415441 | Little Kanawha River | 6 | 3137.965 | 4809.297 | 5281.082 | 6049.57 | 4333.788 | 3516.558 | 1763.828 | 1160.779 | 1117.698 | 731.981 | 983.897 | 2489.251 | 4246.201 | QE_09 | 731.981 | 1789.6846 | 1241.2728 | 7672.2861 | 4099.0343 | 0.046656 | 1789.6846 | 30Q5 Flow | 4099.0343 | HM Flow | 1241.2728 | 7Q10 Flow | 0.0010924 | 0.00075765 | 0.0003308 | 0.013005 | 0.0090197 | 0.0039381 | NO | NO | NO | NO | 2.7093e-05 | NO
110043316612 | 2016 | WILDCAT HILL WWTP | 2800 N EL PASO FLAGSTAFF RD | FLAGSTAFF | AZ | 86004 | 35.2256 | -111.5582 | #N/A | 110043316612 | POTW | 4952 | Sewerage Systems | #N/A | #N/A | #N/A | 365 | 0.73525 | 0.0020144 | 0.035012 | 0 | N/A - Period DMR Data Not Available | N/A | N/A | AZ0020427 | #N/A | 15050301001323 | #N/A | X | POTW | 2015 | 110043316612 | 110043316612 |  |  |  | 2023 | 15050301001323 |  | 6 | NA | 1.4214 | NPDES | 1.4214 | 2.1992 | 15903645 | NA | 3 | 1.334 | 11.054 | 4.312 | 1.729 | 0 | 0 | 0 | 0.792 | 2.095 | 1.291 | 2.245 | 1.822 | 15.293 | QE_04 | 0.792 | 1.9364 | 1.0561 | 3.2616 | 2.1049 | 5.3771 | 5.3771 | Plant Flow | 5.3771 | Plant Flow | 5.3771 | Plant Flow | 0.37462 | 0.37462 | 0.37462 | 6.5113 | 6.5113 | 6.5113 | NO | NO | NO | NO | 0.013565 | NO
110043452019 | 2016 | FREESCALE SEMICONDUCTOR INC | NEAR 34THE STREET AND LOOP 202 | PHOENIX | AZ | 85001 | 33.4604 | -112.0082 | #N/A | 110043452019 | Unknown | 9999 | Nonclassifiable Establishments | #N/A | #N/A | #N/A | 250 | 0.33233 | 0.0013293 | 0.015825 | 0 | N/A - Period DMR Data Not Available | N/A | N/A | AZ0025861 | #N/A | 15020015000457 | #N/A | X | NON-POTW | 2015 | 110043452019 | 110043452019 |  |  |  | 2023 | 15020015000457 |  | 1.44 | NA | 0 | NPDES | 0 | 0 | 20524845 | NA | 2 | 2.337 | 7.132 | 10.508 | 11.208 | 7.413 | 1.942 | 0.568 | 0.361 | 0.595 | 0.365 | 0.54 | 0.637 | 5.572 | QE_07 | 0.361 | 0.88264 | 0.46824 | 5.7139 | 1.7516 | 0 | 0.88264 | 30Q5 Flow | 1.7516 | HM Flow | 0.46824 | 7Q10 Flow | 2.839 | 1.5061 | 0.75894 | 33.7978 | 17.9297 | 9.035 | NO | NO | NO | NO | 0.070412 | NO
110043485421 | 2019 | CEDAR CREEK WWTP | 8405 CEDAR CREEK RD | LOUISVILLE | KY | 40291 | 38.1224 | -85.5876 | #N/A | 110043485421 | POTW | 4952 | Sewerage Systems | #N/A | #N/A | #N/A | 365 | 27.7652 | 0.076069 | 1.3222 | 0 | N/A - Period DMR Data Not Available | N/A | N/A | KY0098540 | CEDAR CRK | 5140102000566 | #N/A | X | POTW | 2015 | 110043485421 | 110043485421 |  |  |  | 2023 | 05140102000566 | CEDAR CRK | 7.5 | 5.956 | 4.7938 | NPDES | 5.956 | 9.2153 | 10264224 | Cedar Creek | 2 | 18.841 | 56.179 | 98.709 | 50.077 | 29.03 | 21.304 | 13.123 | 8.218 | 5.61 | 5.135 | 5.468 | 7.339 | 29 | QE_09 | 5.135 | 12.555 | 7.3129 | 46.066 | 21.4315 | 22.5313 | 22.5313 | Plant Flow | 22.5313 | Plant Flow | 22.5313 | Plant Flow | 3.3761 | 3.3761 | 3.3761 | 58.6807 | 58.6807 | 58.6807 | NO | NO | NO | NO | 0.12225 | NO
110043486457 | 2018 | FLOYDS FORK WQTC MSD | 1100 BLUE HERON RD | LOUISVILLE | KY | 40245 | 38.2367 | -85.4667 | #N/A | 110043486457 | POTW | 4952 | Sewerage Systems | #N/A | #N/A | #N/A | 365 | 16.6474 | 0.045609 | 0.79273 | 0 | N/A - Period DMR Data Not Available | N/A | N/A | KY0102784 | FLOYDS FORK CRK | 05140102000235 | #N/A | X | POTW | 2015 | 110043486457 | 110043486457 |  |  |  | 2023 | 05140102000235 | FLOYDS FORK CRK | 6.5 | 3.8164 | 3.7645 | NPDES | 3.8164 | 5.9048 | 10263962 | Floyds Fork | 3 | 148.447 | 220.953 | 321.172 | 276.25 | 213.836 | 179.57 | 86.78 | 49.505 | 32.196 | 18.701 | 19.097 | 64.312 | 157.873 | QE_09 | 18.701 | 45.7237 | 27.8722 | 362.9511 | 119.0804 | 14.4373 | 45.7237 | 30Q5 Flow | 119.0804 | HM Flow | 27.8722 | 7Q10 Flow | 1.6364 | 0.9975 | 0.38301 | 28.4417 | 17.3374 | 6.6571 | NO | NO | NO | NO | 0.059253 | NO
110043668563 | 2019 | HOWARD CO ALFA RIDGE LANDFILL | 2350 MARRIOTTSVILLE ROAD | MARRIOTTSVILLE | MD | 21104 | 39.3072 | -76.8986 | #N/A | 110043668563 | Waste Handling, Disposal and Treatment (Landfill) | 4953 | Refuse Systems (hazardous waste treatment and disposal) | #N/A | #N/A | #N/A | 250 | 0.0027815 | 1.1126e-05 | 0.00013245 | 0 | N/A - Period DMR Data Not Available | N/A | N/A | MD0067865 | LITTLE PATUXENT RIVER | 2060003000653 | #N/A | X | NON-POTW | 2015 | 110043668563 | 110043668563 |  |  |  | 2023 | 02060003000653 | LITTLE PATUXENT RIVER | NA | 0.0828 | 0.084386 | NPDES | 0.0828 | 0.12811 | 11689120 | NA | 1 | 0.695 | 3.675 | 9.321 | 6.466 | 1.001 | 1.038 | 0.847 | 0.567 | 0.439 | 0.734 | 0.879 | 1.04 | 1.166 | QE_08 | 0.439 | 1.0733 | 0.57335 | 1.6993 | 1.1037 | 0.31323 | 1.0733 | 30Q5 Flow | 1.1037 | HM Flow | 0.57335 | 7Q10 Flow | 0.019405 | 0.010366 | 0.01008 | 0.23101 | 0.1234 | 0.12 | NO | NO | NO | NO | 0.00048128 | NO
110043734983 | 2018 | OWENSBORO EAST WWTP | 1722 PLEASANT VALLEY RD | OWENSBORO | KY | 42303 | 37.7708 | -87.0657 | #N/A | 110043734983 | POTW | 4952 | Sewerage Systems | #N/A | #N/A | #N/A | 365 | 18.4434 | 0.05053 | 0.87826 | 0 | N/A - Period DMR Data Not Available | N/A | N/A | KY0073377 | OHIO RIVER | 05140201000008 | #N/A | X | POTW | 2015 | 110043734983 | 110043734983 |  |  |  | 2023 | 05140201000008 | OHIO RIVER | 6.8 | 4.34 | 3.6258 | NPDES | 4.34 | 6.715 | 10110395 | Ohio River | 8 | 128641.981 | 169463.287 | 206601.618 | 238844.54 | 204115.501 | 160467.914 | 105729.245 | 67337.239 | 53462.673 | 42884.971 | 55835.384 | 89313.08 | 153502.683 | QE_09 | 42884.971 | 104853.2298 | 83926.5368 | 314528.0709 | 243042.781 | 16.418 | 104853.2298 | 30Q5 Flow | 243042.781 | HM Flow | 83926.5368 | 7Q10 Flow | 0.00060207 | 0.00048191 | 0.0002079 | 0.010465 | 0.008376 | 0.0036136 | NO | NO | NO | NO | 2.1801e-05 | NO
110043782788 | 2016 | OXY VINYLS LP - DEER PARK PVC | 1 MILE N ST HWY 225 & TIDAL RD | DEER PARK | TX | 77536 | 29.7261 | -95.108 | 77536CCDNT1000T | 110043782788 | Processing as a Reactant | 2812 | Alkalies and Chlorine | #N/A | #N/A | #N/A | 350 | 77.26 | 0.22074 | 3.679 | 0 | N/A - Period DMR Data Not Available | N/A | N/A | TX0007412 | PATRICK BAYOU, HOUSTON SHIP CHANNEL | 12040104000662 | #N/A | #N/A | #N/A | 2015 | 110043782788 | 110043782788 |  |  |  | 2023 | 12040104000662 | HOUSTON SHIP CHANNEL TIDAL | 105 | NA | 3.2274 | NPDES | 3.2274 | 4.9936 | 1439547 | Patrick Bayou | 1 | 5.607 | 10.828 | 10.332 | 6.956 | 4.028 | 4.406 | 4.31 | 1.158 | 0.812 | 0.569 | 0.954 | 2.908 | 9.683 | QE_09 | 0.569 | 1.3912 | 0.74994 | 13.709 | 3.4365 | 12.2092 | 12.2092 | Plant Flow | 12.2092 | Plant Flow | 12.2092 | Plant Flow | 18.0801 | 18.0801 | 18.0801 | 301.3342 | 301.3342 | 301.3342 | NO | NO | NO | NO | 0.62778 | NO | updated script identified and defaulted to plant flow
110043808467 | 2022 | EMD ACQUISITION LLC | 510 SOUTH 4TH STREET | HENDERSON | NV | 89015 | 36.0354 | -114.9999 | 89015KRRMC8000L | 110043808467 | Remediation | 1799 | Special Trade Contractors, NEC (indoor swimming pool construction contractors) | #N/A | #N/A | #N/A | 250 | 1.7143 | 0.0068571 | 0.081632 | 0 | N/A - Period DMR Data Not Available | N/A | N/A | NV0023060 | LAS VEGAS WASH, MONITORING | 15010015000957 | #N/A | Yes | NON-POTW | 2021 | 110043808467 | 110043808467 |  |  |  | 2023 | 15010015000957 | LAS VEGAS WASH, MONITORING | 2000 | 2000 | 1.6575 | NPDES | 2000 | 3094.46 | NA | NA | NA | NA | [12 empty] | NA | NA | NA | NA | NA | NA | NA | NA | Flow Lookup Failed | NA | Flow Lookup Failed | NA | Flow Lookup Failed | NA | NA | NA | NA | NA | NA | NA | NA | NA | NA | NA | NA | bar: QE_01 to QE_12
110044852068 | 2023 | PRAIRIE STATE GENERATING STATION | 3872 COUNTY HWY 12 | MARISSA | IL | 622573438 | 38.2774 | -89.6669 | 6225WPRRST1739N | 110044852068 | Unknown | 4911 | Electric Services (hydroelectric power generation) | #N/A | #N/A | #N/A | 250 | 2.4298 | 0.0097193 | 0.11571 | 0 | N/A - Period DMR Data Not Available | N/A | N/A | IL0076996 | KASKASKIA RIVER, UNNAMED TRIB TO MUD CREEK | 07140204002294 | #N/A | Yes | NON-POTW | 2021 | 110044852068 | 110044852068 |  |  |  | 2023 | 07140204002294 | KASKASKIA RIVER, UNNAMED TRIB TO MUD CREEK | NA | NA | 0.30017 | NPDES | 0.30017 | 0.46443 | 937140141 | NA | 2 | 2.146 | 2.138 | 3.62 | 41.818 | 5.602 | 2.015 | 1.06 | 0.61 | 0.314 | 0.475 | 0.532 | 3.705 | 2.177 | QE_08 | 0.314 | 0.76773 | 0.40528 | 5.2469 | 1.5534 | 1.1355 | 1.1355 | Plant Flow | 1.5534 | HM Flow | 1.1355 | Plant Flow | 8.5592 | 8.5592 | 6.2566 | 101.8954 | 101.8954 | 74.4835 | NO | NO | NO | NO | 0.21228 | NO
110045085457 | 2018 | MOREHEAD WWTP | 175 BULL FORK RD | MOREHEAD | KY | 40351 | 38.1519 | -83.5138 | #N/A | 110045085457 | POTW | 4952 | Sewerage Systems | #N/A | #N/A | #N/A | 365 | 2.7112 | 0.0074281 | 0.12911 | 0 | N/A - Period DMR Data Not Available | N/A | N/A | KY0052752 | LICKING RIVER | 05100101000391 | #N/A | X | POTW | 2015 | 110045085457 | 110045085457 |  |  |  | 2023 | 05100101000391 | LICKING RIVER | 5 | 3.1 | 2.6195 | NPDES | 3.1 | 4.7964 | 2091875 | Licking River | 5 | 1093.109 | 1673.451 | 1955.156 | 2102.348 | 1716.023 | 1282.533 | 780.363 | 407.73 | 321.268 | 401.668 | 513.163 | 805.04 | 1486.229 | QE_08 | 321.268 | 785.4963 | 529.2322 | 2672.6381 | 1554.8655 | 11.7272 | 785.4963 | 30Q5 Flow | 1554.8655 | HM Flow | 529.2322 | 7Q10 Flow | 0.014036 | 0.0094565 | 0.0047773 | 0.24395 | 0.16436 | 0.083034 | NO | NO | NO | NO | 0.00050823 | NO
110045091379 | 2021 | WILLIAMSTOWN/DRY RIDGE WRF | 3300 STEWARTSVILLE RD | WILLIAMSTOWN | KY | 41097 | 38.6312 | -84.6188 | #N/A | 110045091379 | POTW | 4952 | Sewerage Systems | #N/A | #N/A | #N/A | 365 | 2.2726 | 0.0062263 | 0.10822 | 0 | N/A - Period DMR Data Not Available | N/A | N/A | KY0109991 | CLARKS CREEK, CLARKS CRK | 5100205000416 | #N/A | Yes | POTW | 2021 | 110045091379 | 110045091379 |  |  |  | 2023 | 05100205000416 | CLARK?S CREEK, CLARKS CRK | 2 | 0.65 | 0.66908 | NPDES | 0.65 | 1.0057 | 1823860 | NA | 2 | 12.627 | 36.639 | 68.508 | 33.207 | 20.175 | 15.409 | 9.666 | 6.054 | 4.453 | 3.89 | 4.208 | 5.466 | 18.332 | QE_09 | 3.89 | 9.511 | 5.486 | 30.8729 | 15.1333 | 2.4589 | 9.511 | 30Q5 Flow | 15.1333 | HM Flow | 5.486 | 7Q10 Flow | 1.135 | 0.65464 | 0.41143 | 19.7266 | 11.3783 | 7.1511 | NO | NO | NO | NO | 0.041097 | NO
110045402079 | 2016 | PALOMAR ENERGY | 2300 HARVESON PLACE | ESCONDIDO | CA | 92029 | 33.117 | -117.1182 | #N/A | 110045402079 | Unknown | 4911 | Electric Services (hydroelectric power generation) | #N/A | #N/A | #N/A | 250 | 0.53841 | 0.0021536 | 0.025639 | 0 | N/A - Period DMR Data Not Available | N/A | N/A | CA0109215 | PACIFIC OCEAN | 18070303000010 | #N/A | X | NON-POTW | 2015 | 110045402079 | 110045402079 |  |  |  | 2023 | 18070303000010 | PACIFIC OCEAN | 1.4 | NA | 0.8375 | NPDES | 0.8375 | 1.2958 | 20341947 | Escondido Creek | 3 | 3.082 | 7.69 | 7.174 | 11.453 | 4.584 | 2.104 | 1.228 | 0.546 | 0.2 | 0.652 | 1.101 | 3.495 | 4.844 | QE_08 | 0.2 | 0.489 | 0.25408 | 7.5355 | 1.4247 | 3.1682 | 3.1682 | Plant Flow | 3.1682 | Plant Flow | 3.1682 | Plant Flow | 0.67976 | 0.67976 | 0.67976 | 8.0924 | 8.0924 | 8.0924 | NO | NO | NO | NO | 0.016859 | NO
110045415207 | 2024 | FORMER HIGH VOLTAGE ENGINEERING CORP. / BELLOFRAM | 3 VAN DE GRAAFF DRIVE | BURLINGTON | MA | 1803 | 42.4813 | -71.1983 | #N/A | 110045415207 | Unknown | 4959 | Sanitary Services, NEC (vacuuming of runways) | #N/A | #N/A | #N/A | 250 | 0.027392 | 0.00010957 | 0.0013044 | 0 | N/A - Period DMR Data Not Available | N/A | N/A | MAG912064 | VINE BROOK | #N/A | #N/A | Yes | NON-POTW | 2021 | 110045415207 | NA | NA | NA | NA | NA | NA | NA | NA | NA | NA | NA | NA | NA | NA | NA | NA | NA | [12 empty] | NA | NA | NA | NA | NA | NA | NA | NA | Permit Lookup Failed | NA | NA | NA | Permit Lookup Failed | NA | NA | NA | NA | NA | NA | NA | NA | NA | NA | NA | NA | bar: QE_01 to QE_12
110045447469 | 2024 | DAIKIN AMERICA, INC | 905 STATE DOCKS ROAD | DECATUR | AL | 35601 | 34.6315 | -87.0384 | 35601DKNMRSTATE,35601MDMNFSTATE | 110045447469 | Unknown | 2869 | Industrial Organic Chemicals, NEC (aliphatics) | #N/A | #N/A | #N/A | 250 | 1.6571 | 0.0066284 | 0.07891 | 0 | N/A - Period DMR Data Not Available | N/A | N/A | AL0064351 | BAKERS CREEK, TENNESSEE RIVER | 6030002018565 | #N/A | #N/A | NON-POTW | 2021 | 110045447469 | 110045447469 |  |  |  | 2023 | 06030002018565 | BAKERS CREEK, TENNESSEE RIVER | NA | NA | 0.34253 | NPDES | 0.34253 | 0.52997 | 19623866 | NA | 3 | 28.183 | 57.307 | 57.054 | 61.874 | 43.573 | 29.194 | 15.364 | 10.028 | 7.305 | 7.85 | 9.748 | 18.933 | 36.567 | QE_08 | 7.305 | 17.8606 | 10.5331 | 68.9071 | 31.7137 | 1.2958 | 17.8606 | 30Q5 Flow | 31.7137 | HM Flow | 10.5331 | 7Q10 Flow | 0.62929 | 0.37112 | 0.20901 | 7.4916 | 4.4181 | 2.4882 | NO | NO | NO | NO | 0.015607 | NO
110045515180 | 2022 | STONE BREWING COMPANY | 1999 CITRACADO PARKWAY | ESCONDIDO | CA | 92029 | 33.1156 | -117.1194 | #N/A | 110045515180 | Unknown | 2082 | Malt Beverages (malt extract) | #N/A | #N/A | #N/A | 250 | 0.045604 | 0.00018242 | 0.0021716 | 0 | N/A - Period DMR Data Not Available | N/A | N/A | CA0109258 | PACIFIC OCEAN | 18070303000010 | #N/A | Yes | NON-POTW | 2021 | 110045515180 | 110045515180 |  |  |  | 2023 | 18070303000010 | PACIFIC OCEAN | 0.1 | NA | 0.12358 | NPDES | 0.12358 | 0.19121 | 20341947 | Escondido Creek | 3 | 3.082 | 7.69 | 7.174 | 11.453 | 4.584 | 2.104 | 1.228 | 0.546 | 0.2 | 0.652 | 1.101 | 3.495 | 4.844 | QE_08 | 0.2 | 0.489 | 0.25408 | 7.5355 | 1.4247 | 0.46751 | 0.489 | 30Q5 Flow | 1.4247 | HM Flow | 0.46751 | Plant Flow | 0.39019 | 0.37304 | 0.12804 | 4.6451 | 4.441 | 1.5243 | NO | NO | NO | NO | 0.0096773 | NO
110046184516 | 2017 | PEARL HARBOR NAVAL SHIPYARD & INTERMEDIATE MAINTENANCE FACILITY | 667 SAFEGUARD STREET | HONOLULU | HI | 96818 | 21.3525 | -157.9581 | #N/A | 110046184516 | Unknown | 3731 | Ship Building and Repairing (except repairs in floating drydocks) | #N/A | #N/A | #N/A | 250 | 11.9364 | 0.047746 | 0.5684 | 0 | N/A - Period DMR Data Not Available | N/A | N/A | HI1120801 | HALAWA STREAM - WAIMALU STREAM | 20060000000162 | #N/A | X | NON-POTW | 2015 | 110046184516 | 110046184516 |  |  |  | 2023 | 20060000000162 | PEARL HARBOR | 24.48 | NA | 0.918 | NPDES | 0.918 | 1.4204 | NA | NA | NA | NA | [12 empty] | NA | NA | NA | NA | NA | NA | NA | NA | Flow Lookup Failed | NA | Flow Lookup Failed | NA | Flow Lookup Failed | NA | NA | NA | NA | NA | NA | NA | NA | NA | NA | NA | NA | bar: QE_01 to QE_12
110046184516 | 2017 | PEARL HARBOR NAVAL SHIPYARD & INTERMEDIATE MAINTENANCE FACILITY | 667 SAFEGUARD STREET | HONOLULU | HI | 96818 | 21.3525 | -157.9581 | #N/A | 110046184516 | Unknown | 3731 | Ship Building and Repairing (except repairs in floating drydocks) | #N/A | #N/A | #N/A | 250 | 11.9364 | 0.047746 | 0.5684 | 0 | N/A - Period DMR Data Not Available | N/A | N/A | HI1120801 | HALAWA STREAM - WAIMALU STREAM | 20060000000162 | #N/A | X | NON-POTW | 2015 | 110046184516 | 110046184516 |  |  |  | 2023 | 20060000000162 | PEARL HARBOR | 24.48 | NA | 0.918 | NPDES | 0.918 | 1.4204 | NA | NA | NA | NA | [12 empty] | NA | NA | NA | NA | NA | NA | NA | NA | Flow Lookup Failed | NA | Flow Lookup Failed | NA | Flow Lookup Failed | NA | NA | NA | NA | NA | NA | NA | NA | NA | NA | NA | NA | bar: QE_01 to QE_12
110046184516 | 2018 | PEARL HARBOR NAVAL SHIPYARD & INTERMEDIATE MAINTENANCE FACILITY | 667 SAFEGUARD STREET | HONOLULU | HI | 96818 | 21.3525 | -157.9581 | #N/A | 110046184516 | Unknown | 3731 | Ship Building and Repairing (except repairs in floating drydocks) | #N/A | #N/A | #N/A | 250 | 11.9364 | 0.047746 | 0.5684 | 0 | N/A - Period DMR Data Not Available | N/A | N/A | HI1120801 | HALAWA STREAM - WAIMALU STREAM | 20060000000162 | #N/A | X | NON-POTW | 2015 | 110046184516 | 110046184516 |  |  |  | 2023 | 20060000000162 | PEARL HARBOR | 24.48 | NA | 0.918 | NPDES | 0.918 | 1.4204 | NA | NA | NA | NA | [12 empty] | NA | NA | NA | NA | NA | NA | NA | NA | Flow Lookup Failed | NA | Flow Lookup Failed | NA | Flow Lookup Failed | NA | NA | NA | NA | NA | NA | NA | NA | NA | NA | NA | NA | bar: QE_01 to QE_12
110046299778 | 2017 | STAMPEDE OIL SANDS INC | 11200 KY 79 | RUSSELLVILLE | KY | 42276 | 36.9825 | -86.78 | #N/A | 110046299778 | Unknown | 3532 | Mining Machinery and Equipment, Except Oil and Gas Field Machinery and Equipment | #N/A | #N/A | #N/A | 250 | 0.027252 | 0.00010901 | 0.0012977 | 0 | N/A - Period DMR Data Not Available | N/A | N/A | KY0111309 | MUDDY CRK | 5110003000734 | #N/A | #N/A | #N/A | 2015 | 110046299778 | 110046299778 |  |  |  | 2023 | 05110003000734 | MUDDY CRK | NA | NA | NA | NPDES | NA | NA | 11631003 | NA | 1 | 1.94 | 7.152 | 15.999 | 5.38 | 2.741 | 2.262 | 1.391 | 0.879 | 0.546 | 0.717 | 0.784 | 1.484 | 3.329 | QE_08 | 0.546 | 1.335 | 0.71859 | 4.7433 | 2.0317 | -1 | 1.335 | 30Q5 Flow | 2.0317 | HM Flow | 0.71859 | 7Q10 Flow | 0.1517 | 0.081656 | 0.053654 | 1.8059 | 0.9721 | 0.63873 | NO | NO | NO | NO | 0.0037623 | NO
110054272210 | 2022 | BELL-CARTER OLIVE CO. WWTP | GARDINER FERRY ROAD | CORNING | CA | 96021 | 39.9157 | -122.1037 | #N/A | 110054272210 | Waste Handling, Disposal and Treatment (non-POTW WWT) | 2033 | Canned Fruits, Vegetables, Preserves, Jams, and Jellies | #N/A | #N/A | #N/A | 250 | 1.7566 | 0.0070263 | 0.083647 | 0 | N/A - Period DMR Data Not Available | N/A | N/A | CA0083721 | SACRAMENTO RIVER | 18020157005902 | #N/A | Yes | NON-POTW | 2021 | 110054272210 | 110054272210 |  |  |  | 2023 | 18020157005902 | SACRAMENTO RIVER | 0.75 | 0.75 | 0.43017 | NPDES | 0.75 | 1.1604 | 12074486 | Sacramento River | 7 | 16024.578 | 20377.737 | 25468.117 | 27044.008 | 17680.417 | 19036.948 | 15785.87 | 13863.442 | 12205.613 | 8746.057 | 7168.471 | 10062.698 | 13479.133 | QE_10 | 7168.471 | 17526.824 | 13172.6935 | 39179.8973 | 32649.5139 | 2.8372 | 17526.824 | 30Q5 Flow | 32649.5139 | HM Flow | 13172.6935 | 7Q10 Flow | 0.0005334 | 0.00040089 | 0.0002152 | 0.00635 | 0.0047725 | 0.002562 | NO | NO | NO | NO | 1.3229e-05 | NO
110054612558 | 2016 | CALUMET MISSOURI, LLC | 11089 HIGHWAY D | LOUISIANA | MO | 63353 | 39.4234 | -91.0257 | #N/A | 110054612558 | Unknown | 2869 | Industrial Organic Chemicals, NEC (aliphatics) | #N/A | #N/A | #N/A | 250 | 0.07449 | 0.00029796 | 0.0035471 | 0 | N/A - Period DMR Data Not Available | N/A | N/A | MO0137243 | TRIBUTARY TO BUFFALO CR. | 7110004000345 | #N/A | X | NON-POTW | 2015 | 110054612558 | 110054612558 |  |  |  | 2023 | 07110004000345 | TRIBUTARY TO BUFFALO CR. | NA | NA | 0.010895 | NPDES | 0.010895 | 0.016857 | 2931679 | Buffalo Creek | 4 | 41.432 | 31.965 | 53.337 | 221.79 | 90.942 | 55.593 | 32.612 | 22.622 | 13.408 | 15.796 | 11.915 | 32.201 | 35.313 | QE_10 | 11.915 | 29.132 | 17.4787 | 101.3007 | 50.3289 | 0.041216 | 29.132 | 30Q5 Flow | 50.3289 | HM Flow | 17.4787 | 7Q10 Flow | 0.017047 | 0.010228 | 0.0059202 | 0.20294 | 0.12176 | 0.070479 | NO | NO | NO | NO | 0.00042279 | NO
110054919406 | 2023 | WARREN COUNTY - SANITARY LANDFILL | 232 SHANGRI-LA RD | BENTONVILLE | VA | 22610 | 38.815 | -78.2834 | #N/A | 110054919406 | Waste Handling, Disposal and Treatment (Landfill) | 4953 | Refuse Systems (hazardous waste treatment and disposal) | #N/A | #N/A | #N/A | 250 | 0.009235 | 3.694e-05 | 0.00043976 | 0 | N/A - Period DMR Data Not Available | N/A | N/A | VAG830429 | SOUTH FORK SHENANDOAH RIVER-BROWN HOLLOW RUN | #N/A | #N/A | Yes | NON-POTW | 2021 | 110054919406 | NA | NA | NA | NA | NA | NA | NA | NA | NA | NA | NA | NA | NA | NA | NA | NA | NA | [12 empty] | NA | NA | NA | NA | NA | NA | NA | NA | Permit Lookup Failed | NA | NA | NA | Permit Lookup Failed | NA | NA | NA | NA | NA | NA | NA | NA | NA | NA | NA | NA | bar: QE_01 to QE_12
110055043705 | 2018 | WESTERN REGIONAL WATER RECLAMATION FACILITY | 5459 BELLVIEW RD | PETERSBURG | KY | 41080 | 39.007 | -84.8412 | #N/A | 110055043705 | POTW | 4952 | Sewerage Systems | #N/A | #N/A | #N/A | 365 | 35.4361 | 0.097085 | 1.6874 | 0 | N/A - Period DMR Data Not Available | N/A | N/A | KY0107239 | OHIO RIVER | 05090203000041 | #N/A | X | POTW | 2015 | 110055043705 | 110055043705 |  |  |  | 2023 | 05090203000041 | OHIO RIVER | 20 | 7.69 | 11.0117 | NPDES | 7.69 | 11.8982 | 3406199 | Ohio River | 8 | 113238.251 | 138652.998 | 166924.338 | 196166.453 | 175005.818 | 129047.14 | 88068.679 | 56796.869 | 43177.031 | 40679.392 | 51844.883 | 86608.385 | 146366.964 | QE_09 | 40679.392 | 99460.6161 | 79462.3629 | 276866.1394 | 222013.9075 | 29.091 | 99460.6161 | 30Q5 Flow | 222013.9075 | HM Flow | 79462.3629 | 7Q10 Flow | 0.0012218 | 0.00097612 | 0.00043729 | 0.021236 | 0.016966 | 0.0076006 | NO | NO | NO | NO | 4.4241e-05 | NO
110055415732 | 2021 | COSTCO WHOLESALE #1115 | 7940 RICHMOND HWY | ALEXANDRIA | VA | 22306 | 38.7416 | -77.0862 | #N/A | 110055415732 | Unknown | 1794 | Excavation Work | #N/A | #N/A | #N/A | 250 | 0.0093202 | 3.7281e-05 | 0.00044382 | 0 | N/A - Period DMR Data Not Available | N/A | N/A | VAG830567 | POTOMAC RIVER-LITTLE HUNTING CREEK | #N/A | #N/A | Yes | NON-POTW | 2021 | 110055415732 | NA | NA | NA | NA | NA | NA | NA | NA | NA | NA | NA | NA | NA | NA | NA | NA | NA | [12 empty] | NA | NA | NA | NA | NA | NA | NA | NA | Permit Lookup Failed | NA | NA | NA | Permit Lookup Failed | NA | NA | NA | NA | NA | NA | NA | NA | NA | NA | NA | NA | bar: QE_01 to QE_12
110055979455 | 2016 | COTTONWOOD WWTF | 1480 W MINGUS AVE | COTTONWOOD | AZ | 86326-8084 | 34.7297 | -112.0434 | #N/A | 110055979455 | POTW | 4952 | Sewerage Systems | #N/A | #N/A | #N/A | 365 | 1.2434 | 0.0034065 | 0.059208 | 0 | N/A - Period DMR Data Not Available | N/A | N/A | AZ0024716 | #N/A | 15010007000406 | #N/A | X | POTW | 2015 | 110055979455 | 110055979455 |  |  |  | 2023 | 15010007000406 |  | 1.5 | NA | 0.48404 | NPDES | 0.48404 | 0.74892 | 20667648 | NA | 2 | 0.216 | 5.413 | 2.011 | 0.552 | 0.205 | 0.044 | 0 | 0.039 | 0.246 | 0.08 | 0.2 | 0.441 | 6.486 | QE_06 | 0.039 | 0.095355 | 0.046774 | 0.52812 | 0.15922 | 1.8311 | 1.8311 | Plant Flow | 1.8311 | Plant Flow | 1.8311 | Plant Flow | 1.8603 | 1.8603 | 1.8603 | 32.3346 | 32.3346 | 32.3346 | NO | NO | NO | NO | 0.067364 | NO
110055984546 | 2018 | SAN SIMEON ACRES WWTF | 9245 BALBOA AVENUE | SAN SIMEON | CA | 93452 | 35.6117 | -121.1456 | #N/A | 110055984546 | POTW | 4952 | Sewerage Systems | #N/A | #N/A | #N/A | 365 | 0.071686 | 0.0001964 | 0.0034136 | 0 | N/A - Period DMR Data Not Available | N/A | N/A | CA0047961 | PACIFIC OCEAN | 18060006000118 | #N/A | #N/A | #N/A | 2015 | 110055984546 | 110055984546 |  |  |  | 2023 | 18060006000118 | PACIFIC OCEAN | 0.2 | 0.2 | 0.070742 | NPDES | 0.2 | 0.30945 | 8191293 | NA | -9 | 0.004 | 0.01 | 0.013 | 0.019 | 0.006 | 0.001 | 0.001 | 0.001 | 0 | 0.001 | 0 | 0.003 | 0.01 | NA | NA | NA | NA | NA | NA | NA | NA | Coastal | NA | Coastal | NA | Coastal | NA | NA | NA | NA | NA | NA | NA | NA | NA | NA | NA | NA
110055984957 | 2019 | COLUSA WWTP | 2820 WILL S. GREEN ROAD | COLUSA | CA | 95932 | 39.1911 | -122.0231 | #N/A | 110055984957 | POTW | 4952 | Sewerage Systems | #N/A | #N/A | #N/A | 365 | 0.077251 | 0.00021165 | 0.0036786 | 0 | N/A - Period DMR Data Not Available | N/A | N/A | CA0078999 | UNNAMED TRIBUTARY TO POWELL SLOUGH | 18020104000844 | #N/A | #N/A | #N/A | 2015 | 110055984957 | 110055984957 |  |  |  | 2023 | 18020104000844 | UNNAMED TRIBUTARY TO POWELL SLOUGH | 0.7 | NA | 0.33667 | NPDES | 0.33667 | 0.5209 | NA | NA | NA | NA | [12 empty] | NA | NA | NA | NA | NA | NA | NA | NA | Flow Lookup Failed | NA | Flow Lookup Failed | NA | Flow Lookup Failed | NA | NA | NA | NA | NA | NA | NA | NA | NA | NA | NA | NA | bar: QE_01 to QE_12
110055988016 | 2019 | BURLINGAME WWTP | 1103 AIRPORT BOULEVARD | BURLINGAME | CA | 94010 | 37.5919 | -122.3581 | #N/A | 110055988016 | POTW | 4952 | Sewerage Systems | #N/A | #N/A | #N/A | 365 | 1.0327 | 0.0028293 | 0.049176 | 0 | N/A - Period DMR Data Not Available | N/A | N/A | CA0037788 | LOWER SAN FRANCISCO BAY | 18050004001800 | #N/A | #N/A | #N/A | 2015 | 110055988016 | 110055988016 |  |  |  | 2023 | 18050004001800 | LOWER SAN FRANCISCO BAY | 5.5 | NA | 3.0362 | NPDES | 3.0362 | 4.6976 | 2805165 | NA | -9 | 0 | 0 | 0.001 | 0 | 0 | 0 | 0 | 0 | 0 | 0 | 0 | 0 | 0 | NA | NA | NA | NA | NA | NA | NA | NA | Coastal | NA | Coastal | NA | Coastal | NA | NA | NA | NA | NA | NA | NA | NA | NA | NA | NA | NA
110055992993 | 2023 | BEAUMONT WWTF | 715 W 4TH ST | BEAUMONT | CA | 92223 | 33.9262 | -116.9926 | #N/A | 110055992993 | POTW | 4952 | Sewerage Systems | #N/A | #N/A | #N/A | 365 | 1.1784 | 0.0032286 | 0.056116 | 0 | N/A - Period DMR Data Not Available | N/A | N/A | CA0105376 | COOPER'S CREEK | 18070203002360 | #N/A | Yes | POTW | 2021 | 110055992993 | 110055992993 |  |  |  | 2023 | 18070203002360 | COOPER'S CREEK | 6 | NA | 3.3821 | NPDES | 3.3821 | 5.2329 | 22563676 | NA | 1 | 0.107 | 0.298 | 0.181 | 0.48 | 0.188 | 0.06 | 0.045 | 0.037 | 0.015 | 0.042 | 0.024 | 0.114 | 0.219 | QE_08 | 0.015 | 0.036675 | 0.017395 | 0.26161 | 0.066156 | 12.7943 | 12.7943 | Plant Flow | 12.7943 | Plant Flow | 12.7943 | Plant Flow | 0.25235 | 0.25235 | 0.25235 | 4.386 | 4.386 | 4.386 | NO | NO | NO | NO | 0.0091376 | NO
110056125376 | 2023 | CONFLUENCE PARK APARTMENTS | 2166 15 ST | DENVER | CO | 80202 | 39.7545 | -105.0068 | #N/A | 110056125376 | Unknown | 1799 | Special Trade Contractors, NEC (indoor swimming pool construction contractors) | #N/A | #N/A | #N/A | 250 | 0.006517 | 2.6068e-05 | 0.00031033 | 0 | N/A - Period DMR Data Not Available | N/A | N/A | CO0049003 | SOUTH PLATTE RIVER | 10190003001175 | #N/A | Yes | NON-POTW | 2021 | 110056125376 | 110056125376 |  |  |  | 2023 | 10190003001175 | SOUTH PLATTE RIVER | NA | NA | 0.01625 | NPDES | 0.01625 | 0.025142 | 230629 | Cherry Creek | 4 | 22.735 | 6.513 | 17.245 | 25.656 | 32.256 | 33.361 | 25.662 | 15.321 | 36.182 | 10.746 | 4.475 | 7.808 | 2.253 | QE_12 | 2.253 | 5.5086 | 3.1168 | 55.5868 | 14.6285 | 0.061473 | 5.5086 | 30Q5 Flow | 14.6285 | HM Flow | 3.1168 | 7Q10 Flow | 0.0083635 | 0.0047323 | 0.001782 | 0.099566 | 0.056336 | 0.021214 | NO | NO | NO | NO | 0.00020743 | NO
110056126972 | 2021 | 100 ST PAUL | 100 ST PAUL ST | DENVER | CO | 80206 | 39.7181 | -104.9511 | #N/A | 110056126972 | Unknown | 1611 | Highway and Street Construction, Except Elevated Highways | #N/A | #N/A | #N/A | 250 | 0.059383 | 0.00023753 | 0.0028278 | 0 | N/A - Period DMR Data Not Available | N/A | N/A | COG318008 | CHERRY CREEK | #N/A | #N/A | Yes | NON-POTW | 2021 | 110056126972 | NA | NA | NA | NA | NA | NA | NA | NA | NA | NA | NA | NA | NA | NA | NA | NA | NA | [12 empty] | NA | NA | NA | NA | NA | NA | NA | NA | Permit Lookup Failed | NA | NA | NA | Permit Lookup Failed | NA | NA | NA | NA | NA | NA | NA | NA | NA | NA | NA | NA | bar: QE_01 to QE_12
110056127007 | 2021 | UNION STATION NORTH WING OFFICE BUILDING | 1705 17 ST | DENVER | CO | 80202 | 39.754 | -104.999 | #N/A | 110056127007 | Unknown | 6512 | Operators of Nonresidential Buildings (except stadium and arena owners) | #N/A | #N/A | #N/A | 250 | 0.1594 | 0.00063762 | 0.0075907 | 0 | N/A - Period DMR Data Not Available | N/A | N/A | CO0049017 | SOUTH PLATTE RIVER | 10190003001175 | #N/A | #N/A | NON-POTW | 2021 | 110056127007 | 110056127007 |  |  |  | 2023 | 10190003001175 | SOUTH PLATTE RIVER | 0.144 | NA | 0.16792 | NPDES | 0.16792 | 0.25981 | 230629 | Cherry Creek | 4 | 22.735 | 6.513 | 17.245 | 25.656 | 32.256 | 33.361 | 25.662 | 15.321 | 36.182 | 10.746 | 4.475 | 7.808 | 2.253 | QE_12 | 2.253 | 5.5086 | 3.1168 | 55.5868 | 14.6285 | 0.63522 | 5.5086 | 30Q5 Flow | 14.6285 | HM Flow | 3.1168 | 7Q10 Flow | 0.20457 | 0.11575 | 0.043587 | 2.4354 | 1.378 | 0.5189 | NO | NO | NO | NO | 0.0050737 | NO
110056537804 | 2024 | THE LUBRIZOL CORPORATION, DEER PARK PLANT | 41 TIDAL ROAD, N ST HWY 225, S OF THE PT TERMINAL | DEER PARK | TX | 77536 | 29.7175 | -95.1133 | 77536LBRZL41TID | 110056537804 | Unknown | 2869 | Industrial Organic Chemicals, NEC (aliphatics) | #N/A | #N/A | #N/A | 250 | 2.4857 | 0.0099426 | 0.11836 | 0 | N/A - Period DMR Data Not Available | N/A | N/A | TX0007048 | HOUSTON SHIP CHANNEL TIDAL, PATRICK BAYOU PORTION OF HOUSTON SHIP CHANNEL TIDA | 12040104000662 | #N/A | #N/A | NON-POTW | 2021 | 110056537804 | 110056537804 |  |  |  | 2023 | 12040104000662 | HOUSTON SHIP CHANNEL TIDAL, PATRICK BAYOU PORTION OF HOUSTON SHIP CHANNEL TIDA | 1.15 | 1.5 | 1.6083 | NPDES | 1.5 | 2.3208 | 1439547 | Patrick Bayou | 1 | 5.607 | 10.828 | 10.332 | 6.956 | 4.028 | 4.406 | 4.31 | 1.158 | 0.812 | 0.569 | 0.954 | 2.908 | 9.683 | QE_09 | 0.569 | 1.3912 | 0.74994 | 13.709 | 3.4365 | 5.6744 | 5.6744 | Plant Flow | 5.6744 | Plant Flow | 5.6744 | Plant Flow | 1.7522 | 1.7522 | 1.7522 | 20.8592 | 20.8592 | 20.8592 | NO | NO | NO | NO | 0.043457 | NO
110056961480 | 2022 | NORTH STORAGE FACILITY | 10207 FMR 1942 WEST HATCHERVILLE RD E. SOUTHERN | MONT BELVIEU | TX | 77580 | 29.8577 | -94.9107 | 77580NTRPR10207 | 110056961480 | Unknown | 2869 | Industrial Organic Chemicals, NEC (aliphatics) | #N/A | #N/A | #N/A | 250 | 0.16571 | 0.00066284 | 0.007891 | 0 | N/A - Period DMR Data Not Available | N/A | N/A | TX0102326 | CEDAR BAYOU ABOVE TIDAL, CEDAR BAYOU TIDAL, CEDER BAYOU TIDAL - CEDAR BAYOU ABOVE TIDAL | 12040203000178 | #N/A | #N/A | NON-POTW | 2021 | 110056961480 | 110056961480 |  |  |  | 2023 | 12040203000178 | CEDAR BAYOU ABOVE TIDAL, CEDAR BAYOU TIDAL, CEDER BAYOU TIDAL - CEDAR BAYOU ABOVE TIDAL | NA | 0.37 | 1.8006 | NPDES | 0.37 | 0.57248 | NA | NA | NA | NA | [12 empty] | NA | NA | NA | NA | NA | NA | NA | NA | Flow Lookup Failed | NA | Flow Lookup Failed | NA | Flow Lookup Failed | NA | NA | NA | NA | NA | NA | NA | NA | NA | NA | NA | NA | bar: QE_01 to QE_12
110056966699 | 2024 | WACKER CHEM CORP | 3301 SUTTON RD | ADRIAN | MI | 49221 | 41.9489 | -83.9586 | 49221WCKRS3301S | 110056966699 | Unknown | 2821 | Plastics Materials, Synthetic and Resins, and Nonvulcanizable Elastomers | #N/A | #N/A | #N/A | 250 | 3.5829e-05 | 1.4332e-07 | 1.7062e-06 | 0 | N/A - Period DMR Data Not Available | N/A | N/A | MI0026034 | RIVER RAISIN | 4100002000101 | #N/A | Yes | NON-POTW | 2021 | 110056966699 | 110056966699 |  |  |  | 2023 | 04100002000101 | RIVER RAISIN | NA | NA | 0.054583 | NPDES | 0.054583 | 0.084453 | 13229540 | River Raisin | 3 | 224.333 | 199.546 | 252.732 | 459.392 | 395.903 | 258.336 | 187.68 | 116.395 | 101.274 | 117.115 | 106.121 | 151.568 | 219.013 | QE_08 | 101.274 | 247.6137 | 160.1875 | 548.4914 | 380.0841 | 0.20649 | 247.6137 | 30Q5 Flow | 380.0841 | HM Flow | 160.1875 | 7Q10 Flow | 8.9469e-07 | 5.788e-07 | 3.7707e-07 | 1.0651e-05 | 6.8904e-06 | 4.4889e-06 | NO | NO | NO | NO | 2.219e-08 | NO
110056972432 | 2021 | TAMINCO EASTMAN US - ST GABRIEL PLANT | 3790 LA. HWY 30 | SAINT GABRIEL | LA | 70776 | 30.2508 | -91.0923 | 70776RPRDCHIGHW | 110056972432 | Unknown | 2869 | Industrial Organic Chemicals, NEC (aliphatics) | #N/A | #N/A | #N/A | 250 | 0.41428 | 0.0016571 | 0.019727 | 0 | N/A - Period DMR Data Not Available | N/A | N/A | LA0046361 | #N/A | 8070202000842 | #N/A | Yes | NON-POTW | 2021 | 110056972432 | 110056972432 |  |  |  | 2023 | 08070202000842 |  | NA | NA | 0.37096 | NPDES | 0.37096 | 0.57396 | 18991368 | NA | 1 | 1.179 | 1.852 | 1.906 | 1.652 | 1.744 | 1.02 | 0.617 | 0.198 | 0.2 | 0.331 | 1.244 | 4.707 | 1.701 | QE_07 | 0.198 | 0.48411 | 0.25145 | 2.8826 | 0.89913 | 1.4033 | 1.4033 | Plant Flow | 1.4033 | Plant Flow | 1.4033 | Plant Flow | 1.1808 | 1.1808 | 1.1808 | 14.0577 | 14.0577 | 14.0577 | NO | NO | NO | NO | 0.029287 | NO
110056972432 | 2022 | TAMINCO EASTMAN US - ST GABRIEL PLANT | 3790 LA. HWY 30 | SAINT GABRIEL | LA | 70776 | 30.2508 | -91.0923 | 70776RPRDCHIGHW | 110056972432 | Unknown | 2869 | Industrial Organic Chemicals, NEC (aliphatics) | #N/A | #N/A | #N/A | 250 | 0.41428 | 0.0016571 | 0.019727 | 0 | N/A - Period DMR Data Not Available | N/A | N/A | LA0046361 | #N/A | 8070202000842 | #N/A | Yes | NON-POTW | 2021 | 110056972432 | 110056972432 |  |  |  | 2023 | 08070202000842 |  | NA | NA | 0.37096 | NPDES | 0.37096 | 0.57396 | 18991368 | NA | 1 | 1.179 | 1.852 | 1.906 | 1.652 | 1.744 | 1.02 | 0.617 | 0.198 | 0.2 | 0.331 | 1.244 | 4.707 | 1.701 | QE_07 | 0.198 | 0.48411 | 0.25145 | 2.8826 | 0.89913 | 1.4033 | 1.4033 | Plant Flow | 1.4033 | Plant Flow | 1.4033 | Plant Flow | 1.1808 | 1.1808 | 1.1808 | 14.0577 | 14.0577 | 14.0577 | NO | NO | NO | NO | 0.029287 | NO
110056977080 | 2016 | HAMILTON TWP DEPT WATER POLLUTION CONTROL | 300 HOBSON AVE | HAMILTON | NJ | 8610 | 40.1831 | -74.7107 | #N/A | 110056977080 | POTW | 4952 | Sewerage Systems | #N/A | #N/A | #N/A | 365 | 1.8765 | 0.0051412 | 0.089358 | 0 | N/A - Period DMR Data Not Available | N/A | N/A | NJ0026301 | CROSSWICKS CREEK | 2040201000021 | #N/A | X | POTW | 2015 | 110056977080 | 110056977080 |  |  |  | 2023 | 02040201000021 | CROSSWICKS CREEK | 16 | 7.8 | 7.2406 | NPDES | 7.8 | 12.0684 | 4480867 | Crosswicks Creek | 3 | 224.491 | 362.975 | 355.512 | 404.523 | 304.352 | 208.143 | 143.863 | 119.682 | 118.797 | 118.761 | 128.082 | 195.723 | 306.355 | QE_09 | 118.761 | 290.3692 | 188.9032 | 548.8778 | 416.4411 | 29.5071 | 290.3692 | 30Q5 Flow | 416.4411 | HM Flow | 188.9032 | 7Q10 Flow | 0.027216 | 0.017706 | 0.012345 | 0.47304 | 0.30774 | 0.21458 | NO | NO | NO | NO | 0.0009855 | NO
110059344473 | 2024 | BVPV STYRENICS LLC/BEAVER | 400 FRANKFORT RD | MONACA | PA | 15061-2212 | 40.6553 | -80.3564 | 15061RCCHMFRANK | 110059344473 | Unknown | 2821 | Plastics Materials, Synthetic and Resins, and Nonvulcanizable Elastomers | #N/A | #N/A | #N/A | 250 | 0.66284 | 0.0026514 | 0.031564 | 0 | N/A - Period DMR Data Not Available | N/A | N/A | PA0006254 | OHIO RIVER, RACCOON CREEK, UNNAMED STREAM | 5030101000019 | #N/A | Yes | NON-POTW | 2021 | 110059344473 | 110059344473 |  |  |  | 2023 | 05030101000019 | OHIO RIVER, RACCOON CREEK, UNNAMED STREAM | 257.702 | NA | 5.3188 | NPDES | 5.3188 | 8.2294 | 3821039 | Ohio River | 8 | 39643.415 | 49749.708 | 56627.259 | 69600.481 | 59707.694 | 42476.651 | 30605.953 | 21753.18 | 16544.479 | 17407.962 | 21209.422 | 34931.472 | 51748.344 | QE_08 | 16544.479 | 40451.0489 | 31310.2637 | 96927.665 | 80817.6593 | 20.1207 | 40451.0489 | 30Q5 Flow | 80817.6593 | HM Flow | 31310.2637 | 7Q10 Flow | 8.468e-05 | 6.5545e-05 | 3.2807e-05 | 0.0010081 | 0.0007803 | 0.00039056 | NO | NO | NO | NO | 2.1002e-06 | NO
110059716776 | 2018 | TWIN ARROWS CASINO | 22181 RESORT BOULEVARD, FLAGSTAFF | FLAGSTAFF | AZ | 86004 | 35.1673 | -111.2589 | #N/A | 110059716776 | POTW | 4952 | Sewerage Systems | #N/A | #N/A | #N/A | 365 | 0.06268 | 0.00017172 | 0.0029847 | 0 | N/A - Period DMR Data Not Available | N/A | N/A | NN0030344 | TRIBUTARY TO PADRE CANYON | 15020015000049 | #N/A | X | POTW | 2015 | 110059716776 | 110059716776 |  |  |  | 2023 | 15020015000049 | TRIBUTARY TO PADRE CANYON | 0.125 | 0.06 | 0.0345 | NPDES | 0.06 | 0.092834 | 20525485 | NA | 3 | 6.423 | 11.95 | 24.647 | 24.953 | 11.135 | 3.396 | 1.154 | 2.247 | 3.937 | 2.818 | 4.198 | 2.847 | 16.946 | QE_06 | 1.154 | 2.8215 | 1.5593 | 15.7042 | 5.4892 | 0.22698 | 2.8215 | 30Q5 Flow | 5.4892 | HM Flow | 1.5593 | 7Q10 Flow | 0.11013 | 0.060863 | 0.031284 | 1.9141 | 1.0579 | 0.54375 | NO | NO | NO | NO | 0.0039878 | NO
110059790588 | 2021 | 1144 15 STREET | 1144 15 ST | DENVER | CO | 80202 | 39.7472 | -104.9972 | #N/A | 110059790588 | Unknown | 1799 | Special Trade Contractors, NEC (indoor swimming pool construction contractors) | #N/A | #N/A | #N/A | 250 | 0.0018211 | 7.2845e-06 | 8.6721e-05 | 0 | N/A - Period DMR Data Not Available | N/A | N/A | COG318005 | CHERRY CREEK | #N/A | #N/A | Yes | NON-POTW | 2021 | 110059790588 | NA | NA | NA | NA | NA | NA | NA | NA | NA | NA | NA | NA | NA | NA | NA | NA | NA | [12 empty] | NA | NA | NA | NA | NA | NA | NA | NA | Permit Lookup Failed | NA | NA | NA | Permit Lookup Failed | NA | NA | NA | NA | NA | NA | NA | NA | NA | NA | NA | NA | bar: QE_01 to QE_12
110059844156 | 2020 | LAS VEGAS CONVENTION AND VISITORS AUTHORITY REMEDIATION SYSTEM | 3150 PARADISE ROAD | LAS VEGAS | NV | 89109 | 36.1315 | -115.1548 | #N/A | 110059844156 | Remediation | 1799 | Special Trade Contractors, NEC (indoor swimming pool construction contractors) | #N/A | #N/A | #N/A | 250 | 0.045219 | 0.00018088 | 0.0021533 | 0 | N/A - Period DMR Data Not Available | N/A | N/A | NV0024232 | LAS VEGAS WASH VIA FLAMINGO WASH VIA STORM SEWER | #N/A | #N/A | X | NON-POTW | 2015 | 110059844156 | NA | NA | NA | NA | NA | NA | NA | NA | NA | NA | NA | NA | NA | NA | NA | NA | NA | [12 empty] | NA | NA | NA | NA | NA | NA | NA | NA | Permit Lookup Failed | NA | NA | NA | Permit Lookup Failed | NA | NA | NA | NA | NA | NA | NA | NA | NA | NA | NA | NA | bar: QE_01 to QE_12
110059861065 | 2024 | THE MARTIN | 4471 DEAN MARTIN DRIVE | LAS VEGAS | NV | 89103 | 36.1089 | -115.1812 | #N/A | 110059861065 | Unknown | 6531 | Real Estate Agents and Managers (operating housing authorities) | #N/A | #N/A | #N/A | 250 | 0.0010465 | 4.186e-06 | 4.9834e-05 | 0 | N/A - Period DMR Data Not Available | N/A | N/A | NV0023558 | LAS VEGAS WASH | 15010015000432 | #N/A | Yes | NON-POTW | 2021 | 110059861065 | 110059861065 |  |  |  | 2023 | 15010015000432 | LAS VEGAS WASH | 0.0216 | 0.0216 | 0.0016954 | NPDES | 0.0216 | 0.03342 | 22069994 | Flamingo Wash | 3 | 2.141 | 13.016 | 10.823 | 5.581 | 1.049 | 0.864 | 0 | 0.726 | 1.979 | 1.466 | 1.261 | 3.142 | 18.234 | QE_06 | 0.726 | 1.7751 | 0.96511 | 5.2347 | 2.5051 | 0.081712 | 1.7751 | 30Q5 Flow | 2.5051 | HM Flow | 0.96511 | 7Q10 Flow | 0.0043373 | 0.0023582 | 0.001671 | 0.051635 | 0.028074 | 0.019893 | NO | NO | NO | NO | 0.00010757 | NO
110060340162 | 2019 | ENTERPRISE PASADENA PLANT | 1500 NORTH SOUTH ST | PASADENA | TX | 77503 | 29.742 | -95.1652 | #N/A | 110060340162 | Manufacturing | 2869 | Industrial Organic Chemicals, NEC (aliphatics) | #N/A | #N/A | #N/A | 350 | 0.82891 | 0.0023683 | 0.039472 | 0 | N/A - Period DMR Data Not Available | N/A | N/A | TX0131768 | HOUSTON SHIP CHANNEL | 12040104000620 | #N/A | #N/A | #N/A | 2015 | 110060340162 | 110060340162 |  |  |  | 2023 | 12040104000620 | HOUSTON SHIP CHANNEL TIDAL | 0.055 | NA | 0.072 | NPDES | 0.072 | 0.1114 | NA | NA | NA | NA | [12 empty] | NA | NA | NA | NA | NA | NA | NA | NA | Flow Lookup Failed | NA | Flow Lookup Failed | NA | Flow Lookup Failed | NA | NA | NA | NA | NA | NA | NA | NA | NA | NA | NA | NA | bar: QE_01 to QE_12
110062644367 | 2015 | UNIVAR USA BOISE TOWNE SQUARE MALL | 138 NORTH MILWAUKEE AVENUE | BOISE | ID | 83704 | 43.6054 | -116.2785 | #N/A | 110062644367 | Unknown | #N/A | #N/A | #N/A | #N/A | #N/A | 250 | 0.066055 | 0.00026422 | 0.0031455 | 0 | N/A - Period DMR Data Not Available | N/A | N/A | IDG911001 | FITCH LATERAL | 17050114001337 | #N/A | X | NON-POTW | 2015 | 110062644367 | 110062644367 |  |  |  | 2023 | 17050114001337 | FINCH LATERAL | NA | NA | 0.073097 | NPDES | 0.073097 | 0.1131 | NA | NA | NA | NA | [12 empty] | NA | NA | NA | NA | NA | NA | NA | NA | Flow Lookup Failed | NA | Flow Lookup Failed | NA | Flow Lookup Failed | NA | NA | NA | NA | NA | NA | NA | NA | NA | NA | NA | NA | bar: QE_01 to QE_12
110063004528 | 2016 | INEOS NITRILES POINT COMFORT | 2313 FMR 1593 S | POINT COMFORT | TX | 77978 | 28.6429 | -96.5476 | #N/A | 110063004528 | Repackaging | 4491 | Marine Cargo Handling (dock and pier operations) | #N/A | #N/A | #N/A | 250 | 14.8169 | 0.059267 | 0.70556 | 0 | N/A - Period DMR Data Not Available | N/A | N/A | TX0105937 | COX BAY | 12100401000758 | #N/A | X | NON-POTW | 2015 | 110063004528 | 110063004528 |  |  |  | 2023 | 12100401000758 | COX BAY | 0.003 | 0.003 | 0.24494 | NPDES | 0.003 | 0.0046417 | 9356708 | NA | -9 | 0.004 | 0.003 | 0.005 | 0.003 | 0.001 | 0.004 | 0.003 | 0 | 0 | 0 | 0 | 0 | 0.001 | NA | NA | NA | NA | NA | NA | NA | NA | Coastal | NA | Coastal | NA | Coastal | NA | NA | NA | NA | NA | NA | NA | NA | NA | NA | NA | NA
110064134459 | 2016 | MCCARRAN INTERNATIONAL AIRPORT | 5757 WAYNE NEWTON BOULEVARD | LAS VEGAS | NV | 89119 | 36.0754 | -115.1669 | #N/A | 110064134459 | Unknown | 4581 | Airports, Flying Fields, and Airport Terminal Services (private air traffic control) | #N/A | #N/A | #N/A | 250 | 0.051485 | 0.00020594 | 0.0024517 | 0 | N/A - Period DMR Data Not Available | N/A | N/A | NV0023761 | LAS VEGAS WASH VIA DUCK CREEK AND THE CLARK COUNTY | 15010015000139 | #N/A | X | NON-POTW | 2015 | 110064134459 | 110064134459 |  |  |  | 2023 | 15010015000139 | LAS VEGAS WASH VIA THE CLARK COUNTY STORM DRAIN SY | 0.5 | 0.5 | 0.017864 | NPDES | 0.5 | 0.77362 | NA | NA | NA | NA | [12 empty] | NA | NA | NA | NA | NA | NA | NA | NA | Flow Lookup Failed | NA | Flow Lookup Failed | NA | Flow Lookup Failed | NA | NA | NA | NA | NA | NA | NA | NA | NA | NA | NA | NA | bar: QE_01 to QE_12
110064252419 | 2019 | WEST COUNTY AGENCY COMMON OUTFALL | 2910 HILLTOP DRIVE | RICHMOND | CA | 94806 | 37.9772 | -122.3327 | #N/A | 110064252419 | POTW | 4952 | Sewerage Systems | #N/A | #N/A | #N/A | 365 | 3.7647 | 0.010314 | 0.17927 | 0 | N/A - Period DMR Data Not Available | N/A | N/A | CA0038539 | CENTRAL SAN FRANCISCO BAY | 18050002001022 | #N/A | X | POTW | 2015 | 110064252419 | 110064252419 |  |  |  | 2023 | 18050002001022 | CENTRAL SAN FRANCISCO BAY | 28.5 | NA | 9.0296 | NPDES | 9.0296 | 13.9709 | 1671881 | NA | -9 | 0.003 | 0.027 | 0.024 | 0.01 | 0.003 | 0 | 0 | 0 | 0 | 0 | 0 | 0.003 | 0.006 | NA | NA | NA | NA | NA | NA | NA | NA | Coastal | NA | Coastal | NA | Coastal | NA | NA | NA | NA | NA | NA | NA | NA | NA | NA | NA | NA
110064265496 | 2019 | CENTRAL CITY STP | 802 W WHITMER ST | CENTRAL CITY | KY | 42330 | 37.3046 | -87.1453 | #N/A | 110064265496 | POTW | 4952 | Sewerage Systems | #N/A | #N/A | #N/A | 365 | 5.6712 | 0.015537 | 0.27006 | 0 | N/A - Period DMR Data Not Available | N/A | N/A | KY0023540 | GREEN RIVER | 5110003001454 | #N/A | X | POTW | 2015 | 110064265496 | 110064265496 |  |  |  | 2023 | 05110003001454 | GREEN RIVER | 1.8 | 0.745 | 0.63392 | NPDES | 0.745 | 1.1527 | 11630681 | Green River | 7 | 10169.64 | 16939.695 | 16326.051 | 18619.231 | 13833.225 | 10420.526 | 8397.944 | 4213.977 | 2778.73 | 3752.952 | 5041.645 | 8047.763 | 13660.676 | QE_08 | 2778.73 | 6793.9609 | 4938.6333 | 24864.6455 | 15320.7056 | 2.8183 | 6793.9609 | 30Q5 Flow | 15320.7056 | HM Flow | 4938.6333 | 7Q10 Flow | 0.0031461 | 0.0022869 | 0.0010141 | 0.054682 | 0.039749 | 0.017627 | NO | NO | NO | NO | 0.00011392 | NO
110064268260 | 2021 | EMINENCE STP | PLANTSIDE DR KY 55 S | EMINENCE | KY | 40019 | 38.3697 | -85.1802 | #N/A | 110064268260 | POTW | 4952 | Sewerage Systems | #N/A | #N/A | #N/A | 365 | 2.352 | 0.006444 | 0.112 | 0 | N/A - Period DMR Data Not Available | N/A | N/A | KY0026883 | KENTUCKY RIVER | 5100205000020 | #N/A | Yes | POTW | 2021 | 110064268260 | 110064268260 |  |  |  | 2023 | 05100205000020 | KENTUCKY RIVER | 0.75 | 0.401 | 0.28183 | NPDES | 0.401 | 0.62044 | 1825522 | Kentucky River | 6 | 8692.355 | 13908.438 | 15230.742 | 17115.947 | 13287.515 | 10265.599 | 6164.992 | 2877.454 | 2422.173 | 2412.828 | 2480.659 | 5265.917 | 11405.573 | QE_09 | 2412.828 | 5899.335 | 4267.0559 | 21252.7017 | 13121.8522 | 1.517 | 5899.335 | 30Q5 Flow | 13121.8522 | HM Flow | 4267.0559 | 7Q10 Flow | 0.0015102 | 0.0010923 | 0.00049109 | 0.026248 | 0.018986 | 0.0085355 | NO | NO | NO | NO | 5.4684e-05 | NO
110064411417 | 2015 | MCMILLEN JACOBS ASSOCIATES - ESTHER SIMPLOT PARK | 625 N WHITEWATER PARK BLVD | BOISE | ID | 83702 | 43.6268 | -116.2293 | #N/A | 110064411417 | Unknown | 3273 | Ready-Mixed Concrete | #N/A | #N/A | #N/A | 250 | 0.82984 | 0.0033194 | 0.039516 | 0 | N/A - Period DMR Data Not Available | N/A | N/A | IDG911007 | #N/A | 17050114000862 | #N/A | X | NON-POTW | 2015 | 110064411417 | 110064411417 |  |  |  | 2023 | 17050114000862 |  | NA | NA | NA | NPDES | NA | NA | 23400031 | Crane Creek | 2 | 1.548 | 1.474 | 16.013 | 18.256 | 6.155 | 2.306 | 1.01 | 0.459 | 0.5 | 1.169 | 1.171 | 0.835 | 1.051 | QE_07 | 0.459 | 1.1222 | 0.60041 | 3.7848 | 1.6535 | -1 | 1.1222 | 30Q5 Flow | 1.6535 | HM Flow | 0.60041 | 7Q10 Flow | 5.5285 | 2.9578 | 2.0074 | 65.816 | 35.2117 | 23.898 | NO | NO | NO | NO | 0.13712 | NO
110064418553 | 2016 | VILLAGE SHOP #4/SINCLAIR STATION | 2151 NORTH RANCHO DRIVE | LAS VEGAS | NV | 89106 | 36.2 | -115.1966 | #N/A | 110064418553 | Unknown | 5541 | Gasoline Service Station (gasoline station with convenience store) | #N/A | #N/A | #N/A | 250 | 0.0082926 | 3.317e-05 | 0.00039489 | 0 | N/A - Period DMR Data Not Available | N/A | N/A | NV0024220 | LAS VEGAS WASH | 15010015000124 | #N/A | X | NON-POTW | 2015 | 110064418553 | 110064418553 |  |  |  | 2023 | 15010015000124 | LAS VEGAS WASH | 0.0288 | 0.0288 | 0 | NPDES | 0.0288 | 0.04456 | NA | NA | NA | NA | [12 empty] | NA | NA | NA | NA | NA | NA | NA | NA | Flow Lookup Failed | NA | Flow Lookup Failed | NA | Flow Lookup Failed | NA | NA | NA | NA | NA | NA | NA | NA | NA | NA | NA | NA | bar: QE_01 to QE_12
110064596361 | 2019 | WINCHESTER MUNICIPAL UTILITIES | OLD BOONESBOROUGH RD | WINCHESTER | KY | 40392 | 37.9156 | -84.2683 | #N/A | 110064596361 | POTW | 4952 | Sewerage Systems | #N/A | #N/A | #N/A | 365 | 6.9836 | 0.019133 | 0.33255 | 0 | N/A - Period DMR Data Not Available | N/A | N/A | KY0108740 | KENTUCKY RIVER | 5100205000175 | #N/A | X | POTW | 2015 | 110064596361 | 110064596361 |  |  |  | 2023 | 05100205000175 | KENTUCKY RIVER | 2 | 1.25 | 1.0953 | NPDES | 1.25 | 1.934 | 1827714 | Kentucky River | 6 | 5680.395 | 9151.813 | 9301.692 | 11385.966 | 8899.612 | 6747.2 | 3619.344 | 1738.23 | 1408.013 | 1111.145 | 1493.732 | 3567.827 | 7277.788 | QE_09 | 1111.145 | 2716.7359 | 1912.1366 | 13888.4963 | 6889.2472 | 4.7287 | 2716.7359 | 30Q5 Flow | 6889.2472 | HM Flow | 1912.1366 | 7Q10 Flow | 0.010006 | 0.0070427 | 0.0027773 | 0.17392 | 0.12241 | 0.048271 | NO | NO | NO | NO | 0.00036233 | NO
110064611969 | 2024 | BIO-LAB, INC., A CHEMTURA COMPANY | 910 I-10 WEST | WESTLAKE | LA | 70669 | 30.2377 | -93.2587 | #N/A | 110064611969 | Unknown | 2819 | Industrial Inorganic Chemicals, NEC (recovering sulfur from natural gas) | #N/A | #N/A | #N/A | 250 | 10.4111 | 0.041645 | 0.49577 | 0 | N/A - Period DMR Data Not Available | N/A | N/A | LA0125041 | #N/A | 8080206001241 | #N/A | #N/A | NON-POTW | 2021 | 110064611969 | 110064611969 |  |  |  | 2023 | 08080206001241 |  | NA | NA | 9.2203 | NPDES | 9.2203 | 14.2659 | 3710376 | NA | 1 | 11.947 | 21.874 | 18.379 | 14.122 | 11.906 | 11.329 | 8.397 | 3.526 | 2.9 | 5.095 | 14.387 | 31.71 | 18.298 | QE_08 | 2.9 | 7.0905 | 4.0477 | 29.2103 | 12.4645 | 34.88 | 34.88 | Plant Flow | 34.88 | Plant Flow | 34.88 | Plant Flow | 1.1939 | 1.1939 | 1.1939 | 14.2135 | 14.2135 | 14.2135 | NO | NO | NO | NO | 0.029612 | NO
110064612557 | 2021 | MORGANFIELD WWTP | 1364 MCCLURE CHAPEL RD | MORGANFIELD | KY | 42437 | 37.6714 | -87.8289 | #N/A | 110064612557 | POTW | 4952 | Sewerage Systems | #N/A | #N/A | #N/A | 365 | 5.9544 | 0.016313 | 0.28354 | 0 | N/A - Period DMR Data Not Available | N/A | N/A | KY0021440 | CASEY CRK, UT TO CASEY CREEK, UT TO LOST CREEK | 5140203000958 | #N/A | Yes | POTW | 2021 | 110064612557 | 110064612557 |  |  |  | 2023 | 05140203000958 | CASEY CRK, UT TO CASEY CREEK, UT TO LOST CREEK | 3.5 | 1.66 | 2.905 | NPDES | 1.66 | 2.5684 | 11865236 | NA | 1 | 0.852 | 3.233 | 8.181 | 2.592 | 1.464 | 1.056 | 0.658 | 0.448 | 0.279 | 0.328 | 0.41 | 0.267 | 1.281 | QE_11 | 0.267 | 0.65281 | 0.34266 | 2.0831 | 0.91473 | 6.2797 | 6.2797 | Plant Flow | 6.2797 | Plant Flow | 6.2797 | Plant Flow | 2.5978 | 2.5978 | 2.5978 | 45.152 | 45.152 | 45.152 | NO | NO | NO | NO | 0.094067 | NO
110064615590 | 2024 | OLDHAM COUNTY ENVIRONMENTAL AUTHORITY REGIONAL WWTP | 6115 HITT LN | CRESTWOOD | KY | 40014 | 38.3298 | -85.5407 | #N/A | 110064615590 | POTW | 4952 | Sewerage Systems | #N/A | #N/A | #N/A | 365 | 1.3159 | 0.0036052 | 0.062662 | 0 | N/A - Period DMR Data Not Available | N/A | N/A | KY0111716 | HITE CRK, UT TO HITE CREEK | 5140101000441 | #N/A | Yes | POTW | 2021 | 110064615590 | 110064615590 |  |  |  | 2023 | 05140101000441 | HITE CRK, UT TO HITE CREEK | 1.25 | 0.276 | 0.27542 | NPDES | 0.276 | 0.42704 | 10163680 | Hite Creek | 1 | 8.476 | 26.431 | 50.721 | 22.237 | 12.868 | 9.819 | 6.096 | 3.895 | 2.586 | 2.414 | 2.617 | 5.578 | 13.465 | QE_09 | 2.414 | 5.9022 | 3.3477 | 20.7237 | 9.5422 | 1.0441 | 5.9022 | 30Q5 Flow | 9.5422 | HM Flow | 3.3477 | 7Q10 Flow | 1.0769 | 0.61083 | 0.37782 | 18.7179 | 10.6167 | 6.5669 | NO | NO | NO | NO | 0.038996 | NO
110064616296 | 2019 | HARRAH'S NORTHERN CALIFORNIA WWTP | 4650 COAL MINE ROAD | IONE | CA | 956409626 | 38.2732 | -120.9108 | #N/A | 110064616296 | POTW | 4952 | Sewerage Systems | #N/A | #N/A | #N/A | 365 | 0.0086345 | 2.3656e-05 | 0.00041117 | 0 | N/A - Period DMR Data Not Available | N/A | N/A | CA0049675 | UNNAMED TRIBUTARY TO JACKSON CREEK | 18040012024994 | #N/A | X | POTW | 2015 | 110064616296 | 110064616296 |  |  |  | 2023 | 18040012024994 | UNNAMED TRIBUTARY TO JACKSON CREEK | 0.08 | 0.017 | 0.0083567 | NPDES | 0.017 | 0.026303 | 3954625 | NA | 1 | 0.088 | 0.222 | 0.463 | 0.32 | 0.133 | 0.04 | 0.03 | 0.024 | 0.004 | 0.013 | 0.014 | 0.073 | 0.115 | QE_08 | 0.004 | 0.00978 | 0.0044278 | 0.21516 | 0.028339 | 0.06431 | 0.06431 | Plant Flow | 0.06431 | Plant Flow | 0.06431 | Plant Flow | 0.36785 | 0.36785 | 0.36785 | 6.3935 | 6.3935 | 6.3935 | NO | NO | NO | NO | 0.01332 | NO
110064622519 | 2019 | SFIA, MEL LEONG SANITARY AND INDUSTRIAL TREATMENT PLANTS | BUILDNG 924 CLEARWATER DRIVE | SAN FRANCISCO | CA | 94128 | 37.6362 | -122.3858 | #N/A | 110064622519 | POTW | 4952 | Sewerage Systems | #N/A | #N/A | #N/A | 365 | 0.010361 | 2.8388e-05 | 0.0004934 | 0 | N/A - Period DMR Data Not Available | N/A | N/A | CA0038318 | LOWER SAN FRANCISCO BAY | 18050004001801 | #N/A | X | POTW | 2015 | 110064622519 | 110064622519 |  |  |  | 2023 | 18050004001801 | LOWER SAN FRANCISCO BAY | 3.4 | NA | 0.81483 | NPDES | 0.81483 | 1.2607 | 2805221 | NA | -9 | 0.005 | 0.014 | 0.041 | 0.019 | 0.007 | 0.001 | 0.001 | 0.001 | 0 | 0.001 | 0.001 | 0.005 | 0.013 | NA | NA | NA | NA | NA | NA | NA | NA | Coastal | NA | Coastal | NA | Coastal | NA | NA | NA | NA | NA | NA | NA | NA | NA | NA | NA | NA
110064624018 | 2022 | INGLEWOOD OIL FIELD | 5640 SOUTH FAIRFAX AVENUE | LOS ANGELES | CA | 90056 | 33.9901 | -118.3636 | #N/A | 110064624018 | Unknown | 2911 | Petroleum Refining | #N/A | #N/A | #N/A | 250 | 0.34745 | 0.0013898 | 0.016545 | 0 | N/A - Period DMR Data Not Available | N/A | N/A | CA0057827 | BALLONA CREEK (REACH 2), CENTINELA CREEK, BALLONA CREEK REACH 2 | 18070104000042 | #N/A | Yes | NON-POTW | 2021 | 110064624018 | 110064624018 |  |  |  | 2023 | 18070104000042 | BALLONA CREEK (REACH 2), CENTINELA CREEK, BALLONA CREEK REACH 2 | 7.55 | NA | 0.038264 | NPDES | 0.038264 | 0.059203 | 20365205 | Ballona Creek | 1 | 5.098 | 13.095 | 16.446 | 17.839 | 6.685 | 2.341 | 1.592 | 0.686 | 0.256 | 0.673 | 1 | 4.285 | 8.934 | QE_08 | 0.256 | 0.62592 | 0.32806 | 12.4645 | 2.0814 | 0.14475 | 0.62592 | 30Q5 Flow | 2.0814 | HM Flow | 0.32806 | 7Q10 Flow | 4.2365 | 2.2204 | 0.66773 | 50.4348 | 26.4339 | 7.9492 | NO | NO | NO | NO | 0.10507 | NO
110064625730 | 2023 | GLOUCESTER CNTY UTIL AUTH | PARADISE RD | WEST DEPTFORD TWP | NJ | 08066 | 39.8529 | -75.2252 | #N/A | 110064625730 | POTW | 4952 | Sewerage Systems | #N/A | #N/A | #N/A | 365 | 17.5575 | 0.048103 | 0.83607 | 0 | N/A - Period DMR Data Not Available | N/A | N/A | NJ0024686 | DELAWARE RIVER, DELAWARE RIVER ZONE 4 | 2040202000030 | #N/A | #N/A | POTW | 2021 | 110064625730 | 110064625730 |  |  |  | 2023 | 02040202000030 | DELAWARE RIVER, DELAWARE RIVER ZONE 4 | NA | NA | 18.135 | NPDES | 18.135 | 28.059 | 4496232 | Mantua Creek | 3 | 62.5 | 187.381 | 250.279 | 253.449 | 99.41 | 58.231 | 40.465 | 24.258 | 21.767 | 22.874 | 21.698 | 37.417 | 98.399 | QE_10 | 21.698 | 53.0513 | 32.5086 | 152.8117 | 86.1047 | 68.604 | 68.604 | Plant Flow | 86.1047 | HM Flow | 68.604 | Plant Flow | 0.70117 | 0.70117 | 0.55865 | 12.1869 | 12.1869 | 9.7099 | NO | NO | NO | NO | 0.025389 | NO
110064629442 | 2015 | RIO DE FLAG WWTP | 600 S BABBITT DR | FLAGSTAFF | AZ | 86001 | 35.1884 | -111.6307 | #N/A | 110064629442 | POTW | 4952 | Sewerage Systems | #N/A | #N/A | #N/A | 365 | 0.15128 | 0.00041446 | 0.0072037 | 0 | N/A - Period DMR Data Not Available | N/A | N/A | AZ0023639 | #N/A | 15030108000333 | #N/A | X | POTW | 2015 | 110064629442 | 110064629442 |  |  |  | 2023 | 15030108000333 |  | 4 | NA | 0.88633 | NPDES | 0.88633 | 1.3714 | NA | NA | NA | NA | [12 empty] | NA | NA | NA | NA | NA | NA | NA | NA | Flow Lookup Failed | NA | Flow Lookup Failed | NA | Flow Lookup Failed | NA | NA | NA | NA | NA | NA | NA | NA | NA | NA | NA | NA | bar: QE_01 to QE_12
110064631457 | 2021 | NORTHERN EDGE CASINO | 2752 INDIAN SERVICE ROAD 36 | FRUITLAND | NM | 87416 | 36.7163 | -108.2557 | #N/A | 110064631457 | POTW | 4952 | Sewerage Systems | #N/A | #N/A | #N/A | 365 | 0.11143 | 0.00030529 | 0.0053062 | 0 | N/A - Period DMR Data Not Available | N/A | N/A | NN0030343 | DRAINAGE WASH TRIBUTORY TO SAN JUAN RIVER | 14080105001832 | #N/A | #N/A | POTW | 2021 | 110064631457 | 110064631457 |  |  |  | 2023 | 14080105001832 | DRAINAGE WASH TRIBUTORY TO SAN JUAN RIVER | 0.03 | 0.013 | 0.011833 | NPDES | 0.013 | 0.020114 | 17002530 | NA | 1 | 0.014 | 0 | 0 | 0.488 | 0.933 | 0.036 | 0 | 0.005 | 0.006 | 0.006 | 0.01 | 0.025 | 0 | QE_01 | 0.005 | 0.012225 | 0.0055784 | 0.03423 | 0.013494 | 0.049178 | 0.049178 | Plant Flow | 0.049178 | Plant Flow | 0.049178 | Plant Flow | 6.2078 | 6.2078 | 6.2078 | 107.897 | 107.897 | 107.897 | NO | NO | NO | NO | 0.22479 | NO
110064631849 | 2017 | INV PERFORMANCE MATERIALS, LLC | 25876 DUPONT ROAD | SEAFORD | DE | 19973 | 38.6242 | -75.6287 | #N/A | 110064631849 | Unknown | 2821 | Plastics Materials, Synthetic and Resins, and Nonvulcanizable Elastomers | #N/A | #N/A | #N/A | 250 | 0.0017293 | 6.917e-06 | 8.2345e-05 | 0 | N/A - Period DMR Data Not Available | N/A | N/A | DE0000035 | NANTICOKE RIVER | 2080109011489 | #N/A | X | NON-POTW | 2015 | 110064631849 | 110064631849 |  |  |  | 2023 | 02080109011489 | NANTICOKE RIVER | NA | NA | 0.54953 | NPDES | 0.54953 | 0.85025 | 8392668 | Nanticoke River | 5 | 264.029 | 512.192 | 549.637 | 657.539 | 410.833 | 244.56 | 158.953 | 99.732 | 97.361 | 88.167 | 84.192 | 123.689 | 328.672 | QE_10 | 84.192 | 205.8484 | 132.3053 | 645.5477 | 369.4062 | 2.0788 | 205.8484 | 30Q5 Flow | 369.4062 | HM Flow | 132.3053 | 7Q10 Flow | 5.2281e-05 | 3.3602e-05 | 1.8725e-05 | 0.00062239 | 0.00040003 | 0.00022291 | NO | NO | NO | NO | 1.2966e-06 | NO
110064632312 | 2016 | ALTIVIA SERVICES, LLC | ROUTE 25 | INSTITUTE | WV | 25112 | 38.3864 | -81.7984 | #N/A | 110064632312 | Manufacturing | 2869 | Industrial Organic Chemicals, NEC (aliphatics) | #N/A | #N/A | #N/A | 350 | 4.6771 | 0.013363 | 0.22272 | 0 | N/A - Period DMR Data Not Available | N/A | N/A | WV0000086 | KANAWHA RIVER | 5050008000998 | #N/A | #N/A | #N/A | 2015 | 110064632312 | 110064632312 |  |  |  | 2023 | 05050008000998 | KANAWHA RIVER | NA | 144.9 | 2.5325 | NPDES | 144.9 | 224.1936 | 19315482 | Kanawha River | 6 | 16232.739 | 22483.479 | 26859.355 | 30687.818 | 22288.964 | 19951.342 | 12642.388 | 7748.275 | 7281.957 | 6204.222 | 8408.617 | 12879.207 | 17808.744 | QE_09 | 6204.222 | 15169.2469 | 11342.9747 | 39688.8484 | 30246.623 | 548.1507 | 15169.2469 | 30Q5 Flow | 30246.623 | HM Flow | 11342.9747 | 7Q10 Flow | 0.0011781 | 0.00088093 | 0.0004418 | 0.019635 | 0.014682 | 0.0073634 | NO | NO | NO | NO | 4.0906e-05 | NO
110064634686 | 2023 | ROHM & HAAS BRISTOL FACILITY | 200 ROUTE 413 | BRISTOL | PA | 19007-3606 | 40.0943 | -74.8654 | #N/A | 110064634686 | Unknown | 2821 | Plastics Materials, Synthetic and Resins, and Nonvulcanizable Elastomers | #N/A | #N/A | #N/A | 250 | 0.38862 | 0.0015545 | 0.018506 | 0 | N/A - Period DMR Data Not Available | N/A | N/A | PA0012769 | DELAWARE RIVER, MILL CREEK, UNNAMED TRIB OF DELAWARE RIVER, UNNAMED TRIB TO DELAWARE RIVER, UNT TO DELAWARE RIVER | 2040201000476 | #N/A | Yes | NON-POTW | 2021 | 110064634686 | 110064634686 |  |  |  | 2023 | 02040201000476 | DELAWARE RIVER, MILL CREEK, UNNAMED TRIB OF DELAWARE RIVER, UNNAMED TRIB TO DELAWARE RIVER, UNT TO DELAWARE RIVER | 2.76 | NA | 0.2426 | NPDES | 0.2426 | 0.37536 | 4481191 | Mill Creek | 3 | 30.431 | 90.379 | 144.618 | 130.098 | 44.216 | 30.959 | 21.897 | 13.592 | 11.608 | 12.661 | 19.666 | 33.046 | 49.753 | QE_08 | 11.608 | 28.3814 | 17.0127 | 74.4034 | 42.8497 | 0.91776 | 28.3814 | 30Q5 Flow | 42.8497 | HM Flow | 17.0127 | 7Q10 Flow | 0.091373 | 0.054772 | 0.036278 | 1.0878 | 0.65204 | 0.43188 | NO | NO | NO | NO | 0.0022662 | NO
110064644782 | 2022 | NPC SERVICES, INC.- PETRO-PROCESSORS OF LOUISIANA, INC. SITE | 2401 BROOKLAWN DR. | BATON ROUGE | LA | 70807 | 30.5845 | -91.2475 | #N/A | 110064644782 | Remediation | 4953 | Refuse Systems (hazardous waste treatment and disposal) | #N/A | #N/A | #N/A | 250 | 0.99646 | 0.0039858 | 0.04745 | 0 | N/A - Period DMR Data Not Available | N/A | N/A | LA0066214 | SEG 070301 MISSISSIPPI RIVER | 8070201000153 | #N/A | Yes | NON-POTW | 2021 | 110064644782 | 110064644782 |  |  |  | 2023 | 08070201000153 | BAYOU BATON ROUGE, LOCAL DRAINAGE | 0.1218 | 0.1218 | 0.027987 | NPDES | 0.1218 | 0.18845 | 19053444 | Bayou Baton Rouge | 2 | 30.436 | 52.086 | 52.785 | 44.998 | 47.562 | 29.49 | 17.622 | 8.362 | 8.376 | 9.812 | 17.276 | 48.912 | 40.658 | QE_07 | 8.362 | 20.445 | 12.1147 | 74.4156 | 35.529 | 0.46076 | 20.445 | 30Q5 Flow | 35.529 | HM Flow | 12.1147 | 7Q10 Flow | 0.32901 | 0.19495 | 0.11219 | 3.9168 | 2.3209 | 1.3355 | NO | NO | NO | NO | 0.0081599 | NO
110064645460 | 2016 | CITY OF GREAT FALLS WWTP | 1600 6TH STREET NE | GREAT FALLS | MT | 59404 | 47.5213 | -111.2996 | #N/A | 110064645460 | POTW | 4952 | Sewerage Systems | #N/A | #N/A | #N/A | 365 | 11.5113 | 0.031538 | 0.54816 | 0 | N/A - Period DMR Data Not Available | N/A | N/A | MT0021920 | MISSOURI RIVER | 10030102000105 | #N/A | X | NON-POTW | 2015 | 110064645460 | 110064645460 |  |  |  | 2023 | 10030102000105 | MISSOURI RIVER | 13.3 | 9.43 | 8.727 | NPDES | 9.43 | 14.5904 | 12443769 | Missouri River | 7 | 6972.905 | 6142.309 | 6335.623 | 6609.965 | 6822.138 | 10506.91 | 13427.986 | 8206.741 | 5728.214 | 5297.337 | 5311.399 | 5630.401 | 5798.184 | QE_09 | 5297.337 | 12951.9242 | 9631.2237 | 17048.6675 | 18530.1596 | 35.6733 | 12951.9242 | 30Q5 Flow | 18530.1596 | HM Flow | 9631.2237 | 7Q10 Flow | 0.0032745 | 0.002435 | 0.001702 | 0.056915 | 0.042323 | 0.029582 | NO | NO | NO | NO | 0.00011857 | NO
110066354359 | 2017 | MALAKOFF DIGGINS STATE PARK | 23579 N BLOOMFIELD RD | NEVADA CITY | CA | 95959 | 39.3688 | -120.899 | #N/A | 110066354359 | Unknown | 1041 | Gold Ores | #N/A | #N/A | #N/A | 250 | 0.01567 | 6.268e-05 | 0.00074619 | 0 | N/A - Period DMR Data Not Available | N/A | N/A | CA0085332 | HUMBUG CREEK | 18020125001502 | #N/A | X | NON-POTW | 2015 | 110066354359 | 110066354359 |  |  |  | 2023 | 18020125001502 | HUMBUG CREEK | NA | 0.74 | 1.2561 | NPDES | 0.74 | 1.145 | 8063821 | NA | 2 | 4.086 | 14.952 | 12.423 | 9.038 | 5.565 | 2.403 | 1.744 | 0.793 | 0.255 | 0.385 | 0.296 | 4.139 | 11.143 | QE_08 | 0.255 | 0.62347 | 0.32673 | 9.9902 | 1.8704 | 2.7994 | 2.7994 | Plant Flow | 2.7994 | Plant Flow | 2.7994 | Plant Flow | 0.02239 | 0.02239 | 0.02239 | 0.26655 | 0.26655 | 0.26655 | NO | NO | NO | NO | 0.00055532 | NO
110066929033 | 2016 | 4811 LLC DBA INGRAN LLC | 4811 S. ZERO STREET | FORT SMITH | AR | 72903 | 35.3272 | -94.3802 | #N/A | 110066929033 | Unknown | 3585 | Air-Conditioning and Warm Air Heating Equipment and Commercial and Industrial Refrigeration Equipment (except motor vehicle air-conditioning) | #N/A | #N/A | #N/A | 250 | 0.0054395 | 2.1758e-05 | 0.00025902 | 0 | N/A - Period DMR Data Not Available | N/A | N/A | AR0052477 | TRIB,SPIVEY CR,MASSARD CR,ARKANSAS R | 11110104000749 | #N/A | X | NON-POTW | 2015 | 110066929033 | 110066929033 |  |  |  | 2023 | 11110104000749 | TRIB,SPIVEY CR,MASSARD CR,ARKANSAS R | 0.007 | NA | 0 | NPDES | 0 | 0 | 1543831 | NA | 1 | 0.426 | 0.514 | 2.249 | 0.883 | 1.094 | 0.684 | 0.477 | 0.142 | 0.063 | 0.101 | 0.158 | 0.11 | 2.178 | QE_08 | 0.063 | 0.15403 | 0.076845 | 1.0416 | 0.28875 | 0 | 0.15403 | 30Q5 Flow | 0.28875 | HM Flow | 0.076845 | 7Q10 Flow | 0.28314 | 0.14125 | 0.075352 | 3.3707 | 1.6816 | 0.89704 | NO | NO | NO | NO | 0.0070223 | NO
110069343954 | 2019 | CHEMICAL WASTE MANAGEMENT, INC. | 8808 N 127TH ST E | VALLEY CENTER | KS | 67147 | 37.8455 | -97.1888 | #N/A | 110069343954 | Waste Handling, Disposal and Treatment (non-POTW WWT) | 9511 | Air and Water Resource and Solid Waste Management | #N/A | #N/A | #N/A | 250 | 0.0039495 | 1.5798e-05 | 0.00018807 | 0 | N/A - Period DMR Data Not Available | N/A | N/A | KS0100846 | PRAIRIE CR (1103001735) | 11030017000357 | #N/A | #N/A | #N/A | 2015 | 110069343954 | 110069343954 |  |  |  | 2023 | 11030017000357 | PRAIRIE CR (1103001735) | NA | NA | 0.01085 | NPDES | 0.01085 | 0.016787 | 20078224 | Prairie Creek | 2 | 1.427 | 0.588 | 0.985 | 1.07 | 2.73 | 4.634 | 3.789 | 1.355 | 0.954 | 1.201 | 1.664 | 0.947 | 1.126 | QE_01 | 0.588 | 1.4377 | 0.77588 | 3.489 | 1.833 | 0.041045 | 1.4377 | 30Q5 Flow | 1.833 | HM Flow | 0.77588 | 7Q10 Flow | 0.020361 | 0.010989 | 0.0086186 | 0.2424 | 0.13082 | 0.1026 | NO | NO | NO | NO | 0.00050499 | NO
110070048003 | 2021 | DIMENSIONAL PLACE REMEDIATION SITE | 1515 S TRYON ST | CHARLOTTE | NC | 28203 | 35.2159 | -80.8569 | #N/A | 110070048003 | Remediation | 4959 | Sanitary Services, NEC (vacuuming of runways) | #N/A | #N/A | #N/A | 250 | 0.050679 | 0.00020271 | 0.0024133 | 0 | N/A - Period DMR Data Not Available | N/A | N/A | NC0089656 | IRWIN CREEK | 3050103000259 | #N/A | #N/A | NON-POTW | 2021 | 110070048003 | 110070048003 |  |  |  | 2023 | 03050103000259 | IRWIN CREEK | 0.108 | NA | 0.062017 | NPDES | 0.062017 | 0.095954 | 9731482 | Irwin Creek | 3 | 48.748 | 67.153 | 69.978 | 73.759 | 47.278 | 47.111 | 40.592 | 37.951 | 34.977 | 38.31 | 43.232 | 41.352 | 44.371 | QE_08 | 34.977 | 85.5183 | 53.2918 | 119.1883 | 100.571 | 0.23461 | 85.5183 | 30Q5 Flow | 100.571 | HM Flow | 53.2918 | 7Q10 Flow | 0.0038039 | 0.0023704 | 0.0020156 | 0.045284 | 0.028219 | 0.023996 | NO | NO | NO | NO | 9.4342e-05 | NO
110070053140 | 2024 | FOUNDRY 2 ST | E 2 ST AND N CLEVELAND AVE | LOVELAND | CO | 80537 | 40.3938 | -105.074 | #N/A | 110070053140 | Unknown | 7521 | Automobile Parking | #N/A | #N/A | #N/A | 250 | 0.11125 | 0.000445 | 0.0052976 | 0 | N/A - Period DMR Data Not Available | N/A | N/A | CO0049038 | BIG THOMPSON RIVER | #N/A | #N/A | Yes | NON-POTW | 2021 | 110070053140 | NA | NA | NA | NA | NA | NA | NA | NA | NA | NA | NA | NA | NA | NA | NA | NA | NA | [12 empty] | NA | NA | NA | NA | NA | NA | NA | NA | Permit Lookup Failed | NA | NA | NA | Permit Lookup Failed | NA | NA | NA | NA | NA | NA | NA | NA | NA | NA | NA | NA | bar: QE_01 to QE_12
110070097306 | 2015 | OXNARD WASTEWATER TREATMENT PLANT (OWTP) | 6001 SOUTH PERKINS RD | OXNARD | CA | 93033 | 34.1416 | -119.184 | #N/A | 110070097306 | POTW | 4952 | Sewerage Systems | #N/A | #N/A | #N/A | 365 | 12.4082 | 0.033995 | 0.59086 | 0 | N/A - Period DMR Data Not Available | N/A | N/A | CA0054097 | PACIFIC OCEAN | 18070103000060 | #N/A | X | POTW | 2015 | 110070097306 | 110070097306 |  |  |  | 2023 | 18070103000060 | PACIFIC OCEAN | 31.7 | NA | 16.7917 | NPDES | 16.7917 | 25.9806 | 17563312 | NA | -9 | 0 | 0.01 | 0.005 | 0.001 | 0 | 0 | 0 | 0 | 0 | 0 | 0 | 0.002 | 0.008 | NA | NA | NA | NA | NA | NA | NA | NA | Coastal | NA | Coastal | NA | Coastal | NA | NA | NA | NA | NA | NA | NA | NA | NA | NA | NA | NA
110070097711 | 2021 | THE YORK ON CITY PARK APTS 1781 YORK ST | 1782 YORK ST | DENVER | CO | 80206 | 39.7445 | -104.9598 | #N/A | 110070097711 | Unknown | 6513 | Operators of Apartment Buildings | #N/A | #N/A | #N/A | 250 | 0.00032778 | 1.3111e-06 | 1.5609e-05 | 0 | N/A - Period DMR Data Not Available | N/A | N/A | CO0049006 | SOUTH PLATTE RIVER | 10190003001175 | #N/A | Yes | NON-POTW | 2021 | 110070097711 | 110070097711 |  |  |  | 2023 | 10190003001175 | SOUTH PLATTE RIVER | NA | NA | 0.0042458 | NPDES | 0.0042458 | 0.0065693 | 230629 | Cherry Creek | 4 | 22.735 | 6.513 | 17.245 | 25.656 | 32.256 | 33.361 | 25.662 | 15.321 | 36.182 | 10.746 | 4.475 | 7.808 | 2.253 | QE_12 | 2.253 | 5.5086 | 3.1168 | 55.5868 | 14.6285 | 0.016062 | 5.5086 | 30Q5 Flow | 14.6285 | HM Flow | 3.1168 | 7Q10 Flow | 0.00042066 | 0.00023802 | 8.9628e-05 | 0.0050078 | 0.0028335 | 0.001067 | NO | NO | NO | NO | 1.0433e-05 | NO
110070117180 | 2019 | DELTA TERMINAL SERVICES, LLC - HARVEY TERMINAL | 3540 RIVER ROAD | HARVEY | LA | 70058 | 29.9106 | -90.0853 | #N/A | 110070117180 | Repackaging | 4226 | Special Warehousing and Storage, NEC (warehousing in foreign trade zones) | #N/A | #N/A | #N/A | 250 | 0.079554 | 0.00031821 | 0.0037883 | 0 | N/A - Period DMR Data Not Available | N/A | N/A | LA0056600 | #N/A | 8090100000658 | #N/A | X | NON-POTW | 2015 | 110070117180 | 110070117180 |  |  |  | 2023 | 08090100000658 |  | NA | 0.5 | 0.028239 | NPDES | 0.5 | 0.77362 | 22799319 | NA | 1 | 0.083 | 0.115 | 0.121 | 0.11 | 0.109 | 0.074 | 0.04 | 0.009 | 0.01 | 0.045 | 0.209 | 0.712 | 0.116 | QE_07 | 0.009 | 0.022005 | 0.010251 | 0.20293 | 0.043815 | 1.8915 | 1.8915 | Plant Flow | 1.8915 | Plant Flow | 1.8915 | Plant Flow | 0.16824 | 0.16824 | 0.16824 | 2.0028 | 2.0028 | 2.0028 | NO | NO | NO | NO | 0.0041725 | NO
110070159157 | 2018 | Z BLOCK PROJECT | 1800 WAZEE ST | DENVER | CO | 80248 | 39.7533 | -104.9973 | #N/A | 110070159157 | Unknown | 7011 | Hotels and Motels (hotels, except casino hotels, and motels) | #N/A | #N/A | #N/A | 250 | 0.00054845 | 2.1938e-06 | 2.6117e-05 | 0 | N/A - Period DMR Data Not Available | N/A | N/A | CO0049007 | SOUTH PLATTE RIVER | 10190003001175 | #N/A | X | NON-POTW | 2015 | 110070159157 | 110070159157 |  |  |  | 2023 | 10190003001175 | SOUTH PLATTE RIVER | NA | NA | NA | NPDES | NA | NA | 230629 | Cherry Creek | 4 | 22.735 | 6.513 | 17.245 | 25.656 | 32.256 | 33.361 | 25.662 | 15.321 | 36.182 | 10.746 | 4.475 | 7.808 | 2.253 | QE_12 | 2.253 | 5.5086 | 3.1168 | 55.5868 | 14.6285 | -1 | 5.5086 | 30Q5 Flow | 14.6285 | HM Flow | 3.1168 | 7Q10 Flow | 0.00070385 | 0.00039825 | 0.00014997 | 0.0083791 | 0.0047411 | 0.0017853 | NO | NO | NO | NO | 1.7457e-05 | NO
110070162955 | 2024 | MCDONALD FARMS ENTERPRISES INC | 4647 NATIONAL WESTERN DR | DENVER | CO | 80216 | 39.7815 | -104.9744 | #N/A | 110070162955 | Unknown | 1629 | Heavy Construction, NEC (Industrial nonbuilding structures [except petrochemical plants and petroleum refineries]) | #N/A | #N/A | #N/A | 250 | 0.011895 | 4.7581e-05 | 0.00056644 | 0 | N/A - Period DMR Data Not Available | N/A | N/A | CO0049005 | SOUTH PLATTE RIVER | 10190003001246 | #N/A | Yes | NON-POTW | 2021 | 110070162955 | 110070162955 |  |  |  | 2023 | 10190003001246 | SOUTH PLATTE RIVER | NA | NA | 0.0036026 | NPDES | 0.0036026 | 0.005574 | 229757 | South Platte River | 5 | 278.523 | 0.803 | 69.754 | 119.282 | 4.363 | 252.641 | 584.836 | 474.991 | 259.688 | 133.279 | 112.112 | 100.034 | 69.201 | QE_01 | 0.803 | 1.9633 | 1.0713 | 680.9853 | 26.5385 | 0.013628 | 1.9633 | 30Q5 Flow | 26.5385 | HM Flow | 1.0713 | 7Q10 Flow | 0.044416 | 0.024235 | 0.0017929 | 0.52876 | 0.28851 | 0.021344 | NO | NO | NO | NO | 0.0011016 | NO
110070210457 | 2024 | HERCULES GIBBSTOWN GROUNDWATER TREATMENT SITE | 50 N MARKET ST | GREENWICH TWP | NJ | 80271164 | 39.8277 | -75.2778 | #N/A | 110070210457 | Remediation | 2869 | Industrial Organic Chemicals, NEC (aliphatics) | #N/A | #N/A | #N/A | 250 | 0.0079983 | 3.1993e-05 | 0.00038087 | 0 | N/A - Period DMR Data Not Available | N/A | N/A | NJG005134 | DELAWARE RIVER | 2040202001793 | #N/A | Yes | NON-POTW | 2021 | 110070210457 | 110070210457 |  |  |  | 2023 | 02040202001793 | DELAWARE RIVER | 0.432 | 0.185 | 0.16364 | NPDES | 0.185 | 0.28624 | 4495726 | Clonmell Creek | 1 | 4.437 | 19.201 | 37.839 | 30.771 | 7.298 | 5.176 | 4.022 | 2.723 | 2.398 | 3.114 | 3.312 | 2.656 | 6.888 | QE_08 | 2.398 | 5.8631 | 3.3247 | 10.8484 | 6.999 | 0.69985 | 5.8631 | 30Q5 Flow | 6.999 | HM Flow | 3.3247 | 7Q10 Flow | 0.0096227 | 0.0054567 | 0.0045711 | 0.11456 | 0.064961 | 0.054418 | NO | NO | NO | NO | 0.00023866 | NO
110070210646 | 2016 | LOWE'S HOME CENTER | 118 RT 35 S | EATONTOWN BORO | NJ | 7724 | 40.298 | -74.0555 | #N/A | 110070210646 | Unknown | 3694 | Electrical Equipment for Internal Combustion Engines | #N/A | #N/A | #N/A | 250 | 0.021332 | 8.5326e-05 | 0.0010158 | 0 | N/A - Period DMR Data Not Available | N/A | N/A | NJG002623 | HUSKY BROOK | 2030104000160 | #N/A | X | NON-POTW | 2015 | 110070210646 | 110070210646 |  |  |  | 2023 | 02030104000160 | HUSKY BROOK | NA | NA | NA | NPDES | NA | NA | 6262828 | Husky Brook | 1 | 1.935 | 8.313 | 19.799 | 13.878 | 3.012 | 2.568 | 1.995 | 1.31 | 1.095 | 1.382 | 1.645 | 3.082 | 3.343 | QE_08 | 1.095 | 2.6773 | 1.4769 | 4.7311 | 3.0201 | -1 | 2.6773 | 30Q5 Flow | 3.0201 | HM Flow | 1.4769 | 7Q10 Flow | 0.057775 | 0.031871 | 0.028252 | 0.6878 | 0.37941 | 0.33634 | NO | NO | NO | NO | 0.0014329 | NO
110070212009 | 2024 | T-MOBILE WAYNE SWITCH SITE | 360 NEWARK POMPTON TPKE | WAYNE TWP | NJ | 7470 | 40.9361 | -74.2738 | #N/A | 110070212009 | Unknown | #N/A | #N/A | #N/A | #N/A | #N/A | 250 | 0.0013795 | 5.5181e-06 | 6.5691e-05 | 0 | N/A - Period DMR Data Not Available | N/A | N/A | NJG207802 | POMPTON RIVER | 2030103000052 | #N/A | Yes | NON-POTW | 2021 | 110070212009 | 110070212009 |  |  |  | 2023 | 02030103000052 | POMPTON RIVER | 0.025 | 0.0085 | 0.0085312 | NPDES | 0.0085 | 0.013151 | 6249658 | Pompton River | 5 | 546.585 | 600.268 | 625.95 | 1018.215 | 1104.606 | 754.383 | 439.199 | 265.241 | 179.463 | 255.773 | 264.736 | 448.627 | 599.594 | QE_08 | 179.463 | 438.7848 | 289.6356 | 1336.3936 | 803.1684 | 0.032155 | 438.7848 | 30Q5 Flow | 803.1684 | HM Flow | 289.6356 | 7Q10 Flow | 1.9052e-05 | 1.2576e-05 | 6.8704e-06 | 0.00022681 | 0.00014971 | 8.179e-05 | NO | NO | NO | NO | 4.7251e-07 | NO
110070212650 | 2024 | HONEYWELL INTERNATIONAL INC | 101 COLUMBIA RD | MORRISTOWN TOWN | NJ | 79621057 | 40.7927 | -74.4348 | #N/A | 110070212650 | Processing into formulation, mixture, or reaction product | 8731 | Commercial Physical and Biological Research | #N/A | #N/A | #N/A | 350 | 0.038611 | 0.00011032 | 0.0018386 | 0 | N/A - Period DMR Data Not Available | N/A | N/A | NJG031305 | BLACK BROOK | 2030103000384 | #N/A | Yes | NON-POTW | 2021 | 110070212650 | 110070212650 |  |  |  | 2023 | 02030103000384 | BLACK BROOK | 0.099 | 0.055 | 0.026003 | NPDES | 0.055 | 0.085098 | 6250752 | NA | 1 | 5.688 | 13.207 | 27.029 | 36.627 | 9.477 | 7.505 | 5.58 | 3.301 | 2.604 | 5.235 | 12.587 | 9.493 | 9.361 | QE_08 | 2.604 | 6.3667 | 3.6208 | 13.9071 | 8.2511 | 0.20806 | 6.3667 | 30Q5 Flow | 8.2511 | HM Flow | 3.6208 | 7Q10 Flow | 0.030467 | 0.017327 | 0.01337 | 0.50779 | 0.28878 | 0.22283 | NO | NO | NO | NO | 0.0010579 | NO
110070212717 | 2023 | EVONIK CORP | 830 MAGNOLIA AVE | ELIZABETH CITY | NJ | 08872 | 40.6653 | -74.2001 | #N/A | 110070212717 | Unknown | 2851 | Paints, Varnishes, Lacquers, Enamels and Allied Products | #N/A | #N/A | #N/A | 250 | 0.0017258 | 6.9031e-06 | 8.218e-05 | 0 | N/A - Period DMR Data Not Available | N/A | N/A | NJG102270 | NEWARKAIRPORT PERIPHERAL DITCH | 02030104000356 | #N/A | Yes | NON-POTW | 2021 | 110070212717 | 110070212717 |  |  |  | 2023 | 02030104000356 | NEWARK BAY | 0.015 | 0.005 | 0.0071475 | NPDES | 0.005 | 0.0077361 | 6261538 | Elizabeth River | 2 | 35.101 | 41.42 | 41.697 | 48.016 | 41.24 | 37.395 | 30.842 | 33 | 33.526 | 30.629 | 27.184 | 34.042 | 37.181 | QE_10 | 27.184 | 66.4645 | 41.0524 | 85.8215 | 74.5506 | 0.018915 | 66.4645 | 30Q5 Flow | 74.5506 | HM Flow | 41.0524 | 7Q10 Flow | 0.00016815 | 0.00010386 | 9.2596e-05 | 0.0020018 | 0.0012364 | 0.0011023 | NO | NO | NO | NO | 4.1705e-06 | NO
110070213656 | 2019 | FORMER REXON FACILITY AKA ENJEMS MILLWORKS | 70 OLD TURNPIKE RD | WAYNE TWP | NJ | 7470 | 40.892 | -74.2494 | #N/A | 110070213656 | Unknown | 9999 | Nonclassifiable Establishments | #N/A | #N/A | #N/A | 250 | 0.0011315 | 4.526e-06 | 5.3881e-05 | 0 | N/A - Period DMR Data Not Available | N/A | N/A | NJG218316 | PASSAIC RIVER | 2030103000043 | #N/A | X | NON-POTW | 2015 | 110070213656 | 110070213656 |  |  |  | 2023 | 02030103000043 | PASSAIC RIVER | NA | NA | 0 | NPDES | 0 | 0 | 6250676 | Passaic River | 6 | 1151.464 | 1300.363 | 1395.059 | 1988.38 | 2107.345 | 1463.354 | 922.638 | 653.115 | 477.283 | 618.175 | 605.507 | 942.028 | 1366.002 | QE_08 | 477.283 | 1166.9511 | 797.2709 | 2815.3154 | 1998.0676 | 0 | 1166.9511 | 30Q5 Flow | 1998.0676 | HM Flow | 797.2709 | 7Q10 Flow | 5.6768e-06 | 3.8785e-06 | 2.2652e-06 | 6.7581e-05 | 4.6172e-05 | 2.6966e-05 | NO | NO | NO | NO | 1.4079e-07 | NO
110070214056 | 2024 | PLUMSTED MUA WWTP | 933 RT 537 | PLUMSTED TWP | NJ | 8533 | 40.0859 | -74.5368 | #N/A | 110070214056 | POTW | #N/A | #N/A | #N/A | #N/A | #N/A | 365 | 0.027302 | 7.4801e-05 | 0.0013001 | 0 | N/A - Period DMR Data Not Available | N/A | N/A | NJ0226271 | CROSSWICKS CREEK | #N/A | #N/A | Yes | POTW | 2021 | 110070214056 | NA | NA | NA | NA | NA | NA | NA | NA | NA | NA | NA | NA | NA | NA | NA | NA | NA | [12 empty] | NA | NA | NA | NA | NA | NA | NA | NA | Permit Lookup Failed | NA | NA | NA | Permit Lookup Failed | NA | NA | NA | NA | NA | NA | NA | NA | NA | NA | NA | NA | bar: QE_01 to QE_12
110070215141 | 2017 | FORMER NUODEX CORP FACILITY | 1070 RIVERSIDE DR | WOODBRIDGE TWP | NJ | 8832 | 40.5159 | -74.3252 | #N/A | 110070215141 | Unknown | #N/A | #N/A | #N/A | #N/A | #N/A | 250 | 0.047552 | 0.00019021 | 0.0022644 | 0 | N/A - Period DMR Data Not Available | N/A | N/A | NJG197548 | RARITAN RIVER | 2030105000996 | #N/A | X | NON-POTW | 2015 | 110070215141 | 110070215141 |  |  |  | 2023 | 02030105000996 | RARITAN RIVER | 0.0936 | 0.0576 | 0.036122 | NPDES | 0.0576 | 0.08912 | 9513868 | NA | 1 | 3.631 | 13.548 | 30.97 | 22.806 | 5.474 | 4.454 | 3.475 | 2.238 | 1.738 | 2.355 | 4.135 | 5.683 | 6.318 | QE_08 | 1.738 | 4.2494 | 2.3825 | 8.8778 | 5.2963 | 0.2179 | 4.2494 | 30Q5 Flow | 5.2963 | HM Flow | 2.3825 | 7Q10 Flow | 0.079835 | 0.044762 | 0.035914 | 0.95042 | 0.53288 | 0.42755 | NO | NO | NO | NO | 0.00198 | NO
110070217974 | 2018 | PENN COLOR INC FORMER MANVILLE, NJ FACILITY | 101 WESTON RD | HILLSBOROUGH TWP | NJ | 8844 | 40.5252 | -74.601 | #N/A | 110070217974 | Processing into formulation, mixture, or reaction product | 2851 | Paints, Varnishes, Lacquers, Enamels and Allied Products | #N/A | #N/A | #N/A | 350 | 0.0024142 | 6.8978e-06 | 0.00011496 | 0 | N/A - Period DMR Data Not Available | N/A | N/A | NJG156922 | ROYCE BROOK | 2030105000369 | #N/A | #N/A | #N/A | 2015 | 110070217974 | 110070217974 |  |  |  | 2023 | 02030105000369 | ROYCE BROOK | 0.02 | 0.02 | 0.0026716 | NPDES | 0.02 | 0.030945 | 9513538 | Royce Brook | 2 | 20.744 | 48.495 | 85.342 | 103.205 | 32.929 | 23.582 | 16.606 | 10.096 | 8.026 | 8.96 | 26.742 | 27.263 | 34.678 | QE_08 | 8.026 | 19.6235 | 11.6111 | 50.7188 | 28.9503 | 0.075659 | 19.6235 | 30Q5 Flow | 28.9503 | HM Flow | 11.6111 | 7Q10 Flow | 0.00059407 | 0.00035151 | 0.00023826 | 0.0099011 | 0.0058584 | 0.003971 | NO | NO | NO | NO | 2.0627e-05 | NO
110070218704 | 2019 | SCHOOLHOUSE JOINT VENTURE | 387 MILLBURN AVE | MILLBURN TWP | NJ | 7041 | 40.7231 | -74.3101 | #N/A | 110070218704 | Unknown | #N/A | #N/A | #N/A | #N/A | #N/A | 250 | 0.00038545 | 1.5418e-06 | 1.8355e-05 | 0 | N/A - Period DMR Data Not Available | N/A | N/A | NJG261556 | RAHWAY RIVER | 2030104000062 | #N/A | X | NON-POTW | 2015 | 110070218704 | 110070218704 |  |  |  | 2023 | 02030104000062 | RAHWAY RIVER | 0.0144 | 0.00066 | 9.775e-05 | NPDES | 0.00066 | 0.0010212 | 6261512 | Rahway River | 2 | 12.078 | 26.019 | 49.149 | 66.574 | 19.596 | 14.822 | 10.639 | 6.217 | 4.962 | 9.48 | 21.682 | 18.151 | 19.7 | QE_08 | 4.962 | 12.132 | 7.058 | 29.5306 | 17.0297 | 0.0024968 | 12.132 | 30Q5 Flow | 17.0297 | HM Flow | 7.058 | 7Q10 Flow | 0.00021845 | 0.00012708 | 9.0536e-05 | 0.0026006 | 0.0015129 | 0.0010778 | NO | NO | NO | NO | 5.4178e-06 | NO
110070220480 | 2018 | IMTT-BC | 2 COMMERCE ST | BAYONNE CITY | NJ | 07002 | 40.6501 | -74.0956 | #N/A | 110070220480 | Repackaging | 4226 | Special Warehousing and Storage, NEC (warehousing in foreign trade zones) | #N/A | #N/A | #N/A | 250 | 0.0031474 | 1.2589e-05 | 0.00014987 | 0 | N/A - Period DMR Data Not Available | N/A | N/A | NJG231002 | KILL VAN KULL | 02030104000585 | #N/A | X | NON-POTW | 2015 | 110070220480 | 110070220480 |  |  |  | 2023 | 02030104000585 | KILL VAN KULL | 0.432 | 0.432 | 0 | NPDES | 0.432 | 0.6684 | 6261748 | NA | -9 | 0.002 | 0.028 | 0.161 | 0.068 | 0.004 | 0.006 | 0.006 | 0.005 | 0.003 | 0.009 | 0.013 | 0.009 | 0.004 | NA | NA | NA | NA | NA | NA | NA | NA | Coastal | NA | Coastal | NA | Coastal | NA | NA | NA | NA | NA | NA | NA | NA | NA | NA | NA | NA
110070227146 | 2019 | LACC LLC US - ETHYLENE & DERIVATIVES PLANT | 2200 BAYOU D'INDE PASS | WESTLAKE | LA | 70669 | 30.2142 | -93.3086 | #N/A | 110070227146 | Unknown | 2869 | Industrial Organic Chemicals, NEC (aliphatics) | #N/A | #N/A | #N/A | 250 | 4.8832 | 0.019533 | 0.23253 | 0 | N/A - Period DMR Data Not Available | N/A | N/A | LA0127268 | #N/A | 8080206000066 | #N/A | X | NON-POTW | 2015 | 110070227146 | 110070227146 |  |  |  | 2023 | 08080206000066 |  | NA | NA | 2.5678 | NPDES | 2.5678 | 3.973 | 3710242 | Bayou d'Inde | 2 | 44.476 | 83.144 | 69.559 | 52.99 | 43.535 | 42.23 | 33 | 16.276 | 13.028 | 20.64 | 48.478 | 86.604 | 67.576 | QE_08 | 13.028 | 31.8533 | 19.1716 | 108.7433 | 54.7701 | 9.714 | 31.8533 | 30Q5 Flow | 54.7701 | HM Flow | 19.1716 | 7Q10 Flow | 1.0188 | 0.61321 | 0.35663 | 12.1291 | 7.3002 | 4.2456 | NO | NO | NO | NO | 0.025269 | NO
110070246981 | 2019 | VIRIDIS CHEMICAL NE ASSET CO 1, LLC | 3309 E. 8TH STREET | COLUMBUS | NE | 68601 | 41.4241 | -97.286 | #N/A | 110070246981 | Unknown | 2899 | Chemicals and Chemical Preparations, NEC (table salt) | #N/A | #N/A | #N/A | 250 | 0.276 | 0.001104 | 0.013143 | 0 | N/A - Period DMR Data Not Available | N/A | N/A | NE0139556 | #N/A | #N/A | #N/A | X | NON-POTW | 2015 | 110070246981 | NA | NA | NA | NA | NA | NA | NA | NA | NA | NA | NA | NA | NA | NA | NA | NA | NA | [12 empty] | NA | NA | NA | NA | NA | NA | NA | NA | Permit Lookup Failed | NA | NA | NA | Permit Lookup Failed | NA | NA | NA | NA | NA | NA | NA | NA | NA | NA | NA | NA | bar: QE_01 to QE_12
110070264880 | 2018 | MCALLISTER TOWING AND TRANSPORTATION | 1 INDIA STREET | PROVIDENCE | RI | 2903 | 41.8158 | -71.4001 | #N/A | 110070264880 | Repackaging | 4492 | Towing and Tugboat Services | #N/A | #N/A | #N/A | 250 | 0.017811 | 7.1244e-05 | 0.00084814 | 0 | N/A - Period DMR Data Not Available | N/A | N/A | RIG85G035 | PROVIDENCE RIVER | #N/A | #N/A | #N/A | #N/A | 2015 | 110070264880 | NA | NA | NA | NA | NA | NA | NA | NA | NA | NA | NA | NA | NA | NA | NA | NA | NA | [12 empty] | NA | NA | NA | NA | NA | NA | NA | NA | Permit Lookup Failed | NA | NA | NA | Permit Lookup Failed | NA | NA | NA | NA | NA | NA | NA | NA | NA | NA | NA | NA | bar: QE_01 to QE_12
110070381611 | 2024 | ASHLAND DIST. CO. | 4550B NORTHEAST EXPY | ATLANTA | GA | 30340 | 33.9047 | -84.2389 | #N/A | 110070381611 | Repackaging | #N/A | #N/A | #N/A | #N/A | #N/A | 250 | 0.2092 | 0.0008368 | 0.0099619 | 0 | N/A - Period DMR Data Not Available | N/A | N/A | GA0050278 | KITCHEN CREEK | #N/A | #N/A | #N/A | NON-POTW | 2021 | 110070381611 | NA | NA | NA | NA | NA | NA | NA | NA | NA | NA | NA | NA | NA | NA | NA | NA | NA | [12 empty] | NA | NA | NA | NA | NA | NA | NA | NA | Permit Lookup Failed | NA | NA | NA | Permit Lookup Failed | NA | NA | NA | NA | NA | NA | NA | NA | NA | NA | NA | NA | bar: QE_01 to QE_12
110070544905 | 2018 | ROCKINGHAM COUNTY LANDFILL | 813 GREENDALE ROAD | HARRISONBURG | VA | 22801 | 38.4004 | -78.8952 | #N/A | 110070544905 | Waste Handling, Disposal and Treatment (Landfill) | 4953 | Refuse Systems (hazardous waste treatment and disposal) | #N/A | #N/A | #N/A | 250 | 0.12119 | 0.00048475 | 0.0057708 | 0 | N/A - Period DMR Data Not Available | N/A | N/A | VAG830334 | BLACKS RUN | #N/A | #N/A | X | NON-POTW | 2015 | 110070544905 | NA | NA | NA | NA | NA | NA | NA | NA | NA | NA | NA | NA | NA | NA | NA | NA | NA | [12 empty] | NA | NA | NA | NA | NA | NA | NA | NA | Permit Lookup Failed | NA | NA | NA | Permit Lookup Failed | NA | NA | NA | NA | NA | NA | NA | NA | NA | NA | NA | NA | bar: QE_01 to QE_12
110070544907 | 2019 | HERITAGE MALL CITGO | 7824 RECTORY LN | ANNANDALE | VA | 220034935 | 38.8247 | -77.2143 | #N/A | 110070544907 | Unknown | 1794 | Excavation Work | #N/A | #N/A | #N/A | 250 | 0.002112 | 8.4479e-06 | 0.00010057 | 0 | N/A - Period DMR Data Not Available | N/A | N/A | VAG830536 | ACCOTINK CREEK | #N/A | #N/A | X | NON-POTW | 2015 | 110070544907 | NA | NA | NA | NA | NA | NA | NA | NA | NA | NA | NA | NA | NA | NA | NA | NA | NA | [12 empty] | NA | NA | NA | NA | NA | NA | NA | NA | Permit Lookup Failed | NA | NA | NA | Permit Lookup Failed | NA | NA | NA | NA | NA | NA | NA | NA | NA | NA | NA | NA | bar: QE_01 to QE_12
110070545278 | 2023 | KING STREET LIBERTY | 4368 KING ST | ALEXANDRIA | VA | 223021508 | 38.8378 | -77.1038 | #N/A | 110070545278 | Unknown | 5541 | Gasoline Service Station (gasoline station with convenience store) | #N/A | #N/A | #N/A | 250 | 0.00037223 | 1.4889e-06 | 1.7725e-05 | 0 | N/A - Period DMR Data Not Available | N/A | N/A | VAG830525 | POTOMAC RIVER-FOURMILE RUN | #N/A | #N/A | Yes | NON-POTW | 2021 | 110070545278 | NA | NA | NA | NA | NA | NA | NA | NA | NA | NA | NA | NA | NA | NA | NA | NA | NA | [12 empty] | NA | NA | NA | NA | NA | NA | NA | NA | Permit Lookup Failed | NA | NA | NA | Permit Lookup Failed | NA | NA | NA | NA | NA | NA | NA | NA | NA | NA | NA | NA | bar: QE_01 to QE_12
110070545578 | 2019 | AMERICAN PHYSICAL THERAPY ASSOCIATION | 3030 POTOMAC AVE | ARLINGTON | VA | 22205 | 38.8452 | -77.0507 | #N/A | 110070545578 | Unknown | 1794 | Excavation Work | #N/A | #N/A | #N/A | 250 | 0.60161 | 0.0024064 | 0.028648 | 0 | N/A - Period DMR Data Not Available | N/A | N/A | VAG830544 | POTOMAC RIVER-FOURMILE RUN | #N/A | #N/A | X | NON-POTW | 2015 | 110070545578 | NA | NA | NA | NA | NA | NA | NA | NA | NA | NA | NA | NA | NA | NA | NA | NA | NA | [12 empty] | NA | NA | NA | NA | NA | NA | NA | NA | Permit Lookup Failed | NA | NA | NA | Permit Lookup Failed | NA | NA | NA | NA | NA | NA | NA | NA | NA | NA | NA | NA | bar: QE_01 to QE_12
110070546529 | 2019 | HOFFMAN TOWN CENTRE BLOCKS 4 AND 5 | 2410 AND 2460 MILL RD | ALEXANDRIA | VA | 22314 | 38.8036 | -77.0698 | #N/A | 110070546529 | Unknown | 1794 | Excavation Work | #N/A | #N/A | #N/A | 250 | 0.00074324 | 2.9729e-06 | 3.5392e-05 | 0 | N/A - Period DMR Data Not Available | N/A | N/A | VAG830541 | CAMERON RUN | #N/A | #N/A | X | NON-POTW | 2015 | 110070546529 | NA | NA | NA | NA | NA | NA | NA | NA | NA | NA | NA | NA | NA | NA | NA | NA | NA | [12 empty] | NA | NA | NA | NA | NA | NA | NA | NA | Permit Lookup Failed | NA | NA | NA | Permit Lookup Failed | NA | NA | NA | NA | NA | NA | NA | NA | NA | NA | NA | NA | bar: QE_01 to QE_12
110070546877 | 2024 | JASPER COLUMBIA PIKE | 1028 S WALTER REED DR | ARLINGTON | VA | 22203 | 38.8618 | -77.087 | #N/A | 110070546877 | Unknown | 1794 | Excavation Work | #N/A | #N/A | #N/A | 250 | 0.009451 | 3.7804e-05 | 0.00045005 | 0 | N/A - Period DMR Data Not Available | N/A | N/A | VAG830321 | POTOMAC RIVER-FOURMILE RUN | #N/A | #N/A | Yes | NON-POTW | 2021 | 110070546877 | NA | NA | NA | NA | NA | NA | NA | NA | NA | NA | NA | NA | NA | NA | NA | NA | NA | [12 empty] | NA | NA | NA | NA | NA | NA | NA | NA | Permit Lookup Failed | NA | NA | NA | Permit Lookup Failed | NA | NA | NA | NA | NA | NA | NA | NA | NA | NA | NA | NA | bar: QE_01 to QE_12
110070548097 | 2019 | VDOT - I264/64 INTERCHANGE PHASE II (NEWTOWN RD) | 200 NEWTOWN RD | VIRGINIA BEACH | VA | 23462 | 36.8447 | -76.1842 | #N/A | 110070548097 | Unknown | 5541 | Gasoline Service Station (gasoline station with convenience store) | #N/A | #N/A | #N/A | 250 | 0.066024 | 0.0002641 | 0.003144 | 0 | N/A - Period DMR Data Not Available | N/A | N/A | VAG830538 | EASTERN BRANCH ELIZABETH RIVER | #N/A | #N/A | X | NON-POTW | 2015 | 110070548097 | NA | NA | NA | NA | NA | NA | NA | NA | NA | NA | NA | NA | NA | NA | NA | NA | NA | [12 empty] | NA | NA | NA | NA | NA | NA | NA | NA | Permit Lookup Failed | NA | NA | NA | Permit Lookup Failed | NA | NA | NA | NA | NA | NA | NA | NA | NA | NA | NA | NA | bar: QE_01 to QE_12
110070548118 | 2019 | FOUNDERS ROW | 100 FOUNDERS AVENUE | FALLS CHURCH | VA | 22046 | 38.8909 | -77.184 | #N/A | 110070548118 | Unknown | 1794 | Excavation Work | #N/A | #N/A | #N/A | 250 | 0.10015 | 0.0004006 | 0.0047691 | 0 | N/A - Period DMR Data Not Available | N/A | N/A | VAG830543 | CAMERON RUN | #N/A | #N/A | X | NON-POTW | 2015 | 110070548118 | NA | NA | NA | NA | NA | NA | NA | NA | NA | NA | NA | NA | NA | NA | NA | NA | NA | [12 empty] | NA | NA | NA | NA | NA | NA | NA | NA | Permit Lookup Failed | NA | NA | NA | Permit Lookup Failed | NA | NA | NA | NA | NA | NA | NA | NA | NA | NA | NA | NA | bar: QE_01 to QE_12
110070549134 | 2019 | ALFORD ST, STATION 250 (MYSTIC STATION), DEXTER , ROBIN,.BEACHAM AND WILLIAMS ST | ALFORD ST, STATION 250 (MYSTIC STATION), DEXTER , | CHARLESTOWN, EVERETT, CHELSEA | MA | 2129 | #N/A | #N/A | #N/A | 110070549134 | Remediation | #N/A | #N/A | #N/A | #N/A | #N/A | 250 | 0.015787 | 6.3147e-05 | 0.00075175 | 0 | N/A - Period DMR Data Not Available | N/A | N/A | MAG910772 | MYSTIC RIVER | #N/A | #N/A | #N/A | #N/A | 2015 | 110070549134 | NA | NA | NA | NA | NA | NA | NA | NA | NA | NA | NA | NA | NA | NA | NA | NA | NA | [12 empty] | NA | NA | NA | NA | NA | NA | NA | NA | Permit Lookup Failed | NA | NA | NA | Permit Lookup Failed | NA | NA | NA | NA | NA | NA | NA | NA | NA | NA | NA | NA | bar: QE_01 to QE_12
110070549382 | 2018 | 4000 NORTH FAIRFAX DRIVE | 4000 N FAIRFAX DR | ARLINGTON | VA | 22203 | 38.8824 | -77.108 | #N/A | 110070549382 | Remediation | 1794 | Excavation Work | #N/A | #N/A | #N/A | 250 | 0.072854 | 0.00029141 | 0.0034692 | 0 | N/A - Period DMR Data Not Available | N/A | N/A | VAG830530 | POTOMAC RIVER-PIMMIT RUN | #N/A | #N/A | X | NON-POTW | 2015 | 110070549382 | NA | NA | NA | NA | NA | NA | NA | NA | NA | NA | NA | NA | NA | NA | NA | NA | NA | [12 empty] | NA | NA | NA | NA | NA | NA | NA | NA | Permit Lookup Failed | NA | NA | NA | Permit Lookup Failed | NA | NA | NA | NA | NA | NA | NA | NA | NA | NA | NA | NA | bar: QE_01 to QE_12
110070596765 | 2021 | US ARMY - FORT BELVOIR BUILDING 324 | 10125 BEACH RD B324 | FORT BELVOIR | VA | 22060 | 38.7116 | -77.1479 | #N/A | 110070596765 | Laboratory Use | 3825 | Instruments for Measuring and Testing of Electricity and Electrical Signals (automotive ammeters and voltmeters) | #N/A | #N/A | #N/A | 260 | 0.0034781 | 1.3377e-05 | 0.00016562 | 0 | N/A - Period DMR Data Not Available | N/A | N/A | VAG830549 | ACCOTINK CREEK | #N/A | #N/A | Yes | FEDERAL | 2021 | 110070596765 | NA | NA | NA | NA | NA | NA | NA | NA | NA | NA | NA | NA | NA | NA | NA | NA | NA | [12 empty] | NA | NA | NA | NA | NA | NA | NA | NA | Permit Lookup Failed | NA | NA | NA | Permit Lookup Failed | NA | NA | NA | NA | NA | NA | NA | NA | NA | NA | NA | NA | bar: QE_01 to QE_12
110070598729 | 2020 | INSTITUTE FOR DEFENSE ANALYSES POTOMAC YARD | 701 E GLEBE RD | ALEXANDRIA | VA | 22305 | 38.8406 | -77.0682 | #N/A | 110070598729 | Unknown | 1794 | Excavation Work | #N/A | #N/A | #N/A | 250 | 0.0015946 | 6.3784e-06 | 7.5934e-05 | 0 | N/A - Period DMR Data Not Available | N/A | N/A | VAG830548 | POTOMAC RIVER-FOURMILE RUN | #N/A | #N/A | X | NON-POTW | 2015 | 110070598729 | NA | NA | NA | NA | NA | NA | NA | NA | NA | NA | NA | NA | NA | NA | NA | NA | NA | [12 empty] | NA | NA | NA | NA | NA | NA | NA | NA | Permit Lookup Failed | NA | NA | NA | Permit Lookup Failed | NA | NA | NA | NA | NA | NA | NA | NA | NA | NA | NA | NA | bar: QE_01 to QE_12
110070602296 | 2020 | QUEENS COURT | 1615 18TH ST N | ARLINGTON | VA | 22209 | 38.8955 | -77.0765 | #N/A | 110070602296 | Unknown | 1794 | Excavation Work | #N/A | #N/A | #N/A | 250 | 0.0039139 | 1.5656e-05 | 0.00018638 | 0 | N/A - Period DMR Data Not Available | N/A | N/A | VAG830546 | POTOMAC RIVER-PIMMIT RUN | #N/A | #N/A | X | NON-POTW | 2015 | 110070602296 | NA | NA | NA | NA | NA | NA | NA | NA | NA | NA | NA | NA | NA | NA | NA | NA | NA | [12 empty] | NA | NA | NA | NA | NA | NA | NA | NA | Permit Lookup Failed | NA | NA | NA | Permit Lookup Failed | NA | NA | NA | NA | NA | NA | NA | NA | NA | NA | NA | NA | bar: QE_01 to QE_12
110070602569 | 2020 | TEXTRON, INC. - FORMER SILVER COMPANY | 340 SOUTH STREET | MANSFIELD | MA | 2048 | 42.0205 | -71.2673 | #N/A | 110070602569 | Unknown | #N/A | #N/A | #N/A | #N/A | #N/A | 250 | 0.019757 | 7.9028e-05 | 0.00094081 | 0 | N/A - Period DMR Data Not Available | N/A | N/A | MAG910022 | RUMFORD RIVER | #N/A | #N/A | X | NON-POTW | 2015 | 110070602569 | NA | NA | NA | NA | NA | NA | NA | NA | NA | NA | NA | NA | NA | NA | NA | NA | NA | [12 empty] | NA | NA | NA | NA | NA | NA | NA | NA | Permit Lookup Failed | NA | NA | NA | Permit Lookup Failed | NA | NA | NA | NA | NA | NA | NA | NA | NA | NA | NA | NA | bar: QE_01 to QE_12
110070619860 | 2021 | DEER CREEK WWTP | 1565 DEER CREEK ROAD | CAMERON PARK | CA | 95682 | 38.6278 | -120.9842 | #N/A | 110070619860 | POTW | 4952 | Sewerage Systems | #N/A | #N/A | #N/A | 365 | 0.069649 | 0.00019082 | 0.0033166 | 0 | N/A - Period DMR Data Not Available | N/A | N/A | CAC433255 | DEER CREEK | #N/A | #N/A | Yes | POTW | 2021 | 110070619860 | NA | NA | NA | NA | NA | NA | NA | NA | NA | NA | NA | NA | NA | NA | NA | NA | NA | [12 empty] | NA | NA | NA | NA | NA | NA | NA | NA | Permit Lookup Failed | NA | NA | NA | Permit Lookup Failed | NA | NA | NA | NA | NA | NA | NA | NA | NA | NA | NA | NA | bar: QE_01 to QE_12
110070670433 | 2019 | CLEAN CORP | 229 - 231 NORTH MAIN STREET | NATICK | MA | 1760 | 42.3035 | -70.3607 | #N/A | 110070670433 | Unknown | #N/A | #N/A | #N/A | #N/A | #N/A | 250 | 0.015428 | 6.1712e-05 | 0.00073467 | 0 | N/A - Period DMR Data Not Available | N/A | N/A | MAG910326 | MEGONKO BROOK - LAKE COCHITUATE | #N/A | #N/A | X | NON-POTW | 2015 | 110070670433 | NA | NA | NA | NA | NA | NA | NA | NA | NA | NA | NA | NA | NA | NA | NA | NA | NA | [12 empty] | NA | NA | NA | NA | NA | NA | NA | NA | Permit Lookup Failed | NA | NA | NA | Permit Lookup Failed | NA | NA | NA | NA | NA | NA | NA | NA | NA | NA | NA | NA | bar: QE_01 to QE_12
110070676994 | 2024 | ALTIVIA SERVICES, LLC, INSTITUTE PLANT | 250 CARBIDE ROAD ROUTE 25 | DUNBAR | WV | 25064 | 38.3826 | -81.7826 | 2506WLTVNS25CAR | 110070676994 | Unknown | 2869 | Industrial Organic Chemicals, NEC (aliphatics) | #N/A | #N/A | #N/A | 250 | 0.69957 | 0.0027983 | 0.033313 | 0 | N/A - Period DMR Data Not Available | N/A | N/A | WV0000086 | KANAWHA RIVER | 5050008000998 | #N/A | #N/A | NON-POTW | 2021 | 110070676994 | 110070676994 |  |  |  | 2023 | 05050008000998 | KANAWHA RIVER | NA | 144.9 | 2.5325 | NPDES | 144.9 | 224.1936 | 19315482 | Kanawha River | 6 | 16232.739 | 22483.479 | 26859.355 | 30687.818 | 22288.964 | 19951.342 | 12642.388 | 7748.275 | 7281.957 | 6204.222 | 8408.617 | 12879.207 | 17808.744 | QE_09 | 6204.222 | 15169.2469 | 11342.9747 | 39688.8484 | 30246.623 | 548.1507 | 15169.2469 | 30Q5 Flow | 30246.623 | HM Flow | 11342.9747 | 7Q10 Flow | 0.0002467 | 0.00018447 | 9.2516e-05 | 0.0029369 | 0.0021961 | 0.0011014 | NO | NO | NO | NO | 6.1185e-06 | NO
110070684897 | 2020 | TYSONS CENTRAL OFFICE BUILDING A | 1750 TYSONS CENTRAL ST | TYSONS | VA | 221822454 | 38.9203 | -77.2319 | #N/A | 110070684897 | Unknown | 1794 | Excavation Work | #N/A | #N/A | #N/A | 250 | 0.019963 | 7.9853e-05 | 0.00095063 | 0 | N/A - Period DMR Data Not Available | N/A | N/A | VAG830552 | DIFFICULT RUN | #N/A | #N/A | X | NON-POTW | 2015 | 110070684897 | NA | NA | NA | NA | NA | NA | NA | NA | NA | NA | NA | NA | NA | NA | NA | NA | NA | [12 empty] | NA | NA | NA | NA | NA | NA | NA | NA | Permit Lookup Failed | NA | NA | NA | Permit Lookup Failed | NA | NA | NA | NA | NA | NA | NA | NA | NA | NA | NA | NA | bar: QE_01 to QE_12
110070685409 | 2020 | VIRGINIA BEACH CITY - E SHORE DR DRAINAGE IMPROVEM | CAPE HENRY DR BETWEEN EBB TIDE RD AND W GREAT NECK | VIRGINIA BEACH | VA | 23451 | 36.9101 | -76.0724 | #N/A | 110070685409 | Unknown | 5541 | Gasoline Service Station (gasoline station with convenience store) | #N/A | #N/A | #N/A | 250 | 0.012039 | 4.8154e-05 | 0.00057327 | 0 | N/A - Period DMR Data Not Available | N/A | N/A | VAG830550 | LYNNHAVEN RIVER | #N/A | #N/A | X | NON-POTW | 2015 | 110070685409 | NA | NA | NA | NA | NA | NA | NA | NA | NA | NA | NA | NA | NA | NA | NA | NA | NA | [12 empty] | NA | NA | NA | NA | NA | NA | NA | NA | Permit Lookup Failed | NA | NA | NA | Permit Lookup Failed | NA | NA | NA | NA | NA | NA | NA | NA | NA | NA | NA | NA | bar: QE_01 to QE_12
110070725501 | 2022 | OCCIDENTAL CHEMICAL OXYCHEM- PORTLAND PLANT | ST HWY 361 2MI NW INTEX OF ST HWY 361 AND ST HWY | GREGORY | TX | 78359 | 27.8836 | -97.2414 | 78359CCDNTHWY36 | 110070725501 | Unknown | 2869 | Industrial Organic Chemicals, NEC (aliphatics) | #N/A | #N/A | #N/A | 250 | 1255.2192 | 5.0209 | 59.7723 | 0 | N/A - Period DMR Data Not Available | N/A | N/A | TX0104876 | SUBMERGED PIPELINE INTO LA QUINTA C, VIA PIPE INTO LA QUINTA CHANNE | 12110201000002 | #N/A | #N/A | NON-POTW | 2021 | 110070725501 | 110070725501 |  |  |  | 2023 | 12110201000002 | SUBMERGED PIPELINE INTO LA QUINTA C, VIA PIPE INTO LA QUINTA CHANNE | 2.79 | 2.79 | 2.145 | NPDES | 2.79 | 4.3168 | 1433557 | NA | -9 | 0.015 | 0.006 | 0.008 | 0.009 | 0.005 | 0.02 | 0.019 | 0.003 | 0.003 | 0.001 | 0.005 | 0 | 0.007 | NA | NA | NA | NA | NA | NA | NA | NA | Coastal | NA | Coastal | NA | Coastal | NA | NA | NA | NA | NA | NA | NA | NA | NA | NA | NA | NA
110070741217 | 2020 | GREEN LINE EXTENSION PROJECT | WASHINGTON AND TUFTS STREET | SOMERVILLE | MA | 2145 | 42.381 | -71.0876 | #N/A | 110070741217 | Unknown | #N/A | #N/A | #N/A | #N/A | #N/A | 250 | 0.005769 | 2.3076e-05 | 0.00027471 | 0 | N/A - Period DMR Data Not Available | N/A | N/A | MAG910838 | MILLERS RIVER | #N/A | #N/A | X | NON-POTW | 2015 | 110070741217 | NA | NA | NA | NA | NA | NA | NA | NA | NA | NA | NA | NA | NA | NA | NA | NA | NA | [12 empty] | NA | NA | NA | NA | NA | NA | NA | NA | Permit Lookup Failed | NA | NA | NA | Permit Lookup Failed | NA | NA | NA | NA | NA | NA | NA | NA | NA | NA | NA | NA | bar: QE_01 to QE_12
110070828339 | 2019 | BAE SYSTEMS ORDNANCE SYSTEMS INC. | 4509 WEST STONE DRIVE (AREA B)INDUSTRIAL DRIVE ( | KINGSPORT | TN | 37660 | 36.5505 | -82.6348 | #N/A | 110070828339 | Unknown | 2892 | Explosives | #N/A | #N/A | #N/A | 250 | 4.5522 | 0.018209 | 0.21677 | 0 | N/A - Period DMR Data Not Available | N/A | N/A | TN0003671 | AFG STREAM, ARNOTT CREEK, HOLSTON, HOLSTON RIVER, HOLSTON RV, MADD BRANCH, SOUTH FORK HOLSTON RIVER | 6010104000630 | #N/A | X | NON-POTW | 2015 | 110070828339 | 110070828339 |  |  |  | 2023 | 06010104000630 | AFG STREAM, ARNOTT CREEK, HOLSTON, HOLSTON RIVER, HOLSTON RV, MADD BRANCH, SOUTH FORK HOLSTON RIVER | 5.175 | 5.275 | 3.3001 | NPDES | 5.275 | 8.1616 | 22177442 | NA | 1 | 4.2 | 8.631 | 9.536 | 9.113 | 6.416 | 4.876 | 2.474 | 1.77 | 1.51 | 1.631 | 2.7 | 1.593 | 4.655 | QE_08 | 1.51 | 3.6919 | 2.0597 | 10.2689 | 5.2357 | 19.9551 | 19.9551 | Plant Flow | 19.9551 | Plant Flow | 19.9551 | Plant Flow | 0.91248 | 0.91248 | 0.91248 | 10.8628 | 10.8628 | 10.8628 | NO | NO | NO | NO | 0.022631 | NO
110070838708 | 2022 | CAYUCOS SANITARY DISTRICT WRRF | 800 TORO CREEK ROAD | MORRO BAY | CA | 93443 | 35.3789 | -120.8861 | #N/A | 110070838708 | POTW | 4952 | Sewerage Systems | #N/A | #N/A | #N/A | 365 | 0.041102 | 0.00011261 | 0.0019573 | 0 | N/A - Period DMR Data Not Available | N/A | N/A | CA3000001 | PACIFIC OCEAN | #N/A | #N/A | Yes | POTW | 2021 | 110070838708 | NA | NA | NA | NA | NA | NA | NA | NA | NA | NA | NA | NA | NA | NA | NA | NA | NA | [12 empty] | NA | NA | NA | NA | NA | NA | NA | NA | Permit Lookup Failed | NA | NA | NA | Permit Lookup Failed | NA | NA | NA | NA | NA | NA | NA | NA | NA | NA | NA | NA | bar: QE_01 to QE_12
110070882213 | 2020 | METROPOLITAN PARK 678 | 1400 S EADS ST | ARLINGTON | VA | 22202 | 38.8616 | -77.0539 | #N/A | 110070882213 | Unknown | 7521 | Automobile Parking | #N/A | #N/A | #N/A | 250 | 0.15542 | 0.0006217 | 0.0074011 | 0 | N/A - Period DMR Data Not Available | N/A | N/A | VAG830559 | POTOMAC RIVER-PIMMIT RUN | #N/A | #N/A | X | NON-POTW | 2015 | 110070882213 | NA | NA | NA | NA | NA | NA | NA | NA | NA | NA | NA | NA | NA | NA | NA | NA | NA | [12 empty] | NA | NA | NA | NA | NA | NA | NA | NA | Permit Lookup Failed | NA | NA | NA | Permit Lookup Failed | NA | NA | NA | NA | NA | NA | NA | NA | NA | NA | NA | NA | bar: QE_01 to QE_12
110070884090 | 2020 | METRO VIRGINIA OFFICE BUILDING | 2395 MILL RD | ALEXANDRIA | VA | 22314 | 38.8035 | -77.0695 | #N/A | 110070884090 | Unknown | 1794 | Excavation Work | #N/A | #N/A | #N/A | 250 | 0.0010046 | 4.0185e-06 | 4.7839e-05 | 0 | N/A - Period DMR Data Not Available | N/A | N/A | VAG830558 | CAMERON RUN | #N/A | #N/A | X | NON-POTW | 2015 | 110070884090 | NA | NA | NA | NA | NA | NA | NA | NA | NA | NA | NA | NA | NA | NA | NA | NA | NA | [12 empty] | NA | NA | NA | NA | NA | NA | NA | NA | Permit Lookup Failed | NA | NA | NA | Permit Lookup Failed | NA | NA | NA | NA | NA | NA | NA | NA | NA | NA | NA | NA | bar: QE_01 to QE_12
110070884090 | 2020 | METRO VIRGINIA OFFICE BUILDING | 2395 MILL RD | ALEXANDRIA | VA | 22314 | 38.8035 | -77.0695 | #N/A | 110070884090 | Unknown | 1794 | Excavation Work | #N/A | #N/A | #N/A | 250 | 0.0010046 | 4.0185e-06 | 4.7839e-05 | 0 | N/A - Period DMR Data Not Available | N/A | N/A | VAG830558 | CAMERON RUN | #N/A | #N/A | X | NON-POTW | 2015 | 110070884090 | NA | NA | NA | NA | NA | NA | NA | NA | NA | NA | NA | NA | NA | NA | NA | NA | NA | [12 empty] | NA | NA | NA | NA | NA | NA | NA | NA | Permit Lookup Failed | NA | NA | NA | Permit Lookup Failed | NA | NA | NA | NA | NA | NA | NA | NA | NA | NA | NA | NA | bar: QE_01 to QE_12
110070884091 | 2020 | POTOMAC YARDS LANDBAY H/I | 2551 MAIN LINE BLVD | ALEXANDRIA | VA | 22301 | 38.8288 | -77.0497 | #N/A | 110070884091 | Unknown | 1794 | Excavation Work | #N/A | #N/A | #N/A | 250 | 0.24077 | 0.00096309 | 0.011465 | 0 | N/A - Period DMR Data Not Available | N/A | N/A | VAG830562 | POTOMAC RIVER-FOURMILE RUN | #N/A | #N/A | X | NON-POTW | 2015 | 110070884091 | NA | NA | NA | NA | NA | NA | NA | NA | NA | NA | NA | NA | NA | NA | NA | NA | NA | [12 empty] | NA | NA | NA | NA | NA | NA | NA | NA | Permit Lookup Failed | NA | NA | NA | Permit Lookup Failed | NA | NA | NA | NA | NA | NA | NA | NA | NA | NA | NA | NA | bar: QE_01 to QE_12
110070884091 | 2020 | POTOMAC YARDS LANDBAY H/I | 2551 MAIN LINE BLVD | ALEXANDRIA | VA | 22301 | 38.8288 | -77.0497 | #N/A | 110070884091 | Unknown | 1794 | Excavation Work | #N/A | #N/A | #N/A | 250 | 0.24077 | 0.00096309 | 0.011465 | 0 | N/A - Period DMR Data Not Available | N/A | N/A | VAG830562 | POTOMAC RIVER-FOURMILE RUN | #N/A | #N/A | X | NON-POTW | 2015 | 110070884091 | NA | NA | NA | NA | NA | NA | NA | NA | NA | NA | NA | NA | NA | NA | NA | NA | NA | [12 empty] | NA | NA | NA | NA | NA | NA | NA | NA | Permit Lookup Failed | NA | NA | NA | Permit Lookup Failed | NA | NA | NA | NA | NA | NA | NA | NA | NA | NA | NA | NA | bar: QE_01 to QE_12
110070884188 | 2021 | 1900 CRYSTAL DRIVE - TOWERS | 1900 CRYSTAL DRIVE | ARLINGTON | VA | 22202 | 38.8568 | -77.0497 | #N/A | 110070884188 | Unknown | 1794 | Excavation Work | #N/A | #N/A | #N/A | 250 | 0.017496 | 6.9983e-05 | 0.00083313 | 0 | N/A - Period DMR Data Not Available | N/A | N/A | VAG830560 | POTOMAC RIVER-PIMMIT RUN | #N/A | #N/A | Yes | NON-POTW | 2021 | 110070884188 | NA | NA | NA | NA | NA | NA | NA | NA | NA | NA | NA | NA | NA | NA | NA | NA | NA | [12 empty] | NA | NA | NA | NA | NA | NA | NA | NA | Permit Lookup Failed | NA | NA | NA | Permit Lookup Failed | NA | NA | NA | NA | NA | NA | NA | NA | NA | NA | NA | NA | bar: QE_01 to QE_12
110070884632 | 2021 | VIRGINIA BEACH BLVD FORCE MAIN REPLACEMENT PROJECT | VIRGINIA BEACH BLVD | VIRGINIA BEACH | VA | 23452 | 36.8447 | -76.0729 | #N/A | 110070884632 | Unknown | 5541 | Gasoline Service Station (gasoline station with convenience store) | #N/A | #N/A | #N/A | 250 | 0.03292 | 0.00013168 | 0.0015676 | 0 | N/A - Period DMR Data Not Available | N/A | N/A | VAG830555 | LYNNHAVEN RIVER | #N/A | #N/A | Yes | NON-POTW | 2021 | 110070884632 | NA | NA | NA | NA | NA | NA | NA | NA | NA | NA | NA | NA | NA | NA | NA | NA | NA | [12 empty] | NA | NA | NA | NA | NA | NA | NA | NA | Permit Lookup Failed | NA | NA | NA | Permit Lookup Failed | NA | NA | NA | NA | NA | NA | NA | NA | NA | NA | NA | NA | bar: QE_01 to QE_12
110070884760 | 2022 | ALLAN MYERS - LASKIN ROAD IMPROVEMENTS | LASKIN ROAD | VIRGINIA BEACH | VA | 23454 | 36.8475 | -76.0264 | #N/A | 110070884760 | Unknown | 1799 | Special Trade Contractors, NEC (indoor swimming pool construction contractors) | #N/A | #N/A | #N/A | 250 | 0.0042406 | 1.6962e-05 | 0.00020193 | 0 | N/A - Period DMR Data Not Available | N/A | N/A | VAG830561 | LYNNHAVEN RIVER | #N/A | #N/A | Yes | NON-POTW | 2021 | 110070884760 | NA | NA | NA | NA | NA | NA | NA | NA | NA | NA | NA | NA | NA | NA | NA | NA | NA | [12 empty] | NA | NA | NA | NA | NA | NA | NA | NA | Permit Lookup Failed | NA | NA | NA | Permit Lookup Failed | NA | NA | NA | NA | NA | NA | NA | NA | NA | NA | NA | NA | bar: QE_01 to QE_12
110070884760 | 2022 | ALLAN MYERS - LASKIN ROAD IMPROVEMENTS | LASKIN ROAD | VIRGINIA BEACH | VA | 23454 | 36.8475 | -76.0264 | #N/A | 110070884760 | Unknown | 1799 | Special Trade Contractors, NEC (indoor swimming pool construction contractors) | #N/A | #N/A | #N/A | 250 | 0.0042406 | 1.6962e-05 | 0.00020193 | 0 | N/A - Period DMR Data Not Available | N/A | N/A | VAG830561 | LYNNHAVEN RIVER | #N/A | #N/A | Yes | NON-POTW | 2021 | 110070884760 | NA | NA | NA | NA | NA | NA | NA | NA | NA | NA | NA | NA | NA | NA | NA | NA | NA | [12 empty] | NA | NA | NA | NA | NA | NA | NA | NA | Permit Lookup Failed | NA | NA | NA | Permit Lookup Failed | NA | NA | NA | NA | NA | NA | NA | NA | NA | NA | NA | NA | bar: QE_01 to QE_12
110070885683 | 2020 | ALEXANDRIA BUS DEPOT | 600 N ROYAL ST | ALEXANDRIA | VA | 22314 | 38.8109 | -77.0423 | #N/A | 110070885683 | Unknown | 1794 | Excavation Work | #N/A | #N/A | #N/A | 250 | 0.24413 | 0.00097652 | 0.011625 | 0 | N/A - Period DMR Data Not Available | N/A | N/A | VAG830554 | POTOMAC RIVER-FOURMILE RUN | #N/A | #N/A | X | NON-POTW | 2015 | 110070885683 | NA | NA | NA | NA | NA | NA | NA | NA | NA | NA | NA | NA | NA | NA | NA | NA | NA | [12 empty] | NA | NA | NA | NA | NA | NA | NA | NA | Permit Lookup Failed | NA | NA | NA | Permit Lookup Failed | NA | NA | NA | NA | NA | NA | NA | NA | NA | NA | NA | NA | bar: QE_01 to QE_12
110070917345 | 2021 | SEAPORT SQUARE PARCEL N/P | 391 CONGRESS STREET | BOSTON | MA | 2210 | 42.3495 | -71.0471 | #N/A | 110070917345 | Unknown | #N/A | #N/A | #N/A | #N/A | #N/A | 250 | 9.1567e-05 | 3.6627e-07 | 4.3603e-06 | 0 | N/A - Period DMR Data Not Available | N/A | N/A | MAG910894 | FORT POINT CHANNEL/BOSTON HARBOR | #N/A | #N/A | Yes | NON-POTW | 2021 | 110070917345 | NA | NA | NA | NA | NA | NA | NA | NA | NA | NA | NA | NA | NA | NA | NA | NA | NA | [12 empty] | NA | NA | NA | NA | NA | NA | NA | NA | Permit Lookup Failed | NA | NA | NA | Permit Lookup Failed | NA | NA | NA | NA | NA | NA | NA | NA | NA | NA | NA | NA | bar: QE_01 to QE_12
110070948151 | 2023 | ALLEGIANT STADIUM | 3333 AL DAVIS WAY | LAS VEGAS | NV | 89118 | 36.0909 | -115.1833 | #N/A | 110070948151 | Unknown | 7941 | Professional Sports Clubs and Promoters (professional sports clubs) | #N/A | #N/A | #N/A | 250 | 0.062714 | 0.00025086 | 0.0029864 | 0 | N/A - Period DMR Data Not Available | N/A | N/A | NV0024239 | LAS VEGAS WASH HISTORIC LATERAL SECTION | #N/A | #N/A | Yes | NON-POTW | 2021 | 110070948151 | NA | NA | NA | NA | NA | NA | NA | NA | NA | NA | NA | NA | NA | NA | NA | NA | NA | [12 empty] | NA | NA | NA | NA | NA | NA | NA | NA | Permit Lookup Failed | NA | NA | NA | Permit Lookup Failed | NA | NA | NA | NA | NA | NA | NA | NA | NA | NA | NA | NA | bar: QE_01 to QE_12
110070949081 | 2022 | POTOMAC YARDS LAND BAY F EAST INFRASTRUCTURE | 3801 POTOMAC AVE | ALEXANDRIA | VA | 22305 | 38.8401 | -77.0485 | #N/A | 110070949081 | Unknown | 1794 | Excavation Work | #N/A | #N/A | #N/A | 250 | 0.037161 | 0.00014864 | 0.0017696 | 0 | N/A - Period DMR Data Not Available | N/A | N/A | VAG830566 | POTOMAC RIVER-FOURMILE RUN | #N/A | #N/A | Yes | NON-POTW | 2021 | 110070949081 | NA | NA | NA | NA | NA | NA | NA | NA | NA | NA | NA | NA | NA | NA | NA | NA | NA | [12 empty] | NA | NA | NA | NA | NA | NA | NA | NA | Permit Lookup Failed | NA | NA | NA | Permit Lookup Failed | NA | NA | NA | NA | NA | NA | NA | NA | NA | NA | NA | NA | bar: QE_01 to QE_12
110071065066 | 2021 | FILLMORE SHOPPING CENTER | 2619 COLUMBIA PIKE | ARLINGTON | VA | 22204 | 38.863 | -77.0859 | #N/A | 110071065066 | Unknown | 5999 | Miscellaneous Retail Stores, NEC (manufacture of orthopedic devices to prescription in a retail environment) | #N/A | #N/A | #N/A | 250 | 4.8751e-05 | 1.95e-07 | 2.3215e-06 | 0 | N/A - Period DMR Data Not Available | N/A | N/A | VAG830569 | POTOMAC RIVER-FOURMILE RUN | #N/A | #N/A | Yes | NON-POTW | 2021 | 110071065066 | NA | NA | NA | NA | NA | NA | NA | NA | NA | NA | NA | NA | NA | NA | NA | NA | NA | [12 empty] | NA | NA | NA | NA | NA | NA | NA | NA | Permit Lookup Failed | NA | NA | NA | Permit Lookup Failed | NA | NA | NA | NA | NA | NA | NA | NA | NA | NA | NA | NA | bar: QE_01 to QE_12
110071076435 | 2022 | NORTH LAKE HOLLY IMPROVEMENT - SECTION III B | PARKS AVE FROM NORFOLK AVE TO VIRGINIA BEACH BLVD | VIRGINIA BEACH | VA | 23451 | 36.8407 | -75.9841 | #N/A | 110071076435 | Unknown | 1799 | Special Trade Contractors, NEC (indoor swimming pool construction contractors) | #N/A | #N/A | #N/A | 250 | 0.00023338 | 9.3353e-07 | 1.1113e-05 | 0 | N/A - Period DMR Data Not Available | N/A | N/A | VAG830568 | ATLANTIC OCEAN-RUDEE INLET | #N/A | #N/A | Yes | NON-POTW | 2021 | 110071076435 | NA | NA | NA | NA | NA | NA | NA | NA | NA | NA | NA | NA | NA | NA | NA | NA | NA | [12 empty] | NA | NA | NA | NA | NA | NA | NA | NA | Permit Lookup Failed | NA | NA | NA | Permit Lookup Failed | NA | NA | NA | NA | NA | NA | NA | NA | NA | NA | NA | NA | bar: QE_01 to QE_12
110071149439 | 2021 | VIRGINIA TECH INNOVATION CAMPUS ACADEMIC BLDG 1 | 3625 POTOMAC AVE | ALEXANDRIA | VA | 22305 | 38.8376 | -77.0489 | #N/A | 110071149439 | Unknown | 1794 | Excavation Work | #N/A | #N/A | #N/A | 250 | 0.23162 | 0.00092648 | 0.01103 | 0 | N/A - Period DMR Data Not Available | N/A | N/A | VAG830574 | POTOMAC RIVER-FOURMILE RUN | #N/A | #N/A | Yes | NON-POTW | 2021 | 110071149439 | NA | NA | NA | NA | NA | NA | NA | NA | NA | NA | NA | NA | NA | NA | NA | NA | NA | [12 empty] | NA | NA | NA | NA | NA | NA | NA | NA | Permit Lookup Failed | NA | NA | NA | Permit Lookup Failed | NA | NA | NA | NA | NA | NA | NA | NA | NA | NA | NA | NA | bar: QE_01 to QE_12
110071151044 | 2020 | FORMER WESTINGHOUSE ELEVATOR PLT | 1200 BIGLERVILLE RD | GETTYSBURG | PA | 17325-7896 | 39.8591 | -77.2366 | #N/A | 110071151044 | Unknown | 4959 | Sanitary Services, NEC (vacuuming of runways) | #N/A | #N/A | #N/A | 250 | 0.006515 | 2.606e-05 | 0.00031024 | 0 | N/A - Period DMR Data Not Available | N/A | N/A | PA0081957 | UNNAMED TRIB TO ROCK CREEK, UNT TO ROCK CREEK | 2070009000809 | #N/A | X | NON-POTW | 2015 | 110071151044 | 110071151044 |  |  |  | 2023 | 02070009000809 | UNNAMED TRIB TO ROCK CREEK, UNT TO ROCK CREEK | 0.023 | NA | NA | NPDES | 0.023 | 0.035586 | 8447974 | NA | 1 | 1.132 | 4.339 | 12.871 | 10.333 | 1.916 | 1.676 | 1.395 | 0.834 | 0.693 | 1.113 | 1.139 | 1.681 | 1.852 | QE_08 | 0.693 | 1.6944 | 0.91974 | 2.7677 | 1.8045 | 0.087008 | 1.6944 | 30Q5 Flow | 1.8045 | HM Flow | 0.91974 | 7Q10 Flow | 0.028334 | 0.01538 | 0.014441 | 0.33731 | 0.1831 | 0.17192 | NO | NO | NO | NO | 0.00070273 | NO
110071169347 | 2019 | NAVAL AUX. LANDING FIELD - SAN CLEMENTE ISLAND | NAVAL AUXILIARY LANDING FIELD | SAN CLEMENTE | CA | 92672 | 33.0227 | -118.5883 | 92135SNVYN55NMS | 110071169347 | POTW | 4952 | Sewerage Systems | #N/A | #N/A | #N/A | 365 | 0.012307 | 3.3718e-05 | 0.00058605 | 0 | N/A - Period DMR Data Not Available | N/A | N/A | CA0110175 | PACIFIC OCEAN | 18070107000163 | #N/A | X | NON-POTW | 2015 | 110071169347 | 110071169347 |  |  |  | 2023 | 18070107000163 | PACIFIC OCEAN | 0.06 | NA | 0.013311 | NPDES | 0.013311 | 0.020595 | 20362691 | NA | -9 | 0.001 | 0.015 | 0.008 | 0.002 | 0 | 0 | 0 | 0 | 0 | 0 | 0 | 0.004 | 0.016 | NA | NA | NA | NA | NA | NA | NA | NA | Coastal | NA | Coastal | NA | Coastal | NA | NA | NA | NA | NA | NA | NA | NA | NA | NA | NA | NA
110071181280 | 2022 | 1200 NORTH HENRY VENTURE LLC | 1200 NORTH HENRY ST | ALEXANDRIA | VA | 223141396 | 38.8181 | -77.0493 | #N/A | 110071181280 | Unknown | 1794 | Excavation Work | #N/A | #N/A | #N/A | 250 | 0.012488 | 4.9952e-05 | 0.00059467 | 0 | N/A - Period DMR Data Not Available | N/A | N/A | VAG830575 | CAMERON RUN | #N/A | #N/A | Yes | NON-POTW | 2021 | 110071181280 | NA | NA | NA | NA | NA | NA | NA | NA | NA | NA | NA | NA | NA | NA | NA | NA | NA | [12 empty] | NA | NA | NA | NA | NA | NA | NA | NA | Permit Lookup Failed | NA | NA | NA | Permit Lookup Failed | NA | NA | NA | NA | NA | NA | NA | NA | NA | NA | NA | NA | bar: QE_01 to QE_12
110071253595 | 2023 | BROAD & WASHINGTON | 111 E BROAD ST | FALLS CHURCH | VA | 22046 | 38.8819 | -77.1699 | #N/A | 110071253595 | Unknown | 1794 | Excavation Work | #N/A | #N/A | #N/A | 250 | 0.00069493 | 2.7797e-06 | 3.3092e-05 | 0 | N/A - Period DMR Data Not Available | N/A | N/A | VAG830582 | CAMERON RUN | #N/A | #N/A | Yes | NON-POTW | 2021 | 110071253595 | NA | NA | NA | NA | NA | NA | NA | NA | NA | NA | NA | NA | NA | NA | NA | NA | NA | [12 empty] | NA | NA | NA | NA | NA | NA | NA | NA | Permit Lookup Failed | NA | NA | NA | Permit Lookup Failed | NA | NA | NA | NA | NA | NA | NA | NA | NA | NA | NA | NA | bar: QE_01 to QE_12
110071298200 | 2022 | CHANNEL ISLANDS URCHIN CO. LLC | 452 LIGHTHOUSE CIRCLE DRIVE | PORT HUENEME | CA | 93041 | 34.1449 | -119.2105 | #N/A | 110071298200 | Unknown | 273 | Animal Aquaculture (finfish farms) | #N/A | #N/A | #N/A | 250 | 0.0013132 | 5.2527e-06 | 6.2532e-05 | 0 | N/A - Period DMR Data Not Available | N/A | N/A | CA0064696 | PORT HUENEME HARBOR | #N/A | #N/A | #N/A | NON-POTW | 2021 | 110071298200 | NA | NA | NA | NA | NA | NA | NA | NA | NA | NA | NA | NA | NA | NA | NA | NA | NA | [12 empty] | NA | NA | NA | NA | NA | NA | NA | NA | Permit Lookup Failed | NA | NA | NA | Permit Lookup Failed | NA | NA | NA | NA | NA | NA | NA | NA | NA | NA | NA | NA | bar: QE_01 to QE_12
110071347994 | 2023 | 2050 AND 2051 SOUTH BELL STREET | 2050 AND 2051 S BELL ST | ARLINGTON | VA | 22201 | 38.8561 | -77.0511 | #N/A | 110071347994 | Unknown | 1794 | Excavation Work | #N/A | #N/A | #N/A | 250 | 9.3679e-05 | 3.7472e-07 | 4.4609e-06 | 0 | N/A - Period DMR Data Not Available | N/A | N/A | VAG830588 | POTOMAC RIVER-PIMMIT RUN | #N/A | #N/A | Yes | NON-POTW | 2021 | 110071347994 | NA | NA | NA | NA | NA | NA | NA | NA | NA | NA | NA | NA | NA | NA | NA | NA | NA | [12 empty] | NA | NA | NA | NA | NA | NA | NA | NA | Permit Lookup Failed | NA | NA | NA | Permit Lookup Failed | NA | NA | NA | NA | NA | NA | NA | NA | NA | NA | NA | NA | bar: QE_01 to QE_12
110071349304 | 2022 | TESORO LOGISTICS OPERATIONS LLC MARTINEZ TERMINAL | 150 SOLANO WAY | PACHECO | CA | 94553-1465 | 38.0308 | -122.075 | 94553TSCCRAVONR | 110071349304 | Unknown | 2911 | Petroleum Refining | #N/A | #N/A | #N/A | 250 | 0.01356 | 5.4239e-05 | 0.0006457 | 0 | N/A - Period DMR Data Not Available | N/A | N/A | CA0004961 | HASTINGS SLOUGH, SUISUN BAY, LOWER WALNUT CREEK | 18050001001004 | #N/A | Yes | NON-POTW | 2021 | 110071349304 | 110071349304 |  |  |  | 2023 | 18050001001004 | HASTINGS SLOUGH, SUISUN BAY, LOWER WALNUT CREEK | 11.5 | 3.1 | 0.26641 | NPDES | 3.1 | 4.7964 | 2785403 | Hastings Slough | 1 | 0.15 | 0.308 | 0.753 | 0.528 | 0.215 | 0.069 | 0.05 | 0.026 | 0.016 | 0.044 | 0.025 | 0.179 | 0.259 | QE_08 | 0.016 | 0.03912 | 0.018597 | 0.36675 | 0.080533 | 11.7272 | 11.7272 | Plant Flow | 11.7272 | Plant Flow | 11.7272 | Plant Flow | 0.004625 | 0.004625 | 0.004625 | 0.05506 | 0.05506 | 0.05506 | NO | NO | NO | NO | 0.00011471 | NO
110071357531 | 2022 | KEMPS LANDING | 5152 PRINCESS ANNE RD | VIRGINIA BEACH | VA | 23462 | 36.826 | -76.1614 | #N/A | 110071357531 | Unknown | 1794 | Excavation Work | #N/A | #N/A | #N/A | 250 | 0.0013626 | 5.4504e-06 | 6.4886e-05 | 0 | N/A - Period DMR Data Not Available | N/A | N/A | VAG830592 | EASTERN BRANCH ELIZABETH RIVER | #N/A | #N/A | Yes | NON-POTW | 2021 | 110071357531 | NA | NA | NA | NA | NA | NA | NA | NA | NA | NA | NA | NA | NA | NA | NA | NA | NA | [12 empty] | NA | NA | NA | NA | NA | NA | NA | NA | Permit Lookup Failed | NA | NA | NA | Permit Lookup Failed | NA | NA | NA | NA | NA | NA | NA | NA | NA | NA | NA | NA | bar: QE_01 to QE_12
110071367964 | 2024 | CHEMOURS WASHINGTON WORKS | 8480 DUPONT ROAD | WASHINGTON | WV | 26181 | 39.2719 | -81.6617 | 2618WCHMRS848DU | 110071367964 | Processing as a Reactant | 2821 | Plastics Materials, Synthetic and Resins, and Nonvulcanizable Elastomers | #N/A | #N/A | #N/A | 350 | 0.0035072 | 1.002e-05 | 0.00016701 | 0 | N/A - Period DMR Data Not Available | N/A | N/A | WV0117986 | OHIO RIVER | #N/A | #N/A | #N/A | NON-POTW | 2021 | 110071367964 | NA | NA | NA | NA | NA | NA | NA | NA | NA | NA | NA | NA | NA | NA | NA | NA | NA | [12 empty] | NA | NA | NA | NA | NA | NA | NA | NA | Permit Lookup Failed | NA | NA | NA | Permit Lookup Failed | NA | NA | NA | NA | NA | NA | NA | NA | NA | NA | NA | NA | bar: QE_01 to QE_12
110071426286 | 2023 | ATLANTIC PARK | 20TH ST VIRGINIA BEACH BLVD PACIFIC AND BALTIC AVE | VIRGINIA BEACH | VA | 23451 | 36.8473 | -75.9805 | #N/A | 110071426286 | Unknown | 1799 | Special Trade Contractors, NEC (indoor swimming pool construction contractors) | #N/A | #N/A | #N/A | 250 | 0.38474 | 0.0015389 | 0.018321 | 0 | N/A - Period DMR Data Not Available | N/A | N/A | VAG830602 | ATLANTIC OCEAN-RUDEE INLET, LYNNHAVEN RIVER | #N/A | Yes | Yes | NON-POTW | 2021 | 110071426286 | NA | NA | NA | NA | NA | NA | NA | NA | NA | NA | NA | NA | NA | NA | NA | NA | NA | [12 empty] | NA | NA | NA | NA | NA | NA | NA | NA | Permit Lookup Failed | NA | NA | NA | Permit Lookup Failed | NA | NA | NA | NA | NA | NA | NA | NA | NA | NA | NA | NA | bar: QE_01 to QE_12
110071426611 | 2023 | FOUNDERS ROW II CITY OF FALLS CHURCH | 1001 AND 1003 W BROAD ST | FALLS CHURCH | VA | 22046 | 38.8843 | -77.1745 | #N/A | 110071426611 | Unknown | 1794 | Excavation Work | #N/A | #N/A | #N/A | 250 | 0.028832 | 0.00011533 | 0.001373 | 0 | N/A - Period DMR Data Not Available | N/A | N/A | VAG830597 | CAMERON RUN | #N/A | #N/A | Yes | NON-POTW | 2021 | 110071426611 | NA | NA | NA | NA | NA | NA | NA | NA | NA | NA | NA | NA | NA | NA | NA | NA | NA | [12 empty] | NA | NA | NA | NA | NA | NA | NA | NA | Permit Lookup Failed | NA | NA | NA | Permit Lookup Failed | NA | NA | NA | NA | NA | NA | NA | NA | NA | NA | NA | NA | bar: QE_01 to QE_12
110071427202 | 2023 | ALTA CROSSROADS PARTS A AND C | 5839 COLUMBIA PIKE | FALLS CHURCH | VA | 22041 | 38.8481 | -77.1328 | #N/A | 110071427202 | Unknown | 1794 | Excavation Work | #N/A | #N/A | #N/A | 250 | 0.0010138 | 4.0551e-06 | 4.8275e-05 | 0 | N/A - Period DMR Data Not Available | N/A | N/A | VAG830598 | CAMERON RUN | #N/A | #N/A | Yes | NON-POTW | 2021 | 110071427202 | NA | NA | NA | NA | NA | NA | NA | NA | NA | NA | NA | NA | NA | NA | NA | NA | NA | [12 empty] | NA | NA | NA | NA | NA | NA | NA | NA | Permit Lookup Failed | NA | NA | NA | Permit Lookup Failed | NA | NA | NA | NA | NA | NA | NA | NA | NA | NA | NA | NA | bar: QE_01 to QE_12
110071428198 | 2023 | VIENNA MARKET | 239 MAPLE AVE W | VIENNA | VA | 22180 | 38.8991 | -77.2693 | #N/A | 110071428198 | Unknown | 6519 | Lessors of Real Property, NEC | #N/A | #N/A | #N/A | 250 | 0.0053598 | 2.1439e-05 | 0.00025523 | 0 | N/A - Period DMR Data Not Available | N/A | N/A | VAG830596 | DIFFICULT RUN | #N/A | #N/A | Yes | NON-POTW | 2021 | 110071428198 | NA | NA | NA | NA | NA | NA | NA | NA | NA | NA | NA | NA | NA | NA | NA | NA | NA | [12 empty] | NA | NA | NA | NA | NA | NA | NA | NA | Permit Lookup Failed | NA | NA | NA | Permit Lookup Failed | NA | NA | NA | NA | NA | NA | NA | NA | NA | NA | NA | NA | bar: QE_01 to QE_12
110071437899 | 2023 | GLOBAL MONTELLO GROUP 577 | 948 J CLYDE MORRIS BLVD | NEWPORT NEWS | VA | 23601 | 37.0943 | -76.4583 | #N/A | 110071437899 | Unknown | 5541 | Gasoline Service Station (gasoline station with convenience store) | #N/A | #N/A | #N/A | 250 | 0.00038834 | 1.5534e-06 | 1.8492e-05 | 0 | N/A - Period DMR Data Not Available | N/A | N/A | VAG830604 | NORTHWEST BRANCH BACK RIVER | #N/A | #N/A | Yes | NON-POTW | 2021 | 110071437899 | NA | NA | NA | NA | NA | NA | NA | NA | NA | NA | NA | NA | NA | NA | NA | NA | NA | [12 empty] | NA | NA | NA | NA | NA | NA | NA | NA | Permit Lookup Failed | NA | NA | NA | Permit Lookup Failed | NA | NA | NA | NA | NA | NA | NA | NA | NA | NA | NA | NA | bar: QE_01 to QE_12
110071446922 | 2023 | GLOBAL MONTELLO GROUP 566 | 1200 MONTICELLO AVE | NORFOLK | VA | 23510 | 36.8603 | -76.2867 | #N/A | 110071446922 | Unknown | 1799 | Special Trade Contractors, NEC (indoor swimming pool construction contractors) | #N/A | #N/A | #N/A | 250 | 0.0064182 | 2.5673e-05 | 0.00030563 | 0 | N/A - Period DMR Data Not Available | N/A | N/A | VAG830606 | ELIZABETH RIVER | #N/A | #N/A | Yes | NON-POTW | 2021 | 110071446922 | NA | NA | NA | NA | NA | NA | NA | NA | NA | NA | NA | NA | NA | NA | NA | NA | NA | [12 empty] | NA | NA | NA | NA | NA | NA | NA | NA | Permit Lookup Failed | NA | NA | NA | Permit Lookup Failed | NA | NA | NA | NA | NA | NA | NA | NA | NA | NA | NA | NA | bar: QE_01 to QE_12
110071501940 | 2024 | MXD REDEVELOPMENT | 121 & 123 BROADWAY, 250 & 290 BINNEY STREET | CAMBRIDGE | MA | 2142 | 42.3654 | -71.0874 | #N/A | 110071501940 | Unknown | 4959 | Sanitary Services, NEC (vacuuming of runways) | #N/A | #N/A | #N/A | 250 | 0.053746 | 0.00021498 | 0.0025593 | 0 | N/A - Period DMR Data Not Available | N/A | N/A | MAG912011 | BROAD CANAL TO CHARLES RIVER | #N/A | Yes | Yes | NON-POTW | 2021 | 110071501940 | NA | NA | NA | NA | NA | NA | NA | NA | NA | NA | NA | NA | NA | NA | NA | NA | NA | [12 empty] | NA | NA | NA | NA | NA | NA | NA | NA | Permit Lookup Failed | NA | NA | NA | Permit Lookup Failed | NA | NA | NA | NA | NA | NA | NA | NA | NA | NA | NA | NA | bar: QE_01 to QE_12
110071503191 | 2024 | AHDC GLEBE MOUNT VERNON | 221 W GLEBE RD | ALEXANDRIA | VA | 22305 | 38.8382 | -77.0606 | #N/A | 110071503191 | Unknown | 1794 | Excavation Work | #N/A | #N/A | #N/A | 250 | 0.040172 | 0.00016069 | 0.001913 | 0 | N/A - Period DMR Data Not Available | N/A | N/A | VAG830610 | POTOMAC RIVER-FOURMILE RUN | #N/A | #N/A | Yes | NON-POTW | 2021 | 110071503191 | NA | NA | NA | NA | NA | NA | NA | NA | NA | NA | NA | NA | NA | NA | NA | NA | NA | [12 empty] | NA | NA | NA | NA | NA | NA | NA | NA | Permit Lookup Failed | NA | NA | NA | Permit Lookup Failed | NA | NA | NA | NA | NA | NA | NA | NA | NA | NA | NA | NA | bar: QE_01 to QE_12
110071507783 | 2024 | 1901 N MOORE STREET | 1901 N MOORE ST | ARLINGTON | VA | 22209 | 38.8982 | -77.0709 | #N/A | 110071507783 | Unknown | 1794 | Excavation Work | #N/A | #N/A | #N/A | 250 | 0.020003 | 8.0012e-05 | 0.00095252 | 0 | N/A - Period DMR Data Not Available | N/A | N/A | VAG830609 | POTOMAC RIVER-PIMMIT RUN | #N/A | #N/A | Yes | NON-POTW | 2021 | 110071507783 | NA | NA | NA | NA | NA | NA | NA | NA | NA | NA | NA | NA | NA | NA | NA | NA | NA | [12 empty] | NA | NA | NA | NA | NA | NA | NA | NA | Permit Lookup Failed | NA | NA | NA | Permit Lookup Failed | NA | NA | NA | NA | NA | NA | NA | NA | NA | NA | NA | NA | bar: QE_01 to QE_12
110071538714 | 2024 | COASTAL VIRGINIA OFFSHORE WIND (CVOW) | RIFLE RANGE RD | VIRGINIA BEACH | VA | 23451 | 36.8161 | -75.9715 | #N/A | 110071538714 | Unknown | 4911 | Electric Services (hydroelectric power generation) | #N/A | #N/A | #N/A | 250 | 0.12164 | 0.00048654 | 0.0057922 | 0 | N/A - Period DMR Data Not Available | N/A | N/A | VAG830613 | ATLANTIC OCEAN-RUDEE INLET | #N/A | #N/A | #N/A | NON-POTW | 2021 | 110071538714 | NA | NA | NA | NA | NA | NA | NA | NA | NA | NA | NA | NA | NA | NA | NA | NA | NA | [12 empty] | NA | NA | NA | NA | NA | NA | NA | NA | Permit Lookup Failed | NA | NA | NA | Permit Lookup Failed | NA | NA | NA | NA | NA | NA | NA | NA | NA | NA | NA | NA | bar: QE_01 to QE_12
110071662000 | 2024 | REBEL STATION #8 | 3225 NORTH LAS VEGAS BOULEVARD | LAS VEGAS | NV | 89115 | 36.2175 | -115.0943 | #N/A | 110071662000 | Unknown | 5541 | Gasoline Service Station (gasoline station with convenience store) | #N/A | #N/A | #N/A | 250 | 0.12343 | 0.00049374 | 0.0058778 | 0 | N/A - Period DMR Data Not Available | N/A | N/A | NV0024257 | LAS VEGAS WASH | #N/A | #N/A | Yes | NON-POTW | 2021 | 110071662000 | NA | NA | NA | NA | NA | NA | NA | NA | NA | NA | NA | NA | NA | NA | NA | NA | NA | [12 empty] | NA | NA | NA | NA | NA | NA | NA | NA | Permit Lookup Failed | NA | NA | NA | Permit Lookup Failed | NA | NA | NA | NA | NA | NA | NA | NA | NA | NA | NA | NA | bar: QE_01 to QE_12
110071672105 | 2024 | DABNEY ROAD INDUSTRIAL | 13710 DABNEY RD | WOODBRIDGE | VA | 22191 | 38.6545 | -77.2487 | #N/A | 110071672105 | Unknown | 4225 | General Warehousing and Storage (except self-storage and miniwarehouses) | #N/A | #N/A | #N/A | 250 | 0.00012014 | 4.8056e-07 | 5.7209e-06 | 0 | N/A - Period DMR Data Not Available | N/A | N/A | VAG830619 | POTOMAC RIVER-OCCOQUAN BAY | #N/A | #N/A | Yes | NON-POTW | 2021 | 110071672105 | NA | NA | NA | NA | NA | NA | NA | NA | NA | NA | NA | NA | NA | NA | NA | NA | NA | [12 empty] | NA | NA | NA | NA | NA | NA | NA | NA | Permit Lookup Failed | NA | NA | NA | Permit Lookup Failed | NA | NA | NA | NA | NA | NA | NA | NA | NA | NA | NA | NA | bar: QE_01 to QE_12
110071710882 | 2023 | JEFFERSON TERMINAL SOUTH | 6342 NORTH TWIN CITY HWY | NEDERLAND | TX | 77627 | 30.015 | -94.0291 | #N/A | 110071710882 | Unknown | 2869 | Industrial Organic Chemicals, NEC (aliphatics) | #N/A | #N/A | #N/A | 250 | 13.206 | 0.052824 | 0.62885 | 0 | N/A - Period DMR Data Not Available | N/A | N/A | TX0004669 | NECHES RIVER TIDAL | 12040201000733 | #N/A | #N/A | NON-POTW | 2021 | 110071710882 | 110071710882 |  |  |  | 2023 | 12040201000733 | NECHES RIVER TIDAL | NA | 9.99 | 0.37227 | NPDES | 9.99 | 15.4568 | NA | NA | NA | NA | [12 empty] | NA | NA | NA | NA | NA | NA | NA | NA | Flow Lookup Failed | NA | Flow Lookup Failed | NA | Flow Lookup Failed | NA | NA | NA | NA | NA | NA | NA | NA | NA | NA | NA | NA | bar: QE_01 to QE_12
110071725441 | 2024 | DOMINION SQUARE | 1592 SPRING HILL RD | TYSONS | VA | 221822205 | 38.9269 | -77.2457 | #N/A | 110071725441 | Unknown | 1794 | Excavation Work | #N/A | #N/A | #N/A | 250 | 0.054236 | 0.00021694 | 0.0025827 | 0 | N/A - Period DMR Data Not Available | N/A | N/A | VAG830623 | DIFFICULT RUN | #N/A | #N/A | Yes | NON-POTW | 2021 | 110071725441 | NA | NA | NA | NA | NA | NA | NA | NA | NA | NA | NA | NA | NA | NA | NA | NA | NA | [12 empty] | NA | NA | NA | NA | NA | NA | NA | NA | Permit Lookup Failed | NA | NA | NA | Permit Lookup Failed | NA | NA | NA | NA | NA | NA | NA | NA | NA | NA | NA | NA | bar: QE_01 to QE_12
110071816702 | 2024 | LANDMARK INOVA HOSPITAL CAMPUS | 6001 DUKE ST | ALEXANDRIA | VA | 22304 | 38.8167 | -77.133 | #N/A | 110071816702 | Unknown | 1794 | Excavation Work | #N/A | #N/A | #N/A | 250 | 0.012118 | 4.8472e-05 | 0.00057705 | 0 | N/A - Period DMR Data Not Available | N/A | N/A | VAG830630 | CAMERON RUN | #N/A | #N/A | Yes | NON-POTW | 2021 | 110071816702 | NA | NA | NA | NA | NA | NA | NA | NA | NA | NA | NA | NA | NA | NA | NA | NA | NA | [12 empty] | NA | NA | NA | NA | NA | NA | NA | NA | Permit Lookup Failed | NA | NA | NA | Permit Lookup Failed | NA | NA | NA | NA | NA | NA | NA | NA | NA | NA | NA | NA | bar: QE_01 to QE_12

## Max conc per OES
[64 empty] | Calculated Flow Values | [6 empty] | Release Concentrations (OES days of release) |  |  | Release Concentrations (ECO 21 days of release) |  |  | ECO Aquatic Screen (Operating Days) |  | ECO Aquatic Screen (21 Days) |  | 6375 | 480
FRS.ID...1 | Year | Facility.Name | Street.Address | City | State | ZIP.Code | Facility.Latitude | Facility.Longitude | TRI.Facility.ID.s. | OES.Name. and. Description | SIC.Code | SIC.Description | Operating Days | Annual. Discharge.. kg.yr. | Release per day (based on operating days). kg/day | ECO: Release per day (based on 21 days) | Generic.Factor | High.End.Daily.Discharge..kg.day. | Days.period | Max.One.Day | NPDES.Permit.Number | Water.Body.Name | Reach.Code | Potential.Outlier.or.Data.Error.marked.in.ECHO | Non.Detect. | Facility.Type.Indicator | .source_sheet | FRS_ID | FRS.ID...11 | NPDES1 | NPDES2 | NPDES3 | DataYr | ReachCode | WbName | FacilityDesignFlow | ActualAvgFacilityFlow | AvgFacilityFlow | From | PlantFlowMGD | PlantFlowCFS | COMID | GNIS_NAME | StreamOrde | QE_MA | QE_01 | QE_02 | QE_03 | QE_04 | QE_05 | QE_06 | QE_07 | QE_08 | QE_09 | QE_10 | QE_11 | QE_12 | MinMonth | calc30Q5cfs | calc30Q5mld | calc7Q10mld | calcAMmld | calcHMmld | PlantFlowMLD | Pick30Q5mld | Note30Q5 | PickHMmld | NoteHM | Pick7Q10mld | Note7Q10 | 7Q10 Concentration (ug/L) | 30Q5 Concentration (ug/L) | Harmonic Mean Concentration (ug/L) | 7Q10 Concentration (ug/L) | 30Q5 Concentration (ug/L) | Harmonic Mean Concentration (ug/L) | Acute Aquatic COC (6,375 ug/L) | Chronic Aquatic COC (480 ug/L) | Acute Aquatic COC (6,375 ug/L) | Chronic Aquatic COC (480 ug/L) | Basis of concentration | Chronic RQ>1?
110000494894 | 2021 | EAGLE US 2 LLC - LAKE CHARLES COMPLEX | 1300 PPG DRIVE | WESTLAKE | LA | 70669 | 30.2235 | -93.2869 | 70669PPGNDCOLUM | Manufacturing | 2869 | Industrial Organic Chemicals, NEC (aliphatics) | 350 | 8358.1713 | 23.8805 | 398.0082 | 0.49858 | 1053.5548 | 61 | 1947.7610000000002 | LA0000761 | BAYOU D'INDE & BAYOU VERDINE | 8080206001241 | x | #N/A | #N/A | 2015 | 110000494894 | 110000494894 | LAJ660151 | LAR10L189 | LAR10K999 | 2023 | 08080206001241 | BAYOU D'INDE & BAYOU VERDINE | NA | 231.553 | 21.4747 | NPDES | 231.553 | 358.2657 | 3710376 | NA | 1 | 11.947 | 21.874 | 18.379 | 14.122 | 11.906 | 11.329 | 8.397 | 3.526 | 2.9 | 5.095 | 14.387 | 31.71 | 18.298 | QE_08 | 2.9 | 7.0905 | 4.0477 | 29.2103 | 12.4645 | 875.9554 | 875.9554 | Plant Flow | 875.9554 | Plant Flow | 875.9554 | Plant Flow | 27.2622 | 27.2622 | 27.2622 | 454.3704 | 454.3704 | 454.3704 | NO | NO | NO | NO | 0.9466 | NO | Refinement identified and defaulted to plant flow
110043782788 | 2016 | OXY VINYLS LP - DEER PARK PVC | 1 MILE N ST HWY 225 & TIDAL RD | DEER PARK | TX | 77536 | 29.7261 | -95.108 | 77536CCDNT1000T | Processing as a Reactant | 2812 | Alkalies and Chlorine | 350 | 77.26 | 0.22074 | 3.679 | 0 | N/A - Period DMR Data Not Available | N/A | N/A | TX0007412 | PATRICK BAYOU, HOUSTON SHIP CHANNEL | 12040104000662 | #N/A | #N/A | #N/A | 2015 | 110043782788 | 110043782788 |  |  |  | 2023 | 12040104000662 | HOUSTON SHIP CHANNEL TIDAL | 105 | NA | 3.2274 | NPDES | 3.2274 | 4.9936 | 1439547 | Patrick Bayou | 1 | 5.607 | 10.828 | 10.332 | 6.956 | 4.028 | 4.406 | 4.31 | 1.158 | 0.812 | 0.569 | 0.954 | 2.908 | 9.683 | QE_09 | 0.569 | 1.3912 | 0.74994 | 13.709 | 3.4365 | 12.2092 | 12.2092 | Plant Flow | 12.2092 | Plant Flow | 12.2092 | Plant Flow | 18.0801 | 18.0801 | 18.0801 | 301.3342 | 301.3342 | 301.3342 | NO | NO | NO | NO | 0.62778 | NO | Identified and defaulted to plant flow
110000746211 | 2018 | EQUISTAR CHEMICALS LP TUSCOLA PLANT | 625 EAST US HIGHWAY 36 | TUSCOLA | IL | 61953 | 39.7958 | -88.3479 | 61953QNTMCROUTE | Processing as a Reactant | 2869 | Industrial Organic Chemicals, NEC (aliphatics) | 350 | 9.2698 | 0.026485 | 0.44142 | 0 | N/A - Period DMR Data Not Available | N/A | N/A | IL0000141 | KASKASKIA RIVER, UNNAMED TRIB TO KASKASKIA RIVER | 07140201000696 | #N/A | X | NON-POTW | 2015 | 110000746211 | 110000746211 |  |  |  | 2023 | 07140201000696 | KASKASKIA RIVER | NA | 0.015 | 0.27627 | NPDES | 0.015 | 0.023208 | 13771418 | NA | 1 | 0.182 | 0.215 | 0.272 | 11.292 | 0.631 | 0.175 | 0.08 | 0.04 | 0.021 | 0.041 | 0.037 | 1.06 | 0.184 | QE_08 | 0.021 | 0.051345 | 0.024643 | 0.44499 | 0.10308 | 0.056744 | 0.056744 | Plant Flow | 0.10308 | HM Flow | 0.056744 | Plant Flow | 466.7469 | 466.7469 | 256.9335 | 7779.1147 | 7779.1147 | 4282.2242 | NO | NO | YES | YES | 16.2065 | YES | TIER 2: look at effluent concentration | 5 ug/L | 2018-03-13
110001143584 | 2022 | ETHYL CORPORATION | GOLF STATE ROAD | BATON ROUGE | LA | 70805 | 30.4835 | -91.1834 | #N/A | Processing into formulation, mixture, or reaction product | 2869 | Industrial Organic Chemicals, NEC (aliphatics) | 350 | 7.876 | 0.022503 | 0.37505 | 0 | N/A - Period DMR Data Not Available | N/A | N/A | LA0004090 | 701 | 8070201006480 | #N/A | Yes | NON-POTW | 2021 | 110001143584 | 110001143584 |  |  |  | 2023 | 08070201006480 | 0701 | NA | 8.68 | 2.3992 | NPDES | 8.68 | 13.43 | 19085301 | Monte Sano Bayou | 2 | 20.247 | 33.722 | 34.421 | 28.788 | 30.618 | 18.189 | 11.081 | 5.112 | 5.228 | 6.321 | 15.049 | 42.447 | 28.017 | QE_07 | 5.112 | 12.4988 | 7.279 | 49.5037 | 22.1169 | 32.8361 | 32.8361 | Plant Flow | 32.8361 | Plant Flow | 32.8361 | Plant Flow | 0.68531 | 0.68531 | 0.68531 | 11.4218 | 11.4218 | 11.4218 | NO | NO | NO | NO | 0.023795 | NO
110000404296 | 2020 | EVONIK DEGUSSA CORP TIPPECANOE LABORATORIES | 1650 LILLY RD | LAFAYETTE | IN | 479099201 | 40.3905 | -86.9362 | 47905LLLLYLILLY | Processing into formulation, mixture, or reaction product (was processing aid) | 2833 | Medicinal Chemicals and Botanical Products | 350 | 0.7246 | 0.0020703 | 0.034505 | 0 | N/A - Period DMR Data Not Available | N/A | N/A | IN0002861 | WABASH RIVER | 5120108000208 | #N/A | X | NON-POTW | 2015 | 110000404296 | 110000404296 | IN0002861 | INRA11244 |  | 2023 | 05120108000208 | WABASH RIVER | NA | 10.7 | 4.6092 | NPDES | 10.7 | 16.5554 | 10213673 | NA | 6 | 0.016 | 0.032 | 0.148 | 0.076 | 0.038 | 0.027 | 0.019 | 0.014 | 0.009 | 0.013 | 0.019 | 0.007 | 0.022 | QE_11 | 0.007 | 0.017115 | 0.0079028 | 0.03912 | 0.017421 | 40.4777 | 40.4777 | Plant Flow | 40.4777 | Plant Flow | 40.4777 | Plant Flow | 0.051146 | 0.051146 | 0.051146 | 0.85244 | 0.85244 | 0.85244 | NO | NO | NO | NO | 0.0017759 | NO | Identified and defaulted to plant flow
110000492020 | 2024 | MERCK SHARP & DOHME CORP | 126 E LINCOLN AVE | RAHWAY | NJ | 7065 | 40.6127 | -74.2609 | 07065MRCKC126EL | Processing into formulation, mixture, or reaction product (was processing aid) | 2833 | Medicinal Chemicals and Botanical Products | 350 | 69.4898 | 0.19854 | 3.309 | 0 | N/A - Period DMR Data Not Available | N/A | N/A | NJ0002348 | KINGS CREEK | 2030104000565 | Yes | Yes | NON-POTW | 2021 | 110000492020 | 110000492020 | NJ0002348 | NJG240044 |  | 2023 | 02030104000565 | KINGS CREEK | NA | NA | 14.2823 | NPDES | 14.2823 | 22.0981 | 6261672 | Rahway River | 4 | 111.906 | 124.693 | 80.02 | 131.931 | 153.388 | 111.851 | 77.666 | 86.439 | 69.761 | 71.228 | 52.933 | 98.075 | 131.129 | QE_10 | 52.933 | 129.4205 | 81.8349 | 273.6088 | 188.8001 | 54.0295 | 129.4205 | 30Q5 Flow | 188.8001 | HM Flow | 81.8349 | 7Q10 Flow | 2.4261 | 1.5341 | 1.0516 | 40.4355 | 25.5681 | 17.5267 | NO | NO | NO | NO | 0.084241 | NO
110017422733 | 2015 | GENERAL MOTORS PROVING GROUND | 3300 GENERAL MOTORS RD | MILFORD | MI | 48380 | 42.5691 | -83.6745 | #N/A | Laboratory Use | 8734 | Testing Laboratories (except veterinary testing laboratories) | 260 | 0.25451 | 0.00097889 | 0.01212 | 0 | N/A - Period DMR Data Not Available | N/A | N/A | MI0001911 | MANN CREEK | 4090005002033 | #N/A | #N/A | #N/A | 2015 | 110017422733 | 110017422733 |  |  |  | 2023 | 04090005002033 | MANN CREEK | NA | NA | 0.039894 | NPDES | 0.039894 | 0.061726 | 13173959 | NA | 2 | 10.947 | 0 | 0 | 139.664 | 49.533 | 15.693 | 11.232 | 6.678 | 6.264 | 7.266 | 7.105 | 3.035 | 0.87 | QE_01 | 0.87 | 2.1271 | 1.1639 | 26.7653 | 6.0108 | 0.15092 | 2.1271 | 30Q5 Flow | 6.0108 | HM Flow | 1.1639 | 7Q10 Flow | 0.84102 | 0.46019 | 0.16286 | 10.4126 | 5.6976 | 2.0163 | NO | NO | NO | NO | 0.021693 | NO
110010059649 | 2024 | LOLETA WWTF | 2656 EEL RIVER DR | LOLETA | CA | 95551 | 40.6383 | -124.2255 | #N/A | POTW | 4952 | Sewerage Systems | 365 | 6.2753 | 0.017193 | 0.29882 | 0 | N/A - Period DMR Data Not Available | N/A | N/A | CA0023671 | EEL RIVER, WETLAND TRIBUTARY TO EEL RIVER | 18010105000712 | #N/A | #N/A | POTW | 2021 | 110010059649 | 110010059649 |  |  |  | 2023 | 18010105000712 | EEL RIVER, WETLAND TRIBUTARY TO EEL RIVER | 0.55 | NA | 0.082667 | NPDES | 0.082667 | 0.1279 | 2702485 | Hawk Slough | 1 | 4.959 | 18.65 | 15.165 | 10.803 | 6.478 | 2.822 | 2.058 | 0.944 | 0.306 | 0.451 | 0.422 | 2.753 | 14.853 | QE_08 | 0.306 | 0.74817 | 0.3946 | 12.1247 | 2.2748 | 0.31272 | 0.74817 | 30Q5 Flow | 2.2748 | HM Flow | 0.3946 | 7Q10 Flow | 43.5698 | 22.9797 | 7.5577 | 757.2851 | 399.4084 | 131.3601 | NO | NO | NO | YES | 1.5777 | YES | TIER 2: look at effluent concentration | 92.7 ug/L | 2024-12-31
110035769585 | 2020 | CLOVIS SEWAGE TREATMENT AND WATER REUSE FACILITY | 9700 E ASHLAN AVE | CLOVIS | CA | 93619 | 36.7938 | -119.6134 | #N/A | POTW | 4952 | Sewerage Systems | 365 | 11.4167 | 0.031279 | 0.54365 | 0 | N/A - Period DMR Data Not Available | N/A | N/A | CA0085235 | DIVERSION CHANNEL TO LITTLE DRY CREEK, FANCHER CREEK | 18030009008092 | #N/A | #N/A | #N/A | 2015 | 110035769585 | 110035769585 |  |  |  | 2023 | 18030009008092 | DIVERSION CHANNEL FROM BIG TO LITTLE DRY CREEK, FANCHER CREEK | 6.2 | 1.7 | 0.25958 | NPDES | 1.7 | 2.6303 | 17149790 | NA | 3 | 0.142 | 0.767 | 0.484 | 0.339 | 0.097 | 0.056 | 0.004 | 0.005 | 0 | 0.008 | 0.121 | 0.481 | 0.669 | QE_08 | 0.004 | 0.00978 | 0.0044278 | 0.34719 | 0.035537 | 6.431 | 6.431 | Plant Flow | 6.431 | Plant Flow | 6.431 | Plant Flow | 4.8637 | 4.8637 | 4.8637 | 84.5361 | 84.5361 | 84.5361 | NO | NO | NO | NO | 0.17612 | NO | Identified and defaulted to plant flow
110070117180 | 2019 | DELTA TERMINAL SERVICES, LLC - HARVEY TERMINAL | 3540 RIVER ROAD | HARVEY | LA | 70058 | 29.9106 | -90.0853 | #N/A | Repackaging | 4226 | Special Warehousing and Storage, NEC (warehousing in foreign trade zones) | 250 | 0.079554 | 0.00031821 | 0.0037883 | 0 | N/A - Period DMR Data Not Available | N/A | N/A | LA0056600 | #N/A | 8090100000658 | #N/A | X | NON-POTW | 2015 | 110070117180 | 110070117180 |  |  |  | 2023 | 08090100000658 |  | NA | 0.5 | 0.028239 | NPDES | 0.5 | 0.77362 | 22799319 | NA | 1 | 0.083 | 0.115 | 0.121 | 0.11 | 0.109 | 0.074 | 0.04 | 0.009 | 0.01 | 0.045 | 0.209 | 0.712 | 0.116 | QE_07 | 0.009 | 0.022005 | 0.010251 | 0.20293 | 0.043815 | 1.8915 | 1.8915 | Plant Flow | 1.8915 | Plant Flow | 1.8915 | Plant Flow | 0.16824 | 0.16824 | 0.16824 | 2.0028 | 2.0028 | 2.0028 | NO | NO | NO | NO | 0.0041725 | NO
110041253256 | 2024 | RESORTS WORLD LAS VEGAS | 3000 SOUTH LAS VEGAS BLVD, SOUTH | LAS VEGAS | NV | 89109 | 36.1326 | -115.1648 | #N/A | Waste Handling, Disposal and Treatment (Remediation) | 7011 | Hotels and Motels (hotels, except casino hotels, and motels) | 250 | 0.44347 | 0.0017739 | 0.021118 | 0 | N/A - Period DMR Data Not Available | N/A | N/A | NV0023621 | FLAMINGO WASH VIA STORM DRAIN | 15010015000432 | #N/A | Yes | NON-POTW | 2021 | 110041253256 | 110041253256 |  |  |  | 2023 | 15010015000432 | FLAMINGO WASH VIA STORM DRAIN | 0.66 | 0.43 | 0.15092 | NPDES | 0.43 | 0.66531 | 22069994 | Flamingo Wash | 3 | 2.141 | 13.016 | 10.823 | 5.581 | 1.049 | 0.864 | 0 | 0.726 | 1.979 | 1.466 | 1.261 | 3.142 | 18.234 | QE_06 | 0.726 | 1.7751 | 0.96511 | 5.2347 | 2.5051 | 1.6267 | 1.7751 | 30Q5 Flow | 2.5051 | HM Flow | 1.6267 | Plant Flow | 1.0905 | 0.99933 | 0.70811 | 12.9821 | 11.8968 | 8.4299 | NO | NO | NO | NO | 0.027046 | NO
110002468669 | 2017 | LINDEN LOGISTICS CENTER | 4000 ROAD TO GRASSELLI | LINDEN | NJ | 7036 | 40.6101 | -74.2049 | #N/A | Industrial and commercial non-aerosol cleaning/degreasing | 2841 | Soaps and Other Detergents, Except Specialty Cleaners | 350 | 0.59397 | 0.001697 | 0.028284 | 0 | N/A - Period DMR Data Not Available | N/A | N/A | NJ0000019 | ARTHUR KILL | 2030104000564 | #N/A | X | NON-POTW | 2015 | 110002468669 | 110002468669 |  |  |  | 2023 | 02030104000564 | ARTHUR KILL | NA | NA | NA | NPDES | NA | NA | 6261866 | NA | 4 | 128.648 | 160.398 | 119.037 | 174.078 | 178.34 | 125.615 | 86.349 | 91.384 | 73.829 | 75.042 | 55.959 | 111.464 | 158.362 | QE_10 | 55.959 | 136.8191 | 86.6826 | 314.5428 | 208.1797 | -1 | 136.8191 | 30Q5 Flow | 208.1797 | HM Flow | 86.6826 | 7Q10 Flow | 0.019578 | 0.012404 | 0.0081519 | 0.3263 | 0.20673 | 0.13586 | NO | NO | NO | NO | 0.00067978 | NO
110001063483 | 2021 | NORTH AMER PIPE CORP/LEOLA | 88 NEWPORT RD | LEOLA | PA | 17540-1821 | 40.0809 | -76.1867 | #N/A | Unknown | 3084 | Plastics Pipe | 250 | 421.3639 | 1.6855 | 20.0649 | 0 | N/A - Period DMR Data Not Available | N/A | N/A | PA0080594 | UNNAMED TRIB OF MILL CREEK, UNT OF MILL CREEK | 2050306001321 | #N/A | #N/A | NON-POTW | 2021 | 110001063483 | 110001063483 |  |  |  | 2023 | 02050306001321 | UNNAMED TRIB OF MILL CREEK, UNT OF MILL CREEK | 0.115 | NA | 0.16251 | NPDES | 0.16251 | 0.25144 | 4721383 | NA | 1 | 1.256 | 4.753 | 13.264 | 10.782 | 1.974 | 1.78 | 1.448 | 0.953 | 0.733 | 1.189 | 1.449 | 2.3 | 2.189 | QE_08 | 0.733 | 1.7922 | 0.97475 | 3.0709 | 1.9572 | 0.61477 | 1.7922 | 30Q5 Flow | 1.9572 | HM Flow | 0.97475 | 7Q10 Flow | 1729.118 | 940.452 | 861.1408 | 20584.7386 | 11195.8576 | 10251.6764 | NO | YES | YES | YES | 42.8849 | YES | TIER 2: look at effluent concentration | 2.2mg/L | 2,200 ug/L | 2021-07-13
110040078279 | 2019 | TFX AVIATION, INC. | 3085 OLD CONEJO RD | NEWBURY PARK | CA | 91320 | 34.1898 | -118.9415 | #N/A | Unknown | 9999 | Nonclassifiable Establishments | 250 | 5.102 | 0.020408 | 0.24295 | 0 | N/A - Period DMR Data Not Available | N/A | N/A | CA0064599 | SOUTH FORK ARROYO CONEJO CREEK, SOUTH FORK OF ARROYO CONEJO CREEK | 18070103000071 | #N/A | X | NON-POTW | 2015 | 110040078279 | 110040078279 |  |  |  | 2023 | 18070103000071 | SOUTH FORK ARROYO CONEJO CREEK, SOUTH FORK OF ARROYO CONEJO CREEK | 0.11 | NA | 0.072417 | NPDES | 0.072417 | 0.11205 | 948070332 | South Branch Arroyo Conejo | 3 | 0.35 | 1.904 | 1.023 | 1.009 | 0.257 | 0.062 | 0.028 | 0.01 | 0 | 0.128 | 0.209 | 0.788 | 1.503 | QE_08 | 0.01 | 0.02445 | 0.011432 | 0.85575 | 0.091915 | 0.27395 | 0.27395 | Plant Flow | 0.27395 | Plant Flow | 0.27395 | Plant Flow | 74.4961 | 74.4961 | 74.4961 | 886.8589 | 886.8589 | 886.8589 | NO | NO | NO | YES | 1.8476 | YES | TIER 2: look at effluent concentration | 0.25 ug/L | 2019-11-06
110000521221 | 2015 | CLEAN HARBORS EL DORADO LLC | 309 AMERICAN CIR | EL DORADO | AR | 71730 | 33.2044 | -92.6308 | 71730NVRNM309AM | Waste Handling, Disposal and Treatment (Incinerator) | 4953 | Refuse Systems (hazardous waste treatment and disposal) | 250 | 358.444 | 1.4338 | 17.0688 | 0.26583 | 3.1326174000000004 | 90 | 9.123000639999999 | AR0037800 | BOGGY CR,BU DE LOUTRE,OUACHITA RB | 8040202000533 | #N/A | #N/A | #N/A | 2015 | 110000521221 | 110000521221 | ARR001968 | AR0037800 | ARR154540 | 2023 | 08040202000533 | BOGGY CR,BU DE LOUTRE, DITCH, TRIB | NA | 1.1678 | 0.18775 | NPDES | 1.1678 | 1.8069 | 17914653 | NA | 1 | 1.377 | 2.002 | 2.209 | 2.221 | 2.258 | 1.632 | 0.892 | 0.262 | 0.209 | 0.37 | 1.724 | 2.289 | 1.84 | QE_08 | 0.209 | 0.511 | 0.26592 | 3.3667 | 0.998 | 4.4177 | 4.4177 | Plant Flow | 4.4177 | Plant Flow | 4.4177 | Plant Flow | 324.5497 | 324.5497 | 324.5497 | 3863.6875 | 3863.6875 | 3863.6875 | NO | NO | NO | YES | #DIV/0! | #DIV/0! | TIER 2: look at effluent concentration | 416 ug/L | 2016-01-22 |  | 324 ug/L | 2015-10-22
110000817439 | 2018 | GROWS LDFL WASTE MGMT | 1513 BORDENTOWN ROAD | MORRISVILLE | PA | 19067 | 40.1593 | -74.7767 | #N/A | Waste Handling, Disposal and Treatment (Landfill) | 4953 | Refuse Systems (hazardous waste treatment and disposal) | 250 | 0.069978 | 0.00027991 | 0.0033323 | 0 | N/A - Period DMR Data Not Available | N/A | N/A | PA0043818 | DELAWARE RIVER, UNNAMED STREAM, UNNAMED TRIB OF DELAWARE RIVER, UNNAMED TRIB TO DELAWARE RIVER | 02040201000496 | #N/A | X | NON-POTW | 2015 | 110000817439 | 110000817439 |  |  |  | 2023 | 02040201000496 | DELAWARE RIVER, UNNAMED STREAM, UNNAMED TRIB OF DELAWARE RIVER, UNNAMED TRIB TO DELAWARE RIVER | 0 | NA | NA | NPDES | 0 | 0 | 4481931 | NA | 1 | 0.045 | 0.34 | 1.286 | 0.676 | 0.068 | 0.077 | 0.074 | 0.057 | 0.044 | 0.075 | 0.113 | 0.113 | 0.083 | QE_08 | 0.044 | 0.10758 | 0.052996 | 0.11002 | 0.081227 | 0 | 0.10758 | 30Q5 Flow | 0.081227 | HM Flow | 0.052996 | 7Q10 Flow | 5.2818 | 2.6019 | 3.446 | 62.8786 | 30.9751 | 41.0242 | NO | NO | NO | NO | #DIV/0! | #DIV/0! | TIER 2: look at effluent concentration | 0.5 ug/L | 2018-10-10
110000450039 | 2020 | CLEAN HARBORS BATON ROUGE LLC | 13351 SCENIC HIGHWAY | BATON ROUGE | LA | 70807 | 30.5676 | -91.2064 | 70807SFTYK13351 | Waste Handling, Disposal and Treatment (non-POTW WWT) | 4953 | Refuse Systems (hazardous waste treatment and disposal) | 250 | 1.6327 | 0.0065306 | 0.077745 | 0 | N/A - Period DMR Data Not Available | N/A | N/A | LA0038245 | MISSISSIPPI RIVER | 8070201000273 | #N/A | #N/A | #N/A | 2015 | 110000450039 | 110000450039 | LA0038245 |  |  | 2023 | 08070201000273 | MISSISSIPPI RIVER | NA | 5.32 | 0.21174 | NPDES | 5.32 | 8.2313 | 19053450 | NA | 2 | 2.941 | 4.774 | 4.864 | 4.114 | 4.453 | 2.746 | 1.559 | 0.554 | 0.572 | 0.802 | 2.463 | 9.072 | 4.126 | QE_07 | 0.554 | 1.3545 | 0.72949 | 7.1907 | 2.4942 | 20.1253 | 20.1253 | Plant Flow | 20.1253 | Plant Flow | 20.1253 | Plant Flow | 0.3245 | 0.3245 | 0.3245 | 3.8631 | 3.8631 | 3.8631 | NO | NO | NO | NO | #DIV/0! | #DIV/0!

## Conversion Factors
Units | Value
ug/kg | 1000000000
L/million L | 1000000