## Indian Country UST FOIA Report
Region | Location ID | Facility Name | Tank Name | Compartment Name | Compartment Status Description | Compartment Capacity | Federally Regulated | Date Of Tankstatchange | Substance Description | Overfill Installed | Spill Installed | Tribe | Locname | Street Address | City | State | Zip
10 | 1100001 | FAA Station - Annette Island | Tank Site 76A | Tank Site 76A Compartment | Permanently Out of Use | 1000 | TRUE |  | Used Oil | FALSE | Unknown | Metlakatla Indian Community, Annette Island Reserve | FAA Station - Annette Island | Annette Island | Metlakatla | AK | 99926
10 | 1100001 | FAA Station - Annette Island | Tank Site 76B | Tank Site 76B Compartment | Permanently Out of Use | 1200 | TRUE |  | Gasoline (containing <=10% ethanol) | FALSE | Unknown | Metlakatla Indian Community, Annette Island Reserve | FAA Station - Annette Island | Annette Island | Metlakatla | AK | 99926
10 | 1100001 | FAA Station - Annette Island | Tank Site 78B | Tank Site 78B Compartment | Permanently Out of Use | 580 | TRUE |  | Diesel | FALSE | Unknown | Metlakatla Indian Community, Annette Island Reserve | FAA Station - Annette Island | Annette Island | Metlakatla | AK | 99926
10 | 1100001 | FAA Station - Annette Island | Tank 45-C-01 | Tank 45-C-01 Compartment | Permanently Out of Use | 515 | TRUE |  | Gasoline (containing <=10% ethanol) | FALSE | Unknown | Metlakatla Indian Community, Annette Island Reserve | FAA Station - Annette Island | Annette Island | Metlakatla | AK | 99926
10 | 1100001 | FAA Station - Annette Island | Tank 45-B-01 | Tank 45-B-01 Compartment | Permanently Out of Use | 515 | TRUE |  | Gasoline (containing <=10% ethanol) | FALSE | Unknown | Metlakatla Indian Community, Annette Island Reserve | FAA Station - Annette Island | Annette Island | Metlakatla | AK | 99926
10 | 1100001 | FAA Station - Annette Island | Tank 45-A-02 | Tank 45-A-02 Compartment | Permanently Out of Use | 1000 | TRUE |  | Diesel | FALSE | Unknown | Metlakatla Indian Community, Annette Island Reserve | FAA Station - Annette Island | Annette Island | Metlakatla | AK | 99926
10 | 1100002 | Metlakatla Police Station | Tank 1 | Tank 1 Compartment | Permanently Out of Use | 1000 | TRUE |  | Gasoline (containing <=10% ethanol) | FALSE | Unknown | Metlakatla Indian Community, Annette Island Reserve | Metlakatla Police Station | 8th Ave. | Metlakatla | AK | 99926
10 | 1100003 | Varsity Service Station | Tank 1 | Tank 1 Compartment | Permanently Out of Use | 1000 | TRUE |  | Diesel | FALSE | Unknown | Metlakatla Indian Community, Annette Island Reserve | Varsity Service Station | 150 Atkinson St. | Metlakatla | AK | 99926
10 | 1100004 | FUDS - Annette Island Landing Field | Tank FUDS UST1 | Tank FUDS UST1 Compartment | Permanently Out of Use | 25000 | TRUE |  | Av Gas | FALSE | Unknown | Metlakatla Indian Community, Annette Island Reserve | FUDS - Annette Island Landing Field | Annette Island | Metlakatla | AK | 99926
10 | 1100004 | FUDS - Annette Island Landing Field | Tank FUDS UST5 | Tank FUDS UST5 Compartment | Permanently Out of Use | 25000 | TRUE |  | Av Gas | FALSE | Unknown | Metlakatla Indian Community, Annette Island Reserve | FUDS - Annette Island Landing Field | Annette Island | Metlakatla | AK | 99926
10 | 1100004 | FUDS - Annette Island Landing Field | Tank FUDS UST4 | Tank FUDS UST4 Compartment | Permanently Out of Use | 25000 | TRUE |  | Av Gas | FALSE | Unknown | Metlakatla Indian Community, Annette Island Reserve | FUDS - Annette Island Landing Field | Annette Island | Metlakatla | AK | 99926
10 | 1100004 | FUDS - Annette Island Landing Field | Tank FUDS UST3 | Tank FUDS UST3 Compartment | Permanently Out of Use | 25000 | TRUE |  | Av Gas | FALSE | Unknown | Metlakatla Indian Community, Annette Island Reserve | FUDS - Annette Island Landing Field | Annette Island | Metlakatla | AK | 99926
10 | 1100004 | FUDS - Annette Island Landing Field | Tank FUDS UST2 | Tank FUDS UST2 Compartment | Permanently Out of Use | 25000 | TRUE |  | Av Gas | FALSE | Unknown | Metlakatla Indian Community, Annette Island Reserve | FUDS - Annette Island Landing Field | Annette Island | Metlakatla | AK | 99926
10 | 1100005 | BIA Road Shop | Tank 1 | Tank 1 Compartment | Permanently Out of Use | 2500 | TRUE |  | Other | FALSE | Unknown | Metlakatla Indian Community, Annette Island Reserve | BIA Road Shop | S. side of Hatchery Rd. at Airport Rd. | Metlakatla | AK | 99926
10 | 1100005 | BIA Road Shop | Tank 2 | Tank 2 Compartment | Permanently Out of Use | 2500 | TRUE |  | Other | FALSE | Unknown | Metlakatla Indian Community, Annette Island Reserve | BIA Road Shop | S. side of Hatchery Rd. at Airport Rd. | Metlakatla | AK | 99926
10 | 1200001 | Grayling Native Store | Tank 1 | Tank 1 Compartment | Abandoned | 5000 | TRUE |  | Diesel | FALSE | Unknown | Organized Village of Grayling (aka Holikachuk) | Grayling Native Store | 1 Main Street | Grayling | AK | 99590
10 | 1200001 | Grayling Native Store | Tank 2 | Tank 2 Compartment | Abandoned | 5000 | TRUE |  | Diesel | FALSE | Unknown | Organized Village of Grayling (aka Holikachuk) | Grayling Native Store | 1 Main Street | Grayling | AK | 99590
10 | 2100001 | A.G. West, Inc. | Tank 7 | Tank 7 Compartment | Permanently Out of Use | 1000 | TRUE |  | Gasoline (containing <=10% ethanol) | FALSE | Unknown | Coeur D'Alene Tribe | A.G. West, Inc. | 900 Seltice Ave. | Plummer | ID | 83851
10 | 2100001 | A.G. West, Inc. | Tank 8 | Tank 8 Compartment | Permanently Out of Use | 1000 | TRUE |  | Diesel | FALSE | Unknown | Coeur D'Alene Tribe | A.G. West, Inc. | 900 Seltice Ave. | Plummer | ID | 83851
10 | 2100002 | Cenex Rockford Grain Growers | Tank 1 | Tank 1 Compartment | Permanently Out of Use | 250 | TRUE |  | Gasoline (containing <=10% ethanol) | FALSE | Unknown | Coeur D'Alene Tribe | Cenex Rockford Grain Growers | U.S. Hwy. 95, P.O. BOX 128 | Worley | ID | 83876
10 | 2100002 | Cenex Rockford Grain Growers | Tank 2 | Tank 2 Compartment | Permanently Out of Use | 2000 | TRUE |  | Gasoline (containing <=10% ethanol) | FALSE | Unknown | Coeur D'Alene Tribe | Cenex Rockford Grain Growers | U.S. Hwy. 95, P.O. BOX 128 | Worley | ID | 83876
10 | 2100002 | Cenex Rockford Grain Growers | Tank 3 | Tank 3 Compartment | Permanently Out of Use | 250 | TRUE |  | Gasoline (containing <=10% ethanol) | FALSE | Unknown | Coeur D'Alene Tribe | Cenex Rockford Grain Growers | U.S. Hwy. 95, P.O. BOX 128 | Worley | ID | 83876
10 | 2100003 | Howe Farm | Tank 1 | Tank 1 Compartment | Permanently Out of Use | 5000 | TRUE |  | Gasoline (containing <=10% ethanol) | FALSE | Unknown | Coeur D'Alene Tribe | Howe Farm | Rt. 1 Box 69 / Hwy 60, South of Plummer | Plummer | ID | 83851
10 | 2100003 | Howe Farm | Tank 2 | Tank 2 Compartment | Permanently Out of Use | 5000 | TRUE |  | Diesel | FALSE | Unknown | Coeur D'Alene Tribe | Howe Farm | Rt. 1 Box 69 / Hwy 60, South of Plummer | Plummer | ID | 83851
10 | 2100003 | Howe Farm | Tank 3 | Tank 3 Compartment | Permanently Out of Use | 5000 | TRUE |  | Diesel | FALSE | Unknown | Coeur D'Alene Tribe | Howe Farm | Rt. 1 Box 69 / Hwy 60, South of Plummer | Plummer | ID | 83851
10 | 2100004 | Denny Ranch | Tank 1 | Tank 1 Compartment | Permanently Out of Use | 2000 | TRUE |  | Gasoline (containing <=10% ethanol) | FALSE | Unknown | Coeur D'Alene Tribe | Denny Ranch | Minaloosa Valley Rd. | Plummer | ID | 83851
10 | 2100004 | Denny Ranch | Tank 2 | Tank 2 Compartment | Permanently Out of Use | 2000 | TRUE |  | Diesel | FALSE | Unknown | Coeur D'Alene Tribe | Denny Ranch | Minaloosa Valley Rd. | Plummer | ID | 83851
10 | 2100005 | Meredith's Repair | Tank 1 | Tank 1 Compartment | Permanently Out of Use | 1000 | TRUE |  | Gasoline (containing <=10% ethanol) | FALSE | Unknown | Coeur D'Alene Tribe | Meredith's Repair | US Hwy. 95 & 2nd St. P.O. Box 126 | Worley | ID | 83876
10 | 2100005 | Meredith's Repair | Tank 2 | Tank 2 Compartment | Permanently Out of Use | 2000 | TRUE |  | Gasoline (containing <=10% ethanol) | FALSE | Unknown | Coeur D'Alene Tribe | Meredith's Repair | US Hwy. 95 & 2nd St. P.O. Box 126 | Worley | ID | 83876
10 | 2100005 | Meredith's Repair | Tank 3 | Tank 3 Compartment | Permanently Out of Use | 1000 | TRUE |  | Diesel | FALSE | Unknown | Coeur D'Alene Tribe | Meredith's Repair | US Hwy. 95 & 2nd St. P.O. Box 126 | Worley | ID | 83876
10 | 2100005 | Meredith's Repair | Tank 4 | Tank 4 Compartment | Permanently Out of Use | 10000 | TRUE |  | Gasoline (containing <=10% ethanol) | TRUE | Spill Bucket | Coeur D'Alene Tribe | Meredith's Repair | US Hwy. 95 & 2nd St. P.O. Box 126 | Worley | ID | 83876
10 | 2100005 | Meredith's Repair | Tank 5 | Tank 5 Compartment | Permanently Out of Use | 6000 | TRUE |  | Gasoline (containing <=10% ethanol) | TRUE | Spill Bucket | Coeur D'Alene Tribe | Meredith's Repair | US Hwy. 95 & 2nd St. P.O. Box 126 | Worley | ID | 83876
10 | 2100005 | Meredith's Repair | Tank 6 | Tank 6 Compartment | Permanently Out of Use | 6000 | TRUE |  | Diesel | TRUE | Spill Bucket | Coeur D'Alene Tribe | Meredith's Repair | US Hwy. 95 & 2nd St. P.O. Box 126 | Worley | ID | 83876
10 | 2100007 | Tyler Farms, Inc. | Tank 1 | Tank 1 Compartment | Permanently Out of Use | 2000 | TRUE |  | Gasoline (containing <=10% ethanol) | FALSE | Unknown | Coeur D'Alene Tribe | Tyler Farms, Inc. | Rt. 1 Box 65, 855 Tyler Rd. | Plummer | ID | 83851
10 | 2100007 | Tyler Farms, Inc. | Tank 2 | Tank 2 Compartment | Permanently Out of Use | 3000 | TRUE |  | Diesel | FALSE | Unknown | Coeur D'Alene Tribe | Tyler Farms, Inc. | Rt. 1 Box 65, 855 Tyler Rd. | Plummer | ID | 83851
10 | 2100008 | Coeur d'Alene Tribal Farm | Tank 1 | Tank 1 Compartment | Permanently Out of Use | 10000 | TRUE |  | Diesel | FALSE | Unknown | Coeur D'Alene Tribe | Coeur d'Alene Tribal Farm | HCO #1 Box 580 (1 mile north of Tensed) 383649 Hwy. 95 | Tensed | ID | 83870
10 | 2100008 | Coeur d'Alene Tribal Farm | Tank 2 | Tank 2 Compartment | Permanently Out of Use | 10000 | TRUE |  | Gasoline (containing <=10% ethanol) | FALSE | Unknown | Coeur D'Alene Tribe | Coeur d'Alene Tribal Farm | HCO #1 Box 580 (1 mile north of Tensed) 383649 Hwy. 95 | Tensed | ID | 83870
10 | 2100009 | R K Wilson | Tank 1 | Tank 1 Compartment | Permanently Out of Use | 5000 | TRUE |  | Diesel | FALSE | Unknown | Coeur D'Alene Tribe | R K Wilson | HCR #1 Box 215, 375380 Hwy. 95 | Desmet | ID | 83824
10 | 2100011 | Worley School Dist #275 | Tank 1 | Tank 1 Compartment | Permanently Out of Use | 550 | TRUE |  | Gasoline (containing <=10% ethanol) | FALSE | Unknown | Coeur D'Alene Tribe | Worley School Dist #275 | US Hwy 95 & 1st St | Worley | ID | 83876
10 | 2100012 | Rogada Farms, Inc. | Tank A | Tank A Compartment | Permanently Out of Use | 5000 | TRUE |  | Diesel | FALSE | Unknown | Coeur D'Alene Tribe | Rogada Farms, Inc. | HCO #1 Box 585, 384749 Hwy. 95 | Tensed | ID | 83870
10 | 2100012 | Rogada Farms, Inc. | Tank B | Tank B Compartment | Permanently Out of Use | 5000 | TRUE |  | Gasoline (containing <=10% ethanol) | FALSE | Unknown | Coeur D'Alene Tribe | Rogada Farms, Inc. | HCO #1 Box 585, 384749 Hwy. 95 | Tensed | ID | 83870
10 | 2100013 | Ora W. Daman Residence | Tank 1 | Tank 1 Compartment | Permanently Out of Use | 5000 | TRUE |  | Diesel | FALSE | Unknown | Coeur D'Alene Tribe | Ora W. Daman Residence | HCO #1, Box 141 | Desmet | ID | 83824
10 | 2100014 | Gary Thomas | Tank 1 | Tank 1 Compartment | Permanently Out of Use | 2000 | TRUE |  | Diesel | TRUE | Unknown | Coeur D'Alene Tribe | Gary Thomas | 3167 Desmet Rd. | Desmet | ID | 83824
10 | 2100015 | Benewah Auto Center | Tank 1 | Tank 1 Compartment | Permanently Out of Use | 4000 | TRUE |  | Gasoline (containing <=10% ethanol) | FALSE | Unknown | Coeur D'Alene Tribe | Benewah Auto Center | 281 10th St. | Plummer | ID | 83851
10 | 2100015 | Benewah Auto Center | Tank 2 | Tank 2 Compartment | Permanently Out of Use | 4000 | TRUE |  | Gasoline (containing <=10% ethanol) | FALSE | Unknown | Coeur D'Alene Tribe | Benewah Auto Center | 281 10th St. | Plummer | ID | 83851
10 | 2100015 | Benewah Auto Center | Tank 3 | Tank 3 Compartment | Permanently Out of Use | 4000 | TRUE |  | Gasoline (containing <=10% ethanol) | FALSE | Unknown | Coeur D'Alene Tribe | Benewah Auto Center | 281 10th St. | Plummer | ID | 83851
10 | 2100015 | Benewah Auto Center | Tank 4 | Tank 4 Compartment | Permanently Out of Use | 1000 | TRUE |  | Diesel | FALSE | Unknown | Coeur D'Alene Tribe | Benewah Auto Center | 281 10th St. | Plummer | ID | 83851
10 | 2100015 | Benewah Auto Center | Tank 5 | Tank 5 Compartment | Currently in Use | 12000 | TRUE |  | Gasoline (containing <=10% ethanol) | TRUE | Spill Bucket | Coeur D'Alene Tribe | Benewah Auto Center | 281 10th St. | Plummer | ID | 83851
10 | 2100015 | Benewah Auto Center | Tank 6 | Tank 6 Compartment | Currently in Use | 12000 | TRUE |  | Diesel | TRUE | Spill Bucket | Coeur D'Alene Tribe | Benewah Auto Center | 281 10th St. | Plummer | ID | 83851
10 | 2100015 | Benewah Auto Center | Tank 7 | Tank 7 Compartment | Currently in Use | 1000 | TRUE |  | Used Oil | Exempt due to small delivery | N/A or Exempt due to small delivery | Coeur D'Alene Tribe | Benewah Auto Center | 281 10th St. | Plummer | ID | 83851
10 | 2100016 | St. Maries Municipal Airport (formerly Benewah County Airport) | Tank 100 | Tank 100 Compartment | Permanently Out of Use | 1000 | TRUE |  | Gasoline (containing <=10% ethanol) | FALSE | Unknown | Coeur D'Alene Tribe | St. Maries Municipal Airport (formerly Benewah County Airport) | Hwy. 3N | Saint Maries | ID | 83861
10 | 2100016 | St. Maries Municipal Airport (formerly Benewah County Airport) | Tank 500 | Tank 500 Compartment | Permanently Out of Use | 500 | TRUE |  | Unknown | FALSE | Unknown | Coeur D'Alene Tribe | St. Maries Municipal Airport (formerly Benewah County Airport) | Hwy. 3N | Saint Maries | ID | 83861
10 | 2100016 | St. Maries Municipal Airport (formerly Benewah County Airport) | Tank 80 | Tank 80 Compartment | Permanently Out of Use | 1000 | TRUE |  | Gasoline (containing <=10% ethanol) | FALSE | Unknown | Coeur D'Alene Tribe | St. Maries Municipal Airport (formerly Benewah County Airport) | Hwy. 3N | Saint Maries | ID | 83861
10 | 2100017 | Wilbur-Ellis Co. (formerly Palouse Producers) | Tank 1 | Tank 1 Compartment | Permanently Out of Use | 500 | TRUE |  | Gasoline (containing <=10% ethanol) | FALSE | Unknown | Coeur D'Alene Tribe | Wilbur-Ellis Co. (formerly Palouse Producers) | Hwy 95 | Tensed | ID | 83870
10 | 2100019 | Idaho Dept. of Lands | Tank 1 | Tank 1 Compartment | Permanently Out of Use | 2000 | TRUE |  | Gasoline (containing <=10% ethanol) | FALSE | Unknown | Coeur D'Alene Tribe | Idaho Dept. of Lands | 1806 Main St. | Saint Maries | ID | 83861
10 | 2100019 | Idaho Dept. of Lands | Tank 2 | Tank 2 Compartment | Permanently Out of Use | 1000 | TRUE |  | Gasoline (containing <=10% ethanol) | FALSE | Unknown | Coeur D'Alene Tribe | Idaho Dept. of Lands | 1806 Main St. | Saint Maries | ID | 83861
10 | 2100020 | Hard Rock Contractors | Tank 1 | Tank 1 Compartment | Permanently Out of Use | 550 | TRUE |  | Gasoline (containing <=10% ethanol) | FALSE | Unknown | Coeur D'Alene Tribe | Hard Rock Contractors | 782 Seltice Rd. | Tensed | ID | 83870
10 | 2100021 | E. A. DeShields | Tank 1 | Tank 1 Compartment | Permanently Out of Use | 2000 | TRUE |  | Gasoline (containing <=10% ethanol) | FALSE | Unknown | Coeur D'Alene Tribe | E. A. DeShields | HCO #1 Box 125 | Desmet | ID | 83824
10 | 2100021 | E. A. DeShields | Tank 2 | Tank 2 Compartment | Permanently Out of Use | 5000 | TRUE |  | Diesel | FALSE | Unknown | Coeur D'Alene Tribe | E. A. DeShields | HCO #1 Box 125 | Desmet | ID | 83824
10 | 2100022 | Heyburn State Park - Rocky Point Resort | Tank 1 | Tank 1 Compartment | Permanently Out of Use | 500 | TRUE |  | Gasoline (containing <=10% ethanol) | FALSE | Unknown | Coeur D'Alene Tribe | Heyburn State Park - Rocky Point Resort | Rocky Point Resort / Marina | Plummer | ID | 83851
10 | 2100022 | Heyburn State Park - Rocky Point Resort | Tank 2 | Tank 2 Compartment | Permanently Out of Use | 1500 | TRUE |  | Gasoline (containing <=10% ethanol) | FALSE | Unknown | Coeur D'Alene Tribe | Heyburn State Park - Rocky Point Resort | Rocky Point Resort / Marina | Plummer | ID | 83851
10 | 2100022 | Heyburn State Park - Rocky Point Resort | Tank 3 | Tank 3 Compartment | Permanently Out of Use | 1000 | TRUE |  | Gasoline (containing <=10% ethanol) | FALSE | Unknown | Coeur D'Alene Tribe | Heyburn State Park - Rocky Point Resort | Rocky Point Resort / Marina | Plummer | ID | 83851
10 | 2100023 | Heyburn State Park - Benewah Resort | Tank 1 | Tank 1 Compartment | Permanently Out of Use | 550 | TRUE |  | Gasoline (containing <=10% ethanol) | FALSE | Unknown | Coeur D'Alene Tribe | Heyburn State Park - Benewah Resort | P.O. Box 218 | Saint Maries | ID | 83861
10 | 2100023 | Heyburn State Park - Benewah Resort | Tank 2 | Tank 2 Compartment | Permanently Out of Use | 550 | TRUE |  | Gasoline (containing <=10% ethanol) | FALSE | Unknown | Coeur D'Alene Tribe | Heyburn State Park - Benewah Resort | P.O. Box 218 | Saint Maries | ID | 83861
10 | 2100023 | Heyburn State Park - Benewah Resort | Tank 3 | Tank 3 Compartment | Permanently Out of Use | 550 | TRUE |  | Gasoline (containing <=10% ethanol) | FALSE | Unknown | Coeur D'Alene Tribe | Heyburn State Park - Benewah Resort | P.O. Box 218 | Saint Maries | ID | 83861
10 | 2100024 | Heyburn State Park - MTCE Yard | Tank 1 | Tank 1 Compartment | Permanently Out of Use | 550 | TRUE |  | Gasoline (containing <=10% ethanol) | FALSE | Unknown | Coeur D'Alene Tribe | Heyburn State Park - MTCE Yard | 7 Mi E of Plummer Off Hwy 5 | Plummer | ID | 83851
10 | 2100024 | Heyburn State Park - MTCE Yard | Tank 2 | Tank 2 Compartment | Permanently Out of Use | 550 | TRUE |  | Gasoline (containing <=10% ethanol) | FALSE | Unknown | Coeur D'Alene Tribe | Heyburn State Park - MTCE Yard | 7 Mi E of Plummer Off Hwy 5 | Plummer | ID | 83851
10 | 2100025 | Evergreen Land Co. | Tank 1 | Tank 1 Compartment | Permanently Out of Use | 10000 | TRUE | 2022-07-27 | Diesel | FALSE | Unknown | Coeur D'Alene Tribe | Evergreen Land Co. | 330 Meredith Road (formerly Rt. 1, Box 22) | Plummer | ID | 83851
10 | 2100025 | Evergreen Land Co. | Tank 2 | Tank 2 Compartment | Permanently Out of Use | 4000 | TRUE | 2022-07-27 | Diesel | FALSE | Unknown | Coeur D'Alene Tribe | Evergreen Land Co. | 330 Meredith Road (formerly Rt. 1, Box 22) | Plummer | ID | 83851
10 | 2100026 | A & E Quick Stop | Tank 1 | Tank 1 Compartment | Currently in Use | 10000 | TRUE |  | Gasoline (containing <=10% ethanol) | TRUE | Spill Bucket | Coeur D'Alene Tribe | A & E Quick Stop | 300 10th StreetUS Hwy. 195 & State Hwy. 5 | Plummer | ID | 83851
10 | 2100026 | A & E Quick Stop | Tank 2 | Tank 2 Compartment | Currently in Use | 6000 | TRUE |  | Diesel | TRUE | Spill Bucket | Coeur D'Alene Tribe | A & E Quick Stop | 300 10th StreetUS Hwy. 195 & State Hwy. 5 | Plummer | ID | 83851
10 | 2100026 | A & E Quick Stop | Tank 3 | Tank 3 Compartment | Currently in Use | 6000 | TRUE |  | Gasoline (containing <=10% ethanol) | TRUE | Spill Bucket | Coeur D'Alene Tribe | A & E Quick Stop | 300 10th StreetUS Hwy. 195 & State Hwy. 5 | Plummer | ID | 83851
10 | 2100027 | Teal Flying Service | Tank 1 | Tank 1 Compartment | Permanently Out of Use | 2000 | TRUE |  | Av Gas | FALSE | Unknown | Coeur D'Alene Tribe | Teal Flying Service | HCO #1 Box 50 (Hangman Creek Rd just north of Taylor Rd.) | Tensed | ID | 83870
10 | 2100027 | Teal Flying Service | Tank 2 | Tank 2 Compartment | Permanently Out of Use | 10000 | TRUE |  | Av Gas | FALSE | Unknown | Coeur D'Alene Tribe | Teal Flying Service | HCO #1 Box 50 (Hangman Creek Rd just north of Taylor Rd.) | Tensed | ID | 83870
10 | 2100028 | St. Maries Oil Co. / dba City Services Valcon | Tank 2 | Tank 2 Compartment | Permanently Out of Use | 550 | TRUE |  | Diesel | FALSE | Unknown | Coeur D'Alene Tribe | St. Maries Oil Co. / dba City Services Valcon | 2242 Idaho Ave | Saint Maries | ID | 83861
10 | 2100028 | St. Maries Oil Co. / dba City Services Valcon | Tank 3 | Tank 3 Compartment | Permanently Out of Use | 2000 | TRUE |  | Diesel | FALSE | Unknown | Coeur D'Alene Tribe | St. Maries Oil Co. / dba City Services Valcon | 2242 Idaho Ave | Saint Maries | ID | 83861
10 | 2100028 | St. Maries Oil Co. / dba City Services Valcon | Tank 4 | Tank 4 Compartment | Permanently Out of Use | 3000 | TRUE |  | Gasoline (containing <=10% ethanol) | FALSE | Unknown | Coeur D'Alene Tribe | St. Maries Oil Co. / dba City Services Valcon | 2242 Idaho Ave | Saint Maries | ID | 83861
10 | 2100028 | St. Maries Oil Co. / dba City Services Valcon | Tank 5 | Tank 5 Compartment | Permanently Out of Use | 8000 | TRUE |  | Gasoline (containing <=10% ethanol) | FALSE | Unknown | Coeur D'Alene Tribe | St. Maries Oil Co. / dba City Services Valcon | 2242 Idaho Ave | Saint Maries | ID | 83861
10 | 2100028 | St. Maries Oil Co. / dba City Services Valcon | Tank 6 | Tank 6 Compartment | Permanently Out of Use | 5000 | TRUE |  | Diesel | FALSE | Unknown | Coeur D'Alene Tribe | St. Maries Oil Co. / dba City Services Valcon | 2242 Idaho Ave | Saint Maries | ID | 83861
10 | 2100028 | St. Maries Oil Co. / dba City Services Valcon | Tank 7 | Tank 7 Compartment | Permanently Out of Use | 1000 | TRUE |  | Gasoline (containing <=10% ethanol) | FALSE | Unknown | Coeur D'Alene Tribe | St. Maries Oil Co. / dba City Services Valcon | 2242 Idaho Ave | Saint Maries | ID | 83861
10 | 2100028 | St. Maries Oil Co. / dba City Services Valcon | Tank 9 | Tank 9 Compartment | Temporarily Out of Use | 15000 | TRUE |  | Diesel | TRUE | Spill Bucket | Coeur D'Alene Tribe | St. Maries Oil Co. / dba City Services Valcon | 2242 Idaho Ave | Saint Maries | ID | 83861
10 | 2100028 | St. Maries Oil Co. / dba City Services Valcon | Tank 10 | Tank 10 Compartment | Currently in Use | 15000 | TRUE |  | Gasoline (containing <=10% ethanol) | TRUE | Spill Bucket | Coeur D'Alene Tribe | St. Maries Oil Co. / dba City Services Valcon | 2242 Idaho Ave | Saint Maries | ID | 83861
10 | 2100028 | St. Maries Oil Co. / dba City Services Valcon | Tank 11 | Tank 11 Compartment | Currently in Use | 15000 | TRUE |  | Diesel | TRUE | Spill Bucket | Coeur D'Alene Tribe | St. Maries Oil Co. / dba City Services Valcon | 2242 Idaho Ave | Saint Maries | ID | 83861
10 | 2100028 | St. Maries Oil Co. / dba City Services Valcon | Tank 12 | Tank 12 Compartment | Currently in Use | 15000 | TRUE |  | Diesel | TRUE | Spill Bucket | Coeur D'Alene Tribe | St. Maries Oil Co. / dba City Services Valcon | 2242 Idaho Ave | Saint Maries | ID | 83861
10 | 2100028 | St. Maries Oil Co. / dba City Services Valcon | Tank 13 | Tank 13 Compartment 13a | Currently in Use | 7500 | TRUE |  | Gasoline (containing <=10% ethanol) | TRUE | Spill Bucket | Coeur D'Alene Tribe | St. Maries Oil Co. / dba City Services Valcon | 2242 Idaho Ave | Saint Maries | ID | 83861
10 | 2100028 | St. Maries Oil Co. / dba City Services Valcon | Tank 13 | Tank 13 Compartment 13b | Currently in Use | 7500 | TRUE |  | Gasoline (containing <=10% ethanol) | TRUE | Spill Bucket | Coeur D'Alene Tribe | St. Maries Oil Co. / dba City Services Valcon | 2242 Idaho Ave | Saint Maries | ID | 83861
10 | 2100028 | St. Maries Oil Co. / dba City Services Valcon | Tank 14 | Tank 14 Compartment 14a | Currently in Use | 5000 | TRUE |  | Gasoline (containing <=10% ethanol) | TRUE | Spill Bucket | Coeur D'Alene Tribe | St. Maries Oil Co. / dba City Services Valcon | 2242 Idaho Ave | Saint Maries | ID | 83861
10 | 2100028 | St. Maries Oil Co. / dba City Services Valcon | Tank 14 | Tank 14 Compartment 14b | Currently in Use | 5000 | TRUE |  | Gasoline (containing <=10% ethanol) | TRUE | Spill Bucket | Coeur D'Alene Tribe | St. Maries Oil Co. / dba City Services Valcon | 2242 Idaho Ave | Saint Maries | ID | 83861
10 | 2100029 | Mullan Trail Service | Tank 1 | Tank 1 Compartment | Permanently Out of Use | 4000 | TRUE |  | Gasoline (containing <=10% ethanol) | FALSE | Unknown | Coeur D'Alene Tribe | Mullan Trail Service | 1500 Main St. | Saint Maries | ID | 83861
10 | 2100029 | Mullan Trail Service | Tank 2 | Tank 2 Compartment | Permanently Out of Use | 1000 | TRUE |  | Gasoline (containing <=10% ethanol) | FALSE | Unknown | Coeur D'Alene Tribe | Mullan Trail Service | 1500 Main St. | Saint Maries | ID | 83861
10 | 2100029 | Mullan Trail Service | Tank 3 | Tank 3 Compartment | Permanently Out of Use | 1000 | TRUE |  | Gasoline (containing <=10% ethanol) | FALSE | Unknown | Coeur D'Alene Tribe | Mullan Trail Service | 1500 Main St. | Saint Maries | ID | 83861
10 | 2100029 | Mullan Trail Service | Tank 4 | Tank 4 Compartment | Permanently Out of Use | 550 | TRUE |  | Diesel | FALSE | Unknown | Coeur D'Alene Tribe | Mullan Trail Service | 1500 Main St. | Saint Maries | ID | 83861
10 | 2100029 | Mullan Trail Service | Tank 6 | Tank 6 Compartment | Permanently Out of Use | 550 | TRUE |  | Used Oil | FALSE | Unknown | Coeur D'Alene Tribe | Mullan Trail Service | 1500 Main St. | Saint Maries | ID | 83861
10 | 2100030 | #12500 Plummer MTCE Yard | Tank 1 | Tank 1 Compartment | Permanently Out of Use | 2000 | TRUE |  | Diesel | FALSE | Unknown | Coeur D'Alene Tribe | #12500 Plummer MTCE Yard | U.S. Hwy. 95, MP 396.316 | Plummer | ID | 83851
10 | 2100030 | #12500 Plummer MTCE Yard | Tank 2 | Tank 2 Compartment | Permanently Out of Use | 2000 | TRUE |  | Gasoline (containing <=10% ethanol) | FALSE | Unknown | Coeur D'Alene Tribe | #12500 Plummer MTCE Yard | U.S. Hwy. 95, MP 396.316 | Plummer | ID | 83851
10 | 2100030 | #12500 Plummer MTCE Yard | Tank 3 | Tank 3 Compartment | Permanently Out of Use | 1000 | TRUE |  | Used Oil | FALSE | Unknown | Coeur D'Alene Tribe | #12500 Plummer MTCE Yard | U.S. Hwy. 95, MP 396.316 | Plummer | ID | 83851
10 | 2100031 | Tensed Service Station | Tank 1 | Tank 1 Compartment | Permanently Out of Use | 3000 | TRUE |  | Gasoline (containing <=10% ethanol) | FALSE | Unknown | Coeur D'Alene Tribe | Tensed Service Station | 231 Hwy. 95 | Tensed | ID | 83870
10 | 2100031 | Tensed Service Station | Tank 2 | Tank 2 Compartment | Permanently Out of Use | 5000 | TRUE |  | Gasoline (containing <=10% ethanol) | FALSE | Unknown | Coeur D'Alene Tribe | Tensed Service Station | 231 Hwy. 95 | Tensed | ID | 83870
10 | 2100031 | Tensed Service Station | Tank 3 | Tank 3 Compartment | Permanently Out of Use | 1000 | TRUE |  | Unknown Petroleum | FALSE | Unknown | Coeur D'Alene Tribe | Tensed Service Station | 231 Hwy. 95 | Tensed | ID | 83870
10 | 2100031 | Tensed Service Station | Tank 4 | Tank 4 Compartment | Permanently Out of Use | 300 | TRUE |  | Gasoline (containing <=10% ethanol) | FALSE | Unknown | Coeur D'Alene Tribe | Tensed Service Station | 231 Hwy. 95 | Tensed | ID | 83870
10 | 2100031 | Tensed Service Station | Tank 5 | Tank 5 Compartment | Permanently Out of Use | 300 | TRUE |  | Unknown Petroleum | FALSE | Unknown | Coeur D'Alene Tribe | Tensed Service Station | 231 Hwy. 95 | Tensed | ID | 83870
10 | 2100031 | Tensed Service Station | Tank 6 | Tank 6 Compartment 6a | Temporarily Out of Use | 3000 | TRUE |  | Gasoline (containing <=10% ethanol) | TRUE | Spill Bucket | Coeur D'Alene Tribe | Tensed Service Station | 231 Hwy. 95 | Tensed | ID | 83870
10 | 2100031 | Tensed Service Station | Tank 6 | Tank 6 Compartment 6b | Temporarily Out of Use | 3000 | TRUE |  | Gasoline (containing <=10% ethanol) | TRUE | Spill Bucket | Coeur D'Alene Tribe | Tensed Service Station | 231 Hwy. 95 | Tensed | ID | 83870
10 | 2100032 | Glenn A. Madsen | Tank 1 | Tank 1 Compartment | Permanently Out of Use | 2500 | TRUE |  | Gasoline (containing <=10% ethanol) | FALSE | Unknown | Coeur D'Alene Tribe | Glenn A. Madsen | Rt 1 Box 70, Madsen Rd. | Plummer | ID | 83851
10 | 2100033 | Black Rock Marina (formerly Rockford Bay Marina) | Tank 1 | Tank 1 Compartment | Permanently Out of Use | 1500 | TRUE |  | Gasoline (containing <=10% ethanol) | TRUE | Spill Bucket | Coeur D'Alene Tribe | Black Rock Marina (formerly Rockford Bay Marina) | 8700 Rockford Bay Rd. | Coeur D Alene | ID | 83814
10 | 2100033 | Black Rock Marina (formerly Rockford Bay Marina) | Tank 2 | Tank 2 Compartment | Permanently Out of Use | 5000 | TRUE |  | Gasoline (containing <=10% ethanol) | TRUE | Spill Bucket | Coeur D'Alene Tribe | Black Rock Marina (formerly Rockford Bay Marina) | 8700 Rockford Bay Rd. | Coeur D Alene | ID | 83814
10 | 2100033 | Black Rock Marina (formerly Rockford Bay Marina) | Tank 3 | Tank 3 Compartment | Permanently Out of Use | 3000 | TRUE |  | Gasoline (containing <=10% ethanol) | TRUE | Spill Bucket | Coeur D'Alene Tribe | Black Rock Marina (formerly Rockford Bay Marina) | 8700 Rockford Bay Rd. | Coeur D Alene | ID | 83814
10 | 2100033 | Black Rock Marina (formerly Rockford Bay Marina) | Tank 4 | Tank 4 Compartment | Permanently Out of Use | 2000 | TRUE |  | Gasoline (containing <=10% ethanol) | TRUE | Spill Bucket | Coeur D'Alene Tribe | Black Rock Marina (formerly Rockford Bay Marina) | 8700 Rockford Bay Rd. | Coeur D Alene | ID | 83814
10 | 2100034 | Fighting Creek Smoke Shop | Tank 1 | Tank 1 Compartment | Permanently Out of Use | 4000 | TRUE |  | Diesel | TRUE | Spill Bucket | Coeur D'Alene Tribe | Fighting Creek Smoke Shop | 23181 S. Hwy. 95 | Coeur D Alene | ID | 83814
10 | 2100034 | Fighting Creek Smoke Shop | Tank 2 | Tank 2 Compartment | Permanently Out of Use | 8000 | TRUE |  | Gasoline (containing <=10% ethanol) | TRUE | Spill Bucket | Coeur D'Alene Tribe | Fighting Creek Smoke Shop | 23181 S. Hwy. 95 | Coeur D Alene | ID | 83814
10 | 2100035 | Conkling Park Marina | Tank 1 | Tank 1 Compartment | Currently in Use | 10000 | TRUE |  | Gasoline (containing <=10% ethanol) | TRUE | Spill Bucket | Coeur D'Alene Tribe | Conkling Park Marina | 20 W. Jerry Ln | Worley | ID | 83876
10 | 2100035 | Conkling Park Marina | Tank 2 | Tank 2 Compartment | Permanently Out of Use | 2000 | TRUE |  | Gasoline (containing <=10% ethanol) | FALSE | Unknown | Coeur D'Alene Tribe | Conkling Park Marina | 20 W. Jerry Ln | Worley | ID | 83876
10 | 2100036 | Worley Highway District | Tank 1 | Tank 1 Compartment | Permanently Out of Use | 1000 | TRUE |  | Gasoline (containing <=10% ethanol) | FALSE | Unknown | Coeur D'Alene Tribe | Worley Highway District | W 9720 B St | Worley | ID | 83876
10 | 2100036 | Worley Highway District | Tank 2 | Tank 2 Compartment | Permanently Out of Use | 2000 | TRUE |  | Diesel | FALSE | Unknown | Coeur D'Alene Tribe | Worley Highway District | W 9720 B St | Worley | ID | 83876
10 | 2100036 | Worley Highway District | Tank 3 | Tank 3 Compartment | Currently in Use | 6000 | TRUE |  | Gasoline (containing <=10% ethanol) | TRUE | Spill Bucket | Coeur D'Alene Tribe | Worley Highway District | W 9720 B St | Worley | ID | 83876
10 | 2100036 | Worley Highway District | Tank 4 | Tank 4 Compartment | Currently in Use | 8000 | TRUE |  | Diesel | TRUE | Spill Bucket | Coeur D'Alene Tribe | Worley Highway District | W 9720 B St | Worley | ID | 83876
10 | 2100037 | Tensed Fire District | Tank 1 | Tank 1 Compartment | Permanently Out of Use | 500 | TRUE |  | Gasoline (containing <=10% ethanol) | FALSE | Unknown | Coeur D'Alene Tribe | Tensed Fire District | Hwy. 95 | Tensed | ID | 83870
10 | 2100038 | Seeds, Inc. | Tank 1 | Tank 1 Compartment | Permanently Out of Use | 1000 | TRUE |  | Gasoline (containing <=10% ethanol) | FALSE | Unknown | Coeur D'Alene Tribe | Seeds, Inc. | West on Setters Rd off US Hwy 95 | Worley | ID | 83876
10 | 2100039 | Sun-Up Bay Resort | Tank 1 | Tank 1 Compartment | Currently in Use | 4000 | TRUE |  | Gasoline (containing <=10% ethanol) | TRUE | Spill Bucket | Coeur D'Alene Tribe | Sun-Up Bay Resort | 9480 W. Pine Terrace Dr. | Worley | ID | 83876
10 | 2100040 | Coeur d'Alene Tribal Police Dept. | Tank 1 | Tank 1 Compartment | Permanently Out of Use | 1000 | TRUE |  | Gasoline (containing <=10% ethanol) | FALSE | Unknown | Coeur D'Alene Tribe | Coeur d'Alene Tribal Police Dept. | Rt 1 CDA Tribal Subagency | Plummer | ID | 83851
10 | 2100040 | Coeur d'Alene Tribal Police Dept. | Tank 2 | Tank 2 Compartment | Permanently Out of Use | 1000 | TRUE |  | Diesel | FALSE | Unknown | Coeur D'Alene Tribe | Coeur d'Alene Tribal Police Dept. | Rt 1 CDA Tribal Subagency | Plummer | ID | 83851
10 | 2100041 | BIA Road Shop | Tank 1 | Tank 1 Compartment | Permanently Out of Use | 2000 | TRUE |  | Gasoline (containing <=10% ethanol) | FALSE | Unknown | Coeur D'Alene Tribe | BIA Road Shop | 850 A St. | Plummer | ID | 83851
10 | 2100041 | BIA Road Shop | Tank 2 | Tank 2 Compartment | Permanently Out of Use | 1000 | TRUE |  | Diesel | FALSE | Unknown | Coeur D'Alene Tribe | BIA Road Shop | 850 A St. | Plummer | ID | 83851
10 | 2100042 | Former Worley Cooperative Supply | Tank 1 | Tank 1 Compartment | Permanently Out of Use | 550 | TRUE |  | Gasoline (containing <=10% ethanol) | FALSE | Unknown | Coeur D'Alene Tribe | Former Worley Cooperative Supply | 9825 F St. (Hwy. 95) | Worley | ID | 83876
10 | 2100042 | Former Worley Cooperative Supply | Tank 2 | Tank 2 Compartment | Permanently Out of Use | 500 | TRUE |  | Gasoline (containing <=10% ethanol) | FALSE | Unknown | Coeur D'Alene Tribe | Former Worley Cooperative Supply | 9825 F St. (Hwy. 95) | Worley | ID | 83876
10 | 2100043 | Warpath | Tank 1 | Tank 1 Compartment 1a | Currently in Use | 8000 | TRUE |  | Diesel | TRUE | Spill Bucket | Coeur D'Alene Tribe | Warpath | 165 N. Hwy. 95 | Plummer | ID | 83851
10 | 2100043 | Warpath | Tank 1 | Tank 2 Compartment 2b | Temporarily Out of Use | 4000 | TRUE | 2017-04-18 | Diesel | TRUE | Spill Bucket | Coeur D'Alene Tribe | Warpath | 165 N. Hwy. 95 | Plummer | ID | 83851
10 | 2100043 | Warpath | Tank 1 | Tank 2 Compartment 2a | Currently in Use | 8000 | TRUE | 1997-01-01 | Gasoline (containing <=10% ethanol) | TRUE | Spill Bucket | Coeur D'Alene Tribe | Warpath | 165 N. Hwy. 95 | Plummer | ID | 83851
10 | 2100043 | Warpath | Tank 1 | Tank 1 Compartment 1b | Currently in Use | 4000 | TRUE |  | Gasoline (containing <=10% ethanol) | TRUE | Spill Bucket | Coeur D'Alene Tribe | Warpath | 165 N. Hwy. 95 | Plummer | ID | 83851
10 | 2100043 | Warpath | Tank 2 | Tank 2 Compartment 2a | Temporarily Out of Use | 8000 | TRUE |  | Gasoline (containing <=10% ethanol) | TRUE | Spill Bucket | Coeur D'Alene Tribe | Warpath | 165 N. Hwy. 95 | Plummer | ID | 83851
10 | 2100043 | Warpath | Tank 2 | Tank 2 Compartment 2b | Currently in Use | 4000 | TRUE |  | Gasoline (containing <=10% ethanol) | TRUE | Spill Bucket | Coeur D'Alene Tribe | Warpath | 165 N. Hwy. 95 | Plummer | ID | 83851
10 | 2100044 | Plummer Central Office 1610 | Tank 1610-B01-1 | Tank 1610-B01-1 Compartment | Permanently Out of Use | 500 | TRUE |  | Diesel | FALSE | Unknown | Coeur D'Alene Tribe | Plummer Central Office 1610 | 397355 Hwy. 95 | Plummer | ID | 83851
10 | 2100044 | Plummer Central Office 1610 | Tank 1610-B01-2 | Tank 1610-B01-2 Compartment | Permanently Out of Use | 500 | TRUE |  | Diesel | TRUE | Spill Bucket | Coeur D'Alene Tribe | Plummer Central Office 1610 | 397355 Hwy. 95 | Plummer | ID | 83851
10 | 2100045 | City Service Valcon | Tank 1 | Tank 1 Compartment | Permanently Out of Use | 5000 | TRUE |  | Diesel | TRUE | Spill Bucket | Coeur D'Alene Tribe | City Service Valcon | 454 U.S. Hwy. 95 MP 382 | Tensed | ID | 83870
10 | 2100046 | Brix Maritime Towing, Inc. (formerly Lafferty Transportation Co.) | Tank 1 | Tank 1 Compartment | Permanently Out of Use | 8000 | TRUE |  | Diesel | FALSE | Unknown | Coeur D'Alene Tribe | Brix Maritime Towing, Inc. (formerly Lafferty Transportation Co.) | Conkling Park Marina | Worley | ID | 83876
10 | 2100047 | Fightin' Creek | Tank 1 | Tank 1 Compartment 1A | Currently in Use | 14000 | TRUE |  | Diesel | TRUE | Spill Bucket | Coeur D'Alene Tribe | Fightin' Creek | 12727 W. Elder Rd. | Worley | ID | 83876
10 | 2100047 | Fightin' Creek | Tank 2 | Tank 2 Compartment 2B | Currently in Use | 5000 | TRUE |  | Gasoline (containing <=10% ethanol) | TRUE | Spill Bucket | Coeur D'Alene Tribe | Fightin' Creek | 12727 W. Elder Rd. | Worley | ID | 83876
10 | 2100047 | Fightin' Creek | Tank 2 | Tank 2 Compartment 2A | Currently in Use | 15000 | TRUE |  | Gasoline (containing <=10% ethanol) | TRUE | Spill Bucket | Coeur D'Alene Tribe | Fightin' Creek | 12727 W. Elder Rd. | Worley | ID | 83876
10 | 2100047 | Fightin' Creek | Tank 1 | Tank 1 Compartment 1B | Currently in Use | 6000 | TRUE |  | Diesel | TRUE | Spill Bucket | Coeur D'Alene Tribe | Fightin' Creek | 12727 W. Elder Rd. | Worley | ID | 83876
10 | 2100048 | BHS Smoke Shop | Tank 1 | Tank 1 Compartment 1a | Currently in Use | 12000 | TRUE |  | Gasoline (containing <=10% ethanol) | TRUE | Spill Bucket | Coeur D'Alene Tribe | BHS Smoke Shop | 9824 W. F St. | Worley | ID | 83876
10 | 2100048 | BHS Smoke Shop | Tank 1 | Tank 1 Compartment 1c | Currently in Use | 7000 | TRUE |  | Diesel | TRUE | Spill Bucket | Coeur D'Alene Tribe | BHS Smoke Shop | 9824 W. F St. | Worley | ID | 83876
10 | 2100048 | BHS Smoke Shop | Tank 1 | Tank 1 Compartment 1b | Currently in Use | 7000 | TRUE |  | Gasoline (containing <=10% ethanol) | TRUE | Spill Bucket | Coeur D'Alene Tribe | BHS Smoke Shop | 9824 W. F St. | Worley | ID | 83876
10 | 2200001 | Avis Rent-A-Car System, Inc. | Tank 1 | Tank 1 Compartment | Permanently Out of Use | 2000 | TRUE |  | Gasoline (containing <=10% ethanol) | FALSE | Unknown | Shoshone-Bannock Tribes of the Fort Hall Reservation | Avis Rent-A-Car System, Inc. | 2036 S. Airport Way #8 | Pocatello | ID | 83204
10 | 2200002 | Harold Whittier | Tank 1 | Tank 1 Compartment | Temporarily Out of Use | 10000 | TRUE |  | Diesel | FALSE | Unknown | Shoshone-Bannock Tribes of the Fort Hall Reservation | Harold Whittier | Arbon Valley Rd. | Arbon | ID | 83212
10 | 2200003 | R-Homes, Inc. | Tank 1 | Tank 1 Compartment | Permanently Out of Use | 500 | TRUE |  | Gasoline (containing <=10% ethanol) | FALSE | Unknown | Shoshone-Bannock Tribes of the Fort Hall Reservation | R-Homes, Inc. | Pocatello Municipal Airport, P.O. Box 4169 | Pocatello | ID | 83204
10 | 2200004 | Stop N Shop | Tank 1 | Tank 1 Compartment | Permanently Out of Use | 10000 | TRUE |  | Gasoline (containing <=10% ethanol) | FALSE | Unknown | Shoshone-Bannock Tribes of the Fort Hall Reservation | Stop N Shop | 91 Old Hwy. | Pocatello | ID | 83201
10 | 2200004 | Stop N Shop | Tank 2 | Tank 2 Compartment | Permanently Out of Use | 2000 | TRUE |  | Gasoline (containing <=10% ethanol) | FALSE | Unknown | Shoshone-Bannock Tribes of the Fort Hall Reservation | Stop N Shop | 91 Old Hwy. | Pocatello | ID | 83201
10 | 2200004 | Stop N Shop | Tank 3 | Tank 3 Compartment | Permanently Out of Use | 2000 | TRUE |  | Gasoline (containing <=10% ethanol) | FALSE | Unknown | Shoshone-Bannock Tribes of the Fort Hall Reservation | Stop N Shop | 91 Old Hwy. | Pocatello | ID | 83201
10 | 2200004 | Stop N Shop | Tank 4 | Tank 4 Compartment 4a | Temporarily Out of Use | 8000 | TRUE |  | Gasoline (containing <=10% ethanol) | TRUE | Spill Bucket | Shoshone-Bannock Tribes of the Fort Hall Reservation | Stop N Shop | 91 Old Hwy. | Pocatello | ID | 83201
10 | 2200004 | Stop N Shop | Tank 4 | Tank 4 Compartment 4b | Temporarily Out of Use | 2000 | TRUE |  | Gasoline (containing <=10% ethanol) | TRUE | Spill Bucket | Shoshone-Bannock Tribes of the Fort Hall Reservation | Stop N Shop | 91 Old Hwy. | Pocatello | ID | 83201
10 | 2200005 | BIA Fort Hall Agency, Fort Hall Irrigation Dept. | Tank 1 | Tank 1 Compartment | Permanently Out of Use | 4000 | TRUE |  | Gasoline (containing <=10% ethanol) | FALSE | Unknown | Shoshone-Bannock Tribes of the Fort Hall Reservation | BIA Fort Hall Agency, Fort Hall Irrigation Dept. |  | Fort Hall | ID | 83203
10 | 2200005 | BIA Fort Hall Agency, Fort Hall Irrigation Dept. | Tank 2 | Tank 2 Compartment | Permanently Out of Use | 1000 | TRUE |  | Diesel | FALSE | Unknown | Shoshone-Bannock Tribes of the Fort Hall Reservation | BIA Fort Hall Agency, Fort Hall Irrigation Dept. |  | Fort Hall | ID | 83203
10 | 2200005 | BIA Fort Hall Agency, Fort Hall Irrigation Dept. | Tank 3 | Tank 3 Compartment | Permanently Out of Use | 2000 | TRUE |  | Diesel | TRUE | Spill Bucket | Shoshone-Bannock Tribes of the Fort Hall Reservation | BIA Fort Hall Agency, Fort Hall Irrigation Dept. |  | Fort Hall | ID | 83203
10 | 2200005 | BIA Fort Hall Agency, Fort Hall Irrigation Dept. | Tank 4 | Tank 4 Compartment | Permanently Out of Use | 1000 | TRUE |  | Gasoline (containing <=10% ethanol) | TRUE | Spill Bucket | Shoshone-Bannock Tribes of the Fort Hall Reservation | BIA Fort Hall Agency, Fort Hall Irrigation Dept. |  | Fort Hall | ID | 83203
10 | 2200006 | Thompson Farms | Tank 2 | Tank 2 Compartment | Permanently Out of Use | 5000 | TRUE |  | Gasoline (containing <=10% ethanol) | FALSE | Unknown | Shoshone-Bannock Tribes of the Fort Hall Reservation | Thompson Farms | Simplot Rd. | Fort Hall | ID | 83203
10 | 2200006 | Thompson Farms | Tank 3 | Tank 3 Compartment | Permanently Out of Use | 8000 | TRUE |  | Diesel | FALSE | Unknown | Shoshone-Bannock Tribes of the Fort Hall Reservation | Thompson Farms | Simplot Rd. | Fort Hall | ID | 83203
10 | 2200007 | Edward A. Smith Farms | Tank 1 | Tank 1 Compartment | Permanently Out of Use | 10000 | TRUE |  | Diesel | FALSE | Unknown | Shoshone-Bannock Tribes of the Fort Hall Reservation | Edward A. Smith Farms | 2098 Michaud Creek Rd. | Pocatello | ID | 83201
10 | 2200007 | Edward A. Smith Farms | Tank 2 | Tank 2 Compartment | Permanently Out of Use | 10000 | TRUE |  | Gasoline (containing <=10% ethanol) | FALSE | Unknown | Shoshone-Bannock Tribes of the Fort Hall Reservation | Edward A. Smith Farms | 2098 Michaud Creek Rd. | Pocatello | ID | 83201
10 | 2200010 | Trading Post Gas (former location) | Tank 1 | Tank 1 Compartment | Permanently Out of Use | 12000 | TRUE |  | Diesel | TRUE | Spill Bucket | Shoshone-Bannock Tribes of the Fort Hall Reservation | Trading Post Gas (former location) | Interstate Hwy. 15, Exit 80 | Fort Hall | ID | 83203
10 | 2200010 | Trading Post Gas (former location) | Tank 2 | Tank 2 Compartment | Permanently Out of Use | 12000 | TRUE |  | Diesel | TRUE | Spill Bucket | Shoshone-Bannock Tribes of the Fort Hall Reservation | Trading Post Gas (former location) | Interstate Hwy. 15, Exit 80 | Fort Hall | ID | 83203
10 | 2200010 | Trading Post Gas (former location) | Tank 3 | Tank 3 Compartment | Permanently Out of Use | 10000 | TRUE |  | Gasoline (containing <=10% ethanol) | TRUE | Spill Bucket | Shoshone-Bannock Tribes of the Fort Hall Reservation | Trading Post Gas (former location) | Interstate Hwy. 15, Exit 80 | Fort Hall | ID | 83203
10 | 2200010 | Trading Post Gas (former location) | Tank 4 | Tank 4 Compartment | Permanently Out of Use | 10000 | TRUE |  | Gasoline (containing <=10% ethanol) | TRUE | Spill Bucket | Shoshone-Bannock Tribes of the Fort Hall Reservation | Trading Post Gas (former location) | Interstate Hwy. 15, Exit 80 | Fort Hall | ID | 83203
10 | 2200010 | Trading Post Gas (former location) | Tank 5 | Tank 5 Compartment | Permanently Out of Use | 10000 | TRUE |  | Gasoline (containing <=10% ethanol) | TRUE | Spill Bucket | Shoshone-Bannock Tribes of the Fort Hall Reservation | Trading Post Gas (former location) | Interstate Hwy. 15, Exit 80 | Fort Hall | ID | 83203
10 | 2200011 | K & W Farms | Tank 1 | Tank 1 Compartment | Permanently Out of Use | 5000 | TRUE |  | Gasoline (containing <=10% ethanol) | FALSE | Unknown | Shoshone-Bannock Tribes of the Fort Hall Reservation | K & W Farms | Marshall Rd. | Fort Hall | ID | 83203
10 | 2200011 | K & W Farms | Tank 2 | Tank 2 Compartment | Permanently Out of Use | 5000 | TRUE |  | Diesel | FALSE | Unknown | Shoshone-Bannock Tribes of the Fort Hall Reservation | K & W Farms | Marshall Rd. | Fort Hall | ID | 83203
10 | 2200012 | National Weather Service Office | Tank 1 | Tank 1 Compartment | Permanently Out of Use | 500 | TRUE |  | Diesel | FALSE | Unknown | Shoshone-Bannock Tribes of the Fort Hall Reservation | National Weather Service Office | 20369 Thunderbolt St. - C Pocatello Airport | Pocatello | ID | 83204
10 | 2200013 | FMC - Pocatello | Tank A | Tank A Compartment | Permanently Out of Use | 500 | TRUE |  | Gasoline (containing <=10% ethanol) | FALSE | Unknown | Shoshone-Bannock Tribes of the Fort Hall Reservation | FMC - Pocatello | Rt. 30 W of Pocatello, P.O. Box 4111 | Pocatello | ID | 83202
10 | 2200013 | FMC - Pocatello | Tank T001 | Tank T001 Compartment | Permanently Out of Use | 10000 | TRUE |  | Diesel | FALSE | Unknown | Shoshone-Bannock Tribes of the Fort Hall Reservation | FMC - Pocatello | Rt. 30 W of Pocatello, P.O. Box 4111 | Pocatello | ID | 83202
10 | 2200013 | FMC - Pocatello | Tank T002 | Tank T002 Compartment | Permanently Out of Use | 800 | TRUE |  | Diesel | FALSE | Unknown | Shoshone-Bannock Tribes of the Fort Hall Reservation | FMC - Pocatello | Rt. 30 W of Pocatello, P.O. Box 4111 | Pocatello | ID | 83202
10 | 2200013 | FMC - Pocatello | Tank T003 | Tank T003 Compartment | Permanently Out of Use | 9000 | TRUE |  | Diesel | FALSE | Unknown | Shoshone-Bannock Tribes of the Fort Hall Reservation | FMC - Pocatello | Rt. 30 W of Pocatello, P.O. Box 4111 | Pocatello | ID | 83202
10 | 2200013 | FMC - Pocatello | Tank T004 | Tank T004 Compartment | Permanently Out of Use | 12000 | TRUE |  | Diesel | FALSE | Unknown | Shoshone-Bannock Tribes of the Fort Hall Reservation | FMC - Pocatello | Rt. 30 W of Pocatello, P.O. Box 4111 | Pocatello | ID | 83202
10 | 2200013 | FMC - Pocatello | Tank T005 | Tank T005 Compartment | Permanently Out of Use | 10000 | TRUE |  | Gasoline (containing <=10% ethanol) | FALSE | Unknown | Shoshone-Bannock Tribes of the Fort Hall Reservation | FMC - Pocatello | Rt. 30 W of Pocatello, P.O. Box 4111 | Pocatello | ID | 83202
10 | 2200013 | FMC - Pocatello | Tank T006 | Tank T006 Compartment | Permanently Out of Use | 1000 | TRUE |  | Other | FALSE | Unknown | Shoshone-Bannock Tribes of the Fort Hall Reservation | FMC - Pocatello | Rt. 30 W of Pocatello, P.O. Box 4111 | Pocatello | ID | 83202
10 | 2200013 | FMC - Pocatello | Tank T007 | Tank T007 Compartment | Permanently Out of Use | 1000 | TRUE |  | Other | FALSE | Unknown | Shoshone-Bannock Tribes of the Fort Hall Reservation | FMC - Pocatello | Rt. 30 W of Pocatello, P.O. Box 4111 | Pocatello | ID | 83202
10 | 2200013 | FMC - Pocatello | Tank T008 | Tank T008 Compartment | Permanently Out of Use | 1500 | TRUE |  | Used Oil | FALSE | Unknown | Shoshone-Bannock Tribes of the Fort Hall Reservation | FMC - Pocatello | Rt. 30 W of Pocatello, P.O. Box 4111 | Pocatello | ID | 83202
10 | 2200013 | FMC - Pocatello | Tank T009 | Tank T009 Compartment | Permanently Out of Use | 104000 | TRUE |  | Hazardous Substance | FALSE | Unknown | Shoshone-Bannock Tribes of the Fort Hall Reservation | FMC - Pocatello | Rt. 30 W of Pocatello, P.O. Box 4111 | Pocatello | ID | 83202
10 | 2200013 | FMC - Pocatello | Tank T010 | Tank T010 Compartment | Permanently Out of Use | 104000 | TRUE |  | Hazardous Substance | FALSE | Unknown | Shoshone-Bannock Tribes of the Fort Hall Reservation | FMC - Pocatello | Rt. 30 W of Pocatello, P.O. Box 4111 | Pocatello | ID | 83202
10 | 2200013 | FMC - Pocatello | Tank T011 | Tank T011 Compartment | Permanently Out of Use | 104000 | TRUE |  | Hazardous Substance | FALSE | Unknown | Shoshone-Bannock Tribes of the Fort Hall Reservation | FMC - Pocatello | Rt. 30 W of Pocatello, P.O. Box 4111 | Pocatello | ID | 83202
10 | 2200013 | FMC - Pocatello | Tank T012 | Tank T012 Compartment | Permanently Out of Use | 104000 | TRUE |  | Hazardous Substance | FALSE | Unknown | Shoshone-Bannock Tribes of the Fort Hall Reservation | FMC - Pocatello | Rt. 30 W of Pocatello, P.O. Box 4111 | Pocatello | ID | 83202
10 | 2200013 | FMC - Pocatello | Tank T013 | Tank T013 Compartment | Permanently Out of Use | 104000 | TRUE |  | Hazardous Substance | FALSE | Unknown | Shoshone-Bannock Tribes of the Fort Hall Reservation | FMC - Pocatello | Rt. 30 W of Pocatello, P.O. Box 4111 | Pocatello | ID | 83202
10 | 2200013 | FMC - Pocatello | Tank T014 | Tank T014 Compartment | Permanently Out of Use | 104000 | TRUE |  | Hazardous Substance | FALSE | Unknown | Shoshone-Bannock Tribes of the Fort Hall Reservation | FMC - Pocatello | Rt. 30 W of Pocatello, P.O. Box 4111 | Pocatello | ID | 83202
10 | 2200013 | FMC - Pocatello | Tank T015 | Tank T015 Compartment | Permanently Out of Use | 104000 | TRUE |  | Hazardous Substance | FALSE | Unknown | Shoshone-Bannock Tribes of the Fort Hall Reservation | FMC - Pocatello | Rt. 30 W of Pocatello, P.O. Box 4111 | Pocatello | ID | 83202
10 | 2200013 | FMC - Pocatello | Tank T016 | Tank T016 Compartment | Permanently Out of Use | 104000 | TRUE |  | Hazardous Substance | FALSE | Unknown | Shoshone-Bannock Tribes of the Fort Hall Reservation | FMC - Pocatello | Rt. 30 W of Pocatello, P.O. Box 4111 | Pocatello | ID | 83202
10 | 2200013 | FMC - Pocatello | Tank T017 | Tank T017 Compartment | Permanently Out of Use | 104000 | TRUE |  | Hazardous Substance | FALSE | Unknown | Shoshone-Bannock Tribes of the Fort Hall Reservation | FMC - Pocatello | Rt. 30 W of Pocatello, P.O. Box 4111 | Pocatello | ID | 83202
10 | 2200013 | FMC - Pocatello | Tank T018 | Tank T018 Compartment | Permanently Out of Use | 104000 | TRUE |  | Hazardous Substance | FALSE | Unknown | Shoshone-Bannock Tribes of the Fort Hall Reservation | FMC - Pocatello | Rt. 30 W of Pocatello, P.O. Box 4111 | Pocatello | ID | 83202
10 | 2200013 | FMC - Pocatello | Tank T019 | Tank T019 Compartment | Permanently Out of Use | 104000 | TRUE |  | Hazardous Substance | FALSE | Unknown | Shoshone-Bannock Tribes of the Fort Hall Reservation | FMC - Pocatello | Rt. 30 W of Pocatello, P.O. Box 4111 | Pocatello | ID | 83202
10 | 2200013 | FMC - Pocatello | Tank T020 | Tank T020 Compartment | Permanently Out of Use | 104000 | TRUE |  | Hazardous Substance | FALSE | Unknown | Shoshone-Bannock Tribes of the Fort Hall Reservation | FMC - Pocatello | Rt. 30 W of Pocatello, P.O. Box 4111 | Pocatello | ID | 83202
10 | 2200013 | FMC - Pocatello | Tank T026 | Tank T026 Compartment | Permanently Out of Use | 55000 | TRUE |  | Hazardous Substance | FALSE | Unknown | Shoshone-Bannock Tribes of the Fort Hall Reservation | FMC - Pocatello | Rt. 30 W of Pocatello, P.O. Box 4111 | Pocatello | ID | 83202
10 | 2200013 | FMC - Pocatello | Tank T027 | Tank T027 Compartment | Permanently Out of Use | 55000 | TRUE |  | Hazardous Substance | FALSE | Unknown | Shoshone-Bannock Tribes of the Fort Hall Reservation | FMC - Pocatello | Rt. 30 W of Pocatello, P.O. Box 4111 | Pocatello | ID | 83202
10 | 2200013 | FMC - Pocatello | Tank T028 | Tank T028 Compartment | Permanently Out of Use | 8000 | TRUE |  | Diesel | FALSE | Unknown | Shoshone-Bannock Tribes of the Fort Hall Reservation | FMC - Pocatello | Rt. 30 W of Pocatello, P.O. Box 4111 | Pocatello | ID | 83202
10 | 2200013 | FMC - Pocatello | Tank T031 | Tank T031 Compartment | Permanently Out of Use | 500 | TRUE |  | Unknown | FALSE | Unknown | Shoshone-Bannock Tribes of the Fort Hall Reservation | FMC - Pocatello | Rt. 30 W of Pocatello, P.O. Box 4111 | Pocatello | ID | 83202
10 | 2200013 | FMC - Pocatello | Tank T040 | Tank T040 Compartment | Permanently Out of Use | 12000 | TRUE |  | Diesel | TRUE | Spill Bucket | Shoshone-Bannock Tribes of the Fort Hall Reservation | FMC - Pocatello | Rt. 30 W of Pocatello, P.O. Box 4111 | Pocatello | ID | 83202
10 | 2200013 | FMC - Pocatello | Tank T041 | Tank T041 Compartment | Permanently Out of Use | 10000 | TRUE |  | Gasoline (containing <=10% ethanol) | TRUE | Spill Bucket | Shoshone-Bannock Tribes of the Fort Hall Reservation | FMC - Pocatello | Rt. 30 W of Pocatello, P.O. Box 4111 | Pocatello | ID | 83202
10 | 2200014 | Tribal Police Station | Tank 1 | Tank 1 Compartment | Permanently Out of Use | 4000 | TRUE |  | Gasoline (containing <=10% ethanol) | FALSE | Unknown | Shoshone-Bannock Tribes of the Fort Hall Reservation | Tribal Police Station | Bannock Dr. | Fort Hall | ID | 83203
10 | 2200014 | Tribal Police Station | Tank 2 | Tank 2 Compartment | Permanently Out of Use | 6000 | TRUE |  | Gasoline (containing <=10% ethanol) | FALSE | Unknown | Shoshone-Bannock Tribes of the Fort Hall Reservation | Tribal Police Station | Bannock Dr. | Fort Hall | ID | 83203
10 | 2200015 | National Car Rental | Tank 1 | Tank 1 Compartment | Permanently Out of Use | 6000 | TRUE |  | Gasoline (containing <=10% ethanol) | FALSE | Unknown | Shoshone-Bannock Tribes of the Fort Hall Reservation | National Car Rental | 20369 Terminal Way #10 Pocatello Municipal Airport | Pocatello | ID | 83202
10 | 2200016 | Union Pacific Railroad - Michaud | Tank 1 | Tank 1 Compartment | Permanently Out of Use | 500 | TRUE |  | Gasoline (containing <=10% ethanol) | FALSE | Unknown | Shoshone-Bannock Tribes of the Fort Hall Reservation | Union Pacific Railroad - Michaud | Michaud Station - Milepost 222.0 | Pocatello | ID | 83201
10 | 2200017 | Union Pacific Railroad - Fort Hall | Tank 1 | Tank 1 Compartment | Permanently Out of Use | 550 | TRUE |  | Gasoline (containing <=10% ethanol) | FALSE | Unknown | Shoshone-Bannock Tribes of the Fort Hall Reservation | Union Pacific Railroad - Fort Hall | Fort Hall Station - Milepost 146.0 | Fort Hall | ID | 83203
10 | 2200018 | Western Farm Service, Inc. | Tank 1 | Tank 1 Compartment | Permanently Out of Use | 1000 | TRUE |  | Gasoline (containing <=10% ethanol) | FALSE | Unknown | Shoshone-Bannock Tribes of the Fort Hall Reservation | Western Farm Service, Inc. | P.O. Box 47, Hwy. 191 N | Pocatello | ID | 83202
10 | 2200019 | Kerley Ag Products, Inc. | Tank GASOLINE | Tank GASOLINE Compartment | Permanently Out of Use | 640 | TRUE |  | Gasoline (containing <=10% ethanol) | FALSE | Unknown | Shoshone-Bannock Tribes of the Fort Hall Reservation | Kerley Ag Products, Inc. | 1667 Sod Farm Rd. | Pocatello | ID | 83201
10 | 2200020 | Pocatello Compressor Station | Tank 1 | Tank 1 Compartment | Permanently Out of Use | 3000 | TRUE |  | Gasoline (containing <=10% ethanol) | FALSE | Unknown | Shoshone-Bannock Tribes of the Fort Hall Reservation | Pocatello Compressor Station | 4 Miles S on Rainbow Rd. | Pocatello | ID | 83205
10 | 2200021 | Cedar Farms Rio Vista Road | Tank 1 | Tank 1 Compartment | Permanently Out of Use | 5000 | TRUE |  | Diesel | FALSE | Unknown | Shoshone-Bannock Tribes of the Fort Hall Reservation | Cedar Farms Rio Vista Road | Rio Vista Rd. & Calico Rd. | Fort Hall | ID | 83203
10 | 2200022 | Gay Mine - Remote | Tank 1 | Tank 1 Compartment | Permanently Out of Use | 8000 | TRUE |  | Gasoline (containing <=10% ethanol) | FALSE | Unknown | Shoshone-Bannock Tribes of the Fort Hall Reservation | Gay Mine - Remote | 25 Miles NE of Pocatello | Pocatello | ID | 83204
10 | 2200022 | Gay Mine - Remote | Tank 2 | Tank 2 Compartment | Permanently Out of Use | 1600 | TRUE |  | Used Oil | FALSE | Unknown | Shoshone-Bannock Tribes of the Fort Hall Reservation | Gay Mine - Remote | 25 Miles NE of Pocatello | Pocatello | ID | 83204
10 | 2200023 | Avcenter | Tank 1 | Tank 1 Compartment | Permanently Out of Use | 5000 | TRUE |  | Gasoline (containing <=10% ethanol) | FALSE | Unknown | Shoshone-Bannock Tribes of the Fort Hall Reservation | Avcenter | 1483 Flightline | Pocatello | ID | 83204
10 | 2200023 | Avcenter | Tank 2 | Tank 2 Compartment | Permanently Out of Use | 8000 | TRUE |  | Gasoline (containing <=10% ethanol) | FALSE | Unknown | Shoshone-Bannock Tribes of the Fort Hall Reservation | Avcenter | 1483 Flightline | Pocatello | ID | 83204
10 | 2200023 | Avcenter | Tank 3 | Tank 3 Compartment | Permanently Out of Use | 12000 | TRUE | 2025-03-19 | Jet A | TRUE | Spill Bucket | Shoshone-Bannock Tribes of the Fort Hall Reservation | Avcenter | 1483 Flightline | Pocatello | ID | 83204
10 | 2200023 | Avcenter | Tank 4 | Tank 4 Compartment | Permanently Out of Use | 1000 | TRUE |  | Gasoline (containing <=10% ethanol) | FALSE | Unknown | Shoshone-Bannock Tribes of the Fort Hall Reservation | Avcenter | 1483 Flightline | Pocatello | ID | 83204
10 | 2200023 | Avcenter | Tank 6 | Tank 6 Compartment | Permanently Out of Use | 12000 | TRUE | 2025-03-19 | Av Gas | TRUE | Spill Bucket | Shoshone-Bannock Tribes of the Fort Hall Reservation | Avcenter | 1483 Flightline | Pocatello | ID | 83204
10 | 2200024 | BIA Fort Hall Agency - Allottment T113 | Tank 1 | Tank 1 Compartment | Permanently Out of Use | 3000 | TRUE |  | Diesel | FALSE | Unknown | Shoshone-Bannock Tribes of the Fort Hall Reservation | BIA Fort Hall Agency - Allottment T113 | Bench & Burns Roads | Fort Hall | ID | 83203
10 | 2200025 | M & M Farms | Tank 1 | Tank 1 Compartment | Permanently Out of Use | 8000 | TRUE |  | Gasoline (containing <=10% ethanol) | FALSE | Unknown | Shoshone-Bannock Tribes of the Fort Hall Reservation | M & M Farms | Sheepskin & Hawthorne Rd. | Fort Hall | ID | 83203
10 | 2200025 | M & M Farms | Tank 2 | Tank 2 Compartment | Permanently Out of Use | 8000 | TRUE |  | Diesel | FALSE | Unknown | Shoshone-Bannock Tribes of the Fort Hall Reservation | M & M Farms | Sheepskin & Hawthorne Rd. | Fort Hall | ID | 83203
10 | 2200026 | G & R Farm | Tank 1 | Tank 1 Compartment | Permanently Out of Use | 5000 | TRUE |  | Diesel | FALSE | Unknown | Shoshone-Bannock Tribes of the Fort Hall Reservation | G & R Farm | Ballard Rd. & Rio Vista Rd. | Pocatello | ID | 83202
10 | 2200027 | Fire Control Station | Tank 1 | Tank 1 Compartment | Permanently Out of Use | 1500 | TRUE |  | Gasoline (containing <=10% ethanol) | FALSE | Unknown | Shoshone-Bannock Tribes of the Fort Hall Reservation | Fire Control Station | Landfill Rd. N. of Agency Rd. | Fort Hall | ID | 83203
10 | 2200027 | Fire Control Station | Tank 2 | Tank 2 Compartment | Permanently Out of Use | 1500 | TRUE |  | Diesel | FALSE | Unknown | Shoshone-Bannock Tribes of the Fort Hall Reservation | Fire Control Station | Landfill Rd. N. of Agency Rd. | Fort Hall | ID | 83203
10 | 2200028 | Old BIA Compound / Fort Hall Agency Commissary Yard | Tank 1 | Tank 1 Compartment | Permanently Out of Use | 1500 | TRUE |  | Gasoline (containing <=10% ethanol) | FALSE | Unknown | Shoshone-Bannock Tribes of the Fort Hall Reservation | Old BIA Compound / Fort Hall Agency Commissary Yard | Agency Rd. | Fort Hall | ID | 83203
10 | 2200028 | Old BIA Compound / Fort Hall Agency Commissary Yard | Tank 2 | Tank 2 Compartment | Permanently Out of Use | 2500 | TRUE |  | Gasoline (containing <=10% ethanol) | FALSE | Unknown | Shoshone-Bannock Tribes of the Fort Hall Reservation | Old BIA Compound / Fort Hall Agency Commissary Yard | Agency Rd. | Fort Hall | ID | 83203
10 | 2200028 | Old BIA Compound / Fort Hall Agency Commissary Yard | Tank 3 | Tank 3 Compartment | Permanently Out of Use | 1500 | TRUE |  | Diesel | FALSE | Unknown | Shoshone-Bannock Tribes of the Fort Hall Reservation | Old BIA Compound / Fort Hall Agency Commissary Yard | Agency Rd. | Fort Hall | ID | 83203
10 | 2200028 | Old BIA Compound / Fort Hall Agency Commissary Yard | Tank 4 | Tank 4 Compartment | Permanently Out of Use |  | TRUE |  | Gasoline (containing <=10% ethanol) | FALSE | Unknown | Shoshone-Bannock Tribes of the Fort Hall Reservation | Old BIA Compound / Fort Hall Agency Commissary Yard | Agency Rd. | Fort Hall | ID | 83203
10 | 2200029 | Tribal Construction (Soil & Moisture) | Tank 1 | Tank 1 Compartment | Permanently Out of Use | 1000 | TRUE |  | Gasoline (containing <=10% ethanol) | FALSE | Unknown | Shoshone-Bannock Tribes of the Fort Hall Reservation | Tribal Construction (Soil & Moisture) | Widowville Rd. | Fort Hall | ID | 83203
10 | 2200029 | Tribal Construction (Soil & Moisture) | Tank 2 | Tank 2 Compartment | Permanently Out of Use | 1000 | TRUE |  | Gasoline (containing <=10% ethanol) | FALSE | Unknown | Shoshone-Bannock Tribes of the Fort Hall Reservation | Tribal Construction (Soil & Moisture) | Widowville Rd. | Fort Hall | ID | 83203
10 | 2200030 | Bannock Peak Conv Store & Truck Stop | Tank 1 | Tank 1 Compartment | Permanently Out of Use | 10000 | TRUE |  | Gasoline (containing <=10% ethanol) | FALSE | Spill Bucket | Shoshone-Bannock Tribes of the Fort Hall Reservation | Bannock Peak Conv Store & Truck Stop | I-86, Exit 52, 1707 E. County Rd. | Pocatello | ID | 83204
10 | 2200030 | Bannock Peak Conv Store & Truck Stop | Tank 2 | Tank 2 Compartment | Permanently Out of Use | 10000 | TRUE |  | Gasoline (containing <=10% ethanol) | FALSE | Spill Bucket | Shoshone-Bannock Tribes of the Fort Hall Reservation | Bannock Peak Conv Store & Truck Stop | I-86, Exit 52, 1707 E. County Rd. | Pocatello | ID | 83204
10 | 2200030 | Bannock Peak Conv Store & Truck Stop | Tank 3 | Tank 3 Compartment | Permanently Out of Use | 10000 | TRUE |  | Diesel | FALSE | Spill Bucket | Shoshone-Bannock Tribes of the Fort Hall Reservation | Bannock Peak Conv Store & Truck Stop | I-86, Exit 52, 1707 E. County Rd. | Pocatello | ID | 83204
10 | 2200030 | Bannock Peak Conv Store & Truck Stop | Tank 7 | Tank 7 Compartment | Currently in Use | 15000 | TRUE |  | Gasoline (containing <=10% ethanol) | TRUE | Spill Bucket | Shoshone-Bannock Tribes of the Fort Hall Reservation | Bannock Peak Conv Store & Truck Stop | I-86, Exit 52, 1707 E. County Rd. | Pocatello | ID | 83204
10 | 2200030 | Bannock Peak Conv Store & Truck Stop | Tank 8 | Tank 8 Compartment | Currently in Use | 15000 | TRUE |  | Gasoline (containing <=10% ethanol) | TRUE | Spill Bucket | Shoshone-Bannock Tribes of the Fort Hall Reservation | Bannock Peak Conv Store & Truck Stop | I-86, Exit 52, 1707 E. County Rd. | Pocatello | ID | 83204
10 | 2200030 | Bannock Peak Conv Store & Truck Stop | Tank 9 | Tank 9 Compartment | Currently in Use | 15000 | TRUE |  | Diesel | TRUE | Spill Bucket | Shoshone-Bannock Tribes of the Fort Hall Reservation | Bannock Peak Conv Store & Truck Stop | I-86, Exit 52, 1707 E. County Rd. | Pocatello | ID | 83204
10 | 2200030 | Bannock Peak Conv Store & Truck Stop | Tank 10 | Tank 10 Compartment | Currently in Use | 15000 | TRUE |  | Diesel | TRUE | Spill Bucket | Shoshone-Bannock Tribes of the Fort Hall Reservation | Bannock Peak Conv Store & Truck Stop | I-86, Exit 52, 1707 E. County Rd. | Pocatello | ID | 83204
10 | 2200030 | Bannock Peak Conv Store & Truck Stop | Tank 11 | Tank 11 Compartment | Currently in Use | 12000 | TRUE |  | Gasoline (containing <=10% ethanol) | TRUE | Spill Bucket | Shoshone-Bannock Tribes of the Fort Hall Reservation | Bannock Peak Conv Store & Truck Stop | I-86, Exit 52, 1707 E. County Rd. | Pocatello | ID | 83204
10 | 2200031 | Watt Brothers Farms | Tank 1 | Tank 1 Compartment | Permanently Out of Use | 5000 | TRUE |  | Diesel | FALSE | Unknown | Shoshone-Bannock Tribes of the Fort Hall Reservation | Watt Brothers Farms | NE 1/4 SW 1/4 Section 14 T3S R 35 EBM | Fort Hall | ID | 83203
10 | 2200031 | Watt Brothers Farms | Tank 2 | Tank 2 Compartment | Permanently Out of Use | 5000 | TRUE |  | Diesel | FALSE | Unknown | Shoshone-Bannock Tribes of the Fort Hall Reservation | Watt Brothers Farms | NE 1/4 SW 1/4 Section 14 T3S R 35 EBM | Fort Hall | ID | 83203
10 | 2200032 | Hertz Rent-A-Car | Tank 1 | Tank 1 Compartment | Permanently Out of Use | 6000 | TRUE |  | Gasoline (containing <=10% ethanol) | FALSE | Unknown | Shoshone-Bannock Tribes of the Fort Hall Reservation | Hertz Rent-A-Car | 20369 S. Airport Way, #9 | Pocatello | ID | 83204
10 | 2200033 | Pocatello Regional Airport | Tank 1 | Tank 1 Compartment | Permanently Out of Use | 1000 | TRUE |  | Gasoline (containing <=10% ethanol) | FALSE | Unknown | Shoshone-Bannock Tribes of the Fort Hall Reservation | Pocatello Regional Airport | 2036 S. Airport Way, Airport Maintenance Bldg. | Pocatello | ID | 83204
10 | 2200033 | Pocatello Regional Airport | Tank 2 | Tank 2 Compartment | Permanently Out of Use | 500 | TRUE |  | Diesel | FALSE | Unknown | Shoshone-Bannock Tribes of the Fort Hall Reservation | Pocatello Regional Airport | 2036 S. Airport Way, Airport Maintenance Bldg. | Pocatello | ID | 83204
10 | 2200033 | Pocatello Regional Airport | Tank 3 | Tank 3 Compartment | Permanently Out of Use | 1000 | TRUE |  | Gasoline (containing <=10% ethanol) | TRUE | Spill Bucket | Shoshone-Bannock Tribes of the Fort Hall Reservation | Pocatello Regional Airport | 2036 S. Airport Way, Airport Maintenance Bldg. | Pocatello | ID | 83204
10 | 2200033 | Pocatello Regional Airport | Tank 4 | Tank 4 Compartment | Permanently Out of Use | 1000 | TRUE |  | Diesel | TRUE | Spill Bucket | Shoshone-Bannock Tribes of the Fort Hall Reservation | Pocatello Regional Airport | 2036 S. Airport Way, Airport Maintenance Bldg. | Pocatello | ID | 83204
10 | 2200035 | Blackfoot RCAG (QXV) | Tank 1 | Tank 1 Compartment | Permanently Out of Use | 515 | TRUE |  | Gasoline (containing <=10% ethanol) | FALSE | Unknown | Shoshone-Bannock Tribes of the Fort Hall Reservation | Blackfoot RCAG (QXV) | Thucot Rd. - Ferry Butte | Pocatello | ID | 83202
10 | 2200036 | A & J Market | Tank 1 | Tank 1 Compartment | Permanently Out of Use | 1000 | TRUE |  | Gasoline (containing <=10% ethanol) | FALSE | Unknown | Shoshone-Bannock Tribes of the Fort Hall Reservation | A & J Market | Yellowstone Ave. & Agency Rd. | Fort Hall | ID | 83203
10 | 2200036 | A & J Market | Tank 2 | Tank 2 Compartment | Permanently Out of Use | 500 | TRUE |  | Gasoline (containing <=10% ethanol) | FALSE | Unknown | Shoshone-Bannock Tribes of the Fort Hall Reservation | A & J Market | Yellowstone Ave. & Agency Rd. | Fort Hall | ID | 83203
10 | 2200037 | Loveland Livestock | Tank 1 | Tank 1 Compartment | Permanently Out of Use | 3000 | TRUE |  | Diesel | FALSE | Unknown | Shoshone-Bannock Tribes of the Fort Hall Reservation | Loveland Livestock | Sheepskin Rd. E OF RR Tracks on South Side | Fort Hall | ID | 83203
10 | 2200037 | Loveland Livestock | Tank 2 | Tank 2 Compartment | Permanently Out of Use | 3000 | TRUE |  | Diesel | FALSE | Unknown | Shoshone-Bannock Tribes of the Fort Hall Reservation | Loveland Livestock | Sheepskin Rd. E OF RR Tracks on South Side | Fort Hall | ID | 83203
10 | 2200038 | BIA Fort Hall Agency, Branch of Roads | Tank 1 | Tank 1 Compartment | Permanently Out of Use | 2000 | TRUE |  | Diesel | FALSE | Unknown | Shoshone-Bannock Tribes of the Fort Hall Reservation | BIA Fort Hall Agency, Branch of Roads | P.O. Box 220, Fort Hall Agency Campus | Fort Hall | ID | 83203
10 | 2200038 | BIA Fort Hall Agency, Branch of Roads | Tank 2 | Tank 2 Compartment | Permanently Out of Use | 2000 | TRUE |  | Gasoline (containing <=10% ethanol) | FALSE | Unknown | Shoshone-Bannock Tribes of the Fort Hall Reservation | BIA Fort Hall Agency, Branch of Roads | P.O. Box 220, Fort Hall Agency Campus | Fort Hall | ID | 83203
10 | 2200040 | BIA Fort Hall Agency, Arbon Valley | Tank 1 | Tank 1 Compartment | Permanently Out of Use | 10000 | TRUE |  | Diesel | FALSE | Unknown | Shoshone-Bannock Tribes of the Fort Hall Reservation | BIA Fort Hall Agency, Arbon Valley | Arbon Valley Rd., 3 miles S. of I-86 | Fort Hall | ID | 83203
10 | 2200040 | BIA Fort Hall Agency, Arbon Valley | Tank 2 | Tank 2 Compartment | Permanently Out of Use | 3000 | TRUE |  | Gasoline (containing <=10% ethanol) | FALSE | Unknown | Shoshone-Bannock Tribes of the Fort Hall Reservation | BIA Fort Hall Agency, Arbon Valley | Arbon Valley Rd., 3 miles S. of I-86 | Fort Hall | ID | 83203
10 | 2200041 | BIA Fort Hall Agency, Michaud Irrigation | Tank 1 | Tank 1 Compartment | Permanently Out of Use | 1000 | TRUE |  | Gasoline (containing <=10% ethanol) | FALSE | Unknown | Shoshone-Bannock Tribes of the Fort Hall Reservation | BIA Fort Hall Agency, Michaud Irrigation | Michaud Irrigation Dept. | Fort Hall | ID | 83203
10 | 2200041 | BIA Fort Hall Agency, Michaud Irrigation | Tank 2 | Tank 2 Compartment | Permanently Out of Use | 1000 | TRUE |  | Gasoline (containing <=10% ethanol) | TRUE | Spill Bucket | Shoshone-Bannock Tribes of the Fort Hall Reservation | BIA Fort Hall Agency, Michaud Irrigation | Michaud Irrigation Dept. | Fort Hall | ID | 83203
10 | 2200042 | Idaho Grain Company | Tank 1 | Tank 1 Compartment | Permanently Out of Use | 1000 | TRUE |  | Diesel | FALSE | Unknown | Shoshone-Bannock Tribes of the Fort Hall Reservation | Idaho Grain Company | Hwy. 30 W., across from FMC | Pocatello | ID | 83202
10 | 2200042 | Idaho Grain Company | Tank 2 | Tank 2 Compartment | Permanently Out of Use | 1000 | TRUE |  | Gasoline (containing <=10% ethanol) | FALSE | Unknown | Shoshone-Bannock Tribes of the Fort Hall Reservation | Idaho Grain Company | Hwy. 30 W., across from FMC | Pocatello | ID | 83202
10 | 2200043 | Cedar Farms Broncho Road Shop (Murdock Shop) | Tank 3 | Tank 3 Compartment | Permanently Out of Use | 3000 | TRUE |  | Gasoline (containing <=10% ethanol) | FALSE | Unknown | Shoshone-Bannock Tribes of the Fort Hall Reservation | Cedar Farms Broncho Road Shop (Murdock Shop) | Hwy. 91 & Broncho Rd., Rt. 3 Box 320 | Fort Hall | ID | 83203
10 | 2200043 | Cedar Farms Broncho Road Shop (Murdock Shop) | Tank 4 | Tank 4 Compartment | Permanently Out of Use | 1500 | TRUE |  | Diesel | FALSE | Unknown | Shoshone-Bannock Tribes of the Fort Hall Reservation | Cedar Farms Broncho Road Shop (Murdock Shop) | Hwy. 91 & Broncho Rd., Rt. 3 Box 320 | Fort Hall | ID | 83203
10 | 2200045 | Harmon Farms | Tank 1 | Tank 1 Compartment | Permanently Out of Use | 10000 | TRUE |  | Diesel | TRUE | Spill Bucket | Shoshone-Bannock Tribes of the Fort Hall Reservation | Harmon Farms | Rt. 2 North Box 66D at Philbin and Cedar Rds. | Pocatello | ID | 83202
10 | 2200045 | Harmon Farms | Tank 2 | Tank 2 Compartment | Permanently Out of Use | 10000 | TRUE |  | Diesel | TRUE | Spill Bucket | Shoshone-Bannock Tribes of the Fort Hall Reservation | Harmon Farms | Rt. 2 North Box 66D at Philbin and Cedar Rds. | Pocatello | ID | 83202
10 | 2200046 | FAA Pocatello (PIH) VORTAC | Tank 1 | Tank 1 Compartment | Permanently Out of Use | 515 | TRUE |  | Gasoline (containing <=10% ethanol) | FALSE | Unknown | Shoshone-Bannock Tribes of the Fort Hall Reservation | FAA Pocatello (PIH) VORTAC | Schiller Rd. | Pocatello | ID | 83201
10 | 2200047 | A.E. Sales LLC DBA Jet Stop | Tank 1 | Tank 1 Compartment 1a | Currently in Use | 8000 | TRUE |  | Gasoline (containing <=10% ethanol) | TRUE | Spill Bucket | Shoshone-Bannock Tribes of the Fort Hall Reservation | A.E. Sales LLC DBA Jet Stop | 1500 E. County Line Rd. | Pocatello | ID | 83204
10 | 2200047 | A.E. Sales LLC DBA Jet Stop | Tank 1 | Tank 1 Compartment 1b | Currently in Use | 4000 | TRUE |  | Gasoline (containing <=10% ethanol) | TRUE | Spill Bucket | Shoshone-Bannock Tribes of the Fort Hall Reservation | A.E. Sales LLC DBA Jet Stop | 1500 E. County Line Rd. | Pocatello | ID | 83204
10 | 2200047 | A.E. Sales LLC DBA Jet Stop | Tank 2 | Tank 2 Compartment 2a | Currently in Use | 15000 | TRUE |  | Diesel | TRUE | Spill Bucket | Shoshone-Bannock Tribes of the Fort Hall Reservation | A.E. Sales LLC DBA Jet Stop | 1500 E. County Line Rd. | Pocatello | ID | 83204
10 | 2200047 | A.E. Sales LLC DBA Jet Stop | Tank 2 | Tank 2 Compartment 2b | Currently in Use | 5000 | TRUE |  | Diesel | TRUE | Spill Bucket | Shoshone-Bannock Tribes of the Fort Hall Reservation | A.E. Sales LLC DBA Jet Stop | 1500 E. County Line Rd. | Pocatello | ID | 83204
10 | 2200048 | Trading Post Gas | Tank 1 | Tank 1 Compartment | Currently in Use | 15000 | TRUE |  | Diesel | TRUE | Spill Bucket | Shoshone-Bannock Tribes of the Fort Hall Reservation | Trading Post Gas | I-15, Exit 80 | Fort Hall | ID | 83203
10 | 2200048 | Trading Post Gas | Tank 2 | Tank 2 Compartment | Currently in Use | 15000 | TRUE |  | Diesel | TRUE | Spill Bucket | Shoshone-Bannock Tribes of the Fort Hall Reservation | Trading Post Gas | I-15, Exit 80 | Fort Hall | ID | 83203
10 | 2200048 | Trading Post Gas | Tank 3 | Tank 3 Compartment | Currently in Use | 15000 | TRUE |  | Diesel | TRUE | Spill Bucket | Shoshone-Bannock Tribes of the Fort Hall Reservation | Trading Post Gas | I-15, Exit 80 | Fort Hall | ID | 83203
10 | 2200048 | Trading Post Gas | Tank 4 | Tank 4 Compartment | Currently in Use | 15000 | TRUE |  | Gasoline (containing <=10% ethanol) | TRUE | Spill Bucket | Shoshone-Bannock Tribes of the Fort Hall Reservation | Trading Post Gas | I-15, Exit 80 | Fort Hall | ID | 83203
10 | 2200048 | Trading Post Gas | Tank 5 | Tank 5 Compartment | Currently in Use | 12000 | TRUE |  | Gasoline (containing <=10% ethanol) | TRUE | Spill Bucket | Shoshone-Bannock Tribes of the Fort Hall Reservation | Trading Post Gas | I-15, Exit 80 | Fort Hall | ID | 83203
10 | 2200049 | Fort Hall Bead Shop | Tank 1 | Tank 1 Compartment | Permanently Out of Use | 4000 | TRUE |  | Gasoline (containing <=10% ethanol) | FALSE | Unknown | Shoshone-Bannock Tribes of the Fort Hall Reservation | Fort Hall Bead Shop | Hwy. 91, Block 35, Lot 2 | Fort Hall | ID | 83203
10 | 2200049 | Fort Hall Bead Shop | Tank 2 | Tank 2 Compartment | Permanently Out of Use | 4000 | TRUE |  | Gasoline (containing <=10% ethanol) | FALSE | Unknown | Shoshone-Bannock Tribes of the Fort Hall Reservation | Fort Hall Bead Shop | Hwy. 91, Block 35, Lot 2 | Fort Hall | ID | 83203
10 | 2200050 | TESCO Site | Tank 1 | Tank 1 Compartment | Permanently Out of Use | 1000 | TRUE |  | Gasoline (containing <=10% ethanol) | FALSE | Unknown | Shoshone-Bannock Tribes of the Fort Hall Reservation | TESCO Site | 1297 Hwy. 30 West | Pocatello | ID | 83202
10 | 2200050 | TESCO Site | Tank 2 | Tank 2 Compartment | Permanently Out of Use | 300 | TRUE |  | Hydraulic Oil | FALSE | Unknown | Shoshone-Bannock Tribes of the Fort Hall Reservation | TESCO Site | 1297 Hwy. 30 West | Pocatello | ID | 83202
10 | 2200051 | City of Pocatello Water Department | Tank 1 | Tank 1 Compartment | Permanently Out of Use | 500 | TRUE |  | Gasoline (containing <=10% ethanol) | FALSE | Unknown | Shoshone-Bannock Tribes of the Fort Hall Reservation | City of Pocatello Water Department | Airport Booster Station, Well #35 2014 Thunderbolt Rd. | Pocatello | ID | 83205
10 | 2200052 | Cornelison Store | Tank 1 | Tank 1 Compartment | Permanently Out of Use | 500 | TRUE |  | Gasoline (containing <=10% ethanol) | FALSE | Unknown | Shoshone-Bannock Tribes of the Fort Hall Reservation | Cornelison Store | Hwy. 91 and 3rd St. | Fort Hall | ID | 83203
10 | 2200052 | Cornelison Store | Tank 4 | Tank 4 Compartment | Permanently Out of Use | 500 | TRUE |  | Gasoline (containing <=10% ethanol) | FALSE | Unknown | Shoshone-Bannock Tribes of the Fort Hall Reservation | Cornelison Store | Hwy. 91 and 3rd St. | Fort Hall | ID | 83203
10 | 2200052 | Cornelison Store | Tank 3 | Tank 3 Compartment | Permanently Out of Use | 500 | TRUE |  | Gasoline (containing <=10% ethanol) | FALSE | Unknown | Shoshone-Bannock Tribes of the Fort Hall Reservation | Cornelison Store | Hwy. 91 and 3rd St. | Fort Hall | ID | 83203
10 | 2200052 | Cornelison Store | Tank 2 | Tank 2 Compartment | Permanently Out of Use | 500 | TRUE |  | Gasoline (containing <=10% ethanol) | FALSE | Unknown | Shoshone-Bannock Tribes of the Fort Hall Reservation | Cornelison Store | Hwy. 91 and 3rd St. | Fort Hall | ID | 83203
10 | 2200053 | Eagle Feather Auto | Tank 1 | Tank 1 Compartment | Permanently Out of Use | 500 | TRUE |  | Gasoline (containing <=10% ethanol) | FALSE | Unknown | Shoshone-Bannock Tribes of the Fort Hall Reservation | Eagle Feather Auto | Corner of Hwy. 91 & Sheepskin Rd. | Fort Hall | ID | 83203
10 | 2200053 | Eagle Feather Auto | Tank 2 | Tank 2 Compartment | Permanently Out of Use | 500 | TRUE |  | Gasoline (containing <=10% ethanol) | FALSE | Unknown | Shoshone-Bannock Tribes of the Fort Hall Reservation | Eagle Feather Auto | Corner of Hwy. 91 & Sheepskin Rd. | Fort Hall | ID | 83203
10 | 2200054 | Youngstrom's Log Homes | Tank 1 | Tank 1 Compartment | Permanently Out of Use | 1100 | TRUE |  | Gasoline (containing <=10% ethanol) | FALSE | Unknown | Shoshone-Bannock Tribes of the Fort Hall Reservation | Youngstrom's Log Homes | Hwy. 91 | Blackfoot | ID | 83221
10 | 2200055 | Old Thunderbird | Tank 1 | Tank 1 Compartment | Permanently Out of Use | 1000 | TRUE |  | Gasoline (containing <=10% ethanol) | FALSE | Unknown | Shoshone-Bannock Tribes of the Fort Hall Reservation | Old Thunderbird | Hwy. 91 between 1st and 2nd Streets | Fort Hall | ID | 83203
10 | 2200056 | Old Hi-Way Market (aka Old Siler Store) | Tank 1 | Tank 1 Compartment | Permanently Out of Use | 550 | TRUE |  | Gasoline (containing <=10% ethanol) | FALSE | Unknown | Shoshone-Bannock Tribes of the Fort Hall Reservation | Old Hi-Way Market (aka Old Siler Store) | Hwy. 91 between 1st and 2nd Streets | Fort Hall | ID | 83203
10 | 2200056 | Old Hi-Way Market (aka Old Siler Store) | Tank 2 | Tank 2 Compartment | Permanently Out of Use | 1000 | TRUE |  | Gasoline (containing <=10% ethanol) | FALSE | Unknown | Shoshone-Bannock Tribes of the Fort Hall Reservation | Old Hi-Way Market (aka Old Siler Store) | Hwy. 91 between 1st and 2nd Streets | Fort Hall | ID | 83203
10 | 2200057 | Lyda Roberts Residence | Tank 1 | Tank 1 Compartment | Permanently Out of Use | 550 | TRUE |  | Gasoline (containing <=10% ethanol) | FALSE | Unknown | Shoshone-Bannock Tribes of the Fort Hall Reservation | Lyda Roberts Residence | 1st and B Streets (NE corner) | Fort Hall | ID | 83203
10 | 2200058 | Sage Hill Travel Center | Tank 1 | Tank 1 Compartment | Currently in Use | 10000 | TRUE |  | Gasoline (containing <=10% ethanol) | TRUE | Spill Bucket | Shoshone-Bannock Tribes of the Fort Hall Reservation | Sage Hill Travel Center | 843 N Treaty Hwy | Blackfoot | ID | 83221
10 | 2200058 | Sage Hill Travel Center | Tank 3 | Tank 3 Compartment | Currently in Use | 30000 | TRUE |  | Diesel | TRUE | Spill Bucket | Shoshone-Bannock Tribes of the Fort Hall Reservation | Sage Hill Travel Center | 843 N Treaty Hwy | Blackfoot | ID | 83221
10 | 2200058 | Sage Hill Travel Center | Tank 2 | Tank 2 Compartment | Currently in Use | 30000 | TRUE |  | Gasoline (containing <=10% ethanol) | TRUE | Spill Bucket | Shoshone-Bannock Tribes of the Fort Hall Reservation | Sage Hill Travel Center | 843 N Treaty Hwy | Blackfoot | ID | 83221
10 | 2200059 | Hendrick's Property | Tank 1 | Tank 1 Compartment | Permanently Out of Use | 1200 | TRUE |  | Diesel | FALSE | Unknown | Shoshone-Bannock Tribes of the Fort Hall Reservation | Hendrick's Property | Rural Route 6, Box 37N (Corner of Ross Fork and Mission Roads) | Fort Hall | ID | 83203
10 | 2300001 | Sturgeon Station | 001 | 001 | Currently in Use | 30000 | TRUE |  | Gasoline (containing <=10% ethanol) | TRUE | Spill Bucket | Kootenai Tribe of Idaho | Sturgeon Station | 509909 Highway 95 | Bonners Ferry | ID | 83805
10 | 2300001 | Sturgeon Station | 003 | 003 | Currently in Use | 30000 | TRUE |  | Diesel | TRUE | Spill Bucket | Kootenai Tribe of Idaho | Sturgeon Station | 509909 Highway 95 | Bonners Ferry | ID | 83805
10 | 2300001 | Sturgeon Station | 002 | 002C | Currently in Use | 10000 | TRUE |  | Gasoline (containing <=10% ethanol) | TRUE | Spill Bucket | Kootenai Tribe of Idaho | Sturgeon Station | 509909 Highway 95 | Bonners Ferry | ID | 83805
10 | 2300001 | Sturgeon Station | 002 | 002B | Currently in Use | 12000 | TRUE |  | Diesel | TRUE | Spill Bucket | Kootenai Tribe of Idaho | Sturgeon Station | 509909 Highway 95 | Bonners Ferry | ID | 83805
10 | 2300001 | Sturgeon Station | 002 | 002A | Currently in Use | 8000 | TRUE |  | Gasoline (containing <=10% ethanol) | TRUE | Spill Bucket | Kootenai Tribe of Idaho | Sturgeon Station | 509909 Highway 95 | Bonners Ferry | ID | 83805
10 | 2400001 | Craigmont Air Service, Inc. | Tank 1 | Tank 1 Compartment | Permanently Out of Use | 500 | TRUE |  | Gasoline (containing <=10% ethanol) | FALSE | Unknown | Nez Perce Tribe | Craigmont Air Service, Inc. | Box 280, Craigmont Airport | Craigmont | ID | 83523
10 | 2400001 | Craigmont Air Service, Inc. | Tank 2 | Tank 2 Compartment | Permanently Out of Use | 1000 | TRUE |  | Gasoline (containing <=10% ethanol) | FALSE | Unknown | Nez Perce Tribe | Craigmont Air Service, Inc. | Box 280, Craigmont Airport | Craigmont | ID | 83523
10 | 2400001 | Craigmont Air Service, Inc. | Tank 4 | Tank 4 Compartment | Permanently Out of Use | 12000 | TRUE |  | Gasoline (containing <=10% ethanol) | TRUE | Spill Bucket | Nez Perce Tribe | Craigmont Air Service, Inc. | Box 280, Craigmont Airport | Craigmont | ID | 83523
10 | 2400003 | Clearwater County Sheriff's Dept. | Tank 1 | Tank 1 Compartment | Permanently Out of Use | 2000 | TRUE |  | Gasoline (containing <=10% ethanol) | FALSE | Unknown | Nez Perce Tribe | Clearwater County Sheriff's Dept. | CPRR Grounds | Orofino | ID | 83544
10 | 2400003 | Clearwater County Sheriff's Dept. | Tank 2 | Tank 2 Compartment | Permanently Out of Use | 2000 | TRUE |  | Gasoline (containing <=10% ethanol) | FALSE | Unknown | Nez Perce Tribe | Clearwater County Sheriff's Dept. | CPRR Grounds | Orofino | ID | 83544
10 | 2400003 | Clearwater County Sheriff's Dept. | Tank 3 | Tank 3 Compartment | Permanently Out of Use | 2000 | TRUE |  | Gasoline (containing <=10% ethanol) | FALSE | Unknown | Nez Perce Tribe | Clearwater County Sheriff's Dept. | CPRR Grounds | Orofino | ID | 83544
10 | 2400004 | Nez Perce Co. Road Dept. | Tank 1 | Tank 1 Compartment | Permanently Out of Use | 2000 | TRUE |  | Diesel | FALSE | Unknown | Nez Perce Tribe | Nez Perce Co. Road Dept. | Gifford Shop | Lewiston | ID | 83501
10 | 2400004 | Nez Perce Co. Road Dept. | Tank 2 | Tank 2 Compartment | Permanently Out of Use | 600 | TRUE |  | Gasohol | FALSE | Unknown | Nez Perce Tribe | Nez Perce Co. Road Dept. | Gifford Shop | Lewiston | ID | 83501
10 | 2400005 | Nezperce Rochdale Co. | Tank 1 | Tank 1 Compartment | Permanently Out of Use | 1000 | TRUE |  | Gasoline (containing <=10% ethanol) | FALSE | Unknown | Nez Perce Tribe | Nezperce Rochdale Co. | S. Pine Industrial Area | Nezperce | ID | 83543
10 | 2400005 | Nezperce Rochdale Co. | Tank 2 | Tank 2 Compartment | Permanently Out of Use | 1000 | TRUE |  | Gasoline (containing <=10% ethanol) | FALSE | Unknown | Nez Perce Tribe | Nezperce Rochdale Co. | S. Pine Industrial Area | Nezperce | ID | 83543
10 | 2400005 | Nezperce Rochdale Co. | Tank 3 | Tank 3 Compartment | Permanently Out of Use | 1000 | TRUE |  | Gasoline (containing <=10% ethanol) | FALSE | Unknown | Nez Perce Tribe | Nezperce Rochdale Co. | S. Pine Industrial Area | Nezperce | ID | 83543
10 | 2400005 | Nezperce Rochdale Co. | Tank 4 | Tank 4 Compartment | Permanently Out of Use | 500 | TRUE |  | Heating Oil | FALSE | Unknown | Nez Perce Tribe | Nezperce Rochdale Co. | S. Pine Industrial Area | Nezperce | ID | 83543
10 | 2400006 | Clearwater County Road Dept. | Tank 1 | Tank 1 Compartment | Permanently Out of Use | 5000 | TRUE |  | Diesel | FALSE | Unknown | Nez Perce Tribe | Clearwater County Road Dept. | CPRR Grounds P.O. Box 812 | Orofino | ID | 83544
10 | 2400006 | Clearwater County Road Dept. | Tank 2 | Tank 2 Compartment | Permanently Out of Use | 5000 | TRUE |  | Gasoline (containing <=10% ethanol) | FALSE | Unknown | Nez Perce Tribe | Clearwater County Road Dept. | CPRR Grounds P.O. Box 812 | Orofino | ID | 83544
10 | 2400006 | Clearwater County Road Dept. | Tank 3 | Tank 3 Compartment | Permanently Out of Use | 500 | TRUE |  | Gasoline (containing <=10% ethanol) | FALSE | Unknown | Nez Perce Tribe | Clearwater County Road Dept. | CPRR Grounds P.O. Box 812 | Orofino | ID | 83544
10 | 2400007 | Clearwater Forest Industries | Tank 1 | Tank 1 Compartment | Permanently Out of Use | 10000 | TRUE |  | Diesel | FALSE | Unknown | Nez Perce Tribe | Clearwater Forest Industries | Hwy. 13 S., P.O. Box 340 | Kooskia | ID | 83539
10 | 2400007 | Clearwater Forest Industries | Tank 2 | Tank 2 Compartment | Permanently Out of Use | 10000 | TRUE |  | Diesel | FALSE | Unknown | Nez Perce Tribe | Clearwater Forest Industries | Hwy. 13 S., P.O. Box 340 | Kooskia | ID | 83539
10 | 2400007 | Clearwater Forest Industries | Tank 3 | Tank 3 Compartment | Permanently Out of Use | 10000 | TRUE |  | Diesel | FALSE | Unknown | Nez Perce Tribe | Clearwater Forest Industries | Hwy. 13 S., P.O. Box 340 | Kooskia | ID | 83539
10 | 2400007 | Clearwater Forest Industries | Tank 4 | Tank 4 Compartment | Permanently Out of Use | 6000 | TRUE |  | Hydraulic Oil | FALSE | Unknown | Nez Perce Tribe | Clearwater Forest Industries | Hwy. 13 S., P.O. Box 340 | Kooskia | ID | 83539
10 | 2400007 | Clearwater Forest Industries | Tank 5 | Tank 5 Compartment | Permanently Out of Use | 6000 | TRUE |  | Hydraulic Oil | FALSE | Unknown | Nez Perce Tribe | Clearwater Forest Industries | Hwy. 13 S., P.O. Box 340 | Kooskia | ID | 83539
10 | 2400009 | Tom Cat Sporting Goods | Tank 1 | Tank 1 Compartment | Permanently Out of Use | 8000 | TRUE |  | Gasoline (containing <=10% ethanol) | FALSE | Unknown | Nez Perce Tribe | Tom Cat's Sporting Goods | 618 East Business Hwy. 12 (Broadway Ave.) | Kooskia | ID | 83539
10 | 2400009 | Tom Cat Sporting Goods | Tank 2 | Tank 2 Compartment | Permanently Out of Use | 6000 | TRUE |  | Gasoline (containing <=10% ethanol) | FALSE | Unknown | Nez Perce Tribe | Tom Cat's Sporting Goods | 618 East Business Hwy. 12 (Broadway Ave.) | Kooskia | ID | 83539
10 | 2400009 | Tom Cat Sporting Goods | Tank 3 | Tank 3 Compartment | Permanently Out of Use | 1000 | TRUE |  | Diesel | FALSE | Unknown | Nez Perce Tribe | Tom Cat's Sporting Goods | 618 East Business Hwy. 12 (Broadway Ave.) | Kooskia | ID | 83539
10 | 2400009 | Tom Cat Sporting Goods | Tank 4 | Tank 4 Compartment | Permanently Out of Use | 500 | TRUE |  | Diesel | FALSE | Unknown | Nez Perce Tribe | Tom Cat's Sporting Goods | 618 East Business Hwy. 12 (Broadway Ave.) | Kooskia | ID | 83539
10 | 2400009 | Tom Cat Sporting Goods | Tank 5 | Tank 5 Compartment 5a | Currently in Use | 6000 | TRUE |  | Gasoline (containing <=10% ethanol) | TRUE | Spill Bucket | Nez Perce Tribe | Tom Cat's Sporting Goods | 618 East Business Hwy. 12 (Broadway Ave.) | Kooskia | ID | 83539
10 | 2400009 | Tom Cat Sporting Goods | Tank 5 | Tank 5 Compartment 5b | Currently in Use | 3000 | TRUE |  | Gasoline (containing <=10% ethanol) | TRUE | Spill Bucket | Nez Perce Tribe | Tom Cat's Sporting Goods | 618 East Business Hwy. 12 (Broadway Ave.) | Kooskia | ID | 83539
10 | 2400009 | Tom Cat Sporting Goods | Tank 5 | Tank 5 Compartment 5c | Currently in Use | 3000 | TRUE |  | Diesel | TRUE | Spill Bucket | Nez Perce Tribe | Tom Cat's Sporting Goods | 618 East Business Hwy. 12 (Broadway Ave.) | Kooskia | ID | 83539
10 | 2400010 | Kooskia Mart | Tank 1 | Tank 1 Compartment | Permanently Out of Use | 6000 | TRUE |  | Gasoline (containing <=10% ethanol) | FALSE | Unknown | Nez Perce Tribe | Kooskia Mart | 101 S. Main St. | Kooskia | ID | 83539
10 | 2400010 | Kooskia Mart | Tank 2 | Tank 2 Compartment | Permanently Out of Use | 4000 | TRUE |  | Gasoline (containing <=10% ethanol) | FALSE | Unknown | Nez Perce Tribe | Kooskia Mart | 101 S. Main St. | Kooskia | ID | 83539
10 | 2400010 | Kooskia Mart | Tank 3 | Tank 3 Compartment | Permanently Out of Use | 7000 | TRUE |  | Gasoline (containing <=10% ethanol) | FALSE | Unknown | Nez Perce Tribe | Kooskia Mart | 101 S. Main St. | Kooskia | ID | 83539
10 | 2400010 | Kooskia Mart | Tank 4 | Tank 4 Compartment | Permanently Out of Use | 500 | TRUE |  | Diesel | FALSE | Unknown | Nez Perce Tribe | Kooskia Mart | 101 S. Main St. | Kooskia | ID | 83539
10 | 2400010 | Kooskia Mart | Tank 5 | Tank 5 Compartment | Permanently Out of Use | 550 | TRUE |  | Used Oil | FALSE | Unknown | Nez Perce Tribe | Kooskia Mart | 101 S. Main St. | Kooskia | ID | 83539
10 | 2400010 | Kooskia Mart | Tank 6 | Tank 6 Compartment | Currently in Use | 10000 | TRUE |  | Gasoline (containing <=10% ethanol) | TRUE | Spill Bucket | Nez Perce Tribe | Kooskia Mart | 101 S. Main St. | Kooskia | ID | 83539
10 | 2400010 | Kooskia Mart | Tank 7 | Tank 7 Compartment | Currently in Use | 6000 | TRUE |  | Gasoline (containing <=10% ethanol) | TRUE | Spill Bucket | Nez Perce Tribe | Kooskia Mart | 101 S. Main St. | Kooskia | ID | 83539
10 | 2400010 | Kooskia Mart | Tank 8 | Tank 8 Compartment | Currently in Use | 4000 | TRUE |  | Diesel | TRUE | Spill Bucket | Nez Perce Tribe | Kooskia Mart | 101 S. Main St. | Kooskia | ID | 83539
10 | 2400010 | Kooskia Mart | Tank 9 | Tank 9 Compartment | Currently in Use | 8000 | TRUE |  | Diesel | TRUE | Spill Bucket | Nez Perce Tribe | Kooskia Mart | 101 S. Main St. | Kooskia | ID | 83539
10 | 2400011 | McCoy's Cash Grocery | Tank 1 | Tank 1 Compartment | Permanently Out of Use | 1000 | TRUE |  | Gasoline (containing <=10% ethanol) | FALSE | Unknown | Nez Perce Tribe | McCoy's Cash Grocery | 301 S. Main St. | Kooskia | ID | 83539
10 | 2400011 | McCoy's Cash Grocery | Tank 2 | Tank 2 Compartment | Permanently Out of Use | 500 | TRUE |  | Gasoline (containing <=10% ethanol) | FALSE | Unknown | Nez Perce Tribe | McCoy's Cash Grocery | 301 S. Main St. | Kooskia | ID | 83539
10 | 2400011 | McCoy's Cash Grocery | Tank 3 | Tank 3 Compartment | Permanently Out of Use | 500 | TRUE |  | Gasoline (containing <=10% ethanol) | FALSE | Unknown | Nez Perce Tribe | McCoy's Cash Grocery | 301 S. Main St. | Kooskia | ID | 83539
10 | 2400011 | McCoy's Cash Grocery | Tank 4 | Tank 4 Compartment | Permanently Out of Use | 500 | TRUE |  | Gasoline (containing <=10% ethanol) | FALSE | Unknown | Nez Perce Tribe | McCoy's Cash Grocery | 301 S. Main St. | Kooskia | ID | 83539
10 | 2400011 | McCoy's Cash Grocery | Tank 5 | Tank 5 Compartment | Permanently Out of Use | 500 | TRUE |  | Gasoline (containing <=10% ethanol) | FALSE | Unknown | Nez Perce Tribe | McCoy's Cash Grocery | 301 S. Main St. | Kooskia | ID | 83539
10 | 2400011 | McCoy's Cash Grocery | Tank 6 | Tank 6 Compartment | Permanently Out of Use | 750 | TRUE |  | Gasoline (containing <=10% ethanol) | FALSE | Unknown | Nez Perce Tribe | McCoy's Cash Grocery | 301 S. Main St. | Kooskia | ID | 83539
10 | 2400012 | Ferdinand Service Station | Tank 1 | Tank 1 Compartment | Permanently Out of Use | 550 | TRUE |  | Gasoline (containing <=10% ethanol) | FALSE | Unknown | Nez Perce Tribe | Ferdinand Service Station | 233 Main St. | Ferdinand | ID | 83526
10 | 2400012 | Ferdinand Service Station | Tank 2 | Tank 2 Compartment | Permanently Out of Use | 550 | TRUE |  | Gasoline (containing <=10% ethanol) | FALSE | Unknown | Nez Perce Tribe | Ferdinand Service Station | 233 Main St. | Ferdinand | ID | 83526
10 | 2400012 | Ferdinand Service Station | Tank 3 | Tank 3 Compartment | Permanently Out of Use | 550 | TRUE |  | Used Oil | FALSE | Unknown | Nez Perce Tribe | Ferdinand Service Station | 233 Main St. | Ferdinand | ID | 83526
10 | 2400013 | Lapwai School District #341 - School Bus Barn | Tank 1 | Tank 1 Compartment | Permanently Out of Use | 1000 | TRUE |  | Gasoline (containing <=10% ethanol) | FALSE | Unknown | Nez Perce Tribe | Lapwai School District #341 - School Bus Barn | Agency Loop, Bus Barn Rd. | Lapwai | ID | 83540
10 | 2400013 | Lapwai School District #341 - School Bus Barn | Tank 2 | Tank 2 Compartment | Permanently Out of Use | 1000 | TRUE |  | Diesel | FALSE | Unknown | Nez Perce Tribe | Lapwai School District #341 - School Bus Barn | Agency Loop, Bus Barn Rd. | Lapwai | ID | 83540
10 | 2400013 | Lapwai School District #341 - School Bus Barn | Tank 3 | Tank 3 Compartment | Permanently Out of Use | 500 | TRUE |  | Gasoline (containing <=10% ethanol) | FALSE | Unknown | Nez Perce Tribe | Lapwai School District #341 - School Bus Barn | Agency Loop, Bus Barn Rd. | Lapwai | ID | 83540
10 | 2400013 | Lapwai School District #341 - School Bus Barn | Tank 4 | Tank 4 Compartment | Permanently Out of Use | 500 | TRUE |  | Gasoline (containing <=10% ethanol) | FALSE | Unknown | Nez Perce Tribe | Lapwai School District #341 - School Bus Barn | Agency Loop, Bus Barn Rd. | Lapwai | ID | 83540
10 | 2400016 | Lapwai High School | Tank 1 | Tank 1 Compartment | Permanently Out of Use | 500 | TRUE |  | Hazardous Substance | FALSE | Unknown | Nez Perce Tribe | Lapwai High School | 404 S. Main St. | Lapwai | ID | 83540
10 | 2400017 | Jack's Pit Stop | Tank 1 | Tank 1 Compartment | Permanently Out of Use | 3000 | TRUE |  | Gasoline (containing <=10% ethanol) | FALSE | Unknown | Nez Perce Tribe | Jack's Pit Stop | 519 Oak St. | Nezperce | ID | 83543
10 | 2400017 | Jack's Pit Stop | Tank 2 | Tank 2 Compartment | Permanently Out of Use | 2500 | TRUE |  | Gasoline (containing <=10% ethanol) | FALSE | Unknown | Nez Perce Tribe | Jack's Pit Stop | 519 Oak St. | Nezperce | ID | 83543
10 | 2400017 | Jack's Pit Stop | Tank 3 | Tank 3 Compartment | Permanently Out of Use | 550 | TRUE |  | Diesel | FALSE | Unknown | Nez Perce Tribe | Jack's Pit Stop | 519 Oak St. | Nezperce | ID | 83543
10 | 2400017 | Jack's Pit Stop | Tank 4 | Tank 4 Compartment | Permanently Out of Use | 550 | TRUE |  | Used Oil | FALSE | Unknown | Nez Perce Tribe | Jack's Pit Stop | 519 Oak St. | Nezperce | ID | 83543
10 | 2400018 | Duckers 8th Over Fuel Co. | Tank 1 | Tank 1 Compartment | Permanently Out of Use | 1000 | TRUE |  | Diesel | FALSE | Unknown | Nez Perce Tribe | Duckers 8th Over Fuel Co. | 114 N. Main St. | Kooskia | ID | 83539
10 | 2400018 | Duckers 8th Over Fuel Co. | Tank 2 | Tank 2 Compartment | Permanently Out of Use | 1000 | TRUE |  | Gasoline (containing <=10% ethanol) | FALSE | Unknown | Nez Perce Tribe | Duckers 8th Over Fuel Co. | 114 N. Main St. | Kooskia | ID | 83539
10 | 2400018 | Duckers 8th Over Fuel Co. | Tank 3 | Tank 3 Compartment | Permanently Out of Use | 1000 | TRUE |  | Diesel | FALSE | Unknown | Nez Perce Tribe | Duckers 8th Over Fuel Co. | 114 N. Main St. | Kooskia | ID | 83539
10 | 2400020 | Dworshak Dam | Tank B-1 | Tank B-1 Compartment | Permanently Out of Use | 2000 | TRUE |  | Gasoline (containing <=10% ethanol) | FALSE | Spill Bucket | Nez Perce Tribe | Dworshak Dam | U.S. Army Corps of Engineers, P.O. Box 48 | Ahsahka | ID | 83520
10 | 2400020 | Dworshak Dam | Tank G-1 | Tank G-1 Compartment | Permanently Out of Use | 900 | TRUE |  | Gasoline (containing <=10% ethanol) | FALSE | Unknown | Nez Perce Tribe | Dworshak Dam | U.S. Army Corps of Engineers, P.O. Box 48 | Ahsahka | ID | 83520
10 | 2400020 | Dworshak Dam | Tank P-1 | Tank P-1 Compartment | Permanently Out of Use | 1000 | TRUE |  | Gasoline (containing <=10% ethanol) | FALSE | Unknown | Nez Perce Tribe | Dworshak Dam | U.S. Army Corps of Engineers, P.O. Box 48 | Ahsahka | ID | 83520
10 | 2400020 | Dworshak Dam | Tank P-2 | Tank P-2 Compartment | Permanently Out of Use | 550 | TRUE |  | Diesel | FALSE | Unknown | Nez Perce Tribe | Dworshak Dam | U.S. Army Corps of Engineers, P.O. Box 48 | Ahsahka | ID | 83520
10 | 2400020 | Dworshak Dam | Tank R-1 | Tank R-1 Compartment | Permanently Out of Use | 1000 | TRUE |  | Gasoline (containing <=10% ethanol) | FALSE | Unknown | Nez Perce Tribe | Dworshak Dam | U.S. Army Corps of Engineers, P.O. Box 48 | Ahsahka | ID | 83520
10 | 2400020 | Dworshak Dam | Tank R-2 | Tank R-2 Compartment | Permanently Out of Use | 1000 | TRUE |  | Gasoline (containing <=10% ethanol) | FALSE | Unknown | Nez Perce Tribe | Dworshak Dam | U.S. Army Corps of Engineers, P.O. Box 48 | Ahsahka | ID | 83520
10 | 2400020 | Dworshak Dam | Tank R-3 | Tank R-3 Compartment | Permanently Out of Use | 550 | TRUE |  | Diesel | FALSE | Unknown | Nez Perce Tribe | Dworshak Dam | U.S. Army Corps of Engineers, P.O. Box 48 | Ahsahka | ID | 83520
10 | 2400021 | Wittman Farms, Inc. | Tank 1 | Tank 1 Compartment | Permanently Out of Use | 6000 | TRUE |  | Diesel | FALSE | Unknown | Nez Perce Tribe | Wittman Farms, Inc. | Rt. 1, Box 212 | Lapwai | ID | 83540
10 | 2400021 | Wittman Farms, Inc. | Tank 2 | Tank 2 Compartment | Permanently Out of Use | 6000 | TRUE |  | Gasoline (containing <=10% ethanol) | FALSE | Unknown | Nez Perce Tribe | Wittman Farms, Inc. | Rt. 1, Box 212 | Lapwai | ID | 83540
10 | 2400021 | Wittman Farms, Inc. | Tank 3 | Tank 3 Compartment | Permanently Out of Use | 3500 | TRUE |  | Gasoline (containing <=10% ethanol) | FALSE | Unknown | Nez Perce Tribe | Wittman Farms, Inc. | Rt. 1, Box 212 | Lapwai | ID | 83540
10 | 2400022 | Pratt Ranch | Tank 1 | Tank 1 Compartment | Permanently Out of Use | 10000 | TRUE |  | Diesel | FALSE | Unknown | Nez Perce Tribe | Pratt Ranch | Trautman Rd. | Craigmont | ID | 83523
10 | 2400022 | Pratt Ranch | Tank 2 | Tank 2 Compartment | Permanently Out of Use | 10000 | TRUE |  | Diesel | FALSE | Unknown | Nez Perce Tribe | Pratt Ranch | Trautman Rd. | Craigmont | ID | 83523
10 | 2400023 | Central Highway District | Tank 1 | Tank 1 Compartment | Permanently Out of Use | 10000 | TRUE |  | Diesel | FALSE | Unknown | Nez Perce Tribe | Central Highway District | 501 Boulevard | Craigmont | ID | 83523
10 | 2400023 | Central Highway District | Tank 2 | Tank 2 Compartment | Permanently Out of Use | 550 | TRUE |  | Diesel | FALSE | Unknown | Nez Perce Tribe | Central Highway District | 501 Boulevard | Craigmont | ID | 83523
10 | 2400023 | Central Highway District | Tank 3 | Tank 3 Compartment | Permanently Out of Use | 550 | TRUE |  | Used Oil | FALSE | Unknown | Nez Perce Tribe | Central Highway District | 501 Boulevard | Craigmont | ID | 83523
10 | 2400023 | Central Highway District | Tank 4 | Tank 4 Compartment | Currently in Use | 15000 | TRUE |  | Diesel | TRUE | Spill Bucket | Nez Perce Tribe | Central Highway District | 501 Boulevard | Craigmont | ID | 83523
10 | 2400023 | Central Highway District | Tank 5 | Tank 5 Compartment | Currently in Use | 2000 | TRUE |  | Diesel | TRUE | Spill Bucket | Nez Perce Tribe | Central Highway District | 501 Boulevard | Craigmont | ID | 83523
10 | 2400023 | Central Highway District | Tank 6 | Tank 6 Compartment | Currently in Use | 2000 | TRUE |  | Diesel | TRUE | Spill Bucket | Nez Perce Tribe | Central Highway District | 501 Boulevard | Craigmont | ID | 83523
10 | 2400024 | Reid Farm | Tank 1 | Tank 1 Compartment | Permanently Out of Use | 6000 | TRUE |  | Diesel | FALSE | Unknown | Nez Perce Tribe | Reid Farm | Rt. 2, Box 54 | Craigmont | ID | 83523
10 | 2400024 | Reid Farm | Tank 2 | Tank 2 Compartment | Permanently Out of Use | 6000 | TRUE |  | Diesel | FALSE | Unknown | Nez Perce Tribe | Reid Farm | Rt. 2, Box 54 | Craigmont | ID | 83523
10 | 2400025 | Dell Lunders | Tank 1 | Tank 1 Compartment | Permanently Out of Use | 6000 | TRUE |  | Diesel | FALSE | Unknown | Nez Perce Tribe | Dell Lunders | 1 1/2 miles S of Reuben Rt. 2, Box 1C | Reubens | ID | 83548
10 | 2400025 | Dell Lunders | Tank 2 | Tank 2 Compartment | Permanently Out of Use | 6000 | TRUE |  | Gasoline (containing <=10% ethanol) | FALSE | Unknown | Nez Perce Tribe | Dell Lunders | 1 1/2 miles S of Reuben Rt. 2, Box 1C | Reubens | ID | 83548
10 | 2400027 | George J. Patton | Tank 1 | Tank 1 Compartment | Permanently Out of Use | 6000 | TRUE |  | Diesel | FALSE | Unknown | Nez Perce Tribe | George J. Patton | Patton Rd. | Craigmont | ID | 83523
10 | 2400027 | George J. Patton | Tank 2 | Tank 2 Compartment | Permanently Out of Use | 5000 | TRUE |  | Kerosene | FALSE | Unknown | Nez Perce Tribe | George J. Patton | Patton Rd. | Craigmont | ID | 83523
10 | 2400028 | Meacham Farms | Tank 1 | Tank 1 Compartment | Permanently Out of Use | 10000 | TRUE |  | Gasoline (containing <=10% ethanol) | TRUE | Spill Bucket | Nez Perce Tribe | Meacham Farms | HCR 1, Box 73 | Craigmont | ID | 83523
10 | 2400028 | Meacham Farms | Tank 2 | Tank 2 Compartment | Permanently Out of Use | 10000 | TRUE |  | Diesel | TRUE | Spill Bucket | Nez Perce Tribe | Meacham Farms | HCR 1, Box 73 | Craigmont | ID | 83523
10 | 2400029 | Richard Renner | Tank 1 | Tank 1 Compartment | Permanently Out of Use | 4000 | TRUE |  | Diesel | FALSE | Unknown | Nez Perce Tribe | Richard Renner | Rt. 1 Box 40 | Craigmont | ID | 83523
10 | 2400030 | Brammer Ranches | Tank 1 | Tank 1 Compartment | Currently in Use | 8000 | TRUE |  | Diesel | TRUE | Spill Bucket | Nez Perce Tribe | Brammer Ranches | 24282 Brammer Rd. | Lenore | ID | 83541
10 | 2400030 | Brammer Ranches | Tank 2 | Tank 2 Compartment | Currently in Use | 8000 | TRUE |  | Gasoline (containing <=10% ethanol) | TRUE | Spill Bucket | Nez Perce Tribe | Brammer Ranches | 24282 Brammer Rd. | Lenore | ID | 83541
10 | 2400030 | Brammer Ranches | Tank 3 | Tank 3 Compartment | Currently in Use | 12000 | TRUE |  | Diesel | TRUE | Spill Bucket | Nez Perce Tribe | Brammer Ranches | 24282 Brammer Rd. | Lenore | ID | 83541
10 | 2400031 | Winchester Garage | Tank 1 | Tank 1 Compartment | Permanently Out of Use | 500 | TRUE |  | Gasoline (containing <=10% ethanol) | FALSE | Unknown | Nez Perce Tribe | Winchester Garage | 421 Algoma St. | Winchester | ID | 83555
10 | 2400031 | Winchester Garage | Tank 2 | Tank 2 Compartment | Permanently Out of Use | 2000 | TRUE |  | Gasoline (containing <=10% ethanol) | FALSE | Unknown | Nez Perce Tribe | Winchester Garage | 421 Algoma St. | Winchester | ID | 83555
10 | 2400032 | Heitstuman Ranch Co. | Tank 1 | Tank 1 Compartment | Permanently Out of Use | 5000 | TRUE |  | Diesel | FALSE | Unknown | Nez Perce Tribe | Heitstuman Ranch Co. | Rt. 1 Box 50 | Culdesac | ID | 83524
10 | 2400033 | Dworshak National Fish Hatchery | Tank 1 | Tank 1 Compartment | Permanently Out of Use | 20000 | TRUE |  | Diesel | FALSE | Unknown | Nez Perce Tribe | Dworshak National Fish Hatchery | 4147 Ahsanhka Rd. | Ahsahka | ID | 83520
10 | 2400033 | Dworshak National Fish Hatchery | Tank 10 | Tank 10 Compartment | Permanently Out of Use | 275 | TRUE |  | Diesel | FALSE | Unknown | Nez Perce Tribe | Dworshak National Fish Hatchery | 4147 Ahsanhka Rd. | Ahsahka | ID | 83520
10 | 2400033 | Dworshak National Fish Hatchery | Tank 2 | Tank 2 Compartment | Permanently Out of Use | 20000 | TRUE |  | Diesel | FALSE | Unknown | Nez Perce Tribe | Dworshak National Fish Hatchery | 4147 Ahsanhka Rd. | Ahsahka | ID | 83520
10 | 2400033 | Dworshak National Fish Hatchery | Tank 3 | Tank 3 Compartment | Permanently Out of Use | 1000 | TRUE |  | Diesel | FALSE | Unknown | Nez Perce Tribe | Dworshak National Fish Hatchery | 4147 Ahsanhka Rd. | Ahsahka | ID | 83520
10 | 2400033 | Dworshak National Fish Hatchery | Tank 4 | Tank 4 Compartment | Permanently Out of Use | 500 | TRUE |  | Diesel | FALSE | Unknown | Nez Perce Tribe | Dworshak National Fish Hatchery | 4147 Ahsanhka Rd. | Ahsahka | ID | 83520
10 | 2400033 | Dworshak National Fish Hatchery | Tank 5 | Tank 5 Compartment | Permanently Out of Use | 1000 | TRUE |  | Diesel | FALSE | Unknown | Nez Perce Tribe | Dworshak National Fish Hatchery | 4147 Ahsanhka Rd. | Ahsahka | ID | 83520
10 | 2400033 | Dworshak National Fish Hatchery | Tank 6 | Tank 6 Compartment | Permanently Out of Use | 1000 | TRUE |  | Diesel | FALSE | Unknown | Nez Perce Tribe | Dworshak National Fish Hatchery | 4147 Ahsanhka Rd. | Ahsahka | ID | 83520
10 | 2400033 | Dworshak National Fish Hatchery | Tank 7 | Tank 7 Compartment | Permanently Out of Use | 550 | TRUE |  | Gasoline (containing <=10% ethanol) | FALSE | Unknown | Nez Perce Tribe | Dworshak National Fish Hatchery | 4147 Ahsanhka Rd. | Ahsahka | ID | 83520
10 | 2400033 | Dworshak National Fish Hatchery | Tank 8 | Tank 8 Compartment | Permanently Out of Use | 550 | TRUE |  | Gasoline (containing <=10% ethanol) | FALSE | Unknown | Nez Perce Tribe | Dworshak National Fish Hatchery | 4147 Ahsanhka Rd. | Ahsahka | ID | 83520
10 | 2400033 | Dworshak National Fish Hatchery | Tank 9 | Tank 9 Compartment | Permanently Out of Use | 550 | TRUE |  | Diesel | FALSE | Unknown | Nez Perce Tribe | Dworshak National Fish Hatchery | 4147 Ahsanhka Rd. | Ahsahka | ID | 83520
10 | 2400034 | Henderson Inventory Farm | Tank 1 | Tank 1 Compartment | Permanently Out of Use | 6000 | TRUE |  | Gasoline (containing <=10% ethanol) | FALSE | Unknown | Nez Perce Tribe | Henderson Inventory Farm | 1998 Jacobs Road | Nezperce | ID | 83543
10 | 2400034 | Henderson Inventory Farm | Tank 2 | Tank 2 Compartment | Permanently Out of Use | 8000 | TRUE |  | Diesel | FALSE | Unknown | Nez Perce Tribe | Henderson Inventory Farm | 1998 Jacobs Road | Nezperce | ID | 83543
10 | 2400034 | Henderson Inventory Farm | Tank 3 | Tank 3 Compartment | Permanently Out of Use | 2000 | TRUE |  | Diesel | FALSE | Unknown | Nez Perce Tribe | Henderson Inventory Farm | 1998 Jacobs Road | Nezperce | ID | 83543
10 | 2400035 | Leo R. Hasenoehrl, Jr. | Tank 1 | Tank 1 Compartment | Permanently Out of Use | 5000 | TRUE |  | Diesel | FALSE | Unknown | Nez Perce Tribe | Leo R. Hasenoehrl, Jr. | Rt. 1, Box 42, 25746 Bundy Lane | Culdesac | ID | 83524
10 | 2400036 | Culdesac Keylock | Tank 1 | Tank 1 Compartment | Permanently Out of Use | 1000 | TRUE |  | Gasoline (containing <=10% ethanol) | FALSE | Unknown | Nez Perce Tribe | Culdesac Keylock | North & South Hwy. | Culdesac | ID | 83524
10 | 2400037 | Stout Flying Service (formerly Harlan Aerial Application) | Tank 1 | Tank 1 Compartment | Permanently Out of Use | 12000 | TRUE |  | Stove Oil | FALSE | Unknown | Nez Perce Tribe | Stout Flying Service (formerly Harlan Aerial Application) | Craigmont Airport | Craigmont | ID | 83523
10 | 2400038 | Riener Concrete Products | Tank 1 | Tank 1 Compartment | Permanently Out of Use | 1000 | TRUE |  | Gasoline (containing <=10% ethanol) | FALSE | Unknown | Nez Perce Tribe | Riener Concrete Products | 431 Railroad Ave. | Ferdinand | ID | 83526
10 | 2400039 | Bovey Oil Co. (Craigmont Service Station) | Tank 1 | Tank 1 Compartment | Permanently Out of Use | 10000 | TRUE |  | Gasoline (containing <=10% ethanol) | TRUE | Spill Bucket | Nez Perce Tribe | Bovey Oil Co. (Craigmont Service Station) | Corner of Division & Main Streets | Craigmont | ID | 83523
10 | 2400039 | Bovey Oil Co. (Craigmont Service Station) | Tank 2 | Tank 2 Compartment | Permanently Out of Use | 10000 | TRUE |  | Gasoline (containing <=10% ethanol) | TRUE | Spill Bucket | Nez Perce Tribe | Bovey Oil Co. (Craigmont Service Station) | Corner of Division & Main Streets | Craigmont | ID | 83523
10 | 2400039 | Bovey Oil Co. (Craigmont Service Station) | Tank 3 | Tank 3 Compartment | Permanently Out of Use | 10000 | TRUE |  | Heating Oil | TRUE | Spill Bucket | Nez Perce Tribe | Bovey Oil Co. (Craigmont Service Station) | Corner of Division & Main Streets | Craigmont | ID | 83523
10 | 2400039 | Bovey Oil Co. (Craigmont Service Station) | Tank 4 | Tank 4 Compartment | Permanently Out of Use | 10000 | TRUE |  | Diesel | TRUE | Spill Bucket | Nez Perce Tribe | Bovey Oil Co. (Craigmont Service Station) | Corner of Division & Main Streets | Craigmont | ID | 83523
10 | 2400039 | Bovey Oil Co. (Craigmont Service Station) | Tank 5 | Tank 5 Compartment | Permanently Out of Use | 2000 | TRUE |  | Heating Oil | TRUE | Spill Bucket | Nez Perce Tribe | Bovey Oil Co. (Craigmont Service Station) | Corner of Division & Main Streets | Craigmont | ID | 83523
10 | 2400039 | Bovey Oil Co. (Craigmont Service Station) | Tank 6 | Tank 6 Compartment | Permanently Out of Use | 2000 | TRUE |  | Heating Oil | TRUE | Spill Bucket | Nez Perce Tribe | Bovey Oil Co. (Craigmont Service Station) | Corner of Division & Main Streets | Craigmont | ID | 83523
10 | 2400039 | Bovey Oil Co. (Craigmont Service Station) | Tank 7 | Tank 7 Compartment | Permanently Out of Use | 2000 | TRUE |  | Heating Oil | TRUE | Spill Bucket | Nez Perce Tribe | Bovey Oil Co. (Craigmont Service Station) | Corner of Division & Main Streets | Craigmont | ID | 83523
10 | 2400039 | Bovey Oil Co. (Craigmont Service Station) | Tank 8 | Tank 8 Compartment | Permanently Out of Use | 2000 | TRUE |  | Heating Oil | FALSE | Unknown | Nez Perce Tribe | Bovey Oil Co. (Craigmont Service Station) | Corner of Division & Main Streets | Craigmont | ID | 83523
10 | 2400039 | Bovey Oil Co. (Craigmont Service Station) | Tank 9 | Tank 9 Compartment | Permanently Out of Use | 560 | TRUE |  | Used Oil | Exempt due to small delivery | N/A or Exempt due to small delivery | Nez Perce Tribe | Bovey Oil Co. (Craigmont Service Station) | Corner of Division & Main Streets | Craigmont | ID | 83523
10 | 2400040 | Ruckman Ranch | Tank 1 | Tank 1 Compartment | Permanently Out of Use | 2000 | TRUE |  | Diesel | FALSE | Unknown | Nez Perce Tribe | Ruckman Ranch | Rt. 2, Box 30 | Reubens | ID | 83548
10 | 2400041 | Linda Barnet | Tank 1 | Tank 1 Compartment | Permanently Out of Use | 1000 | TRUE |  | Gasoline (containing <=10% ethanol) | FALSE | Unknown | Nez Perce Tribe | Linda Barnet | Valley View Subdivision | Kamiah | ID | 83536
10 | 2400042 | Peter K. Wilson | Tank 1 | Tank 1 Compartment | Permanently Out of Use | 2000 | TRUE |  | Gasoline (containing <=10% ethanol) | FALSE | Unknown | Nez Perce Tribe | Peter K. Wilson | Rt. 1, Box 33 | Lapwai | ID | 83540
10 | 2400042 | Peter K. Wilson | Tank 2 | Tank 2 Compartment | Permanently Out of Use | 2000 | TRUE |  | Diesel | FALSE | Unknown | Nez Perce Tribe | Peter K. Wilson | Rt. 1, Box 33 | Lapwai | ID | 83540
10 | 2400043 | City of Kamiah | Tank 1 | Tank 1 Compartment | Permanently Out of Use | 3500 | TRUE |  | Gasoline (containing <=10% ethanol) | FALSE | Unknown | Nez Perce Tribe | City of Kamiah | Kamiah Municipal Airport | Kamiah | ID | 83536
10 | 2400043 | City of Kamiah | Tank 2 | Tank 2 Compartment | Permanently Out of Use | 14000 | TRUE |  | Gasoline (containing <=10% ethanol) | FALSE | Unknown | Nez Perce Tribe | City of Kamiah | Kamiah Municipal Airport | Kamiah | ID | 83536
10 | 2400044 | Cottonwood Community Federal Credit Union | Tank 1 | Tank 1 Compartment | Permanently Out of Use | 2500 | TRUE |  | Gasoline (containing <=10% ethanol) | FALSE | Unknown | Nez Perce Tribe | Cottonwood Community Federal Credit Union | 221 Main St. | Craigmont | ID | 83523
10 | 2400044 | Cottonwood Community Federal Credit Union | Tank 2 | Tank 2 Compartment | Permanently Out of Use | 2500 | TRUE |  | Gasoline (containing <=10% ethanol) | FALSE | Unknown | Nez Perce Tribe | Cottonwood Community Federal Credit Union | 221 Main St. | Craigmont | ID | 83523
10 | 2400044 | Cottonwood Community Federal Credit Union | Tank 3 | Tank 3 Compartment | Permanently Out of Use | 2500 | TRUE |  | Gasoline (containing <=10% ethanol) | FALSE | Unknown | Nez Perce Tribe | Cottonwood Community Federal Credit Union | 221 Main St. | Craigmont | ID | 83523
10 | 2400044 | Cottonwood Community Federal Credit Union | Tank 4 | Tank 4 Compartment | Permanently Out of Use | 1500 | TRUE |  | Diesel | FALSE | Unknown | Nez Perce Tribe | Cottonwood Community Federal Credit Union | 221 Main St. | Craigmont | ID | 83523
10 | 2400045 | Del's Electric Shop & Warehouse | Tank 1 | Tank 1 Compartment | Permanently Out of Use | 2000 | TRUE |  | Diesel | FALSE | Unknown | Nez Perce Tribe | Del's Electric Shop & Warehouse | Mission Creek & Rock Creek Rds. | Culdesac | ID | 83524
10 | 2400046 | McIntosh & Sons | Tank 1 | Tank 1 Compartment | Permanently Out of Use | 10000 | TRUE |  | Diesel | FALSE | Unknown | Nez Perce Tribe | McIntosh & Sons | 3215 Powers | Lewiston | ID | 83501
10 | 2400046 | McIntosh & Sons | Tank 2 | Tank 2 Compartment | Permanently Out of Use | 5000 | TRUE |  | Diesel | FALSE | Unknown | Nez Perce Tribe | McIntosh & Sons | 3215 Powers | Lewiston | ID | 83501
10 | 2400047 | Henderson Fuel Stop, Inc. | Tank 1 | Tank 1 Compartment | Permanently Out of Use | 10000 | TRUE |  | Gasoline (containing <=10% ethanol) | FALSE | Unknown | Nez Perce Tribe | Henderson Fuel Stop, Inc. | 7450 North & South Hwy. | Lewiston | ID | 83501
10 | 2400047 | Henderson Fuel Stop, Inc. | Tank 2 | Tank 2 Compartment | Permanently Out of Use | 10000 | TRUE |  | Gasoline (containing <=10% ethanol) | FALSE | Unknown | Nez Perce Tribe | Henderson Fuel Stop, Inc. | 7450 North & South Hwy. | Lewiston | ID | 83501
10 | 2400047 | Henderson Fuel Stop, Inc. | Tank 3 | Tank 3 Compartment | Permanently Out of Use | 10000 | TRUE |  | Gasoline (containing <=10% ethanol) | FALSE | Unknown | Nez Perce Tribe | Henderson Fuel Stop, Inc. | 7450 North & South Hwy. | Lewiston | ID | 83501
10 | 2400047 | Henderson Fuel Stop, Inc. | Tank 4 | Tank 4 Compartment | Permanently Out of Use | 20000 | TRUE |  | Diesel | FALSE | Unknown | Nez Perce Tribe | Henderson Fuel Stop, Inc. | 7450 North & South Hwy. | Lewiston | ID | 83501
10 | 2400047 | Henderson Fuel Stop, Inc. | Tank 5 | Tank 5 Compartment | Permanently Out of Use | 20000 | TRUE |  | Diesel | FALSE | Unknown | Nez Perce Tribe | Henderson Fuel Stop, Inc. | 7450 North & South Hwy. | Lewiston | ID | 83501
10 | 2400048 | Craigmont Farm Store | Tank 1 | Tank 1 Compartment | Currently in Use | 8000 | TRUE |  | Gasoline (containing <=10% ethanol) | TRUE | Spill Bucket | Nez Perce Tribe | Craigmont Farm Store | 15 E. Main St., P.O. Box 128 | Craigmont | ID | 83523
10 | 2400048 | Craigmont Farm Store | Tank 2 | Tank 2 Compartment | Currently in Use | 8000 | TRUE |  | Gasoline (containing <=10% ethanol) | TRUE | Spill Bucket | Nez Perce Tribe | Craigmont Farm Store | 15 E. Main St., P.O. Box 128 | Craigmont | ID | 83523
10 | 2400048 | Craigmont Farm Store | Tank 3 | Tank 3 Compartment | Currently in Use | 8000 | TRUE |  | Diesel | TRUE | Spill Bucket | Nez Perce Tribe | Craigmont Farm Store | 15 E. Main St., P.O. Box 128 | Craigmont | ID | 83523
10 | 2400049 | Osburn Bros | Tank 1 | Tank 1 Compartment | Permanently Out of Use | 6000 | TRUE |  | Diesel | FALSE | Unknown | Nez Perce Tribe | Osburn Bros | 2nd Lorhama W | Craigmont | ID | 83523
10 | 2400050 | Joe Wagner & Sons | Tank 2 | Tank 2 Compartment | Permanently Out of Use | 4000 | TRUE |  | Diesel | FALSE | Unknown | Nez Perce Tribe | Joe Wagner & Sons | Rt. 1 Box 46 Fletcher | Craigmont | ID | 83523
10 | 2400051 | Pit Stop | Tank 1 | Tank 1 Compartment | Permanently Out of Use | 8000 | TRUE |  | Gasoline (containing <=10% ethanol) | FALSE | Unknown | Nez Perce Tribe | Pit Stop | Hwy. 12 & 3rd St. | Kamiah | ID | 83536
10 | 2400051 | Pit Stop | Tank 2 | Tank 2 Compartment | Permanently Out of Use | 5000 | TRUE |  | Gasoline (containing <=10% ethanol) | FALSE | Unknown | Nez Perce Tribe | Pit Stop | Hwy. 12 & 3rd St. | Kamiah | ID | 83536
10 | 2400051 | Pit Stop | Tank 3 | Tank 3 Compartment | Permanently Out of Use | 2000 | TRUE |  | Gasoline (containing <=10% ethanol) | FALSE | Unknown | Nez Perce Tribe | Pit Stop | Hwy. 12 & 3rd St. | Kamiah | ID | 83536
10 | 2400051 | Pit Stop | Tank 4 | Tank 4 Compartment | Permanently Out of Use | 1000 | TRUE |  | Diesel | FALSE | Unknown | Nez Perce Tribe | Pit Stop | Hwy. 12 & 3rd St. | Kamiah | ID | 83536
10 | 2400051 | Pit Stop | Tank 5 | Tank 5 Compartment | Permanently Out of Use | 5000 | TRUE |  | Diesel | FALSE | Unknown | Nez Perce Tribe | Pit Stop | Hwy. 12 & 3rd St. | Kamiah | ID | 83536
10 | 2400051 | Pit Stop | Tank 6 | Tank 6 Compartment | Permanently Out of Use | 4000 | TRUE |  | Gasoline (containing <=10% ethanol) | TRUE | Spill Bucket | Nez Perce Tribe | Pit Stop | Hwy. 12 & 3rd St. | Kamiah | ID | 83536
10 | 2400051 | Pit Stop | Tank 7 | Tank 7 Compartment | Permanently Out of Use | 2000 | TRUE |  | Diesel | TRUE | Spill Bucket | Nez Perce Tribe | Pit Stop | Hwy. 12 & 3rd St. | Kamiah | ID | 83536
10 | 2400051 | Pit Stop | Tank 8 | Tank 8 Compartment 8a | Currently in Use | 10000 | TRUE |  | Gasoline (containing <=10% ethanol) | TRUE | Spill Bucket | Nez Perce Tribe | Pit Stop | Hwy. 12 & 3rd St. | Kamiah | ID | 83536
10 | 2400051 | Pit Stop | Tank 8 | Tank 8 Compartment 8b | Currently in Use | 5000 | TRUE |  | Gasoline (containing <=10% ethanol) | TRUE | Spill Bucket | Nez Perce Tribe | Pit Stop | Hwy. 12 & 3rd St. | Kamiah | ID | 83536
10 | 2400051 | Pit Stop | Tank 9 | Tank 9 Compartment 9a | Currently in Use | 10000 | TRUE |  | Diesel | TRUE | Spill Bucket | Nez Perce Tribe | Pit Stop | Hwy. 12 & 3rd St. | Kamiah | ID | 83536
10 | 2400051 | Pit Stop | Tank 9 | Tank 9 Compartment 9b | Currently in Use | 5000 | TRUE |  | Diesel | TRUE | Spill Bucket | Nez Perce Tribe | Pit Stop | Hwy. 12 & 3rd St. | Kamiah | ID | 83536
10 | 2400052 | Henson's Tires | Tank 1 | Tank 1 Compartment | Permanently Out of Use | 6000 | TRUE |  | Gasoline (containing <=10% ethanol) | FALSE | Unknown | Nez Perce Tribe | Henson's Tires | Corner of Hwy. 12 & SH 62 (Hill St.) | Kamiah | ID | 83536
10 | 2400052 | Henson's Tires | Tank 2 | Tank 2 Compartment | Permanently Out of Use | 4000 | TRUE |  | Gasoline (containing <=10% ethanol) | FALSE | Unknown | Nez Perce Tribe | Henson's Tires | Corner of Hwy. 12 & SH 62 (Hill St.) | Kamiah | ID | 83536
10 | 2400052 | Henson's Tires | Tank 3 | Tank 3 Compartment | Permanently Out of Use | 4000 | TRUE |  | Diesel | FALSE | Unknown | Nez Perce Tribe | Henson's Tires | Corner of Hwy. 12 & SH 62 (Hill St.) | Kamiah | ID | 83536
10 | 2400053 | Ferdinand Highway District | Tank 1 | Tank 1 Compartment | Permanently Out of Use | 550 | TRUE |  | Diesel | FALSE | Unknown | Nez Perce Tribe | Ferdinand Highway District | Corner of Vollmer & Front Sts. P.O. Box 103 | Ferdinand | ID | 83526
10 | 2400053 | Ferdinand Highway District | Tank 2 | Tank 2 Compartment | Permanently Out of Use | 550 | TRUE |  | Diesel | FALSE | Unknown | Nez Perce Tribe | Ferdinand Highway District | Corner of Vollmer & Front Sts. P.O. Box 103 | Ferdinand | ID | 83526
10 | 2400054 | Dale & Jill's Sporting Goods | Tank 1 | Tank 1 Compartment | Permanently Out of Use | 2000 | TRUE |  | Gasoline (containing <=10% ethanol) | FALSE | Unknown | Nez Perce Tribe | Dale & Jill's Sporting Goods | 4675 Hwy. 12 | Kamiah | ID | 83536
10 | 2400054 | Dale & Jill's Sporting Goods | Tank 2 | Tank 2 Compartment | Permanently Out of Use | 8000 | TRUE |  | Diesel | FALSE | Unknown | Nez Perce Tribe | Dale & Jill's Sporting Goods | 4675 Hwy. 12 | Kamiah | ID | 83536
10 | 2400054 | Dale & Jill's Sporting Goods | Tank 3 | Tank 3 Compartment | Permanently Out of Use | 12000 | TRUE |  | Gasoline (containing <=10% ethanol) | FALSE | Unknown | Nez Perce Tribe | Dale & Jill's Sporting Goods | 4675 Hwy. 12 | Kamiah | ID | 83536
10 | 2400054 | Dale & Jill's Sporting Goods | Tank 4 | Tank 4 Compartment | Permanently Out of Use | 3000 | TRUE |  | Gasoline (containing <=10% ethanol) | FALSE | Unknown | Nez Perce Tribe | Dale & Jill's Sporting Goods | 4675 Hwy. 12 | Kamiah | ID | 83536
10 | 2400054 | Dale & Jill's Sporting Goods | Tank 5 | Tank 5 Compartment | Currently in Use | 8000 | TRUE |  | Gasoline (containing <=10% ethanol) | TRUE | Spill Bucket | Nez Perce Tribe | Dale & Jill's Sporting Goods | 4675 Hwy. 12 | Kamiah | ID | 83536
10 | 2400054 | Dale & Jill's Sporting Goods | Tank 6 | Tank 6 Compartment 6a | Currently in Use | 4000 | TRUE |  | Gasoline (containing <=10% ethanol) | TRUE | Spill Bucket | Nez Perce Tribe | Dale & Jill's Sporting Goods | 4675 Hwy. 12 | Kamiah | ID | 83536
10 | 2400054 | Dale & Jill's Sporting Goods | Tank 6 | Tank 6 Compartment 6b | Currently in Use | 4000 | TRUE |  | Diesel | TRUE | Spill Bucket | Nez Perce Tribe | Dale & Jill's Sporting Goods | 4675 Hwy. 12 | Kamiah | ID | 83536
10 | 2400055 | Deanos #11 | Tank 1 | Tank 1 Compartment | Permanently Out of Use | 8000 | TRUE |  | Gasoline (containing <=10% ethanol) | FALSE | Unknown | Nez Perce Tribe | Deanos #11 | 13834 Hwy. 12 | Orofino | ID | 83544
10 | 2400055 | Deanos #11 | Tank 2 | Tank 2 Compartment | Permanently Out of Use | 8000 | TRUE |  | Gasoline (containing <=10% ethanol) | FALSE | Unknown | Nez Perce Tribe | Deanos #11 | 13834 Hwy. 12 | Orofino | ID | 83544
10 | 2400055 | Deanos #11 | Tank 3 | Tank 3 Compartment | Permanently Out of Use | 8500 | TRUE |  | Gasoline (containing <=10% ethanol) | FALSE | Unknown | Nez Perce Tribe | Deanos #11 | 13834 Hwy. 12 | Orofino | ID | 83544
10 | 2400055 | Deanos #11 | Tank 4 | Tank 4 Compartment | Currently in Use | 8000 | TRUE |  | Diesel | TRUE | Spill Bucket | Nez Perce Tribe | Deanos #11 | 13834 Hwy. 12 | Orofino | ID | 83544
10 | 2400055 | Deanos #11 | Tank 5 | Tank 5 Compartment | Currently in Use | 10000 | TRUE |  | Gasoline (containing <=10% ethanol) | TRUE | Spill Bucket | Nez Perce Tribe | Deanos #11 | 13834 Hwy. 12 | Orofino | ID | 83544
10 | 2400055 | Deanos #11 | Tank 6 | Tank 6 Compartment | Currently in Use | 10000 | TRUE |  | Gasoline (containing <=10% ethanol) | TRUE | Spill Bucket | Nez Perce Tribe | Deanos #11 | 13834 Hwy. 12 | Orofino | ID | 83544
10 | 2400056 | Super Kat, Inc. | Tank 1 | Tank 1 Compartment | Permanently Out of Use | 12000 | TRUE |  | Stove Oil | FALSE | Unknown | Nez Perce Tribe | Super Kat, Inc. | Nezperce City Airport | Nezperce | ID | 83543
10 | 2400057 | Bob's Service | Tank 1 | Tank 1 Compartment | Permanently Out of Use | 1000 | TRUE |  | Gasoline (containing <=10% ethanol) | FALSE | Unknown | Nez Perce Tribe | Bob's Service | Main St. | Stites | ID | 83552
10 | 2400057 | Bob's Service | Tank 2 | Tank 2 Compartment | Permanently Out of Use | 1000 | TRUE |  | Gasoline (containing <=10% ethanol) | FALSE | Unknown | Nez Perce Tribe | Bob's Service | Main St. | Stites | ID | 83552
10 | 2400057 | Bob's Service | Tank 3 | Tank 3 Compartment | Permanently Out of Use | 1000 | TRUE |  | Diesel | FALSE | Unknown | Nez Perce Tribe | Bob's Service | Main St. | Stites | ID | 83552
10 | 2400058 | #21600 Orofino MTCE Yard | Tank 1 | Tank 1 Compartment | Permanently Out of Use | 3000 | TRUE |  | Diesel | FALSE | Unknown | Nez Perce Tribe | #21600 Orofino MTCE Yard | U.S. Hwy. 12, Box 187 | Orofino | ID | 83544
10 | 2400058 | #21600 Orofino MTCE Yard | Tank 2 | Tank 2 Compartment | Permanently Out of Use | 3000 | TRUE |  | Gasoline (containing <=10% ethanol) | FALSE | Unknown | Nez Perce Tribe | #21600 Orofino MTCE Yard | U.S. Hwy. 12, Box 187 | Orofino | ID | 83544
10 | 2400058 | #21600 Orofino MTCE Yard | Tank 3 | Tank 3 Compartment | Permanently Out of Use | 500 | TRUE |  | Used Oil | FALSE | Unknown | Nez Perce Tribe | #21600 Orofino MTCE Yard | U.S. Hwy. 12, Box 187 | Orofino | ID | 83544
10 | 2400059 | The Station | Tank 1 | Tank 1 Compartment | Permanently Out of Use | 10000 | TRUE |  | Gasoline (containing <=10% ethanol) | FALSE | Unknown | Nez Perce Tribe | The Station | 803 3rd St. | Kamiah | ID | 83536
10 | 2400059 | The Station | Tank 2 | Tank 2 Compartment | Permanently Out of Use | 4000 | TRUE |  | Gasoline (containing <=10% ethanol) | FALSE | Unknown | Nez Perce Tribe | The Station | 803 3rd St. | Kamiah | ID | 83536
10 | 2400059 | The Station | Tank 3 | Tank 3 Compartment | Currently in Use | 10000 | TRUE |  | Diesel | TRUE | Spill Bucket | Nez Perce Tribe | The Station | 803 3rd St. | Kamiah | ID | 83536
10 | 2400059 | The Station | Tank 4 | Tank 4 Compartment 4a | Currently in Use | 14000 | TRUE |  | Gasoline (containing <=10% ethanol) | TRUE | Spill Bucket | Nez Perce Tribe | The Station | 803 3rd St. | Kamiah | ID | 83536
10 | 2400059 | The Station | Tank 4 | Tank 4 Compartment 4b | Currently in Use | 6000 | TRUE |  | Gasoline (containing <=10% ethanol) | TRUE | Spill Bucket | Nez Perce Tribe | The Station | 803 3rd St. | Kamiah | ID | 83536
10 | 2400060 | Orofino Chevron | Tank 1 | Tank 1 Compartment | Permanently Out of Use | 2000 | TRUE |  | Gasoline (containing <=10% ethanol) | FALSE | Unknown | Nez Perce Tribe | Orofino Chevron | 180 Michigan Ave. | Orofino | ID | 83544
10 | 2400060 | Orofino Chevron | Tank 2 | Tank 2 Compartment | Permanently Out of Use | 1000 | TRUE |  | Gasoline (containing <=10% ethanol) | FALSE | Unknown | Nez Perce Tribe | Orofino Chevron | 180 Michigan Ave. | Orofino | ID | 83544
10 | 2400060 | Orofino Chevron | Tank 3 | Tank 3 Compartment | Permanently Out of Use | 2000 | TRUE |  | Gasoline (containing <=10% ethanol) | FALSE | Unknown | Nez Perce Tribe | Orofino Chevron | 180 Michigan Ave. | Orofino | ID | 83544
10 | 2400060 | Orofino Chevron | Tank 4 | Tank 4 Compartment | Permanently Out of Use | 500 | TRUE |  | Used Oil | FALSE | Unknown | Nez Perce Tribe | Orofino Chevron | 180 Michigan Ave. | Orofino | ID | 83544
10 | 2400061 | Idaho County Road Shop - Kooskia | Tank KRD#1 | Tank KRD#1 Compartment | Permanently Out of Use | 4000 | TRUE |  | Diesel | FALSE | Unknown | Nez Perce Tribe | Idaho County Road Shop - Kooskia | 1 mile S of Kooskia on Hwy. 13 across from Clearwater High School | Kooskia | ID | 83539
10 | 2400061 | Idaho County Road Shop - Kooskia | Tank KRG#2 | Tank KRG#2 Compartment | Permanently Out of Use | 4000 | TRUE |  | Gasoline (containing <=10% ethanol) | FALSE | Unknown | Nez Perce Tribe | Idaho County Road Shop - Kooskia | 1 mile S of Kooskia on Hwy. 13 across from Clearwater High School | Kooskia | ID | 83539
10 | 2400062 | Storm Shop | Tank 1 | Tank 1 Compartment | Permanently Out of Use | 1000 | TRUE |  | Diesel | FALSE | Unknown | Nez Perce Tribe | Storm Shop | CARNEY RD | Orofino | ID | 83544
10 | 2400062 | Storm Shop | Tank 2 | Tank 2 Compartment | Permanently Out of Use | 500 | TRUE |  | Gasoline (containing <=10% ethanol) | FALSE | Unknown | Nez Perce Tribe | Storm Shop | CARNEY RD | Orofino | ID | 83544
10 | 2400063 | Triplett Logging Shop | Tank 1 | Tank 1 Compartment | Permanently Out of Use | 2000 | TRUE |  | Diesel | FALSE | Unknown | Nez Perce Tribe | Triplett Logging Shop | 1290 Canyon CK Rd | Orofino | ID | 83544
10 | 2400064 | #22600 Kooskia MTCE Yard | Tank 1 | Tank 1 Compartment | Permanently Out of Use | 2000 | TRUE |  | Diesel | FALSE | Unknown | Nez Perce Tribe | #22600 Kooskia MTCE Yard | US 12 1 1/2 MI E OF KOOSKIA | Kooskia | ID | 83539
10 | 2400064 | #22600 Kooskia MTCE Yard | Tank 2 | Tank 2 Compartment | Permanently Out of Use | 2000 | TRUE |  | Gasoline (containing <=10% ethanol) | FALSE | Unknown | Nez Perce Tribe | #22600 Kooskia MTCE Yard | US 12 1 1/2 MI E OF KOOSKIA | Kooskia | ID | 83539
10 | 2400064 | #22600 Kooskia MTCE Yard | Tank 3 | Tank 3 Compartment | Permanently Out of Use | 1000 | TRUE |  | Gasoline (containing <=10% ethanol) | FALSE | Unknown | Nez Perce Tribe | #22600 Kooskia MTCE Yard | US 12 1 1/2 MI E OF KOOSKIA | Kooskia | ID | 83539
10 | 2400064 | #22600 Kooskia MTCE Yard | Tank 4 | Tank 4 Compartment | Permanently Out of Use | 500 | TRUE |  | Used Oil | FALSE | Unknown | Nez Perce Tribe | #22600 Kooskia MTCE Yard | US 12 1 1/2 MI E OF KOOSKIA | Kooskia | ID | 83539
10 | 2400065 | The Gateway | Tank 1 | Tank 1 Compartment | Currently in Use | 10000 | TRUE |  | Diesel | TRUE | Spill Bucket | Nez Perce Tribe | The Gateway | 305 Joseph Ave. | Winchester | ID | 83555
10 | 2400065 | The Gateway | Tank 2 | Tank 2 Compartment | Currently in Use | 8000 | TRUE |  | Gasoline (containing <=10% ethanol) | TRUE | Spill Bucket | Nez Perce Tribe | The Gateway | 305 Joseph Ave. | Winchester | ID | 83555
10 | 2400066 | Clearwater Valley High School | Tank 1 | Tank 1 Compartment | Permanently Out of Use | 2000 | TRUE |  | Gasoline (containing <=10% ethanol) | FALSE | Unknown | Nez Perce Tribe | Clearwater Valley High School | HWY 13 | Kooskia | ID | 83539
10 | 2400068 | Valley Gas | Tank 1 | Tank 1 Compartment | Permanently Out of Use | 2000 | TRUE |  | Gasoline (containing <=10% ethanol) | FALSE | Unknown | Nez Perce Tribe | Valley Gas | 308 N. Hwy. 95 | Lapwai | ID | 83540
10 | 2400068 | Valley Gas | Tank 2 | Tank 2 Compartment | Permanently Out of Use | 2000 | TRUE |  | Gasoline (containing <=10% ethanol) | FALSE | Unknown | Nez Perce Tribe | Valley Gas | 308 N. Hwy. 95 | Lapwai | ID | 83540
10 | 2400068 | Valley Gas | Tank 3 | Tank 3 Compartment | Currently in Use | 6000 | TRUE |  | Gasoline (containing <=10% ethanol) | TRUE | Spill Bucket | Nez Perce Tribe | Valley Gas | 308 N. Hwy. 95 | Lapwai | ID | 83540
10 | 2400068 | Valley Gas | Tank 4 | Tank 4 Compartment | Currently in Use | 10000 | TRUE |  | Diesel | TRUE | Spill Bucket | Nez Perce Tribe | Valley Gas | 308 N. Hwy. 95 | Lapwai | ID | 83540
10 | 2400068 | Valley Gas | Tank 5 | Tank 5 Compartment | Currently in Use | 10000 | TRUE |  | Gasoline (containing <=10% ethanol) | TRUE | Spill Bucket | Nez Perce Tribe | Valley Gas | 308 N. Hwy. 95 | Lapwai | ID | 83540
10 | 2400068 | Valley Gas | Tank 6 | Tank 6 Compartment | Currently in Use | 10000 | TRUE |  | Gasoline (containing <=10% ethanol) | TRUE | Spill Bucket | Nez Perce Tribe | Valley Gas | 308 N. Hwy. 95 | Lapwai | ID | 83540
10 | 2400069 | Herndon Farms, Inc. | Tank 1 | Tank 1 Compartment | Permanently Out of Use | 10000 | TRUE |  | Diesel | FALSE | Unknown | Nez Perce Tribe | Herndon Farms, Inc. | 27868 Herndon Rd. Rt. 1, Box 127 | Culdesac | ID | 83524
10 | 2400069 | Herndon Farms, Inc. | Tank 2 | Tank 2 Compartment | Permanently Out of Use | 10000 | TRUE |  | Gasoline (containing <=10% ethanol) | FALSE | Unknown | Nez Perce Tribe | Herndon Farms, Inc. | 27868 Herndon Rd. Rt. 1, Box 127 | Culdesac | ID | 83524
10 | 2400069 | Herndon Farms, Inc. | Tank 3 | Tank 3 Compartment | Permanently Out of Use | 500 | TRUE |  | Used Oil | FALSE | Unknown | Nez Perce Tribe | Herndon Farms, Inc. | 27868 Herndon Rd. Rt. 1, Box 127 | Culdesac | ID | 83524
10 | 2400070 | Tom's Sinclair | Tank 1 | Tank 1 Compartment | Permanently Out of Use | 1000 | TRUE |  | Gasoline (containing <=10% ethanol) | FALSE | Unknown | Nez Perce Tribe | Tom's Sinclair | 321 Main St. | Stites | ID | 83552
10 | 2400070 | Tom's Sinclair | Tank 2 | Tank 2 Compartment | Permanently Out of Use | 550 | TRUE |  | Gasoline (containing <=10% ethanol) | FALSE | Unknown | Nez Perce Tribe | Tom's Sinclair | 321 Main St. | Stites | ID | 83552
10 | 2400071 | Thunderbird IV Smoke Shop | Tank 1 | Tank 1 Compartment | Permanently Out of Use | 5000 | TRUE |  | Gasoline (containing <=10% ethanol) | FALSE | Unknown | Nez Perce Tribe | Thunderbird IV Smoke Shop | 305 Main St. | Lapwai | ID | 83540
10 | 2400071 | Thunderbird IV Smoke Shop | Tank 2 | Tank 2 Compartment | Permanently Out of Use | 10000 | TRUE |  | Gasoline (containing <=10% ethanol) | FALSE | Unknown | Nez Perce Tribe | Thunderbird IV Smoke Shop | 305 Main St. | Lapwai | ID | 83540
10 | 2400071 | Thunderbird IV Smoke Shop | Tank 3 | Tank 3 Compartment | Permanently Out of Use | 500 | TRUE |  | Used Oil | FALSE | Unknown | Nez Perce Tribe | Thunderbird IV Smoke Shop | 305 Main St. | Lapwai | ID | 83540
10 | 2400071 | Thunderbird IV Smoke Shop | Tank 4 | Tank 4 Compartment | Permanently Out of Use | 12000 | TRUE |  | Gasoline (containing <=10% ethanol) | TRUE | Spill Bucket | Nez Perce Tribe | Thunderbird IV Smoke Shop | 305 Main St. | Lapwai | ID | 83540
10 | 2400071 | Thunderbird IV Smoke Shop | Tank 5 | Tank 5 Compartment 5a | Permanently Out of Use | 5000 | TRUE |  | Gasoline (containing <=10% ethanol) | TRUE | Spill Bucket | Nez Perce Tribe | Thunderbird IV Smoke Shop | 305 Main St. | Lapwai | ID | 83540
10 | 2400071 | Thunderbird IV Smoke Shop | Tank 5 | Tank 5 Compartment 5b | Permanently Out of Use | 5000 | TRUE |  | Diesel | TRUE | Spill Bucket | Nez Perce Tribe | Thunderbird IV Smoke Shop | 305 Main St. | Lapwai | ID | 83540
10 | 2400072 | Sunset Mart #8 | Tank 1 | Tank 1 Compartment | Permanently Out of Use | 10000 | TRUE |  | Gasoline (containing <=10% ethanol) | FALSE | Unknown | Nez Perce Tribe | Sunset Mart #8 | 11530 Hwy. 12 | Orofino | ID | 83544
10 | 2400072 | Sunset Mart #8 | Tank 2 | Tank 2 Compartment | Permanently Out of Use | 4000 | TRUE |  | Gasoline (containing <=10% ethanol) | FALSE | Unknown | Nez Perce Tribe | Sunset Mart #8 | 11530 Hwy. 12 | Orofino | ID | 83544
10 | 2400072 | Sunset Mart #8 | Tank 3 | Tank 3 Compartment | Permanently Out of Use | 4000 | TRUE |  | Gasoline (containing <=10% ethanol) | FALSE | Unknown | Nez Perce Tribe | Sunset Mart #8 | 11530 Hwy. 12 | Orofino | ID | 83544
10 | 2400073 | Orofino Sunset Mart Coleman Oil Company, LLC | Tank 1 | Tank 1 Compartment | Permanently Out of Use | 5000 | TRUE |  | Gasoline (containing <=10% ethanol) | FALSE | Unknown | Nez Perce Tribe | Sunset Mart - Orofino | 125 Michigan Ave. | Orofino | ID | 83544
10 | 2400073 | Orofino Sunset Mart Coleman Oil Company, LLC | Tank 2 | Tank 2 Compartment | Permanently Out of Use | 5000 | TRUE |  | Gasoline (containing <=10% ethanol) | FALSE | Unknown | Nez Perce Tribe | Sunset Mart - Orofino | 125 Michigan Ave. | Orofino | ID | 83544
10 | 2400073 | Orofino Sunset Mart Coleman Oil Company, LLC | Tank 3 | Tank 3 Compartment | Permanently Out of Use | 10000 | TRUE |  | Gasoline (containing <=10% ethanol) | FALSE | Unknown | Nez Perce Tribe | Sunset Mart - Orofino | 125 Michigan Ave. | Orofino | ID | 83544
10 | 2400073 | Orofino Sunset Mart Coleman Oil Company, LLC | Tank 4 | Tank 4 Compartment | Permanently Out of Use | 10000 | TRUE |  | Gasoline (containing <=10% ethanol) | TRUE | Spill Bucket | Nez Perce Tribe | Sunset Mart - Orofino | 125 Michigan Ave. | Orofino | ID | 83544
10 | 2400073 | Orofino Sunset Mart Coleman Oil Company, LLC | Tank 5 | Tank 5 Compartment | Permanently Out of Use | 10000 | TRUE |  | Gasoline (containing <=10% ethanol) | TRUE | Spill Bucket | Nez Perce Tribe | Sunset Mart - Orofino | 125 Michigan Ave. | Orofino | ID | 83544
10 | 2400073 | Orofino Sunset Mart Coleman Oil Company, LLC | Tank 6 | Tank 6 Compartment | Permanently Out of Use | 6000 | TRUE |  | Gasoline (containing <=10% ethanol) | TRUE | Spill Bucket | Nez Perce Tribe | Sunset Mart - Orofino | 125 Michigan Ave. | Orofino | ID | 83544
10 | 2400073 | Orofino Sunset Mart Coleman Oil Company, LLC | Tank 7 | Tank 7 Compartment | Currently in Use | 15000 | TRUE |  | Gasoline (containing <=10% ethanol) | TRUE | Spill Bucket | Nez Perce Tribe | Sunset Mart - Orofino | 125 Michigan Ave. | Orofino | ID | 83544
10 | 2400073 | Orofino Sunset Mart Coleman Oil Company, LLC | Tank 8 | Tank 8 Compartment 8a | Currently in Use | 6000 | TRUE |  | Diesel | TRUE | Spill Bucket | Nez Perce Tribe | Sunset Mart - Orofino | 125 Michigan Ave. | Orofino | ID | 83544
10 | 2400073 | Orofino Sunset Mart Coleman Oil Company, LLC | Tank 8 | Tank 8 Compartment 8b | Currently in Use | 6000 | TRUE |  | Gasoline (containing <=10% ethanol) | TRUE | Spill Bucket | Nez Perce Tribe | Sunset Mart - Orofino | 125 Michigan Ave. | Orofino | ID | 83544
10 | 2400074 | #21800 Craigmont MTCE Yard | Tank 1 | Tank 1 Compartment | Permanently Out of Use | 2000 | TRUE |  | Diesel | FALSE | Unknown | Nez Perce Tribe | #21800 Craigmont MTCE Yard | 805 Boulevard Hwy. P.O. Box 193 | Craigmont | ID | 83523
10 | 2400074 | #21800 Craigmont MTCE Yard | Tank 2 | Tank 2 Compartment | Permanently Out of Use | 2000 | TRUE |  | Gasoline (containing <=10% ethanol) | FALSE | Unknown | Nez Perce Tribe | #21800 Craigmont MTCE Yard | 805 Boulevard Hwy. P.O. Box 193 | Craigmont | ID | 83523
10 | 2400075 | Robert J Stach | Tank 1 | Tank 1 Compartment | Permanently Out of Use | 10000 | TRUE |  | Diesel | FALSE | Unknown | Nez Perce Tribe | Robert J Stach | 2 1/2 W On Evergreen Rd. | Nezperce | ID | 83543
10 | 2400077 | Nez Perce Co. Road Dept. (former) | Tank 1 | Tank 1 Compartment | Permanently Out of Use | 500 | TRUE |  | Gasoline (containing <=10% ethanol) | FALSE | Unknown | Nez Perce Tribe | Nez Perce Co. Road Dept. (former) | 118 Alder Ave. | Lapwai | ID | 83540
10 | 2400078 | Idaho Dept of Lands | Tank 1 | Tank 1 Compartment | Permanently Out of Use | 550 | TRUE |  | Gasoline (containing <=10% ethanol) | FALSE | Unknown | Nez Perce Tribe | Idaho Dept of Lands | 10230 HWY 12 | Orofino | ID | 83544
10 | 2400079 | Joint School District #342 | Tank 1 | Tank 1 Compartment | Permanently Out of Use | 1000 | TRUE |  | Gasoline (containing <=10% ethanol) | FALSE | Unknown | Nez Perce Tribe | Joint School District #342 | 6th St & Culdesac | Culdesac | ID | 83524
10 | 2400080 | U.S. Timber Co. - Craigmont | Tank 1 | Tank 1 Compartment | Permanently Out of Use | 10000 | TRUE |  | Diesel | FALSE | Unknown | Nez Perce Tribe | U.S. Timber Co. - Craigmont | 510 5th Ave. | Craigmont | ID | 83523
10 | 2400080 | U.S. Timber Co. - Craigmont | Tank 2 | Tank 2 Compartment | Permanently Out of Use | 10000 | TRUE |  | Diesel | FALSE | Unknown | Nez Perce Tribe | U.S. Timber Co. - Craigmont | 510 5th Ave. | Craigmont | ID | 83523
10 | 2400081 | Nez Perce National Historical Park | Tank 1 | Tank 1 Compartment | Permanently Out of Use | 500 | TRUE |  | Gasoline (containing <=10% ethanol) | FALSE | Unknown | Nez Perce Tribe | Nez Perce National Historical Park | PO BOX 93 | Spalding | ID | 83551
10 | 2400082 | Davis Shop | Tank 1 | Tank 1 Compartment | Permanently Out of Use | 2000 | TRUE |  | Diesel | FALSE | Unknown | Nez Perce Tribe | Davis Shop | HWY 11 | Pierce | ID | 83546
10 | 2400083 | Jaype | Tank 1 | Tank 1 Compartment | Permanently Out of Use | 5000 | TRUE |  | Diesel | FALSE | Unknown | Nez Perce Tribe | Jaype | HWY 11 | Orofino | ID | 83544
10 | 2400084 | Duane C Miller | Tank 1 | Tank 1 Compartment | Permanently Out of Use | 6000 | TRUE |  | Diesel | FALSE | Unknown | Nez Perce Tribe | Duane C Miller | Route 1 Box 76 | Nezperce | ID | 83543
10 | 2400084 | Duane C Miller | Tank 2 | Tank 2 Compartment | Permanently Out of Use | 6000 | TRUE |  | Gasoline (containing <=10% ethanol) | FALSE | Unknown | Nez Perce Tribe | Duane C Miller | Route 1 Box 76 | Nezperce | ID | 83543
10 | 2400086 | Serv-A-Burger | Tank 1 | Tank 1 Compartment | Permanently Out of Use |  | TRUE |  | Diesel | FALSE | Unknown | Nez Perce Tribe | Serv-A-Burger | 105 Michigan St | Orofino | ID | 83544
10 | 2400086 | Serv-A-Burger | Tank 2 | Tank 2 Compartment | Permanently Out of Use |  | TRUE |  | Diesel | FALSE | Unknown | Nez Perce Tribe | Serv-A-Burger | 105 Michigan St | Orofino | ID | 83544
10 | 2400087 | Orofino Aviation, Inc. | Tank 1 | Tank 1 Compartment | Permanently Out of Use | 12000 | TRUE |  | Gasoline (containing <=10% ethanol) | FALSE | Unknown | Nez Perce Tribe | Orofino Aviation, Inc. | Airport Rd. #1 | Orofino | ID | 83544
10 | 2400087 | Orofino Aviation, Inc. | Tank 2 | Tank 2 Compartment | Permanently Out of Use | 6000 | TRUE |  | Gasoline (containing <=10% ethanol) | FALSE | Unknown | Nez Perce Tribe | Orofino Aviation, Inc. | Airport Rd. #1 | Orofino | ID | 83544
10 | 2400088 | Three Rivers Timber Inc. | Tank 1 | Tank 1 Compartment | Permanently Out of Use | 1000 | TRUE |  | Gasoline (containing <=10% ethanol) | FALSE | Unknown | Nez Perce Tribe | Three Rivers Timber Inc. | Woodland Rd. | Kamiah | ID | 83536
10 | 2400088 | Three Rivers Timber Inc. | Tank 2 | Tank 2 Compartment | Permanently Out of Use | 1500 | TRUE |  | Diesel | FALSE | Unknown | Nez Perce Tribe | Three Rivers Timber Inc. | Woodland Rd. | Kamiah | ID | 83536
10 | 2400088 | Three Rivers Timber Inc. | Tank 3 | Tank 3 Compartment | Permanently Out of Use | 2000 | TRUE |  | Used Oil | FALSE | Unknown | Nez Perce Tribe | Three Rivers Timber Inc. | Woodland Rd. | Kamiah | ID | 83536
10 | 2400088 | Three Rivers Timber Inc. | Tank 4 | Tank 4 Compartment | Permanently Out of Use | 1000 | TRUE |  | Gasoline (containing <=10% ethanol) | FALSE | Unknown | Nez Perce Tribe | Three Rivers Timber Inc. | Woodland Rd. | Kamiah | ID | 83536
10 | 2400088 | Three Rivers Timber Inc. | Tank 5 | Tank 5 Compartment | Permanently Out of Use | 1000 | TRUE |  | Diesel | FALSE | Unknown | Nez Perce Tribe | Three Rivers Timber Inc. | Woodland Rd. | Kamiah | ID | 83536
10 | 2400089 | ID Dept. of Lands - Kamiah | Tank 1 | Tank 1 Compartment | Permanently Out of Use | 1000 | TRUE |  | Gasoline (containing <=10% ethanol) | FALSE | Unknown | Nez Perce Tribe | ID Dept. of Lands - Kamiah | 106 Maple St. | Kamiah | ID | 83536
10 | 2400089 | ID Dept. of Lands - Kamiah | Tank 2 | Tank 2 Compartment | Permanently Out of Use | 550 | TRUE |  | Gasoline (containing <=10% ethanol) | FALSE | Unknown | Nez Perce Tribe | ID Dept. of Lands - Kamiah | 106 Maple St. | Kamiah | ID | 83536
10 | 2400090 | ID Dept. of Lands - Craigmont | Tank 1 | Tank 1 Compartment | Permanently Out of Use | 500 | TRUE |  | Gasoline (containing <=10% ethanol) | FALSE | Unknown | Nez Perce Tribe | ID Dept. of Lands - Craigmont | 014 E LORAHAMA | Craigmont | ID | 83523
10 | 2400090 | ID Dept. of Lands - Craigmont | Tank 2 | Tank 2 Compartment | Permanently Out of Use | 500 | TRUE |  | Gasoline (containing <=10% ethanol) | FALSE | Unknown | Nez Perce Tribe | ID Dept. of Lands - Craigmont | 014 E LORAHAMA | Craigmont | ID | 83523
10 | 2400091 | ID Dept. of Lands - Kamiah Maintenance Facility | Tank 1 | Tank 1 Compartment | Permanently Out of Use | 1000 | TRUE |  | Gasoline (containing <=10% ethanol) | FALSE | Unknown | Nez Perce Tribe | ID Dept. of Lands - Kamiah Maintenance Facility | U.S. Hwy. 12 | Kamiah | ID | 83536
10 | 2400091 | ID Dept. of Lands - Kamiah Maintenance Facility | Tank 2 | Tank 2 Compartment | Permanently Out of Use | 500 | TRUE |  | Gasoline (containing <=10% ethanol) | FALSE | Unknown | Nez Perce Tribe | ID Dept. of Lands - Kamiah Maintenance Facility | U.S. Hwy. 12 | Kamiah | ID | 83536
10 | 2400091 | ID Dept. of Lands - Kamiah Maintenance Facility | Tank 3 | Tank 3 Compartment | Permanently Out of Use | 500 | TRUE |  | Gasoline (containing <=10% ethanol) | FALSE | Unknown | Nez Perce Tribe | ID Dept. of Lands - Kamiah Maintenance Facility | U.S. Hwy. 12 | Kamiah | ID | 83536
10 | 2400092 | Robert E Lee | Tank 1 | Tank 1 Compartment | Permanently Out of Use | 4000 | TRUE |  | Gasoline (containing <=10% ethanol) | FALSE | Unknown | Nez Perce Tribe | Robert E Lee | S 304 Esther St | Kooskia | ID | 83539
10 | 2400092 | Robert E Lee | Tank 2 | Tank 2 Compartment | Permanently Out of Use | 6000 | TRUE |  | Diesel | FALSE | Unknown | Nez Perce Tribe | Robert E Lee | S 304 Esther St | Kooskia | ID | 83539
10 | 2400093 | DJ'S Northfork Service | Tank 1 | Tank 1 Compartment | Permanently Out of Use | 5000 | TRUE |  | Gasoline (containing <=10% ethanol) | FALSE | Unknown | Nez Perce Tribe | DJ'S Northfork Service | BOX 174 | Ahsahka | ID | 83520
10 | 2400093 | DJ'S Northfork Service | Tank 2 | Tank 2 Compartment | Permanently Out of Use | 10000 | TRUE |  | Gasoline (containing <=10% ethanol) | FALSE | Unknown | Nez Perce Tribe | DJ'S Northfork Service | BOX 174 | Ahsahka | ID | 83520
10 | 2400094 | Gary McBee | Tank 1 | Tank 1 Compartment | Permanently Out of Use | 3000 | TRUE |  | Gasoline (containing <=10% ethanol) | FALSE | Unknown | Nez Perce Tribe | Gary McBee | RT 2 Box 40 | Craigmont | ID | 83523
10 | 2400095 | Dabco Inc. | Tank 1 | Tank 1 Compartment | Permanently Out of Use | 10000 | TRUE |  | Diesel | FALSE | Unknown | Nez Perce Tribe | Dabco Inc. | Old Potlatch Mill Rd | Kamiah | ID | 83536
10 | 2400095 | Dabco Inc. | Tank 2 | Tank 2 Compartment | Permanently Out of Use | 1000 | TRUE |  | Gasoline (containing <=10% ethanol) | FALSE | Unknown | Nez Perce Tribe | Dabco Inc. | Old Potlatch Mill Rd | Kamiah | ID | 83536
10 | 2400095 | Dabco Inc. | Tank 3 | Tank 3 Compartment | Permanently Out of Use | 1000 | TRUE |  | Gasoline (containing <=10% ethanol) | FALSE | Unknown | Nez Perce Tribe | Dabco Inc. | Old Potlatch Mill Rd | Kamiah | ID | 83536
10 | 2400096 | Winona Highway District | Tank 1 | Tank 1 Compartment | Permanently Out of Use | 500 | TRUE |  | Diesel | FALSE | Unknown | Nez Perce Tribe | Winona Highway District | District Building | Kamiah | ID | 83536
10 | 2400096 | Winona Highway District | Tank 2 | Tank 2 Compartment | Permanently Out of Use | 500 | TRUE |  | Gasoline (containing <=10% ethanol) | FALSE | Unknown | Nez Perce Tribe | Winona Highway District | District Building | Kamiah | ID | 83536
10 | 2400097 | Kidder Harris Highway District | Tank 1 | Tank 1 Compartment | Permanently Out of Use | 1000 | TRUE |  | Diesel | FALSE | Unknown | Nez Perce Tribe | Kidder Harris Highway District | 3rd & Ester | Kooskia | ID | 83539
10 | 2400097 | Kidder Harris Highway District | Tank 2 | Tank 2 Compartment | Permanently Out of Use | 500 | TRUE |  | Gasoline (containing <=10% ethanol) | FALSE | Unknown | Nez Perce Tribe | Kidder Harris Highway District | 3rd & Ester | Kooskia | ID | 83539
10 | 2400098 | Barney's Supermarket | Tank 1 | Tank 1 Compartment | Permanently Out of Use | 6000 | TRUE |  | Gasoline (containing <=10% ethanol) | FALSE | Unknown | Nez Perce Tribe | Barney's Supermarket | 13030 Hwy. 12 | Orofino | ID | 83544
10 | 2400098 | Barney's Supermarket | Tank 2 | Tank 2 Compartment | Permanently Out of Use | 10000 | TRUE |  | Gasoline (containing <=10% ethanol) | FALSE | Unknown | Nez Perce Tribe | Barney's Supermarket | 13030 Hwy. 12 | Orofino | ID | 83544
10 | 2400099 | Clearwater County | Tank 1 | Tank 1 Compartment | Permanently Out of Use | 1000 | TRUE |  | Diesel | FALSE | Unknown | Nez Perce Tribe | Clearwater County | 150 Michigan Ave. (Courthouse) | Orofino | ID | 83544
10 | 2400100 | City of Craigmont | Tank 1 | Tank 1 Compartment | Permanently Out of Use | 500 | TRUE |  | Gasoline (containing <=10% ethanol) | FALSE | Unknown | Nez Perce Tribe | City of Craigmont | Main Street & State Hwy. 62, MP 0 | Craigmont | ID | 83523
10 | 2400100 | City of Craigmont | Tank 2 | Tank 2 Compartment | Permanently Out of Use | 500 | TRUE |  | Gasoline (containing <=10% ethanol) | FALSE | Unknown | Nez Perce Tribe | City of Craigmont | Main Street & State Hwy. 62, MP 0 | Craigmont | ID | 83523
10 | 2400101 | Dean Jurgens | Tank 1 | Tank 1 Compartment | Permanently Out of Use | 6000 | TRUE |  | Gasoline (containing <=10% ethanol) | FALSE | Unknown | Nez Perce Tribe | Dean Jurgens | T33N R2E SECT 24 S1/2-SE1/4 Thorn Spring Rd. | Lewiston | ID | 83501
10 | 2400101 | Dean Jurgens | Tank 2 | Tank 2 Compartment | Permanently Out of Use | 6000 | TRUE |  | Diesel | FALSE | Unknown | Nez Perce Tribe | Dean Jurgens | T33N R2E SECT 24 S1/2-SE1/4 Thorn Spring Rd. | Lewiston | ID | 83501
10 | 2400102 | City of Lapwai | Tank 1 | Tank 1 Compartment | Permanently Out of Use | 550 | TRUE |  | Gasoline (containing <=10% ethanol) | FALSE | Unknown | Nez Perce Tribe | City of Lapwai | 315 Main St. | Lapwai | ID | 83540
10 | 2400103 | Nezperce Joint School District #302 | Tank 1 | Tank 1 Compartment | Permanently Out of Use | 1000 | TRUE |  | Gasoline (containing <=10% ethanol) | FALSE | Unknown | Nez Perce Tribe | Nezperce Joint School District #302 | 615 2nd Ave., P.O. Box 279 | Nezperce | ID | 83543
10 | 2400104 | Doug Hill | Tank 1 | Tank 1 Compartment | Permanently Out of Use | 500 | TRUE |  | Gasoline (containing <=10% ethanol) | FALSE | Unknown | Nez Perce Tribe | Doug Hill | 100 W Main St. | Craigmont | ID | 83523
10 | 2400104 | Doug Hill | Tank 2 | Tank 2 Compartment | Permanently Out of Use | 500 | TRUE |  | Gasoline (containing <=10% ethanol) | FALSE | Unknown | Nez Perce Tribe | Doug Hill | 100 W Main St. | Craigmont | ID | 83523
10 | 2400105 | Big Eddy Recreation Area | Tank 1 | Tank 1 Compartment | Permanently Out of Use | 2000 | TRUE |  | Gasoline (containing <=10% ethanol) | FALSE | Unknown | Nez Perce Tribe | Big Eddy Recreation Area | T 27N R 1E BM Big Eddy Rd. | Ahsahka | ID | 83520
10 | 2400106 | Peck Central Office 1260 | Tank 1 | Tank 1 Compartment | Permanently Out of Use | 550 | TRUE |  | Diesel | FALSE | Unknown | Nez Perce Tribe | Peck Central Office 1260 | Main and Redcliffe | Peck | ID | 83545
10 | 2400107 | Nez Perce Express | Tank 1 | Tank 1 Compartment | Permanently Out of Use | 5000 | TRUE |  | Gasoline (containing <=10% ethanol) | FALSE | Unknown | Nez Perce Tribe | Nez Perce Express | Hwy. 12, P.O. Box 1107 | Kamiah | ID | 83536
10 | 2400107 | Nez Perce Express | Tank 2 | Tank 2 Compartment | Permanently Out of Use | 5000 | TRUE |  | Gasoline (containing <=10% ethanol) | FALSE | Unknown | Nez Perce Tribe | Nez Perce Express | Hwy. 12, P.O. Box 1107 | Kamiah | ID | 83536
10 | 2400107 | Nez Perce Express | Tank 3 | Tank 3 Compartment | Permanently Out of Use | 10000 | TRUE |  | Gasoline (containing <=10% ethanol) | FALSE | Unknown | Nez Perce Tribe | Nez Perce Express | Hwy. 12, P.O. Box 1107 | Kamiah | ID | 83536
10 | 2400108 | Valley View Station | Tank 1 | Tank 1 Compartment | Permanently Out of Use | 12000 | TRUE |  | Gasoline (containing <=10% ethanol) | FALSE | Unknown | Nez Perce Tribe | Valley View Station | RT 1 Box 499, Hwy. 12 | Kamiah | ID | 83536
10 | 2400108 | Valley View Station | Tank 2 | Tank 2 Compartment | Permanently Out of Use | 12000 | TRUE |  | Gasoline (containing <=10% ethanol) | FALSE | Unknown | Nez Perce Tribe | Valley View Station | RT 1 Box 499, Hwy. 12 | Kamiah | ID | 83536
10 | 2400108 | Valley View Station | Tank 3 | Tank 3 Compartment | Permanently Out of Use | 12000 | TRUE |  | Diesel | FALSE | Unknown | Nez Perce Tribe | Valley View Station | RT 1 Box 499, Hwy. 12 | Kamiah | ID | 83536
10 | 2400108 | Valley View Station | Tank 4 | Tank 4 Compartment | Permanently Out of Use | 12000 | TRUE |  | Gasoline (containing <=10% ethanol) | FALSE | Unknown | Nez Perce Tribe | Valley View Station | RT 1 Box 499, Hwy. 12 | Kamiah | ID | 83536
10 | 2400109 | Nez Perce Express II | Tank 1 | Tank 1 Compartment | Currently in Use | 20000 | TRUE |  | Gasoline (containing <=10% ethanol) | TRUE | Spill Bucket | Nez Perce Tribe | Nez Perce Express II | 17372 Nez Perce Rd. | Lewiston | ID | 83501
10 | 2400109 | Nez Perce Express II | Tank 2 | Tank 2 Compartment | Currently in Use | 10000 | TRUE |  | Gasoline (containing <=10% ethanol) | TRUE | Spill Bucket | Nez Perce Tribe | Nez Perce Express II | 17372 Nez Perce Rd. | Lewiston | ID | 83501
10 | 2400109 | Nez Perce Express II | Tank 3 | Tank 3 Compartment | Currently in Use | 20000 | TRUE |  | Diesel | TRUE | Spill Bucket | Nez Perce Tribe | Nez Perce Express II | 17372 Nez Perce Rd. | Lewiston | ID | 83501
10 | 2400110 | Thunderbird II Smoke Shop | Tank 1 | Tank 1 Compartment | Permanently Out of Use | 12000 | TRUE |  | Gasoline (containing <=10% ethanol) | TRUE | Spill Bucket | Nez Perce Tribe | Thunderbird II Smoke Shop | 34098 Hwy. 12 | Lenore | ID | 83541
10 | 2400110 | Thunderbird II Smoke Shop | Tank 2 | Tank 2 Compartment 2a | Permanently Out of Use | 5000 | TRUE |  | Gasoline (containing <=10% ethanol) | TRUE | Spill Bucket | Nez Perce Tribe | Thunderbird II Smoke Shop | 34098 Hwy. 12 | Lenore | ID | 83541
10 | 2400110 | Thunderbird II Smoke Shop | Tank 2 | Tank 2 Compartment 2b | Permanently Out of Use | 5000 | TRUE |  | Diesel | TRUE | Spill Bucket | Nez Perce Tribe | Thunderbird II Smoke Shop | 34098 Hwy. 12 | Lenore | ID | 83541
10 | 2400111 | Frontier Communications, Inc. | Tank 1 | Tank 1 Compartment | Permanently Out of Use | 500 | TRUE |  | Diesel | FALSE | Unknown | Nez Perce Tribe | Frontier Communications, Inc. | 217 Michigan St. | Orofino | ID | 83544
10 | 2400111 | Frontier Communications, Inc. | Tank 2 | Tank 2 Compartment | Currently in Use | 500 | TRUE |  | Diesel | TRUE | Spill Bucket | Nez Perce Tribe | Frontier Communications, Inc. | 217 Michigan St. | Orofino | ID | 83544
10 | 2400112 | Jerry Martin | Tank 1 | Tank 1 Compartment | Permanently Out of Use | 1000 | TRUE |  | Diesel | FALSE | Unknown | Nez Perce Tribe | Jerry Martin | RT 1 Box 551 | Kooskia | ID | 83539
10 | 2400113 | Valley Visions LLC Gas Station | Tank 1 | Tank 1 Compartment | Currently in Use | 15000 | TRUE |  | Gasoline (containing <=10% ethanol) | TRUE | Spill Bucket | Nez Perce Tribe | Valley Visions LLC Gas Station | 1160 Michigan Ave. | Orofino | ID | 83544
10 | 2400113 | Valley Visions LLC Gas Station | Tank 2 | Tank 2b | Currently in Use | 7000 | TRUE | 2000-08-01 | Gasoline (containing <=10% ethanol) | TRUE | Spill Bucket | Nez Perce Tribe | Valley Visions LLC Gas Station | 1160 Michigan Ave. | Orofino | ID | 83544
10 | 2400113 | Valley Visions LLC Gas Station | Tank 2 | Tank 2a Compartment | Currently in Use | 8000 | TRUE |  | Diesel | TRUE | Spill Bucket | Nez Perce Tribe | Valley Visions LLC Gas Station | 1160 Michigan Ave. | Orofino | ID | 83544
10 | 2400114 | The McGregor Co. | Tank 1 | Tank 1 Compartment | Permanently Out of Use | 5000 | TRUE |  | Gasoline (containing <=10% ethanol) | FALSE | Unknown | Nez Perce Tribe | The McGregor Co. | 1899 Power Line Rd. | Nezperce | ID | 83543
10 | 2400114 | The McGregor Co. | Tank 2 | Tank 2 Compartment | Permanently Out of Use | 5000 | TRUE |  | Diesel | FALSE | Unknown | Nez Perce Tribe | The McGregor Co. | 1899 Power Line Rd. | Nezperce | ID | 83543
10 | 2400115 | Cloninger's Market Place | Tank 1 | Tank 1 Compartment | Currently in Use | 12000 | TRUE |  | Gasoline (containing <=10% ethanol) | TRUE | Spill Bucket | Nez Perce Tribe | Cloninger's Market Place | 508 3rd St. | Kamiah | ID | 83536
10 | 2400115 | Cloninger's Market Place | Tank 2 | Tank 2 Compartment | Currently in Use | 6000 | TRUE |  | Gasoline (containing <=10% ethanol) | TRUE | Spill Bucket | Nez Perce Tribe | Cloninger's Market Place | 508 3rd St. | Kamiah | ID | 83536
10 | 2400115 | Cloninger's Market Place | Tank 3 | Tank 3 Compartment | Currently in Use | 8000 | TRUE |  | Diesel | TRUE | Spill Bucket | Nez Perce Tribe | Cloninger's Market Place | 508 3rd St. | Kamiah | ID | 83536
10 | 2400116 | Camas Express | Tank 1 | Tank 1 Compartment 1a | Currently in Use | 12000 | TRUE |  | Diesel | TRUE | Spill Bucket | Nez Perce Tribe | Camas Express | 1823 Hwy. 95 | Craigmont | ID | 83523
10 | 2400116 | Camas Express | Tank 1 | Tank 1 Compartment 1b | Currently in Use | 6000 | TRUE |  | Diesel | TRUE | Spill Bucket | Nez Perce Tribe | Camas Express | 1823 Hwy. 95 | Craigmont | ID | 83523
10 | 2400116 | Camas Express | Tank 2 | Tank 2 Compartment 2a | Currently in Use | 8000 | TRUE |  | Gasoline (containing <=10% ethanol) | TRUE | Spill Bucket | Nez Perce Tribe | Camas Express | 1823 Hwy. 95 | Craigmont | ID | 83523
10 | 2400116 | Camas Express | Tank 2 | Tank 2 Compartment 2b | Currently in Use | 4000 | TRUE |  | Gasoline (containing <=10% ethanol) | TRUE | Spill Bucket | Nez Perce Tribe | Camas Express | 1823 Hwy. 95 | Craigmont | ID | 83523
10 | 2400117 | Al Ralstin's Farm | Tank 1 | Tank 1 Compartment | Permanently Out of Use | 2000 | TRUE |  | Diesel | FALSE | Unknown | Nez Perce Tribe | Al Ralstin's Farm | 2059 Younger Road | Nezperce | ID | 83543
10 | 2400117 | Al Ralstin's Farm | Tank 2 | Tank 2 Compartment | Permanently Out of Use | 500 | TRUE |  | Gasoline (containing <=10% ethanol) | FALSE | Unknown | Nez Perce Tribe | Al Ralstin's Farm | 2059 Younger Road | Nezperce | ID | 83543
10 | 2400118 | Kam Koo Flying Club | Tank 1 | Tank 1 Compartment | Permanently Out of Use | 300 | TRUE |  | Gasoline (containing <=10% ethanol) | FALSE | Unknown | Nez Perce Tribe | Kam Koo Flying Club | HC 66 Box 207 Kooskia Airport | Kooskia | ID | 83539
10 | 2400119 | Valley Aviation | Tank 1 | Tank 1 Compartment | Permanently Out of Use | 10000 | TRUE |  | Gasoline (containing <=10% ethanol) | FALSE | Unknown | Nez Perce Tribe | Valley Aviation | 320 130th St. | Orofino | ID | 83544
10 | 2400119 | Valley Aviation | Tank 2 | Tank 2 Compartment | Permanently Out of Use | 2000 | TRUE |  | Gasoline (containing <=10% ethanol) | FALSE | Unknown | Nez Perce Tribe | Valley Aviation | 320 130th St. | Orofino | ID | 83544
10 | 2400119 | Valley Aviation | Tank 3 | Tank 3 Compartment | Permanently Out of Use | 2000 | TRUE |  | Gasoline (containing <=10% ethanol) | FALSE | Unknown | Nez Perce Tribe | Valley Aviation | 320 130th St. | Orofino | ID | 83544
10 | 2400120 | Kling & Peele Store | Tank 1 | Tank 1 Compartment | Permanently Out of Use | 575 | TRUE |  | Gasoline (containing <=10% ethanol) | FALSE | Unknown | Nez Perce Tribe | Kling & Peele Store | 408 Hwy. 7 | Ahsahka | ID | 83520
10 | 2400120 | Kling & Peele Store | Tank 2 | Tank 2 Compartment | Permanently Out of Use | 550 | TRUE |  | Gasoline (containing <=10% ethanol) | FALSE | Unknown | Nez Perce Tribe | Kling & Peele Store | 408 Hwy. 7 | Ahsahka | ID | 83520
10 | 2400121 | Tommy Samuels Garage | Tank 1 | Tank 1 Compartment | Permanently Out of Use | 550 | TRUE |  | Gasoline (containing <=10% ethanol) | FALSE | Unknown | Nez Perce Tribe | Tommy Samuels Garage | North Fork Dr. | Ahsahka | ID | 83520
10 | 2400122 | Rainbow Tavern | Tank 1 | Tank 1 Compartment | Permanently Out of Use | 550 | TRUE |  | Gasoline (containing <=10% ethanol) | FALSE | Unknown | Nez Perce Tribe | Rainbow Tavern | North Fork Dr. | Ahsahka | ID | 83520
10 | 2400123 | Yellow Wolf Service Station | Tank 1 | Tank 1 Compartment | Permanently Out of Use | 1000 | TRUE |  | Gasoline (containing <=10% ethanol) | FALSE | Unknown | Nez Perce Tribe | Yellow Wolf Service Station | 213 Main St | Lapwai | ID | 83540
10 | 2400123 | Yellow Wolf Service Station | Tank 2 | Tank 2 Compartment | Permanently Out of Use | 550 | TRUE |  | Gasoline (containing <=10% ethanol) | FALSE | Unknown | Nez Perce Tribe | Yellow Wolf Service Station | 213 Main St | Lapwai | ID | 83540
10 | 2400124 | Flying B Ranch | Tank 1 | Tank 1 Compartment | Permanently Out of Use | 1000 | TRUE |  | Gasoline (containing <=10% ethanol) | FALSE | Unknown | Nez Perce Tribe | Flying B Ranch | 2900 Lawyer Creek Rd | Kamiah | ID | 83536
10 | 2400124 | Flying B Ranch | Tank 2 | Tank 2 Compartment | Permanently Out of Use | 500 | TRUE |  | Diesel | FALSE | Unknown | Nez Perce Tribe | Flying B Ranch | 2900 Lawyer Creek Rd | Kamiah | ID | 83536
10 | 2400125 | Miller's Garage | Tank 1 | Tank 1 Compartment | Permanently Out of Use | 750 | TRUE |  | Unknown Petroleum | FALSE | Unknown | Nez Perce Tribe | Miller's Garage | 402 Oak St | Nezperce | ID | 83543
10 | 2400125 | Miller's Garage | Tank 2 | Tank 2 Compartment | Permanently Out of Use | 750 | TRUE |  | Unknown Petroleum | FALSE | Unknown | Nez Perce Tribe | Miller's Garage | 402 Oak St | Nezperce | ID | 83543
10 | 2400126 | Bell Equipment | Tank 1 | Tank 1 Compartment | Permanently Out of Use | 750 | TRUE |  | Gasoline (containing <=10% ethanol) | FALSE | Unknown | Nez Perce Tribe | Bell Equipment | Oak St | Nezperce | ID | 83543
10 | 2400126 | Bell Equipment | Tank 2 | Tank 2 Compartment | Permanently Out of Use | 750 | TRUE |  | Gasoline (containing <=10% ethanol) | FALSE | Unknown | Nez Perce Tribe | Bell Equipment | Oak St | Nezperce | ID | 83543
10 | 2400127 | Trimax Associates | Tank 1 | Tank 1 Compartment | Currently in Use | 20000 | TRUE |  | Diesel | TRUE | Spill Bucket | Nez Perce Tribe | Trimax Associates | 3233 Powers Ave. | Lewiston | ID | 83501
10 | 2400128 | Raymar Associates, Inc. | Tank 1 | Tank 1 Compartment | Permanently Out of Use | 6000 | TRUE |  | Diesel | FALSE | Unknown | Nez Perce Tribe | Raymar Associates, Inc. | 4710 Hwy. 7 | Orofino | ID | 83544
10 | 2400129 | Dokken Implement Co., Inc. | Tank 1 | Tank 1 Compartment | Permanently Out of Use | 2000 | TRUE |  | Gasoline (containing <=10% ethanol) | FALSE | Unknown | Nez Perce Tribe | Dokken Implement Co., Inc. | 4th and Pine St. | Nezperce | ID | 83543
10 | 2400129 | Dokken Implement Co., Inc. | Tank 4 | Tank 4 Compartment | Permanently Out of Use | 500 | TRUE |  | Gasoline (containing <=10% ethanol) | FALSE | Unknown | Nez Perce Tribe | Dokken Implement Co., Inc. | 4th and Pine St. | Nezperce | ID | 83543
10 | 2400129 | Dokken Implement Co., Inc. | Tank 3 | Tank 3 Compartment | Permanently Out of Use | 500 | TRUE |  | Diesel | FALSE | Unknown | Nez Perce Tribe | Dokken Implement Co., Inc. | 4th and Pine St. | Nezperce | ID | 83543
10 | 2400129 | Dokken Implement Co., Inc. | Tank 2 | Tank 2 Compartment | Permanently Out of Use | 2000 | TRUE |  | Gasoline (containing <=10% ethanol) | FALSE | Unknown | Nez Perce Tribe | Dokken Implement Co., Inc. | 4th and Pine St. | Nezperce | ID | 83543
10 | 2400130 | Odetta's Country Kitchen | Tank 1 | Tank 1 Compartment | Permanently Out of Use |  | TRUE |  | Gasoline (containing <=10% ethanol) | FALSE | Unknown | Nez Perce Tribe | Odetta's Country Kitchen | Highway 95 | Culdesac | ID | 83524
10 | 2400131 | Thunderbird Smoke Shop | Tank 1 | Tank 1 Compartment | Permanently Out of Use | 600 | TRUE |  | Gasoline (containing <=10% ethanol) | FALSE | Unknown | Nez Perce Tribe | Thunderbird Smoke Shop | 50951 U.S. Highway 95 | Culdesac | ID | 83524
10 | 2400131 | Thunderbird Smoke Shop | Tank 4 | Tank 4 Compartment | Permanently Out of Use | 2000 | TRUE |  | Gasoline (containing <=10% ethanol) | FALSE | Unknown | Nez Perce Tribe | Thunderbird Smoke Shop | 50951 U.S. Highway 95 | Culdesac | ID | 83524
10 | 2400131 | Thunderbird Smoke Shop | Tank 3 | Tank 3 Compartment | Permanently Out of Use | 600 | TRUE |  | Gasoline (containing <=10% ethanol) | FALSE | Unknown | Nez Perce Tribe | Thunderbird Smoke Shop | 50951 U.S. Highway 95 | Culdesac | ID | 83524
10 | 2400131 | Thunderbird Smoke Shop | Tank 2 | Tank 2 Compartment | Permanently Out of Use | 600 | TRUE |  | Gasoline (containing <=10% ethanol) | FALSE | Unknown | Nez Perce Tribe | Thunderbird Smoke Shop | 50951 U.S. Highway 95 | Culdesac | ID | 83524
10 | 2400132 | Kooskia Gas | Tank 1 | Tank 1A | Currently in Use | 12000 | TRUE |  | Gasoline (containing <=10% ethanol) | TRUE | Spill Bucket | Nez Perce Tribe | Kooskia Gas | 13 Main Street | Kooskia | ID | 83539
10 | 2400132 | Kooskia Gas | Tank 2 | Tank 2B | Currently in Use | 8000 | TRUE |  | Diesel | TRUE | Spill Bucket | Nez Perce Tribe | Kooskia Gas | 13 Main Street | Kooskia | ID | 83539
10 | 2400132 | Kooskia Gas | Tank 2 | Tank 2A | Currently in Use | 12000 | TRUE |  | Diesel | TRUE | Spill Bucket | Nez Perce Tribe | Kooskia Gas | 13 Main Street | Kooskia | ID | 83539
10 | 2400132 | Kooskia Gas | Tank 1 | Tank 1B | Currently in Use | 8000 | TRUE |  | Gasoline (containing <=10% ethanol) | TRUE | Spill Bucket | Nez Perce Tribe | Kooskia Gas | 13 Main Street | Kooskia | ID | 83539
10 | 3300001 | 7 Feathers Truck & Travel Center | Tank 1 | Tank 1 Compartment | Permanently Out of Use | 20000 | TRUE |  | Diesel | TRUE | Spill Bucket | Cow Creek Band of Umpqua Tribe of Indians | 7 Feathers Truck & Travel Center | 130 Creekside Dr. | Canyonville | OR | 97417
10 | 3300001 | 7 Feathers Truck & Travel Center | Tank 2 | Tank 2 Compartment | Permanently Out of Use | 20000 | TRUE |  | Diesel | FALSE | Spill Bucket | Cow Creek Band of Umpqua Tribe of Indians | 7 Feathers Truck & Travel Center | 130 Creekside Dr. | Canyonville | OR | 97417
10 | 3300001 | 7 Feathers Truck & Travel Center | Tank 3 | Tank 3 Compartment | Permanently Out of Use | 8000 | TRUE |  | Diesel | TRUE | Spill Bucket | Cow Creek Band of Umpqua Tribe of Indians | 7 Feathers Truck & Travel Center | 130 Creekside Dr. | Canyonville | OR | 97417
10 | 3300001 | 7 Feathers Truck & Travel Center | Tank 4 | Tank 4 Compartment | Permanently Out of Use | 8000 | TRUE |  | Gasoline (containing <=10% ethanol) | TRUE | Spill Bucket | Cow Creek Band of Umpqua Tribe of Indians | 7 Feathers Truck & Travel Center | 130 Creekside Dr. | Canyonville | OR | 97417
10 | 3300001 | 7 Feathers Truck & Travel Center | Tank 5 | Tank 5 Compartment | Permanently Out of Use | 8000 | TRUE |  | Gasoline (containing <=10% ethanol) | TRUE | Spill Bucket | Cow Creek Band of Umpqua Tribe of Indians | 7 Feathers Truck & Travel Center | 130 Creekside Dr. | Canyonville | OR | 97417
10 | 3300001 | 7 Feathers Truck & Travel Center | Tank 6 | Tank 6 Compartment 6a | Currently in Use | 14000 | TRUE |  | Gasoline (containing <=10% ethanol) | TRUE | Spill Bucket | Cow Creek Band of Umpqua Tribe of Indians | 7 Feathers Truck & Travel Center | 130 Creekside Dr. | Canyonville | OR | 97417
10 | 3300001 | 7 Feathers Truck & Travel Center | Tank 6 | Tank 6 Compartment 6b | Currently in Use | 6000 | TRUE |  | Diesel | TRUE | Spill Bucket | Cow Creek Band of Umpqua Tribe of Indians | 7 Feathers Truck & Travel Center | 130 Creekside Dr. | Canyonville | OR | 97417
10 | 3300001 | 7 Feathers Truck & Travel Center | Tank 7 | Tank 7 Compartment | Currently in Use | 20000 | TRUE |  | Gasoline (containing <=10% ethanol) | TRUE | Spill Bucket | Cow Creek Band of Umpqua Tribe of Indians | 7 Feathers Truck & Travel Center | 130 Creekside Dr. | Canyonville | OR | 97417
10 | 3300001 | 7 Feathers Truck & Travel Center | Tank 8 | Tank 8 Compartment | Currently in Use | 30000 | TRUE |  | Diesel | TRUE | Spill Bucket | Cow Creek Band of Umpqua Tribe of Indians | 7 Feathers Truck & Travel Center | 130 Creekside Dr. | Canyonville | OR | 97417
10 | 3300001 | 7 Feathers Truck & Travel Center | Tank 9 | Tank 9 Compartment | Currently in Use | 30000 | TRUE |  | Diesel | TRUE | Spill Bucket | Cow Creek Band of Umpqua Tribe of Indians | 7 Feathers Truck & Travel Center | 130 Creekside Dr. | Canyonville | OR | 97417
10 | 3300001 | 7 Feathers Truck & Travel Center | Tank 10 | Tank 10 Compartment | Currently in Use | 30000 | TRUE |  | Diesel | TRUE | Spill Bucket | Cow Creek Band of Umpqua Tribe of Indians | 7 Feathers Truck & Travel Center | 130 Creekside Dr. | Canyonville | OR | 97417
10 | 3300001 | 7 Feathers Truck & Travel Center | Tank 11 | Tank 11 Compartment 11a | Currently in Use | 5000 | TRUE |  | Gasoline (containing <=10% ethanol) | TRUE | Spill Bucket | Cow Creek Band of Umpqua Tribe of Indians | 7 Feathers Truck & Travel Center | 130 Creekside Dr. | Canyonville | OR | 97417
10 | 3300001 | 7 Feathers Truck & Travel Center | Tank 11 | Tank 11 Compartment 11b | Currently in Use | 5000 | TRUE |  | Diesel | TRUE | Spill Bucket | Cow Creek Band of Umpqua Tribe of Indians | 7 Feathers Truck & Travel Center | 130 Creekside Dr. | Canyonville | OR | 97417
10 | 3300001 | 7 Feathers Truck & Travel Center | Tank 12 | Tank 12 Compartment | Currently in Use | 20000 | TRUE |  | Diesel | TRUE | Spill Bucket | Cow Creek Band of Umpqua Tribe of Indians | 7 Feathers Truck & Travel Center | 130 Creekside Dr. | Canyonville | OR | 97417
10 | 3300002 | Block Property | Tank 1 | Tank 1 Compartment | Permanently Out of Use | 1000 | TRUE |  | Gasoline (containing <=10% ethanol) | FALSE | Unknown | Cow Creek Band of Umpqua Tribe of Indians | Block Property | T30S R05W S22 | Canyonville | OR | 97417
10 | 3400001 | Grand Ronde Confederated Tribe | Tank 1 | Tank 1 Compartment | Permanently Out of Use | 650 | TRUE |  | Gasoline (containing <=10% ethanol) | FALSE | Unknown | Confederated Tribes of the Grand Ronde Community of Oregon | Grand Ronde Confederated Tribe | 9615 Grand Ronde Rd. | Grand Ronde | OR | 97347
10 | 3400002 | Grand Ronde Food & Fuel Company | Tank 1 | Tank 1 Compartment | Currently in Use | 20000 | TRUE |  | Gasoline (containing <=10% ethanol) | TRUE | Spill Bucket | Confederated Tribes of the Grand Ronde Community of Oregon | Grand Ronde Food & Fuel Company | 26820 Salmon River Highway P. O. Box 38 | Grand Ronde | OR | 97347
10 | 3400002 | Grand Ronde Food & Fuel Company | Tank 2 | Tank 2 Compartment 2A | Currently in Use | 12000 | TRUE |  | Gasoline (containing <=10% ethanol) | TRUE | Spill Bucket | Confederated Tribes of the Grand Ronde Community of Oregon | Grand Ronde Food & Fuel Company | 26820 Salmon River Highway P. O. Box 38 | Grand Ronde | OR | 97347
10 | 3400002 | Grand Ronde Food & Fuel Company | Tank 2 | Tank 2 Compartment 2B | Currently in Use | 10000 | TRUE |  | Diesel | TRUE | Spill Bucket | Confederated Tribes of the Grand Ronde Community of Oregon | Grand Ronde Food & Fuel Company | 26820 Salmon River Highway P. O. Box 38 | Grand Ronde | OR | 97347
10 | 3600001 | Arrowhead Travel Plaza | Tank 1 | Tank 1 Compartment | Permanently Out of Use | 12000 | TRUE |  | Diesel | TRUE | Spill Bucket | Confederated Tribes of the Umatilla Indian Reservation | Arrowhead Travel Plaza | 72485 Hwy. 331 | Pendleton | OR | 97801
10 | 3600001 | Arrowhead Travel Plaza | Tank 2 | Tank 2 Compartment | Permanently Out of Use | 12000 | TRUE |  | Diesel | TRUE | Spill Bucket | Confederated Tribes of the Umatilla Indian Reservation | Arrowhead Travel Plaza | 72485 Hwy. 331 | Pendleton | OR | 97801
10 | 3600001 | Arrowhead Travel Plaza | Tank 3 | Tank 3 Compartment | Permanently Out of Use | 12000 | TRUE |  | Diesel | TRUE | Spill Bucket | Confederated Tribes of the Umatilla Indian Reservation | Arrowhead Travel Plaza | 72485 Hwy. 331 | Pendleton | OR | 97801
10 | 3600001 | Arrowhead Travel Plaza | Tank 4 | Tank 4 Compartment | Permanently Out of Use | 6000 | TRUE |  | Gasoline (containing <=10% ethanol) | TRUE | Spill Bucket | Confederated Tribes of the Umatilla Indian Reservation | Arrowhead Travel Plaza | 72485 Hwy. 331 | Pendleton | OR | 97801
10 | 3600001 | Arrowhead Travel Plaza | Tank 5 | Tank 5 Compartment | Permanently Out of Use | 6000 | TRUE |  | Gasoline (containing <=10% ethanol) | TRUE | Spill Bucket | Confederated Tribes of the Umatilla Indian Reservation | Arrowhead Travel Plaza | 72485 Hwy. 331 | Pendleton | OR | 97801
10 | 3600001 | Arrowhead Travel Plaza | Tank 6 | Tank 6 Compartment | Permanently Out of Use | 12000 | TRUE |  | Gasoline (containing <=10% ethanol) | TRUE | Spill Bucket | Confederated Tribes of the Umatilla Indian Reservation | Arrowhead Travel Plaza | 72485 Hwy. 331 | Pendleton | OR | 97801
10 | 3600001 | Arrowhead Travel Plaza | Tank 7 | Tank 7 Compartment | Permanently Out of Use | 4000 | TRUE |  | Motor Oil (New) | FALSE | Unknown | Confederated Tribes of the Umatilla Indian Reservation | Arrowhead Travel Plaza | 72485 Hwy. 331 | Pendleton | OR | 97801
10 | 3600001 | Arrowhead Travel Plaza | Tank 8 | Tank 8 Compartment | Permanently Out of Use | 4000 | TRUE |  | Motor Oil (New) | FALSE | Unknown | Confederated Tribes of the Umatilla Indian Reservation | Arrowhead Travel Plaza | 72485 Hwy. 331 | Pendleton | OR | 97801
10 | 3600001 | Arrowhead Travel Plaza | Tank 9 | Tank 9 Compartment | Permanently Out of Use | 2000 | TRUE |  | Used Oil | FALSE | Unknown | Confederated Tribes of the Umatilla Indian Reservation | Arrowhead Travel Plaza | 72485 Hwy. 331 | Pendleton | OR | 97801
10 | 3600001 | Arrowhead Travel Plaza | Tank 11 | Tank 11 Compartment | Permanently Out of Use | 1000 | TRUE |  | Used Oil | FALSE | Unknown | Confederated Tribes of the Umatilla Indian Reservation | Arrowhead Travel Plaza | 72485 Hwy. 331 | Pendleton | OR | 97801
10 | 3600001 | Arrowhead Travel Plaza | Tank 13 | Tank 13 Compartment | Currently in Use | 20000 | TRUE |  | Diesel | TRUE | Spill Bucket | Confederated Tribes of the Umatilla Indian Reservation | Arrowhead Travel Plaza | 72485 Hwy. 331 | Pendleton | OR | 97801
10 | 3600001 | Arrowhead Travel Plaza | Tank 14 | Tank 14 Compartment | Currently in Use | 20000 | TRUE |  | Diesel | TRUE | Spill Bucket | Confederated Tribes of the Umatilla Indian Reservation | Arrowhead Travel Plaza | 72485 Hwy. 331 | Pendleton | OR | 97801
10 | 3600001 | Arrowhead Travel Plaza | Tank 15 | Tank 15 Compartment | Currently in Use | 20000 | TRUE |  | Diesel | TRUE | Spill Bucket | Confederated Tribes of the Umatilla Indian Reservation | Arrowhead Travel Plaza | 72485 Hwy. 331 | Pendleton | OR | 97801
10 | 3600001 | Arrowhead Travel Plaza | Tank 16 | Tank 16 Compartment 16a | Currently in Use | 8000 | TRUE |  | Gasoline (containing <=10% ethanol) | TRUE | Spill Bucket | Confederated Tribes of the Umatilla Indian Reservation | Arrowhead Travel Plaza | 72485 Hwy. 331 | Pendleton | OR | 97801
10 | 3600001 | Arrowhead Travel Plaza | Tank 16 | Tank 16 Compartment 16b | Currently in Use | 12000 | TRUE |  | Gasoline (containing <=10% ethanol) | TRUE | Spill Bucket | Confederated Tribes of the Umatilla Indian Reservation | Arrowhead Travel Plaza | 72485 Hwy. 331 | Pendleton | OR | 97801
10 | 3600001 | Arrowhead Travel Plaza | Tank 17 | Tank 17 Compartment 17a | Currently in Use | 8000 | TRUE |  | Gasoline (containing <=10% ethanol) | TRUE | Spill Bucket | Confederated Tribes of the Umatilla Indian Reservation | Arrowhead Travel Plaza | 72485 Hwy. 331 | Pendleton | OR | 97801
10 | 3600001 | Arrowhead Travel Plaza | Tank 17 | Tank 17 Compartment 17b | Currently in Use | 12000 | TRUE |  | Gasoline (containing <=10% ethanol) | TRUE | Spill Bucket | Confederated Tribes of the Umatilla Indian Reservation | Arrowhead Travel Plaza | 72485 Hwy. 331 | Pendleton | OR | 97801
10 | 3600001 | Arrowhead Travel Plaza | Tank 18 | Tank 18 Compartment | Currently in Use | 20000 | TRUE |  | Gasoline (containing <=10% ethanol) | TRUE | Spill Bucket | Confederated Tribes of the Umatilla Indian Reservation | Arrowhead Travel Plaza | 72485 Hwy. 331 | Pendleton | OR | 97801
10 | 3600005 | Goad Ranches | Tank 1 | Tank 1 Compartment | Permanently Out of Use | 2000 | TRUE |  | Gasoline (containing <=10% ethanol) | FALSE | Unknown | Confederated Tribes of the Umatilla Indian Reservation | Goad Ranches | 73754 Emigrant Rd. | Pendleton | OR | 97801
10 | 3600006 | Double M Ranch, Inc. | Tank 1 | Tank 1 Compartment | Permanently Out of Use | 12000 | TRUE |  | Gasoline (containing <=10% ethanol) | FALSE | Unknown | Confederated Tribes of the Umatilla Indian Reservation | Double M Ranch, Inc. | P.O. Box 38 Crawrord Hollow Rd. | Adams | OR | 97810
10 | 3600006 | Double M Ranch, Inc. | Tank 2 | Tank 2 Compartment | Permanently Out of Use | 10000 | TRUE |  | Diesel | FALSE | Unknown | Confederated Tribes of the Umatilla Indian Reservation | Double M Ranch, Inc. | P.O. Box 38 Crawrord Hollow Rd. | Adams | OR | 97810
10 | 3600007 | BIA Umatila Agency Building No. 16 | Tank 1 | Tank 1 Compartment | Permanently Out of Use | 1000 | TRUE |  | Gasoline (containing <=10% ethanol) | FALSE | Unknown | Confederated Tribes of the Umatilla Indian Reservation | BIA Umatila Agency Building No. 16 | Mission Rd. | Pendleton | OR | 97801
10 | 3600008 | Umatilla Tribal Landfill | Tank 1 | Tank 1 Compartment | Permanently Out of Use | 550 | TRUE |  | Gasoline (containing <=10% ethanol) | FALSE | Unknown | Confederated Tribes of the Umatilla Indian Reservation | Umatilla Tribal Landfill | P.O. Box 638 | Pendleton | OR | 97801
10 | 3600009 | Pendleton Bus Co., Inc. / Mid-Columbia Bus Co., Inc. | Tank 1 | Tank 1 Compartment | Permanently Out of Use | 6000 | TRUE |  | Gasoline (containing <=10% ethanol) | FALSE | Unknown | Confederated Tribes of the Umatilla Indian Reservation | Pendleton Bus Co., Inc. / Mid-Columbia Bus Co., Inc. | 73458 Bus Barn Lane | Pendleton | OR | 97801
10 | 3600009 | Pendleton Bus Co., Inc. / Mid-Columbia Bus Co., Inc. | Tank 2 | Tank 2 Compartment | Permanently Out of Use | 6000 | TRUE |  | Diesel | FALSE | Unknown | Confederated Tribes of the Umatilla Indian Reservation | Pendleton Bus Co., Inc. / Mid-Columbia Bus Co., Inc. | 73458 Bus Barn Lane | Pendleton | OR | 97801
10 | 3600009 | Pendleton Bus Co., Inc. / Mid-Columbia Bus Co., Inc. | Tank 3 | Tank 3 Compartment | Permanently Out of Use | 500 | TRUE |  | Diesel | FALSE | Unknown | Confederated Tribes of the Umatilla Indian Reservation | Pendleton Bus Co., Inc. / Mid-Columbia Bus Co., Inc. | 73458 Bus Barn Lane | Pendleton | OR | 97801
10 | 3600010 | Mission Market | Tank 1 | Tank 1 Compartment | Permanently Out of Use | 550 | TRUE |  | Gasoline (containing <=10% ethanol) | FALSE | Unknown | Confederated Tribes of the Umatilla Indian Reservation | Mission Market | 46493 Mission Rd. | Pendleton | OR | 97801
10 | 3600010 | Mission Market | Tank 2 | Tank 2 Compartment | Permanently Out of Use | 3000 | TRUE |  | Gasoline (containing <=10% ethanol) | FALSE | Unknown | Confederated Tribes of the Umatilla Indian Reservation | Mission Market | 46493 Mission Rd. | Pendleton | OR | 97801
10 | 3600010 | Mission Market | Tank 3 | Tank 3 Compartment | Permanently Out of Use | 1000 | TRUE |  | Gasoline (containing <=10% ethanol) | FALSE | Unknown | Confederated Tribes of the Umatilla Indian Reservation | Mission Market | 46493 Mission Rd. | Pendleton | OR | 97801
10 | 3600010 | Mission Market | Tank 4 | Tank 4 Compartment 4a | Currently in Use | 6000 | TRUE |  | Gasoline (containing <=10% ethanol) | TRUE | Spill Bucket | Confederated Tribes of the Umatilla Indian Reservation | Mission Market | 46493 Mission Rd. | Pendleton | OR | 97801
10 | 3600010 | Mission Market | Tank 4 | Tank 4 Compartment 4b | Currently in Use | 15000 | TRUE |  | Gasoline (containing <=10% ethanol) | TRUE | Spill Bucket | Confederated Tribes of the Umatilla Indian Reservation | Mission Market | 46493 Mission Rd. | Pendleton | OR | 97801
10 | 3600010 | Mission Market | Tank 4 | Tank 4 Compartment 4c | Currently in Use | 6000 | TRUE |  | Diesel | TRUE | Spill Bucket | Confederated Tribes of the Umatilla Indian Reservation | Mission Market | 46493 Mission Rd. | Pendleton | OR | 97801
10 | 3600011 | Union Pacific Railroad - Cayuse | Tank 1 | Tank 1 Compartment | Permanently Out of Use | 560 | TRUE |  | Gasoline (containing <=10% ethanol) | FALSE | Unknown | Confederated Tribes of the Umatilla Indian Reservation | Union Pacific Railroad - Cayuse | Cayuse Station Tool House - Milepost 227, Cayuse Rd. | Cayuse | OR | 97821
10 | 3600011 | Union Pacific Railroad - Cayuse | Tank 2 | Tank 2 Compartment | Permanently Out of Use | 153 | TRUE |  | Gasoline (containing <=10% ethanol) | FALSE | Unknown | Confederated Tribes of the Umatilla Indian Reservation | Union Pacific Railroad - Cayuse | Cayuse Station Tool House - Milepost 227, Cayuse Rd. | Cayuse | OR | 97821
10 | 3600011 | Union Pacific Railroad - Cayuse | Tank 3 | Tank 3 Compartment | Permanently Out of Use | 100 | TRUE |  | Diesel | FALSE | Unknown | Confederated Tribes of the Umatilla Indian Reservation | Union Pacific Railroad - Cayuse | Cayuse Station Tool House - Milepost 227, Cayuse Rd. | Cayuse | OR | 97821
10 | 3600012 | FAA Pendleton (PDT) RCAG "Cabbage Hill" | Tank 1 | Tank 1 Compartment | Permanently Out of Use | 515 | TRUE |  | Gasoline (containing <=10% ethanol) | FALSE | Unknown | Confederated Tribes of the Umatilla Indian Reservation | FAA Pendleton (PDT) RCAG "Cabbage Hill" | NE 1/4 NE 1/4 SEC 2 TIN R34E WBM | Pendleton | OR | 97801
10 | 3600013 | Fowler Ranch | Tank 1 | Tank 1 Compartment | Permanently Out of Use | 1600 | TRUE |  | Diesel | FALSE | Unknown | Confederated Tribes of the Umatilla Indian Reservation | Fowler Ranch | 727 Fowler Lane | Pendleton | OR | 97801
10 | 3600013 | Fowler Ranch | Tank 2 | Tank 2 Compartment | Permanently Out of Use | 2064 | TRUE |  | Diesel | FALSE | Unknown | Confederated Tribes of the Umatilla Indian Reservation | Fowler Ranch | 727 Fowler Lane | Pendleton | OR | 97801
10 | 3600014 | Bonbright Truck Shop | Tank 1 | Tank 1 Compartment | Permanently Out of Use | 1000 | TRUE |  | Used Oil | FALSE | Unknown | Confederated Tribes of the Umatilla Indian Reservation | Bonbright Truck Shop | 72567 Hwy. 331 | Pendleton | OR | 97801
10 | 3600014 | Bonbright Truck Shop | Tank 3 | Tank 3 Compartment | Permanently Out of Use | 3000 | TRUE |  | Used Oil | FALSE | Unknown | Confederated Tribes of the Umatilla Indian Reservation | Bonbright Truck Shop | 72567 Hwy. 331 | Pendleton | OR | 97801
10 | 3600014 | Bonbright Truck Shop | Tank 2 | Tank 2 Compartment | Permanently Out of Use | 2000 | TRUE |  | Used Oil | FALSE | Unknown | Confederated Tribes of the Umatilla Indian Reservation | Bonbright Truck Shop | 72567 Hwy. 331 | Pendleton | OR | 97801
10 | 3600015 | Raymond Gray Property | Tank 1 | Tank 1 | Permanently Out of Use | 1000 | TRUE |  | Gasoline (containing <=10% ethanol) |  |  | Confederated Tribes of the Umatilla Indian Reservation | Raymond Gray Property | 55371 Bingham Road | Adams | OR | 97810
10 | 3700002 | DMJ Automotive | Tank 1 | Tank 1 Compartment | Currently in Use | 6000 | TRUE |  | Diesel | TRUE | Spill Bucket | Confederated Tribes of the Warm Springs Reservation of Oregon | DMJ Automotive | 2204 Hollywood Blvd. | Warm Springs | OR | 97761
10 | 3700002 | DMJ Automotive | Tank 2 | Tank 2 Compartment | Currently in Use | 6000 | TRUE |  | Gasoline (containing <=10% ethanol) | TRUE | Spill Bucket | Confederated Tribes of the Warm Springs Reservation of Oregon | DMJ Automotive | 2204 Hollywood Blvd. | Warm Springs | OR | 97761
10 | 3700002 | DMJ Automotive | Tank 3 | Tank 3 Compartment | Permanently Out of Use | 3000 | TRUE |  | Diesel | FALSE | Unknown | Confederated Tribes of the Warm Springs Reservation of Oregon | DMJ Automotive | 2204 Hollywood Blvd. | Warm Springs | OR | 97761
10 | 3700002 | DMJ Automotive | Tank 4 | Tank 4 Compartment | Permanently Out of Use | 550 | TRUE |  | Used Oil | FALSE | Spill Bucket | Confederated Tribes of the Warm Springs Reservation of Oregon | DMJ Automotive | 2204 Hollywood Blvd. | Warm Springs | OR | 97761
10 | 3700002 | DMJ Automotive | Tank 5 | Tank 5 Compartment | Currently in Use | 10000 | TRUE |  | Diesel | TRUE | Spill Bucket | Confederated Tribes of the Warm Springs Reservation of Oregon | DMJ Automotive | 2204 Hollywood Blvd. | Warm Springs | OR | 97761
10 | 3700003 | Warm Springs Forest Products Industries | Tank 1 | Tank 1 Compartment | Permanently Out of Use | 10000 | TRUE |  | Diesel | FALSE | Unknown | Confederated Tribes of the Warm Springs Reservation of Oregon | Warm Springs Forest Products Industries | Hwy. 26 | Warm Springs | OR | 97761
10 | 3700004 | Warm Springs Elementary School | Tank 1 | Tank 1 Compartment | Permanently Out of Use | 1000 | TRUE |  | Gasoline (containing <=10% ethanol) | FALSE | Unknown | Confederated Tribes of the Warm Springs Reservation of Oregon | Warm Springs Elementary School | 1114 Wasco St. | Warm Springs | OR | 97761
10 | 3700007 | Confed Tribes of Warm Springs Vehicle Pool | Tank 1 | Tank 1 Compartment | Currently in Use | 6000 | TRUE |  | Gasoline (containing <=10% ethanol) | TRUE | Spill Bucket | Confederated Tribes of the Warm Springs Reservation of Oregon | Confed Tribes of Warm Springs Vehicle Pool | 4204 Holliday St., P.O. Box C | Warm Springs | OR | 97761
10 | 3700007 | Confed Tribes of Warm Springs Vehicle Pool | Tank 5 | Tank 5 Compartment | Permanently Out of Use | 1000 | TRUE |  | Used Oil |  |  | Confederated Tribes of the Warm Springs Reservation of Oregon | Confed Tribes of Warm Springs Vehicle Pool | 4204 Holliday St., P.O. Box C | Warm Springs | OR | 97761
10 | 3700007 | Confed Tribes of Warm Springs Vehicle Pool | Tank 2 | Tank 2 Compartment | Currently in Use | 6000 | TRUE |  | Gasoline (containing <=10% ethanol) | TRUE | Spill Bucket | Confederated Tribes of the Warm Springs Reservation of Oregon | Confed Tribes of Warm Springs Vehicle Pool | 4204 Holliday St., P.O. Box C | Warm Springs | OR | 97761
10 | 3700007 | Confed Tribes of Warm Springs Vehicle Pool | Tank 3 | Tank 3 Compartment | Currently in Use | 2000 | TRUE |  | Diesel | TRUE | Spill Bucket | Confederated Tribes of the Warm Springs Reservation of Oregon | Confed Tribes of Warm Springs Vehicle Pool | 4204 Holliday St., P.O. Box C | Warm Springs | OR | 97761
10 | 3700007 | Confed Tribes of Warm Springs Vehicle Pool | Tank 4 | Tank 4 Compartment | Permanently Out of Use | 1000 | TRUE | 2022-07-25 | Used Oil | Exempt due to small delivery | N/A or Exempt due to small delivery | Confederated Tribes of the Warm Springs Reservation of Oregon | Confed Tribes of Warm Springs Vehicle Pool | 4204 Holliday St., P.O. Box C | Warm Springs | OR | 97761
10 | 3700008 | Former BIA Roads Dept. | Tank 1 | Tank 1 Compartment | Permanently Out of Use | 1000 | TRUE |  | Gasoline (containing <=10% ethanol) | FALSE | Unknown | Confederated Tribes of the Warm Springs Reservation of Oregon | Former BIA Roads Dept. | N. Hollywood Blvd. | Warm Springs | OR | 97761
10 | 3700009 | Warm Springs National Fish Hatchery | Tank 3 | Tank 3 Compartment | Permanently Out of Use | 2000 | TRUE |  | Diesel | FALSE | Unknown | Confederated Tribes of the Warm Springs Reservation of Oregon | Warm Springs National Fish Hatchery | P.O. Box 790, 1 Fish Hatchery Rd. | Warm Springs | OR | 97761
10 | 3700010 | DMJ Automotive Shell | Tank 1 | Tank 1 Compartment | Permanently Out of Use | 4000 | TRUE |  | Gasoline (containing <=10% ethanol) | FALSE | Unknown | Confederated Tribes of the Warm Springs Reservation of Oregon | DMJ Automotive Shell | 2172 Hwy. 26 P.O. Box 431 | Warm Springs | OR | 97761
10 | 3700010 | DMJ Automotive Shell | Tank 2 | Tank 2 Compartment | Permanently Out of Use | 3000 | TRUE |  | Gasoline (containing <=10% ethanol) | FALSE | Unknown | Confederated Tribes of the Warm Springs Reservation of Oregon | DMJ Automotive Shell | 2172 Hwy. 26 P.O. Box 431 | Warm Springs | OR | 97761
10 | 3700010 | DMJ Automotive Shell | Tank 3 | Tank 3 Compartment | Permanently Out of Use | 1000 | TRUE |  | Gasoline (containing <=10% ethanol) | FALSE | Unknown | Confederated Tribes of the Warm Springs Reservation of Oregon | DMJ Automotive Shell | 2172 Hwy. 26 P.O. Box 431 | Warm Springs | OR | 97761
10 | 3700010 | DMJ Automotive Shell | Tank 4 | Tank 4 Compartment | Currently in Use | 12000 | TRUE |  | Gasoline (containing <=10% ethanol) | TRUE | Spill Bucket | Confederated Tribes of the Warm Springs Reservation of Oregon | DMJ Automotive Shell | 2172 Hwy. 26 P.O. Box 431 | Warm Springs | OR | 97761
10 | 3700010 | DMJ Automotive Shell | Tank 5 | Tank 5 Compartment | Currently in Use | 4000 | TRUE |  | Gasoline (containing <=10% ethanol) | TRUE | Spill Bucket | Confederated Tribes of the Warm Springs Reservation of Oregon | DMJ Automotive Shell | 2172 Hwy. 26 P.O. Box 431 | Warm Springs | OR | 97761
10 | 3700010 | DMJ Automotive Shell | Tank 6 | Tank 6 Compartment | Currently in Use | 4000 | TRUE |  | Diesel | TRUE | Spill Bucket | Confederated Tribes of the Warm Springs Reservation of Oregon | DMJ Automotive Shell | 2172 Hwy. 26 P.O. Box 431 | Warm Springs | OR | 97761
10 | 3700011 | BIA Roads Dept. - Warm Springs | Tank 1 | Tank 1 Compartment | Temporarily Out of Use | 2000 | TRUE |  | Gasoline (containing <=10% ethanol) | TRUE | Spill Bucket | Confederated Tribes of the Warm Springs Reservation of Oregon | BIA Roads Dept. - Warm Springs | 4231 Holliday Way | Warm Springs | OR | 97761
10 | 3700011 | BIA Roads Dept. - Warm Springs | Tank 2 | Tank 2 Compartment | Currently in Use | 4000 | TRUE |  | Diesel | TRUE | Spill Bucket | Confederated Tribes of the Warm Springs Reservation of Oregon | BIA Roads Dept. - Warm Springs | 4231 Holliday Way | Warm Springs | OR | 97761
10 | 3700011 | BIA Roads Dept. - Warm Springs | Tank 3 | Tank 3 Compartment | Permanently Out of Use | 1000 | TRUE |  | Used Oil | FALSE | Unknown | Confederated Tribes of the Warm Springs Reservation of Oregon | BIA Roads Dept. - Warm Springs | 4231 Holliday Way | Warm Springs | OR | 97761
10 | 3700012 | Three Warriors Market | Tank 1 | Tank 1 Compartment | Currently in Use | 4000 | TRUE |  | Gasoline (containing <=10% ethanol) | TRUE | Spill Bucket | Confederated Tribes of the Warm Springs Reservation of Oregon | Three Warriors Market | 7700 Hwy. 9 P.O. Box C | Maupin | OR | 97037
10 | 3700012 | Three Warriors Market | Tank 2 | Tank 2 Compartment | Currently in Use | 8000 | TRUE |  | Gasoline (containing <=10% ethanol) | TRUE | Spill Bucket | Confederated Tribes of the Warm Springs Reservation of Oregon | Three Warriors Market | 7700 Hwy. 9 P.O. Box C | Maupin | OR | 97037
10 | 3700012 | Three Warriors Market | Tank 3 | Tank 3 Compartment | Currently in Use | 6000 | TRUE |  | Diesel | TRUE | Spill Bucket | Confederated Tribes of the Warm Springs Reservation of Oregon | Three Warriors Market | 7700 Hwy. 9 P.O. Box C | Maupin | OR | 97037
10 | 3700013 | Macy's Market | Tank 1 | Tank 1 Compartment | Permanently Out of Use | 1000 | TRUE |  | Gasoline (containing <=10% ethanol) | FALSE | Unknown | Confederated Tribes of the Warm Springs Reservation of Oregon | Macy's Market | P.O. Box 490 | Warm Springs | OR | 97761
10 | 3700013 | Macy's Market | Tank 2 | Tank 2 Compartment | Permanently Out of Use | 2000 | TRUE |  | Gasoline (containing <=10% ethanol) | FALSE | Unknown | Confederated Tribes of the Warm Springs Reservation of Oregon | Macy's Market | P.O. Box 490 | Warm Springs | OR | 97761
10 | 3700014 | Kah-Nee-Ta Resort | Tank 1 | Tank 1 Compartment | Permanently Out of Use | 500 | TRUE |  | Gasoline (containing <=10% ethanol) | FALSE | Unknown | Confederated Tribes of the Warm Springs Reservation of Oregon | Kah-Nee-Ta Resort | 6823 Hwy. 8, P.O. Box 1240 | Warm Springs | OR | 97761
10 | 3700015 | Plateau Travel Center | Tank 1 | Tank 1 Compartment | Permanently Out of Use | 225 | TRUE |  | Diesel | FALSE | Unknown | Confederated Tribes of the Warm Springs Reservation of Oregon | Plateau Travel Center | 215 NW Cherry Lane | Madras | OR | 97741
10 | 3700015 | Plateau Travel Center | Tank 4 | Tank 4b Compartment | Currently in Use | 7000 | TRUE | 2017-06-01 | Gasoline Containing >10% Ethanol | TRUE | Spill Bucket | Confederated Tribes of the Warm Springs Reservation of Oregon | Plateau Travel Center | 215 NW Cherry Lane | Madras | OR | 97741
10 | 3700015 | Plateau Travel Center | Tank 4 | Tank 4a Compartment | Currently in Use | 8000 | TRUE |  | Gasoline (containing <=10% ethanol) | TRUE | Spill Bucket | Confederated Tribes of the Warm Springs Reservation of Oregon | Plateau Travel Center | 215 NW Cherry Lane | Madras | OR | 97741
10 | 3700015 | Plateau Travel Center | Tank 3 | Tank 3 Compartment | Currently in Use | 25000 | TRUE |  | Gasoline (containing <=10% ethanol) | TRUE | Spill Bucket | Confederated Tribes of the Warm Springs Reservation of Oregon | Plateau Travel Center | 215 NW Cherry Lane | Madras | OR | 97741
10 | 3700015 | Plateau Travel Center | Tank 2 | Tank 2 Compartment | Currently in Use | 25000 | TRUE |  | Diesel | TRUE | Spill Bucket | Confederated Tribes of the Warm Springs Reservation of Oregon | Plateau Travel Center | 215 NW Cherry Lane | Madras | OR | 97741
10 | 3800001 | Crater Lake Junction Travel Center | Tank 1 | Tank 1 Compartment | Currently in Use | 20000 | TRUE |  | Diesel | TRUE | Spill Bucket | Klamath Tribes | Crater Lake Junction Travel Center | 34315 Hwy. 97 | Chiloquin | OR | 97624
10 | 3800001 | Crater Lake Junction Travel Center | Tank 2 | Tank 2 Compartment | Currently in Use | 20000 | TRUE |  | Diesel | TRUE | Spill Bucket | Klamath Tribes | Crater Lake Junction Travel Center | 34315 Hwy. 97 | Chiloquin | OR | 97624
10 | 3800001 | Crater Lake Junction Travel Center | Tank 3 | Tank 3 Compartment 3a | Currently in Use | 8000 | TRUE |  | Gasoline (containing <=10% ethanol) | TRUE | Spill Bucket | Klamath Tribes | Crater Lake Junction Travel Center | 34315 Hwy. 97 | Chiloquin | OR | 97624
10 | 3800001 | Crater Lake Junction Travel Center | Tank 3 | Tank 3 Compartment 3b | Currently in Use | 12000 | TRUE |  | Diesel | TRUE | Spill Bucket | Klamath Tribes | Crater Lake Junction Travel Center | 34315 Hwy. 97 | Chiloquin | OR | 97624
10 | 3800001 | Crater Lake Junction Travel Center | Tank 4 | Tank 4 Compartment | Currently in Use | 20000 | TRUE |  | Gasoline (containing <=10% ethanol) | TRUE | Spill Bucket | Klamath Tribes | Crater Lake Junction Travel Center | 34315 Hwy. 97 | Chiloquin | OR | 97624
10 | 4010001 | End of the Trail #2 | Tank 1 | Tank 1 Compartment | Currently in Use | 20000 | TRUE |  | Gasoline (containing <=10% ethanol) | TRUE | Spill Bucket | Confederated Tribes of the Chehalis Reservation | End of the Trail #2 | 18101 Anderson Rd. | Oakville | WA | 98568
10 | 4010001 | End of the Trail #2 | Tank 2 | Tank 2 Compartment 2A | Currently in Use | 10000 | TRUE |  | Gasoline (containing <=10% ethanol) | TRUE | Spill Bucket | Confederated Tribes of the Chehalis Reservation | End of the Trail #2 | 18101 Anderson Rd. | Oakville | WA | 98568
10 | 4010001 | End of the Trail #2 | Tank 2 | Tank 2 Compartment 2B | Currently in Use | 12000 | TRUE |  | Gasoline (containing <=10% ethanol) | TRUE | Spill Bucket | Confederated Tribes of the Chehalis Reservation | End of the Trail #2 | 18101 Anderson Rd. | Oakville | WA | 98568
10 | 4010001 | End of the Trail #2 | Tank 3 | Tank 3 Compartment | Currently in Use | 10000 | TRUE |  | Diesel | TRUE | Spill Bucket | Confederated Tribes of the Chehalis Reservation | End of the Trail #2 | 18101 Anderson Rd. | Oakville | WA | 98568
10 | 4010002 | End of the Trail #3 | Tank 1 | Tank 1 Compartment | Currently in Use | 25000 | TRUE |  | Gasoline (containing <=10% ethanol) | TRUE | Spill Bucket | Confederated Tribes of the Chehalis Reservation | End of the Trail #3 | 20330 Old Highway 99 | Centralia | WA | 98579
10 | 4010002 | End of the Trail #3 | Tank 5 | Tank 5 Compartment | Currently in Use | 25000 | TRUE |  | Diesel | TRUE | Spill Bucket | Confederated Tribes of the Chehalis Reservation | End of the Trail #3 | 20330 Old Highway 99 | Centralia | WA | 98579
10 | 4010002 | End of the Trail #3 | Tank 3 | Tank 3 Compartment 3b | Currently in Use | 10000 | TRUE |  | Diesel | TRUE | Spill Bucket | Confederated Tribes of the Chehalis Reservation | End of the Trail #3 | 20330 Old Highway 99 | Centralia | WA | 98579
10 | 4010002 | End of the Trail #3 | Tank 3 | Tank 3 Compartment 3a | Currently in Use | 10000 | TRUE |  | Gasoline (containing <=10% ethanol) | TRUE | Spill Bucket | Confederated Tribes of the Chehalis Reservation | End of the Trail #3 | 20330 Old Highway 99 | Centralia | WA | 98579
10 | 4010002 | End of the Trail #3 | Tank 2 | Tank 2 Compartment | Permanently Out of Use | 25000 | TRUE |  | Diesel | TRUE | Spill Bucket | Confederated Tribes of the Chehalis Reservation | End of the Trail #3 | 20330 Old Highway 99 | Centralia | WA | 98579
10 | 4010003 | Eagles Landing Hotel | Tank 1 | Tank 1 Compartment | Permanently Out of Use | 6000 | TRUE |  | Diesel | TRUE | Spill Bucket | Confederated Tribes of the Chehalis Reservation | Eagles Landing Hotel | 12840 188th Ave. SW | Rochester | WA | 98579
10 | 4010004 | End of the Trail 4 | Tank 1 | Tank 1 Compartment | Currently in Use | 25000 | TRUE |  | Gasoline (containing <=10% ethanol) | TRUE | Spill Bucket | Confederated Tribes of the Chehalis Reservation | End of the Trail 4 | 19615 Elderberry St. SW | Rochester | WA | 98579
10 | 4010004 | End of the Trail 4 | Tank 2 | Tank 2 Compartment 2c | Currently in Use | 7000 | TRUE |  | Gasoline (containing <=10% ethanol) | TRUE | Spill Bucket | Confederated Tribes of the Chehalis Reservation | End of the Trail 4 | 19615 Elderberry St. SW | Rochester | WA | 98579
10 | 4010004 | End of the Trail 4 | Tank 2 | Tank 2 Compartment 2b | Currently in Use | 10000 | TRUE |  | Diesel | TRUE | Spill Bucket | Confederated Tribes of the Chehalis Reservation | End of the Trail 4 | 19615 Elderberry St. SW | Rochester | WA | 98579
10 | 4010004 | End of the Trail 4 | Tank 2 | Tank 2 Compartment 2a | Currently in Use | 7000 | TRUE |  | Gasoline (containing <=10% ethanol) | TRUE | Spill Bucket | Confederated Tribes of the Chehalis Reservation | End of the Trail 4 | 19615 Elderberry St. SW | Rochester | WA | 98579
10 | 4010005 | Flying J Travel Plaza #1169 | 5 | 5 | Currently in Use | 30000 | TRUE |  | Diesel | TRUE | Spill Bucket | Confederated Tribes of the Chehalis Reservation | Flying J Travel Plaza #1169 | 2725 93rd Ave SW | Olympia | WA | 98512
10 | 4010005 | Flying J Travel Plaza #1169 | 2A&B | 2A | Currently in Use | 8000 | TRUE |  | Gasoline (containing <=10% ethanol) | TRUE | Spill Bucket | Confederated Tribes of the Chehalis Reservation | Flying J Travel Plaza #1169 | 2725 93rd Ave SW | Olympia | WA | 98512
10 | 4010005 | Flying J Travel Plaza #1169 | 1 | 1 | Currently in Use | 20000 | TRUE |  | Gasoline (containing <=10% ethanol) | TRUE | Spill Bucket | Confederated Tribes of the Chehalis Reservation | Flying J Travel Plaza #1169 | 2725 93rd Ave SW | Olympia | WA | 98512
10 | 4010005 | Flying J Travel Plaza #1169 | 3 | 3 | Currently in Use | 30000 | TRUE |  | Biodiesel | TRUE | Spill Bucket | Confederated Tribes of the Chehalis Reservation | Flying J Travel Plaza #1169 | 2725 93rd Ave SW | Olympia | WA | 98512
10 | 4010005 | Flying J Travel Plaza #1169 | 4 | 4 | Currently in Use | 30000 | TRUE |  | Diesel | TRUE | Spill Bucket | Confederated Tribes of the Chehalis Reservation | Flying J Travel Plaza #1169 | 2725 93rd Ave SW | Olympia | WA | 98512
10 | 4010006 | Community Center | Tank 1 | Tank 1 | Currently in Use | 3600 | TRUE |  | Diesel | TRUE | Spill Bucket | Confederated Tribes of the Chehalis Reservation | Community Center | 461 Secena Road | Oakville | WA | 98568
10 | 4020001 | Tribal Purchasing Fuel System by Trading Post | Tank 1 | Tank 1 Compartment | Permanently Out of Use | 12000 | TRUE |  | Gasoline (containing <=10% ethanol) | FALSE | Unknown | Confederated Tribes of the Colville Reservation | Tribal Purchasing Fuel System by Trading Post | P.O. Box 150, Hwy. 155 | Nespelem | WA | 99155
10 | 4020001 | Tribal Purchasing Fuel System by Trading Post | Tank 2 | Tank 2 Compartment | Permanently Out of Use | 12000 | TRUE |  | Gasoline (containing <=10% ethanol) | FALSE | Unknown | Confederated Tribes of the Colville Reservation | Tribal Purchasing Fuel System by Trading Post | P.O. Box 150, Hwy. 155 | Nespelem | WA | 99155
10 | 4020001 | Tribal Purchasing Fuel System by Trading Post | Tank 3 | Tank 3 Compartment | Permanently Out of Use | 6000 | TRUE |  | Diesel | FALSE | Unknown | Confederated Tribes of the Colville Reservation | Tribal Purchasing Fuel System by Trading Post | P.O. Box 150, Hwy. 155 | Nespelem | WA | 99155
10 | 4020002 | Colville Tribal Logging | Tank 1 | Tank 1 Compartment | Permanently Out of Use | 10000 | TRUE |  | Diesel | FALSE | Unknown | Confederated Tribes of the Colville Reservation | Colville Tribal Logging | 63A School Loop Rd., P.O. Box 328 | Nespelem | WA | 99155
10 | 4020002 | Colville Tribal Logging | Tank 2 | Tank 2 Compartment | Permanently Out of Use | 10000 | TRUE |  | Gasoline (containing <=10% ethanol) | FALSE | Unknown | Confederated Tribes of the Colville Reservation | Colville Tribal Logging | 63A School Loop Rd., P.O. Box 328 | Nespelem | WA | 99155
10 | 4020002 | Colville Tribal Logging | Tank 3 | Tank 3 Compartment | Permanently Out of Use | 2000 | TRUE |  | Gasoline (containing <=10% ethanol) | FALSE | Unknown | Confederated Tribes of the Colville Reservation | Colville Tribal Logging | 63A School Loop Rd., P.O. Box 328 | Nespelem | WA | 99155
10 | 4020002 | Colville Tribal Logging | Tank 4 | Tank 4 Compartment | Permanently Out of Use | 300 | TRUE |  | Used Oil | FALSE | Unknown | Confederated Tribes of the Colville Reservation | Colville Tribal Logging | 63A School Loop Rd., P.O. Box 328 | Nespelem | WA | 99155
10 | 4020003 | Colville Tribal Police Dept. | Tank 1 | Tank 1 Compartment | Permanently Out of Use | 2000 | TRUE |  | Gasoline (containing <=10% ethanol) | FALSE | Unknown | Confederated Tribes of the Colville Reservation | Colville Tribal Police Dept. | Colville Indian Agency Campus, Hwy. 155 | Nespelem | WA | 99155
10 | 4020003 | Colville Tribal Police Dept. | Tank 2 | Tank 2 Compartment | Permanently Out of Use | 2000 | TRUE |  | Diesel | FALSE | Unknown | Confederated Tribes of the Colville Reservation | Colville Tribal Police Dept. | Colville Indian Agency Campus, Hwy. 155 | Nespelem | WA | 99155
10 | 4020005 | BIA Branch of Forestry (Mitchell Point) | Tank 1 | Tank 1 Compartment | Permanently Out of Use | 500 | TRUE |  | Diesel | FALSE | Unknown | Confederated Tribes of the Colville Reservation | BIA Branch of Forestry (Mitchell Point) | Silver Creek Rd. | Inchelium | WA | 99138
10 | 4020006 | BIA Branch of Forestry (Inchelium) | Tank 1 | Tank 1 Compartment | Permanently Out of Use | 1000 | TRUE |  | Diesel | FALSE | Unknown | Confederated Tribes of the Colville Reservation | BIA Branch of Forestry (Inchelium) | Hall Creek Rd. 3 Mi N of Inchelium | Inchelium | WA | 99138
10 | 4020007 | BIA Branch of Forestry (Agency Campus) | Tank 1 | Tank 1 Compartment | Permanently Out of Use | 10000 | TRUE |  | Diesel | FALSE | Unknown | Confederated Tribes of the Colville Reservation | BIA Branch of Forestry (Agency Campus) | Agency Campus | Nespelem | WA | 99155
10 | 4020008 | BIA Branch of Roads (Agency Campus) | Tank 1 | Tank 1 Compartment | Permanently Out of Use | 12000 | TRUE |  | Diesel | FALSE | Unknown | Confederated Tribes of the Colville Reservation | BIA Branch of Roads (Agency Campus) | Agency Campus | Nespelem | WA | 99155
10 | 4020008 | BIA Branch of Roads (Agency Campus) | Tank 2 | Tank 2 Compartment | Permanently Out of Use | 1000 | TRUE |  | Gasoline (containing <=10% ethanol) | FALSE | Unknown | Confederated Tribes of the Colville Reservation | BIA Branch of Roads (Agency Campus) | Agency Campus | Nespelem | WA | 99155
10 | 4020009 | BIA Branch of Roads (Keller) | Tank 1 | Tank 1 Compartment | Permanently Out of Use | 2500 | TRUE |  | Diesel | FALSE | Unknown | Confederated Tribes of the Colville Reservation | BIA Branch of Roads (Keller) | State Hwy. 21 | Keller | WA | 99140
10 | 4020010 | Mt. Tolman Project | Tank 1 | Tank 1 Compartment | Permanently Out of Use | 12000 | TRUE |  | Gasoline (containing <=10% ethanol) | FALSE | Unknown | Confederated Tribes of the Colville Reservation | Mt. Tolman Project | Manila Creek Rd. | Keller | WA | 99140
10 | 4020010 | Mt. Tolman Project | Tank 10 | Tank 10 Compartment | Permanently Out of Use | 500 | TRUE |  | Diesel | FALSE | Unknown | Confederated Tribes of the Colville Reservation | Mt. Tolman Project | Manila Creek Rd. | Keller | WA | 99140
10 | 4020010 | Mt. Tolman Project | Tank 11 | Tank 11 Compartment | Permanently Out of Use | 5000 | TRUE |  | Used Oil | FALSE | Unknown | Confederated Tribes of the Colville Reservation | Mt. Tolman Project | Manila Creek Rd. | Keller | WA | 99140
10 | 4020010 | Mt. Tolman Project | Tank 2 | Tank 2 Compartment | Permanently Out of Use | 1000 | TRUE |  | Used Oil | FALSE | Unknown | Confederated Tribes of the Colville Reservation | Mt. Tolman Project | Manila Creek Rd. | Keller | WA | 99140
10 | 4020010 | Mt. Tolman Project | Tank 4 | Tank 4 Compartment | Permanently Out of Use | 500 | TRUE |  | Gasoline (containing <=10% ethanol) | FALSE | Unknown | Confederated Tribes of the Colville Reservation | Mt. Tolman Project | Manila Creek Rd. | Keller | WA | 99140
10 | 4020010 | Mt. Tolman Project | Tank 5 | Tank 5 Compartment | Permanently Out of Use | 1500 | TRUE |  | Gasoline (containing <=10% ethanol) | FALSE | Unknown | Confederated Tribes of the Colville Reservation | Mt. Tolman Project | Manila Creek Rd. | Keller | WA | 99140
10 | 4020010 | Mt. Tolman Project | Tank 6 | Tank 6 Compartment | Permanently Out of Use | 2000 | TRUE |  | Gasoline (containing <=10% ethanol) | FALSE | Unknown | Confederated Tribes of the Colville Reservation | Mt. Tolman Project | Manila Creek Rd. | Keller | WA | 99140
10 | 4020010 | Mt. Tolman Project | Tank 7 | Tank 7 Compartment | Permanently Out of Use | 2000 | TRUE |  | Diesel | FALSE | Unknown | Confederated Tribes of the Colville Reservation | Mt. Tolman Project | Manila Creek Rd. | Keller | WA | 99140
10 | 4020010 | Mt. Tolman Project | Tank 9 | Tank 9 Compartment | Permanently Out of Use | 10000 | TRUE |  | Diesel | FALSE | Unknown | Confederated Tribes of the Colville Reservation | Mt. Tolman Project | Manila Creek Rd. | Keller | WA | 99140
10 | 4020011 | Inchelium Tribal Wood Treatment Plant | Tank 2 | Tank 2 Compartment | Permanently Out of Use | 4000 | TRUE |  | Gasoline (containing <=10% ethanol) | FALSE | Unknown | Confederated Tribes of the Colville Reservation | Inchelium Tribal Wood Treatment Plant | P.O. Box 286, Twin Lakes Rd. | Inchelium | WA | 99138
10 | 4020011 | Inchelium Tribal Wood Treatment Plant | Tank 3 | Tank 3 Compartment | Permanently Out of Use | 4000 | TRUE |  | Diesel | FALSE | Unknown | Confederated Tribes of the Colville Reservation | Inchelium Tribal Wood Treatment Plant | P.O. Box 286, Twin Lakes Rd. | Inchelium | WA | 99138
10 | 4020011 | Inchelium Tribal Wood Treatment Plant | Tank 4 | Tank 4 Compartment | Permanently Out of Use | 4000 | TRUE |  | Diesel | FALSE | Unknown | Confederated Tribes of the Colville Reservation | Inchelium Tribal Wood Treatment Plant | P.O. Box 286, Twin Lakes Rd. | Inchelium | WA | 99138
10 | 4020011 | Inchelium Tribal Wood Treatment Plant | Tank 5 | Tank 5 Compartment | Permanently Out of Use | 7000 | TRUE |  | Diesel | FALSE | Unknown | Confederated Tribes of the Colville Reservation | Inchelium Tribal Wood Treatment Plant | P.O. Box 286, Twin Lakes Rd. | Inchelium | WA | 99138
10 | 4020012 | Inchelium Quick Stop | Tank 1 | Tank 1 Compartment | Permanently Out of Use | 6000 | TRUE | 2025-11-27 | Gasoline (containing <=10% ethanol) | TRUE | Spill Bucket | Confederated Tribes of the Colville Reservation | Inchelium Quick Stop | 3032 Bridge Creek Rd.P.O. Box 270 | Inchelium | WA | 99138
10 | 4020012 | Inchelium Quick Stop | Tank 2 | Tank 2 Compartment | Permanently Out of Use | 6000 | TRUE | 2025-11-27 | Diesel | TRUE | Spill Bucket | Confederated Tribes of the Colville Reservation | Inchelium Quick Stop | 3032 Bridge Creek Rd.P.O. Box 270 | Inchelium | WA | 99138
10 | 4020013 | Nespelem School District #14 | Tank 1 | Tank 1 Compartment | Permanently Out of Use | 500 | TRUE |  | Gasoline (containing <=10% ethanol) | FALSE | Unknown | Confederated Tribes of the Colville Reservation | Nespelem School District #14 | School Loop Rd., P.O. Box 291 | Nespelem | WA | 99155
10 | 4020014 | Whitelaw Logging | Tank 1 | Tank 1 Compartment | Permanently Out of Use | 1000 | TRUE |  | Gasoline (containing <=10% ethanol) | FALSE | Unknown | Confederated Tribes of the Colville Reservation | Whitelaw Logging | 11th & E St. / 10th & D St. | Nespelem | WA | 99155
10 | 4020014 | Whitelaw Logging | Tank 2 | Tank 2 Compartment | Permanently Out of Use | 1000 | TRUE |  | Diesel | FALSE | Unknown | Confederated Tribes of the Colville Reservation | Whitelaw Logging | 11th & E St. / 10th & D St. | Nespelem | WA | 99155
10 | 4020015 | Inchelium School District #70 | Tank 1 | Tank 1 Compartment | Permanently Out of Use | 14000 | TRUE |  | Diesel | FALSE | Unknown | Confederated Tribes of the Colville Reservation | Inchelium School District #70 | 1978 Hornet Ave., P.O. Box 285 | Inchelium | WA | 99138
10 | 4020015 | Inchelium School District #70 | Tank 2 | Tank 2 Compartment | Permanently Out of Use | 550 | TRUE |  | Gasoline (containing <=10% ethanol) | FALSE | Unknown | Confederated Tribes of the Colville Reservation | Inchelium School District #70 | 1978 Hornet Ave., P.O. Box 285 | Inchelium | WA | 99138
10 | 4020016 | Keller School Dist. #3 | Tank 1 | Tank 1 Compartment | Permanently Out of Use | 2000 | TRUE |  | Gasoline (containing <=10% ethanol) | FALSE | Unknown | Confederated Tribes of the Colville Reservation | Keller School Dist. #3 | School Rd. | Keller | WA | 99140
10 | 4020018 | Arrowhead Ranch | Tank 1-A | Tank 1-A Compartment | Permanently Out of Use | 10000 | TRUE |  | Diesel | FALSE | Unknown | Confederated Tribes of the Colville Reservation | Arrowhead Ranch | 610-E Jack Wells Rd. | Bridgeport | WA | 98813
10 | 4020019 | Nespelem Valley Electric Co-op | Tank 1 | Tank 1 Compartment | Permanently Out of Use | 550 | TRUE |  | Gasoline (containing <=10% ethanol) | FALSE | Unknown | Confederated Tribes of the Colville Reservation | Nespelem Valley Electric Co-op | 1009 F St | Nespelem | WA | 99155
10 | 4020020 | Keller Shop | Tank 1 | Tank 1 Compartment | Permanently Out of Use | 550 | TRUE |  | Gasoline (containing <=10% ethanol) | FALSE | Unknown | Confederated Tribes of the Colville Reservation | Keller Shop | 4432 Hwy 21 S | Keller | WA | 99140
10 | 4020020 | Keller Shop | Tank 2 | Tank 2 Compartment | Permanently Out of Use | 1000 | TRUE |  | Diesel | FALSE | Unknown | Confederated Tribes of the Colville Reservation | Keller Shop | 4432 Hwy 21 S | Keller | WA | 99140
10 | 4020020 | Keller Shop | Tank 3 | Tank 3 Compartment | Permanently Out of Use | 550 | TRUE |  | Gasoline (containing <=10% ethanol) | FALSE | Unknown | Confederated Tribes of the Colville Reservation | Keller Shop | 4432 Hwy 21 S | Keller | WA | 99140
10 | 4020021 | Inchelium Shop | Tank 3 | Tank 3 Compartment | Permanently Out of Use | 1000 | TRUE |  | Gasoline (containing <=10% ethanol) | FALSE | Unknown | Confederated Tribes of the Colville Reservation | Inchelium Shop | 5953 Iinchelium-Kettle Falls Rd | Inchelium | WA | 99138
10 | 4020021 | Inchelium Shop | Tank 6GI | Tank 6GI Compartment | Permanently Out of Use | 2000 | TRUE |  | Diesel | FALSE | Unknown | Confederated Tribes of the Colville Reservation | Inchelium Shop | 5953 Iinchelium-Kettle Falls Rd | Inchelium | WA | 99138
10 | 4020021 | Inchelium Shop | Tank 7DI | Tank 7DI Compartment | Permanently Out of Use | 550 | TRUE |  | Gasoline (containing <=10% ethanol) | FALSE | Unknown | Confederated Tribes of the Colville Reservation | Inchelium Shop | 5953 Iinchelium-Kettle Falls Rd | Inchelium | WA | 99138
10 | 4020022 | Ben Whitley Dist | Tank 1 | Tank 1 Compartment | Permanently Out of Use | 4000 | TRUE |  | Gasoline (containing <=10% ethanol) | FALSE | Unknown | Confederated Tribes of the Colville Reservation | Ben Whitley Distributing / Whitley Fuels | P.O. Box 907, 325 Van Duyn St. / Rodeo Trail Rd. | Okanogan | WA | 98840
10 | 4020022 | Ben Whitley Dist | Tank 2 | Tank 2 Compartment | Permanently Out of Use | 4000 | TRUE |  | Gasoline (containing <=10% ethanol) | FALSE | Unknown | Confederated Tribes of the Colville Reservation | Ben Whitley Distributing / Whitley Fuels | P.O. Box 907, 325 Van Duyn St. / Rodeo Trail Rd. | Okanogan | WA | 98840
10 | 4020022 | Ben Whitley Dist | Tank 3 | Tank 3 Compartment | Permanently Out of Use | 4000 | TRUE |  | Gasoline (containing <=10% ethanol) | FALSE | Unknown | Confederated Tribes of the Colville Reservation | Ben Whitley Distributing / Whitley Fuels | P.O. Box 907, 325 Van Duyn St. / Rodeo Trail Rd. | Okanogan | WA | 98840
10 | 4020022 | Ben Whitley Dist | Tank 4 | Tank 4 Compartment | Permanently Out of Use | 4000 | TRUE |  | Diesel | FALSE | Unknown | Confederated Tribes of the Colville Reservation | Ben Whitley Distributing / Whitley Fuels | P.O. Box 907, 325 Van Duyn St. / Rodeo Trail Rd. | Okanogan | WA | 98840
10 | 4020023 | Ben Whitley Dist | Tank 1 | Tank 1 Compartment | Permanently Out of Use | 10000 | TRUE |  | Diesel | FALSE | Unknown | Confederated Tribes of the Colville Reservation | Ben Whitley Dist | 4th & Dayton St | Omak | WA | 98841
10 | 4020023 | Ben Whitley Dist | Tank 2 | Tank 2 Compartment | Permanently Out of Use | 10000 | TRUE |  | Gasoline (containing <=10% ethanol) | FALSE | Unknown | Confederated Tribes of the Colville Reservation | Ben Whitley Dist | 4th & Dayton St | Omak | WA | 98841
10 | 4020023 | Ben Whitley Dist | Tank 3 | Tank 3 Compartment | Permanently Out of Use | 6000 | TRUE |  | Gasoline (containing <=10% ethanol) | FALSE | Unknown | Confederated Tribes of the Colville Reservation | Ben Whitley Dist | 4th & Dayton St | Omak | WA | 98841
10 | 4020023 | Ben Whitley Dist | Tank 4 | Tank 4 Compartment | Permanently Out of Use | 6000 | TRUE |  | Gasoline (containing <=10% ethanol) | FALSE | Unknown | Confederated Tribes of the Colville Reservation | Ben Whitley Dist | 4th & Dayton St | Omak | WA | 98841
10 | 4020024 | Delbert R McClure | Tank 1 | Tank 1 Compartment | Permanently Out of Use | 1500 | TRUE |  | Gasoline (containing <=10% ethanol) | FALSE | Unknown | Confederated Tribes of the Colville Reservation | Delbert R McClure | Box 49 | Nespelem | WA | 99155
10 | 4020025 | Weitman Ranch | Tank 1 | Tank 1 Compartment | Permanently Out of Use | 2000 | TRUE |  | Gasoline (containing <=10% ethanol) | TRUE | Unknown | Confederated Tribes of the Colville Reservation | Weitman Ranch | PO Box 662, MP9 Moses Meadow Rd. from State Hwy 155 (MP 65.4) | Omak | WA | 98841
10 | 4020026 | Reservation Orchard Shop | Tank 1 | Tank 1 Compartment | Permanently Out of Use | 3000 | TRUE |  | Diesel | FALSE | Unknown | Confederated Tribes of the Colville Reservation | Reservation Orchard Shop | 590 Jack Wells Rd | Bridgeport | WA | 98813
10 | 4020027 | Green's Service | Tank 1 | Tank 1 Compartment | Permanently Out of Use | 1000 | TRUE |  | Gasoline (containing <=10% ethanol) | FALSE | Unknown | Confederated Tribes of the Colville Reservation | Green's Service | P.O. Box 138, Hwy. 3 | Inchelium | WA | 99138
10 | 4020027 | Green's Service | Tank 2 | Tank 2 Compartment | Permanently Out of Use | 1000 | TRUE |  | Gasoline (containing <=10% ethanol) | FALSE | Unknown | Confederated Tribes of the Colville Reservation | Green's Service | P.O. Box 138, Hwy. 3 | Inchelium | WA | 99138
10 | 4020027 | Green's Service | Tank 3 | Tank 3 Compartment | Permanently Out of Use | 1000 | TRUE |  | Gasoline (containing <=10% ethanol) | FALSE | Unknown | Confederated Tribes of the Colville Reservation | Green's Service | P.O. Box 138, Hwy. 3 | Inchelium | WA | 99138
10 | 4020028 | Confed Trbs of the Colville Res | Tank 1 | Tank 1 Compartment | Permanently Out of Use | 1000 | TRUE |  | Gasoline (containing <=10% ethanol) | FALSE | Unknown | Confederated Tribes of the Colville Reservation | Confed Trbs of the Colville Res | Hwy 155 | Nespelem | WA | 99155
10 | 4020028 | Confed Trbs of the Colville Res | Tank 2 | Tank 2 Compartment | Permanently Out of Use | 1000 | TRUE |  | Gasoline (containing <=10% ethanol) | FALSE | Unknown | Confederated Tribes of the Colville Reservation | Confed Trbs of the Colville Res | Hwy 155 | Nespelem | WA | 99155
10 | 4020028 | Confed Trbs of the Colville Res | Tank 3 | Tank 3 Compartment | Permanently Out of Use | 1000 | TRUE |  | Gasoline (containing <=10% ethanol) | FALSE | Unknown | Confederated Tribes of the Colville Reservation | Confed Trbs of the Colville Res | Hwy 155 | Nespelem | WA | 99155
10 | 4020029 | Log Cabin Resort | Tank 1 | Tank 1 Compartment | Permanently Out of Use | 500 | TRUE |  | Gasoline (containing <=10% ethanol) | FALSE | Unknown | Confederated Tribes of the Colville Reservation | Log Cabin Resort | 178 Twin Lakes Rd. | Inchelium | WA | 99138
10 | 4020029 | Log Cabin Resort | Tank 2 | Tank 2 Compartment | Permanently Out of Use | 500 | TRUE |  | Gasoline (containing <=10% ethanol) | FALSE | Unknown | Confederated Tribes of the Colville Reservation | Log Cabin Resort | 178 Twin Lakes Rd. | Inchelium | WA | 99138
10 | 4020029 | Log Cabin Resort | Tank 3 | Tank 3 Compartment | Permanently Out of Use | 1000 | TRUE |  | Gasoline (containing <=10% ethanol) | FALSE | Unknown | Confederated Tribes of the Colville Reservation | Log Cabin Resort | 178 Twin Lakes Rd. | Inchelium | WA | 99138
10 | 4020029 | Log Cabin Resort | Tank 4 | Tank 4 Compartment | Permanently Out of Use | 1000 | TRUE | 2023-09-12 | Gasoline (containing <=10% ethanol) | TRUE | Spill Bucket | Confederated Tribes of the Colville Reservation | Log Cabin Resort | 178 Twin Lakes Rd. | Inchelium | WA | 99138
10 | 4020030 | Conoco Food Mart | Tank 308 | Tank 308 Compartment | Currently in Use | 12000 | TRUE |  | Gasoline (containing <=10% ethanol) | TRUE | Spill Bucket | Confederated Tribes of the Colville Reservation | Conoco Food Mart | 702 Omak Ave. | Omak | WA | 98841
10 | 4020030 | Conoco Food Mart | Tank 681 | Tank 681 Compartment | Currently in Use | 6000 | TRUE |  | Gasoline (containing <=10% ethanol) | TRUE | Spill Bucket | Confederated Tribes of the Colville Reservation | Conoco Food Mart | 702 Omak Ave. | Omak | WA | 98841
10 | 4020030 | Conoco Food Mart | Tank 76 | Tank 76 Compartment | Currently in Use | 8000 | TRUE |  | Gasoline (containing <=10% ethanol) | TRUE | Spill Bucket | Confederated Tribes of the Colville Reservation | Conoco Food Mart | 702 Omak Ave. | Omak | WA | 98841
10 | 4020031 | The Pines | Tank 1 | Tank 1 Compartment | Permanently Out of Use | 12000 | TRUE |  | Gasoline (containing <=10% ethanol) | FALSE | Unknown | Confederated Tribes of the Colville Reservation | The Pines | Hwy. 21, MP 99.5 | Keller | WA | 99140
10 | 4020031 | The Pines | Tank 2 | Tank 2 Compartment | Permanently Out of Use | 2000 | TRUE |  | Gasoline (containing <=10% ethanol) | FALSE | Unknown | Confederated Tribes of the Colville Reservation | The Pines | Hwy. 21, MP 99.5 | Keller | WA | 99140
10 | 4020031 | The Pines | Tank 3 | Tank 3 Compartment | Permanently Out of Use | 1000 | TRUE |  | Gasoline (containing <=10% ethanol) | FALSE | Unknown | Confederated Tribes of the Colville Reservation | The Pines | Hwy. 21, MP 99.5 | Keller | WA | 99140
10 | 4020031 | The Pines | Tank 4 | Tank 4 Compartment | Permanently Out of Use | 1000 | TRUE |  | Gasoline (containing <=10% ethanol) | FALSE | Unknown | Confederated Tribes of the Colville Reservation | The Pines | Hwy. 21, MP 99.5 | Keller | WA | 99140
10 | 4020032 | Grand Coulee DamSchool District | Tank 1 | Tank 1 Compartment | Permanently Out of Use | 1000 | TRUE |  | Gasoline (containing <=10% ethanol) | FALSE | Unknown | Confederated Tribes of the Colville Reservation | Grand Coulee DamSchool District | 901 River Dr. | Coulee Dam | WA | 99116
10 | 4020032 | Grand Coulee DamSchool District | Tank 2 | Tank 2 Compartment | Permanently Out of Use | 1000 | TRUE |  | Diesel | FALSE | Unknown | Confederated Tribes of the Colville Reservation | Grand Coulee DamSchool District | 901 River Dr. | Coulee Dam | WA | 99116
10 | 4020033 | Coulee Express | Tank 1 | Tank 1 Compartment | Permanently Out of Use | 3000 | TRUE |  | Gasoline (containing <=10% ethanol) | FALSE | Unknown | Confederated Tribes of the Colville Reservation | Coulee Express | 200 Roosevelt Way | Coulee Dam | WA | 99116
10 | 4020033 | Coulee Express | Tank 2 | Tank 2 Compartment | Permanently Out of Use | 4000 | TRUE |  | Gasoline (containing <=10% ethanol) | FALSE | Unknown | Confederated Tribes of the Colville Reservation | Coulee Express | 200 Roosevelt Way | Coulee Dam | WA | 99116
10 | 4020033 | Coulee Express | Tank 3 | Tank 3 Compartment | Permanently Out of Use | 3000 | TRUE |  | Gasoline (containing <=10% ethanol) | FALSE | Unknown | Confederated Tribes of the Colville Reservation | Coulee Express | 200 Roosevelt Way | Coulee Dam | WA | 99116
10 | 4020033 | Coulee Express | Tank 4 | Tank 4 Compartment | Permanently Out of Use | 1000 | TRUE |  | Diesel | FALSE | Unknown | Confederated Tribes of the Colville Reservation | Coulee Express | 200 Roosevelt Way | Coulee Dam | WA | 99116
10 | 4020034 | Rainbow Beach Resort | Tank 1 | Tank 1 Compartment | Permanently Out of Use | 2000 | TRUE |  | Gasoline (containing <=10% ethanol) | FALSE | Unknown | Confederated Tribes of the Colville Reservation | Rainbow Beach Resort | HC1 Box 146 N Twin Lake | Inchelium | WA | 99138
10 | 4020034 | Rainbow Beach Resort | Tank 2 | Tank 2 Compartment | Permanently Out of Use | 1000 | TRUE |  | Gasoline (containing <=10% ethanol) | FALSE | Unknown | Confederated Tribes of the Colville Reservation | Rainbow Beach Resort | HC1 Box 146 N Twin Lake | Inchelium | WA | 99138
10 | 4020034 | Rainbow Beach Resort | Tank 3 | Tank 3 Compartment | Permanently Out of Use | 550 | TRUE |  | Gasoline (containing <=10% ethanol) | FALSE | Unknown | Confederated Tribes of the Colville Reservation | Rainbow Beach Resort | HC1 Box 146 N Twin Lake | Inchelium | WA | 99138
10 | 4020035 | Jackson's Service, Inc. | Tank 1 | Tank 1 Compartment | Currently in Use | 12000 | TRUE |  | Gasoline (containing <=10% ethanol) | TRUE | Spill Bucket | Confederated Tribes of the Colville Reservation | Jackson's Service, Inc. | P.O. Box 30, 4440 Hwy. 155 | Nespelem | WA | 99155
10 | 4020035 | Jackson's Service, Inc. | Tank 2 | Tank 2 Compartment | Currently in Use | 12000 | TRUE |  | Gasoline (containing <=10% ethanol) | TRUE | Spill Bucket | Confederated Tribes of the Colville Reservation | Jackson's Service, Inc. | P.O. Box 30, 4440 Hwy. 155 | Nespelem | WA | 99155
10 | 4020035 | Jackson's Service, Inc. | Tank 3 | Tank 3 Compartment | Currently in Use | 6000 | TRUE |  | Gasoline (containing <=10% ethanol) | TRUE | Spill Bucket | Confederated Tribes of the Colville Reservation | Jackson's Service, Inc. | P.O. Box 30, 4440 Hwy. 155 | Nespelem | WA | 99155
10 | 4020035 | Jackson's Service, Inc. | Tank 4 | Tank 4 Compartment | Currently in Use | 6000 | TRUE |  | Diesel | TRUE | Spill Bucket | Confederated Tribes of the Colville Reservation | Jackson's Service, Inc. | P.O. Box 30, 4440 Hwy. 155 | Nespelem | WA | 99155
10 | 4020036 | Colville Indian Precision Pine | Tank 1 | Tank 1 Compartment | Permanently Out of Use | 12000 | TRUE |  | Diesel | FALSE | Unknown | Confederated Tribes of the Colville Reservation | Colville Indian Precision Pine | 373 Omak Riverside Eastside Rd. | Omak | WA | 98841
10 | 4020037 | City of Omak Shop | Tank 1 | Tank 1 Compartment | Permanently Out of Use | 500 | TRUE |  | Used Oil | FALSE | Unknown | Confederated Tribes of the Colville Reservation | City of Omak Shop | 220 Columbia Ave | Omak | WA | 98841
10 | 4020038 | Basin Asphalt Co. | Tank 1 | Tank 1 Compartment | Permanently Out of Use | 7000 | TRUE |  | Diesel | TRUE | Spill Bucket | Confederated Tribes of the Colville Reservation | Basin Asphalt Co. | Rodeo Trail Rd., P.O. Box 10778 | Omak | WA | 98841
10 | 4020038 | Basin Asphalt Co. | Tank 2 | Tank 2 Compartment | Permanently Out of Use | 1000 | TRUE |  | Gasoline (containing <=10% ethanol) | TRUE | Spill Bucket | Confederated Tribes of the Colville Reservation | Basin Asphalt Co. | Rodeo Trail Rd., P.O. Box 10778 | Omak | WA | 98841
10 | 4020038 | Basin Asphalt Co. | Tank 3 | Tank 3 Compartment | Permanently Out of Use | 1000 | TRUE |  | Gasoline (containing <=10% ethanol) | TRUE | Spill Bucket | Confederated Tribes of the Colville Reservation | Basin Asphalt Co. | Rodeo Trail Rd., P.O. Box 10778 | Omak | WA | 98841
10 | 4020039 | Coulee Dam Natl Recreation Area | Tank 001 | Tank 001 Compartment | Permanently Out of Use | 1000 | TRUE |  | Diesel | FALSE | Unknown | Confederated Tribes of the Colville Reservation | Coulee Dam Natl Recreation Area | 1008 Crest Dr | Coulee Dam | WA | 99116
10 | 4020039 | Coulee Dam Natl Recreation Area | Tank 002 | Tank 002 Compartment | Permanently Out of Use | 1000 | TRUE |  | Gasoline (containing <=10% ethanol) | FALSE | Unknown | Confederated Tribes of the Colville Reservation | Coulee Dam Natl Recreation Area | 1008 Crest Dr | Coulee Dam | WA | 99116
10 | 4020039 | Coulee Dam Natl Recreation Area | Tank 003 | Tank 003 Compartment | Permanently Out of Use | 1000 | TRUE |  | Gasoline (containing <=10% ethanol) | FALSE | Unknown | Confederated Tribes of the Colville Reservation | Coulee Dam Natl Recreation Area | 1008 Crest Dr | Coulee Dam | WA | 99116
10 | 4020040 | South Twin Lake Resort | Tank 1 | Tank 1 Compartment | Permanently Out of Use | 500 | TRUE |  | Gasoline (containing <=10% ethanol) | FALSE | Unknown | Confederated Tribes of the Colville Reservation | South Twin Lake Resort | Rt B | Inchelium | WA | 99138
10 | 4020041 | Paschal Sherman Indian School | Tank 1 | Tank 1 Compartment | Permanently Out of Use | 3000 | TRUE |  | Gasoline (containing <=10% ethanol) | FALSE | Unknown | Confederated Tribes of the Colville Reservation | Paschal Sherman Indian School | 25A Mission Rd. | Omak | WA | 98841
10 | 4020042 | Okanogan Legion Airport | Tank 1 | Tank 1 Compartment | Permanently Out of Use | 12000 | TRUE |  | Av Gas | FALSE | Unknown | Confederated Tribes of the Colville Reservation | Okanogan Legion Airport | Airport Rd | Okanogan | WA | 98840
10 | 4020042 | Okanogan Legion Airport | Tank 2 | Tank 2 Compartment | Permanently Out of Use | 1000 | TRUE |  | Av Gas | FALSE | Unknown | Confederated Tribes of the Colville Reservation | Okanogan Legion Airport | Airport Rd | Okanogan | WA | 98840
10 | 4020042 | Okanogan Legion Airport | Tank 3 | Tank 3 Compartment | Permanently Out of Use | 500 | TRUE |  | Gasoline (containing <=10% ethanol) | FALSE | Unknown | Confederated Tribes of the Colville Reservation | Okanogan Legion Airport | Airport Rd | Okanogan | WA | 98840
10 | 4020042 | Okanogan Legion Airport | Tank 4 | Tank 4 Compartment | Permanently Out of Use | 500 | TRUE |  | Gasoline (containing <=10% ethanol) | FALSE | Unknown | Confederated Tribes of the Colville Reservation | Okanogan Legion Airport | Airport Rd | Okanogan | WA | 98840
10 | 4020042 | Okanogan Legion Airport | Tank 5 | Tank 5 Compartment | Permanently Out of Use | 500 | TRUE |  | Gasoline (containing <=10% ethanol) | FALSE | Unknown | Confederated Tribes of the Colville Reservation | Okanogan Legion Airport | Airport Rd | Okanogan | WA | 98840
10 | 4020042 | Okanogan Legion Airport | Tank 6 | Tank 6 Compartment | Permanently Out of Use | 500 | TRUE |  | Diesel | FALSE | Unknown | Confederated Tribes of the Colville Reservation | Okanogan Legion Airport | Airport Rd | Okanogan | WA | 98840
10 | 4020043 | WA State Patrol - Okanogan | Tank 241035 | Tank 241035 Compartment | Permanently Out of Use | 10000 | TRUE |  | Gasoline (containing <=10% ethanol) | FALSE | Unknown | Confederated Tribes of the Colville Reservation | WA State Patrol - Okanogan | 2 Patrol St. | Okanogan | WA | 98840
10 | 4020043 | WA State Patrol - Okanogan | Tank 241037 | Tank 241037 Compartment | Permanently Out of Use | 12000 | TRUE |  | Gasoline (containing <=10% ethanol) | TRUE | Spill Bucket | Confederated Tribes of the Colville Reservation | WA State Patrol - Okanogan | 2 Patrol St. | Okanogan | WA | 98840
10 | 4020044 | Apple Processing & Cold Storage | Tank 1 | Tank 1 Compartment | Permanently Out of Use | 300 | TRUE |  | Gasoline (containing <=10% ethanol) | FALSE | Unknown | Confederated Tribes of the Colville Reservation | Apple Processing & Cold Storage | Columbia St Between 2nd & 3rd | Omak | WA | 98841
10 | 4020046 | Okanogan National Guard Armory | Tank O-1-A | Tank O-1-A Compartment | Permanently Out of Use | 1000 | TRUE |  | Gasoline (containing <=10% ethanol) | FALSE | Unknown | Confederated Tribes of the Colville Reservation | Okanogan National Guard Armory | Cameron & Rodeo Rd. | Okanogan | WA | 98840
10 | 4020047 | WADOT - Okanogan Area HQ | Tank 66B13-14 | Tank 66B13-14 Compartment | Currently in Use | 10000 | TRUE |  | Diesel | TRUE | Spill Bucket | Confederated Tribes of the Colville Reservation | WADOT - Okanogan Area HQ | 28862 Hwy. 97 | Okanogan | WA | 98840
10 | 4020047 | WADOT - Okanogan Area HQ | Tank 66B13-15 | Tank 66B13-15 Compartment | Currently in Use | 10000 | TRUE |  | Gasoline (containing <=10% ethanol) | TRUE | Spill Bucket | Confederated Tribes of the Colville Reservation | WADOT - Okanogan Area HQ | 28862 Hwy. 97 | Okanogan | WA | 98840
10 | 4020049 | Bridgeport State Park | Tank 1 | Tank 1 Compartment | Permanently Out of Use | 500 | TRUE |  | Gasoline (containing <=10% ethanol) | FALSE | Unknown | Confederated Tribes of the Colville Reservation | Bridgeport State Park | 191-A Alta Lake Rd | Pateros | WA | 98846
10 | 4020049 | Bridgeport State Park | Tank 2 | Tank 2 Compartment | Permanently Out of Use | 500 | TRUE |  | Diesel | FALSE | Unknown | Confederated Tribes of the Colville Reservation | Bridgeport State Park | 191-A Alta Lake Rd | Pateros | WA | 98846
10 | 4020050 | Colville Tribal Fish Hatchery | Tank 1 | Tank 1 Compartment | Currently in Use | 2500 | TRUE |  | Diesel | TRUE | Spill Bucket | Confederated Tribes of the Colville Reservation | Colville Tribal Fish Hatchery | 13854 Hwy. 17(see comments for mailing address) | Bridgeport | WA | 98813
10 | 4020050 | Colville Tribal Fish Hatchery | Tank 2 | Tank 2 Compartment | Currently in Use | 550 | TRUE |  | Gasoline (containing <=10% ethanol) | TRUE | Spill Bucket | Confederated Tribes of the Colville Reservation | Colville Tribal Fish Hatchery | 13854 Hwy. 17(see comments for mailing address) | Bridgeport | WA | 98813
10 | 4020051 | Keller Store | Tank 1 | Tank 1 Compartment 1a | Currently in Use | 9000 | TRUE |  | Gasoline (containing <=10% ethanol) | TRUE | Spill Bucket | Confederated Tribes of the Colville Reservation | Keller Store | 11611 S. Hwy. 21 | Keller | WA | 99140
10 | 4020051 | Keller Store | Tank 1 | Tank 1 Compartment 1b | Currently in Use | 6000 | TRUE |  | Diesel | TRUE | Spill Bucket | Confederated Tribes of the Colville Reservation | Keller Store | 11611 S. Hwy. 21 | Keller | WA | 99140
10 | 4020052 | Nespelem Trading Post | Tank 1 | Tank 1 Compartment 1a | Currently in Use | 12000 | TRUE |  | Gasoline (containing <=10% ethanol) | TRUE | Spill Bucket | Confederated Tribes of the Colville Reservation | Nespelem Trading Post | 37 Lakes Avenue | Nespelem | WA | 99155
10 | 4020052 | Nespelem Trading Post | Tank 1 | Tank 1 Compartment 1b | Currently in Use | 12000 | TRUE |  | Gasoline (containing <=10% ethanol) | TRUE | Spill Bucket | Confederated Tribes of the Colville Reservation | Nespelem Trading Post | 37 Lakes Avenue | Nespelem | WA | 99155
10 | 4020052 | Nespelem Trading Post | Tank 1 | Tank 1 Compartment 1c | Currently in Use | 12000 | TRUE |  | Diesel | TRUE | Spill Bucket | Confederated Tribes of the Colville Reservation | Nespelem Trading Post | 37 Lakes Avenue | Nespelem | WA | 99155
10 | 4020054 | Munson Grocery | Tank 1 | Tank 1 Compartment | Permanently Out of Use | 1000 | TRUE |  | Gasoline (containing <=10% ethanol) | FALSE | Unknown | Confederated Tribes of the Colville Reservation | Munson Grocery | 3587 Hwy. 155 | Coulee Dam | WA | 99116
10 | 4020054 | Munson Grocery | Tank 2 | Tank 2 Compartment | Permanently Out of Use | 1000 | TRUE |  | Gasoline (containing <=10% ethanol) | FALSE | Unknown | Confederated Tribes of the Colville Reservation | Munson Grocery | 3587 Hwy. 155 | Coulee Dam | WA | 99116
10 | 4020055 | Hamilton Farm Equipment Center, Inc. | Tank 1 | Tank 1 Compartment | Permanently Out of Use | 500 | TRUE |  | Gasoline (containing <=10% ethanol) | FALSE | Unknown | Confederated Tribes of the Colville Reservation | Hamilton Farm Equipment Center, Inc. | 1 Patrol St., P.O. Box 1093 | Okanogan | WA | 98840
10 | 4020055 | Hamilton Farm Equipment Center, Inc. | Tank 2 | Tank 2 Compartment | Permanently Out of Use | 300 | TRUE |  | Diesel | FALSE | Unknown | Confederated Tribes of the Colville Reservation | Hamilton Farm Equipment Center, Inc. | 1 Patrol St., P.O. Box 1093 | Okanogan | WA | 98840
10 | 4020056 | Starcrisp, Inc. - Okanogan Plant | Tank 1 | Tank 1 Compartment | Permanently Out of Use | 1000 | TRUE |  | Gasoline (containing <=10% ethanol) | FALSE | Unknown | Confederated Tribes of the Colville Reservation | Magi, Inc. / Starcrisp, Inc. | 125 Van Duyn St. | Okanogan | WA | 98840
10 | 4020056 | Starcrisp, Inc. - Okanogan Plant | Tank 2 | Tank 2 Compartment | Permanently Out of Use | 500 | TRUE |  | Gasoline (containing <=10% ethanol) | FALSE | Unknown | Confederated Tribes of the Colville Reservation | Magi, Inc. / Starcrisp, Inc. | 125 Van Duyn St. | Okanogan | WA | 98840
10 | 4020057 | NC Machinery Co. | Tank 1 | Tank 1 Compartment | Permanently Out of Use | 500 | TRUE |  | Used Oil | FALSE | Unknown | Confederated Tribes of the Colville Reservation | NC Machinery Co. | 212 Omak Ave. | Omak | WA | 98841
10 | 4020058 | Okanogan County Dept. of Public Works | Tank 1 | Tank 1 Compartment | Permanently Out of Use | 1100 | TRUE |  | Diesel | FALSE | Unknown | Confederated Tribes of the Colville Reservation | Okanogan County Dept. of Public Works | 269 Railroad Ave. | Okanogan | WA | 98840
10 | 4020058 | Okanogan County Dept. of Public Works | Tank 6 | Tank 6 Compartment | Permanently Out of Use | 2100 | TRUE |  | Stove Oil | FALSE | Unknown | Confederated Tribes of the Colville Reservation | Okanogan County Dept. of Public Works | 269 Railroad Ave. | Okanogan | WA | 98840
10 | 4020058 | Okanogan County Dept. of Public Works | Tank 5 | Tank 5 Compartment | Permanently Out of Use | 2200 | TRUE |  | Used Oil | FALSE | Unknown | Confederated Tribes of the Colville Reservation | Okanogan County Dept. of Public Works | 269 Railroad Ave. | Okanogan | WA | 98840
10 | 4020058 | Okanogan County Dept. of Public Works | Tank 4 | Tank 4 Compartment | Permanently Out of Use | 1100 | TRUE |  | Gasoline (containing <=10% ethanol) | FALSE | Unknown | Confederated Tribes of the Colville Reservation | Okanogan County Dept. of Public Works | 269 Railroad Ave. | Okanogan | WA | 98840
10 | 4020058 | Okanogan County Dept. of Public Works | Tank 3 | Tank 3 Compartment | Permanently Out of Use | 1100 | TRUE |  | Gasoline (containing <=10% ethanol) | FALSE | Unknown | Confederated Tribes of the Colville Reservation | Okanogan County Dept. of Public Works | 269 Railroad Ave. | Okanogan | WA | 98840
10 | 4020058 | Okanogan County Dept. of Public Works | Tank 2 | Tank 2 Compartment | Permanently Out of Use | 1100 | TRUE |  | Diesel | FALSE | Unknown | Confederated Tribes of the Colville Reservation | Okanogan County Dept. of Public Works | 269 Railroad Ave. | Okanogan | WA | 98840
10 | 4020061 | Tribal Trails Truck Stop | Tank 1 | Tank 1 Compartment 1A | Currently in Use | 14000 | TRUE |  | Diesel | TRUE | Spill Bucket | Confederated Tribes of the Colville Reservation | Tribal Trails Truck Stop | 29078 Hwy. 97 | Omak | WA | 98841
10 | 4020061 | Tribal Trails Truck Stop | Tank 3 | Tank 3 Compartment | Currently in Use | 20000 | TRUE |  | Gasoline (containing <=10% ethanol) | TRUE | Spill Bucket | Confederated Tribes of the Colville Reservation | Tribal Trails Truck Stop | 29078 Hwy. 97 | Omak | WA | 98841
10 | 4020061 | Tribal Trails Truck Stop | Tank 2 | Tank 2 Compartment 2B | Currently in Use | 10000 | TRUE |  | Gasoline (containing <=10% ethanol) | TRUE | Spill Bucket | Confederated Tribes of the Colville Reservation | Tribal Trails Truck Stop | 29078 Hwy. 97 | Omak | WA | 98841
10 | 4020061 | Tribal Trails Truck Stop | Tank 1 | Tank 1 Compartment 1B | Currently in Use | 6000 | TRUE |  | Gasoline (containing <=10% ethanol) | TRUE | Spill Bucket | Confederated Tribes of the Colville Reservation | Tribal Trails Truck Stop | 29078 Hwy. 97 | Omak | WA | 98841
10 | 4020061 | Tribal Trails Truck Stop | Tank 2 | Tank 2 Compartment 2A | Currently in Use | 6000 | TRUE |  | Gasoline (containing <=10% ethanol) | TRUE | Spill Bucket | Confederated Tribes of the Colville Reservation | Tribal Trails Truck Stop | 29078 Hwy. 97 | Omak | WA | 98841
10 | 4020062 | Burlington Northern - Omak Depot | Tank 1 | Tank 1 Compartment | Permanently Out of Use | 600 | TRUE |  | Diesel | FALSE | Unknown | Confederated Tribes of the Colville Reservation | Burlington Northern - Omak Depot | MP 95.7, 8th Sub Spokane Div off of State Hwy. 155 Line Segment 387, Print 439 | Omak | WA | 98841
10 | 4020063 | Noisy Waters | Tank 1 | Tank 1 Compartment | Currently in Use | 20000 | TRUE |  | Gasoline (containing <=10% ethanol) | TRUE | Spill Bucket | Confederated Tribes of the Colville Reservation | Noisy Waters | 34291 E. Hwy. 20 | Kettle Falls | WA | 99141
10 | 4020063 | Noisy Waters | Tank 3 | Tank 3 Compartment 3b | Currently in Use | 14000 | TRUE |  | Diesel | TRUE | Spill Bucket | Confederated Tribes of the Colville Reservation | Noisy Waters | 34291 E. Hwy. 20 | Kettle Falls | WA | 99141
10 | 4020063 | Noisy Waters | Tank 3 | Tank 3 Compartment 3a | Currently in Use | 6000 | TRUE |  | Gasoline (containing <=10% ethanol) | TRUE | Spill Bucket | Confederated Tribes of the Colville Reservation | Noisy Waters | 34291 E. Hwy. 20 | Kettle Falls | WA | 99141
10 | 4020063 | Noisy Waters | Tank 2 | Tank 2 Compartment 2b | Currently in Use | 10000 | TRUE |  | Diesel | TRUE | Spill Bucket | Confederated Tribes of the Colville Reservation | Noisy Waters | 34291 E. Hwy. 20 | Kettle Falls | WA | 99141
10 | 4020063 | Noisy Waters | Tank 2 | Tank 2 Compartment 2a | Currently in Use | 10000 | TRUE |  | Gasoline (containing <=10% ethanol) | TRUE | Spill Bucket | Confederated Tribes of the Colville Reservation | Noisy Waters | 34291 E. Hwy. 20 | Kettle Falls | WA | 99141
10 | 4020064 | Former Colville Indian Plywood & Veneer Facility | Tank 1 | Tank 1 Compartment | Permanently Out of Use | 500 | TRUE |  | Gasoline (containing <=10% ethanol) | FALSE | Unknown | Confederated Tribes of the Colville Reservation | Former Colville Indian Plywood & Veneer Facility | 1100 E. 8th Ave. | Omak | WA | 98841
10 | 4020065 | Deep Water | Tank 1 | Tank 1 Compartment | Currently in Use | 20000 | TRUE |  | Gasoline (containing <=10% ethanol) | TRUE | Spill Bucket | Confederated Tribes of the Colville Reservation | Deep Water | 67 Wapato Lake Rd. | Manson | WA | 98831
10 | 4020065 | Deep Water | Tank 2 | Tank 2 Compartment 2B | Currently in Use | 6000 | TRUE |  | Gasoline (containing <=10% ethanol) | TRUE | Spill Bucket | Confederated Tribes of the Colville Reservation | Deep Water | 67 Wapato Lake Rd. | Manson | WA | 98831
10 | 4020065 | Deep Water | Tank 3 | Tank 3 Compartment | Currently in Use | 6000 | TRUE |  | Diesel | TRUE | Spill Bucket | Confederated Tribes of the Colville Reservation | Deep Water | 67 Wapato Lake Rd. | Manson | WA | 98831
10 | 4020065 | Deep Water | Tank 2 | Tank 2 Compartment 2A | Currently in Use | 6000 | TRUE |  | Gasoline (containing <=10% ethanol) | TRUE | Spill Bucket | Confederated Tribes of the Colville Reservation | Deep Water | 67 Wapato Lake Rd. | Manson | WA | 98831
10 | 4020066 | Half Sun Travel Plaza | Tank 1 | Tank 1 | Currently in Use | 20000 | TRUE |  | Diesel | TRUE | Spill Bucket | Confederated Tribes of the Colville Reservation | Half Sun Travel Plaza | 420 S. Wanapum Dr. | Moses Lake | WA | 98837
10 | 4020066 | Half Sun Travel Plaza | Tank 4 | Tank 4 Compartment 4b | Currently in Use | 10000 | TRUE |  | 0% ethanol | TRUE | Spill Bucket | Confederated Tribes of the Colville Reservation | Half Sun Travel Plaza | 420 S. Wanapum Dr. | Moses Lake | WA | 98837
10 | 4020066 | Half Sun Travel Plaza | Tank 4 | Tank 4 Compartment 4a | Currently in Use | 10000 | TRUE |  | Diesel | TRUE | Spill Bucket | Confederated Tribes of the Colville Reservation | Half Sun Travel Plaza | 420 S. Wanapum Dr. | Moses Lake | WA | 98837
10 | 4020066 | Half Sun Travel Plaza | Tank 3 | Tank 3 Compartment | Currently in Use | 20000 | TRUE |  | Gasoline (containing <=10% ethanol) | TRUE | Spill Bucket | Confederated Tribes of the Colville Reservation | Half Sun Travel Plaza | 420 S. Wanapum Dr. | Moses Lake | WA | 98837
10 | 4020066 | Half Sun Travel Plaza | Tank 2 | Tank 2 Compartment 2b | Currently in Use | 10000 | TRUE |  | Gasoline (containing <=10% ethanol) | TRUE | Spill Bucket | Confederated Tribes of the Colville Reservation | Half Sun Travel Plaza | 420 S. Wanapum Dr. | Moses Lake | WA | 98837
10 | 4020066 | Half Sun Travel Plaza | Tank 2 | Tank 2 Compartment 2a | Currently in Use | 10000 | TRUE |  | Gasoline (containing <=10% ethanol) | TRUE | Spill Bucket | Confederated Tribes of the Colville Reservation | Half Sun Travel Plaza | 420 S. Wanapum Dr. | Moses Lake | WA | 98837
10 | 4040001 | 7 Cedars Longhouse Market & Deli | Tank 1 | Tank 1 Compartment | Currently in Use | 25000 | TRUE |  | Gasoline (containing <=10% ethanol) | TRUE | Spill Bucket | Jamestown S'Klallam Tribe | 7 Cedars Longhouse Market & Deli | 271020 Hwy. 101 | Sequim | WA | 98382
10 | 4040001 | 7 Cedars Longhouse Market & Deli | Tank 2 | Tank 2 Compartment 2c | Currently in Use | 8000 | TRUE |  | Gasoline (containing <=10% ethanol) | TRUE | Spill Bucket | Jamestown S'Klallam Tribe | 7 Cedars Longhouse Market & Deli | 271020 Hwy. 101 | Sequim | WA | 98382
10 | 4040001 | 7 Cedars Longhouse Market & Deli | Tank 2 | Tank 2 Compartment 2b | Currently in Use | 9000 | TRUE |  | Diesel | TRUE | Spill Bucket | Jamestown S'Klallam Tribe | 7 Cedars Longhouse Market & Deli | 271020 Hwy. 101 | Sequim | WA | 98382
10 | 4040001 | 7 Cedars Longhouse Market & Deli | Tank 2 | Tank 2 Compartment 2a | Currently in Use | 8000 | TRUE |  | Diesel | TRUE | Spill Bucket | Jamestown S'Klallam Tribe | 7 Cedars Longhouse Market & Deli | 271020 Hwy. 101 | Sequim | WA | 98382
10 | 4050001 | Chevron at Legacy Landing | Tank 1 | Tank 1 Compartment | Currently in Use | 25000 | TRUE |  | Gasoline (containing <=10% ethanol) | TRUE | Spill Bucket | Kalispel Indian Community of the Kalispel Reservation | Chevron at Legacy Landing | 200 S. Hayford Rd. | Airway Heights | WA | 99001
10 | 4050001 | Chevron at Legacy Landing | Tank 2 | Tank 2 Compartment 2b | Currently in Use | 15000 | TRUE |  | Diesel | TRUE | Spill Bucket | Kalispel Indian Community of the Kalispel Reservation | Chevron at Legacy Landing | 200 S. Hayford Rd. | Airway Heights | WA | 99001
10 | 4050001 | Chevron at Legacy Landing | Tank 2 | Tank 2 Compartment 2a | Currently in Use | 8000 | TRUE |  | Gasoline (containing <=10% ethanol) | TRUE | Spill Bucket | Kalispel Indian Community of the Kalispel Reservation | Chevron at Legacy Landing | 200 S. Hayford Rd. | Airway Heights | WA | 99001
10 | 4050002 | Chevron on Hwy 2 | Tank 1 | Tank 1 Compartment | Currently in Use | 25000 | TRUE |  | Gasoline (containing <=10% ethanol) | TRUE | Spill Bucket | Kalispel Indian Community of the Kalispel Reservation | Chevron on Hwy 2 | 11514 W. State Hwy. Rte. 2 | Airway Heights | WA | 99001
10 | 4050002 | Chevron on Hwy 2 | Tank 2 | Tank 2 Compartment 2B | Currently in Use | 15000 | TRUE |  | Diesel | TRUE | Spill Bucket | Kalispel Indian Community of the Kalispel Reservation | Chevron on Hwy 2 | 11514 W. State Hwy. Rte. 2 | Airway Heights | WA | 99001
10 | 4050002 | Chevron on Hwy 2 | Tank 2 | Tank 2 Compartment 2A | Currently in Use | 10000 | TRUE |  | Gasoline (containing <=10% ethanol) | TRUE | Spill Bucket | Kalispel Indian Community of the Kalispel Reservation | Chevron on Hwy 2 | 11514 W. State Hwy. Rte. 2 | Airway Heights | WA | 99001
10 | 4050003 | Kalispel Market | Tank 1 | Tank 1 Compartment 1A | Currently in Use | 10000 | TRUE |  | Gasoline (containing <=10% ethanol) | TRUE | Spill Bucket | Kalispel Indian Community of the Kalispel Reservation | Kalispel Market | 370 Qlisp' Riverway | Cusick | WA | 99119
10 | 4050003 | Kalispel Market | Tank 3 | Tank 3 Compartment | Currently in Use | 10000 | TRUE |  | Diesel | TRUE | Spill Bucket | Kalispel Indian Community of the Kalispel Reservation | Kalispel Market | 370 Qlisp' Riverway | Cusick | WA | 99119
10 | 4050003 | Kalispel Market | Tank 2 | Tank 2 Compartment 2B | Currently in Use | 5000 | TRUE |  | Gasoline (containing <=10% ethanol) | TRUE | Spill Bucket | Kalispel Indian Community of the Kalispel Reservation | Kalispel Market | 370 Qlisp' Riverway | Cusick | WA | 99119
10 | 4050003 | Kalispel Market | Tank 2 | Tank 2 Compartment 2A | Currently in Use | 12000 | TRUE |  | Diesel | TRUE | Spill Bucket | Kalispel Indian Community of the Kalispel Reservation | Kalispel Market | 370 Qlisp' Riverway | Cusick | WA | 99119
10 | 4050003 | Kalispel Market | Tank 1 | Tank 1 Compartment 1B | Currently in Use | 5000 | TRUE |  | Gasoline (containing <=10% ethanol) | TRUE | Spill Bucket | Kalispel Indian Community of the Kalispel Reservation | Kalispel Market | 370 Qlisp' Riverway | Cusick | WA | 99119
10 | 4060001 | Lower Elwha Food & Fuel | Tank 1 | Tank 1 Compartment | Currently in Use | 20000 | TRUE |  | Gasoline (containing <=10% ethanol) | TRUE | Spill Bucket | Lower Elwha Tribal Community | Lower Elwha Food & Fuel | 4773 Dry Creek Rd. | Port Angeles | WA | 98363
10 | 4060001 | Lower Elwha Food & Fuel | Tank 3 | Tank 3 Compartment 3b | Currently in Use | 6000 | TRUE |  | Diesel | TRUE | Spill Bucket | Lower Elwha Tribal Community | Lower Elwha Food & Fuel | 4773 Dry Creek Rd. | Port Angeles | WA | 98363
10 | 4060001 | Lower Elwha Food & Fuel | Tank 3 | Tank 3 Compartment 3a | Currently in Use | 15000 | TRUE |  | Diesel | TRUE | Spill Bucket | Lower Elwha Tribal Community | Lower Elwha Food & Fuel | 4773 Dry Creek Rd. | Port Angeles | WA | 98363
10 | 4060001 | Lower Elwha Food & Fuel | Tank 2 | Tank 2 Compartment 2C | Currently in Use | 6000 | TRUE |  | Gasoline (containing <=10% ethanol) | TRUE | Spill Bucket | Lower Elwha Tribal Community | Lower Elwha Food & Fuel | 4773 Dry Creek Rd. | Port Angeles | WA | 98363
10 | 4060001 | Lower Elwha Food & Fuel | Tank 2 | Tank 2 Compartment 2B | Currently in Use | 10000 | TRUE |  | Diesel | TRUE | Spill Bucket | Lower Elwha Tribal Community | Lower Elwha Food & Fuel | 4773 Dry Creek Rd. | Port Angeles | WA | 98363
10 | 4060001 | Lower Elwha Food & Fuel | Tank 2 | Tank 2 Compartment 2A | Currently in Use | 6000 | TRUE |  | Gasoline (containing <=10% ethanol) | TRUE | Spill Bucket | Lower Elwha Tribal Community | Lower Elwha Food & Fuel | 4773 Dry Creek Rd. | Port Angeles | WA | 98363
10 | 4070001 | Skookum Creek Fish Hatchery | Tank 1 | Tank 1 Compartment | Permanently Out of Use | 5000 | TRUE |  | Gasoline (containing <=10% ethanol) | FALSE | Unknown | Lummi Tribe of the Lummi Reservation | Skookum Creek Fish Hatchery | 6498 Saxon Rd. | Acme | WA | 98220
10 | 4070002 | Lummi Indian Business Council | Tank 1 | Tank 1 Compartment | Permanently Out of Use | 5000 | TRUE |  | Gasoline (containing <=10% ethanol) | FALSE | Unknown | Lummi Tribe of the Lummi Reservation | Lummi Indian Business Council | 2616 Kwina Rd. | Bellingham | WA | 98226
10 | 4070002 | Lummi Indian Business Council | Tank 2 | Tank 2 Compartment | Permanently Out of Use | 5000 | TRUE |  | Diesel | FALSE | Unknown | Lummi Tribe of the Lummi Reservation | Lummi Indian Business Council | 2616 Kwina Rd. | Bellingham | WA | 98226
10 | 4070002 | Lummi Indian Business Council | Tank 3 | Tank 3 Compartment | Permanently Out of Use | 5000 | TRUE |  | Gasoline (containing <=10% ethanol) | FALSE | Unknown | Lummi Tribe of the Lummi Reservation | Lummi Indian Business Council | 2616 Kwina Rd. | Bellingham | WA | 98226
10 | 4070003 | Fisherman's Cove, Inc. | Tank 1 | Tank 1 Compartment | Permanently Out of Use | 3000 | TRUE |  | Gasoline (containing <=10% ethanol) | FALSE | Unknown | Lummi Tribe of the Lummi Reservation | Fisherman's Cove, Inc. | 2557 Lummi View Dr. | Bellingham | WA | 98226
10 | 4070003 | Fisherman's Cove, Inc. | Tank 2 | Tank 2 Compartment | Permanently Out of Use | 3000 | TRUE |  | Gasoline (containing <=10% ethanol) | FALSE | Unknown | Lummi Tribe of the Lummi Reservation | Fisherman's Cove, Inc. | 2557 Lummi View Dr. | Bellingham | WA | 98226
10 | 4070003 | Fisherman's Cove, Inc. | Tank 3 | Tank 3 Compartment | Permanently Out of Use | 4000 | TRUE |  | Gasoline (containing <=10% ethanol) | FALSE | Unknown | Lummi Tribe of the Lummi Reservation | Fisherman's Cove, Inc. | 2557 Lummi View Dr. | Bellingham | WA | 98226
10 | 4070003 | Fisherman's Cove, Inc. | Tank 4 | Tank 4 Compartment | Permanently Out of Use | 4000 | TRUE |  | Gasoline (containing <=10% ethanol) | FALSE | Unknown | Lummi Tribe of the Lummi Reservation | Fisherman's Cove, Inc. | 2557 Lummi View Dr. | Bellingham | WA | 98226
10 | 4070005 | Whatcom County Fire District No. 15 | Tank 1 | Tank 1 Compartment | Permanently Out of Use | 500 | TRUE |  | Diesel | FALSE | Unknown | Lummi Tribe of the Lummi Reservation | Whatcom County Fire District No. 15 | 2600 McKenzie Rd. | Bellingham | WA | 98226
10 | 4070006 | Fisherman's Cove Mini Mart | Tank 1 | Tank 1 Compartment | Permanently Out of Use | 12000 | TRUE |  | Gasoline (containing <=10% ethanol) | TRUE | Spill Bucket | Lummi Tribe of the Lummi Reservation | Fisherman's Cove Mini Mart | 2557 Lummi View Dr. | Bellingham | WA | 98226
10 | 4070007 | Sandy Point Marina | Tank 1 | Tank 1 Compartment | Permanently Out of Use | 5000 | TRUE |  | Gasoline (containing <=10% ethanol) | FALSE | Unknown | Lummi Tribe of the Lummi Reservation | Sandy Point Marina | 4323 Saltspring Dr. | Ferndale | WA | 98248
10 | 4070007 | Sandy Point Marina | Tank 2 | Tank 2 Compartment | Currently in Use | 3000 | TRUE |  | Gasoline (containing <=10% ethanol) | TRUE | Spill Bucket | Lummi Tribe of the Lummi Reservation | Sandy Point Marina | 4323 Saltspring Dr. | Ferndale | WA | 98248
10 | 4070008 | WHATCOM COUNTY FIRE DEPT #17 | Tank 1 | Tank 1 Compartment | Permanently Out of Use | 200 | TRUE |  | Gasoline (containing <=10% ethanol) | FALSE | Unknown | Lummi Tribe of the Lummi Reservation | WHATCOM COUNTY FIRE DEPT #17 | 4492 SUCIA DR | Ferndale | WA | 98248
10 | 4070009 | Gooseberry Point Wastewater Treatment Plant | Tank 1 | Tank 1 Compartment | Permanently Out of Use | 1000 | TRUE |  | Diesel | FALSE | Unknown | Lummi Tribe of the Lummi Reservation | Gooseberry Point Wastewater Treatment Plant | 2156 Lummi View Dr. | Bellingham | WA | 98226
10 | 4070010 | Sandy Point Wastewater Treatment Plant | Tank 1 | Tank 1 Compartment | Permanently Out of Use | 800 | TRUE |  | Diesel | FALSE | Unknown | Lummi Tribe of the Lummi Reservation | Sandy Point Wastewater Treatment Plant | 4359 Germain Rd. | Ferndale | WA | 98248
10 | 4070011 | North Cape Marina | Tank 1 | Tank 1 Compartment | Permanently Out of Use | 2000 | TRUE |  | Gasoline (containing <=10% ethanol) | FALSE | Unknown | Lummi Tribe of the Lummi Reservation | North Cape Marina | 4135 Sucia Dr. | Ferndale | WA | 98248
10 | 4070012 | Lummi Mini Mart | Tank 1 | Tank 1 Compartment 1a | Currently in Use | 12000 | TRUE |  | Gasoline (containing <=10% ethanol) | TRUE | Spill Bucket | Lummi Tribe of the Lummi Reservation | Lummi Mini Mart | 4884 Haxton Way | Ferndale | WA | 98248
10 | 4070012 | Lummi Mini Mart | Tank 1 | Tank 1 Compartment 1b | Currently in Use | 8000 | TRUE |  | Gasoline (containing <=10% ethanol) | TRUE | Spill Bucket | Lummi Tribe of the Lummi Reservation | Lummi Mini Mart | 4884 Haxton Way | Ferndale | WA | 98248
10 | 4070012 | Lummi Mini Mart | Tank 2 | Tank 2 Compartment | Currently in Use | 5000 | TRUE |  | Diesel | TRUE | Spill Bucket | Lummi Tribe of the Lummi Reservation | Lummi Mini Mart | 4884 Haxton Way | Ferndale | WA | 98248
10 | 4070013 | Lummi Head Start | Tank 1 | Tank 1 Compartment | Permanently Out of Use | 2200 | TRUE |  | Gasoline (containing <=10% ethanol) | FALSE | Unknown | Lummi Tribe of the Lummi Reservation | Lummi Head Start | 2590 Kwina Rd. | Bellingham | WA | 98226
10 | 4070014 | Lummi Bay Market | 1 | 1 | Currently in Use | 30000 | TRUE |  | Diesel | TRUE | Spill Bucket | Lummi Tribe of the Lummi Reservation | Lummi Bay Market | 4839 Rural Ave. | Bellingham | WA | 98226
10 | 4070014 | Lummi Bay Market | 4 | 4a | Currently in Use | 10000 | TRUE |  | Gasoline (containing <=10% ethanol) | TRUE | Spill Bucket | Lummi Tribe of the Lummi Reservation | Lummi Bay Market | 4839 Rural Ave. | Bellingham | WA | 98226
10 | 4070014 | Lummi Bay Market | 3 | 3 | Currently in Use | 30000 | TRUE |  | Gasoline (containing <=10% ethanol) | TRUE | Spill Bucket | Lummi Tribe of the Lummi Reservation | Lummi Bay Market | 4839 Rural Ave. | Bellingham | WA | 98226
10 | 4070014 | Lummi Bay Market | 2 | 2 | Currently in Use | 30000 | TRUE |  | Diesel | TRUE | Spill Bucket | Lummi Tribe of the Lummi Reservation | Lummi Bay Market | 4839 Rural Ave. | Bellingham | WA | 98226
10 | 4080001 | Farwest Resort | Tank 1 | Tank 1 Compartment | Permanently Out of Use | 550 | TRUE |  | Gasoline (containing <=10% ethanol) | FALSE | Unknown | Makah Indian Tribe of the Makah Indian Reservation | Farwest Resort | Bay View Ave., P.O. Box 131 | Neah Bay | WA | 98357
10 | 4080001 | Farwest Resort | Tank 2 | Tank 2 Compartment | Permanently Out of Use | 2000 | TRUE |  | Gasoline (containing <=10% ethanol) | FALSE | Unknown | Makah Indian Tribe of the Makah Indian Reservation | Farwest Resort | Bay View Ave., P.O. Box 131 | Neah Bay | WA | 98357
10 | 4080002 | Tryon's Service Station | Tank 1 | Tank 1 Compartment | Permanently Out of Use | 10000 | TRUE |  | Gasoline (containing <=10% ethanol) | FALSE | Unknown | Makah Indian Tribe of the Makah Indian Reservation | Tryon's Service Station | 810 Bayview Ave. | Neah Bay | WA | 98357
10 | 4080002 | Tryon's Service Station | Tank 2 | Tank 2 Compartment | Permanently Out of Use | 10000 | TRUE |  | Gasoline (containing <=10% ethanol) | FALSE | Unknown | Makah Indian Tribe of the Makah Indian Reservation | Tryon's Service Station | 810 Bayview Ave. | Neah Bay | WA | 98357
10 | 4080003 | Neah Bay Resort | Tank 1 | Tank 1 Compartment | Permanently Out of Use | 800 | TRUE |  | Gasoline (containing <=10% ethanol) | FALSE | Unknown | Makah Indian Tribe of the Makah Indian Reservation | Neah Bay Resort | Hwy. 112 by Sail River | Neah Bay | WA | 98357
10 | 4080003 | Neah Bay Resort | Tank 2 | Tank 2 Compartment | Permanently Out of Use | 5000 | TRUE |  | Gasoline (containing <=10% ethanol) | FALSE | Unknown | Makah Indian Tribe of the Makah Indian Reservation | Neah Bay Resort | Hwy. 112 by Sail River | Neah Bay | WA | 98357
10 | 4080004 | Cape Flattery School District #401 | Tank 1 | Tank 1 Compartment | Permanently Out of Use | 1000 | TRUE |  | Gasoline (containing <=10% ethanol) | FALSE | Unknown | Makah Indian Tribe of the Makah Indian Reservation | Cape Flattery School District #401 | 3560 D St. | Neah Bay | WA | 98357
10 | 4080005 | Former Makah Air Force Station | Tank A | Tank A Compartment | Permanently Out of Use | 2000 | TRUE |  | Diesel | FALSE | Unknown | Makah Indian Tribe of the Makah Indian Reservation | Former Makah Air Force Station | Makah ARSR | Neah Bay | WA | 98357
10 | 4080005 | Former Makah Air Force Station | Tank B | Tank B Compartment | Permanently Out of Use | 2000 | TRUE |  | Diesel | FALSE | Unknown | Makah Indian Tribe of the Makah Indian Reservation | Former Makah Air Force Station | Makah ARSR | Neah Bay | WA | 98357
10 | 4080005 | Former Makah Air Force Station | Tank C | Tank C Compartment | Permanently Out of Use | 18000 | TRUE |  | Diesel | FALSE | Unknown | Makah Indian Tribe of the Makah Indian Reservation | Former Makah Air Force Station | Makah ARSR | Neah Bay | WA | 98357
10 | 4080005 | Former Makah Air Force Station | Tank D | Tank D Compartment | Permanently Out of Use | 7900 | TRUE |  | Diesel | FALSE | Unknown | Makah Indian Tribe of the Makah Indian Reservation | Former Makah Air Force Station | Makah ARSR | Neah Bay | WA | 98357
10 | 4080005 | Former Makah Air Force Station | Tank E | Tank E Compartment | Permanently Out of Use | 2050 | TRUE |  | Gasoline (containing <=10% ethanol) | FALSE | Unknown | Makah Indian Tribe of the Makah Indian Reservation | Former Makah Air Force Station | Makah ARSR | Neah Bay | WA | 98357
10 | 4080005 | Former Makah Air Force Station | Tank F | Tank F Compartment | Permanently Out of Use | 554 | TRUE |  | Diesel | FALSE | Unknown | Makah Indian Tribe of the Makah Indian Reservation | Former Makah Air Force Station | Makah ARSR | Neah Bay | WA | 98357
10 | 4080005 | Former Makah Air Force Station | Tank G | Tank G Compartment | Permanently Out of Use | 1000 | TRUE |  | Hazardous Substance | FALSE | Unknown | Makah Indian Tribe of the Makah Indian Reservation | Former Makah Air Force Station | Makah ARSR | Neah Bay | WA | 98357
10 | 4080005 | Former Makah Air Force Station | Tank H | Tank H Compartment | Permanently Out of Use | 7000 | TRUE |  | Diesel | FALSE | Unknown | Makah Indian Tribe of the Makah Indian Reservation | Former Makah Air Force Station | Makah ARSR | Neah Bay | WA | 98357
10 | 4080005 | Former Makah Air Force Station | Tank I | Tank I Compartment | Permanently Out of Use | 10000 | TRUE |  | Diesel | FALSE | Unknown | Makah Indian Tribe of the Makah Indian Reservation | Former Makah Air Force Station | Makah ARSR | Neah Bay | WA | 98357
10 | 4080005 | Former Makah Air Force Station | Tank J | Tank J Compartment | Permanently Out of Use | 10000 | TRUE |  | Diesel | FALSE | Unknown | Makah Indian Tribe of the Makah Indian Reservation | Former Makah Air Force Station | Makah ARSR | Neah Bay | WA | 98357
10 | 4080005 | Former Makah Air Force Station | Tank K | Tank K Compartment | Permanently Out of Use | 10000 | TRUE |  | Diesel | FALSE | Unknown | Makah Indian Tribe of the Makah Indian Reservation | Former Makah Air Force Station | Makah ARSR | Neah Bay | WA | 98357
10 | 4080005 | Former Makah Air Force Station | Tank L | Tank L Compartment | Permanently Out of Use | 10000 | TRUE |  | Diesel | FALSE | Unknown | Makah Indian Tribe of the Makah Indian Reservation | Former Makah Air Force Station | Makah ARSR | Neah Bay | WA | 98357
10 | 4080005 | Former Makah Air Force Station | Tank M | Tank M Compartment | Permanently Out of Use | 10000 | TRUE |  | Diesel | FALSE | Unknown | Makah Indian Tribe of the Makah Indian Reservation | Former Makah Air Force Station | Makah ARSR | Neah Bay | WA | 98357
10 | 4080005 | Former Makah Air Force Station | Tank N | Tank N Compartment | Permanently Out of Use | 10000 | TRUE |  | Diesel | FALSE | Unknown | Makah Indian Tribe of the Makah Indian Reservation | Former Makah Air Force Station | Makah ARSR | Neah Bay | WA | 98357
10 | 4080005 | Former Makah Air Force Station | Tank O | Tank O Compartment | Permanently Out of Use | 10000 | TRUE |  | Diesel | FALSE | Unknown | Makah Indian Tribe of the Makah Indian Reservation | Former Makah Air Force Station | Makah ARSR | Neah Bay | WA | 98357
10 | 4080005 | Former Makah Air Force Station | Tank P | Tank P Compartment | Permanently Out of Use | 500 | TRUE |  | Used Oil | FALSE | Unknown | Makah Indian Tribe of the Makah Indian Reservation | Former Makah Air Force Station | Makah ARSR | Neah Bay | WA | 98357
10 | 4080005 | Former Makah Air Force Station | Tank Q | Tank Q Compartment | Permanently Out of Use | 550 | TRUE |  | Diesel | FALSE | Unknown | Makah Indian Tribe of the Makah Indian Reservation | Former Makah Air Force Station | Makah ARSR | Neah Bay | WA | 98357
10 | 4080005 | Former Makah Air Force Station | Tank R | Tank R Compartment | Permanently Out of Use | 550 | TRUE |  | Diesel | FALSE | Unknown | Makah Indian Tribe of the Makah Indian Reservation | Former Makah Air Force Station | Makah ARSR | Neah Bay | WA | 98357
10 | 4080005 | Former Makah Air Force Station | Tank S | Tank S Compartment | Permanently Out of Use | 200 | TRUE |  | Gasoline (containing <=10% ethanol) | FALSE | Unknown | Makah Indian Tribe of the Makah Indian Reservation | Former Makah Air Force Station | Makah ARSR | Neah Bay | WA | 98357
10 | 4080005 | Former Makah Air Force Station | Tank T | Tank T Compartment | Permanently Out of Use | 6000 | TRUE |  | Diesel | FALSE | Unknown | Makah Indian Tribe of the Makah Indian Reservation | Former Makah Air Force Station | Makah ARSR | Neah Bay | WA | 98357
10 | 4080005 | Former Makah Air Force Station | Tank U | Tank U Compartment | Permanently Out of Use | 550 | TRUE |  | Diesel | FALSE | Unknown | Makah Indian Tribe of the Makah Indian Reservation | Former Makah Air Force Station | Makah ARSR | Neah Bay | WA | 98357
10 | 4080005 | Former Makah Air Force Station | Tank V | Tank V Compartment | Permanently Out of Use | 550 | TRUE |  | Diesel | FALSE | Unknown | Makah Indian Tribe of the Makah Indian Reservation | Former Makah Air Force Station | Makah ARSR | Neah Bay | WA | 98357
10 | 4080005 | Former Makah Air Force Station | Tank W | Tank W Compartment | Permanently Out of Use | 2000 | TRUE |  | Diesel | FALSE | Unknown | Makah Indian Tribe of the Makah Indian Reservation | Former Makah Air Force Station | Makah ARSR | Neah Bay | WA | 98357
10 | 4080005 | Former Makah Air Force Station | Tank X | Tank X Compartment | Permanently Out of Use | 2000 | TRUE |  | Diesel | FALSE | Unknown | Makah Indian Tribe of the Makah Indian Reservation | Former Makah Air Force Station | Makah ARSR | Neah Bay | WA | 98357
10 | 4080005 | Former Makah Air Force Station | Tank Y | Tank Y Compartment | Permanently Out of Use | 5400 | TRUE |  | Gasoline (containing <=10% ethanol) | FALSE | Unknown | Makah Indian Tribe of the Makah Indian Reservation | Former Makah Air Force Station | Makah ARSR | Neah Bay | WA | 98357
10 | 4080006 | Peninsula Telecom, Inc. | Tank 1 | Tank 1 Compartment | Permanently Out of Use | 499 | TRUE |  | Gasoline (containing <=10% ethanol) | FALSE | Unknown | Makah Indian Tribe of the Makah Indian Reservation | Peninsula Telecom, Inc. | Neah Bay Central Office | Neah Bay | WA | 98357
10 | 4080007 | FAA Neah Bay VORTAC | Tank 1 | Tank 1 Compartment | Permanently Out of Use | 1000 | TRUE |  | Gasoline (containing <=10% ethanol) | TRUE | Unknown | Makah Indian Tribe of the Makah Indian Reservation | FAA Neah Bay VORTAC | Neah Bay VORTAC | Neah Bay | WA | 98357
10 | 4080008 | USCG PSVTS Radar Site - Cape Flattery | Tank 1 | Tank 1 Compartment | Permanently Out of Use | 840 | TRUE |  | Diesel | FALSE | Unknown | Makah Indian Tribe of the Makah Indian Reservation | USCG PSVTS Radar Site - Cape Flattery | Tatoosh Island | Tatoosh Island | WA | 98358
10 | 4080009 | USCG Station Neah Bay | Tank 1 | Tank 1 Compartment | Permanently Out of Use | 2000 | TRUE |  | Av Gas | FALSE | Unknown | Makah Indian Tribe of the Makah Indian Reservation | USCG Station Neah Bay | P.O. Box 120 | Neah Bay | WA | 98357
10 | 4080009 | USCG Station Neah Bay | Tank 3 | Tank 3 Compartment | Permanently Out of Use | 550 | TRUE |  | Diesel | FALSE | Unknown | Makah Indian Tribe of the Makah Indian Reservation | USCG Station Neah Bay | P.O. Box 120 | Neah Bay | WA | 98357
10 | 4080009 | USCG Station Neah Bay | Tank 4 | Tank 4 Compartment | Permanently Out of Use | 2500 | TRUE |  | Jet A | TRUE | Spill Bucket | Makah Indian Tribe of the Makah Indian Reservation | USCG Station Neah Bay | P.O. Box 120 | Neah Bay | WA | 98357
10 | 4080010 | FAA Neah Bay H Marker | Tank 1 | Tank 1 Compartment | Permanently Out of Use | 515 | TRUE |  | Gasoline (containing <=10% ethanol) | FALSE | Unknown | Makah Indian Tribe of the Makah Indian Reservation | FAA Neah Bay H Marker | Neah Bay H Marker | Neah Bay | WA | 98357
10 | 4080011 | Thunder Bird Resort | Tank 1 | Tank 1 Compartment | Permanently Out of Use | 8000 | TRUE |  | Diesel | FALSE | Unknown | Makah Indian Tribe of the Makah Indian Reservation | Thunder Bird Resort | 13321 Bayview Ave. | Neah Bay | WA | 98357
10 | 4080011 | Thunder Bird Resort | Tank 2 | Tank 2 Compartment | Permanently Out of Use | 8000 | TRUE |  | Gasoline (containing <=10% ethanol) | FALSE | Unknown | Makah Indian Tribe of the Makah Indian Reservation | Thunder Bird Resort | 13321 Bayview Ave. | Neah Bay | WA | 98357
10 | 4080012 | Makah National Fish Hatchery | Tank 1 | Tank 1 Compartment | Permanently Out of Use | 5000 | TRUE |  | Diesel | FALSE | Unknown | Makah Indian Tribe of the Makah Indian Reservation | Makah National Fish Hatchery | P.O. Box 739 Fish Hatchery Rd. | Neah Bay | WA | 98357
10 | 4080012 | Makah National Fish Hatchery | Tank 2 | Tank 2 Compartment | Permanently Out of Use | 5000 | TRUE |  | Diesel | FALSE | Unknown | Makah Indian Tribe of the Makah Indian Reservation | Makah National Fish Hatchery | P.O. Box 739 Fish Hatchery Rd. | Neah Bay | WA | 98357
10 | 4080012 | Makah National Fish Hatchery | Tank 3 | Tank 3 Compartment | Permanently Out of Use | 5000 | TRUE |  | Diesel | FALSE | Unknown | Makah Indian Tribe of the Makah Indian Reservation | Makah National Fish Hatchery | P.O. Box 739 Fish Hatchery Rd. | Neah Bay | WA | 98357
10 | 4080012 | Makah National Fish Hatchery | Tank 4 | Tank 4 Compartment | Permanently Out of Use | 1000 | TRUE |  | Gasoline (containing <=10% ethanol) | FALSE | Unknown | Makah Indian Tribe of the Makah Indian Reservation | Makah National Fish Hatchery | P.O. Box 739 Fish Hatchery Rd. | Neah Bay | WA | 98357
10 | 4080012 | Makah National Fish Hatchery | Tank 5 | Tank 5 Compartment | Permanently Out of Use | 1000 | TRUE |  | Gasoline (containing <=10% ethanol) | FALSE | Unknown | Makah Indian Tribe of the Makah Indian Reservation | Makah National Fish Hatchery | P.O. Box 739 Fish Hatchery Rd. | Neah Bay | WA | 98357
10 | 4080012 | Makah National Fish Hatchery | Tank 6 | Tank 6 Compartment | Permanently Out of Use | 1000 | TRUE |  | Diesel | FALSE | Unknown | Makah Indian Tribe of the Makah Indian Reservation | Makah National Fish Hatchery | P.O. Box 739 Fish Hatchery Rd. | Neah Bay | WA | 98357
10 | 4080013 | Big Salmon Fishing Resort | Tank 1 | Tank 1 Compartment | Permanently Out of Use | 7500 | TRUE | 2022-09-27 | Gasoline (containing <=10% ethanol) | TRUE | Spill Bucket | Makah Indian Tribe of the Makah Indian Reservation | Big Salmon Fishing Resort | 1151 Bayview Ave. | Neah Bay | WA | 98357
10 | 4080013 | Big Salmon Fishing Resort | Tank 2 | Tank 2 Compartment | Permanently Out of Use | 3000 | TRUE |  | Diesel | TRUE | Spill Bucket | Makah Indian Tribe of the Makah Indian Reservation | Big Salmon Fishing Resort | 1151 Bayview Ave. | Neah Bay | WA | 98357
10 | 4080014 | USCG Cape Flattery Lighthouse | Tank 1 | Tank 1 Compartment | Permanently Out of Use | 1000 | TRUE |  | Diesel | FALSE | Unknown | Makah Indian Tribe of the Makah Indian Reservation | USCG Cape Flattery Lighthouse | Tatoosh Island | Neah Bay | WA | 98357
10 | 4080015 | FAA Makah ARSR Radar | Tank 1 | Tank 1 Compartment | Permanently Out of Use | 2500 | TRUE |  | Diesel | TRUE | Spill Bucket | Makah Indian Tribe of the Makah Indian Reservation | FAA Makah ARSR Radar | Top of Bahokus Peak | Neah Bay | WA | 98357
10 | 4090002 | ARCO Facility #6093 | Tank 1 | Tank 1 Compartment | Permanently Out of Use | 6000 | TRUE |  | Gasoline (containing <=10% ethanol) | FALSE | Unknown | Muckleshoot Indian Tribe | ARCO Facility #6093 | 2790 Auburn Way S. | Auburn | WA | 98092
10 | 4090002 | ARCO Facility #6093 | Tank 2 | Tank 2 Compartment | Permanently Out of Use | 6000 | TRUE |  | Gasoline (containing <=10% ethanol) | FALSE | Unknown | Muckleshoot Indian Tribe | ARCO Facility #6093 | 2790 Auburn Way S. | Auburn | WA | 98092
10 | 4090002 | ARCO Facility #6093 | Tank 3 | Tank 3 Compartment | Permanently Out of Use | 10000 | TRUE |  | Gasoline (containing <=10% ethanol) | FALSE | Unknown | Muckleshoot Indian Tribe | ARCO Facility #6093 | 2790 Auburn Way S. | Auburn | WA | 98092
10 | 4090002 | ARCO Facility #6093 | Tank 4 | Tank 4 Compartment | Permanently Out of Use | 6000 | TRUE |  | Gasoline (containing <=10% ethanol) | FALSE | Unknown | Muckleshoot Indian Tribe | ARCO Facility #6093 | 2790 Auburn Way S. | Auburn | WA | 98092
10 | 4090002 | ARCO Facility #6093 | Tank 5 | Tank 5 Compartment | Permanently Out of Use | 10000 | TRUE | 2022-02-23 | Gasoline (containing <=10% ethanol) | TRUE | Spill Bucket | Muckleshoot Indian Tribe | ARCO Facility #6093 | 2790 Auburn Way S. | Auburn | WA | 98092
10 | 4090002 | ARCO Facility #6093 | Tank 6 | Tank 6 Compartment | Permanently Out of Use | 10000 | TRUE | 2022-02-23 | Gasoline (containing <=10% ethanol) | TRUE | Spill Bucket | Muckleshoot Indian Tribe | ARCO Facility #6093 | 2790 Auburn Way S. | Auburn | WA | 98092
10 | 4090002 | ARCO Facility #6093 | Tank 7 | Tank 7 Compartment | Permanently Out of Use | 10000 | TRUE | 2022-02-23 | Gasoline (containing <=10% ethanol) | TRUE | Spill Bucket | Muckleshoot Indian Tribe | ARCO Facility #6093 | 2790 Auburn Way S. | Auburn | WA | 98092
10 | 4090002 | ARCO Facility #6093 | Tank 8 | Tank 8 Compartment | Permanently Out of Use | 10000 | TRUE | 2022-02-23 | Gasoline (containing <=10% ethanol) | TRUE | Spill Bucket | Muckleshoot Indian Tribe | ARCO Facility #6093 | 2790 Auburn Way S. | Auburn | WA | 98092
10 | 4090003 | Big Nation Station | Tank 1 | Tank 1 Compartment | Permanently Out of Use | 10000 | TRUE |  | Gasoline (containing <=10% ethanol) | FALSE | Unknown | Muckleshoot Indian Tribe | Big Nation Station | 2802 Auburn Way S. | Auburn | WA | 98092
10 | 4090003 | Big Nation Station | Tank 11 | Tank 11c | Currently in Use | 10000 | TRUE |  | Diesel | TRUE | Spill Bucket | Muckleshoot Indian Tribe | Big Nation Station | 2802 Auburn Way S. | Auburn | WA | 98092
10 | 4090003 | Big Nation Station | Tank 11 | Tank 11b | Currently in Use | 10000 | TRUE |  | Gasoline Containing >10% Ethanol | TRUE | Spill Bucket | Muckleshoot Indian Tribe | Big Nation Station | 2802 Auburn Way S. | Auburn | WA | 98092
10 | 4090003 | Big Nation Station | Tank 11 | Tank 11a | Currently in Use | 15000 | TRUE | 2021-12-01 | Gasoline (containing <=10% ethanol) | TRUE | Spill Bucket | Muckleshoot Indian Tribe | Big Nation Station | 2802 Auburn Way S. | Auburn | WA | 98092
10 | 4090003 | Big Nation Station | Tank 10 | Tank 10 | Currently in Use | 30000 | TRUE |  | Gasoline (containing <=10% ethanol) | TRUE | Spill Bucket | Muckleshoot Indian Tribe | Big Nation Station | 2802 Auburn Way S. | Auburn | WA | 98092
10 | 4090003 | Big Nation Station | Tank 2 | Tank 2 Compartment | Permanently Out of Use | 8000 | TRUE |  | Gasoline (containing <=10% ethanol) | FALSE | Unknown | Muckleshoot Indian Tribe | Big Nation Station | 2802 Auburn Way S. | Auburn | WA | 98092
10 | 4090003 | Big Nation Station | Tank 3 | Tank 3 Compartment | Permanently Out of Use | 6000 | TRUE |  | Gasoline (containing <=10% ethanol) | FALSE | Unknown | Muckleshoot Indian Tribe | Big Nation Station | 2802 Auburn Way S. | Auburn | WA | 98092
10 | 4090003 | Big Nation Station | Tank 4 | Tank 4 Compartment | Permanently Out of Use | 10000 | TRUE |  | Gasoline (containing <=10% ethanol) | TRUE | Spill Bucket | Muckleshoot Indian Tribe | Big Nation Station | 2802 Auburn Way S. | Auburn | WA | 98092
10 | 4090003 | Big Nation Station | Tank 5 | Tank 5 Compartment | Permanently Out of Use | 10000 | TRUE |  | Gasoline (containing <=10% ethanol) | TRUE | Spill Bucket | Muckleshoot Indian Tribe | Big Nation Station | 2802 Auburn Way S. | Auburn | WA | 98092
10 | 4090003 | Big Nation Station | Tank 6 | Tank 6 Compartment | Permanently Out of Use | 10000 | TRUE |  | Gasoline (containing <=10% ethanol) | TRUE | Spill Bucket | Muckleshoot Indian Tribe | Big Nation Station | 2802 Auburn Way S. | Auburn | WA | 98092
10 | 4090003 | Big Nation Station | Tank 7 | Tank 7 Compartment | Permanently Out of Use | 1000 | TRUE |  | Used Oil | FALSE | Unknown | Muckleshoot Indian Tribe | Big Nation Station | 2802 Auburn Way S. | Auburn | WA | 98092
10 | 4090003 | Big Nation Station | Tank 8 | Tank 8 Compartment | Permanently Out of Use | 20000 | TRUE | 2021-12-16 | Gasoline (containing <=10% ethanol) | TRUE | Spill Bucket | Muckleshoot Indian Tribe | Big Nation Station | 2802 Auburn Way S. | Auburn | WA | 98092
10 | 4090003 | Big Nation Station | Tank 9 | Tank 9 Compartment 9a | Permanently Out of Use | 10000 | TRUE | 2021-12-16 | Gasoline (containing <=10% ethanol) | TRUE | Spill Bucket | Muckleshoot Indian Tribe | Big Nation Station | 2802 Auburn Way S. | Auburn | WA | 98092
10 | 4090003 | Big Nation Station | Tank 9 | Tank 9 Compartment 9b | Permanently Out of Use | 6000 | TRUE | 2021-12-16 | Diesel | TRUE | Spill Bucket | Muckleshoot Indian Tribe | Big Nation Station | 2802 Auburn Way S. | Auburn | WA | 98092
10 | 4090004 | FAA Seattle Air Route Traffic Control Center | Tank TK17 | Tank TK17 Compartment | Permanently Out of Use | 500 | TRUE |  | Used Oil | Exempt due to small delivery | N/A or Exempt due to small delivery | Muckleshoot Indian Tribe | FAA Seattle Air Route Traffic Control Center | 3101 Auburn Way S. | Auburn | WA | 98092
10 | 4090004 | FAA Seattle Air Route Traffic Control Center | Tank TK6A | Tank TK6A Compartment | Permanently Out of Use | 8000 | TRUE |  | Diesel | FALSE | Unknown | Muckleshoot Indian Tribe | FAA Seattle Air Route Traffic Control Center | 3101 Auburn Way S. | Auburn | WA | 98092
10 | 4090004 | FAA Seattle Air Route Traffic Control Center | Tank TK6B | Tank TK6B Compartment | Permanently Out of Use | 8000 | TRUE |  | Diesel | FALSE | Unknown | Muckleshoot Indian Tribe | FAA Seattle Air Route Traffic Control Center | 3101 Auburn Way S. | Auburn | WA | 98092
10 | 4090004 | FAA Seattle Air Route Traffic Control Center | Tank TK5 | Tank TK5 Compartment | Permanently Out of Use | 8000 | TRUE |  | Diesel | FALSE | Unknown | Muckleshoot Indian Tribe | FAA Seattle Air Route Traffic Control Center | 3101 Auburn Way S. | Auburn | WA | 98092
10 | 4090004 | FAA Seattle Air Route Traffic Control Center | Tank TK1 | Tank TK1 Compartment | Currently in Use | 10000 | TRUE |  | Diesel | TRUE | Spill Bucket | Muckleshoot Indian Tribe | FAA Seattle Air Route Traffic Control Center | 3101 Auburn Way S. | Auburn | WA | 98092
10 | 4090004 | FAA Seattle Air Route Traffic Control Center | Tank TK2 | Tank TK2 Compartment | Currently in Use | 10000 | TRUE |  | Diesel | TRUE | Spill Bucket | Muckleshoot Indian Tribe | FAA Seattle Air Route Traffic Control Center | 3101 Auburn Way S. | Auburn | WA | 98092
10 | 4090004 | FAA Seattle Air Route Traffic Control Center | Tank TK3 | Tank TK3 Compartment | Currently in Use | 10000 | TRUE |  | Diesel | TRUE | Spill Bucket | Muckleshoot Indian Tribe | FAA Seattle Air Route Traffic Control Center | 3101 Auburn Way S. | Auburn | WA | 98092
10 | 4090004 | FAA Seattle Air Route Traffic Control Center | Tank TK23 | Tank TK23 Compartment | Permanently Out of Use | 550 | TRUE |  | Used Oil | Exempt due to small delivery | N/A or Exempt due to small delivery | Muckleshoot Indian Tribe | FAA Seattle Air Route Traffic Control Center | 3101 Auburn Way S. | Auburn | WA | 98092
10 | 4090004 | FAA Seattle Air Route Traffic Control Center | Tank TK24 | Tank TK24 Compartment | Permanently Out of Use | 550 | TRUE |  | Other | FALSE | Unknown | Muckleshoot Indian Tribe | FAA Seattle Air Route Traffic Control Center | 3101 Auburn Way S. | Auburn | WA | 98092
10 | 4090005 | Academy Pump Station | Tank 1 | Tank 1 Compartment | Permanently Out of Use | 1000 | TRUE |  | Diesel | FALSE | Unknown | Muckleshoot Indian Tribe | Academy Pump Station | 2004 Auburn Way S. | Auburn | WA | 98001
10 | 4090006 | Coal Creek Pump Station | Tank 1 | Tank 1 Compartment | Permanently Out of Use | 1000 | TRUE |  | Diesel | FALSE | Unknown | Muckleshoot Indian Tribe | Coal Creek Pump Station | 2108 Howard Rd. | Auburn | WA | 98001
10 | 4090007 | Miles Sand & Gravel | Tank E | Tank E Compartment | Permanently Out of Use | 10000 | TRUE |  | Gasoline (containing <=10% ethanol) | FALSE | Unknown | Muckleshoot Indian Tribe | Miles Sand & Gravel | 1201 M St. SE | Auburn | WA | 98002
10 | 4090007 | Miles Sand & Gravel | Tank W | Tank W Compartment | Permanently Out of Use | 20000 | TRUE |  | Diesel | FALSE | Unknown | Muckleshoot Indian Tribe | Miles Sand & Gravel | 1201 M St. SE | Auburn | WA | 98002
10 | 4090007 | Miles Sand & Gravel | Tank M | Tank M Compartment | Permanently Out of Use | 10000 | TRUE |  | Diesel | FALSE | Unknown | Muckleshoot Indian Tribe | Miles Sand & Gravel | 1201 M St. SE | Auburn | WA | 98002
10 | 4100001 | Nisqually Multi-Purpose Bldg. | Tank 1 | Tank 1 Compartment | Permanently Out of Use | 1000 | TRUE |  | Gasoline (containing <=10% ethanol) | FALSE | Unknown | Nisqually Indian Tribe | Nisqually Multi-Purpose Bldg. | 4820 She-Nah-Num Dr. SE | Olympia | WA | 98513
10 | 4100003 | Nisqually Rez-Mart (former location) | Tank 706039 | Tank 706039 Compartment | Permanently Out of Use | 12000 | TRUE |  | Gasoline (containing <=10% ethanol) | TRUE | Spill Bucket | Nisqually Indian Tribe | Nisqually Rez-Mart (former location) | 4820 She-Nah-Num Dr. SE | Olympia | WA | 98513
10 | 4100003 | Nisqually Rez-Mart (former location) | Tank 706040 | Tank 706040 Compartment | Permanently Out of Use | 8000 | TRUE |  | Gasoline (containing <=10% ethanol) | TRUE | Spill Bucket | Nisqually Indian Tribe | Nisqually Rez-Mart (former location) | 4820 She-Nah-Num Dr. SE | Olympia | WA | 98513
10 | 4100004 | Nisqually Rez-Mart (current location) | Tank 1 | Tank 1 Compartment | Permanently Out of Use | 12000 | TRUE | 2023-07-13 | Gasoline (containing <=10% ethanol) | TRUE | Spill Bucket | Nisqually Indian Tribe | Nisqually Rez-Mart (current location) | 12807 Yelm Hwy. SE, Suite B | Olympia | WA | 98513
10 | 4100004 | Nisqually Rez-Mart (current location) | Tank 2 | Tank 2 Compartment | Permanently Out of Use | 8000 | TRUE | 2023-07-13 | Gasoline (containing <=10% ethanol) | TRUE | Spill Bucket | Nisqually Indian Tribe | Nisqually Rez-Mart (current location) | 12807 Yelm Hwy. SE, Suite B | Olympia | WA | 98513
10 | 4100005 | Nisqually Markets - Lakewood | Tank 1 | Tank 1 Compartment | Currently in Use | 20000 | TRUE |  | Gasoline (containing <=10% ethanol) | TRUE | Spill Bucket | Nisqually Indian Tribe | Nisqually Markets - Lakewood | 11741 Pacific Hwy. SW | Lakewood | WA | 98499
10 | 4100005 | Nisqually Markets - Lakewood | Tank 2 | Tank 2 Compartment 2b | Currently in Use | 5000 | TRUE |  | Diesel | TRUE | Spill Bucket | Nisqually Indian Tribe | Nisqually Markets - Lakewood | 11741 Pacific Hwy. SW | Lakewood | WA | 98499
10 | 4100005 | Nisqually Markets - Lakewood | Tank 2 | Tank 2 Compartment 2a | Currently in Use | 10000 | TRUE |  | Gasoline (containing <=10% ethanol) | TRUE | Spill Bucket | Nisqually Indian Tribe | Nisqually Markets - Lakewood | 11741 Pacific Hwy. SW | Lakewood | WA | 98499
10 | 4100006 | Nisqually Market at Yelm Highway | Tank 1 | Tank 1 Compartment | Currently in Use | 30000 | TRUE |  | Gasoline (containing <=10% ethanol) | TRUE | Spill Bucket | Nisqually Indian Tribe | Nisqually Market at Yelm Highway | 12820 Yelm Hwy. SE, Suite A | Olympia | WA | 98513
10 | 4100006 | Nisqually Market at Yelm Highway | Tank 2 | Tank 2 Compartment 2b | Currently in Use | 8000 | TRUE |  | Diesel | TRUE | Spill Bucket | Nisqually Indian Tribe | Nisqually Market at Yelm Highway | 12820 Yelm Hwy. SE, Suite A | Olympia | WA | 98513
10 | 4100006 | Nisqually Market at Yelm Highway | Tank 2 | Tank 2 Compartment 2a | Currently in Use | 12000 | TRUE |  | Gasoline (containing <=10% ethanol) | TRUE | Spill Bucket | Nisqually Indian Tribe | Nisqually Market at Yelm Highway | 12820 Yelm Hwy. SE, Suite A | Olympia | WA | 98513
10 | 4100007 | Nisqually Markets Frederickson | 1 | 1 | Currently in Use | 20000 | TRUE |  | Gasoline (containing <=10% ethanol) | TRUE | Spill Bucket | Nisqually Indian Tribe | Nisqually Markets Frederickson | 17808 Canyon Road E | Puyallup | WA | 98375
10 | 4100007 | Nisqually Markets Frederickson | 2 | 2B | Currently in Use | 10000 | TRUE |  | Diesel | TRUE | Spill Bucket | Nisqually Indian Tribe | Nisqually Markets Frederickson | 17808 Canyon Road E | Puyallup | WA | 98375
10 | 4100007 | Nisqually Markets Frederickson | 2 | 2A | Currently in Use | 10000 | TRUE |  | Gasoline (containing <=10% ethanol) | TRUE | Spill Bucket | Nisqually Indian Tribe | Nisqually Markets Frederickson | 17808 Canyon Road E | Puyallup | WA | 98375
10 | 4100008 | Nisqually Markets -Camas | 001 | 001 | Currently in Use | 26000 | TRUE |  | Gasoline (containing <=10% ethanol) | TRUE | Spill Bucket | Nisqually Indian Tribe | Nisqually Markets -Camas | 4031 Camas Plaza | Olympia | WA | 98513
10 | 4100008 | Nisqually Markets -Camas | 002 | 2c | Currently in Use | 7000 | TRUE |  | 0% ethanol | TRUE | Spill Bucket | Nisqually Indian Tribe | Nisqually Markets -Camas | 4031 Camas Plaza | Olympia | WA | 98513
10 | 4100008 | Nisqually Markets -Camas | 002 | 2b | Currently in Use | 12000 | TRUE |  | Diesel |  | Spill Bucket | Nisqually Indian Tribe | Nisqually Markets -Camas | 4031 Camas Plaza | Olympia | WA | 98513
10 | 4100008 | Nisqually Markets -Camas | 002 | 2a | Currently in Use | 7000 | TRUE |  | Gasoline (containing <=10% ethanol) | TRUE | Spill Bucket | Nisqually Indian Tribe | Nisqually Markets -Camas | 4031 Camas Plaza | Olympia | WA | 98513
10 | 4100009 | Nisqually Markets Valley Grocery | Tank 1 | Tank 1 | Currently in Use | 10000 | TRUE |  | Gasoline (containing <=10% ethanol) | TRUE | Spill Bucket | Nisqually Indian Tribe | Nisqually Markets Valley Grocery | 11020 7th Ave SE | Olympia | WA | 98513
10 | 4100009 | Nisqually Markets Valley Grocery | Tank 6 | Tank 6 | Permanently Out of Use | 12000 | TRUE |  | Gasoline (containing <=10% ethanol) | TRUE |  | Nisqually Indian Tribe | Nisqually Markets Valley Grocery | 11020 7th Ave SE | Olympia | WA | 98513
10 | 4100009 | Nisqually Markets Valley Grocery | Tank 5 | Tank 5 | Permanently Out of Use | 8000 | TRUE |  | Gasoline (containing <=10% ethanol) | TRUE |  | Nisqually Indian Tribe | Nisqually Markets Valley Grocery | 11020 7th Ave SE | Olympia | WA | 98513
10 | 4100009 | Nisqually Markets Valley Grocery | Tank 4 | Tank 4 | Permanently Out of Use | 6000 | TRUE |  | Gasoline (containing <=10% ethanol) | TRUE |  | Nisqually Indian Tribe | Nisqually Markets Valley Grocery | 11020 7th Ave SE | Olympia | WA | 98513
10 | 4100009 | Nisqually Markets Valley Grocery | Tank 3 | Tank 3 | Currently in Use | 6000 | TRUE |  | Diesel | TRUE | Spill Bucket | Nisqually Indian Tribe | Nisqually Markets Valley Grocery | 11020 7th Ave SE | Olympia | WA | 98513
10 | 4100009 | Nisqually Markets Valley Grocery | Tank 2 | Tank 2 | Currently in Use | 8000 | TRUE |  | Gasoline (containing <=10% ethanol) | TRUE | Spill Bucket | Nisqually Indian Tribe | Nisqually Markets Valley Grocery | 11020 7th Ave SE | Olympia | WA | 98513
10 | 4110001 | Nooksack Market Centre | Tank 1 | Tank 1 Compartment | Permanently Out of Use | 12000 | TRUE |  | Gasoline (containing <=10% ethanol) | FALSE | Unknown | Nooksack Indian Tribe | Nooksack Market Centre | 5047 Mt. Baker Hwy. | Deming | WA | 98244
10 | 4110001 | Nooksack Market Centre | Tank 2 | Tank 2 Compartment | Permanently Out of Use | 12000 | TRUE |  | Diesel | FALSE | Unknown | Nooksack Indian Tribe | Nooksack Market Centre | 5047 Mt. Baker Hwy. | Deming | WA | 98244
10 | 4110001 | Nooksack Market Centre | Tank 3 | Tank 3 Compartment | Permanently Out of Use | 12000 | TRUE |  | Gasoline (containing <=10% ethanol) | FALSE | Unknown | Nooksack Indian Tribe | Nooksack Market Centre | 5047 Mt. Baker Hwy. | Deming | WA | 98244
10 | 4110001 | Nooksack Market Centre | Tank 4 | Tank 4 Compartment | Permanently Out of Use | 12000 | TRUE |  | Gasoline (containing <=10% ethanol) | FALSE | Unknown | Nooksack Indian Tribe | Nooksack Market Centre | 5047 Mt. Baker Hwy. | Deming | WA | 98244
10 | 4110001 | Nooksack Market Centre | Tank 5 | Tank 5 Compartment | Permanently Out of Use | 12000 | TRUE |  | Diesel | FALSE | Unknown | Nooksack Indian Tribe | Nooksack Market Centre | 5047 Mt. Baker Hwy. | Deming | WA | 98244
10 | 4110001 | Nooksack Market Centre | Tank 6 | Tank 6 Compartment 6a | Currently in Use | 15000 | TRUE |  | Gasoline (containing <=10% ethanol) | TRUE | Spill Bucket | Nooksack Indian Tribe | Nooksack Market Centre | 5047 Mt. Baker Hwy. | Deming | WA | 98244
10 | 4110001 | Nooksack Market Centre | Tank 6 | Tank 6 Compartment 6b | Currently in Use | 6000 | TRUE |  | Gasoline (containing <=10% ethanol) | TRUE | Spill Bucket | Nooksack Indian Tribe | Nooksack Market Centre | 5047 Mt. Baker Hwy. | Deming | WA | 98244
10 | 4110001 | Nooksack Market Centre | Tank 8 | Tank 8 Compartment | Currently in Use | 6000 | TRUE |  | Diesel | TRUE | Spill Bucket | Nooksack Indian Tribe | Nooksack Market Centre | 5047 Mt. Baker Hwy. | Deming | WA | 98244
10 | 4120001 | Gliding Eagle Market Place | Tank 1 | Tank 1 Compartment | Currently in Use | 8000 | TRUE |  | Gasoline (containing <=10% ethanol) | TRUE | Spill Bucket | Port Gamble S'Klallam Tribe | Gliding Eagle Market Place | 8000 Little Boston Rd. NE | Kingston | WA | 98346
10 | 4120001 | Gliding Eagle Market Place | Tank 2 | Tank 2 Compartment | Currently in Use | 4000 | TRUE |  | Diesel | TRUE | Spill Bucket | Port Gamble S'Klallam Tribe | Gliding Eagle Market Place | 8000 Little Boston Rd. NE | Kingston | WA | 98346
10 | 4120001 | Gliding Eagle Market Place | Tank 3 | Tank 3 Compartment | Currently in Use | 4000 | TRUE |  | Diesel | TRUE | Spill Bucket | Port Gamble S'Klallam Tribe | Gliding Eagle Market Place | 8000 Little Boston Rd. NE | Kingston | WA | 98346
10 | 4120001 | Gliding Eagle Market Place | Tank 4 | Tank 4 Compartment | Currently in Use | 4000 | TRUE |  | Diesel | TRUE | Spill Bucket | Port Gamble S'Klallam Tribe | Gliding Eagle Market Place | 8000 Little Boston Rd. NE | Kingston | WA | 98346
10 | 4120001 | Gliding Eagle Market Place | Tank 5 | Tank 5 Compartment | Permanently Out of Use | 4000 | TRUE |  | Gasoline (containing <=10% ethanol) | FALSE | Unknown | Port Gamble S'Klallam Tribe | Gliding Eagle Market Place | 8000 Little Boston Rd. NE | Kingston | WA | 98346
10 | 4120001 | Gliding Eagle Market Place | Tank 6 | Tank 6 Compartment | Permanently Out of Use | 4000 | TRUE |  | Gasoline (containing <=10% ethanol) | FALSE | Unknown | Port Gamble S'Klallam Tribe | Gliding Eagle Market Place | 8000 Little Boston Rd. NE | Kingston | WA | 98346
10 | 4120001 | Gliding Eagle Market Place | Tank 7 | Tank 7 Compartment | Permanently Out of Use | 4000 | TRUE |  | Gasoline (containing <=10% ethanol) | FALSE | Unknown | Port Gamble S'Klallam Tribe | Gliding Eagle Market Place | 8000 Little Boston Rd. NE | Kingston | WA | 98346
10 | 4120001 | Gliding Eagle Market Place | Tank 8 | Tank 8 Compartment | Currently in Use | 15000 | TRUE |  | Gasoline (containing <=10% ethanol) | TRUE | Spill Bucket | Port Gamble S'Klallam Tribe | Gliding Eagle Market Place | 8000 Little Boston Rd. NE | Kingston | WA | 98346
10 | 4130000 | Tahoma Express #2 | Tank 1 | Tank 1 Compartment | Currently in Use | 12000 | TRUE |  | Gasoline (containing <=10% ethanol) | TRUE | Spill Bucket | Puyallup Tribe of the Puyallup Reservation | Tahoma Express #2 | 2802 Portland Ave. | Tacoma | WA | 98404
10 | 4130000 | Tahoma Express #2 | Tank 2 | Tank 2 Compartment | Currently in Use | 10000 | TRUE |  | Gasoline (containing <=10% ethanol) | TRUE | Spill Bucket | Puyallup Tribe of the Puyallup Reservation | Tahoma Express #2 | 2802 Portland Ave. | Tacoma | WA | 98404
10 | 4130001 | Tahoma Express #1 | Tank 1 | Tank 1 Compartment | Currently in Use | 12000 | TRUE |  | Gasoline (containing <=10% ethanol) | TRUE | Spill Bucket | Puyallup Tribe of the Puyallup Reservation | Tahoma Express #1 | 2502 Pioneer Way E | Tacoma | WA | 98404
10 | 4130001 | Tahoma Express #1 | Tank 2 | Tank 2 Compartment | Currently in Use | 10000 | TRUE |  | Gasoline (containing <=10% ethanol) | TRUE | Spill Bucket | Puyallup Tribe of the Puyallup Reservation | Tahoma Express #1 | 2502 Pioneer Way E | Tacoma | WA | 98404
10 | 4130002 | Tahoma Express #3 | Tank 1 | Tank 1 Compartment | Currently in Use | 15000 | TRUE |  | Gasoline (containing <=10% ethanol) | TRUE | Spill Bucket | Puyallup Tribe of the Puyallup Reservation | Tahoma Express #3 | 208 Norpoint Way NE | Tacoma | WA | 98422
10 | 4130002 | Tahoma Express #3 | Tank 2 | Tank 2 Compartment 2b | Currently in Use | 6000 | TRUE |  | Diesel | TRUE | Spill Bucket | Puyallup Tribe of the Puyallup Reservation | Tahoma Express #3 | 208 Norpoint Way NE | Tacoma | WA | 98422
10 | 4130002 | Tahoma Express #3 | Tank 2 | Tank 2 Compartment 2a | Currently in Use | 9000 | TRUE |  | Gasoline (containing <=10% ethanol) | TRUE | Spill Bucket | Puyallup Tribe of the Puyallup Reservation | Tahoma Express #3 | 208 Norpoint Way NE | Tacoma | WA | 98422
10 | 4130003 | Pernelle Turnipseed (aka BJ's Bingo) | Tank 1 | Tank 1 Compartment | Permanently Out of Use | 12000 | TRUE |  | Diesel | FALSE | Unknown | Puyallup Tribe of the Puyallup Reservation | Pernelle Turnipseed (aka BJ's Bingo) | 1502 44th Ave. E. | Fife | WA | 98424
10 | 4130004 | Tahoma Market #10 | Tank 1 | Tank 1 Compartment | Currently in Use | 30000 | TRUE |  | Gasoline (containing <=10% ethanol) | TRUE | Spill Bucket | Puyallup Tribe of the Puyallup Reservation | Tahoma Market #10 | 6006 Pacific Hwy. E. | Fife | WA | 98424
10 | 4130004 | Tahoma Market #10 | Tank 3 | Tank 3 Compartment 3b | Currently in Use | 15000 | TRUE |  | Diesel | TRUE | Spill Bucket | Puyallup Tribe of the Puyallup Reservation | Tahoma Market #10 | 6006 Pacific Hwy. E. | Fife | WA | 98424
10 | 4130004 | Tahoma Market #10 | Tank 3 | Tank 3 Compartment 3a | Currently in Use | 15000 | TRUE |  | Gasoline (containing <=10% ethanol) | TRUE | Spill Bucket | Puyallup Tribe of the Puyallup Reservation | Tahoma Market #10 | 6006 Pacific Hwy. E. | Fife | WA | 98424
10 | 4130004 | Tahoma Market #10 | Tank 2 | Tank 2 Compartment 2c | Currently in Use | 10000 | TRUE |  | Diesel | TRUE | Spill Bucket | Puyallup Tribe of the Puyallup Reservation | Tahoma Market #10 | 6006 Pacific Hwy. E. | Fife | WA | 98424
10 | 4130004 | Tahoma Market #10 | Tank 2 | Tank 2 Compartment 2b | Currently in Use | 10000 | TRUE |  | Gasoline (containing <=10% ethanol) | TRUE | Spill Bucket | Puyallup Tribe of the Puyallup Reservation | Tahoma Market #10 | 6006 Pacific Hwy. E. | Fife | WA | 98424
10 | 4130004 | Tahoma Market #10 | Tank 2 | Tank 2 Compartment 2a | Currently in Use | 10000 | TRUE |  | Gasoline (containing <=10% ethanol) | TRUE | Spill Bucket | Puyallup Tribe of the Puyallup Reservation | Tahoma Market #10 | 6006 Pacific Hwy. E. | Fife | WA | 98424
10 | 4130006 | Tahoma Commercial Fuel | Tank 1 | Tank 1 Compartment | Currently in Use | 20000 | TRUE |  | Diesel | TRUE | Spill Bucket | Puyallup Tribe of the Puyallup Reservation | Tahoma Commercial Fuel | 2520 70th Ave. E. | Fife | WA | 98424
10 | 4130006 | Tahoma Commercial Fuel | Tank 3 | Tank 3 Compartment 3b | Currently in Use | 7000 | TRUE |  | Gasoline (containing <=10% ethanol) | TRUE | Spill Bucket | Puyallup Tribe of the Puyallup Reservation | Tahoma Commercial Fuel | 2520 70th Ave. E. | Fife | WA | 98424
10 | 4130006 | Tahoma Commercial Fuel | Tank 3 | Tank 3 Compartment 3a | Currently in Use | 8000 | TRUE |  | Gasoline (containing <=10% ethanol) | TRUE | Spill Bucket | Puyallup Tribe of the Puyallup Reservation | Tahoma Commercial Fuel | 2520 70th Ave. E. | Fife | WA | 98424
10 | 4130006 | Tahoma Commercial Fuel | Tank 2 | Tank 2 Compartment 2b | Currently in Use | 7000 | TRUE |  | Diesel | TRUE | Spill Bucket | Puyallup Tribe of the Puyallup Reservation | Tahoma Commercial Fuel | 2520 70th Ave. E. | Fife | WA | 98424
10 | 4130006 | Tahoma Commercial Fuel | Tank 2 | Tank 2 Compartment 2a | Currently in Use | 8000 | TRUE |  | Gasoline (containing <=10% ethanol) | TRUE | Spill Bucket | Puyallup Tribe of the Puyallup Reservation | Tahoma Commercial Fuel | 2520 70th Ave. E. | Fife | WA | 98424
10 | 4130007 | Tahoma Express #5 | Tank 1 | Tank 1 Compartment | Permanently Out of Use | 10000 | TRUE |  | Gasoline (containing <=10% ethanol) | FALSE | Unknown | Puyallup Tribe of the Puyallup Reservation | Tahoma Express #5 | 2002 54th Ave. E. | Fife | WA | 98424
10 | 4130007 | Tahoma Express #5 | Tank 9 | Tank 9 Compartment | Currently in Use | 10000 | TRUE |  | Diesel | TRUE | Spill Bucket | Puyallup Tribe of the Puyallup Reservation | Tahoma Express #5 | 2002 54th Ave. E. | Fife | WA | 98424
10 | 4130007 | Tahoma Express #5 | Tank 8 | Tank 8 Compartment | Currently in Use | 10000 | TRUE |  | Gasoline (containing <=10% ethanol) | TRUE | Spill Bucket | Puyallup Tribe of the Puyallup Reservation | Tahoma Express #5 | 2002 54th Ave. E. | Fife | WA | 98424
10 | 4130007 | Tahoma Express #5 | Tank 7 | Tank 7 Compartment | Currently in Use | 10000 | TRUE |  | Gasoline (containing <=10% ethanol) | TRUE | Spill Bucket | Puyallup Tribe of the Puyallup Reservation | Tahoma Express #5 | 2002 54th Ave. E. | Fife | WA | 98424
10 | 4130007 | Tahoma Express #5 | Tank 6 | Tank 6 Compartment | Currently in Use | 12000 | TRUE |  | Gasoline (containing <=10% ethanol) | TRUE | Spill Bucket | Puyallup Tribe of the Puyallup Reservation | Tahoma Express #5 | 2002 54th Ave. E. | Fife | WA | 98424
10 | 4130007 | Tahoma Express #5 | Tank 5 | Tank 5 Compartment | Permanently Out of Use | 500 | TRUE |  | Used Oil | FALSE | Unknown | Puyallup Tribe of the Puyallup Reservation | Tahoma Express #5 | 2002 54th Ave. E. | Fife | WA | 98424
10 | 4130007 | Tahoma Express #5 | Tank 4 | Tank 4 Compartment | Permanently Out of Use | 4000 | TRUE |  | Gasoline (containing <=10% ethanol) | FALSE | Unknown | Puyallup Tribe of the Puyallup Reservation | Tahoma Express #5 | 2002 54th Ave. E. | Fife | WA | 98424
10 | 4130007 | Tahoma Express #5 | Tank 3 | Tank 3 Compartment | Permanently Out of Use | 4000 | TRUE |  | Gasoline (containing <=10% ethanol) | FALSE | Unknown | Puyallup Tribe of the Puyallup Reservation | Tahoma Express #5 | 2002 54th Ave. E. | Fife | WA | 98424
10 | 4130007 | Tahoma Express #5 | Tank 2 | Tank 2 Compartment | Permanently Out of Use | 6000 | TRUE |  | Gasoline (containing <=10% ethanol) | FALSE | Unknown | Puyallup Tribe of the Puyallup Reservation | Tahoma Express #5 | 2002 54th Ave. E. | Fife | WA | 98424
10 | 4140001 | USCG Station Quillayute River | Tank 1 | Tank 1 Compartment | Permanently Out of Use | 240 | TRUE |  | Diesel | FALSE | Unknown | Quileute Tribe of the Quileute Reservation | USCG Station Quillayute River | End of LaPush Rd., P.O. Box 9 | La Push | WA | 98350
10 | 4140001 | USCG Station Quillayute River | Tank 2 | Tank 2 Compartment | Permanently Out of Use | 300 | TRUE |  | Used Oil | FALSE | Unknown | Quileute Tribe of the Quileute Reservation | USCG Station Quillayute River | End of LaPush Rd., P.O. Box 9 | La Push | WA | 98350
10 | 4140001 | USCG Station Quillayute River | Tank 3 | Tank 3 Compartment | Permanently Out of Use | 250 | TRUE |  | Used Oil | FALSE | Unknown | Quileute Tribe of the Quileute Reservation | USCG Station Quillayute River | End of LaPush Rd., P.O. Box 9 | La Push | WA | 98350
10 | 4140002 | La Push Grocery | Tank 1 | Tank 1 Compartment | Permanently Out of Use | 1000 | TRUE |  | Gasoline (containing <=10% ethanol) | FALSE | Unknown | Quileute Tribe of the Quileute Reservation | La Push Grocery | La Push Rd., Box 127 | La Push | WA | 98350
10 | 4140002 | La Push Grocery | Tank 2 | Tank 2 Compartment | Permanently Out of Use | 550 | TRUE |  | Gasoline (containing <=10% ethanol) | FALSE | Unknown | Quileute Tribe of the Quileute Reservation | La Push Grocery | La Push Rd., Box 127 | La Push | WA | 98350
10 | 4140002 | La Push Grocery | Tank 3 | Tank 3 Compartment | Permanently Out of Use | 550 | TRUE |  | Gasoline (containing <=10% ethanol) | FALSE | Unknown | Quileute Tribe of the Quileute Reservation | La Push Grocery | La Push Rd., Box 127 | La Push | WA | 98350
10 | 4140004 | Surf Resort | Tank 1 | Tank 1 Compartment | Permanently Out of Use | 3000 | TRUE |  | Gasoline (containing <=10% ethanol) | FALSE | Unknown | Quileute Tribe of the Quileute Reservation | Surf Resort | On the bank of the Quileute River | La Push | WA | 98350
10 | 4140005 | Old Harley's Resort | Tank 1 | Tank 1 Compartment | Permanently Out of Use | 1000 | TRUE |  | Gasoline (containing <=10% ethanol) | FALSE | Unknown | Quileute Tribe of the Quileute Reservation | Old Harley's Resort | End River Rd over Slough Bridge | La Push | WA | 98350
10 | 4140005 | Old Harley's Resort | Tank 2 | Tank 2 Compartment | Permanently Out of Use | 1000 | TRUE |  | Gasoline (containing <=10% ethanol) | FALSE | Unknown | Quileute Tribe of the Quileute Reservation | Old Harley's Resort | End River Rd over Slough Bridge | La Push | WA | 98350
10 | 4140006 | Sol Duc Shake | Tank 1 | Tank 1 Compartment | Permanently Out of Use | 1000 | TRUE |  | Diesel | FALSE | Unknown | Quileute Tribe of the Quileute Reservation | Sol Duc Shake | La Push Rd. | Forks | WA | 98331
10 | 4140006 | Sol Duc Shake | Tank 2 | Tank 2 Compartment | Permanently Out of Use | 1000 | TRUE |  | Gasoline (containing <=10% ethanol) | FALSE | Unknown | Quileute Tribe of the Quileute Reservation | Sol Duc Shake | La Push Rd. | Forks | WA | 98331
10 | 4150001 | Queets - Clearwater School Dist. 20 | Tank 1 | Tank 1 Compartment | Permanently Out of Use | 2000 | TRUE |  | Diesel | FALSE | Unknown | Quinault Indian Nation | Queets - Clearwater School Dist. 20 | 146000 Hwy.101N, MP 146 | Forks | WA | 98331
10 | 4150001 | Queets - Clearwater School Dist. 20 | Tank 2 | Tank 2 Compartment | Permanently Out of Use | 1000 | TRUE |  | Gasoline (containing <=10% ethanol) | FALSE | Unknown | Quinault Indian Nation | Queets - Clearwater School Dist. 20 | 146000 Hwy.101N, MP 146 | Forks | WA | 98331
10 | 4150002 | Quinault Tribal Shake Mill | Tank 1 | Tank 1 Compartment | Permanently Out of Use | 6000 | TRUE |  | Diesel | FALSE | Unknown | Quinault Indian Nation | Quinault Tribal Shake Mill | SR 109, Mile 39.5 | Taholah | WA | 98587
10 | 4150002 | Quinault Tribal Shake Mill | Tank 2 | Tank 2 Compartment | Permanently Out of Use | 6000 | TRUE |  | Gasoline (containing <=10% ethanol) | FALSE | Unknown | Quinault Indian Nation | Quinault Tribal Shake Mill | SR 109, Mile 39.5 | Taholah | WA | 98587
10 | 4150002 | Quinault Tribal Shake Mill | Tank 3 | Tank 3 Compartment | Permanently Out of Use | 10000 | TRUE |  | Unknown Petroleum | FALSE | Unknown | Quinault Indian Nation | Quinault Tribal Shake Mill | SR 109, Mile 39.5 | Taholah | WA | 98587
10 | 4150003 | Taholah Mercantile | Tank 1 | Tank 1 Compartment | Permanently Out of Use | 1000 | TRUE |  | Gasoline (containing <=10% ethanol) | FALSE | Unknown | Quinault Indian Nation | Taholah Mercantile | 148 Quinault St., P.O. Box 159 | Taholah | WA | 98587
10 | 4150003 | Taholah Mercantile | Tank 2 | Tank 2 Compartment | Permanently Out of Use | 1000 | TRUE |  | Gasoline (containing <=10% ethanol) | FALSE | Unknown | Quinault Indian Nation | Taholah Mercantile | 148 Quinault St., P.O. Box 159 | Taholah | WA | 98587
10 | 4150003 | Taholah Mercantile | Tank 3 | Tank 3 Compartment 3a | Currently in Use | 5000 | TRUE |  | Gasoline (containing <=10% ethanol) | TRUE | Spill Bucket | Quinault Indian Nation | Taholah Mercantile | 148 Quinault St., P.O. Box 159 | Taholah | WA | 98587
10 | 4150003 | Taholah Mercantile | Tank 3 | Tank 3 Compartment 3b | Currently in Use | 9000 | TRUE |  | Gasoline (containing <=10% ethanol) | TRUE | Spill Bucket | Quinault Indian Nation | Taholah Mercantile | 148 Quinault St., P.O. Box 159 | Taholah | WA | 98587
10 | 4150003 | Taholah Mercantile | Tank 4 | Tank 4 Compartment | Currently in Use | 8000 | TRUE |  | Gasoline (containing <=10% ethanol) | TRUE | Spill Bucket | Quinault Indian Nation | Taholah Mercantile | 148 Quinault St., P.O. Box 159 | Taholah | WA | 98587
10 | 4150003 | Taholah Mercantile | Tank 5 | Tank 5 Compartment | Currently in Use | 5000 | TRUE |  | Diesel | TRUE | Spill Bucket | Quinault Indian Nation | Taholah Mercantile | 148 Quinault St., P.O. Box 159 | Taholah | WA | 98587
10 | 4150004 | BIA Cook Creek Road Shop | Tank 1 | Tank 1 Compartment | Permanently Out of Use | 1000 | TRUE |  | Diesel | FALSE | Unknown | Quinault Indian Nation | BIA Cook Creek Road Shop | Cook Creek Rd. / Moclips Hwy. / NF-2266 | Neilton | WA | 98566
10 | 4150004 | BIA Cook Creek Road Shop | Tank 2 | Tank 2 Compartment | Permanently Out of Use | 1000 | TRUE |  | Gasoline (containing <=10% ethanol) | FALSE | Unknown | Quinault Indian Nation | BIA Cook Creek Road Shop | Cook Creek Rd. / Moclips Hwy. / NF-2266 | Neilton | WA | 98566
10 | 4150006 | Taholah School | Tank A | Tank A Compartment | Permanently Out of Use | 300 | TRUE |  | Diesel | FALSE | Unknown | Quinault Indian Nation | Taholah School | 600 Chitwhin Dr. | Taholah | WA | 98587
10 | 4150006 | Taholah School | Tank B | Tank B Compartment | Permanently Out of Use | 1000 | TRUE |  | Gasoline (containing <=10% ethanol) | FALSE | Unknown | Quinault Indian Nation | Taholah School | 600 Chitwhin Dr. | Taholah | WA | 98587
10 | 4150006 | Taholah School | Tank D | Tank D Compartment | Permanently Out of Use | 300 | TRUE |  | Gasoline (containing <=10% ethanol) | FALSE | Unknown | Quinault Indian Nation | Taholah School | 600 Chitwhin Dr. | Taholah | WA | 98587
10 | 4150006 | Taholah School | Tank E | Tank E Compartment | Permanently Out of Use | 1000 | TRUE |  | Diesel | FALSE | Unknown | Quinault Indian Nation | Taholah School | 600 Chitwhin Dr. | Taholah | WA | 98587
10 | 4150007 | Quinault Lake High School | Tank 1 | Tank 1 Compartment | Permanently Out of Use | 10000 | TRUE |  | Gasoline (containing <=10% ethanol) | FALSE | Spill Bucket | Quinault Indian Nation | Quinault Lake High School | 6130 Hwy. 101 N | Amanda Park | WA | 98526
10 | 4150007 | Quinault Lake High School | Tank 2 | Tank 2 Compartment | Permanently Out of Use | 4000 | TRUE |  | Diesel | FALSE | Unknown | Quinault Indian Nation | Quinault Lake High School | 6130 Hwy. 101 N | Amanda Park | WA | 98526
10 | 4150008 | RED CEDAR PRODUCTS INC | Tank 1 | Tank 1 Compartment | Permanently Out of Use |  | TRUE |  | Gasoline (containing <=10% ethanol) | FALSE | Unknown | Quinault Indian Nation | RED CEDAR PRODUCTS INC | RT 1 BOX 300, US 101 | Amanda Park | WA | 98526
10 | 4150008 | RED CEDAR PRODUCTS INC | Tank 2 | Tank 2 Compartment | Permanently Out of Use |  | TRUE |  | Gasoline (containing <=10% ethanol) | FALSE | Unknown | Quinault Indian Nation | RED CEDAR PRODUCTS INC | RT 1 BOX 300, US 101 | Amanda Park | WA | 98526
10 | 4150010 | Amanda Park Trading Post | Tank 1 | Tank 1 Compartment | Currently in Use | 8000 | TRUE |  | Gasoline (containing <=10% ethanol) | TRUE | Spill Bucket | Quinault Indian Nation | Amanda Park Trading Post | 6095 Hwy. 101 | Amanda Park | WA | 98526
10 | 4150010 | Amanda Park Trading Post | Tank 2 | Tank 2 Compartment | Currently in Use | 8000 | TRUE |  | Diesel | TRUE | Spill Bucket | Quinault Indian Nation | Amanda Park Trading Post | 6095 Hwy. 101 | Amanda Park | WA | 98526
10 | 4150010 | Amanda Park Trading Post | Tank 3 | Tank 3 Compartment | Currently in Use | 8000 | TRUE |  | Gasoline (containing <=10% ethanol) | TRUE | Spill Bucket | Quinault Indian Nation | Amanda Park Trading Post | 6095 Hwy. 101 | Amanda Park | WA | 98526
10 | 4150011 | Amanda Park Mercantile, Inc. | Tank 1 | Tank 1 Compartment | Permanently Out of Use | 1000 | TRUE |  | Gasoline (containing <=10% ethanol) | FALSE | Unknown | Quinault Indian Nation | Amanda Park Mercantile, Inc. | P.O. Box 44, 6088 Hwy. 101 N. | Amanda Park | WA | 98526
10 | 4150011 | Amanda Park Mercantile, Inc. | Tank 2 | Tank 2 Compartment | Permanently Out of Use | 1000 | TRUE |  | Gasoline (containing <=10% ethanol) | FALSE | Unknown | Quinault Indian Nation | Amanda Park Mercantile, Inc. | P.O. Box 44, 6088 Hwy. 101 N. | Amanda Park | WA | 98526
10 | 4150012 | Phillips 66 Station | Tank 1 | Tank 1 Compartment | Permanently Out of Use | 5000 | TRUE |  | Gasoline (containing <=10% ethanol) | FALSE | Unknown | Quinault Indian Nation | Phillips 66 Station | Corner of North Shore Rd & Hwy. 101 Rt 1 Box 279 | Amanda Park | WA | 98526
10 | 4150012 | Phillips 66 Station | Tank 2 | Tank 2 Compartment | Permanently Out of Use | 5000 | TRUE |  | Gasoline (containing <=10% ethanol) | FALSE | Unknown | Quinault Indian Nation | Phillips 66 Station | Corner of North Shore Rd & Hwy. 101 Rt 1 Box 279 | Amanda Park | WA | 98526
10 | 4150012 | Phillips 66 Station | Tank 3 | Tank 3 Compartment | Permanently Out of Use | 5000 | TRUE |  | Diesel | FALSE | Unknown | Quinault Indian Nation | Phillips 66 Station | Corner of North Shore Rd & Hwy. 101 Rt 1 Box 279 | Amanda Park | WA | 98526
10 | 4150012 | Phillips 66 Station | Tank 4 | Tank 4 Compartment | Permanently Out of Use | 5000 | TRUE |  | Diesel | FALSE | Unknown | Quinault Indian Nation | Phillips 66 Station | Corner of North Shore Rd & Hwy. 101 Rt 1 Box 279 | Amanda Park | WA | 98526
10 | 4150013 | Queets Store and Lodge | Tank 1 | Tank 1 Compartment | Permanently Out of Use | 2000 | TRUE |  | Unknown | FALSE | Unknown | Quinault Indian Nation | Queets Store and Lodge | Hwy US 101 N | Quinault | WA | 98575
10 | 4150013 | Queets Store and Lodge | Tank 2 | Tank 2 Compartment | Permanently Out of Use | 2000 | TRUE |  | Unknown | FALSE | Unknown | Quinault Indian Nation | Queets Store and Lodge | Hwy US 101 N | Quinault | WA | 98575
10 | 4150014 | Standard Oil / Amanda Park Chevron | Tank 1 | Tank 1 Compartment | Permanently Out of Use | 10000 | TRUE |  | Gasoline (containing <=10% ethanol) | FALSE | Unknown | Quinault Indian Nation | Standard Oil / Amanda Park Chevron | 6496 US Hwy. 101 | Amanda Park | WA | 98526
10 | 4150014 | Standard Oil / Amanda Park Chevron | Tank 2 | Tank 2 Compartment | Permanently Out of Use | 10000 | TRUE |  | Gasoline (containing <=10% ethanol) | FALSE | Unknown | Quinault Indian Nation | Standard Oil / Amanda Park Chevron | 6496 US Hwy. 101 | Amanda Park | WA | 98526
10 | 4150014 | Standard Oil / Amanda Park Chevron | Tank 3 | Tank 3 Compartment | Permanently Out of Use | 3000 | TRUE |  | Gasoline (containing <=10% ethanol) | FALSE | Unknown | Quinault Indian Nation | Standard Oil / Amanda Park Chevron | 6496 US Hwy. 101 | Amanda Park | WA | 98526
10 | 4150014 | Standard Oil / Amanda Park Chevron | Tank 4 | Tank 4 Compartment | Permanently Out of Use | 10000 | TRUE |  | Diesel | FALSE | Unknown | Quinault Indian Nation | Standard Oil / Amanda Park Chevron | 6496 US Hwy. 101 | Amanda Park | WA | 98526
10 | 4150017 | A.E. Erickson Enterprises, Inc. | Tank 1 | Tank 1 Compartment | Permanently Out of Use | 4999 | TRUE |  | Diesel | FALSE | Unknown | Quinault Indian Nation | A.E. Erickson Enterprises, Inc. | Lunch Creek & Hwy. 101 N. MP 135.8 | Amanda Park | WA | 98526
10 | 4150018 | WADOT - Amanda Park Maintenance Shed | Tank 66C02015 | Tank 66C02015 Compartment | Permanently Out of Use | 3000 | TRUE |  | Diesel | FALSE | Unknown | Quinault Indian Nation | WADOT - Amanda Park Maintenance Shed | SR 101 MP 128.2 West Side | Amanda Park | WA | 98526
10 | 4150018 | WADOT - Amanda Park Maintenance Shed | Tank 66C02016 | Tank 66C02016 Compartment | Permanently Out of Use | 2000 | TRUE |  | Gasoline (containing <=10% ethanol) | FALSE | Unknown | Quinault Indian Nation | WADOT - Amanda Park Maintenance Shed | SR 101 MP 128.2 West Side | Amanda Park | WA | 98526
10 | 4150019 | Queets Trading Post | Tank 1 | Tank 1 Compartment | Permanently Out of Use | 12000 | TRUE | 2023-12-28 | Gasoline (containing <=10% ethanol) | TRUE | Spill Bucket | Quinault Indian Nation | Queets Trading Post | 402 Jackson Heights Dr. | Forks | WA | 98331
10 | 4150019 | Queets Trading Post | Tank 2 | Tank 2 Compartment | Permanently Out of Use | 12000 | TRUE | 2023-12-27 | Gasoline (containing <=10% ethanol) | TRUE | Spill Bucket | Quinault Indian Nation | Queets Trading Post | 402 Jackson Heights Dr. | Forks | WA | 98331
10 | 4150019 | Queets Trading Post | Tank 3 | Tank 3 Compartment | Permanently Out of Use | 12000 | TRUE | 2023-12-28 | Diesel | TRUE | Spill Bucket | Quinault Indian Nation | Queets Trading Post | 402 Jackson Heights Dr. | Forks | WA | 98331
10 | 4150020 | Quinault Work Center | Tank 1 | Tank 1 Compartment | Permanently Out of Use | 1000 | TRUE |  | Gasoline (containing <=10% ethanol) | FALSE | Unknown | Quinault Indian Nation | Quinault Work Center | 6404 US Hwy. 101 | Amanda Park | WA | 98526
10 | 4150021 | Q Mart | Tank 1 | Tank 1 Compartment | Currently in Use | 25000 | TRUE |  | Gasoline (containing <=10% ethanol) | TRUE | Spill Bucket | Quinault Indian Nation | Q Mart II | 619 E. Market | Aberdeen | WA | 98520
10 | 4150021 | Q Mart | Tank 2 | Tank 2 Compartment 2c | Currently in Use | 6000 | TRUE |  | Gasoline (containing <=10% ethanol) | TRUE | Spill Bucket | Quinault Indian Nation | Q Mart II | 619 E. Market | Aberdeen | WA | 98520
10 | 4150021 | Q Mart | Tank 2 | Tank 2 Compartment 2b | Currently in Use | 10000 | TRUE |  | 0% ethanol | TRUE | Spill Bucket | Quinault Indian Nation | Q Mart II | 619 E. Market | Aberdeen | WA | 98520
10 | 4150021 | Q Mart | Tank 2 | Tank 2 Compartment 2a | Currently in Use | 8000 | TRUE |  | Diesel | TRUE | Spill Bucket | Quinault Indian Nation | Q Mart II | 619 E. Market | Aberdeen | WA | 98520
10 | 4170000 | Georgetown Station | Tank 1 | Tank 1 Compartment | Currently in Use | 15000 | TRUE |  | Gasoline (containing <=10% ethanol) | TRUE | Spill Bucket | Shoalwater Bay Indian Tribe of the Shoalwater Bay Indian Reservation | Georgetown Station | 4115 State Hwy. 105 | Tokeland | WA | 98590
10 | 4170000 | Georgetown Station | Tank 2 | Tank 2 Compartment 2b | Currently in Use | 8000 | TRUE |  | Diesel | TRUE | Spill Bucket | Shoalwater Bay Indian Tribe of the Shoalwater Bay Indian Reservation | Georgetown Station | 4115 State Hwy. 105 | Tokeland | WA | 98590
10 | 4170000 | Georgetown Station | Tank 2 | Tank 2 Compartment 2a | Currently in Use | 12000 | TRUE |  | Gasoline (containing <=10% ethanol) | TRUE | Spill Bucket | Shoalwater Bay Indian Tribe of the Shoalwater Bay Indian Reservation | Georgetown Station | 4115 State Hwy. 105 | Tokeland | WA | 98590
10 | 4180001 | Hood Canal School District #404 | Tank 1 | Tank 1 Compartment | Permanently Out of Use | 2000 | TRUE |  | Gasoline (containing <=10% ethanol) | FALSE | Unknown | Skokomish Indian Tribe | Hood Canal School District #404 | 111 Hwy. 106 N | Shelton | WA | 98584
10 | 4180001 | Hood Canal School District #404 | Tank 2 | Tank 2 Compartment | Permanently Out of Use | 10000 | TRUE |  | Diesel | FALSE | Unknown | Skokomish Indian Tribe | Hood Canal School District #404 | 111 Hwy. 106 N | Shelton | WA | 98584
10 | 4180001 | Hood Canal School District #404 | Tank 3 | Tank 3 Compartment | Permanently Out of Use | 10000 | TRUE |  | Diesel | TRUE | Spill Bucket | Skokomish Indian Tribe | Hood Canal School District #404 | 111 Hwy. 106 N | Shelton | WA | 98584
10 | 4180001 | Hood Canal School District #404 | Tank 4 | Tank 4 Compartment | Permanently Out of Use | 500 | TRUE |  | Gasoline (containing <=10% ethanol) | TRUE | Spill Bucket | Skokomish Indian Tribe | Hood Canal School District #404 | 111 Hwy. 106 N | Shelton | WA | 98584
10 | 4180002 | Cushman No. 2 | Tank 1-C2-UL | Tank 1-C2-UL Compartment | Permanently Out of Use | 2000 | TRUE |  | Gasoline (containing <=10% ethanol) | FALSE | Unknown | Skokomish Indian Tribe | Cushman No. 2 | 21451 Hwy. 101 | Shelton | WA | 98584
10 | 4180002 | Cushman No. 2 | Tank 2-C2-D | Tank 2-C2-D Compartment | Permanently Out of Use | 1000 | TRUE |  | Diesel | FALSE | Unknown | Skokomish Indian Tribe | Cushman No. 2 | 21451 Hwy. 101 | Shelton | WA | 98584
10 | 4180002 | Cushman No. 2 | Tank 4-C2-D | Tank 4-C2-D Compartment | Permanently Out of Use | 999 | TRUE |  | Diesel | FALSE | Unknown | Skokomish Indian Tribe | Cushman No. 2 | 21451 Hwy. 101 | Shelton | WA | 98584
10 | 4180003 | Cushman No. 1 | Tank 1 | Tank 1 Compartment | Permanently Out of Use | 5000 | TRUE |  | Mineral Oil (Transformer Oil) | FALSE | Unknown | Skokomish Indian Tribe | Cushman No. 1 | N 391 Standstill Dr. S | Hoodsport | WA | 98548
10 | 4180003 | Cushman No. 1 | Tank 2 | Tank 2 Compartment | Permanently Out of Use | 5000 | TRUE |  | Mineral Oil (Transformer Oil) | FALSE | Unknown | Skokomish Indian Tribe | Cushman No. 1 | N 391 Standstill Dr. S | Hoodsport | WA | 98548
10 | 4180003 | Cushman No. 1 | Tank 3 | Tank 3 Compartment | Permanently Out of Use | 5000 | TRUE |  | Mineral Oil (Transformer Oil) | FALSE | Unknown | Skokomish Indian Tribe | Cushman No. 1 | N 391 Standstill Dr. S | Hoodsport | WA | 98548
10 | 4180004 | Potlatch Jackpot | Tank 214 | Tank 214 Compartment | Permanently Out of Use | 8000 | TRUE |  | Gasoline (containing <=10% ethanol) | FALSE | Unknown | Skokomish Indian Tribe | Potlatch Jackpot | 19300 Hwy. 101N | Shelton | WA | 98584
10 | 4180004 | Potlatch Jackpot | Tank 271 | Tank 271 Compartment | Permanently Out of Use | 6000 | TRUE |  | Gasoline (containing <=10% ethanol) | FALSE | Unknown | Skokomish Indian Tribe | Potlatch Jackpot | 19300 Hwy. 101N | Shelton | WA | 98584
10 | 4180004 | Potlatch Jackpot | Tank 282 | Tank 282 Compartment | Permanently Out of Use | 12000 | TRUE |  | Gasoline (containing <=10% ethanol) | FALSE | Unknown | Skokomish Indian Tribe | Potlatch Jackpot | 19300 Hwy. 101N | Shelton | WA | 98584
10 | 4180004 | Potlatch Jackpot | Tank 4 | Tank 4 Compartment | Permanently Out of Use | 8000 | TRUE |  | Gasoline (containing <=10% ethanol) | FALSE | Unknown | Skokomish Indian Tribe | Potlatch Jackpot | 19300 Hwy. 101N | Shelton | WA | 98584
10 | 4180004 | Potlatch Jackpot | Tank 5 | Tank 5 Compartment | Permanently Out of Use | 6000 | TRUE |  | Gasoline (containing <=10% ethanol) | FALSE | Unknown | Skokomish Indian Tribe | Potlatch Jackpot | 19300 Hwy. 101N | Shelton | WA | 98584
10 | 4180004 | Potlatch Jackpot | Tank 6 | Tank 6 Compartment | Permanently Out of Use | 6000 | TRUE |  | Gasoline (containing <=10% ethanol) | FALSE | Unknown | Skokomish Indian Tribe | Potlatch Jackpot | 19300 Hwy. 101N | Shelton | WA | 98584
10 | 4180006 | Twin Totems Grocery-Gas-Deli | Tank 1 | Tank 1 Compartment | Currently in Use | 6000 | TRUE |  | Diesel | TRUE | Spill Bucket | Skokomish Indian Tribe | Twin Totems Grocery-Gas-Deli | 19390 U.S. Hwy. 101N | Shelton | WA | 98584
10 | 4180006 | Twin Totems Grocery-Gas-Deli | Tank 2 | Tank 2 Compartment | Currently in Use | 6000 | TRUE |  | Gasoline (containing <=10% ethanol) | TRUE | Spill Bucket | Skokomish Indian Tribe | Twin Totems Grocery-Gas-Deli | 19390 U.S. Hwy. 101N | Shelton | WA | 98584
10 | 4180006 | Twin Totems Grocery-Gas-Deli | Tank 3 | Tank 3 Compartment | Currently in Use | 10000 | TRUE |  | Gasoline (containing <=10% ethanol) | TRUE | Spill Bucket | Skokomish Indian Tribe | Twin Totems Grocery-Gas-Deli | 19390 U.S. Hwy. 101N | Shelton | WA | 98584
10 | 4180006 | Twin Totems Grocery-Gas-Deli | Tank 4 | Tank 4 Compartment | Currently in Use | 10000 | TRUE |  | Gasoline (containing <=10% ethanol) | TRUE | Spill Bucket | Skokomish Indian Tribe | Twin Totems Grocery-Gas-Deli | 19390 U.S. Hwy. 101N | Shelton | WA | 98584
10 | 4180007 | WADOT - Potlach Maintenance Shed | Tank 66C01019 | Tank 66C01019 Compartment | Permanently Out of Use | 1000 | TRUE |  | Diesel | FALSE | Unknown | Skokomish Indian Tribe | WADOT - Potlach Maintenance Shed | SR 101 MP 336.2 West Side | Hoodsport | WA | 98548
10 | 4180007 | WADOT - Potlach Maintenance Shed | Tank 66C01020 | Tank 66C01020 Compartment | Permanently Out of Use | 500 | TRUE |  | Diesel | FALSE | Unknown | Skokomish Indian Tribe | WADOT - Potlach Maintenance Shed | SR 101 MP 336.2 West Side | Hoodsport | WA | 98548
10 | 4180007 | WADOT - Potlach Maintenance Shed | Tank 66C01021 | Tank 66C01021 Compartment | Permanently Out of Use | 1000 | TRUE |  | Gasoline (containing <=10% ethanol) | FALSE | Unknown | Skokomish Indian Tribe | WADOT - Potlach Maintenance Shed | SR 101 MP 336.2 West Side | Hoodsport | WA | 98548
10 | 4190001 | Wellpinit School Dist #49 | Tank 2 | Tank 2 Compartment | Permanently Out of Use | 1000 | TRUE |  | Gasoline (containing <=10% ethanol) | FALSE | Unknown | Spokane Tribe of the Spokane Reservation | Wellpinit School Dist #49 | Box 390 | Wellpinit | WA | 99040
10 | 4190001 | Wellpinit School Dist #49 | Tank 3 | Tank 3 Compartment | Permanently Out of Use | 1000 | TRUE |  | Diesel | FALSE | Unknown | Spokane Tribe of the Spokane Reservation | Wellpinit School Dist #49 | Box 390 | Wellpinit | WA | 99040
10 | 4190001 | Wellpinit School Dist #49 | Tank 4 | Tank 4 Compartment | Permanently Out of Use | 500 | TRUE |  | Gasoline (containing <=10% ethanol) | FALSE | Unknown | Spokane Tribe of the Spokane Reservation | Wellpinit School Dist #49 | Box 390 | Wellpinit | WA | 99040
10 | 4190002 | Spokane Tribal Ambulance Dept. | Tank 1 | Tank 1 Compartment | Permanently Out of Use | 999 | TRUE |  | Gasoline (containing <=10% ethanol) | FALSE | Unknown | Spokane Tribe of the Spokane Reservation | Spokane Tribal Ambulance Dept. | 6230 Old School Rd. | Wellpinit | WA | 99040
10 | 4190003 | Western Nuclear, Inc. | Tank 1 | Tank 1 Compartment | Permanently Out of Use | 17000 | TRUE |  | Kerosene | FALSE | Unknown | Spokane Tribe of the Spokane Reservation | Western Nuclear, Inc. | Sherwood Project | Wellpinit | WA | 99040
10 | 4190003 | Western Nuclear, Inc. | Tank 2 | Tank 2 Compartment | Permanently Out of Use | 8000 | TRUE |  | Gasoline (containing <=10% ethanol) | FALSE | Unknown | Spokane Tribe of the Spokane Reservation | Western Nuclear, Inc. | Sherwood Project | Wellpinit | WA | 99040
10 | 4190003 | Western Nuclear, Inc. | Tank 3 | Tank 3 Compartment | Permanently Out of Use | 8000 | TRUE |  | Gasoline (containing <=10% ethanol) | FALSE | Unknown | Spokane Tribe of the Spokane Reservation | Western Nuclear, Inc. | Sherwood Project | Wellpinit | WA | 99040
10 | 4190004 | BIA Fire Control Center | Tank 1 | Tank 1 Compartment | Permanently Out of Use | 2500 | TRUE |  | Diesel | FALSE | Unknown | Spokane Tribe of the Spokane Reservation | BIA Fire Control Center | Fire Management Complex | Wellpinit | WA | 99040
10 | 4190005 | BIA Spokane Agency | Tank 1 | Tank 1 Compartment | Permanently Out of Use | 3000 | TRUE |  | Diesel | FALSE | Unknown | Spokane Tribe of the Spokane Reservation | BIA Spokane Agency | Bldg 1014 | Wellpinit | WA | 99040
10 | 4190006 | SPOKO Fuels - Wellpinit (formerly Speelya) | Tank 1 | Tank 1 Compartment | Currently in Use | 10000 | TRUE |  | Gasoline (containing <=10% ethanol) | TRUE | Spill Bucket | Spokane Tribe of the Spokane Reservation | SPOKO Fuel - Wellpinit (formerly Speelya) | 6144 Ford Wellpinit Rd. | Wellpinit | WA | 99040
10 | 4190006 | SPOKO Fuels - Wellpinit (formerly Speelya) | Tank 2 | Tank 2 Compartment | Currently in Use | 10000 | TRUE |  | Diesel | TRUE | Spill Bucket | Spokane Tribe of the Spokane Reservation | SPOKO Fuel - Wellpinit (formerly Speelya) | 6144 Ford Wellpinit Rd. | Wellpinit | WA | 99040
10 | 4190006 | SPOKO Fuels - Wellpinit (formerly Speelya) | Tank 3 | Tank 3 Compartment | Permanently Out of Use | 4000 | TRUE |  | Diesel | FALSE | Unknown | Spokane Tribe of the Spokane Reservation | SPOKO Fuel - Wellpinit (formerly Speelya) | 6144 Ford Wellpinit Rd. | Wellpinit | WA | 99040
10 | 4190006 | SPOKO Fuels - Wellpinit (formerly Speelya) | Tank 4 | Tank 4 Compartment | Permanently Out of Use | 250 | TRUE |  | Used Oil | FALSE | Unknown | Spokane Tribe of the Spokane Reservation | SPOKO Fuel - Wellpinit (formerly Speelya) | 6144 Ford Wellpinit Rd. | Wellpinit | WA | 99040
10 | 4190007 | Kieffer's Service | Tank 1 | Tank 1 Compartment | Permanently Out of Use | 550 | TRUE |  | Gasoline (containing <=10% ethanol) | FALSE | Unknown | Spokane Tribe of the Spokane Reservation | Kieffer's Service | 6829-B Hwy. 25 S | Davenport | WA | 99122
10 | 4190007 | Kieffer's Service | Tank 2 | Tank 2 Compartment | Permanently Out of Use | 550 | TRUE |  | Gasoline (containing <=10% ethanol) | FALSE | Unknown | Spokane Tribe of the Spokane Reservation | Kieffer's Service | 6829-B Hwy. 25 S | Davenport | WA | 99122
10 | 4190007 | Kieffer's Service | Tank 3 | Tank 3 Compartment | Permanently Out of Use | 1000 | TRUE |  | Gasoline (containing <=10% ethanol) | FALSE | Unknown | Spokane Tribe of the Spokane Reservation | Kieffer's Service | 6829-B Hwy. 25 S | Davenport | WA | 99122
10 | 4190008 | GALBRAITHS STORE | Tank 1 | Tank 1 Compartment | Permanently Out of Use | 550 | TRUE |  | Gasoline (containing <=10% ethanol) | FALSE | Unknown | Spokane Tribe of the Spokane Reservation | GALBRAITHS STORE | S END OF MAIN ST | Wellpinit | WA | 99040
10 | 4190008 | GALBRAITHS STORE | Tank 2 | Tank 2 Compartment | Permanently Out of Use | 550 | TRUE |  | Gasoline (containing <=10% ethanol) | FALSE | Unknown | Spokane Tribe of the Spokane Reservation | GALBRAITHS STORE | S END OF MAIN ST | Wellpinit | WA | 99040
10 | 4190008 | GALBRAITHS STORE | Tank 3 | Tank 3 Compartment | Permanently Out of Use | 1000 | TRUE |  | Gasoline (containing <=10% ethanol) | FALSE | Unknown | Spokane Tribe of the Spokane Reservation | GALBRAITHS STORE | S END OF MAIN ST | Wellpinit | WA | 99040
10 | 4190008 | GALBRAITHS STORE | Tank 4 | Tank 4 Compartment | Permanently Out of Use | 2000 | TRUE |  | Gasoline (containing <=10% ethanol) | FALSE | Unknown | Spokane Tribe of the Spokane Reservation | GALBRAITHS STORE | S END OF MAIN ST | Wellpinit | WA | 99040
10 | 4190008 | GALBRAITHS STORE | Tank 5 | Tank 5 Compartment | Permanently Out of Use | 2000 | TRUE |  | Gasoline (containing <=10% ethanol) | FALSE | Unknown | Spokane Tribe of the Spokane Reservation | GALBRAITHS STORE | S END OF MAIN ST | Wellpinit | WA | 99040
10 | 4190009 | McCoy's Marina | Tank 1 | Tank 1 Compartment | Permanently Out of Use | 3000 | TRUE |  | Gasoline (containing <=10% ethanol) | FALSE | Unknown | Spokane Tribe of the Spokane Reservation | McCoy's Marina | 1 Mi. S. of Hwy. 22 12 Mi. S. of Fruitland | Fruitland | WA | 99129
10 | 4190009 | McCoy's Marina | Tank 2 | Tank 2 Compartment | Permanently Out of Use | 1000 | TRUE |  | Gasoline (containing <=10% ethanol) | FALSE | Unknown | Spokane Tribe of the Spokane Reservation | McCoy's Marina | 1 Mi. S. of Hwy. 22 12 Mi. S. of Fruitland | Fruitland | WA | 99129
10 | 4190009 | McCoy's Marina | Tank 3 | Tank 3 Compartment | Permanently Out of Use | 550 | TRUE |  | Gasoline (containing <=10% ethanol) | FALSE | Unknown | Spokane Tribe of the Spokane Reservation | McCoy's Marina | 1 Mi. S. of Hwy. 22 12 Mi. S. of Fruitland | Fruitland | WA | 99129
10 | 4190010 | Two Rivers Marina | Tank 1 | Tank 1 Compartment | Permanently Out of Use | 12000 | TRUE | 2024-07-24 | Gasoline (containing <=10% ethanol) | TRUE | Spill Bucket | Spokane Tribe of the Spokane Reservation | Two Rivers Marina | 6828-C Hwy. 25 S | Davenport | WA | 99122
10 | 4190011 | Two Rivers Texaco | Tank 1 | Tank 1 Compartment | Currently in Use | 15000 | TRUE |  | Gasoline (containing <=10% ethanol) | TRUE | Spill Bucket | Spokane Tribe of the Spokane Reservation | SPOKO Fuel - Two Rivers | 6828 US Hwy. 25 | Davenport | WA | 99122
10 | 4190011 | Two Rivers Texaco | Tank 2 | Tank 2b | Currently in Use | 10000 | TRUE |  | Diesel | TRUE |  | Spokane Tribe of the Spokane Reservation | SPOKO Fuel - Two Rivers | 6828 US Hwy. 25 | Davenport | WA | 99122
10 | 4190011 | Two Rivers Texaco | Tank 2 | Tank 2a Compartment | Currently in Use | 10000 | TRUE |  | Gasoline (containing <=10% ethanol) | TRUE | Spill Bucket | Spokane Tribe of the Spokane Reservation | SPOKO Fuel - Two Rivers | 6828 US Hwy. 25 | Davenport | WA | 99122
10 | 4190012 | SPOKO Fuel - West Plains | Tank 1 | Tank 1 Compartment 1a | Currently in Use | 15000 | TRUE |  | Diesel | TRUE | Spill Bucket | Spokane Tribe of the Spokane Reservation | SPOKO Fuel - West Plains | 14212 US Hwy. 2 | Medical Lake | WA | 99022
10 | 4190012 | SPOKO Fuel - West Plains | Tank 3 | Tank 3 | Currently in Use | 6000 | TRUE |  | 0% ethanol | TRUE | Spill Bucket | Spokane Tribe of the Spokane Reservation | SPOKO Fuel - West Plains | 14212 US Hwy. 2 | Medical Lake | WA | 99022
10 | 4190012 | SPOKO Fuel - West Plains | Tank 2 | Tank 2 Compartment | Currently in Use | 25000 | TRUE |  | Gasoline (containing <=10% ethanol) | TRUE | Spill Bucket | Spokane Tribe of the Spokane Reservation | SPOKO Fuel - West Plains | 14212 US Hwy. 2 | Medical Lake | WA | 99022
10 | 4190012 | SPOKO Fuel - West Plains | Tank 1 | Tank 1 Compartment 1b | Currently in Use | 10000 | TRUE |  | Gasoline (containing <=10% ethanol) | TRUE | Spill Bucket | Spokane Tribe of the Spokane Reservation | SPOKO Fuel - West Plains | 14212 US Hwy. 2 | Medical Lake | WA | 99022
10 | 4190013 | SPOKO Fuel - Chewelah | Tank 1 | Tank 1 Compartment 1a | Currently in Use | 20000 | TRUE |  | Gasoline (containing <=10% ethanol) | TRUE | Spill Bucket | Spokane Tribe of the Spokane Reservation | SPOKO Fuel - Chewelah | 2509 US Hwy. 395 | Chewelah | WA | 99109
10 | 4190013 | SPOKO Fuel - Chewelah | Tank 3 | Tank 3B | Currently in Use | 8000 | TRUE | 2025-04-15 | Diesel | TRUE | Spill Bucket | Spokane Tribe of the Spokane Reservation | SPOKO Fuel - Chewelah | 2509 US Hwy. 395 | Chewelah | WA | 99109
10 | 4190013 | SPOKO Fuel - Chewelah | Tank 4 | Tank 4 | Currently in Use | 20000 | TRUE |  | Diesel | TRUE | Spill Bucket | Spokane Tribe of the Spokane Reservation | SPOKO Fuel - Chewelah | 2509 US Hwy. 395 | Chewelah | WA | 99109
10 | 4190013 | SPOKO Fuel - Chewelah | Tank 3 | Tank 3A | Currently in Use | 12000 | TRUE |  | Diesel | TRUE | Spill Bucket | Spokane Tribe of the Spokane Reservation | SPOKO Fuel - Chewelah | 2509 US Hwy. 395 | Chewelah | WA | 99109
10 | 4190013 | SPOKO Fuel - Chewelah | Tank 2 | Tank 2 Compartment 2b | Currently in Use | 8000 | TRUE |  | 0% ethanol | TRUE | Spill Bucket | Spokane Tribe of the Spokane Reservation | SPOKO Fuel - Chewelah | 2509 US Hwy. 395 | Chewelah | WA | 99109
10 | 4190013 | SPOKO Fuel - Chewelah | Tank 2 | Tank 2 Compartment 2a | Currently in Use | 12000 | TRUE |  | Diesel | TRUE | Spill Bucket | Spokane Tribe of the Spokane Reservation | SPOKO Fuel - Chewelah | 2509 US Hwy. 395 | Chewelah | WA | 99109
10 | 4190013 | SPOKO Fuel - Chewelah | Tank 1 | Tank 1 Compartment 1b | Currently in Use | 8000 | TRUE |  | Gasoline (containing <=10% ethanol) | TRUE | Spill Bucket | Spokane Tribe of the Spokane Reservation | SPOKO Fuel - Chewelah | 2509 US Hwy. 395 | Chewelah | WA | 99109
10 | 4200001 | Tribal Motor Pool / Little Creek Casino | Tank 1 | Tank 1 Compartment | Permanently Out of Use | 2000 | TRUE |  | Gasoline (containing <=10% ethanol) | FALSE | Unknown | Squaxin Island Tribe of the Squaxin Island Reservation | Tribal Motor Pool / Little Creek Casino | 81 Hwy 108 W | Shelton | WA | 98584
10 | 4200001 | Tribal Motor Pool / Little Creek Casino | Tank 2 | Tank 2 Compartment | Permanently Out of Use | 2000 | TRUE |  | Gasoline (containing <=10% ethanol) | FALSE | Unknown | Squaxin Island Tribe of the Squaxin Island Reservation | Tribal Motor Pool / Little Creek Casino | 81 Hwy 108 W | Shelton | WA | 98584
10 | 4200002 | Kamilche Trading Post | Tank 1 | Tank 1 Compartment | Currently in Use | 20000 | TRUE |  | Gasoline (containing <=10% ethanol) | TRUE | Spill Bucket | Squaxin Island Tribe of the Squaxin Island Reservation | Kamilche Trading Post | 61 Hwy. 108 W. | Shelton | WA | 98584
10 | 4200002 | Kamilche Trading Post | Tank 2 | Tank 2 Compartment 2a | Currently in Use | 7000 | TRUE |  | Gasoline (containing <=10% ethanol) | TRUE | Spill Bucket | Squaxin Island Tribe of the Squaxin Island Reservation | Kamilche Trading Post | 61 Hwy. 108 W. | Shelton | WA | 98584
10 | 4200002 | Kamilche Trading Post | Tank 2 | Tank 2 Compartment 2b | Currently in Use | 7000 | TRUE |  | Gasoline (containing <=10% ethanol) | TRUE | Spill Bucket | Squaxin Island Tribe of the Squaxin Island Reservation | Kamilche Trading Post | 61 Hwy. 108 W. | Shelton | WA | 98584
10 | 4200002 | Kamilche Trading Post | Tank 2 | Tank 2 Compartment 2c | Currently in Use | 6000 | TRUE |  | Diesel | TRUE | Spill Bucket | Squaxin Island Tribe of the Squaxin Island Reservation | Kamilche Trading Post | 61 Hwy. 108 W. | Shelton | WA | 98584
10 | 4200003 | Wood Property - Former Krotzer Gas Station | Tank 1 | Tank 1 Compartment | Permanently Out of Use | 250 | TRUE |  | Gasoline (containing <=10% ethanol) | FALSE | Unknown | Squaxin Island Tribe of the Squaxin Island Reservation | Wood Property - Former Krotzer Gas Station | Old Olympic Highway | Olympia | WA | 98502
10 | 4200003 | Wood Property - Former Krotzer Gas Station | Tank 2 | Tank 2 Compartment | Permanently Out of Use | 250 | TRUE |  | Diesel | FALSE | Unknown | Squaxin Island Tribe of the Squaxin Island Reservation | Wood Property - Former Krotzer Gas Station | Old Olympic Highway | Olympia | WA | 98502
10 | 4200004 | Steamboat Trading Post | Tank 1 | Tank 1 Compartment | Permanently Out of Use | 10000 | TRUE |  | Gasoline (containing <=10% ethanol) | FALSE | Unknown | Squaxin Island Tribe of the Squaxin Island Reservation | Steamboat Trading Post | 6610 Sexton Rd. NW | Olympia | WA | 98502
10 | 4200004 | Steamboat Trading Post | Tank 2 | Tank 2 Compartment 2b | Currently in Use | 4000 | TRUE |  | 0% ethanol | TRUE | Spill Bucket | Squaxin Island Tribe of the Squaxin Island Reservation | Steamboat Trading Post | 6610 Sexton Rd. NW | Olympia | WA | 98502
10 | 4200004 | Steamboat Trading Post | Tank 2 | Tank 2 Compartment 2a | Currently in Use | 8000 | TRUE |  | Gasoline (containing <=10% ethanol) | TRUE | Spill Bucket | Squaxin Island Tribe of the Squaxin Island Reservation | Steamboat Trading Post | 6610 Sexton Rd. NW | Olympia | WA | 98502
10 | 4200004 | Steamboat Trading Post | Tank 1 | Tank 1 Compartment | Currently in Use | 10000 | TRUE |  | Gasoline (containing <=10% ethanol) | TRUE | Spill Bucket | Squaxin Island Tribe of the Squaxin Island Reservation | Steamboat Trading Post | 6610 Sexton Rd. NW | Olympia | WA | 98502
10 | 4200004 | Steamboat Trading Post | Tank 3 | Tank 3 Compartment | Currently in Use | 5000 | TRUE |  | Diesel | TRUE | Spill Bucket | Squaxin Island Tribe of the Squaxin Island Reservation | Steamboat Trading Post | 6610 Sexton Rd. NW | Olympia | WA | 98502
10 | 4200004 | Steamboat Trading Post | Tank 4 | Tank 4 Compartment | Permanently Out of Use | 2000 | TRUE |  | Used Oil | FALSE | Unknown | Squaxin Island Tribe of the Squaxin Island Reservation | Steamboat Trading Post | 6610 Sexton Rd. NW | Olympia | WA | 98502
10 | 4200004 | Steamboat Trading Post | Tank 3 | Tank 3 Compartment | Permanently Out of Use | 2000 | TRUE |  | Used Oil | FALSE | Unknown | Squaxin Island Tribe of the Squaxin Island Reservation | Steamboat Trading Post | 6610 Sexton Rd. NW | Olympia | WA | 98502
10 | 4200004 | Steamboat Trading Post | Tank 2 | Tank 2 Compartment | Permanently Out of Use | 10000 | TRUE |  | Gasoline (containing <=10% ethanol) | FALSE | Unknown | Squaxin Island Tribe of the Squaxin Island Reservation | Steamboat Trading Post | 6610 Sexton Rd. NW | Olympia | WA | 98502
10 | 4200005 | Tumwater Trading Post | Tank 1 | Tank 1 | Currently in Use | 20000 | TRUE |  | Gasoline (containing <=10% ethanol) | TRUE | Spill Bucket | Squaxin Island Tribe of the Squaxin Island Reservation | Tumwater Trading Post | 7000 Littlerock Rd. SW | Shelton | WA | 98584
10 | 4200005 | Tumwater Trading Post | Tank 2 | Tank 2b | Currently in Use | 8000 | TRUE |  | Diesel | TRUE | Spill Bucket | Squaxin Island Tribe of the Squaxin Island Reservation | Tumwater Trading Post | 7000 Littlerock Rd. SW | Shelton | WA | 98584
10 | 4200005 | Tumwater Trading Post | Tank 2 | Tank 2a | Currently in Use | 12000 | TRUE |  | Gasoline (containing <=10% ethanol) | TRUE | Spill Bucket | Squaxin Island Tribe of the Squaxin Island Reservation | Tumwater Trading Post | 7000 Littlerock Rd. SW | Shelton | WA | 98584
10 | 4210000 | Angel of the Winds Casino | Tank 1 | Tank 1 Compartment | Currently in Use | 20000 | TRUE |  | Gasoline (containing <=10% ethanol) | TRUE | Spill Bucket | Stillaguamish Tribe of Indians of Washington | Angel of the Winds Casino | 3438 Stoluckquamish Lane | Arlington | WA | 98223
10 | 4210000 | Angel of the Winds Casino | Tank 2 | Tank 2 Compartment 2b | Currently in Use | 18000 | TRUE |  | Gasoline (containing <=10% ethanol) | TRUE | Spill Bucket | Stillaguamish Tribe of Indians of Washington | Angel of the Winds Casino | 3438 Stoluckquamish Lane | Arlington | WA | 98223
10 | 4210000 | Angel of the Winds Casino | Tank 2 | Tank 2 Compartment 2a | Currently in Use | 12000 | TRUE |  | Diesel | TRUE | Spill Bucket | Stillaguamish Tribe of Indians of Washington | Angel of the Winds Casino | 3438 Stoluckquamish Lane | Arlington | WA | 98223
10 | 4210001 | River Rock Tobacco & Fuel | Tank 1 | Tank 1 Compartment | Currently in Use | 30000 | TRUE |  | Gasoline (containing <=10% ethanol) | TRUE | Spill Bucket | Stillaguamish Tribe of Indians of Washington | River Rock Tobacco & Fuel | 23704 13th Ave. NE | Arlington | WA | 98223
10 | 4210001 | River Rock Tobacco & Fuel | Tank 2 | Tank 2 Compartment 2b | Currently in Use | 15000 | TRUE |  | Diesel | TRUE | Spill Bucket | Stillaguamish Tribe of Indians of Washington | River Rock Tobacco & Fuel | 23704 13th Ave. NE | Arlington | WA | 98223
10 | 4210001 | River Rock Tobacco & Fuel | Tank 2 | Tank 2 Compartment 2a | Currently in Use | 15000 | TRUE |  | Gasoline (containing <=10% ethanol) | TRUE | Spill Bucket | Stillaguamish Tribe of Indians of Washington | River Rock Tobacco & Fuel | 23704 13th Ave. NE | Arlington | WA | 98223
10 | 4210002 | River Rock Smoke Shop | Tank 1 | Tank 1 Compartment | Currently in Use | 30000 | TRUE |  | Gasoline (containing <=10% ethanol) | TRUE | Spill Bucket | Stillaguamish Tribe of Indians of Washington | River Rock Smoke Shop | 21125 Smokey Point Blvd. | Arlington | WA | 98223
10 | 4210002 | River Rock Smoke Shop | Tank 2 | Tank 2 Compartment 2c | Currently in Use | 10000 | TRUE |  | Gasoline (containing <=10% ethanol) | TRUE | Spill Bucket | Stillaguamish Tribe of Indians of Washington | River Rock Smoke Shop | 21125 Smokey Point Blvd. | Arlington | WA | 98223
10 | 4210002 | River Rock Smoke Shop | Tank 2 | Tank 2 Compartment 2b | Currently in Use | 10000 | TRUE |  | Gasoline (containing <=10% ethanol) | TRUE | Spill Bucket | Stillaguamish Tribe of Indians of Washington | River Rock Smoke Shop | 21125 Smokey Point Blvd. | Arlington | WA | 98223
10 | 4210002 | River Rock Smoke Shop | Tank 2 | Tank 2 Compartment 2a | Currently in Use | 10000 | TRUE |  | Diesel | TRUE | Spill Bucket | Stillaguamish Tribe of Indians of Washington | River Rock Smoke Shop | 21125 Smokey Point Blvd. | Arlington | WA | 98223
10 | 4220001 | Blossom Bros. Construction Co. | Tank 1 | Tank 1 Compartment | Permanently Out of Use | 1000 | TRUE |  | Gasoline (containing <=10% ethanol) | FALSE | Unknown | Suquamish Indian Tribe of the Port Madison Reservation | Blossom Bros. Construction Co. | P.O. Box 198, Geneva St. & Division Ave. | Suquamish | WA | 98392
10 | 4220002 | Longhouse Texaco | Tank 1 | Tank 1 Compartment | Currently in Use | 12000 | TRUE |  | Gasoline (containing <=10% ethanol) | TRUE | Spill Bucket | Suquamish Indian Tribe of the Port Madison Reservation | Longhouse Texaco | 15915 State Hwy. 305 | Poulsbo | WA | 98370
10 | 4220002 | Longhouse Texaco | Tank 2 | Tank 2 Compartment | Currently in Use | 12000 | TRUE |  | Gasoline (containing <=10% ethanol) | TRUE | Spill Bucket | Suquamish Indian Tribe of the Port Madison Reservation | Longhouse Texaco | 15915 State Hwy. 305 | Poulsbo | WA | 98370
10 | 4220002 | Longhouse Texaco | Tank 3 | Tank 3 Compartment | Currently in Use | 8000 | TRUE |  | Gasoline (containing <=10% ethanol) | TRUE | Spill Bucket | Suquamish Indian Tribe of the Port Madison Reservation | Longhouse Texaco | 15915 State Hwy. 305 | Poulsbo | WA | 98370
10 | 4220002 | Longhouse Texaco | Tank 4 | Tank 4 Compartment | Currently in Use | 8000 | TRUE |  | Diesel | TRUE | Spill Bucket | Suquamish Indian Tribe of the Port Madison Reservation | Longhouse Texaco | 15915 State Hwy. 305 | Poulsbo | WA | 98370
10 | 4220003 | Fred Hill Materials, Inc. #1 | Tank 1 | Tank 1 Compartment | Permanently Out of Use | 3000 | TRUE |  | Diesel | FALSE | Unknown | Suquamish Indian Tribe of the Port Madison Reservation | Fred Hill Materials, Inc. #1 | 15978 Totten Rd. | Poulsbo | WA | 98370
10 | 4220003 | Fred Hill Materials, Inc. #1 | Tank 2 | Tank 2 Compartment | Permanently Out of Use | 10000 | TRUE |  | Diesel | FALSE | Unknown | Suquamish Indian Tribe of the Port Madison Reservation | Fred Hill Materials, Inc. #1 | 15978 Totten Rd. | Poulsbo | WA | 98370
10 | 4220004 | Masi Shop | Tank 1 | Tank 1 Compartment | Currently in Use | 4000 | TRUE |  | Diesel | TRUE | Spill Bucket | Suquamish Indian Tribe of the Port Madison Reservation | Masi Shop | 16281 NE Hwy. 305 | Poulsbo | WA | 98370
10 | 4220004 | Masi Shop | Tank 2 | Tank 2 Compartment | Currently in Use | 6000 | TRUE |  | Gasoline (containing <=10% ethanol) | TRUE | Spill Bucket | Suquamish Indian Tribe of the Port Madison Reservation | Masi Shop | 16281 NE Hwy. 305 | Poulsbo | WA | 98370
10 | 4220004 | Masi Shop | Tank 3 | Tank 3 Compartment | Currently in Use | 8000 | TRUE |  | Gasoline (containing <=10% ethanol) | TRUE | Spill Bucket | Suquamish Indian Tribe of the Port Madison Reservation | Masi Shop | 16281 NE Hwy. 305 | Poulsbo | WA | 98370
10 | 4220004 | Masi Shop | Tank 4 | Tank 4 Compartment | Currently in Use | 8000 | TRUE |  | Gasoline (containing <=10% ethanol) | TRUE | Spill Bucket | Suquamish Indian Tribe of the Port Madison Reservation | Masi Shop | 16281 NE Hwy. 305 | Poulsbo | WA | 98370
10 | 4220004 | Masi Shop | Tank 5 | Tank 5 Compartment | Currently in Use | 20000 | TRUE |  | Gasoline (containing <=10% ethanol) | TRUE | Spill Bucket | Suquamish Indian Tribe of the Port Madison Reservation | Masi Shop | 16281 NE Hwy. 305 | Poulsbo | WA | 98370
10 | 4220005 | Suquamish Village Shell | Tank 1R | Tank 1R Compartment | Currently in Use | 10000 | TRUE |  | Gasoline (containing <=10% ethanol) | TRUE | Spill Bucket | Suquamish Indian Tribe of the Port Madison Reservation | Suquamish Village Shell | 18480 Suquamish Way NE | Suquamish | WA | 98392
10 | 4220005 | Suquamish Village Shell | Tank 2U | Tank 2U Compartment | Currently in Use | 10000 | TRUE |  | Gasoline (containing <=10% ethanol) | TRUE | Spill Bucket | Suquamish Indian Tribe of the Port Madison Reservation | Suquamish Village Shell | 18480 Suquamish Way NE | Suquamish | WA | 98392
10 | 4220005 | Suquamish Village Shell | Tank 3S | Tank 3S Compartment | Currently in Use | 10000 | TRUE |  | Gasoline (containing <=10% ethanol) | TRUE | Spill Bucket | Suquamish Indian Tribe of the Port Madison Reservation | Suquamish Village Shell | 18480 Suquamish Way NE | Suquamish | WA | 98392
10 | 4220005 | Suquamish Village Shell | Tank 4D | Tank 4D Compartment | Currently in Use | 5000 | TRUE |  | Diesel | TRUE | Spill Bucket | Suquamish Indian Tribe of the Port Madison Reservation | Suquamish Village Shell | 18480 Suquamish Way NE | Suquamish | WA | 98392
10 | 4220005 | Suquamish Village Shell | Tank 5K | Tank 5K Compartment | Permanently Out of Use | 1100 | TRUE |  | Kerosene | TRUE | Spill Bucket | Suquamish Indian Tribe of the Port Madison Reservation | Suquamish Village Shell | 18480 Suquamish Way NE | Suquamish | WA | 98392
10 | 4220006 | Cedar Farms | Tank 1 | Tank 1 Compartment | Permanently Out of Use | 550 | TRUE |  | Unknown Petroleum | FALSE | Unknown | Suquamish Indian Tribe of the Port Madison Reservation | Cedar Farms | 18498 Augusta Ave | Suquamish | WA | 98392
10 | 4220006 | Cedar Farms | Tank 3 | Tank 3 Compartment | Permanently Out of Use | 0 | TRUE |  | Unknown Petroleum | FALSE | Unknown | Suquamish Indian Tribe of the Port Madison Reservation | Cedar Farms | 18498 Augusta Ave | Suquamish | WA | 98392
10 | 4220006 | Cedar Farms | Tank 2 | Tank 2 Compartment | Permanently Out of Use | 0 | TRUE |  | Unknown Petroleum | FALSE | Unknown | Suquamish Indian Tribe of the Port Madison Reservation | Cedar Farms | 18498 Augusta Ave | Suquamish | WA | 98392
10 | 4220007 | Clearwater Market - Poulsbo | Tank 1 | Tank 1a | Currently in Use | 20000 | TRUE |  | Gasoline (containing <=10% ethanol) |  |  | Suquamish Indian Tribe of the Port Madison Reservation | Clearwater Market - Poulsbo | 23000 Bond Rd. NE | Poulsbo | WA
10 | 4220007 | Clearwater Market - Poulsbo | Tank 2 | Tank 2b | Currently in Use | 10000 | TRUE |  | Gasoline (containing <=10% ethanol) |  |  | Suquamish Indian Tribe of the Port Madison Reservation | Clearwater Market - Poulsbo | 23000 Bond Rd. NE | Poulsbo | WA
10 | 4220007 | Clearwater Market - Poulsbo | Tank 2 | Tank 2a | Currently in Use | 20000 | TRUE |  | Diesel |  |  | Suquamish Indian Tribe of the Port Madison Reservation | Clearwater Market - Poulsbo | 23000 Bond Rd. NE | Poulsbo | WA
10 | 4220007 | Clearwater Market - Poulsbo | Tank 1 | Tank 1b | Currently in Use | 10000 | TRUE |  | Gasoline (containing <=10% ethanol) |  |  | Suquamish Indian Tribe of the Port Madison Reservation | Clearwater Market - Poulsbo | 23000 Bond Rd. NE | Poulsbo | WA
10 | 4230001 | Swinomish Indian Tribal Community | Tank 1 | Tank 1 Compartment | Permanently Out of Use | 8000 | TRUE |  | Diesel | FALSE | Unknown | Swinomish Indian Tribal Community | Swinomish Indian Tribal Community | 950 Moorage Way | La Conner | WA | 98257
10 | 4230001 | Swinomish Indian Tribal Community | Tank 2 | Tank 2 Compartment | Permanently Out of Use | 8000 | TRUE |  | Gasoline (containing <=10% ethanol) | FALSE | Unknown | Swinomish Indian Tribal Community | Swinomish Indian Tribal Community | 950 Moorage Way | La Conner | WA | 98257
10 | 4230002 | Swinomish Market at the Casino | Tank 1 | Tank 1 Compartment | Currently in Use | 20000 | TRUE |  | Gasoline (containing <=10% ethanol) | TRUE | Spill Bucket | Swinomish Indian Tribal Community | Swinomish Market at the Casino | 12939 Casino Dr. | Anacortes | WA | 98221
10 | 4230002 | Swinomish Market at the Casino | Tank 2 | Tank 2 Compartment 2A | Currently in Use | 12000 | TRUE |  | Gasoline (containing <=10% ethanol) | TRUE | Spill Bucket | Swinomish Indian Tribal Community | Swinomish Market at the Casino | 12939 Casino Dr. | Anacortes | WA | 98221
10 | 4230002 | Swinomish Market at the Casino | Tank 2 | Tank 2 Compartment 2B | Currently in Use | 8000 | TRUE |  | Gasoline (containing <=10% ethanol) | TRUE | Spill Bucket | Swinomish Indian Tribal Community | Swinomish Market at the Casino | 12939 Casino Dr. | Anacortes | WA | 98221
10 | 4230003 | Village Store | Tank 1 | Tank 1 Compartment | Currently in Use | 12000 | TRUE |  | Gasoline (containing <=10% ethanol) | TRUE | Spill Bucket | Swinomish Indian Tribal Community | Village Store | 17599 Front St. | La Conner | WA | 98257
10 | 4230003 | Village Store | Tank 2 | Tank 2 Compartment 2b | Currently in Use | 6000 | TRUE |  | Diesel | TRUE | Spill Bucket | Swinomish Indian Tribal Community | Village Store | 17599 Front St. | La Conner | WA | 98257
10 | 4230003 | Village Store | Tank 2 | Tank 2 Compartment 2a | Currently in Use | 6000 | TRUE |  | Gasoline (containing <=10% ethanol) | TRUE | Spill Bucket | Swinomish Indian Tribal Community | Village Store | 17599 Front St. | La Conner | WA | 98257
10 | 4240001 | Roy Robinson Chevrolet, Inc. | Tank 1 | Tank 1 Compartment | Permanently Out of Use | 250 | TRUE |  | Used Oil | Exempt due to small delivery | N/A or Exempt due to small delivery | Tulalip Tribes of Washington | Roy Robinson Chevrolet, Inc. | 6803 36th Ave, NE | Marysville | WA | 98271
10 | 4240001 | Roy Robinson Chevrolet, Inc. | Tank 2 | Tank 2 Compartment | Permanently Out of Use | 250 | TRUE |  | Used Oil | Exempt due to small delivery | N/A or Exempt due to small delivery | Tulalip Tribes of Washington | Roy Robinson Chevrolet, Inc. | 6803 36th Ave, NE | Marysville | WA | 98271
10 | 4240002 | Port Susan Camping Club | Tank 1 | Tank 1 Compartment | Permanently Out of Use | 1500 | TRUE |  | Gasoline (containing <=10% ethanol) | FALSE | Unknown | Tulalip Tribes of Washington | Port Susan Camping Club | 12015 Marine Dr. | Marysville | WA | 98271
10 | 4240002 | Port Susan Camping Club | Tank 2 | Tank 2 Compartment | Permanently Out of Use | 2000 | TRUE |  | Gasoline (containing <=10% ethanol) | FALSE | Unknown | Tulalip Tribes of Washington | Port Susan Camping Club | 12015 Marine Dr. | Marysville | WA | 98271
10 | 4240003 | Boeing - Tulalip Test Site | Tank TU-1 | Tank TU-1 Compartment | Permanently Out of Use | 12000 | TRUE |  | Gasoline (containing <=10% ethanol) | FALSE | Unknown | Tulalip Tribes of Washington | Boeing - Tulalip Test Site | 11224 344th NE | Marysville | WA | 98270
10 | 4240003 | Boeing - Tulalip Test Site | Tank TU-17 | Tank TU-17 Compartment | Permanently Out of Use | 110 | TRUE |  | Gasoline (containing <=10% ethanol) | FALSE | Unknown | Tulalip Tribes of Washington | Boeing - Tulalip Test Site | 11224 344th NE | Marysville | WA | 98270
10 | 4240003 | Boeing - Tulalip Test Site | Tank TU-18 | Tank TU-18 Compartment | Permanently Out of Use | 110 | TRUE |  | Gasoline (containing <=10% ethanol) | FALSE | Unknown | Tulalip Tribes of Washington | Boeing - Tulalip Test Site | 11224 344th NE | Marysville | WA | 98270
10 | 4240003 | Boeing - Tulalip Test Site | Tank TU-20 | Tank TU-20 Compartment | Permanently Out of Use | 20000 | TRUE |  | Av Gas | FALSE | Unknown | Tulalip Tribes of Washington | Boeing - Tulalip Test Site | 11224 344th NE | Marysville | WA | 98270
10 | 4240003 | Boeing - Tulalip Test Site | Tank TU-21 | Tank TU-21 Compartment | Permanently Out of Use | 20000 | TRUE |  | Av Gas | FALSE | Unknown | Tulalip Tribes of Washington | Boeing - Tulalip Test Site | 11224 344th NE | Marysville | WA | 98270
10 | 4240003 | Boeing - Tulalip Test Site | Tank TU-27 | Tank TU-27 Compartment | Permanently Out of Use | 12000 | TRUE |  | Diesel | FALSE | Unknown | Tulalip Tribes of Washington | Boeing - Tulalip Test Site | 11224 344th NE | Marysville | WA | 98270
10 | 4240003 | Boeing - Tulalip Test Site | Tank TU-28 | Tank TU-28 Compartment | Permanently Out of Use | 3000 | TRUE |  | Gasoline (containing <=10% ethanol) | FALSE | Unknown | Tulalip Tribes of Washington | Boeing - Tulalip Test Site | 11224 344th NE | Marysville | WA | 98270
10 | 4240005 | Eastbury Salvage Metals & Auto Wrecking | Tank 1 | Tank 1 Compartment | Permanently Out of Use | 500 | TRUE |  | Gasoline (containing <=10% ethanol) | FALSE | Unknown | Tulalip Tribes of Washington | Eastbury Salvage Metals & Auto Wrecking | 6805 35th Ave. NE | Marysville | WA | 98270
10 | 4240006 | FAA OM Outer Marker PAE #2 | Tank PAE_OM | Tank PAE_OM Compartment | Permanently Out of Use | 500 | TRUE |  | Gasoline (containing <=10% ethanol) | FALSE | Unknown | Tulalip Tribes of Washington | FAA OM Outer Marker PAE #2 | Mission Beach Rd. | Marysville | WA | 98270
10 | 4240007 | Donna's Travel Plaza, Inc. | Tank 1 | Tank 1 Compartment | Currently in Use | 6000 | TRUE |  | Diesel | TRUE | Spill Bucket | Tulalip Tribes of Washington | Donna's Travel Plaza, Inc. | 3104 116th St. NE | Marysville | WA | 98271
10 | 4240007 | Donna's Travel Plaza, Inc. | Tank 2 | Tank 2 Compartment | Currently in Use | 10000 | TRUE |  | Gasoline (containing <=10% ethanol) | TRUE | Spill Bucket | Tulalip Tribes of Washington | Donna's Travel Plaza, Inc. | 3104 116th St. NE | Marysville | WA | 98271
10 | 4240007 | Donna's Travel Plaza, Inc. | Tank 3 | Tank 3 Compartment | Currently in Use | 10000 | TRUE |  | Gasoline (containing <=10% ethanol) | TRUE | Spill Bucket | Tulalip Tribes of Washington | Donna's Travel Plaza, Inc. | 3104 116th St. NE | Marysville | WA | 98271
10 | 4240007 | Donna's Travel Plaza, Inc. | Tank 4 | Tank 4 Compartment | Currently in Use | 15000 | TRUE |  | Diesel | TRUE | Spill Bucket | Tulalip Tribes of Washington | Donna's Travel Plaza, Inc. | 3104 116th St. NE | Marysville | WA | 98271
10 | 4240007 | Donna's Travel Plaza, Inc. | Tank 5 | Tank 5 Compartment | Currently in Use | 15000 | TRUE |  | Diesel | TRUE | Spill Bucket | Tulalip Tribes of Washington | Donna's Travel Plaza, Inc. | 3104 116th St. NE | Marysville | WA | 98271
10 | 4240008 | Marine Drive Food Mart | Tank 1 | Tank 1 Compartment | Permanently Out of Use | 10000 | TRUE |  | Gasoline (containing <=10% ethanol) | TRUE | Spill Bucket | Tulalip Tribes of Washington | Marine Drive Food Mart | 3323 Marine Dr. NE | Marysville | WA | 98271
10 | 4240008 | Marine Drive Food Mart | Tank 2 | Tank 2 Compartment | Permanently Out of Use | 10000 | TRUE |  | Gasoline (containing <=10% ethanol) | TRUE | Spill Bucket | Tulalip Tribes of Washington | Marine Drive Food Mart | 3323 Marine Dr. NE | Marysville | WA | 98271
10 | 4240008 | Marine Drive Food Mart | Tank 4 | Tank 4 Compartment | Permanently Out of Use | 550 | TRUE |  | Used Oil | FALSE | Unknown | Tulalip Tribes of Washington | Marine Drive Food Mart | 3323 Marine Dr. NE | Marysville | WA | 98271
10 | 4240008 | Marine Drive Food Mart | Tank 5 | Tank 5 Compartment | Currently in Use | 15000 | TRUE |  | Gasoline (containing <=10% ethanol) | TRUE | Spill Bucket | Tulalip Tribes of Washington | Marine Drive Food Mart | 3323 Marine Dr. NE | Marysville | WA | 98271
10 | 4240008 | Marine Drive Food Mart | Tank 6 | Tank 6 Compartment | Currently in Use | 15000 | TRUE |  | Gasoline (containing <=10% ethanol) | TRUE | Spill Bucket | Tulalip Tribes of Washington | Marine Drive Food Mart | 3323 Marine Dr. NE | Marysville | WA | 98271
10 | 4240009 | Tulalip Marina | Tank 1 | Tank 1 Compartment | Permanently Out of Use | 5000 | TRUE |  | Diesel | FALSE | Unknown | Tulalip Tribes of Washington | Tulalip Marina | 7411 Tulalip Bay Dr. | Marysville | WA | 98271
10 | 4240009 | Tulalip Marina | Tank 2 | Tank 2 Compartment | Permanently Out of Use | 10000 | TRUE |  | Gasoline (containing <=10% ethanol) | FALSE | Unknown | Tulalip Tribes of Washington | Tulalip Marina | 7411 Tulalip Bay Dr. | Marysville | WA | 98271
10 | 4240010 | Totem Grocery & Gift Shop | Tank 1 | Tank 1 Compartment | Permanently Out of Use | 8000 | TRUE |  | Gasoline (containing <=10% ethanol) | TRUE | Spill Bucket | Tulalip Tribes of Washington | Totem Grocery & Gift Shop | 105 Marine Dr. NE | Tulalip | WA | 98271
10 | 4240010 | Totem Grocery & Gift Shop | Tank 2 | Tank 2 Compartment | Permanently Out of Use | 10000 | TRUE |  | Gasoline (containing <=10% ethanol) | TRUE | Spill Bucket | Tulalip Tribes of Washington | Totem Grocery & Gift Shop | 105 Marine Dr. NE | Tulalip | WA | 98271
10 | 4240011 | Priest Point Grocery | Tank 1 | Tank 1 Compartment | Permanently Out of Use | 4000 | TRUE |  | Gasoline (containing <=10% ethanol) | FALSE | Unknown | Tulalip Tribes of Washington | Priest Point Grocery | 129 Marine Dr. NE | Marysville | WA | 98270
10 | 4240011 | Priest Point Grocery | Tank 2 | Tank 2 Compartment | Permanently Out of Use | 4000 | TRUE |  | Gasoline (containing <=10% ethanol) | FALSE | Unknown | Tulalip Tribes of Washington | Priest Point Grocery | 129 Marine Dr. NE | Marysville | WA | 98270
10 | 4240011 | Priest Point Grocery | Tank 3 | Tank 3 Compartment | Permanently Out of Use | 500 | TRUE |  | Unknown Petroleum | FALSE | Unknown | Tulalip Tribes of Washington | Priest Point Grocery | 129 Marine Dr. NE | Marysville | WA | 98270
10 | 4240012 | Tulalip Tribes Maintenace Building | Tank 3 | Tank 3 Compartment | Permanently Out of Use | 8000 | TRUE |  | Gasoline (containing <=10% ethanol) | FALSE | Unknown | Tulalip Tribes of Washington | Tulalip Tribes Maintenace Building | 6700 Totem Beach Rd. NE | Marysville | WA | 98270
10 | 4240012 | Tulalip Tribes Maintenace Building | Tank 4 | Tank 4 Compartment | Permanently Out of Use | 3000 | TRUE |  | Diesel | FALSE | Unknown | Tulalip Tribes of Washington | Tulalip Tribes Maintenace Building | 6700 Totem Beach Rd. NE | Marysville | WA | 98270
10 | 4240013 | Shell #37089 | Tank 1 | Tank 1 Compartment | Permanently Out of Use | 500 | TRUE |  | Used Oil | FALSE | Unknown | Tulalip Tribes of Washington | Shell #37089 | 3320 62nd St. NE | Marysville | WA | 98270
10 | 4240013 | Shell #37089 | Tank 2 | Tank 2 Compartment | Permanently Out of Use | 10000 | TRUE |  | Gasoline (containing <=10% ethanol) | FALSE | Unknown | Tulalip Tribes of Washington | Shell #37089 | 3320 62nd St. NE | Marysville | WA | 98270
10 | 4240013 | Shell #37089 | Tank 3 | Tank 3 Compartment | Permanently Out of Use | 10000 | TRUE |  | Gasoline (containing <=10% ethanol) | FALSE | Unknown | Tulalip Tribes of Washington | Shell #37089 | 3320 62nd St. NE | Marysville | WA | 98270
10 | 4240013 | Shell #37089 | Tank 4 | Tank 4 Compartment | Permanently Out of Use | 10000 | TRUE |  | Gasoline (containing <=10% ethanol) | FALSE | Unknown | Tulalip Tribes of Washington | Shell #37089 | 3320 62nd St. NE | Marysville | WA | 98270
10 | 4240014 | WA State Patrol - Marysville | Tank 1 | Tank 1 Compartment | Permanently Out of Use | 6000 | TRUE | 2022-10-25 | Diesel | TRUE | Spill Bucket | Tulalip Tribes of Washington | WA State Patrol - Marysville | 2700 NE 116th St. | Marysville | WA | 98271
10 | 4240014 | WA State Patrol - Marysville | Tank 2 | Tank 2 Compartment | Currently in Use | 12000 | TRUE |  | Gasoline (containing <=10% ethanol) | TRUE | Spill Bucket | Tulalip Tribes of Washington | WA State Patrol - Marysville | 2700 NE 116th St. | Marysville | WA | 98271
10 | 4240015 | Tesoro #62050 | Tank 1 | Tank 1 Compartment 1A | Permanently Out of Use | 8000 | TRUE | 2022-02-18 | Gasoline (containing <=10% ethanol) | TRUE | Spill Bucket | Tulalip Tribes of Washington | Tesoro #62050 | 8820 Quil Ceda Blvd. | Marysville | WA | 98271
10 | 4240015 | Tesoro #62050 | Tank 1 | Tank 1 Compartment 1B | Permanently Out of Use | 7000 | TRUE | 2022-02-18 | Gasoline (containing <=10% ethanol) | TRUE | Spill Bucket | Tulalip Tribes of Washington | Tesoro #62050 | 8820 Quil Ceda Blvd. | Marysville | WA | 98271
10 | 4240015 | Tesoro #62050 | Tank 2 | Tank 2 Compartment | Permanently Out of Use | 15000 | TRUE | 2022-02-18 | Gasoline (containing <=10% ethanol) | TRUE | Spill Bucket | Tulalip Tribes of Washington | Tesoro #62050 | 8820 Quil Ceda Blvd. | Marysville | WA | 98271
10 | 4240016 | Tulalip Market 116th | Tank 1 | Tank 1 Compartment | Currently in Use | 30000 | TRUE |  | Gasoline (containing <=10% ethanol) | TRUE | Spill Bucket | Tulalip Tribes of Washington | Tulalip Market 116th | 2832 116th St. NE | Marysville | WA | 98271
10 | 4240016 | Tulalip Market 116th | Tank 3 | Tank 3 Compartment 3b | Currently in Use | 15000 | TRUE |  | Gasoline (containing <=10% ethanol) | TRUE | Spill Bucket | Tulalip Tribes of Washington | Tulalip Market 116th | 2832 116th St. NE | Marysville | WA | 98271
10 | 4240016 | Tulalip Market 116th | Tank 3 | Tank 3 Compartment 3a | Currently in Use | 15000 | TRUE |  | Diesel | TRUE | Spill Bucket | Tulalip Tribes of Washington | Tulalip Market 116th | 2832 116th St. NE | Marysville | WA | 98271
10 | 4240016 | Tulalip Market 116th | Tank 2 | Tank 2 Compartment | Currently in Use | 30000 | TRUE |  | Gasoline (containing <=10% ethanol) | TRUE | Spill Bucket | Tulalip Tribes of Washington | Tulalip Market 116th | 2832 116th St. NE | Marysville | WA | 98271
10 | 4240017 | Tulalip Market Marine Drive | Tank 1 | Tank 1 Compartment | Currently in Use | 30000 | TRUE |  | Gasoline (containing <=10% ethanol) | TRUE | Spill Bucket | Tulalip Tribes of Washington | Tulalip Market Marine Drive | 6326 33rd Ave. NE | Marysville | WA | 98271
10 | 4240017 | Tulalip Market Marine Drive | Tank 3 | Tank 3 Compartment 3b | Currently in Use | 15000 | TRUE |  | Diesel | TRUE | Spill Bucket | Tulalip Tribes of Washington | Tulalip Market Marine Drive | 6326 33rd Ave. NE | Marysville | WA | 98271
10 | 4240017 | Tulalip Market Marine Drive | Tank 3 | Tank 3 Compartment 3a | Currently in Use | 15000 | TRUE |  | Gasoline (containing <=10% ethanol) | TRUE | Spill Bucket | Tulalip Tribes of Washington | Tulalip Market Marine Drive | 6326 33rd Ave. NE | Marysville | WA | 98271
10 | 4240017 | Tulalip Market Marine Drive | Tank 2 | Tank 2 Compartment | Currently in Use | 30000 | TRUE |  | Gasoline (containing <=10% ethanol) | TRUE | Spill Bucket | Tulalip Tribes of Washington | Tulalip Market Marine Drive | 6326 33rd Ave. NE | Marysville | WA | 98271
10 | 4250000 | Upper Skagit Tribal Center | Tank 1 | Tank 1 Compartment | Currently in Use | 10000 | TRUE |  | Gasoline (containing <=10% ethanol) | TRUE | Spill Bucket | Upper Skagit Indian Tribe | Upper Skagit Tribal Center | 25944 Community Plaza Way | Sedro Woolley | WA | 98284
10 | 4250001 | Upper Skagit Casino Facility | Tank 1 | Tank 1 Compartment | Currently in Use | 10000 | TRUE |  | Gasoline (containing <=10% ethanol) | TRUE | Spill Bucket | Upper Skagit Indian Tribe | Upper Skagit Casino Facility | 5984 N. Darrk Lane | Bow | WA | 98232
10 | 4250002 | Bow Hill Gas & Food Mart | Tank 1 | Tank 1 Compartment 1a | Currently in Use | 15000 | TRUE |  | Gasoline (containing <=10% ethanol) | TRUE | Spill Bucket | Upper Skagit Indian Tribe | Bow Hill Gas & Food Mart | 18520 Bow Hill Rd. | Bow | WA | 98232
10 | 4250002 | Bow Hill Gas & Food Mart | Tank 1 | Tank 1 Compartment 1c | Currently in Use | 6000 | TRUE |  | Diesel | TRUE | Spill Bucket | Upper Skagit Indian Tribe | Bow Hill Gas & Food Mart | 18520 Bow Hill Rd. | Bow | WA | 98232
10 | 4250002 | Bow Hill Gas & Food Mart | Tank 1 | Tank 1 Compartment 1b | Currently in Use | 6000 | TRUE |  | Gasoline (containing <=10% ethanol) | TRUE | Spill Bucket | Upper Skagit Indian Tribe | Bow Hill Gas & Food Mart | 18520 Bow Hill Rd. | Bow | WA | 98232
10 | 4260001 | Wheeler's Kountry Korner | Tank 1 | Tank 1 Compartment | Currently in Use | 3000 | TRUE |  | Diesel | TRUE | Spill Bucket | Confederated Tribes and Bands of the Yakama Nation | Wheeler's Kountry Korner | 2421 W. Wapato Rd. | Wapato | WA | 98951
10 | 4260001 | Wheeler's Kountry Korner | Tank 2 | Tank 2 Compartment | Currently in Use | 3000 | TRUE |  | Diesel | TRUE | Spill Bucket | Confederated Tribes and Bands of the Yakama Nation | Wheeler's Kountry Korner | 2421 W. Wapato Rd. | Wapato | WA | 98951
10 | 4260001 | Wheeler's Kountry Korner | Tank 3 | Tank 3 Compartment | Currently in Use | 8000 | TRUE |  | Gasoline (containing <=10% ethanol) | TRUE | Spill Bucket | Confederated Tribes and Bands of the Yakama Nation | Wheeler's Kountry Korner | 2421 W. Wapato Rd. | Wapato | WA | 98951
10 | 4260001 | Wheeler's Kountry Korner | Tank 4 | Tank 4 Compartment | Currently in Use | 6000 | TRUE |  | Gasoline (containing <=10% ethanol) | TRUE | Spill Bucket | Confederated Tribes and Bands of the Yakama Nation | Wheeler's Kountry Korner | 2421 W. Wapato Rd. | Wapato | WA | 98951
10 | 4260001 | Wheeler's Kountry Korner | Tank 5 | Tank 5 Compartment | Permanently Out of Use | 3000 | TRUE |  | Diesel | FALSE | Unknown | Confederated Tribes and Bands of the Yakama Nation | Wheeler's Kountry Korner | 2421 W. Wapato Rd. | Wapato | WA | 98951
10 | 4260003 | Pace International LP | Tank 1 | Tank 1 Compartment | Permanently Out of Use | 2000 | TRUE |  | Diesel | FALSE | Unknown | Confederated Tribes and Bands of the Yakama Nation | Pace International LP | 5661 Branch Rd. | Wapato | WA | 98951
10 | 4260003 | Pace International LP | Tank 2 | Tank 2 Compartment | Permanently Out of Use | 10000 | TRUE |  | Other | FALSE | Unknown | Confederated Tribes and Bands of the Yakama Nation | Pace International LP | 5661 Branch Rd. | Wapato | WA | 98951
10 | 4260003 | Pace International LP | Tank 5 | Tank 5 Compartment | Permanently Out of Use | 250 | TRUE |  | Gasoline (containing <=10% ethanol) | FALSE | Unknown | Confederated Tribes and Bands of the Yakama Nation | Pace International LP | 5661 Branch Rd. | Wapato | WA | 98951
10 | 4260003 | Pace International LP | Tank 6 | Tank 6 Compartment | Permanently Out of Use | 800 | TRUE |  | Gasoline (containing <=10% ethanol) | FALSE | Unknown | Confederated Tribes and Bands of the Yakama Nation | Pace International LP | 5661 Branch Rd. | Wapato | WA | 98951
10 | 4260003 | Pace International LP | Tank 8 | Tank 8 Compartment | Permanently Out of Use | 15500 | TRUE |  | Other | FALSE | Unknown | Confederated Tribes and Bands of the Yakama Nation | Pace International LP | 5661 Branch Rd. | Wapato | WA | 98951
10 | 4260004 | Latum Creek Ranch, Inc. | Tank 1 | Tank 1 Compartment | Permanently Out of Use | 5000 | TRUE |  | Gasoline (containing <=10% ethanol) | FALSE | Unknown | Confederated Tribes and Bands of the Yakama Nation | Latum Creek Ranch, Inc. | 320 Stephenson Rd. | Wapato | WA | 98951
10 | 4260004 | Latum Creek Ranch, Inc. | Tank 2 | Tank 2 Compartment | Permanently Out of Use | 10000 | TRUE |  | Diesel | FALSE | Unknown | Confederated Tribes and Bands of the Yakama Nation | Latum Creek Ranch, Inc. | 320 Stephenson Rd. | Wapato | WA | 98951
10 | 4260005 | Dekker & Sons, Inc. | Tank 1 | Tank 1 Compartment | Permanently Out of Use | 12000 | TRUE |  | Gasoline (containing <=10% ethanol) | FALSE | Unknown | Confederated Tribes and Bands of the Yakama Nation | Dekker & Sons, Inc. | 1590 Mint Rd. | White Swan | WA | 98952
10 | 4260005 | Dekker & Sons, Inc. | Tank 2 | Tank 2 Compartment | Permanently Out of Use | 8000 | TRUE |  | Diesel | FALSE | Unknown | Confederated Tribes and Bands of the Yakama Nation | Dekker & Sons, Inc. | 1590 Mint Rd. | White Swan | WA | 98952
10 | 4260006 | Glenro Farms, Inc. | Tank 1 | Tank 1 Compartment | Permanently Out of Use | 4000 | TRUE |  | Diesel | FALSE | Unknown | Confederated Tribes and Bands of the Yakama Nation | Glenro Farms, Inc. | Division St. & S. Larue Rd. | Toppenish | WA | 98948
10 | 4260006 | Glenro Farms, Inc. | Tank 2 | Tank 2 Compartment | Permanently Out of Use | 4000 | TRUE |  | Gasoline (containing <=10% ethanol) | FALSE | Unknown | Confederated Tribes and Bands of the Yakama Nation | Glenro Farms, Inc. | Division St. & S. Larue Rd. | Toppenish | WA | 98948
10 | 4260007 | Perrault Farms, Inc. | Tank 1 | Tank 1 Compartment | Permanently Out of Use | 9999 | TRUE |  | Gasoline (containing <=10% ethanol) | FALSE | Unknown | Confederated Tribes and Bands of the Yakama Nation | Perrault Farms, Inc. | 11051 Lateral A | Toppenish | WA | 98948
10 | 4260008 | Fort Simcoe Job Corps Center | Tank 1 | Tank 1 Compartment | Permanently Out of Use | 2000 | TRUE |  | Gasoline (containing <=10% ethanol) | FALSE | Unknown | Confederated Tribes and Bands of the Yakama Nation | Fort Simcoe Job Corps Center | 40 Abella Lane | White Swan | WA | 98952
10 | 4260008 | Fort Simcoe Job Corps Center | Tank 11 | Tank 11 Compartment | Permanently Out of Use | 5000 | TRUE |  | Gasoline (containing <=10% ethanol) | FALSE | Unknown | Confederated Tribes and Bands of the Yakama Nation | Fort Simcoe Job Corps Center | 40 Abella Lane | White Swan | WA | 98952
10 | 4260008 | Fort Simcoe Job Corps Center | Tank 12 | Tank 12 Compartment | Permanently Out of Use | 5000 | TRUE |  | Diesel | FALSE | Unknown | Confederated Tribes and Bands of the Yakama Nation | Fort Simcoe Job Corps Center | 40 Abella Lane | White Swan | WA | 98952
10 | 4260008 | Fort Simcoe Job Corps Center | Tank 14 | Tank 14 Compartment | Permanently Out of Use | 12000 | TRUE |  | Diesel | FALSE | Unknown | Confederated Tribes and Bands of the Yakama Nation | Fort Simcoe Job Corps Center | 40 Abella Lane | White Swan | WA | 98952
10 | 4260008 | Fort Simcoe Job Corps Center | Tank 2 | Tank 2 Compartment | Permanently Out of Use | 3000 | TRUE |  | Gasoline (containing <=10% ethanol) | FALSE | Unknown | Confederated Tribes and Bands of the Yakama Nation | Fort Simcoe Job Corps Center | 40 Abella Lane | White Swan | WA | 98952
10 | 4260009 | Serv Um Self | Tank 1 | Tank 1 Compartment | Permanently Out of Use | 5000 | TRUE |  | Gasoline (containing <=10% ethanol) | FALSE | Unknown | Confederated Tribes and Bands of the Yakama Nation | Serv Um Self | 610 W. 1St. Ave. | Toppenish | WA | 98948
10 | 4260009 | Serv Um Self | Tank 2 | Tank 2 Compartment | Permanently Out of Use | 5000 | TRUE |  | Gasoline (containing <=10% ethanol) | FALSE | Unknown | Confederated Tribes and Bands of the Yakama Nation | Serv Um Self | 610 W. 1St. Ave. | Toppenish | WA | 98948
10 | 4260009 | Serv Um Self | Tank 3 | Tank 3 Compartment | Permanently Out of Use | 5000 | TRUE |  | Gasoline (containing <=10% ethanol) | FALSE | Unknown | Confederated Tribes and Bands of the Yakama Nation | Serv Um Self | 610 W. 1St. Ave. | Toppenish | WA | 98948
10 | 4260009 | Serv Um Self | Tank 4 | Tank 4 Compartment | Permanently Out of Use | 4000 | TRUE |  | Gasoline (containing <=10% ethanol) | FALSE | Unknown | Confederated Tribes and Bands of the Yakama Nation | Serv Um Self | 610 W. 1St. Ave. | Toppenish | WA | 98948
10 | 4260009 | Serv Um Self | Tank 5 | Tank 5 Compartment | Permanently Out of Use | 4000 | TRUE |  | Diesel | FALSE | Unknown | Confederated Tribes and Bands of the Yakama Nation | Serv Um Self | 610 W. 1St. Ave. | Toppenish | WA | 98948
10 | 4260009 | Serv Um Self | Tank 6 | Tank 6 Compartment | Permanently Out of Use | 250 | TRUE |  | Used Oil | FALSE | Unknown | Confederated Tribes and Bands of the Yakama Nation | Serv Um Self | 610 W. 1St. Ave. | Toppenish | WA | 98948
10 | 4260009 | Serv Um Self | Tank 7 | Tank 7 Compartment | Permanently Out of Use | 250 | TRUE |  | Kerosene | FALSE | Unknown | Confederated Tribes and Bands of the Yakama Nation | Serv Um Self | 610 W. 1St. Ave. | Toppenish | WA | 98948
10 | 4260009 | Serv Um Self | Tank 8 | Tank 8 Compartment | Permanently Out of Use | 891 | TRUE |  | Used Oil | Exempt due to small delivery | N/A or Exempt due to small delivery | Confederated Tribes and Bands of the Yakama Nation | Serv Um Self | 610 W. 1St. Ave. | Toppenish | WA | 98948
10 | 4260010 | Lindsey Lockers | Tank 1 | Tank 1 Compartment | Permanently Out of Use | 1000 | TRUE |  | Gasoline (containing <=10% ethanol) | FALSE | Unknown | Confederated Tribes and Bands of the Yakama Nation | Lindsey Lockers | 5001 Evans Rd. | Harrah | WA | 98933
10 | 4260010 | Lindsey Lockers | Tank 2 | Tank 2 Compartment | Permanently Out of Use | 1000 | TRUE |  | Gasoline (containing <=10% ethanol) | FALSE | Unknown | Confederated Tribes and Bands of the Yakama Nation | Lindsey Lockers | 5001 Evans Rd. | Harrah | WA | 98933
10 | 4260010 | Lindsey Lockers | Tank 3 | Tank 3 Compartment | Permanently Out of Use | 1000 | TRUE |  | Gasoline (containing <=10% ethanol) | FALSE | Unknown | Confederated Tribes and Bands of the Yakama Nation | Lindsey Lockers | 5001 Evans Rd. | Harrah | WA | 98933
10 | 4260010 | Lindsey Lockers | Tank 4 | Tank 4 Compartment | Permanently Out of Use | 500 | TRUE |  | Gasoline (containing <=10% ethanol) | FALSE | Unknown | Confederated Tribes and Bands of the Yakama Nation | Lindsey Lockers | 5001 Evans Rd. | Harrah | WA | 98933
10 | 4260011 | L.O. Gannon & Sons, Inc. | Tank 1 | Tank 1 Compartment | Permanently Out of Use | 10000 | TRUE |  | Diesel | FALSE | Unknown | Confederated Tribes and Bands of the Yakama Nation | L.O. Gannon & Sons, Inc. | Hwy. 22 & Boundary Rd., P.O. Box 100 | Mabton | WA | 98935
10 | 4260012 | Wayne's Tire | Tank 1 | Tank 1 Compartment | Permanently Out of Use | 550 | TRUE |  | Gasoline (containing <=10% ethanol) | FALSE | Unknown | Confederated Tribes and Bands of the Yakama Nation | Wayne's Tire | 415 N. Camas Rd. | Wapato | WA | 98951
10 | 4260012 | Wayne's Tire | Tank 2 | Tank 2 Compartment | Permanently Out of Use | 1000 | TRUE |  | Gasoline (containing <=10% ethanol) | FALSE | Unknown | Confederated Tribes and Bands of the Yakama Nation | Wayne's Tire | 415 N. Camas Rd. | Wapato | WA | 98951
10 | 4260013 | Schmidt's OK Tire Store | Tank 1 | Tank 1 Compartment | Permanently Out of Use | 1000 | TRUE |  | Gasoline (containing <=10% ethanol) | FALSE | Unknown | Confederated Tribes and Bands of the Yakama Nation | Schmidt's OK Tire Store | 403 W. 1st St. | Wapato | WA | 98951
10 | 4260014 | Del Monte Foods - Plant No. 122 | Tank 1 | Tank 1 Compartment | Permanently Out of Use | 30000 | TRUE |  | Other | FALSE | Unknown | Confederated Tribes and Bands of the Yakama Nation | Del Monte Foods - Plant No. 122 | 49 E. 3rd Ave. | Toppenish | WA | 98948
10 | 4260014 | Del Monte Foods - Plant No. 122 | Tank 2 | Tank 2 Compartment | Permanently Out of Use | 20001 | TRUE |  | Other | FALSE | Unknown | Confederated Tribes and Bands of the Yakama Nation | Del Monte Foods - Plant No. 122 | 49 E. 3rd Ave. | Toppenish | WA | 98948
10 | 4260014 | Del Monte Foods - Plant No. 122 | Tank 3 | Tank 3 Compartment | Permanently Out of Use | 19999 | TRUE |  | Gasoline (containing <=10% ethanol) | FALSE | Unknown | Confederated Tribes and Bands of the Yakama Nation | Del Monte Foods - Plant No. 122 | 49 E. 3rd Ave. | Toppenish | WA | 98948
10 | 4260015 | Toppenish Public Work Shops | Tank 2 | Tank 2 Compartment | Permanently Out of Use | 1000 | TRUE |  | Gasoline (containing <=10% ethanol) | FALSE | Unknown | Confederated Tribes and Bands of the Yakama Nation | Toppenish Public Work Shops | 21 W. 1st Ave. | Toppenish | WA | 98948
10 | 4260015 | Toppenish Public Work Shops | Tank 3 | Tank 3 Compartment | Permanently Out of Use | 4000 | TRUE |  | Diesel | FALSE | Unknown | Confederated Tribes and Bands of the Yakama Nation | Toppenish Public Work Shops | 21 W. 1st Ave. | Toppenish | WA | 98948
10 | 4260015 | Toppenish Public Work Shops | Tank 4 | Tank 4 Compartment | Permanently Out of Use | 4000 | TRUE |  | Gasoline (containing <=10% ethanol) | FALSE | Unknown | Confederated Tribes and Bands of the Yakama Nation | Toppenish Public Work Shops | 21 W. 1st Ave. | Toppenish | WA | 98948
10 | 4260015 | Toppenish Public Work Shops | Tank 6 | Tank 6 Compartment | Permanently Out of Use | 1500 | TRUE |  | Gasoline (containing <=10% ethanol) | FALSE | Unknown | Confederated Tribes and Bands of the Yakama Nation | Toppenish Public Work Shops | 21 W. 1st Ave. | Toppenish | WA | 98948
10 | 4260015 | Toppenish Public Work Shops | Tank 7 | Tank 7 Compartment | Permanently Out of Use | 1500 | TRUE |  | Diesel | FALSE | Unknown | Confederated Tribes and Bands of the Yakama Nation | Toppenish Public Work Shops | 21 W. 1st Ave. | Toppenish | WA | 98948
10 | 4260015 | Toppenish Public Work Shops | Tank 1 | Tank 1 Compartment | Permanently Out of Use | 500 | TRUE |  | Diesel | FALSE | Unknown | Confederated Tribes and Bands of the Yakama Nation | Toppenish Public Work Shops | 21 W. 1st Ave. | Toppenish | WA | 98948
10 | 4260016 | Jeff Harris Co., Inc. | Tank 1 | Tank 1 Compartment | Permanently Out of Use | 550 | TRUE |  | Diesel | FALSE | Unknown | Confederated Tribes and Bands of the Yakama Nation | Jeff Harris Co., Inc. | 802 W. 1st Ave. | Toppenish | WA | 98948
10 | 4260016 | Jeff Harris Co., Inc. | Tank 2 | Tank 2 Compartment | Permanently Out of Use | 550 | TRUE |  | Diesel | FALSE | Unknown | Confederated Tribes and Bands of the Yakama Nation | Jeff Harris Co., Inc. | 802 W. 1st Ave. | Toppenish | WA | 98948
10 | 4260016 | Jeff Harris Co., Inc. | Tank 3 | Tank 3 Compartment | Permanently Out of Use | 1000 | TRUE |  | Used Oil | FALSE | Unknown | Confederated Tribes and Bands of the Yakama Nation | Jeff Harris Co., Inc. | 802 W. 1st Ave. | Toppenish | WA | 98948
10 | 4260016 | Jeff Harris Co., Inc. | Tank 4 | Tank 4 Compartment | Permanently Out of Use | 550 | TRUE |  | Gasoline (containing <=10% ethanol) | FALSE | Unknown | Confederated Tribes and Bands of the Yakama Nation | Jeff Harris Co., Inc. | 802 W. 1st Ave. | Toppenish | WA | 98948
10 | 4260016 | Jeff Harris Co., Inc. | Tank 5 | Tank 5 Compartment | Permanently Out of Use | 550 | TRUE |  | Gasoline (containing <=10% ethanol) | FALSE | Unknown | Confederated Tribes and Bands of the Yakama Nation | Jeff Harris Co., Inc. | 802 W. 1st Ave. | Toppenish | WA | 98948
10 | 4260017 | Stewart's Corner | Tank 1 | Tank 1 Compartment | Permanently Out of Use | 550 | TRUE |  | Gasoline (containing <=10% ethanol) | FALSE | Unknown | Confederated Tribes and Bands of the Yakama Nation | Stewart's Corner | 2420 W. Wapato Rd. | Wapato | WA | 98951
10 | 4260017 | Stewart's Corner | Tank 2 | Tank 2 Compartment | Permanently Out of Use | 1750 | TRUE |  | Gasoline (containing <=10% ethanol) | FALSE | Unknown | Confederated Tribes and Bands of the Yakama Nation | Stewart's Corner | 2420 W. Wapato Rd. | Wapato | WA | 98951
10 | 4260017 | Stewart's Corner | Tank 3 | Tank 3 Compartment | Permanently Out of Use | 1750 | TRUE |  | Gasoline (containing <=10% ethanol) | FALSE | Unknown | Confederated Tribes and Bands of the Yakama Nation | Stewart's Corner | 2420 W. Wapato Rd. | Wapato | WA | 98951
10 | 4260018 | Former Logan Feed, Inc. - Ashue Siding | Tank DRYER | Tank DRYER Compartment | Permanently Out of Use | 19999 | TRUE |  | Diesel | FALSE | Unknown | Confederated Tribes and Bands of the Yakama Nation | Former Logan Feed, Inc. - Ashue Siding | SE Corner Branch & Ashue Rd. | Wapato | WA | 98951
10 | 4260018 | Former Logan Feed, Inc. - Ashue Siding | Tank OFFICE | Tank OFFICE Compartment | Permanently Out of Use | 499 | TRUE |  | Gasoline (containing <=10% ethanol) | FALSE | Unknown | Confederated Tribes and Bands of the Yakama Nation | Former Logan Feed, Inc. - Ashue Siding | SE Corner Branch & Ashue Rd. | Wapato | WA | 98951
10 | 4260018 | Former Logan Feed, Inc. - Ashue Siding | Tank WAREHOUSE | Tank WAREHOUSE Compartment | Permanently Out of Use | 499 | TRUE |  | Gasoline (containing <=10% ethanol) | FALSE | Unknown | Confederated Tribes and Bands of the Yakama Nation | Former Logan Feed, Inc. - Ashue Siding | SE Corner Branch & Ashue Rd. | Wapato | WA | 98951
10 | 4260020 | Amos Gamache Farms - Toppenish | Tank 1 | Tank 1 Compartment | Permanently Out of Use | 9999 | TRUE |  | Gasoline (containing <=10% ethanol) | FALSE | Unknown | Confederated Tribes and Bands of the Yakama Nation | Amos Gamache Farms - Toppenish | 2131 Fort Rd. | Toppenish | WA | 98948
10 | 4260020 | Amos Gamache Farms - Toppenish | Tank 2 | Tank 2 Compartment | Permanently Out of Use | 4999 | TRUE |  | Gasoline (containing <=10% ethanol) | FALSE | Unknown | Confederated Tribes and Bands of the Yakama Nation | Amos Gamache Farms - Toppenish | 2131 Fort Rd. | Toppenish | WA | 98948
10 | 4260021 | Amos Gamache Farms - Wapato | Tank 1 | Tank 1 Compartment | Permanently Out of Use | 9999 | TRUE |  | Gasoline (containing <=10% ethanol) | FALSE | Unknown | Confederated Tribes and Bands of the Yakama Nation | Amos Gamache Farms - Wapato | 1262 N. Barkes Rd. | Wapato | WA | 98951
10 | 4260021 | Amos Gamache Farms - Wapato | Tank 2 | Tank 2 Compartment | Permanently Out of Use | 9999 | TRUE |  | Diesel | FALSE | Unknown | Confederated Tribes and Bands of the Yakama Nation | Amos Gamache Farms - Wapato | 1262 N. Barkes Rd. | Wapato | WA | 98951
10 | 4260022 | Greyback Fuel and Oils | Tank 1 | Tank 1 Compartment | Permanently Out of Use | 5000 | TRUE |  | Gasoline (containing <=10% ethanol) | TRUE | Spill Bucket | Confederated Tribes and Bands of the Yakama Nation | Greyback Fuel and Oils | 810 W. 1st Ave. | Toppenish | WA | 98948
10 | 4260022 | Greyback Fuel and Oils | Tank 2 | Tank 2 Compartment | Permanently Out of Use | 5000 | TRUE |  | Gasoline (containing <=10% ethanol) | TRUE | Spill Bucket | Confederated Tribes and Bands of the Yakama Nation | Greyback Fuel and Oils | 810 W. 1st Ave. | Toppenish | WA | 98948
10 | 4260022 | Greyback Fuel and Oils | Tank 3 | Tank 3 Compartment | Permanently Out of Use | 12000 | TRUE |  | Gasoline (containing <=10% ethanol) | TRUE | Spill Bucket | Confederated Tribes and Bands of the Yakama Nation | Greyback Fuel and Oils | 810 W. 1st Ave. | Toppenish | WA | 98948
10 | 4260022 | Greyback Fuel and Oils | Tank 4 | Tank 4 Compartment | Permanently Out of Use | 12000 | TRUE |  | Diesel | TRUE | Spill Bucket | Confederated Tribes and Bands of the Yakama Nation | Greyback Fuel and Oils | 810 W. 1st Ave. | Toppenish | WA | 98948
10 | 4260022 | Greyback Fuel and Oils | Tank 5 | Tank 5 Compartment | Permanently Out of Use | 550 | TRUE |  | Used Oil | FALSE | Unknown | Confederated Tribes and Bands of the Yakama Nation | Greyback Fuel and Oils | 810 W. 1st Ave. | Toppenish | WA | 98948
10 | 4260022 | Greyback Fuel and Oils | Tank 6 | Tank 6 Compartment | Currently in Use | 20000 | TRUE |  | Gasoline (containing <=10% ethanol) | TRUE | Spill Bucket | Confederated Tribes and Bands of the Yakama Nation | Greyback Fuel and Oils | 810 W. 1st Ave. | Toppenish | WA | 98948
10 | 4260022 | Greyback Fuel and Oils | Tank 7 | Tank 7 Compartment 7a | Currently in Use | 8000 | TRUE |  | Gasoline (containing <=10% ethanol) | TRUE | Spill Bucket | Confederated Tribes and Bands of the Yakama Nation | Greyback Fuel and Oils | 810 W. 1st Ave. | Toppenish | WA | 98948
10 | 4260022 | Greyback Fuel and Oils | Tank 7 | Tank 7 Compartment 7b | Currently in Use | 12000 | TRUE |  | Diesel | TRUE | Spill Bucket | Confederated Tribes and Bands of the Yakama Nation | Greyback Fuel and Oils | 810 W. 1st Ave. | Toppenish | WA | 98948
10 | 4260022 | Greyback Fuel and Oils | Tank 8 | Tank 8 Compartment 8a | Currently in Use | 15000 | TRUE |  | Diesel | TRUE | Spill Bucket | Confederated Tribes and Bands of the Yakama Nation | Greyback Fuel and Oils | 810 W. 1st Ave. | Toppenish | WA | 98948
10 | 4260022 | Greyback Fuel and Oils | Tank 8 | Tank 8 Compartment 8b | Currently in Use | 5000 | TRUE |  | Stove Oil | TRUE | Spill Bucket | Confederated Tribes and Bands of the Yakama Nation | Greyback Fuel and Oils | 810 W. 1st Ave. | Toppenish | WA | 98948
10 | 4260022 | Greyback Fuel and Oils | Tank 10 | Tank 10 Compartment | Currently in Use | 20000 | TRUE |  | Diesel | TRUE | Spill Bucket | Confederated Tribes and Bands of the Yakama Nation | Greyback Fuel and Oils | 810 W. 1st Ave. | Toppenish | WA | 98948
10 | 4260023 | Pow Wow Service | Tank 1 | Tank 1 Compartment | Permanently Out of Use | 5000 | TRUE |  | Gasoline (containing <=10% ethanol) | FALSE | Unknown | Confederated Tribes and Bands of the Yakama Nation | Pow Wow Service | 301 E. Toppenish Ave. | Toppenish | WA | 98948
10 | 4260023 | Pow Wow Service | Tank 2 | Tank 2 Compartment | Permanently Out of Use | 4000 | TRUE |  | Gasoline (containing <=10% ethanol) | FALSE | Unknown | Confederated Tribes and Bands of the Yakama Nation | Pow Wow Service | 301 E. Toppenish Ave. | Toppenish | WA | 98948
10 | 4260024 | The General Store | Tank 1 | Tank 1 Compartment | Permanently Out of Use | 3000 | TRUE |  | Gasoline (containing <=10% ethanol) | FALSE | Unknown | Confederated Tribes and Bands of the Yakama Nation | The General Store | 505 W. 1st Ave. | Toppenish | WA | 98948
10 | 4260024 | The General Store | Tank 2 | Tank 2 Compartment | Permanently Out of Use | 3000 | TRUE |  | Gasoline (containing <=10% ethanol) | FALSE | Unknown | Confederated Tribes and Bands of the Yakama Nation | The General Store | 505 W. 1st Ave. | Toppenish | WA | 98948
10 | 4260024 | The General Store | Tank 3 | Tank 3 Compartment | Permanently Out of Use | 3000 | TRUE |  | Gasoline (containing <=10% ethanol) | FALSE | Unknown | Confederated Tribes and Bands of the Yakama Nation | The General Store | 505 W. 1st Ave. | Toppenish | WA | 98948
10 | 4260024 | The General Store | Tank 4 | Tank 4 Compartment | Permanently Out of Use | 1000 | TRUE |  | Gasoline (containing <=10% ethanol) | FALSE | Unknown | Confederated Tribes and Bands of the Yakama Nation | The General Store | 505 W. 1st Ave. | Toppenish | WA | 98948
10 | 4260024 | The General Store | Tank 5 | Tank 5 Compartment | Permanently Out of Use | 1000 | TRUE |  | Gasoline (containing <=10% ethanol) | FALSE | Unknown | Confederated Tribes and Bands of the Yakama Nation | The General Store | 505 W. 1st Ave. | Toppenish | WA | 98948
10 | 4260024 | The General Store | Tank 6 | Tank 6 Compartment | Currently in Use | 10000 | TRUE |  | Gasoline (containing <=10% ethanol) | TRUE | Spill Bucket | Confederated Tribes and Bands of the Yakama Nation | The General Store | 505 W. 1st Ave. | Toppenish | WA | 98948
10 | 4260024 | The General Store | Tank 7 | Tank 7 Compartment 7a | Currently in Use | 6000 | TRUE |  | Gasoline (containing <=10% ethanol) | TRUE | Spill Bucket | Confederated Tribes and Bands of the Yakama Nation | The General Store | 505 W. 1st Ave. | Toppenish | WA | 98948
10 | 4260024 | The General Store | Tank 7 | Tank 7 Compartment 7b | Currently in Use | 4000 | TRUE |  | Gasoline (containing <=10% ethanol) | TRUE | Spill Bucket | Confederated Tribes and Bands of the Yakama Nation | The General Store | 505 W. 1st Ave. | Toppenish | WA | 98948
10 | 4260025 | St. Mary's Ranches, Inc. | Tank 1 | Tank 1 Compartment | Permanently Out of Use | 1000 | TRUE |  | Gasoline (containing <=10% ethanol) | FALSE | Unknown | Confederated Tribes and Bands of the Yakama Nation | St. Mary's Ranches, Inc. | 970 St. Mary Rd. | Harrah | WA | 98933
10 | 4260025 | St. Mary's Ranches, Inc. | Tank 2 | Tank 2 Compartment | Permanently Out of Use | 6000 | TRUE |  | Heating Oil | FALSE | Unknown | Confederated Tribes and Bands of the Yakama Nation | St. Mary's Ranches, Inc. | 970 St. Mary Rd. | Harrah | WA | 98933
10 | 4260025 | St. Mary's Ranches, Inc. | Tank 3 | Tank 3 Compartment | Permanently Out of Use | 1000 | TRUE |  | Gasoline (containing <=10% ethanol) | FALSE | Unknown | Confederated Tribes and Bands of the Yakama Nation | St. Mary's Ranches, Inc. | 970 St. Mary Rd. | Harrah | WA | 98933
10 | 4260027 | Former Logan Feed Inc. | Tank 1 | Tank 1 Compartment | Permanently Out of Use | 250 | TRUE |  | Gasoline (containing <=10% ethanol) | FALSE | Unknown | Confederated Tribes and Bands of the Yakama Nation | Former Logan Feed Inc. | 202 S. Division St. | Toppenish | WA | 98948
10 | 4260029 | Allen's Market | Tank 1 | Tank 1 Compartment | Permanently Out of Use | 1000 | TRUE |  | Gasoline (containing <=10% ethanol) | FALSE | Unknown | Confederated Tribes and Bands of the Yakama Nation | Allen's Market | 160 S. Wapto Rd. | Wapato | WA | 98951
10 | 4260029 | Allen's Market | Tank 2 | Tank 2 Compartment | Permanently Out of Use | 1000 | TRUE |  | Gasoline (containing <=10% ethanol) | FALSE | Unknown | Confederated Tribes and Bands of the Yakama Nation | Allen's Market | 160 S. Wapto Rd. | Wapato | WA | 98951
10 | 4260031 | Yakima Golding Farms - Pettit Farm | Tank 3 | Tank 3 Compartment | Permanently Out of Use | 2000 | TRUE |  | Diesel | FALSE | Unknown | Confederated Tribes and Bands of the Yakama Nation | Yakima Golding Farms - Pettit Farm | 2681 S. McKinley Rd. | Toppenish | WA | 98948
10 | 4260032 | Twin Buttes Ranch | Tank 1 | Tank 1 Compartment | Permanently Out of Use | 8000 | TRUE |  | Diesel | FALSE | Unknown | Confederated Tribes and Bands of the Yakama Nation | Twin Buttes Ranch | 550 Parkato Rd. | Parker | WA | 98939
10 | 4260032 | Twin Buttes Ranch | Tank 2 | Tank 2 Compartment | Permanently Out of Use | 10000 | TRUE |  | Gasoline (containing <=10% ethanol) | FALSE | Unknown | Confederated Tribes and Bands of the Yakama Nation | Twin Buttes Ranch | 550 Parkato Rd. | Parker | WA | 98939
10 | 4260035 | Nello Pistoresi & Son, Inc. | Tank 1 | Tank 1 Compartment | Permanently Out of Use | 19999 | TRUE |  | Diesel | FALSE | Unknown | Confederated Tribes and Bands of the Yakama Nation | Nello Pistoresi & Son, Inc. | Fort & Ward Roads | Toppenish | WA | 98948
10 | 4260035 | Nello Pistoresi & Son, Inc. | Tank 2 | Tank 2 Compartment | Permanently Out of Use | 9999 | TRUE |  | Diesel | FALSE | Unknown | Confederated Tribes and Bands of the Yakama Nation | Nello Pistoresi & Son, Inc. | Fort & Ward Roads | Toppenish | WA | 98948
10 | 4260035 | Nello Pistoresi & Son, Inc. | Tank 3 | Tank 3 Compartment | Permanently Out of Use | 9999 | TRUE |  | Gasoline (containing <=10% ethanol) | FALSE | Unknown | Confederated Tribes and Bands of the Yakama Nation | Nello Pistoresi & Son, Inc. | Fort & Ward Roads | Toppenish | WA | 98948
10 | 4260035 | Nello Pistoresi & Son, Inc. | Tank 4 | Tank 4 Compartment | Permanently Out of Use | 19999 | TRUE |  | Diesel | FALSE | Unknown | Confederated Tribes and Bands of the Yakama Nation | Nello Pistoresi & Son, Inc. | Fort & Ward Roads | Toppenish | WA | 98948
10 | 4260035 | Nello Pistoresi & Son, Inc. | Tank 5 | Tank 5 Compartment | Permanently Out of Use | 4999 | TRUE |  | Diesel | FALSE | Unknown | Confederated Tribes and Bands of the Yakama Nation | Nello Pistoresi & Son, Inc. | Fort & Ward Roads | Toppenish | WA | 98948
10 | 4260035 | Nello Pistoresi & Son, Inc. | Tank 6 | Tank 6 Compartment | Permanently Out of Use | 4999 | TRUE |  | Diesel | FALSE | Unknown | Confederated Tribes and Bands of the Yakama Nation | Nello Pistoresi & Son, Inc. | Fort & Ward Roads | Toppenish | WA | 98948
10 | 4260036 | Fort Simcoe State Park | Tank 1 | Tank 1 Compartment | Permanently Out of Use | 500 | TRUE |  | Gasoline (containing <=10% ethanol) | FALSE | Unknown | Confederated Tribes and Bands of the Yakama Nation | Fort Simcoe State Park | 5150 Fort Simcoe Rd. | White Swan | WA | 98952
10 | 4260037 | Harold's General Merchandise | Tank 1 | Tank 1 Compartment | Permanently Out of Use | 2000 | TRUE |  | Gasoline (containing <=10% ethanol) | TRUE | Spill Bucket | Confederated Tribes and Bands of the Yakama Nation | Harold's General Merchandise | 4080 Harrah Rd. | Harrah | WA | 98933
10 | 4260037 | Harold's General Merchandise | Tank 2 | Tank 2 Compartment | Permanently Out of Use | 2000 | TRUE |  | Gasoline (containing <=10% ethanol) | TRUE | Spill Bucket | Confederated Tribes and Bands of the Yakama Nation | Harold's General Merchandise | 4080 Harrah Rd. | Harrah | WA | 98933
10 | 4260037 | Harold's General Merchandise | Tank 3 | Tank 3 Compartment | Currently in Use | 4000 | TRUE |  | Gasoline (containing <=10% ethanol) | TRUE | Spill Bucket | Confederated Tribes and Bands of the Yakama Nation | Harold's General Merchandise | 4080 Harrah Rd. | Harrah | WA | 98933
10 | 4260038 | Wapato Food Mart | Tank 1 | Tank 1 Compartment | Permanently Out of Use | 10000 | TRUE |  | Gasoline (containing <=10% ethanol) | TRUE | Spill Bucket | Confederated Tribes and Bands of the Yakama Nation | Wapato Food Mart | 67831 Hwy. 97 | Wapato | WA | 98951
10 | 4260038 | Wapato Food Mart | Tank 158 | Tank 158 Compartment | Permanently Out of Use | 6000 | TRUE |  | Gasoline (containing <=10% ethanol) | TRUE | Spill Bucket | Confederated Tribes and Bands of the Yakama Nation | Wapato Food Mart | 67831 Hwy. 97 | Wapato | WA | 98951
10 | 4260038 | Wapato Food Mart | Tank 159 | Tank 159 Compartment | Permanently Out of Use | 8000 | TRUE |  | Gasoline (containing <=10% ethanol) | TRUE | Spill Bucket | Confederated Tribes and Bands of the Yakama Nation | Wapato Food Mart | 67831 Hwy. 97 | Wapato | WA | 98951
10 | 4260038 | Wapato Food Mart | Tank 160 | Tank 160 Compartment | Permanently Out of Use | 4000 | TRUE |  | Gasoline (containing <=10% ethanol) | TRUE | Spill Bucket | Confederated Tribes and Bands of the Yakama Nation | Wapato Food Mart | 67831 Hwy. 97 | Wapato | WA | 98951
10 | 4260039 | Intervalley Hardware #062 (aka Pro Hardware) | Tank 913 | Tank 913 Compartment | Permanently Out of Use | 8000 | TRUE |  | Gasoline (containing <=10% ethanol) | FALSE | Unknown | Confederated Tribes and Bands of the Yakama Nation | Intervalley Hardware #062 (aka Pro Hardware) | #3 Fort Rd. | Toppenish | WA | 98948
10 | 4260039 | Intervalley Hardware #062 (aka Pro Hardware) | Tank 914 | Tank 914 Compartment | Permanently Out of Use | 12000 | TRUE |  | Gasoline (containing <=10% ethanol) | FALSE | Unknown | Confederated Tribes and Bands of the Yakama Nation | Intervalley Hardware #062 (aka Pro Hardware) | #3 Fort Rd. | Toppenish | WA | 98948
10 | 4260040 | Jackpot Grocery & Deli (aka Valley View Market II) | Tank 162 | Tank 162 Compartment | Permanently Out of Use | 4000 | TRUE |  | Gasoline (containing <=10% ethanol) | TRUE | Spill Bucket | Confederated Tribes and Bands of the Yakama Nation | Jackpot Grocery & Deli (aka Valley View Market II) | 618 E. Toppenish Ave. | Toppenish | WA | 98948
10 | 4260040 | Jackpot Grocery & Deli (aka Valley View Market II) | Tank 163 | Tank 163 Compartment | Permanently Out of Use | 8000 | TRUE |  | Gasoline (containing <=10% ethanol) | TRUE | Spill Bucket | Confederated Tribes and Bands of the Yakama Nation | Jackpot Grocery & Deli (aka Valley View Market II) | 618 E. Toppenish Ave. | Toppenish | WA | 98948
10 | 4260040 | Jackpot Grocery & Deli (aka Valley View Market II) | Tank 194 | Tank 194 Compartment | Permanently Out of Use | 12000 | TRUE |  | Gasoline (containing <=10% ethanol) | TRUE | Spill Bucket | Confederated Tribes and Bands of the Yakama Nation | Jackpot Grocery & Deli (aka Valley View Market II) | 618 E. Toppenish Ave. | Toppenish | WA | 98948
10 | 4260042 | Regimbal & Regimbal, Inc. | Tank 1 | Tank 1 Compartment | Permanently Out of Use | 4999 | TRUE |  | Gasoline (containing <=10% ethanol) | FALSE | Unknown | Confederated Tribes and Bands of the Yakama Nation | Regimbal & Regimbal, Inc. | 861 S. Olden Way | Toppenish | WA | 98948
10 | 4260042 | Regimbal & Regimbal, Inc. | Tank 2 | Tank 2 Compartment | Permanently Out of Use | 19999 | TRUE |  | Gasoline (containing <=10% ethanol) | FALSE | Unknown | Confederated Tribes and Bands of the Yakama Nation | Regimbal & Regimbal, Inc. | 861 S. Olden Way | Toppenish | WA | 98948
10 | 4260043 | Leo Gasseling & Sons, Inc. | Tank 1 | Tank 1 Compartment | Permanently Out of Use | 12000 | TRUE |  | Gasoline (containing <=10% ethanol) | FALSE | Spill Bucket | Confederated Tribes and Bands of the Yakama Nation | Leo Gasseling & Sons, Inc. | 750 Evans Rd. | Wapato | WA | 98951
10 | 4260044 | Waupaca Materials | Tank DE | Tank DE Compartment | Permanently Out of Use | 475 | TRUE |  | Gasoline (containing <=10% ethanol) | FALSE | Unknown | Confederated Tribes and Bands of the Yakama Nation | Waupaca Materials | 81 N. Track Rd. | Parker | WA | 98939
10 | 4260044 | Waupaca Materials | Tank DW | Tank DW Compartment | Permanently Out of Use | 499 | TRUE |  | Diesel | FALSE | Unknown | Confederated Tribes and Bands of the Yakama Nation | Waupaca Materials | 81 N. Track Rd. | Parker | WA | 98939
10 | 4260044 | Waupaca Materials | Tank RE | Tank RE Compartment | Permanently Out of Use | 275 | TRUE |  | Gasoline (containing <=10% ethanol) | FALSE | Unknown | Confederated Tribes and Bands of the Yakama Nation | Waupaca Materials | 81 N. Track Rd. | Parker | WA | 98939
10 | 4260044 | Waupaca Materials | Tank RW | Tank RW Compartment | Permanently Out of Use | 400 | TRUE |  | Gasoline (containing <=10% ethanol) | FALSE | Unknown | Confederated Tribes and Bands of the Yakama Nation | Waupaca Materials | 81 N. Track Rd. | Parker | WA | 98939
10 | 4260044 | Waupaca Materials | Tank WLW | Tank WLW Compartment | Permanently Out of Use | 275 | TRUE |  | Gasoline (containing <=10% ethanol) | FALSE | Unknown | Confederated Tribes and Bands of the Yakama Nation | Waupaca Materials | 81 N. Track Rd. | Parker | WA | 98939
10 | 4260045 | White Swan LLC DBA White Swan Mart | Tank 1 | Tank 1 Compartment | Currently in Use | 8000 | TRUE |  | Gasoline (containing <=10% ethanol) | TRUE | Spill Bucket | Confederated Tribes and Bands of the Yakama Nation | White Swan LLC DBA White Swan Mart | 180 Birch Ave. | White Swan | WA | 98952
10 | 4260045 | White Swan LLC DBA White Swan Mart | Tank 2 | Tank 2 Compartment | Currently in Use | 8000 | TRUE |  | Gasoline (containing <=10% ethanol) | TRUE | Spill Bucket | Confederated Tribes and Bands of the Yakama Nation | White Swan LLC DBA White Swan Mart | 180 Birch Ave. | White Swan | WA | 98952
10 | 4260045 | White Swan LLC DBA White Swan Mart | Tank 3 | Tank 3 Compartment | Currently in Use | 6000 | TRUE |  | Diesel | TRUE | Spill Bucket | Confederated Tribes and Bands of the Yakama Nation | White Swan LLC DBA White Swan Mart | 180 Birch Ave. | White Swan | WA | 98952
10 | 4260045 | White Swan LLC DBA White Swan Mart | Tank 4 | Tank 4 Compartment | Permanently Out of Use | 1000 | TRUE |  | Gasoline (containing <=10% ethanol) | FALSE | Unknown | Confederated Tribes and Bands of the Yakama Nation | White Swan LLC DBA White Swan Mart | 180 Birch Ave. | White Swan | WA | 98952
10 | 4260046 | Yakima Co. Public Works - Branch Pit | Tank 1 | Tank 1 Compartment | Permanently Out of Use | 1000 | TRUE |  | Gasoline (containing <=10% ethanol) | FALSE | Unknown | Confederated Tribes and Bands of the Yakama Nation | Yakima Co. Public Works - Branch Pit | Branch Rd. | Wapato | WA | 98951
10 | 4260049 | Thalheimer Bros., Inc. | Tank 1 | Tank 1 Compartment | Permanently Out of Use | 19999 | TRUE |  | Diesel | FALSE | Unknown | Confederated Tribes and Bands of the Yakama Nation | Thalheimer Bros., Inc. | 1780 S. Oldenway | Toppenish | WA | 98948
10 | 4260049 | Thalheimer Bros., Inc. | Tank 2 | Tank 2 Compartment | Permanently Out of Use | 8000 | TRUE |  | Gasoline (containing <=10% ethanol) | FALSE | Unknown | Confederated Tribes and Bands of the Yakama Nation | Thalheimer Bros., Inc. | 1780 S. Oldenway | Toppenish | WA | 98948
10 | 4260049 | Thalheimer Bros., Inc. | Tank 3 | Tank 3 Compartment | Permanently Out of Use | 4999 | TRUE |  | Kerosene | FALSE | Unknown | Confederated Tribes and Bands of the Yakama Nation | Thalheimer Bros., Inc. | 1780 S. Oldenway | Toppenish | WA | 98948
10 | 4260050 | Tony's Conoco Service | Tank 1 | Tank 1 Compartment | Permanently Out of Use | 8000 | TRUE |  | Gasoline (containing <=10% ethanol) | FALSE | Unknown | Confederated Tribes and Bands of the Yakama Nation | Tony's Conoco Service | 708 W. 1st St. | Wapato | WA | 98951
10 | 4260050 | Tony's Conoco Service | Tank 2 | Tank 2 Compartment | Permanently Out of Use | 6000 | TRUE |  | Gasoline (containing <=10% ethanol) | FALSE | Unknown | Confederated Tribes and Bands of the Yakama Nation | Tony's Conoco Service | 708 W. 1st St. | Wapato | WA | 98951
10 | 4260050 | Tony's Conoco Service | Tank 3 | Tank 3 Compartment | Permanently Out of Use | 4000 | TRUE |  | Gasoline (containing <=10% ethanol) | FALSE | Unknown | Confederated Tribes and Bands of the Yakama Nation | Tony's Conoco Service | 708 W. 1st St. | Wapato | WA | 98951
10 | 4260051 | Pix Theatre | Tank 1 | Tank 1 Compartment | Permanently Out of Use | 5000 | TRUE |  | Diesel | FALSE | Unknown | Confederated Tribes and Bands of the Yakama Nation | Pix Theatre | 22 N. Toppenish Ave. | Toppenish | WA | 98948
10 | 4260052 | Topp Mart | Tank 1 | Tank 1 Compartment | Permanently Out of Use | 6000 | TRUE |  | Gasoline (containing <=10% ethanol) | FALSE | Unknown | Confederated Tribes and Bands of the Yakama Nation | Topp Mart | 907 W. 1st Ave. | Toppenish | WA | 98948
10 | 4260052 | Topp Mart | Tank 2 | Tank 2 Compartment | Permanently Out of Use | 6000 | TRUE |  | Gasoline (containing <=10% ethanol) | FALSE | Unknown | Confederated Tribes and Bands of the Yakama Nation | Topp Mart | 907 W. 1st Ave. | Toppenish | WA | 98948
10 | 4260052 | Topp Mart | Tank 3 | Tank 3 Compartment | Permanently Out of Use | 8000 | TRUE |  | Diesel | FALSE | Unknown | Confederated Tribes and Bands of the Yakama Nation | Topp Mart | 907 W. 1st Ave. | Toppenish | WA | 98948
10 | 4260052 | Topp Mart | Tank 4 | Tank 4 Compartment | Permanently Out of Use | 500 | TRUE |  | Used Oil | FALSE | Unknown | Confederated Tribes and Bands of the Yakama Nation | Topp Mart | 907 W. 1st Ave. | Toppenish | WA | 98948
10 | 4260052 | Topp Mart | Tank 5 | Tank 5 Compartment 5a | Currently in Use | 14000 | TRUE |  | Gasoline (containing <=10% ethanol) | TRUE | Spill Bucket | Confederated Tribes and Bands of the Yakama Nation | Topp Mart | 907 W. 1st Ave. | Toppenish | WA | 98948
10 | 4260052 | Topp Mart | Tank 5 | Tank 5 Compartment 5b | Currently in Use | 6000 | TRUE |  | Gasoline (containing <=10% ethanol) | TRUE | Spill Bucket | Confederated Tribes and Bands of the Yakama Nation | Topp Mart | 907 W. 1st Ave. | Toppenish | WA | 98948
10 | 4260053 | Virgil Gamache Farms, Inc. | Tank 1 | Tank 1 Compartment | Permanently Out of Use | 8000 | TRUE |  | Gasoline (containing <=10% ethanol) | FALSE | Unknown | Confederated Tribes and Bands of the Yakama Nation | Virgil Gamache Farms, Inc. | 6371 Fort Rd. | Toppenish | WA | 98948
10 | 4260054 | T & K Farms | Tank 1 | Tank 1 Compartment | Permanently Out of Use | 10000 | TRUE |  | Diesel | FALSE | Unknown | Confederated Tribes and Bands of the Yakama Nation | T & K Farms | 1621 State Hwy. 223 | Toppenish | WA | 98948
10 | 4260055 | FAA Yakima RCAG | Tank 1 | Tank 1 Compartment | Permanently Out of Use | 515 | TRUE |  | Diesel | TRUE | Unknown | Confederated Tribes and Bands of the Yakama Nation | FAA Yakima RCAG | 2406 W. Washington Ave. | Yakima | WA | 98903
10 | 4260056 | Lupofresh, Inc. | Tank 1 | Tank 1 Compartment | Permanently Out of Use | 1000 | TRUE |  | Gasoline (containing <=10% ethanol) | FALSE | Unknown | Confederated Tribes and Bands of the Yakama Nation | Lupofresh, Inc. | 214 Ivy St. | Wapato | WA | 98951
10 | 4260057 | Brulotte Farms, Inc. | Tank D | Tank D Compartment | Permanently Out of Use | 9999 | TRUE |  | Diesel | FALSE | Unknown | Confederated Tribes and Bands of the Yakama Nation | Brulotte Farms, Inc. | 7502 Campbell Rd. | Toppenish | WA | 98948
10 | 4260057 | Brulotte Farms, Inc. | Tank G | Tank G Compartment | Permanently Out of Use | 9999 | TRUE |  | Gasoline (containing <=10% ethanol) | FALSE | Unknown | Confederated Tribes and Bands of the Yakama Nation | Brulotte Farms, Inc. | 7502 Campbell Rd. | Toppenish | WA | 98948
10 | 4260058 | Dolsen Companies Feedlot (formerly Ray E. Bouchey) | Tank 1 | Tank 1 Compartment | Permanently Out of Use | 9999 | TRUE |  | Gasoline (containing <=10% ethanol) | FALSE | Unknown | Confederated Tribes and Bands of the Yakama Nation | Dolsen Companies Feedlot (formerly Ray E. Bouchey) | 3180 Evans Rd. | Wapato | WA | 98951
10 | 4260058 | Dolsen Companies Feedlot (formerly Ray E. Bouchey) | Tank 2 | Tank 2 Compartment | Permanently Out of Use | 9999 | TRUE |  | Diesel | FALSE | Unknown | Confederated Tribes and Bands of the Yakama Nation | Dolsen Companies Feedlot (formerly Ray E. Bouchey) | 3180 Evans Rd. | Wapato | WA | 98951
10 | 4260060 | Toppenish Bus Garage | Tank 1 | Tank 1 Compartment | Permanently Out of Use | 5000 | TRUE |  | Gasoline (containing <=10% ethanol) | FALSE | Unknown | Confederated Tribes and Bands of the Yakama Nation | Toppenish Bus Garage | 405 Asotin Ave. | Toppenish | WA | 98948
10 | 4260060 | Toppenish Bus Garage | Tank 2 | Tank 2 Compartment | Permanently Out of Use | 10000 | TRUE |  | Diesel | FALSE | Unknown | Confederated Tribes and Bands of the Yakama Nation | Toppenish Bus Garage | 405 Asotin Ave. | Toppenish | WA | 98948
10 | 4260060 | Toppenish Bus Garage | Tank 3 | Tank 3 Compartment | Permanently Out of Use | 220 | TRUE |  | Used Oil | FALSE | Unknown | Confederated Tribes and Bands of the Yakama Nation | Toppenish Bus Garage | 405 Asotin Ave. | Toppenish | WA | 98948
10 | 4260061 | Green Valley Implement Co. (aka Simcoe Equipment Co.) | Tank 1 | Tank 1 Compartment | Permanently Out of Use | 5000 | TRUE |  | Gasoline (containing <=10% ethanol) | FALSE | Unknown | Confederated Tribes and Bands of the Yakama Nation | Green Valley Implement Co. (aka Simcoe Equipment Co.) | 61581 Hwy. 97 | Toppenish | WA | 98948
10 | 4260061 | Green Valley Implement Co. (aka Simcoe Equipment Co.) | Tank 2 | Tank 2 Compartment | Permanently Out of Use | 1000 | TRUE |  | Diesel | FALSE | Unknown | Confederated Tribes and Bands of the Yakama Nation | Green Valley Implement Co. (aka Simcoe Equipment Co.) | 61581 Hwy. 97 | Toppenish | WA | 98948
10 | 4260062 | Granholm Ranch | Tank 1 | Tank 1 Compartment | Permanently Out of Use | 2000 | TRUE |  | Gasoline (containing <=10% ethanol) | FALSE | Unknown | Confederated Tribes and Bands of the Yakama Nation | Granholm Ranch | 502 Granholm Rd. | Wapato | WA | 98951
10 | 4260062 | Granholm Ranch | Tank 2 | Tank 2 Compartment | Permanently Out of Use | 2000 | TRUE |  | Diesel | FALSE | Unknown | Confederated Tribes and Bands of the Yakama Nation | Granholm Ranch | 502 Granholm Rd. | Wapato | WA | 98951
10 | 4260063 | PureGro Co. DBA Brea Ag Service | Tank 1 | Tank 1 Compartment | Permanently Out of Use | 999 | TRUE |  | Diesel | FALSE | Unknown | Confederated Tribes and Bands of the Yakama Nation | PureGro Co. DBA Brea Ag Service | 310 1/2 Washington Ave. | Toppenish | WA | 98948
10 | 4260063 | PureGro Co. DBA Brea Ag Service | Tank 2 | Tank 2 Compartment | Permanently Out of Use | 4999 | TRUE |  | Gasoline (containing <=10% ethanol) | FALSE | Unknown | Confederated Tribes and Bands of the Yakama Nation | PureGro Co. DBA Brea Ag Service | 310 1/2 Washington Ave. | Toppenish | WA | 98948
10 | 4260063 | PureGro Co. DBA Brea Ag Service | Tank 3 | Tank 3 Compartment | Permanently Out of Use | 4999 | TRUE |  | Gasoline (containing <=10% ethanol) | FALSE | Unknown | Confederated Tribes and Bands of the Yakama Nation | PureGro Co. DBA Brea Ag Service | 310 1/2 Washington Ave. | Toppenish | WA | 98948
10 | 4260064 | Jack S. Thorington | Tank 3 | Tank 3 Compartment | Permanently Out of Use | 2000 | TRUE |  | Diesel | FALSE | Unknown | Confederated Tribes and Bands of the Yakama Nation | Jack S. Thorington | 3280 S. McKinley Rd. | Toppenish | WA | 98948
10 | 4260065 | Jeld-Wen White Swan Forest Products | Tank 1 | Tank 1 Compartment | Permanently Out of Use | 9999 | TRUE |  | Hazardous Substance | FALSE | Unknown | Confederated Tribes and Bands of the Yakama Nation | Jeld-Wen White Swan Forest Products | 3502 Wesley Rd. | White Swan | WA | 98952
10 | 4260065 | Jeld-Wen White Swan Forest Products | Tank 2 | Tank 2 Compartment | Permanently Out of Use | 4999 | TRUE |  | Hazardous Substance | FALSE | Unknown | Confederated Tribes and Bands of the Yakama Nation | Jeld-Wen White Swan Forest Products | 3502 Wesley Rd. | White Swan | WA | 98952
10 | 4260065 | Jeld-Wen White Swan Forest Products | Tank 3 | Tank 3 Compartment | Permanently Out of Use | 10000 | TRUE |  | Unknown | FALSE | Unknown | Confederated Tribes and Bands of the Yakama Nation | Jeld-Wen White Swan Forest Products | 3502 Wesley Rd. | White Swan | WA | 98952
10 | 4260065 | Jeld-Wen White Swan Forest Products | Tank 4 | Tank 4 Compartment | Permanently Out of Use | 5000 | TRUE |  | Unknown | FALSE | Unknown | Confederated Tribes and Bands of the Yakama Nation | Jeld-Wen White Swan Forest Products | 3502 Wesley Rd. | White Swan | WA | 98952
10 | 4260065 | Jeld-Wen White Swan Forest Products | Tank 5 | Tank 5 Compartment | Permanently Out of Use | 5000 | TRUE |  | Unknown | FALSE | Unknown | Confederated Tribes and Bands of the Yakama Nation | Jeld-Wen White Swan Forest Products | 3502 Wesley Rd. | White Swan | WA | 98952
10 | 4260065 | Jeld-Wen White Swan Forest Products | Tank 6 | Tank 6 Compartment | Permanently Out of Use | 2000 | TRUE |  | Unknown | FALSE | Unknown | Confederated Tribes and Bands of the Yakama Nation | Jeld-Wen White Swan Forest Products | 3502 Wesley Rd. | White Swan | WA | 98952
10 | 4260065 | Jeld-Wen White Swan Forest Products | Tank 7 | Tank 7 Compartment | Permanently Out of Use | 1000 | TRUE |  | Unknown | FALSE | Unknown | Confederated Tribes and Bands of the Yakama Nation | Jeld-Wen White Swan Forest Products | 3502 Wesley Rd. | White Swan | WA | 98952
10 | 4260066 | Bouchey Potatoes | Tank 1 | Tank 1 Compartment | Permanently Out of Use | 10000 | TRUE |  | Diesel | FALSE | Unknown | Confederated Tribes and Bands of the Yakama Nation | Bouchey Potatoes | 2310 Evans Rd. | Wapato | WA | 98951
10 | 4260066 | Bouchey Potatoes | Tank 2 | Tank 2 Compartment | Permanently Out of Use | 10000 | TRUE |  | Diesel | FALSE | Unknown | Confederated Tribes and Bands of the Yakama Nation | Bouchey Potatoes | 2310 Evans Rd. | Wapato | WA | 98951
10 | 4260066 | Bouchey Potatoes | Tank 3 | Tank 3 Compartment | Permanently Out of Use | 4500 | TRUE |  | Gasoline (containing <=10% ethanol) | FALSE | Unknown | Confederated Tribes and Bands of the Yakama Nation | Bouchey Potatoes | 2310 Evans Rd. | Wapato | WA | 98951
10 | 4260066 | Bouchey Potatoes | Tank 4 | Tank 4 Compartment | Permanently Out of Use | 30000 | TRUE |  | Diesel | FALSE | Unknown | Confederated Tribes and Bands of the Yakama Nation | Bouchey Potatoes | 2310 Evans Rd. | Wapato | WA | 98951
10 | 4260067 | Mt. Adams School District #209 | Tank 1 | Tank 1 Compartment | Permanently Out of Use | 10000 | TRUE |  | Diesel | FALSE | Unknown | Confederated Tribes and Bands of the Yakama Nation | Mt. Adams School District #209 | P.O. Box 578, 621 Signal Peak Rd. | White Swan | WA | 98952
10 | 4260067 | Mt. Adams School District #209 | Tank 2 | Tank 2 Compartment | Permanently Out of Use | 2000 | TRUE |  | Gasoline (containing <=10% ethanol) | FALSE | Unknown | Confederated Tribes and Bands of the Yakama Nation | Mt. Adams School District #209 | P.O. Box 578, 621 Signal Peak Rd. | White Swan | WA | 98952
10 | 4260067 | Mt. Adams School District #209 | Tank 3 | Tank 3 Compartment | Currently in Use | 1000 | TRUE |  | Gasoline (containing <=10% ethanol) | TRUE | Spill Bucket | Confederated Tribes and Bands of the Yakama Nation | Mt. Adams School District #209 | P.O. Box 578, 621 Signal Peak Rd. | White Swan | WA | 98952
10 | 4260067 | Mt. Adams School District #209 | Tank 4 | Tank 4 Compartment | Currently in Use | 8000 | TRUE |  | Diesel | TRUE | Spill Bucket | Confederated Tribes and Bands of the Yakama Nation | Mt. Adams School District #209 | P.O. Box 578, 621 Signal Peak Rd. | White Swan | WA | 98952
10 | 4260068 | Harrah Elementary School | Tank 1 | Tank 1 Compartment | Permanently Out of Use | 1000 | TRUE |  | Gasoline (containing <=10% ethanol) | FALSE | Unknown | Confederated Tribes and Bands of the Yakama Nation | Harrah Elementary School | 3851 Harrah Rd. | Harrah | WA | 98933
10 | 4260069 | Ford's Texaco Center | Tank 1 | Tank 1 Compartment | Permanently Out of Use | 4999 | TRUE |  | Gasoline (containing <=10% ethanol) | FALSE | Unknown | Confederated Tribes and Bands of the Yakama Nation | Ford's Texaco Center | 216 W. 1st St. | Toppenish | WA | 98948
10 | 4260069 | Ford's Texaco Center | Tank 2 | Tank 2 Compartment | Permanently Out of Use | 4999 | TRUE |  | Gasoline (containing <=10% ethanol) | FALSE | Unknown | Confederated Tribes and Bands of the Yakama Nation | Ford's Texaco Center | 216 W. 1st St. | Toppenish | WA | 98948
10 | 4260069 | Ford's Texaco Center | Tank 3 | Tank 3 Compartment | Permanently Out of Use | 4999 | TRUE |  | Gasoline (containing <=10% ethanol) | FALSE | Unknown | Confederated Tribes and Bands of the Yakama Nation | Ford's Texaco Center | 216 W. 1st St. | Toppenish | WA | 98948
10 | 4260070 | Martin K. Childers | Tank 1 | Tank 1 Compartment | Permanently Out of Use | 4999 | TRUE |  | Gasoline (containing <=10% ethanol) | FALSE | Unknown | Confederated Tribes and Bands of the Yakama Nation | Martin K. Childers | Corner of Wilson & Thomas Rds. | Toppenish | WA | 98948
10 | 4260070 | Martin K. Childers | Tank 2 | Tank 2 Compartment | Permanently Out of Use | 4999 | TRUE |  | Diesel | FALSE | Unknown | Confederated Tribes and Bands of the Yakama Nation | Martin K. Childers | Corner of Wilson & Thomas Rds. | Toppenish | WA | 98948
10 | 4260071 | Wapato Fruit & Cold Storage Co., Inc. | Tank 1 | Tank 1 Compartment | Permanently Out of Use | 999 | TRUE |  | Unknown | FALSE | Unknown | Confederated Tribes and Bands of the Yakama Nation | Wapato Fruit & Cold Storage Co., Inc. | 220 N. Wapato Ave. | Wapato | WA | 98951
10 | 4260071 | Wapato Fruit & Cold Storage Co., Inc. | Tank 2 | Tank 2 Compartment | Permanently Out of Use | 2000 | TRUE |  | Diesel | FALSE | Unknown | Confederated Tribes and Bands of the Yakama Nation | Wapato Fruit & Cold Storage Co., Inc. | 220 N. Wapato Ave. | Wapato | WA | 98951
10 | 4260072 | Wishram Microwave Station | Tank 1 | Tank 1 Compartment | Permanently Out of Use | 300 | TRUE |  | Diesel | FALSE | Unknown | Confederated Tribes and Bands of the Yakama Nation | Wishram Microwave Station | The Dalles Mt. Rd. | Wishram | WA | 98673
10 | 4260073 | AT&T Ahtanum Microwave Relay Station | Tank 1 | Tank 1 Compartment | Permanently Out of Use | 1200 | TRUE |  | Diesel | FALSE | Unknown | Confederated Tribes and Bands of the Yakama Nation | AT&T Ahtanum Microwave Relay Station | Ahtanum Ridge S of Wiley Rd. | Yakima | WA | 98902
10 | 4260074 | Liberty Theatre | Tank 1 | Tank 1 Compartment | Permanently Out of Use | 5000 | TRUE |  | Unknown | FALSE | Unknown | Confederated Tribes and Bands of the Yakama Nation | Liberty Theatre | 211 S. Toppenish Ave. | Toppenish | WA | 98948
10 | 4260076 | Yakima Golding Farms - Home Farm | Tank 1 | Tank 1 Compartment | Permanently Out of Use | 9999 | TRUE |  | Diesel | FALSE | Unknown | Confederated Tribes and Bands of the Yakama Nation | Yakima Golding Farms - Home Farm | 50 Golding Rd. | Toppenish | WA | 98948
10 | 4260076 | Yakima Golding Farms - Home Farm | Tank 2 | Tank 2 Compartment | Permanently Out of Use | 5000 | TRUE | 2025-07-15 | Gasoline (containing <=10% ethanol) | TRUE | Spill Bucket | Confederated Tribes and Bands of the Yakama Nation | Yakima Golding Farms - Home Farm | 50 Golding Rd. | Toppenish | WA | 98948
10 | 4260076 | Yakima Golding Farms - Home Farm | Tank 3 | Tank 3 Compartment | Permanently Out of Use | 5000 | TRUE | 2025-07-15 | Diesel | TRUE | Spill Bucket | Confederated Tribes and Bands of the Yakama Nation | Yakima Golding Farms - Home Farm | 50 Golding Rd. | Toppenish | WA | 98948
10 | 4260077 | Gas For Less / Crossroad Service Station | Tank 1 | Tank 1 Compartment | Permanently Out of Use | 10000 | TRUE |  | Gasoline (containing <=10% ethanol) | FALSE | Unknown | Confederated Tribes and Bands of the Yakama Nation | Gas For Less / Crossroad Service Station | NE corner of Track & Donald Rds. | Wapato | WA | 98951
10 | 4260077 | Gas For Less / Crossroad Service Station | Tank 2 | Tank 2 Compartment | Permanently Out of Use | 10000 | TRUE |  | Gasoline (containing <=10% ethanol) | FALSE | Unknown | Confederated Tribes and Bands of the Yakama Nation | Gas For Less / Crossroad Service Station | NE corner of Track & Donald Rds. | Wapato | WA | 98951
10 | 4260077 | Gas For Less / Crossroad Service Station | Tank 3 | Tank 3 Compartment | Permanently Out of Use | 3000 | TRUE |  | Diesel | FALSE | Unknown | Confederated Tribes and Bands of the Yakama Nation | Gas For Less / Crossroad Service Station | NE corner of Track & Donald Rds. | Wapato | WA | 98951
10 | 4260078 | Yakima Golding Farms - Wada Farm | Tank 1 | Tank 1 Compartment | Permanently Out of Use | 5000 | TRUE |  | Gasoline (containing <=10% ethanol) | FALSE | Unknown | Confederated Tribes and Bands of the Yakama Nation | Yakima Golding Farms - Wada Farm | 2681 S. McKinley Rd. | Toppenish | WA | 98948
10 | 4260080 | BIA Wapato Irrigation Project | Tank 1 | Tank 1 Compartment | Permanently Out of Use | 12000 | TRUE |  | Gasoline (containing <=10% ethanol) | TRUE | Spill Bucket | Confederated Tribes and Bands of the Yakama Nation | BIA Wapato Irrigation Project | 413 S. Camas Ave. | Wapato | WA | 98951
10 | 4260080 | BIA Wapato Irrigation Project | Tank 2 | Tank 2 Compartment | Permanently Out of Use | 12000 | TRUE |  | Diesel | TRUE | Spill Bucket | Confederated Tribes and Bands of the Yakama Nation | BIA Wapato Irrigation Project | 413 S. Camas Ave. | Wapato | WA | 98951
10 | 4260082 | Yakama Nation Transportation Program | Tank 1 | Tank 1 Compartment | Permanently Out of Use | 10000 | TRUE |  | Diesel | FALSE | Unknown | Confederated Tribes and Bands of the Yakama Nation | Yakama Nation Transportation Program | White Swan Road Shop 381 Elm Ave. | White Swan | WA | 98952
10 | 4260083 | White Swan Ranger Station | Tank 1 | Tank 1 Compartment | Permanently Out of Use | 2000 | TRUE |  | Gasoline (containing <=10% ethanol) | FALSE | Unknown | Confederated Tribes and Bands of the Yakama Nation | White Swan Ranger Station | Fort Rd. | White Swan | WA | 98952
10 | 4260084 | Road Runner Deli Mart, Inc. | Tank 1 | Tank 1 Compartment | Permanently Out of Use | 12000 | TRUE |  | Gasoline (containing <=10% ethanol) | FALSE | Unknown | Confederated Tribes and Bands of the Yakama Nation | Road Runner Deli Mart, Inc. | 502 W. 1st. | Wapato | WA | 98951
10 | 4260084 | Road Runner Deli Mart, Inc. | Tank 2 | Tank 2 Compartment | Permanently Out of Use | 12000 | TRUE |  | Gasoline (containing <=10% ethanol) | FALSE | Unknown | Confederated Tribes and Bands of the Yakama Nation | Road Runner Deli Mart, Inc. | 502 W. 1st. | Wapato | WA | 98951
10 | 4260084 | Road Runner Deli Mart, Inc. | Tank 3 | Tank 3 Compartment | Permanently Out of Use | 12000 | TRUE |  | Gasoline (containing <=10% ethanol) | FALSE | Unknown | Confederated Tribes and Bands of the Yakama Nation | Road Runner Deli Mart, Inc. | 502 W. 1st. | Wapato | WA | 98951
10 | 4260085 | Wapato Mart | Tank 1 | Tank 1 Compartment | Permanently Out of Use | 12000 | TRUE |  | Gasoline (containing <=10% ethanol) | TRUE | Spill Bucket | Confederated Tribes and Bands of the Yakama Nation | Wapato Mart | 705 W. 1st St. | Wapato | WA | 98951
10 | 4260085 | Wapato Mart | Tank 2 | Tank 2 Compartment | Permanently Out of Use | 12000 | TRUE |  | Gasoline (containing <=10% ethanol) | TRUE | Spill Bucket | Confederated Tribes and Bands of the Yakama Nation | Wapato Mart | 705 W. 1st St. | Wapato | WA | 98951
10 | 4260085 | Wapato Mart | Tank 3 | Tank 3 Compartment | Permanently Out of Use | 12000 | TRUE |  | Gasoline (containing <=10% ethanol) | TRUE | Spill Bucket | Confederated Tribes and Bands of the Yakama Nation | Wapato Mart | 705 W. 1st St. | Wapato | WA | 98951
10 | 4260085 | Wapato Mart | Tank 4 | Tank 4 Compartment | Currently in Use | 12000 | TRUE |  | Gasoline (containing <=10% ethanol) | TRUE | Spill Bucket | Confederated Tribes and Bands of the Yakama Nation | Wapato Mart | 705 W. 1st St. | Wapato | WA | 98951
10 | 4260085 | Wapato Mart | Tank 5 | Tank 5 Compartment 5a | Currently in Use | 6000 | TRUE |  | Gasoline (containing <=10% ethanol) | TRUE | Spill Bucket | Confederated Tribes and Bands of the Yakama Nation | Wapato Mart | 705 W. 1st St. | Wapato | WA | 98951
10 | 4260085 | Wapato Mart | Tank 5 | Tank 5 Compartment 5b | Currently in Use | 6000 | TRUE |  | Gasoline (containing <=10% ethanol) | TRUE | Spill Bucket | Confederated Tribes and Bands of the Yakama Nation | Wapato Mart | 705 W. 1st St. | Wapato | WA | 98951
10 | 4260086 | Hwy 97 Truck Plaza | Tank 1 | Tank 1 Compartment | Permanently Out of Use | 20000 | TRUE |  | Diesel | FALSE | Unknown | Confederated Tribes and Bands of the Yakama Nation | Hwy 97 Truck Plaza | 61313 Hwy. 97 S. | Toppenish | WA | 98948
10 | 4260086 | Hwy 97 Truck Plaza | Tank 2 | Tank 2 Compartment | Permanently Out of Use | 20000 | TRUE |  | Diesel | FALSE | Unknown | Confederated Tribes and Bands of the Yakama Nation | Hwy 97 Truck Plaza | 61313 Hwy. 97 S. | Toppenish | WA | 98948
10 | 4260086 | Hwy 97 Truck Plaza | Tank 3 | Tank 3 Compartment | Permanently Out of Use | 20000 | TRUE |  | Diesel | FALSE | Unknown | Confederated Tribes and Bands of the Yakama Nation | Hwy 97 Truck Plaza | 61313 Hwy. 97 S. | Toppenish | WA | 98948
10 | 4260086 | Hwy 97 Truck Plaza | Tank 4 | Tank 4 Compartment | Permanently Out of Use | 20000 | TRUE |  | Gasoline (containing <=10% ethanol) | FALSE | Unknown | Confederated Tribes and Bands of the Yakama Nation | Hwy 97 Truck Plaza | 61313 Hwy. 97 S. | Toppenish | WA | 98948
10 | 4260086 | Hwy 97 Truck Plaza | Tank 5 | Tank 5 Compartment | Permanently Out of Use | 12000 | TRUE |  | Gasoline (containing <=10% ethanol) | FALSE | Unknown | Confederated Tribes and Bands of the Yakama Nation | Hwy 97 Truck Plaza | 61313 Hwy. 97 S. | Toppenish | WA | 98948
10 | 4260086 | Hwy 97 Truck Plaza | Tank 6 | Tank 6 Compartment | Permanently Out of Use | 10000 | TRUE |  | Gasoline (containing <=10% ethanol) | FALSE | Unknown | Confederated Tribes and Bands of the Yakama Nation | Hwy 97 Truck Plaza | 61313 Hwy. 97 S. | Toppenish | WA | 98948
10 | 4260086 | Hwy 97 Truck Plaza | Tank 7 | Tank 7 Compartment | Temporarily Out of Use | 20000 | TRUE |  | Diesel | TRUE | Spill Bucket | Confederated Tribes and Bands of the Yakama Nation | Hwy 97 Truck Plaza | 61313 Hwy. 97 S. | Toppenish | WA | 98948
10 | 4260086 | Hwy 97 Truck Plaza | Tank 8 | Tank 8 Compartment | Currently in Use | 20000 | TRUE |  | Diesel | TRUE | Spill Bucket | Confederated Tribes and Bands of the Yakama Nation | Hwy 97 Truck Plaza | 61313 Hwy. 97 S. | Toppenish | WA | 98948
10 | 4260086 | Hwy 97 Truck Plaza | Tank 9 | Tank 9 Compartment | Currently in Use | 12000 | TRUE |  | Gasoline (containing <=10% ethanol) | TRUE | Spill Bucket | Confederated Tribes and Bands of the Yakama Nation | Hwy 97 Truck Plaza | 61313 Hwy. 97 S. | Toppenish | WA | 98948
10 | 4260086 | Hwy 97 Truck Plaza | Tank 10 | Tank 10 Compartment | Currently in Use | 6000 | TRUE |  | Gasoline (containing <=10% ethanol) | TRUE | Spill Bucket | Confederated Tribes and Bands of the Yakama Nation | Hwy 97 Truck Plaza | 61313 Hwy. 97 S. | Toppenish | WA | 98948
10 | 4260087 | Smitty's Conoco | Tank 1 | Tank 1 Compartment | Permanently Out of Use | 8000 | TRUE |  | Gasoline (containing <=10% ethanol) | TRUE | Spill Bucket | Confederated Tribes and Bands of the Yakama Nation | Smitty's Conoco | 102 E. Toppenish Ave. | Toppenish | WA | 98948
10 | 4260087 | Smitty's Conoco | Tank 2 | Tank 2 Compartment | Permanently Out of Use | 6000 | TRUE |  | Gasoline (containing <=10% ethanol) | TRUE | Spill Bucket | Confederated Tribes and Bands of the Yakama Nation | Smitty's Conoco | 102 E. Toppenish Ave. | Toppenish | WA | 98948
10 | 4260087 | Smitty's Conoco | Tank 3 | Tank 3 Compartment | Permanently Out of Use | 4000 | TRUE |  | Gasoline (containing <=10% ethanol) | TRUE | Spill Bucket | Confederated Tribes and Bands of the Yakama Nation | Smitty's Conoco | 102 E. Toppenish Ave. | Toppenish | WA | 98948
10 | 4260087 | Smitty's Conoco | Tank 4 | Tank 4 Compartment | Permanently Out of Use | 500 | TRUE |  | Used Oil | FALSE | Unknown | Confederated Tribes and Bands of the Yakama Nation | Smitty's Conoco | 102 E. Toppenish Ave. | Toppenish | WA | 98948
10 | 4260088 | Topp Stop | Tank 1 | Tank 1 Compartment | Permanently Out of Use | 5000 | TRUE |  | Gasoline (containing <=10% ethanol) | FALSE | Unknown | Confederated Tribes and Bands of the Yakama Nation | Topp Stop | 321 S. Elm St. | Toppenish | WA | 98948
10 | 4260088 | Topp Stop | Tank 2 | Tank 2 Compartment | Permanently Out of Use | 10000 | TRUE |  | Gasoline (containing <=10% ethanol) | FALSE | Unknown | Confederated Tribes and Bands of the Yakama Nation | Topp Stop | 321 S. Elm St. | Toppenish | WA | 98948
10 | 4260088 | Topp Stop | Tank 3 | Tank 3 Compartment | Permanently Out of Use | 10000 | TRUE |  | Gasoline (containing <=10% ethanol) | FALSE | Unknown | Confederated Tribes and Bands of the Yakama Nation | Topp Stop | 321 S. Elm St. | Toppenish | WA | 98948
10 | 4260088 | Topp Stop | Tank 4 | Tank 4 Compartment | Permanently Out of Use | 550 | TRUE |  | Diesel | FALSE | Unknown | Confederated Tribes and Bands of the Yakama Nation | Topp Stop | 321 S. Elm St. | Toppenish | WA | 98948
10 | 4260088 | Topp Stop | Tank 5 | Tank 5 Compartment | Permanently Out of Use | 1000 | TRUE |  | Used Oil | FALSE | Unknown | Confederated Tribes and Bands of the Yakama Nation | Topp Stop | 321 S. Elm St. | Toppenish | WA | 98948
10 | 4260088 | Topp Stop | Tank 6 | Tank 6 Compartment | Currently in Use | 20000 | TRUE |  | Gasoline (containing <=10% ethanol) | TRUE | Spill Bucket | Confederated Tribes and Bands of the Yakama Nation | Topp Stop | 321 S. Elm St. | Toppenish | WA | 98948
10 | 4260088 | Topp Stop | Tank 7 | Tank 7 Compartment | Currently in Use | 12000 | TRUE |  | Gasoline (containing <=10% ethanol) | TRUE | Spill Bucket | Confederated Tribes and Bands of the Yakama Nation | Topp Stop | 321 S. Elm St. | Toppenish | WA | 98948
10 | 4260088 | Topp Stop | Tank 8 | Tank 8 Compartment | Currently in Use | 15000 | TRUE |  | Diesel | TRUE | Spill Bucket | Confederated Tribes and Bands of the Yakama Nation | Topp Stop | 321 S. Elm St. | Toppenish | WA | 98948
10 | 4260089 | Mike's Automotive | Tank 1 | Tank 1 Compartment | Permanently Out of Use | 2000 | TRUE |  | Gasoline (containing <=10% ethanol) | FALSE | Unknown | Confederated Tribes and Bands of the Yakama Nation | Mike's Automotive | 291 Curtis St. | White Swan | WA | 98952
10 | 4260089 | Mike's Automotive | Tank 2 | Tank 2 Compartment | Permanently Out of Use | 2000 | TRUE |  | Gasoline (containing <=10% ethanol) | FALSE | Unknown | Confederated Tribes and Bands of the Yakama Nation | Mike's Automotive | 291 Curtis St. | White Swan | WA | 98952
10 | 4260090 | JSH Farms, Inc. | Tank 1 | Tank 1 Compartment | Permanently Out of Use | 8500 | TRUE |  | Gasoline (containing <=10% ethanol) | FALSE | Unknown | Confederated Tribes and Bands of the Yakama Nation | JSH Farms, Inc. | 9980 Evans Rd. | Wapato | WA | 98951
10 | 4260090 | JSH Farms, Inc. | Tank 2 | Tank 2 Compartment | Permanently Out of Use | 8000 | TRUE |  | Gasoline (containing <=10% ethanol) | FALSE | Unknown | Confederated Tribes and Bands of the Yakama Nation | JSH Farms, Inc. | 9980 Evans Rd. | Wapato | WA | 98951
10 | 4260090 | JSH Farms, Inc. | Tank 3 | Tank 3 Compartment | Currently in Use | 30000 | TRUE |  | Gasoline (containing <=10% ethanol) | TRUE | Spill Bucket | Confederated Tribes and Bands of the Yakama Nation | JSH Farms, Inc. | 9980 Evans Rd. | Wapato | WA | 98951
10 | 4260090 | JSH Farms, Inc. | Tank 4 | Tank 4 Compartment | Permanently Out of Use | 5000 | TRUE |  | Gasoline (containing <=10% ethanol) | FALSE | Unknown | Confederated Tribes and Bands of the Yakama Nation | JSH Farms, Inc. | 9980 Evans Rd. | Wapato | WA | 98951
10 | 4260090 | JSH Farms, Inc. | Tank 5 | Tank 5 Compartment | Currently in Use | 10000 | TRUE |  | Av Gas | TRUE | Spill Bucket | Confederated Tribes and Bands of the Yakama Nation | JSH Farms, Inc. | 9980 Evans Rd. | Wapato | WA | 98951
10 | 4260091 | JSH Farms, Inc. - Pace Farm | Tank 1 | Tank 1 Compartment | Permanently Out of Use | 10000 | TRUE |  | Diesel | FALSE | Unknown | Confederated Tribes and Bands of the Yakama Nation | JSH Farms, Inc. - Pace Farm | 17040 Branch Rd. | Harrah | WA | 98933
10 | 4260091 | JSH Farms, Inc. - Pace Farm | Tank 2 | Tank 2 Compartment | Permanently Out of Use | 10000 | TRUE |  | Diesel | FALSE | Unknown | Confederated Tribes and Bands of the Yakama Nation | JSH Farms, Inc. - Pace Farm | 17040 Branch Rd. | Harrah | WA | 98933
10 | 4260093 | Alamo Service | Tank A | Tank A Compartment | Permanently Out of Use | 3500 | TRUE |  | Gasoline (containing <=10% ethanol) | FALSE | Unknown | Confederated Tribes and Bands of the Yakama Nation | Alamo Service | 202 W 1st St. | Wapato | WA | 98951
10 | 4260093 | Alamo Service | Tank B | Tank B Compartment | Permanently Out of Use | 1500 | TRUE |  | Gasoline (containing <=10% ethanol) | FALSE | Unknown | Confederated Tribes and Bands of the Yakama Nation | Alamo Service | 202 W 1st St. | Wapato | WA | 98951
10 | 4260093 | Alamo Service | Tank C | Tank C Compartment | Permanently Out of Use | 1000 | TRUE |  | Gasoline (containing <=10% ethanol) | FALSE | Unknown | Confederated Tribes and Bands of the Yakama Nation | Alamo Service | 202 W 1st St. | Wapato | WA | 98951
10 | 4260093 | Alamo Service | Tank D | Tank D Compartment | Permanently Out of Use | 400 | TRUE |  | Gasoline (containing <=10% ethanol) | FALSE | Unknown | Confederated Tribes and Bands of the Yakama Nation | Alamo Service | 202 W 1st St. | Wapato | WA | 98951
10 | 4260093 | Alamo Service | Tank E | Tank E Compartment | Permanently Out of Use | 500 | TRUE |  | Used Oil | FALSE | Unknown | Confederated Tribes and Bands of the Yakama Nation | Alamo Service | 202 W 1st St. | Wapato | WA | 98951
10 | 4260093 | Alamo Service | Tank F | Tank F Compartment | Permanently Out of Use | 500 | TRUE |  | Unknown | FALSE | Unknown | Confederated Tribes and Bands of the Yakama Nation | Alamo Service | 202 W 1st St. | Wapato | WA | 98951
10 | 4260094 | 7-11 #25128 | Tank 1 | Tank 1 Compartment | Permanently Out of Use | 12000 | TRUE |  | Gasoline (containing <=10% ethanol) | TRUE | Spill Bucket | Confederated Tribes and Bands of the Yakama Nation | 7-11 #25128 | 611 W. 1st. Ave. | Toppenish | WA | 98948
10 | 4260094 | 7-11 #25128 | Tank 2 | Tank 2 Compartment | Permanently Out of Use | 12000 | TRUE |  | Gasoline (containing <=10% ethanol) | TRUE | Spill Bucket | Confederated Tribes and Bands of the Yakama Nation | 7-11 #25128 | 611 W. 1st. Ave. | Toppenish | WA | 98948
10 | 4260094 | 7-11 #25128 | Tank 3 | Tank 3 Compartment | Permanently Out of Use | 12000 | TRUE |  | Gasoline (containing <=10% ethanol) | TRUE | Spill Bucket | Confederated Tribes and Bands of the Yakama Nation | 7-11 #25128 | 611 W. 1st. Ave. | Toppenish | WA | 98948
10 | 4260095 | Tiin-Ma Logging (Allot. T620) | Tank 1 | Tank 1 Compartment | Permanently Out of Use | 10000 | TRUE |  | Diesel | FALSE | Unknown | Confederated Tribes and Bands of the Yakama Nation | Tiin-Ma Logging (Allot. T620) | 61 Medicine Valley Rd. | White Swan | WA | 98952
10 | 4260095 | Tiin-Ma Logging (Allot. T620) | Tank 2 | Tank 2 Compartment | Permanently Out of Use | 10000 | TRUE |  | Diesel | FALSE | Unknown | Confederated Tribes and Bands of the Yakama Nation | Tiin-Ma Logging (Allot. T620) | 61 Medicine Valley Rd. | White Swan | WA | 98952
10 | 4260095 | Tiin-Ma Logging (Allot. T620) | Tank 3 | Tank 3 Compartment | Permanently Out of Use | 10000 | TRUE |  | Gasoline (containing <=10% ethanol) | FALSE | Unknown | Confederated Tribes and Bands of the Yakama Nation | Tiin-Ma Logging (Allot. T620) | 61 Medicine Valley Rd. | White Swan | WA | 98952
10 | 4260097 | T & R Smith Farms, Inc. | Tank 1 | Tank 1 Compartment | Permanently Out of Use | 5000 | TRUE |  | Diesel | FALSE | Unknown | Confederated Tribes and Bands of the Yakama Nation | T & R Smith Farms, Inc. | 300 Jensen Rd. | Toppenish | WA | 98948
10 | 4260098 | Valley Fruit | Tank 1 | Tank 1 Compartment | Permanently Out of Use | 2000 | TRUE |  | Diesel | FALSE | Unknown | Confederated Tribes and Bands of the Yakama Nation | Valley Fruit | 12 Hoffer Rd. | Wapato | WA | 98951
10 | 4260099 | Old Smithwick Ranch | Tank 3 | Tank 3 Compartment | Permanently Out of Use | 500 | TRUE |  | Diesel | FALSE | Unknown | Confederated Tribes and Bands of the Yakama Nation | Old Smithwick Ranch | Corner of Campbell Rd. & McDonald Rd. | Toppenish | WA | 98948
10 | 4260099 | Old Smithwick Ranch | Tank 4 | Tank 4 Compartment | Permanently Out of Use | 500 | TRUE |  | Stove Oil | FALSE | Unknown | Confederated Tribes and Bands of the Yakama Nation | Old Smithwick Ranch | Corner of Campbell Rd. & McDonald Rd. | Toppenish | WA | 98948
10 | 4260100 | Jim's Auto Repair | Tank 1 | Tank 1 Compartment | Permanently Out of Use | 10000 | TRUE |  | Gasoline (containing <=10% ethanol) | FALSE | Unknown | Confederated Tribes and Bands of the Yakama Nation | Jim's Auto Repair | 230 S Division St. | Toppenish | WA | 98948
10 | 4260100 | Jim's Auto Repair | Tank 2 | Tank 2 Compartment | Permanently Out of Use | 10000 | TRUE |  | Gasoline (containing <=10% ethanol) | FALSE | Unknown | Confederated Tribes and Bands of the Yakama Nation | Jim's Auto Repair | 230 S Division St. | Toppenish | WA | 98948
10 | 4260100 | Jim's Auto Repair | Tank 3 | Tank 3 Compartment | Permanently Out of Use | 550 | TRUE |  | Gasoline (containing <=10% ethanol) | FALSE | Unknown | Confederated Tribes and Bands of the Yakama Nation | Jim's Auto Repair | 230 S Division St. | Toppenish | WA | 98948
10 | 4260100 | Jim's Auto Repair | Tank 4 | Tank 4 Compartment | Permanently Out of Use | 550 | TRUE |  | Diesel | FALSE | Unknown | Confederated Tribes and Bands of the Yakama Nation | Jim's Auto Repair | 230 S Division St. | Toppenish | WA | 98948
10 | 4260100 | Jim's Auto Repair | Tank 5 | Tank 5 Compartment | Permanently Out of Use | 550 | TRUE |  | Used Oil | FALSE | Unknown | Confederated Tribes and Bands of the Yakama Nation | Jim's Auto Repair | 230 S Division St. | Toppenish | WA | 98948
10 | 4260101 | Antique Gas Station | Tank 1 | Tank 1 Compartment | Permanently Out of Use | 10000 | TRUE |  | Gasoline (containing <=10% ethanol) | FALSE | Unknown | Confederated Tribes and Bands of the Yakama Nation | Antique Gas Station | 111 Fort Rd. | Toppenish | WA | 98948
10 | 4260102 | Wapato School District Bus Garage | Tank 1 | Tank 1 Compartment | Permanently Out of Use | 8250 | TRUE |  | Diesel | FALSE | Unknown | Confederated Tribes and Bands of the Yakama Nation | Wapato School District Bus Garage | Wasco & 4th Ave. | Wapato | WA | 98951
10 | 4260102 | Wapato School District Bus Garage | Tank 2 | Tank 2 Compartment | Permanently Out of Use | 500 | TRUE |  | Gasoline (containing <=10% ethanol) | FALSE | Unknown | Confederated Tribes and Bands of the Yakama Nation | Wapato School District Bus Garage | Wasco & 4th Ave. | Wapato | WA | 98951
10 | 4260102 | Wapato School District Bus Garage | Tank 3 | Tank 3 Compartment | Permanently Out of Use | 250 | TRUE |  | Gasoline (containing <=10% ethanol) | FALSE | Unknown | Confederated Tribes and Bands of the Yakama Nation | Wapato School District Bus Garage | Wasco & 4th Ave. | Wapato | WA | 98951
10 | 4260103 | WA State Military Dept | Tank 1 | Tank 1 Compartment | Permanently Out of Use | 4999 | TRUE |  | Gasoline (containing <=10% ethanol) | FALSE | Unknown | Confederated Tribes and Bands of the Yakama Nation | WA State Military Dept | 326 Division Street | Toppenish | WA | 98948
10 | 4260104 | All-Wood Components, Inc. | Tank 1 | Tank 1 Compartment | Permanently Out of Use | 1000 | TRUE |  | Gasoline (containing <=10% ethanol) | FALSE | Unknown | Confederated Tribes and Bands of the Yakama Nation | All-Wood Components, Inc. | 470 E. Jones Rd. | Wapato | WA | 98951
10 | 4260104 | All-Wood Components, Inc. | Tank 2 | Tank 2 Compartment | Permanently Out of Use | 1000 | TRUE |  | Gasoline (containing <=10% ethanol) | FALSE | Unknown | Confederated Tribes and Bands of the Yakama Nation | All-Wood Components, Inc. | 470 E. Jones Rd. | Wapato | WA | 98951
10 | 4260105 | Western Gas | Tank 1 | Tank 1 Compartment | Permanently Out of Use | 6500 | TRUE |  | Gasoline (containing <=10% ethanol) | FALSE | Unknown | Confederated Tribes and Bands of the Yakama Nation | Western Gas | 401 S. Elm St. | Toppenish | WA | 98948
10 | 4260105 | Western Gas | Tank 2 | Tank 2 Compartment | Permanently Out of Use | 6500 | TRUE |  | Gasoline (containing <=10% ethanol) | FALSE | Unknown | Confederated Tribes and Bands of the Yakama Nation | Western Gas | 401 S. Elm St. | Toppenish | WA | 98948
10 | 4260105 | Western Gas | Tank 3 | Tank 3 Compartment | Permanently Out of Use | 4000 | TRUE |  | Gasoline (containing <=10% ethanol) | FALSE | Unknown | Confederated Tribes and Bands of the Yakama Nation | Western Gas | 401 S. Elm St. | Toppenish | WA | 98948
10 | 4260105 | Western Gas | Tank 4 | Tank 4 Compartment | Permanently Out of Use | 4000 | TRUE |  | Gasoline (containing <=10% ethanol) | FALSE | Unknown | Confederated Tribes and Bands of the Yakama Nation | Western Gas | 401 S. Elm St. | Toppenish | WA | 98948
10 | 4260105 | Western Gas | Tank 5 | Tank 5 Compartment | Permanently Out of Use | 1000 | TRUE |  | Gasoline (containing <=10% ethanol) | FALSE | Unknown | Confederated Tribes and Bands of the Yakama Nation | Western Gas | 401 S. Elm St. | Toppenish | WA | 98948
10 | 4260105 | Western Gas | Tank 6 | Tank 6 Compartment | Permanently Out of Use | 1000 | TRUE |  | Diesel | FALSE | Unknown | Confederated Tribes and Bands of the Yakama Nation | Western Gas | 401 S. Elm St. | Toppenish | WA | 98948
10 | 4260105 | Western Gas | Tank 7 | Tank 7 Compartment | Currently in Use | 15000 | TRUE |  | Gasoline (containing <=10% ethanol) | TRUE | Spill Bucket | Confederated Tribes and Bands of the Yakama Nation | Western Gas | 401 S. Elm St. | Toppenish | WA | 98948
10 | 4260105 | Western Gas | Tank 8 | Tank 8 Compartment | Currently in Use | 8000 | TRUE |  | Gasoline (containing <=10% ethanol) | TRUE | Spill Bucket | Confederated Tribes and Bands of the Yakama Nation | Western Gas | 401 S. Elm St. | Toppenish | WA | 98948
10 | 4260105 | Western Gas | Tank 9 | Tank 9 Compartment | Currently in Use | 8000 | TRUE |  | Gasoline (containing <=10% ethanol) | TRUE | Spill Bucket | Confederated Tribes and Bands of the Yakama Nation | Western Gas | 401 S. Elm St. | Toppenish | WA | 98948
10 | 4260106 | KLICKITAT COUNTY SHOP | Tank 1 | Tank 1 Compartment | Permanently Out of Use | 1000 | TRUE |  | Diesel | FALSE | Unknown | Confederated Tribes and Bands of the Yakama Nation | KLICKITAT COUNTY SHOP | E MAIN & NW DIVISION ST | Glenwood | WA | 98619
10 | 4260106 | KLICKITAT COUNTY SHOP | Tank 2 | Tank 2 Compartment | Permanently Out of Use | 1000 | TRUE |  | Gasoline (containing <=10% ethanol) | FALSE | Unknown | Confederated Tribes and Bands of the Yakama Nation | KLICKITAT COUNTY SHOP | E MAIN & NW DIVISION ST | Glenwood | WA | 98619
10 | 4260107 | WA DEPT OF NATURAL RESOURCES | Tank 1 | Tank 1 Compartment | Permanently Out of Use | 1000 | TRUE |  | Gasoline (containing <=10% ethanol) | FALSE | Unknown | Confederated Tribes and Bands of the Yakama Nation | WA DEPT OF NATURAL RESOURCES | CORNER OF COURT & N 2ND ST | Glenwood | WA | 98619
10 | 4260108 | Yesterday's Treasures | Tank 1 | Tank 1 Compartment | Permanently Out of Use | 1000 | TRUE |  | Gasoline (containing <=10% ethanol) | FALSE | Unknown | Confederated Tribes and Bands of the Yakama Nation | Yesterday's Treasures | 401 W. Wapato Rd | Wapato | WA | 98951
10 | 4260108 | Yesterday's Treasures | Tank 2 | Tank 2 Compartment | Permanently Out of Use | 1000 | TRUE |  | Gasoline (containing <=10% ethanol) | FALSE | Unknown | Confederated Tribes and Bands of the Yakama Nation | Yesterday's Treasures | 401 W. Wapato Rd | Wapato | WA | 98951
10 | 4260109 | Providence Memorial Hospital | Tank 1 | Tank 1 Compartment | Permanently Out of Use | 1000 | TRUE |  | Diesel | FALSE | Unknown | Confederated Tribes and Bands of the Yakama Nation | Providence Memorial Hospital | 502 W 4th Ave. | Toppenish | WA | 98948
10 | 4260110 | AT&T Goldendale Microwave Relay Station | Tank 1 | Tank 1 Compartment | Permanently Out of Use | 5000 | TRUE |  | Diesel | FALSE | Unknown | Confederated Tribes and Bands of the Yakama Nation | AT&T Goldendale Microwave Relay Station |  | Goldendale | WA | 98620
10 | 4260111 | Wapato Fruit & Cold Storage Co., Inc. | Tank 3 | Tank 3 Compartment | Permanently Out of Use | 285 | TRUE |  | Gasoline (containing <=10% ethanol) | FALSE | Unknown | Confederated Tribes and Bands of the Yakama Nation | Wapato Fruit & Cold Storage Co., Inc. | 4440 Track Rd. | Wapato | WA | 98951
10 | 4260111 | Wapato Fruit & Cold Storage Co., Inc. | Tank 4 | Tank 4 Compartment | Permanently Out of Use | 1500 | TRUE |  | Gasoline (containing <=10% ethanol) | FALSE | Unknown | Confederated Tribes and Bands of the Yakama Nation | Wapato Fruit & Cold Storage Co., Inc. | 4440 Track Rd. | Wapato | WA | 98951
10 | 4260111 | Wapato Fruit & Cold Storage Co., Inc. | Tank 5 | Tank 5 Compartment | Permanently Out of Use | 1500 | TRUE |  | Diesel | FALSE | Unknown | Confederated Tribes and Bands of the Yakama Nation | Wapato Fruit & Cold Storage Co., Inc. | 4440 Track Rd. | Wapato | WA | 98951
10 | 4260112 | WADOT - Toppenish Maintenance Shed | Tank 1 | Tank 1 Compartment | Permanently Out of Use | 4000 | TRUE |  | Diesel | TRUE | Spill Bucket | Confederated Tribes and Bands of the Yakama Nation | WADOT - Toppenish Maintenance Shed | 231 Fort Rd. | Toppenish | WA | 98948
10 | 4260112 | WADOT - Toppenish Maintenance Shed | Tank 2 | Tank 2 Compartment | Permanently Out of Use | 4000 | TRUE |  | Gasoline (containing <=10% ethanol) | TRUE | Spill Bucket | Confederated Tribes and Bands of the Yakama Nation | WADOT - Toppenish Maintenance Shed | 231 Fort Rd. | Toppenish | WA | 98948
10 | 4260112 | WADOT - Toppenish Maintenance Shed | Tank 3 | Tank 3 Compartment | Permanently Out of Use | 1500 | TRUE |  | Diesel | FALSE | Unknown | Confederated Tribes and Bands of the Yakama Nation | WADOT - Toppenish Maintenance Shed | 231 Fort Rd. | Toppenish | WA | 98948
10 | 4260112 | WADOT - Toppenish Maintenance Shed | Tank 4 | Tank 4 Compartment | Permanently Out of Use | 500 | TRUE |  | Gasoline (containing <=10% ethanol) | FALSE | Unknown | Confederated Tribes and Bands of the Yakama Nation | WADOT - Toppenish Maintenance Shed | 231 Fort Rd. | Toppenish | WA | 98948
10 | 4260113 | Cummings Electric Company | Tank 1 | Tank 1 Compartment | Permanently Out of Use | 1000 | TRUE |  | Gasoline (containing <=10% ethanol) | FALSE | Unknown | Confederated Tribes and Bands of the Yakama Nation | Cummings Electric Company | 102 N. Wapato Ave. | Wapato | WA | 98951
10 | 4260114 | Logan Feed, Inc. | Tank 1 | Tank 1 Compartment | Permanently Out of Use | 800 | TRUE |  | Gasoline (containing <=10% ethanol) | FALSE | Unknown | Confederated Tribes and Bands of the Yakama Nation | Logan Feed, Inc. | N. Wasco Ave. & Sitcum Ave. | Wapato | WA | 98951
10 | 4260114 | Logan Feed, Inc. | Tank 2 | Tank 2 Compartment | Permanently Out of Use | 1200 | TRUE |  | Diesel | FALSE | Unknown | Confederated Tribes and Bands of the Yakama Nation | Logan Feed, Inc. | N. Wasco Ave. & Sitcum Ave. | Wapato | WA | 98951
10 | 4260115 | Four Directions | Tank 1 | Tank 1 Compartment | Temporarily Out of Use | 12000 | TRUE |  | Gasoline (containing <=10% ethanol) | TRUE | Spill Bucket | Confederated Tribes and Bands of the Yakama Nation | Four Directions | 50 W. Wapato Rd. | Wapato | WA | 98951
10 | 4260115 | Four Directions | Tank 2 | Tank 2 Compartment | Temporarily Out of Use | 12000 | TRUE |  | Gasoline (containing <=10% ethanol) | TRUE | Spill Bucket | Confederated Tribes and Bands of the Yakama Nation | Four Directions | 50 W. Wapato Rd. | Wapato | WA | 98951
10 | 4260115 | Four Directions | Tank 3 | Tank 3 Compartment | Temporarily Out of Use | 12000 | TRUE |  | Gasoline (containing <=10% ethanol) | TRUE | Spill Bucket | Confederated Tribes and Bands of the Yakama Nation | Four Directions | 50 W. Wapato Rd. | Wapato | WA | 98951
10 | 4260116 | Wapato Shell Station | Tank 1 | Tank 1 Compartment | Permanently Out of Use |  | TRUE |  | Gasoline (containing <=10% ethanol) | FALSE | Unknown | Confederated Tribes and Bands of the Yakama Nation | Wapato Shell Station | 631 W. 1st St. | Wapato | WA | 98951
10 | 4260116 | Wapato Shell Station | Tank 2 | Tank 2 Compartment | Permanently Out of Use |  | TRUE |  | Gasoline (containing <=10% ethanol) | FALSE | Unknown | Confederated Tribes and Bands of the Yakama Nation | Wapato Shell Station | 631 W. 1st St. | Wapato | WA | 98951
10 | 4260116 | Wapato Shell Station | Tank 3 | Tank 3 Compartment | Permanently Out of Use |  | TRUE |  | Gasoline (containing <=10% ethanol) | FALSE | Unknown | Confederated Tribes and Bands of the Yakama Nation | Wapato Shell Station | 631 W. 1st St. | Wapato | WA | 98951
10 | 4260116 | Wapato Shell Station | Tank 4 | Tank 4 Compartment | Permanently Out of Use |  | TRUE |  | Gasoline (containing <=10% ethanol) | FALSE | Unknown | Confederated Tribes and Bands of the Yakama Nation | Wapato Shell Station | 631 W. 1st St. | Wapato | WA | 98951
10 | 4260116 | Wapato Shell Station | Tank 5 | Tank 5 Compartment | Permanently Out of Use | 1000 | TRUE |  | Gasoline (containing <=10% ethanol) | FALSE | Unknown | Confederated Tribes and Bands of the Yakama Nation | Wapato Shell Station | 631 W. 1st St. | Wapato | WA | 98951
10 | 4260116 | Wapato Shell Station | Tank 6 | Tank 6 Compartment | Permanently Out of Use | 500 | TRUE |  | Used Oil | FALSE | Unknown | Confederated Tribes and Bands of the Yakama Nation | Wapato Shell Station | 631 W. 1st St. | Wapato | WA | 98951
10 | 4260118 | Yakama Nation Landfill/Transfer Station | Tank 1 | Tank 1 Compartment | Permanently Out of Use | 10000 | TRUE |  | Diesel | FALSE | Unknown | Confederated Tribes and Bands of the Yakama Nation | Yakama Nation Landfill/Transfer Station | P.O. Box 27 4500 Pumphouse Rd. | Toppenish | WA | 98948
10 | 4260118 | Yakama Nation Landfill/Transfer Station | Tank 2 | Tank 2 Compartment | Permanently Out of Use | 1000 | TRUE |  | Gasoline (containing <=10% ethanol) | FALSE | Unknown | Confederated Tribes and Bands of the Yakama Nation | Yakama Nation Landfill/Transfer Station | P.O. Box 27 4500 Pumphouse Rd. | Toppenish | WA | 98948
10 | 4260120 | Inland Fruit & Produce Company | Tank 1 | Tank 1 Compartment | Permanently Out of Use | 2000 | TRUE |  | Gasoline (containing <=10% ethanol) | FALSE | Unknown | Confederated Tribes and Bands of the Yakama Nation | Inland Fruit & Produce Company | 300 N. Frontage Rd. | Wapato | WA | 98951
10 | 4260120 | Inland Fruit & Produce Company | Tank 2 | Tank 2 Compartment | Permanently Out of Use | 2000 | TRUE |  | Diesel | FALSE | Unknown | Confederated Tribes and Bands of the Yakama Nation | Inland Fruit & Produce Company | 300 N. Frontage Rd. | Wapato | WA | 98951
10 | 4260121 | Safeway Fuel Station #584 | Tank 1 | Tank 1 Compartment | Currently in Use | 20000 | TRUE |  | Gasoline (containing <=10% ethanol) | TRUE | Spill Bucket | Confederated Tribes and Bands of the Yakama Nation | Safeway Fuel Station #584 | 711 W. 1st Ave. | Toppenish | WA | 98948
10 | 4260121 | Safeway Fuel Station #584 | Tank 2 | Tank 2 Compartment 2a | Currently in Use | 10000 | TRUE |  | Gasoline (containing <=10% ethanol) | TRUE | Spill Bucket | Confederated Tribes and Bands of the Yakama Nation | Safeway Fuel Station #584 | 711 W. 1st Ave. | Toppenish | WA | 98948
10 | 4260121 | Safeway Fuel Station #584 | Tank 2 | Tank 2 Compartment 2b | Currently in Use | 10000 | TRUE |  | Gasoline (containing <=10% ethanol) | TRUE | Spill Bucket | Confederated Tribes and Bands of the Yakama Nation | Safeway Fuel Station #584 | 711 W. 1st Ave. | Toppenish | WA | 98948
10 | 4260122 | Yakima Valley Farm Workers Clinic | Tank 1 | Tank 1 Compartment | Permanently Out of Use | 500 | TRUE |  | Used Oil | FALSE | Unknown | Confederated Tribes and Bands of the Yakama Nation | Yakima Valley Farm Workers Clinic | 601 W First Ave. | Toppenish | WA | 98948
10 | 4260123 | Sprint - Toppenish Central Office | Tank 1 | Tank 1 Compartment | Permanently Out of Use | 1100 | TRUE |  | Diesel | FALSE | Unknown | Confederated Tribes and Bands of the Yakama Nation | Sprint - Toppenish Central Office | 5 S. Alder | Toppenish | WA | 98948
10 | 4260123 | Sprint - Toppenish Central Office | Tank 2 | Tank 2 Compartment | Permanently Out of Use | 600 | TRUE |  | Gasoline (containing <=10% ethanol) | FALSE | Unknown | Confederated Tribes and Bands of the Yakama Nation | Sprint - Toppenish Central Office | 5 S. Alder | Toppenish | WA | 98948
10 | 4260123 | Sprint - Toppenish Central Office | Tank 3 | Tank 3 Compartment | Permanently Out of Use | 2000 | TRUE |  | Gasoline (containing <=10% ethanol) | FALSE | Unknown | Confederated Tribes and Bands of the Yakama Nation | Sprint - Toppenish Central Office | 5 S. Alder | Toppenish | WA | 98948
10 | 4260124 | Kanzler Farm | Tank 1 | Tank 1 Compartment | Permanently Out of Use | 2000 | TRUE |  | Gasoline (containing <=10% ethanol) | FALSE | Unknown | Confederated Tribes and Bands of the Yakama Nation | Kanzler Farm | 2581 Harrah Road | Harrah | WA | 98933
10 | 4260125 | Yakima Hops - Boyville | Tank 1 | Tank 1 Compartment | Permanently Out of Use | 720 | TRUE |  | Hazardous Substance | FALSE | Unknown | Confederated Tribes and Bands of the Yakama Nation | Yakima Hops - Boyville | W. Monroe & Sunnyside-Mabton Rd. | Mabton | WA | 98935
10 | 4260125 | Yakima Hops - Boyville | Tank 2 | Tank 2 Compartment | Permanently Out of Use | 370 | TRUE |  | Hazardous Substance | FALSE | Unknown | Confederated Tribes and Bands of the Yakama Nation | Yakima Hops - Boyville | W. Monroe & Sunnyside-Mabton Rd. | Mabton | WA | 98935
10 | 4260125 | Yakima Hops - Boyville | Tank 3 | Tank 3 Compartment | Permanently Out of Use | 370 | TRUE |  | Hazardous Substance | FALSE | Unknown | Confederated Tribes and Bands of the Yakama Nation | Yakima Hops - Boyville | W. Monroe & Sunnyside-Mabton Rd. | Mabton | WA | 98935
10 | 4260125 | Yakima Hops - Boyville | Tank 4 | Tank 4 Compartment | Permanently Out of Use | 370 | TRUE |  | Hazardous Substance | FALSE | Unknown | Confederated Tribes and Bands of the Yakama Nation | Yakima Hops - Boyville | W. Monroe & Sunnyside-Mabton Rd. | Mabton | WA | 98935
10 | 4260125 | Yakima Hops - Boyville | Tank 5 | Tank 5 Compartment | Permanently Out of Use | 1400 | TRUE |  | Hazardous Substance | FALSE | Unknown | Confederated Tribes and Bands of the Yakama Nation | Yakima Hops - Boyville | W. Monroe & Sunnyside-Mabton Rd. | Mabton | WA | 98935
10 | 4260126 | Toppenish Auto Corral | Tank 1 | Tank 1 Compartment | Permanently Out of Use | 6200 | TRUE |  | Gasoline (containing <=10% ethanol) | FALSE | Unknown | Confederated Tribes and Bands of the Yakama Nation | Toppenish Auto Corral | 408 W. 1st Ave. | Toppenish | WA | 98948
10 | 4260126 | Toppenish Auto Corral | Tank 5 | Tank 5 Compartment | Permanently Out of Use | 10000 | TRUE |  | Gasoline (containing <=10% ethanol) | FALSE | Unknown | Confederated Tribes and Bands of the Yakama Nation | Toppenish Auto Corral | 408 W. 1st Ave. | Toppenish | WA | 98948
10 | 4260126 | Toppenish Auto Corral | Tank 4 | Tank 4 Compartment | Permanently Out of Use | 10000 | TRUE |  | Gasoline (containing <=10% ethanol) | FALSE | Unknown | Confederated Tribes and Bands of the Yakama Nation | Toppenish Auto Corral | 408 W. 1st Ave. | Toppenish | WA | 98948
10 | 4260126 | Toppenish Auto Corral | Tank 3 | Tank 3 Compartment | Permanently Out of Use | 800 | TRUE |  | Used Oil | FALSE | Unknown | Confederated Tribes and Bands of the Yakama Nation | Toppenish Auto Corral | 408 W. 1st Ave. | Toppenish | WA | 98948
10 | 4260126 | Toppenish Auto Corral | Tank 2 | Tank 2 Compartment | Permanently Out of Use | 6200 | TRUE |  | Gasoline (containing <=10% ethanol) | FALSE | Unknown | Confederated Tribes and Bands of the Yakama Nation | Toppenish Auto Corral | 408 W. 1st Ave. | Toppenish | WA | 98948
10 | 4260127 | Wolf Den Restaurant | Tank 1 | Tank 1 Compartment | Currently in Use | 20000 | TRUE |  | Gasoline (containing <=10% ethanol) | TRUE | Spill Bucket | Confederated Tribes and Bands of the Yakama Nation | Wolf Den Restaurant | 61 W. Wapato Rd. | Wapato | WA | 98951
10 | 4260127 | Wolf Den Restaurant | Tank 3 | Tank 3 Compartment 3b | Currently in Use | 10000 | TRUE |  | Gasoline (containing <=10% ethanol) | TRUE | Spill Bucket | Confederated Tribes and Bands of the Yakama Nation | Wolf Den Restaurant | 61 W. Wapato Rd. | Wapato | WA | 98951
10 | 4260127 | Wolf Den Restaurant | Tank 3 | Tank 3 Compartment 3a | Currently in Use | 10000 | TRUE |  | Gasoline (containing <=10% ethanol) | TRUE | Spill Bucket | Confederated Tribes and Bands of the Yakama Nation | Wolf Den Restaurant | 61 W. Wapato Rd. | Wapato | WA | 98951
10 | 4260127 | Wolf Den Restaurant | Tank 2 | Tank 2 Compartment | Currently in Use | 20000 | TRUE |  | Gasoline (containing <=10% ethanol) | TRUE | Spill Bucket | Confederated Tribes and Bands of the Yakama Nation | Wolf Den Restaurant | 61 W. Wapato Rd. | Wapato | WA | 98951
10 | 4260128 | Signal Peak Ranger Station | Tank 1 | Tank 1 Compartment | Permanently Out of Use | 500 | TRUE |  | Used Oil | FALSE | Unknown | Confederated Tribes and Bands of the Yakama Nation | Signal Peak Ranger Station | Signal Peak Rd. (Road BIA 140) | Glenwood | WA | 98619
10 | 4260128 | Signal Peak Ranger Station | Tank 2 | Tank 2 Compartment | Permanently Out of Use | 1000 | TRUE |  | Unknown Petroleum | FALSE | Unknown | Confederated Tribes and Bands of the Yakama Nation | Signal Peak Ranger Station | Signal Peak Rd. (Road BIA 140) | Glenwood | WA | 98619
10 | 4260129 | Burlington Northern - Toppenish Depot | Tank TOP-1 | Tank TOP-1 Compartment | Permanently Out of Use | 100 | TRUE |  | Gasoline (containing <=10% ethanol) | FALSE | Unknown | Confederated Tribes and Bands of the Yakama Nation | Burlington Northern - Toppenish Depot | MP71, 3rd Sub Portland Div Line Segment 48 | Toppenish | WA | 98948
10 | 4260129 | Burlington Northern - Toppenish Depot | Tank TOP-3 | Tank TOP-3 Compartment | Permanently Out of Use | 1000 | TRUE |  | Gasoline (containing <=10% ethanol) | FALSE | Unknown | Confederated Tribes and Bands of the Yakama Nation | Burlington Northern - Toppenish Depot | MP71, 3rd Sub Portland Div Line Segment 48 | Toppenish | WA | 98948
10 | 4260129 | Burlington Northern - Toppenish Depot | Tank TOP-2 | Tank TOP-2 Compartment | Permanently Out of Use | 200 | TRUE |  | Gasoline (containing <=10% ethanol) | FALSE | Unknown | Confederated Tribes and Bands of the Yakama Nation | Burlington Northern - Toppenish Depot | MP71, 3rd Sub Portland Div Line Segment 48 | Toppenish | WA | 98948
10 | 4260130 | Klickitat Salmon Hatchery | Tank 1 | Tank 1 Compartment | Permanently Out of Use | 3600 | TRUE |  | Diesel | FALSE | Unknown | Confederated Tribes and Bands of the Yakama Nation | Klickitat Salmon Hatchery | 301 Fish Hatchery Rd. | Glenwood | WA | 98619
10 | 4260130 | Klickitat Salmon Hatchery | Tank 3 | Tank 3 Compartment | Permanently Out of Use | 550 | TRUE |  | Gasoline (containing <=10% ethanol) | FALSE | Unknown | Confederated Tribes and Bands of the Yakama Nation | Klickitat Salmon Hatchery | 301 Fish Hatchery Rd. | Glenwood | WA | 98619
10 | 4260130 | Klickitat Salmon Hatchery | Tank 2 | Tank 2 Compartment | Permanently Out of Use | 550 | TRUE |  | Diesel | FALSE | Unknown | Confederated Tribes and Bands of the Yakama Nation | Klickitat Salmon Hatchery | 301 Fish Hatchery Rd. | Glenwood | WA | 98619
10 | 4260131 | Parker Microwave | Tank PAM-1 | Tank PAM-1 Compartment | Permanently Out of Use | 300 | TRUE |  | Diesel | FALSE | Unknown | Confederated Tribes and Bands of the Yakama Nation | Parker Microwave | Parker Mountain | Parker | WA | 98939
10 | 4260132 | McDonald Fruit Farm | Tank 1 | Tank 1 Compartment | Permanently Out of Use | 10000 | TRUE |  | Gasoline (containing <=10% ethanol) | FALSE | Unknown | Confederated Tribes and Bands of the Yakama Nation | McDonald Fruit Farm | 2682 Donald Rd. | Wapato | WA | 98951
10 | 4260132 | McDonald Fruit Farm | Tank 2 | Tank 2 Compartment | Permanently Out of Use | 10000 | TRUE |  | Diesel | FALSE | Unknown | Confederated Tribes and Bands of the Yakama Nation | McDonald Fruit Farm | 2682 Donald Rd. | Wapato | WA | 98951
10 | 4260133 | Alfalfa Microwave | Tank ALF-1 | Tank ALF-1 Compartment | Permanently Out of Use | 300 | TRUE |  | Diesel | FALSE | Unknown | Confederated Tribes and Bands of the Yakama Nation | Alfalfa Microwave | Lat. 46 18 28N, Long. 120 13 20 W | Granger | WA | 98932
10 | 4260134 | Satus Pass Maintenance Site | Tank 66D01033 | Tank 66D01033 Compartment | Permanently Out of Use | 1500 | TRUE |  | Diesel | FALSE | Unknown | Confederated Tribes and Bands of the Yakama Nation | Satus Pass Maintenance Site | SR 97, MP 27.1, East Side | Goldendale | WA | 98620
10 | 4260135 | E. W. Brandt & Sons, Inc. | Tank 1 | Tank 1 Compartment | Permanently Out of Use | 2000 | TRUE |  | Diesel | FALSE | Unknown | Confederated Tribes and Bands of the Yakama Nation | E. W. Brandt & Sons, Inc. | 561 Ragan Rd. | Wapato | WA | 98951
10 | 4260136 | Pacific Power & Light | Tank 1 | Tank 1 Compartment | Permanently Out of Use | 1000 | TRUE |  | Gasoline (containing <=10% ethanol) | FALSE | Unknown | Confederated Tribes and Bands of the Yakama Nation | Pacific Power & Light | 503 S. Elm St. | Toppenish | WA | 98948
10 | 4260137 | Benton Rural Electric Association | Tank 5 | Tank 5 Compartment | Permanently Out of Use | 500 | TRUE |  | Gasoline (containing <=10% ethanol) | FALSE | Unknown | Confederated Tribes and Bands of the Yakama Nation | Benton Rural Electric Association | 715 E. Toppenish Ave. | Toppenish | WA | 98948
10 | 4260138 | Shade Tree Inn | Tank 1 | Tank 1 Compartment | Permanently Out of Use | 3000 | TRUE |  | Gasoline (containing <=10% ethanol) | FALSE | Unknown | Confederated Tribes and Bands of the Yakama Nation | Shade Tree Inn | 105 E. Main St. | Glenwood | WA | 98619
10 | 4260138 | Shade Tree Inn | Tank 3 | Tank 3 Compartment | Permanently Out of Use | 500 | TRUE |  | Diesel | FALSE | Unknown | Confederated Tribes and Bands of the Yakama Nation | Shade Tree Inn | 105 E. Main St. | Glenwood | WA | 98619
10 | 4260138 | Shade Tree Inn | Tank 2 | Tank 2 Compartment | Permanently Out of Use | 3000 | TRUE |  | Gasoline (containing <=10% ethanol) | FALSE | Unknown | Confederated Tribes and Bands of the Yakama Nation | Shade Tree Inn | 105 E. Main St. | Glenwood | WA | 98619
10 | 4260139 | City of Wapato Maintenance Shop | Tank 1 | Tank 1 Compartment | Permanently Out of Use | 1100 | TRUE |  | Gasoline (containing <=10% ethanol) | FALSE | Unknown | Confederated Tribes and Bands of the Yakama Nation | City of Wapato Maintenance Shop | 507 W. 1st St. | Wapato | WA | 98951
10 | 4260139 | City of Wapato Maintenance Shop | Tank 4 | Tank 4 Compartment | Permanently Out of Use | 550 | TRUE |  | Gasoline (containing <=10% ethanol) | FALSE | Unknown | Confederated Tribes and Bands of the Yakama Nation | City of Wapato Maintenance Shop | 507 W. 1st St. | Wapato | WA | 98951
10 | 4260139 | City of Wapato Maintenance Shop | Tank 3 | Tank 3 Compartment | Permanently Out of Use | 550 | TRUE |  | Gasoline (containing <=10% ethanol) | FALSE | Unknown | Confederated Tribes and Bands of the Yakama Nation | City of Wapato Maintenance Shop | 507 W. 1st St. | Wapato | WA | 98951
10 | 4260139 | City of Wapato Maintenance Shop | Tank 2 | Tank 2 Compartment | Permanently Out of Use | 1100 | TRUE |  | Diesel | FALSE | Unknown | Confederated Tribes and Bands of the Yakama Nation | City of Wapato Maintenance Shop | 507 W. 1st St. | Wapato | WA | 98951
10 | 4260140 | Yakamart at Pahto Crossing | Tank 1 | Tank 1 Compartment | Permanently Out of Use | 15000 | TRUE |  | Gasoline (containing <=10% ethanol) | TRUE | Spill Bucket | Confederated Tribes and Bands of the Yakama Nation | Yakamart at Pahto Crossing | 111 Fort Rd. | Toppenish | WA | 98948
10 | 4260140 | Yakamart at Pahto Crossing | Tank 2 | Tank 2 Compartment 2a | Permanently Out of Use | 20000 | TRUE |  | Gasoline (containing <=10% ethanol) | TRUE | Spill Bucket | Confederated Tribes and Bands of the Yakama Nation | Yakamart at Pahto Crossing | 111 Fort Rd. | Toppenish | WA | 98948
10 | 4260140 | Yakamart at Pahto Crossing | Tank 2 | Tank 2 Compartment 2b | Permanently Out of Use | 6000 | TRUE |  | Diesel | TRUE | Spill Bucket | Confederated Tribes and Bands of the Yakama Nation | Yakamart at Pahto Crossing | 111 Fort Rd. | Toppenish | WA | 98948
10 | 4260141 | Dart Ranch | Tank 1 | Tank 1 Compartment | Permanently Out of Use | 2000 | TRUE |  | Diesel | FALSE | Unknown | Confederated Tribes and Bands of the Yakama Nation | Dart Ranch | 1831 Yakima Valley Hwy. | Wapato | WA | 98951
10 | 4260142 | Voelker Orchards | Tank 1 | Tank 1 Compartment | Permanently Out of Use | 3000 | TRUE |  | Gasoline (containing <=10% ethanol) | FALSE | Unknown | Confederated Tribes and Bands of the Yakama Nation | Voelker Orchards | 2522 Riggs Rd. | Wapato | WA | 98951
10 | 4260142 | Voelker Orchards | Tank 2 | Tank 2 Compartment | Permanently Out of Use | 3000 | TRUE |  | Diesel | FALSE | Unknown | Confederated Tribes and Bands of the Yakama Nation | Voelker Orchards | 2522 Riggs Rd. | Wapato | WA | 98951
10 | 4260143 | C & H Logging, Inc. | Tank 1 | Tank 1 Compartment | Permanently Out of Use | 1000 | TRUE |  | Gasoline (containing <=10% ethanol) | FALSE | Unknown | Confederated Tribes and Bands of the Yakama Nation | C & H Logging, Inc. | Rt. 1 Box 125 | Glenwood | WA | 98619
10 | 4260144 | Cohodas - Frank Co. | Tank 1 | Tank 1 Compartment | Permanently Out of Use | 10000 | TRUE |  | Gasoline (containing <=10% ethanol) | FALSE | Unknown | Confederated Tribes and Bands of the Yakama Nation | Cohodas - Frank Co. | Lateral B | Wapato | WA | 98951
10 | 4260145 | Pabisz Motors | Tank 1 | Tank 1 Compartment | Permanently Out of Use | 500 | TRUE |  | Used Oil | FALSE | Unknown | Confederated Tribes and Bands of the Yakama Nation | Pabisz Motors | 108 Washington St. | Toppenish | WA | 98948
10 | 4260145 | Pabisz Motors | Tank 2 | Tank 2 Compartment | Permanently Out of Use | 500 | TRUE |  | Used Oil | FALSE | Unknown | Confederated Tribes and Bands of the Yakama Nation | Pabisz Motors | 108 Washington St. | Toppenish | WA | 98948
10 | 4260146 | Toppenish Wastewater Treatment Plant | Tank 1 | Tank 1 Compartment | Permanently Out of Use | 500 | TRUE |  | Diesel | FALSE | Unknown | Confederated Tribes and Bands of the Yakama Nation | Toppenish Wastewater Treatment Plant | 501 Annahat Rd. | Toppenish | WA | 98948
10 | 4260147 | Burkybile | Tank 1 | Tank 1 Compartment | Permanently Out of Use | 10000 | TRUE |  | Gasoline (containing <=10% ethanol) | FALSE | Unknown | Confederated Tribes and Bands of the Yakama Nation | Burkybile | 900 W 1st Ave | Toppenish | WA | 98948
10 | 4260148 | 8531 W Wapato Ave | Tank 1 | Tank 1 Compartment | Permanently Out of Use | 500 | TRUE |  | Unknown Petroleum | FALSE | Unknown | Confederated Tribes and Bands of the Yakama Nation | 8531 W Wapato Ave | 8531 W Wapato Ave | White Swan | WA | 98951
10 | 4260148 | 8531 W Wapato Ave | Tank 2 | Tank 2 Compartment | Permanently Out of Use | 1000 | TRUE |  | Unknown Petroleum | FALSE | Unknown | Confederated Tribes and Bands of the Yakama Nation | 8531 W Wapato Ave | 8531 W Wapato Ave | White Swan | WA | 98951
10 | 4260149 | Satus Store & Gas | Tank 1 | Tank 1 Compartment | Permanently Out of Use | 750 | TRUE |  | Gasoline (containing <=10% ethanol) | FALSE | Unknown | Confederated Tribes and Bands of the Yakama Nation | Satus Store & Gas | Hwy. 22 and Satus Rd. | Granger | WA | 98932
10 | 4260149 | Satus Store & Gas | Tank 2 | Tank 2 Compartment | Permanently Out of Use | 950 | TRUE |  | Gasoline (containing <=10% ethanol) | FALSE | Unknown | Confederated Tribes and Bands of the Yakama Nation | Satus Store & Gas | Hwy. 22 and Satus Rd. | Granger | WA | 98932
10 | 4260149 | Satus Store & Gas | Tank 3 | Tank 3 Compartment | Permanently Out of Use | 2000 | TRUE |  | Unknown Petroleum | FALSE | Unknown | Confederated Tribes and Bands of the Yakama Nation | Satus Store & Gas | Hwy. 22 and Satus Rd. | Granger | WA | 98932
10 | 4260150 | Toppenish National Wildlife Refuge | Tank 1 | Tank 1 Compartment | Permanently Out of Use | 1000 | TRUE |  | Gasoline (containing <=10% ethanol) | FALSE | Unknown | Confederated Tribes and Bands of the Yakama Nation | Toppenish National Wildlife Refuge | Rt. 1, Box 1300, 10 miles south of Toppenish on Hwy. 97 off of Pumphouse Rd. | Toppenish | WA | 98948
10 | 4260151 | Dick Wolfe Distributing Co. | Tank 1 | Tank 1 Compartment | Permanently Out of Use | 12160 | TRUE |  | Gasoline (containing <=10% ethanol) | FALSE | Unknown | Confederated Tribes and Bands of the Yakama Nation | Dick Wolfe Distributing Co. | 301 S. Toppenish Ave. | Toppenish | WA | 98948
10 | 4260151 | Dick Wolfe Distributing Co. | Tank 2 | Tank 2 Compartment | Permanently Out of Use | 6800 | TRUE |  | Diesel | FALSE | Unknown | Confederated Tribes and Bands of the Yakama Nation | Dick Wolfe Distributing Co. | 301 S. Toppenish Ave. | Toppenish | WA | 98948
10 | 4260151 | Dick Wolfe Distributing Co. | Tank 3 | Tank 3 Compartment | Permanently Out of Use | 6500 | TRUE |  | Diesel | FALSE | Unknown | Confederated Tribes and Bands of the Yakama Nation | Dick Wolfe Distributing Co. | 301 S. Toppenish Ave. | Toppenish | WA | 98948
10 | 4260151 | Dick Wolfe Distributing Co. | Tank 4 | Tank 4 Compartment | Permanently Out of Use | 3600 | TRUE |  | Kerosene | FALSE | Unknown | Confederated Tribes and Bands of the Yakama Nation | Dick Wolfe Distributing Co. | 301 S. Toppenish Ave. | Toppenish | WA | 98948
10 | 4260151 | Dick Wolfe Distributing Co. | Tank 5 | Tank 5 Compartment | Permanently Out of Use | 2800 | TRUE |  | Gasoline (containing <=10% ethanol) | FALSE | Unknown | Confederated Tribes and Bands of the Yakama Nation | Dick Wolfe Distributing Co. | 301 S. Toppenish Ave. | Toppenish | WA | 98948
10 | 4260151 | Dick Wolfe Distributing Co. | Tank 6 | Tank 6 Compartment | Permanently Out of Use | 1000 | TRUE |  | Gasoline (containing <=10% ethanol) | FALSE | Unknown | Confederated Tribes and Bands of the Yakama Nation | Dick Wolfe Distributing Co. | 301 S. Toppenish Ave. | Toppenish | WA | 98948
10 | 4260151 | Dick Wolfe Distributing Co. | Tank 7 | Tank 7 Compartment | Permanently Out of Use | 1500 | TRUE |  | Gasoline (containing <=10% ethanol) | FALSE | Unknown | Confederated Tribes and Bands of the Yakama Nation | Dick Wolfe Distributing Co. | 301 S. Toppenish Ave. | Toppenish | WA | 98948
10 | 4260151 | Dick Wolfe Distributing Co. | Tank 8 | Tank 8 Compartment | Permanently Out of Use | 1500 | TRUE |  | Gasoline (containing <=10% ethanol) | FALSE | Unknown | Confederated Tribes and Bands of the Yakama Nation | Dick Wolfe Distributing Co. | 301 S. Toppenish Ave. | Toppenish | WA | 98948
10 | 4260151 | Dick Wolfe Distributing Co. | Tank 9 | Tank 9 Compartment | Permanently Out of Use | 500 | TRUE |  | Gasoline (containing <=10% ethanol) | FALSE | Unknown | Confederated Tribes and Bands of the Yakama Nation | Dick Wolfe Distributing Co. | 301 S. Toppenish Ave. | Toppenish | WA | 98948
10 | 4260152 | City of Toppenish | Tank 1 | Tank 1 Compartment | Permanently Out of Use | 2500 | TRUE |  | Gasoline (containing <=10% ethanol) | FALSE | Unknown | Confederated Tribes and Bands of the Yakama Nation | City of Toppenish | 503 Washington Ave. (now 411 Washington Ave.) | Toppenish | WA | 98948
10 | 4260152 | City of Toppenish | Tank 2 | Tank 2 Compartment | Permanently Out of Use | 2500 | TRUE |  | Gasoline (containing <=10% ethanol) | FALSE | Unknown | Confederated Tribes and Bands of the Yakama Nation | City of Toppenish | 503 Washington Ave. (now 411 Washington Ave.) | Toppenish | WA | 98948
10 | 4260152 | City of Toppenish | Tank 3 | Tank 3 Compartment | Permanently Out of Use | 500 | TRUE |  | Gasoline (containing <=10% ethanol) | FALSE | Unknown | Confederated Tribes and Bands of the Yakama Nation | City of Toppenish | 503 Washington Ave. (now 411 Washington Ave.) | Toppenish | WA | 98948
10 | 4260152 | City of Toppenish | Tank 4 | Tank 4 Compartment | Permanently Out of Use | 500 | TRUE |  | Gasoline (containing <=10% ethanol) | FALSE | Unknown | Confederated Tribes and Bands of the Yakama Nation | City of Toppenish | 503 Washington Ave. (now 411 Washington Ave.) | Toppenish | WA | 98948
10 | 4260152 | City of Toppenish | Tank 5 | Tank 5 Compartment | Permanently Out of Use | 250 | TRUE |  | Hydraulic Oil | FALSE | Unknown | Confederated Tribes and Bands of the Yakama Nation | City of Toppenish | 503 Washington Ave. (now 411 Washington Ave.) | Toppenish | WA | 98948
10 | 4260153 | City of Wapato Dept. of Public Works | Tank 1 | Tank 1 Compartment | Permanently Out of Use | 3000 | TRUE |  | Gasoline (containing <=10% ethanol) | TRUE | Spill Bucket | Confederated Tribes and Bands of the Yakama Nation | City of Wapato Dept. of Public Works | 100 French Lane | Wapato | WA | 98951
10 | 4260153 | City of Wapato Dept. of Public Works | Tank 2 | Tank 2 Compartment | Permanently Out of Use | 3000 | TRUE |  | Diesel | TRUE | Spill Bucket | Confederated Tribes and Bands of the Yakama Nation | City of Wapato Dept. of Public Works | 100 French Lane | Wapato | WA | 98951
10 | 4260154 | Marion Drain Rd Abandoned Site | Tank 2 | Tank 2 Compartment | Permanently Out of Use | 6400 | TRUE |  | Gasoline (containing <=10% ethanol) | FALSE | Unknown | Confederated Tribes and Bands of the Yakama Nation | Marion Drain Rd Abandoned Site | 10661 Marion Drain Rd | Toppenish | WA | 98948
10 | 4260155 | Ranch 32 | Tank 1 | Tank 1 Compartment | Permanently Out of Use | 1500 | TRUE |  | Gasoline (containing <=10% ethanol) | FALSE | Unknown | Confederated Tribes and Bands of the Yakama Nation | Ranch 32 | 1332 Keys Road | Wapato | WA | 98951
10 | 4270001 | Cowlitz Crossing | Tank 1 | Tank 1 Compartment | Currently in Use | 30000 | TRUE |  | Gasoline (containing <=10% ethanol) | TRUE | Spill Bucket | Cowlitz Indian Tribe | Cowlitz Crossing | 31801 NW 31st Ave | Ridgefield | WA | 98642
10 | 4270001 | Cowlitz Crossing | Tank 2 | Tank 2C | Currently in Use | 10000 | TRUE | 2019-01-01 | Diesel | TRUE | Spill Bucket | Cowlitz Indian Tribe | Cowlitz Crossing | 31801 NW 31st Ave | Ridgefield | WA | 98642
10 | 4270001 | Cowlitz Crossing | Tank 2 | Tank 2b | Currently in Use | 10000 | TRUE | 2019-01-01 | Gasoline (containing <=10% ethanol) | TRUE | Spill Bucket | Cowlitz Indian Tribe | Cowlitz Crossing | 31801 NW 31st Ave | Ridgefield | WA | 98642
10 | 4270001 | Cowlitz Crossing | Tank 3 | Tank 3 Compartment | Currently in Use | 25000 | TRUE |  | Diesel | TRUE | Spill Bucket | Cowlitz Indian Tribe | Cowlitz Crossing | 31801 NW 31st Ave | Ridgefield | WA | 98642
10 | 4270001 | Cowlitz Crossing | Tank 2 | Tank 2A Compartment | Currently in Use | 10000 | TRUE |  | Gasoline (containing <=10% ethanol) | TRUE | Spill Bucket | Cowlitz Indian Tribe | Cowlitz Crossing | 31801 NW 31st Ave | Ridgefield | WA | 98642
10 | 4280001 | Samcor Fuel & Tobacco | 1 | 1 | Currently in Use | 24000 | TRUE |  | Gasoline (containing <=10% ethanol) | TRUE | Spill Bucket | Samish Indian Nation | Samcor Fuel & Tobacco | 14128 Smeyes Run Drive | Anacortes | WA | 98221
10 | 4280001 | Samcor Fuel & Tobacco | 2 | 2C | Currently in Use | 7000 | TRUE |  | Gasoline (containing <=10% ethanol) |  | Spill Bucket | Samish Indian Nation | Samcor Fuel & Tobacco | 14128 Smeyes Run Drive | Anacortes | WA | 98221
10 | 4280001 | Samcor Fuel & Tobacco | 2 | 2A | Currently in Use | 7000 | TRUE |  | Gasoline (containing <=10% ethanol) | TRUE | Spill Bucket | Samish Indian Nation | Samcor Fuel & Tobacco | 14128 Smeyes Run Drive | Anacortes | WA | 98221
10 | 4280001 | Samcor Fuel & Tobacco | 2 | 2B | Currently in Use | 10000 | TRUE |  | Diesel |  | Spill Bucket | Samish Indian Nation | Samcor Fuel & Tobacco | 14128 Smeyes Run Drive | Anacortes | WA | 98221
10 | 4290001 | Crescent Market at Snoqualmie | Tank 1 | Tank 1 Compartment | Currently in Use | 20000 | TRUE |  | Gasoline (containing <=10% ethanol) | TRUE | Spill Bucket | Snoqualmie Indian Tribe | Crescent Market at Snoqualmie | 37500 "B" SE North Bend Way | Snoqualmie | WA | 98065
10 | 4290001 | Crescent Market at Snoqualmie | Tank 2 | Tank 2 Compartment | Currently in Use | 20000 | TRUE |  | Gasoline (containing <=10% ethanol) | TRUE | Spill Bucket | Snoqualmie Indian Tribe | Crescent Market at Snoqualmie | 37500 "B" SE North Bend Way | Snoqualmie | WA | 98065
10 | 4290001 | Crescent Market at Snoqualmie | Tank 3 | Tank 3 Compartment 3a | Currently in Use | 10000 | TRUE |  | Gasoline (containing <=10% ethanol) | TRUE | Spill Bucket | Snoqualmie Indian Tribe | Crescent Market at Snoqualmie | 37500 "B" SE North Bend Way | Snoqualmie | WA | 98065
10 | 4290001 | Crescent Market at Snoqualmie | Tank 3 | Tank 3 Compartment 3b | Currently in Use | 10000 | TRUE |  | Diesel | TRUE | Spill Bucket | Snoqualmie Indian Tribe | Crescent Market at Snoqualmie | 37500 "B" SE North Bend Way | Snoqualmie | WA | 98065