## Indian Country UST FOIA Report
Region | Location ID | Facility Name | Tank Name | Compartment Name | Compartment Status Description | Compartment Capacity | Federally Regulated | Date Of Tankstatchange | Substance Description | Overfill Installed | Spill Installed | Tribe | Locname | Street Address | City | State | Zip
6 | 0003NM | Sky City Travel Plaza | Tank 7 | Tank 2 Compartment | Currently in Use | 8000 | TRUE |  | Gasoline (containing <=10% ethanol) | TRUE | Spill Bucket | Pueblo of Acoma, New Mexico | Sky City Travel Plaza | 63 Pueblo Road | Acoma | NM | 87034
6 | 0003NM | Sky City Travel Plaza | Tank 5 | Tank 5c | Currently in Use | 8000 | TRUE | 2004-10-04 | Diesel | TRUE |  | Pueblo of Acoma, New Mexico | Sky City Travel Plaza | 63 Pueblo Road | Acoma | NM | 87034
6 | 0003NM | Sky City Travel Plaza | Tank 5 | Tank 5b | Currently in Use | 8000 | TRUE | 2004-10-04 | Gasoline (containing <=10% ethanol) | TRUE | Spill Bucket | Pueblo of Acoma, New Mexico | Sky City Travel Plaza | 63 Pueblo Road | Acoma | NM | 87034
6 | 0003NM | Sky City Travel Plaza | Tank 8 | Tank 8 Compartment | Currently in Use | 30000 | TRUE |  | Diesel | TRUE | Spill Bucket | Pueblo of Acoma, New Mexico | Sky City Travel Plaza | 63 Pueblo Road | Acoma | NM | 87034
6 | 0003NM | Sky City Travel Plaza | Tank 4 | Tank 7 Compartment | Currently in Use | 30000 | TRUE |  | Diesel | TRUE | Spill Bucket | Pueblo of Acoma, New Mexico | Sky City Travel Plaza | 63 Pueblo Road | Acoma | NM | 87034
6 | 0003NM | Sky City Travel Plaza | Tank 6 | Tank 6 Compartment | Currently in Use | 8000 | TRUE |  | Gasoline Containing >10% Ethanol | TRUE | Spill Bucket | Pueblo of Acoma, New Mexico | Sky City Travel Plaza | 63 Pueblo Road | Acoma | NM | 87034
6 | 0003NM | Sky City Travel Plaza | Tank 5 | Tank 5a | Currently in Use | 12000 | TRUE |  | Gasoline (containing <=10% ethanol) | TRUE | Spill Bucket | Pueblo of Acoma, New Mexico | Sky City Travel Plaza | 63 Pueblo Road | Acoma | NM | 87034
6 | 0003NM | Sky City Travel Plaza | Tank 9 | Tank 4 Compartment | Currently in Use | 12000 | TRUE |  | Gasoline (containing <=10% ethanol) | TRUE | Spill Bucket | Pueblo of Acoma, New Mexico | Sky City Travel Plaza | 63 Pueblo Road | Acoma | NM | 87034
6 | 0005NM | Isleta One Stop | Tank 1 | Tank 1 Compartment | Currently in Use | 12000 | TRUE |  | Diesel | TRUE | Spill Bucket | Pueblo of Isleta, New Mexico | Isleta One Stop | 4047 Hwy 47 | Isleta | NM | 87022
6 | 0005NM | Isleta One Stop | Tank 2 | 2B | Currently in Use | 7500 | TRUE | 1995-05-01 | Diesel | TRUE | Spill Bucket | Pueblo of Isleta, New Mexico | Isleta One Stop | 4047 Hwy 47 | Isleta | NM | 87022
6 | 0005NM | Isleta One Stop | Tank 3 | 3 | Currently in Use | 30000 | TRUE |  | Gasoline (containing <=10% ethanol) | TRUE | Spill Bucket | Pueblo of Isleta, New Mexico | Isleta One Stop | 4047 Hwy 47 | Isleta | NM | 87022
6 | 0005NM | Isleta One Stop | Tank 2 | 2A | Currently in Use | 7500 | TRUE |  | Gasoline (containing <=10% ethanol) | TRUE | Spill Bucket | Pueblo of Isleta, New Mexico | Isleta One Stop | 4047 Hwy 47 | Isleta | NM | 87022
6 | 0007NM | Walatowa Convenience Store | 1 | Tank 1 Compartment | Permanently Out of Use | 12000 | TRUE | 2024-11-04 | Gasoline (containing <=10% ethanol) | TRUE | Spill Bucket | Pueblo of Jemez, New Mexico | Walatowa Convenience Store | 7413 Hwy 4 | Jemez Pueblo | NM | 87024
6 | 0007NM | Walatowa Convenience Store | 2 | 2B | Currently in Use | 10000 | TRUE |  | Diesel | TRUE |  | Pueblo of Jemez, New Mexico | Walatowa Convenience Store | 7413 Hwy 4 | Jemez Pueblo | NM | 87024
6 | 0007NM | Walatowa Convenience Store | 2 | 2A | Currently in Use | 10000 | TRUE |  | Gasoline (containing <=10% ethanol) |  |  | Pueblo of Jemez, New Mexico | Walatowa Convenience Store | 7413 Hwy 4 | Jemez Pueblo | NM | 87024
6 | 0007NM | Walatowa Convenience Store | 1 | 1 | Currently in Use | 20000 | TRUE |  | Gasoline (containing <=10% ethanol) |  |  | Pueblo of Jemez, New Mexico | Walatowa Convenience Store | 7413 Hwy 4 | Jemez Pueblo | NM | 87024
6 | 0007NM | Walatowa Convenience Store | 2 | 2B | Permanently Out of Use | 3000 | TRUE | 2024-11-04 | Diesel | TRUE | Spill Bucket | Pueblo of Jemez, New Mexico | Walatowa Convenience Store | 7413 Hwy 4 | Jemez Pueblo | NM | 87024
6 | 0007NM | Walatowa Convenience Store | 2 | 2A | Permanently Out of Use | 9000 | TRUE | 2024-11-04 | Gasoline (containing <=10% ethanol) | TRUE | Spill Bucket | Pueblo of Jemez, New Mexico | Walatowa Convenience Store | 7413 Hwy 4 | Jemez Pueblo | NM | 87024
6 | 0008NM | Thriftway #403 | Tank 1 | Tank 1 Compartment | Permanently Out of Use | 10000 | TRUE |  | Gasoline (containing <=10% ethanol) | TRUE | Spill Bucket | Pueblo of Laguna, New Mexico | Thriftway #403 | I-40 Exit 114 ( US 66) | Laguna | NM | 87026
6 | 0008NM | Thriftway #403 | Tank 4 | Tank 4 Compartment | Permanently Out of Use | 2000 | TRUE |  | Kerosene | TRUE | Spill Bucket | Pueblo of Laguna, New Mexico | Thriftway #403 | I-40 Exit 114 ( US 66) | Laguna | NM | 87026
6 | 0008NM | Thriftway #403 | Tank 3 | Tank 3 Compartment | Permanently Out of Use | 5000 | TRUE |  | Diesel | TRUE | Spill Bucket | Pueblo of Laguna, New Mexico | Thriftway #403 | I-40 Exit 114 ( US 66) | Laguna | NM | 87026
6 | 0008NM | Thriftway #403 | Tank 2 | Tank 2 Compartment | Permanently Out of Use | 5000 | TRUE |  | Gasoline (containing <=10% ethanol) | TRUE | Spill Bucket | Pueblo of Laguna, New Mexico | Thriftway #403 | I-40 Exit 114 ( US 66) | Laguna | NM | 87026
6 | 0015NM | Pojoaque Convenience Center | Tank 1 | Tank 1 Compartment | Currently in Use | 25000 | TRUE |  | Gasoline (containing <=10% ethanol) | TRUE | Spill Bucket | Pueblo of Pojoaque, New Mexico | Pojoaque Convenience Center | 112 Cities of Gold Road | Santa Fe | NM | 87506
6 | 0015NM | Pojoaque Convenience Center | Tank 2 | 2B | Currently in Use | 10000 | TRUE | 1997-04-01 | Gasoline (containing <=10% ethanol) | TRUE | Spill Bucket | Pueblo of Pojoaque, New Mexico | Pojoaque Convenience Center | 112 Cities of Gold Road | Santa Fe | NM | 87506
6 | 0015NM | Pojoaque Convenience Center | Tank 2 | 2A | Currently in Use | 10000 | TRUE |  | Gasoline (containing <=10% ethanol) | TRUE | Spill Bucket | Pueblo of Pojoaque, New Mexico | Pojoaque Convenience Center | 112 Cities of Gold Road | Santa Fe | NM | 87506
6 | 0019NM | OhKay RV Park 66 | Tank 1 | Tank 1 Compartment | Permanently Out of Use | 12000 | TRUE | 2014-04-24 | Gasoline (containing <=10% ethanol) | TRUE | Spill Bucket | Ohkay Owingeh, New Mexico | OhKay RV Park 66 | 2016 N. Riverside Dr. | Espanola | NM | 87532
6 | 0019NM | OhKay RV Park 66 | Tank 2 | Tank 2 Compartment | Permanently Out of Use | 12000 | TRUE | 2014-04-22 | Gasoline (containing <=10% ethanol) | TRUE | Spill Bucket | Ohkay Owingeh, New Mexico | OhKay RV Park 66 | 2016 N. Riverside Dr. | Espanola | NM | 87532
6 | 0021NM | Hawk Express ( formerly 64 Express) | Tank 4 | Tank 4 Compartment | Currently in Use | 12000 | TRUE |  | Gasoline (containing <=10% ethanol) | TRUE | Spill Bucket | Jicarilla Apache Nation, New Mexico | Hawk Express ( formerly 64 Express) | P.O. Box 680, Highway US 64 and Jct 8 | Dulce | NM | 87528
6 | 0021NM | Hawk Express ( formerly 64 Express) | Tank 5 | 5B | Currently in Use | 6000 | TRUE | 2014-09-01 | Diesel | TRUE | Spill Bucket | Jicarilla Apache Nation, New Mexico | Hawk Express ( formerly 64 Express) | P.O. Box 680, Highway US 64 and Jct 8 | Dulce | NM | 87528
6 | 0021NM | Hawk Express ( formerly 64 Express) | Tank 5 | 5A | Currently in Use | 7000 | TRUE |  | Gasoline Containing >10% Ethanol | TRUE | Spill Bucket | Jicarilla Apache Nation, New Mexico | Hawk Express ( formerly 64 Express) | P.O. Box 680, Highway US 64 and Jct 8 | Dulce | NM | 87528
6 | 0024NM | TEWA Market and Fuel at White Rock | 3 | 3 | Currently in Use | 8000 | TRUE | 2007-10-13 | Diesel | TRUE | Spill Bucket | Pueblo of San Ildefonso, New Mexico | TEWA Market and Fuel at White Rock | NM Highway 4 @ Rover Blvd | Totavi | NM | 87544
6 | 0024NM | TEWA Market and Fuel at White Rock | 2 | 2B | Currently in Use | 8000 | TRUE | 2027-08-01 | Diesel | TRUE | Spill Bucket | Pueblo of San Ildefonso, New Mexico | TEWA Market and Fuel at White Rock | NM Highway 4 @ Rover Blvd | Totavi | NM | 87544
6 | 0024NM | TEWA Market and Fuel at White Rock | 2 | 2A | Currently in Use | 8000 | TRUE | 2007-08-01 | Gasoline (containing <=10% ethanol) | TRUE | Spill Bucket | Pueblo of San Ildefonso, New Mexico | TEWA Market and Fuel at White Rock | NM Highway 4 @ Rover Blvd | Totavi | NM | 87544
6 | 0024NM | TEWA Market and Fuel at White Rock | 1 | 1B | Currently in Use | 12000 | TRUE | 2007-08-01 | Diesel | TRUE | Spill Bucket | Pueblo of San Ildefonso, New Mexico | TEWA Market and Fuel at White Rock | NM Highway 4 @ Rover Blvd | Totavi | NM | 87544
6 | 0024NM | TEWA Market and Fuel at White Rock | 1 | 1A | Currently in Use | 10000 | TRUE | 2007-10-12 | Gasoline (containing <=10% ethanol) | TRUE | Spill Bucket | Pueblo of San Ildefonso, New Mexico | TEWA Market and Fuel at White Rock | NM Highway 4 @ Rover Blvd | Totavi | NM | 87544
6 | 0025NM | Tiwa 66 | Tank 1 | Tank 1 Compartment | Currently in Use | 10000 | TRUE |  | Gasoline (containing <=10% ethanol) | TRUE | Spill Bucket | Pueblo of Sandia, New Mexico | Tiwa 66 | 1660 Roy Road NE | Albuquerque | NM | 87113
6 | 0025NM | Tiwa 66 | Tank 4 | Tank 4 Compartment | Currently in Use | 6000 | TRUE |  | Diesel | TRUE | Spill Bucket | Pueblo of Sandia, New Mexico | Tiwa 66 | 1660 Roy Road NE | Albuquerque | NM | 87113
6 | 0025NM | Tiwa 66 | Tank 3 | Tank 3 Compartment | Currently in Use | 6000 | TRUE |  | Gasoline (containing <=10% ethanol) | TRUE | Spill Bucket | Pueblo of Sandia, New Mexico | Tiwa 66 | 1660 Roy Road NE | Albuquerque | NM | 87113
6 | 0025NM | Tiwa 66 | Tank 2 | Tank 2 Compartment | Currently in Use | 10000 | TRUE |  | Gasoline (containing <=10% ethanol) | TRUE | Spill Bucket | Pueblo of Sandia, New Mexico | Tiwa 66 | 1660 Roy Road NE | Albuquerque | NM | 87113
6 | 0034NM | Kewa Gas | Tank 2 | Tank 2 Compartment | Permanently Out of Use | 12000 | TRUE |  | Gasoline (containing <=10% ethanol) | TRUE | Spill Bucket | Pueblo of Santo Domingo | Kewa Gas | I-25 Exit 259 on St. Rd. 22P.O. Box 159 | Santo Domingo Pueblo | NM | 87052
6 | 0034NM | Kewa Gas | Tank 7 | 7B | Currently in Use | 8000 | TRUE | 2001-11-01 | Gasoline (containing <=10% ethanol) | TRUE | Spill Bucket | Pueblo of Santo Domingo | Kewa Gas | I-25 Exit 259 on St. Rd. 22P.O. Box 159 | Santo Domingo Pueblo | NM | 87052
6 | 0034NM | Kewa Gas | Tank 7 | 7A | Currently in Use | 12000 | TRUE |  | Diesel | TRUE | Spill Bucket | Pueblo of Santo Domingo | Kewa Gas | I-25 Exit 259 on St. Rd. 22P.O. Box 159 | Santo Domingo Pueblo | NM | 87052
6 | 0034NM | Kewa Gas | Tank 6 | 6 | Currently in Use | 12000 | TRUE |  | Gasoline (containing <=10% ethanol) | TRUE | Spill Bucket | Pueblo of Santo Domingo | Kewa Gas | I-25 Exit 259 on St. Rd. 22P.O. Box 159 | Santo Domingo Pueblo | NM | 87052
6 | 0034NM | Kewa Gas | Tank 5 | Tank 5 Compartment | Currently in Use | 25000 | TRUE |  | Gasoline (containing <=10% ethanol) | TRUE | Spill Bucket | Pueblo of Santo Domingo | Kewa Gas | I-25 Exit 259 on St. Rd. 22P.O. Box 159 | Santo Domingo Pueblo | NM | 87052
6 | 0034NM | Kewa Gas | Tank 4 | Tank 4 Compartment | Permanently Out of Use | 12000 | TRUE |  | Diesel | TRUE | Spill Bucket | Pueblo of Santo Domingo | Kewa Gas | I-25 Exit 259 on St. Rd. 22P.O. Box 159 | Santo Domingo Pueblo | NM | 87052
6 | 0034NM | Kewa Gas | Tank 3 | Tank 3 Compartment | Permanently Out of Use | 12000 | TRUE |  | Gasoline (containing <=10% ethanol) | TRUE | Spill Bucket | Pueblo of Santo Domingo | Kewa Gas | I-25 Exit 259 on St. Rd. 22P.O. Box 159 | Santo Domingo Pueblo | NM | 87052
6 | 0037NM | Ohkay Express Mart | 1 | Tank 1 Compartment | Currently in Use | 10000 | TRUE | 2024-01-30 | Gasoline (containing <=10% ethanol) | TRUE | Spill Bucket | Ohkay Owingeh, New Mexico | Ohkay Express Mart | 2306 N. Riverside Dr. | Espanola | NM | 87532
6 | 0037NM | Ohkay Express Mart | 2 | 2B | Currently in Use | 5000 | TRUE | 2024-01-30 | Diesel | TRUE | Spill Bucket | Ohkay Owingeh, New Mexico | Ohkay Express Mart | 2306 N. Riverside Dr. | Espanola | NM | 87532
6 | 0037NM | Ohkay Express Mart | 2 | 2A | Currently in Use | 5000 | TRUE | 2024-01-30 | Gasoline (containing <=10% ethanol) | TRUE | Spill Bucket | Ohkay Owingeh, New Mexico | Ohkay Express Mart | 2306 N. Riverside Dr. | Espanola | NM | 87532
6 | 0038NM | OhKay Travel Center | Tank 1 | Tank 1 Compartment | Permanently Out of Use | 12000 | TRUE |  | Gasoline (containing <=10% ethanol) | TRUE | Spill Bucket | Ohkay Owingeh, New Mexico | OhKay Travel Center | State Highway 68 N, 2 miles N of Espanola | San Juan Pueblo | NM | 87566
6 | 0038NM | OhKay Travel Center | 4 | 4A | Currently in Use | 20000 | TRUE |  | Diesel | TRUE | Spill Bucket | Ohkay Owingeh, New Mexico | OhKay Travel Center | State Highway 68 N, 2 miles N of Espanola | San Juan Pueblo | NM | 87566
6 | 0038NM | OhKay Travel Center | 3 | 3A | Currently in Use | 10000 | TRUE |  | Gasoline (containing <=10% ethanol) | TRUE | Spill Bucket | Ohkay Owingeh, New Mexico | OhKay Travel Center | State Highway 68 N, 2 miles N of Espanola | San Juan Pueblo | NM | 87566
6 | 0038NM | OhKay Travel Center | 2 | 2A | Currently in Use | 10000 | TRUE |  | Gasoline (containing <=10% ethanol) | TRUE | Spill Bucket | Ohkay Owingeh, New Mexico | OhKay Travel Center | State Highway 68 N, 2 miles N of Espanola | San Juan Pueblo | NM | 87566
6 | 0038NM | OhKay Travel Center | 1 | 1 | Currently in Use | 20000 | TRUE |  | Gasoline (containing <=10% ethanol) | TRUE | Spill Bucket | Ohkay Owingeh, New Mexico | OhKay Travel Center | State Highway 68 N, 2 miles N of Espanola | San Juan Pueblo | NM | 87566
6 | 0038NM | OhKay Travel Center | Tank 2 | Tank 2 Compartment | Permanently Out of Use | 12000 | TRUE |  | Gasoline (containing <=10% ethanol) | TRUE | Spill Bucket | Ohkay Owingeh, New Mexico | OhKay Travel Center | State Highway 68 N, 2 miles N of Espanola | San Juan Pueblo | NM | 87566
6 | 0042NM | Zuni Express #521 | Tank 1 | 1A | Currently in Use | 8000 | TRUE |  | Gasoline (containing <=10% ethanol) | TRUE | Spill Bucket | Zuni Tribe of the Zuni Reservation, New Mexico | Zuni Express #521 | 1229-A NM Highway 53 | Zuni | NM | 87327
6 | 0042NM | Zuni Express #521 | Tank 3 | 3A | Currently in Use | 2000 | TRUE |  | Diesel | TRUE | Spill Bucket | Zuni Tribe of the Zuni Reservation, New Mexico | Zuni Express #521 | 1229-A NM Highway 53 | Zuni | NM | 87327
6 | 0042NM | Zuni Express #521 | Tank 2 | 2A | Currently in Use | 4000 | TRUE |  | Gasoline (containing <=10% ethanol) | TRUE | Spill Bucket | Zuni Tribe of the Zuni Reservation, New Mexico | Zuni Express #521 | 1229-A NM Highway 53 | Zuni | NM | 87327
6 | 0043NM | Speedway 9672 (Mustang #7256 and Thriftway 256) | Tank 1 | Tank 1 Compartment | Permanently Out of Use | 12000 | TRUE |  | Gasoline (containing <=10% ethanol) | TRUE | Spill Bucket | Zuni Tribe of the Zuni Reservation, New Mexico | Speedway 9672 (Mustang #7256 and Thriftway 256) | 1189 NM Highway 53 | Zuni | NM | 87327
6 | 0043NM | Speedway 9672 (Mustang #7256 and Thriftway 256) | 1 | 1B | Currently in Use | 7000 | TRUE | 2003-10-01 | Diesel | TRUE | Spill Bucket | Zuni Tribe of the Zuni Reservation, New Mexico | Speedway 9672 (Mustang #7256 and Thriftway 256) | 1189 NM Highway 53 | Zuni | NM | 87327
6 | 0043NM | Speedway 9672 (Mustang #7256 and Thriftway 256) | 1 | 1A | Currently in Use | 8000 | TRUE |  | Gasoline (containing <=10% ethanol) | TRUE | Spill Bucket | Zuni Tribe of the Zuni Reservation, New Mexico | Speedway 9672 (Mustang #7256 and Thriftway 256) | 1189 NM Highway 53 | Zuni | NM | 87327
6 | 0043NM | Speedway 9672 (Mustang #7256 and Thriftway 256) | Tank 2 | Tank 2 Compartment | Permanently Out of Use | 12000 | TRUE |  | Gasoline (containing <=10% ethanol) | TRUE | Spill Bucket | Zuni Tribe of the Zuni Reservation, New Mexico | Speedway 9672 (Mustang #7256 and Thriftway 256) | 1189 NM Highway 53 | Zuni | NM | 87327
6 | 0044NM | Former Chevron Facility | Tank 1 | Tank 1 Compartment | Permanently Out of Use | 2000 | TRUE |  | Gasoline (containing <=10% ethanol) | FALSE | Unknown | Zuni Tribe of the Zuni Reservation, New Mexico | Former Chevron Facility | 1299-A SH 53 | Zuni | NM | 87327
6 | 0044NM | Former Chevron Facility | 1 | 1B | Permanently Out of Use | 3000 | TRUE | 1997-06-01 | Gasoline (containing <=10% ethanol) | TRUE | Spill Bucket | Zuni Tribe of the Zuni Reservation, New Mexico | Former Chevron Facility | 1299-A SH 53 | Zuni | NM | 87327
6 | 0044NM | Former Chevron Facility | 1 | 1A | Permanently Out of Use | 8000 | TRUE | 2010-04-15 | Gasoline (containing <=10% ethanol) | TRUE | Spill Bucket | Zuni Tribe of the Zuni Reservation, New Mexico | Former Chevron Facility | 1299-A SH 53 | Zuni | NM | 87327
6 | 0044NM | Former Chevron Facility | Tank 2 | Tank 2 Compartment | Permanently Out of Use | 2000 | TRUE |  | Gasoline (containing <=10% ethanol) | FALSE | Unknown | Zuni Tribe of the Zuni Reservation, New Mexico | Former Chevron Facility | 1299-A SH 53 | Zuni | NM | 87327
6 | 0045TX | One Stop | 1 | 1A | Currently in Use | 14000 | TRUE |  | Gasoline (containing <=10% ethanol) | TRUE | Spill Bucket | Alabama-Coushatta Tribe of Texas | One Stop | US 14071 S Highway 190 East | Livingston | TX | 77351
6 | 0045TX | One Stop | 1 | 1C | Currently in Use | 5000 | TRUE | 2002-01-01 | Diesel |  | Spill Bucket | Alabama-Coushatta Tribe of Texas | One Stop | US 14071 S Highway 190 East | Livingston | TX | 77351
6 | 0045TX | One Stop | 1 | 1B | Currently in Use | 5000 | TRUE | 2002-01-01 | Gasoline (containing <=10% ethanol) | TRUE | Spill Bucket | Alabama-Coushatta Tribe of Texas | One Stop | US 14071 S Highway 190 East | Livingston | TX | 77351
6 | 0045TX | One Stop | 2 | 2A | Currently in Use | 24000 | TRUE |  | Diesel | TRUE | Spill Bucket | Alabama-Coushatta Tribe of Texas | One Stop | US 14071 S Highway 190 East | Livingston | TX | 77351
6 | 0046OK | Chickasaw Travel Stop (Newcastle) | Tank 1 | Tank 1 Compartment | Permanently Out of Use | 12000 | TRUE |  | Gasoline (containing <=10% ethanol) | TRUE | Spill Bucket | The Chickasaw Nation | Chickasaw Travel Stop (Newcastle) | 105 NE 24th | Newcastle | OK | 73065
6 | 0046OK | Chickasaw Travel Stop (Newcastle) | Tank 4 | Tank 4 Compartment | Permanently Out of Use | 20000 | TRUE |  | Diesel | TRUE | Spill Bucket | The Chickasaw Nation | Chickasaw Travel Stop (Newcastle) | 105 NE 24th | Newcastle | OK | 73065
6 | 0046OK | Chickasaw Travel Stop (Newcastle) | Tank 3 | Tank 3 Compartment | Permanently Out of Use | 20000 | TRUE |  | Diesel | TRUE | Spill Bucket | The Chickasaw Nation | Chickasaw Travel Stop (Newcastle) | 105 NE 24th | Newcastle | OK | 73065
6 | 0046OK | Chickasaw Travel Stop (Newcastle) | Tank 2 | Tank 2 Compartment | Permanently Out of Use | 12000 | TRUE |  | Gasoline (containing <=10% ethanol) | TRUE | Spill Bucket | The Chickasaw Nation | Chickasaw Travel Stop (Newcastle) | 105 NE 24th | Newcastle | OK | 73065
6 | 0047OK | Chickasaw Travel Stop (Goldsby) | Tank 1 | Tank 1 Compartment | Permanently Out of Use | 20000 | TRUE |  | Diesel | TRUE | Spill Bucket | The Chickasaw Nation | Chickasaw Travel Stop (Goldsby) | 1544 Hwy 9 West @ I-35 | Norman | OK | 73072
6 | 0047OK | Chickasaw Travel Stop (Goldsby) | Tank 4 | Tank 4 Compartment | Permanently Out of Use | 12000 | TRUE |  | Gasoline (containing <=10% ethanol) | TRUE | Spill Bucket | The Chickasaw Nation | Chickasaw Travel Stop (Goldsby) | 1544 Hwy 9 West @ I-35 | Norman | OK | 73072
6 | 0047OK | Chickasaw Travel Stop (Goldsby) | Tank 3 | Tank 3 Compartment | Permanently Out of Use | 12000 | TRUE |  | Gasoline (containing <=10% ethanol) | TRUE | Spill Bucket | The Chickasaw Nation | Chickasaw Travel Stop (Goldsby) | 1544 Hwy 9 West @ I-35 | Norman | OK | 73072
6 | 0047OK | Chickasaw Travel Stop (Goldsby) | Tank 2 | Tank 2 Compartment | Permanently Out of Use | 20000 | TRUE |  | Gasoline (containing <=10% ethanol) | TRUE | Spill Bucket | The Chickasaw Nation | Chickasaw Travel Stop (Goldsby) | 1544 Hwy 9 West @ I-35 | Norman | OK | 73072
6 | 0053OK | Thunderbird Express (previously ASTribal Grocery) | Tank 1 | Tank 1 Compartment | Permanently Out of Use | 5000 | TRUE |  | Gasoline (containing <=10% ethanol) | FALSE | Unknown | Absentee-Shawnee Tribe of Indians of Oklahoma | Thunderbird Express (previously ASTribal Grocery) | 15730 E. State Hwy 9 | Norman | OK | 73026
6 | 0053OK | Thunderbird Express (previously ASTribal Grocery) | 2 | 2B | Currently in Use | 4000 | TRUE | 1999-08-01 | Diesel | TRUE | Spill Bucket | Absentee-Shawnee Tribe of Indians of Oklahoma | Thunderbird Express (previously ASTribal Grocery) | 15730 E. State Hwy 9 | Norman | OK | 73026
6 | 0053OK | Thunderbird Express (previously ASTribal Grocery) | 2 | 2A | Currently in Use | 8000 | TRUE |  | Gasoline (containing <=10% ethanol) | TRUE | Spill Bucket | Absentee-Shawnee Tribe of Indians of Oklahoma | Thunderbird Express (previously ASTribal Grocery) | 15730 E. State Hwy 9 | Norman | OK | 73026
6 | 0053OK | Thunderbird Express (previously ASTribal Grocery) | 1 | 1A | Currently in Use | 12000 | TRUE |  | Gasoline (containing <=10% ethanol) | TRUE | Spill Bucket | Absentee-Shawnee Tribe of Indians of Oklahoma | Thunderbird Express (previously ASTribal Grocery) | 15730 E. State Hwy 9 | Norman | OK | 73026
6 | 0053OK | Thunderbird Express (previously ASTribal Grocery) | Tank 4 | Tank 4 Compartment | Permanently Out of Use | 8000 | TRUE |  | Gasoline (containing <=10% ethanol) | FALSE | Unknown | Absentee-Shawnee Tribe of Indians of Oklahoma | Thunderbird Express (previously ASTribal Grocery) | 15730 E. State Hwy 9 | Norman | OK | 73026
6 | 0053OK | Thunderbird Express (previously ASTribal Grocery) | Tank 3 | Tank 3 Compartment | Permanently Out of Use | 8000 | TRUE |  | Gasoline (containing <=10% ethanol) | FALSE | Unknown | Absentee-Shawnee Tribe of Indians of Oklahoma | Thunderbird Express (previously ASTribal Grocery) | 15730 E. State Hwy 9 | Norman | OK | 73026
6 | 0053OK | Thunderbird Express (previously ASTribal Grocery) | Tank 2 | Tank 2 Compartment | Permanently Out of Use | 5000 | TRUE |  | Gasoline (containing <=10% ethanol) | FALSE | Unknown | Absentee-Shawnee Tribe of Indians of Oklahoma | Thunderbird Express (previously ASTribal Grocery) | 15730 E. State Hwy 9 | Norman | OK | 73026
6 | 0054OK | Apache Tribal Store | 1 | 1A | Temporarily Out of Use | 10000 | TRUE | 2011-04-01 | Gasoline (containing <=10% ethanol) | TRUE | Spill Bucket | Apache Tribe of Oklahoma | Apache Tribal Store | 511 E. Colorado Ave | Anadarko | OK | 73005
6 | 0054OK | Apache Tribal Store | 2 | 2A | Temporarily Out of Use | 4000 | TRUE | 2011-04-01 | Gasoline (containing <=10% ethanol) | TRUE | Spill Bucket | Apache Tribe of Oklahoma | Apache Tribal Store | 511 E. Colorado Ave | Anadarko | OK | 73005
6 | 0057OK | Riverside Indian School (BIA) | Tank 1 | Tank 1 Compartment | Permanently Out of Use | 500 | TRUE |  | Gasoline (containing <=10% ethanol) | FALSE | Unknown | Delaware Nation, Oklahoma | Riverside Indian School (BIA) | Rt. 1 | Anadarko | OK | 73005
6 | 0057OK | Riverside Indian School (BIA) | Tank 2 | Tank 2 Compartment | Permanently Out of Use | 2000 | TRUE |  | Gasoline (containing <=10% ethanol) | FALSE | Unknown | Delaware Nation, Oklahoma | Riverside Indian School (BIA) | Rt. 1 | Anadarko | OK | 73005
6 | 0058OK | Chilocco Indian School Maintenance Yard | Tank 1 | Tank 1 Compartment | Permanently Out of Use | 2000 | TRUE |  | Gasoline (containing <=10% ethanol) | FALSE | Unknown | Pawnee Nation of Oklahoma | Chilocco Indian School Maintenance Yard | Hwy 77 | Newkirk | OK | 74647
6 | 0058OK | Chilocco Indian School Maintenance Yard | Tank 2 | Tank 2 Compartment | Permanently Out of Use | 2000 | TRUE |  | Gasoline (containing <=10% ethanol) | FALSE | Unknown | Pawnee Nation of Oklahoma | Chilocco Indian School Maintenance Yard | Hwy 77 | Newkirk | OK | 74647
6 | 0060OK | Clinton Indian Health Hospital | Tank 1 | Tank 1 Compartment | Permanently Out of Use | 1100 | TRUE |  | Gasoline (containing <=10% ethanol) | FALSE | Unknown | Cheyenne and Arapaho Tribes, Oklahoma | Clinton Indian Health Hospital | P.O. Box 279 | Clinton | OK | 73601
6 | 0060OK | Clinton Indian Health Hospital | Tank 2 | Tank 2 Compartment | Permanently Out of Use | 1100 | TRUE |  | Gasoline (containing <=10% ethanol) | FALSE | Unknown | Cheyenne and Arapaho Tribes, Oklahoma | Clinton Indian Health Hospital | P.O. Box 279 | Clinton | OK | 73601
6 | 0061OK | Heavy Equipment Yard | Tank 1 | Tank 1 Compartment | Permanently Out of Use | 1000 | TRUE |  | Gasoline (containing <=10% ethanol) | FALSE | Unknown | Cheyenne and Arapaho Tribes, Oklahoma | Heavy Equipment Yard | Across from Tribal Complex | Concho | OK | 73022
6 | 0061OK | Heavy Equipment Yard | Tank 2 | Tank 2 Compartment | Permanently Out of Use | 1000 | TRUE |  | Gasoline (containing <=10% ethanol) | FALSE | Unknown | Cheyenne and Arapaho Tribes, Oklahoma | Heavy Equipment Yard | Across from Tribal Complex | Concho | OK | 73022
6 | 0062OK | Chickasaw Travel Stop - Davis East | Tank 1 | 1A | Currently in Use | 8000 | TRUE |  | Gasoline (containing <=10% ethanol) | TRUE | Spill Bucket | The Chickasaw Nation | Chickasaw Travel Stop - Davis East | 12218 Hwy 7W | Davis | OK | 73030
6 | 0062OK | Chickasaw Travel Stop - Davis East | Tank 4 | Tank 4 Compartment | Currently in Use | 15000 | TRUE |  | Diesel | TRUE | Spill Bucket | The Chickasaw Nation | Chickasaw Travel Stop - Davis East | 12218 Hwy 7W | Davis | OK | 73030
6 | 0062OK | Chickasaw Travel Stop - Davis East | Tank 3 | 3A | Currently in Use | 8000 | TRUE |  | Gasoline (containing <=10% ethanol) | TRUE | Spill Bucket | The Chickasaw Nation | Chickasaw Travel Stop - Davis East | 12218 Hwy 7W | Davis | OK | 73030
6 | 0062OK | Chickasaw Travel Stop - Davis East | Tank 2 | 2A | Currently in Use | 8000 | TRUE |  | Gasoline (containing <=10% ethanol) | TRUE | Spill Bucket | The Chickasaw Nation | Chickasaw Travel Stop - Davis East | 12218 Hwy 7W | Davis | OK | 73030
6 | 0063OK | Chickasaw Travel Stop - Ada East | Tank 1 | Tank 1 Compartment | Currently in Use | 8000 | TRUE |  | Gasoline (containing <=10% ethanol) | TRUE | Spill Bucket | The Chickasaw Nation | Chickasaw Travel Stop - Ada East | 1500 N. Country Club Road | Ada | OK | 74820
6 | 0063OK | Chickasaw Travel Stop - Ada East | Tank 4 | 4A | Currently in Use | 6000 | TRUE |  | Gasoline (containing <=10% ethanol) | TRUE | Spill Bucket | The Chickasaw Nation | Chickasaw Travel Stop - Ada East | 1500 N. Country Club Road | Ada | OK | 74820
6 | 0063OK | Chickasaw Travel Stop - Ada East | Tank 3 | 3A | Currently in Use | 6000 | TRUE |  | Diesel | TRUE | Spill Bucket | The Chickasaw Nation | Chickasaw Travel Stop - Ada East | 1500 N. Country Club Road | Ada | OK | 74820
6 | 0063OK | Chickasaw Travel Stop - Ada East | Tank 2 | 2A | Currently in Use | 8000 | TRUE |  | Gasoline (containing <=10% ethanol) | TRUE | Spill Bucket | The Chickasaw Nation | Chickasaw Travel Stop - Ada East | 1500 N. Country Club Road | Ada | OK | 74820
6 | 0065OK | Durant Travel Plaza #1 | 1 | 1A | Currently in Use | 6000 | TRUE |  | Diesel | TRUE | Spill Bucket | The Choctaw Nation of Oklahoma | Durant Travel Plaza #1 | 4015 Choctaw Road | Durant | OK | 74701
6 | 0065OK | Durant Travel Plaza #1 | 4 | 4a | Currently in Use | 20000 | TRUE |  | Gasoline (containing <=10% ethanol) | TRUE | Spill Bucket | The Choctaw Nation of Oklahoma | Durant Travel Plaza #1 | 4015 Choctaw Road | Durant | OK | 74701
6 | 0065OK | Durant Travel Plaza #1 | 3 | 3A | Currently in Use | 8000 | TRUE |  | Gasoline (containing <=10% ethanol) | TRUE | Spill Bucket | The Choctaw Nation of Oklahoma | Durant Travel Plaza #1 | 4015 Choctaw Road | Durant | OK | 74701
6 | 0065OK | Durant Travel Plaza #1 | 2 | 2A | Currently in Use | 6000 | TRUE |  | Diesel | TRUE | Spill Bucket | The Choctaw Nation of Oklahoma | Durant Travel Plaza #1 | 4015 Choctaw Road | Durant | OK | 74701
6 | 0066OK | Potawatomi Tribal Store #1 | Tank 1 | Tank 1 Compartment | Permanently Out of Use | 10000 | TRUE |  | Gasoline (containing <=10% ethanol) | FALSE | Unknown | Citizen Potawatomi Nation, Oklahoma | Potawatomi Tribal Store #1 | 41201 Hardesty Road | Shawnee | OK | 74801
6 | 0066OK | Potawatomi Tribal Store #1 | Tank 3 | Tank 3 Compartment | Permanently Out of Use | 10000 | TRUE |  | Gasoline (containing <=10% ethanol) | FALSE | Unknown | Citizen Potawatomi Nation, Oklahoma | Potawatomi Tribal Store #1 | 41201 Hardesty Road | Shawnee | OK | 74801
6 | 0066OK | Potawatomi Tribal Store #1 | Tank 2 | Tank 2 Compartment | Permanently Out of Use | 10000 | TRUE |  | Gasoline (containing <=10% ethanol) | FALSE | Unknown | Citizen Potawatomi Nation, Oklahoma | Potawatomi Tribal Store #1 | 41201 Hardesty Road | Shawnee | OK | 74801
6 | 0067OK | Firelake Golf Course | Tank 1 | Tank 1 Compartment | Permanently Out of Use | 1500 | TRUE |  | Gasoline (containing <=10% ethanol) | FALSE | Unknown | Citizen Potawatomi Nation, Oklahoma | Firelake Golf Course | 1901 S. Gordon Cooper Drive | Shawnee | OK | 74801
6 | 0067OK | Firelake Golf Course | Tank 2 | Tank 2 Compartment | Permanently Out of Use | 300 | TRUE |  | Gasoline (containing <=10% ethanol) | FALSE | Unknown | Citizen Potawatomi Nation, Oklahoma | Firelake Golf Course | 1901 S. Gordon Cooper Drive | Shawnee | OK | 74801
6 | 0068OK | Okmulgee Indian Community | Tank 1 | Tank 1 Compartment | Permanently Out of Use | 8000 | TRUE |  | Gasoline (containing <=10% ethanol) | TRUE | Spill Bucket | The Muscogee (Creek) Nation | Okmulgee Indian Community | 1507 S. Wood Drive | Okmulgee | OK | 74447
6 | 0068OK | Okmulgee Indian Community | Tank 3 | Tank 3 Compartment | Permanently Out of Use | 500 | TRUE | 2017-07-21 | Used Oil | Exempt due to small delivery | N/A or Exempt due to small delivery | The Muscogee (Creek) Nation | Okmulgee Indian Community | 1507 S. Wood Drive | Okmulgee | OK | 74447
6 | 0068OK | Okmulgee Indian Community | Tank 2 | Tank 2 Compartment | Permanently Out of Use | 8000 | TRUE |  | Gasoline (containing <=10% ethanol) | TRUE | Spill Bucket | The Muscogee (Creek) Nation | Okmulgee Indian Community | 1507 S. Wood Drive | Okmulgee | OK | 74447
6 | 0069OK | Creek Nation | Tank 1 | Tank 1 Compartment | Permanently Out of Use | 10000 | TRUE |  | Gasoline (containing <=10% ethanol) | FALSE | Unknown | The Muscogee (Creek) Nation | Creek Nation | 1008 E. Eufaula St. | Okmulgee | OK | 74447
6 | 0069OK | Creek Nation | Tank 2 | Tank 2 Compartment | Permanently Out of Use | 10000 | TRUE |  | Gasoline (containing <=10% ethanol) | FALSE | Unknown | The Muscogee (Creek) Nation | Creek Nation | 1008 E. Eufaula St. | Okmulgee | OK | 74447
6 | 0074OK | Kiowa Smoke Shop | Tank 1 | Tank 1 Compartment | Permanently Out of Use | 6000 | TRUE | 2008-10-06 | Gasoline (containing <=10% ethanol) | FALSE | Unknown | Kiowa Tribe | Kiowa Smoke Shop | 505 E. 4th street (HWY 9 W) | Carnegie | OK | 73015
6 | 0074OK | Kiowa Smoke Shop | Tank 3 | Tank 3 Compartment | Permanently Out of Use | 6000 | TRUE | 2008-10-06 | Diesel | FALSE | Unknown | Kiowa Tribe | Kiowa Smoke Shop | 505 E. 4th street (HWY 9 W) | Carnegie | OK | 73015
6 | 0074OK | Kiowa Smoke Shop | Tank 2 | Tank 2 Compartment | Permanently Out of Use | 6000 | TRUE | 2008-10-06 | Gasoline (containing <=10% ethanol) | FALSE | Unknown | Kiowa Tribe | Kiowa Smoke Shop | 505 E. 4th street (HWY 9 W) | Carnegie | OK | 73015
6 | 0075OK | Osage Agency Campus | Tank 1 | Tank 1 Compartment | Permanently Out of Use | 1000 | TRUE |  | Gasoline (containing <=10% ethanol) | FALSE | Unknown | The Osage Nation | Osage Agency Campus | Osage | Pawhuska | OK | 74056
6 | 0076OK | Seven Clans Deli Mart | Tank 1 | Tank 1 Compartment | Permanently Out of Use | 8000 | TRUE |  | Gasoline (containing <=10% ethanol) | FALSE | Unknown | Otoe-Missouria Tribe of Indians, Oklahoma | Seven Clans Deli Mart | 8401 Hwy. 177 | Red Rock | OK | 74651
6 | 0076OK | Seven Clans Deli Mart | 5 | 5 | Currently in Use | 20000 | TRUE |  | Diesel | TRUE | Spill Bucket | Otoe-Missouria Tribe of Indians, Oklahoma | Seven Clans Deli Mart | 8401 Hwy. 177 | Red Rock | OK | 74651
6 | 0076OK | Seven Clans Deli Mart | 6 | 6A | Currently in Use | 12000 | TRUE |  | Diesel | TRUE | Spill Bucket | Otoe-Missouria Tribe of Indians, Oklahoma | Seven Clans Deli Mart | 8401 Hwy. 177 | Red Rock | OK | 74651
6 | 0076OK | Seven Clans Deli Mart | 4 | 4A | Currently in Use | 8000 | TRUE |  | Diesel | TRUE | Spill Bucket | Otoe-Missouria Tribe of Indians, Oklahoma | Seven Clans Deli Mart | 8401 Hwy. 177 | Red Rock | OK | 74651
6 | 0076OK | Seven Clans Deli Mart | 3 | 3A | Currently in Use | 8000 | TRUE |  | Gasoline (containing <=10% ethanol) | TRUE | Spill Bucket | Otoe-Missouria Tribe of Indians, Oklahoma | Seven Clans Deli Mart | 8401 Hwy. 177 | Red Rock | OK | 74651
6 | 0076OK | Seven Clans Deli Mart | 2 | 2A | Currently in Use | 8000 | TRUE |  | Gasoline (containing <=10% ethanol) | TRUE | Spill Bucket | Otoe-Missouria Tribe of Indians, Oklahoma | Seven Clans Deli Mart | 8401 Hwy. 177 | Red Rock | OK | 74651
6 | 0076OK | Seven Clans Deli Mart | 1 | 1A | Currently in Use | 8000 | TRUE |  | Gasoline (containing <=10% ethanol) | TRUE | Spill Bucket | Otoe-Missouria Tribe of Indians, Oklahoma | Seven Clans Deli Mart | 8401 Hwy. 177 | Red Rock | OK | 74651
6 | 0076OK | Seven Clans Deli Mart | Tank 2 | Tank 2 Compartment | Permanently Out of Use | 8000 | TRUE |  | Gasoline (containing <=10% ethanol) | FALSE | Unknown | Otoe-Missouria Tribe of Indians, Oklahoma | Seven Clans Deli Mart | 8401 Hwy. 177 | Red Rock | OK | 74651
6 | 0077OK | BIA | Tank 1 | Tank 1 Compartment | Permanently Out of Use | 1000 | TRUE |  | Gasoline (containing <=10% ethanol) | FALSE | Unknown | Pawnee Nation of Oklahoma | BIA | Section 12-T20N-R5E | Pawnee | OK | 74058
6 | 0078OK | Pawnee Tribe | Tank 1 | Tank 1 Compartment | Permanently Out of Use | 1000 | TRUE |  | Gasoline (containing <=10% ethanol) | FALSE | Unknown | Pawnee Nation of Oklahoma | Pawnee Tribe | PO Box 470 | Pawnee | OK | 74058
6 | 0078OK | Pawnee Tribe | Tank 2 | Tank 2 Compartment | Permanently Out of Use | 1000 | TRUE |  | Gasoline (containing <=10% ethanol) | FALSE | Unknown | Pawnee Nation of Oklahoma | Pawnee Tribe | PO Box 470 | Pawnee | OK | 74058
6 | 0079OK | Pawnee Trading Post | Tank 1 | 1A | Currently in Use | 10000 | TRUE |  | Gasoline (containing <=10% ethanol) | TRUE | Spill Bucket | Pawnee Nation of Oklahoma | Pawnee Trading Post | 291 Agency Road | Pawnee | OK | 74058
6 | 0079OK | Pawnee Trading Post | Tank 2 | 2A | Currently in Use | 10000 | TRUE |  | Diesel | TRUE | Spill Bucket | Pawnee Nation of Oklahoma | Pawnee Trading Post | 291 Agency Road | Pawnee | OK | 74058
6 | 0080OK | O-Gah-Pah Convenience Store | Tank 1 | Tank 1 Compartment | Permanently Out of Use | 2100 | TRUE | 2010-03-21 | Gasoline (containing <=10% ethanol) | TRUE | Spill Bucket | Quapaw Nation | O-Gah-Pah Convenience Store | PO Box 735(6590 S. 580 Road) | Miami | OK | 74354
6 | 0080OK | O-Gah-Pah Convenience Store | Tank 4 | Tank 4 Compartment | Permanently Out of Use | 4000 | TRUE | 2010-03-28 | Gasoline (containing <=10% ethanol) | TRUE | Spill Bucket | Quapaw Nation | O-Gah-Pah Convenience Store | PO Box 735(6590 S. 580 Road) | Miami | OK | 74354
6 | 0080OK | O-Gah-Pah Convenience Store | Tank 3 | Tank 3 Compartment | Permanently Out of Use | 4000 | TRUE | 2010-03-21 | Diesel | TRUE | Spill Bucket | Quapaw Nation | O-Gah-Pah Convenience Store | PO Box 735(6590 S. 580 Road) | Miami | OK | 74354
6 | 0080OK | O-Gah-Pah Convenience Store | Tank 2 | Tank 2 Compartment | Permanently Out of Use | 4000 | TRUE | 2010-03-21 | Gasoline (containing <=10% ethanol) | TRUE | Spill Bucket | Quapaw Nation | O-Gah-Pah Convenience Store | PO Box 735(6590 S. 580 Road) | Miami | OK | 74354
6 | 0081OK | Rivermist | Tank 1 | Tank 1 Compartment | Permanently Out of Use | 10000 | TRUE |  | Gasoline (containing <=10% ethanol) | FALSE | Unknown | The Seminole Nation of Oklahoma | Rivermist | 14313 Highway 99 | Konawa | OK | 74849
6 | 0081OK | Rivermist | 2 | 2B | Currently in Use | 4000 | TRUE | 1998-08-01 | Diesel | TRUE |  | The Seminole Nation of Oklahoma | Rivermist | 14313 Highway 99 | Konawa | OK | 74849
6 | 0081OK | Rivermist | 2 | 2A | Currently in Use | 6000 | TRUE |  | Gasoline (containing <=10% ethanol) | TRUE | Spill Bucket | The Seminole Nation of Oklahoma | Rivermist | 14313 Highway 99 | Konawa | OK | 74849
6 | 0081OK | Rivermist | 1 | 1A | Currently in Use | 10000 | TRUE |  | Gasoline (containing <=10% ethanol) | TRUE | Spill Bucket | The Seminole Nation of Oklahoma | Rivermist | 14313 Highway 99 | Konawa | OK | 74849
6 | 0081OK | Rivermist | Tank 2 | Tank 2 Compartment | Permanently Out of Use | 10000 | TRUE |  | Gasoline (containing <=10% ethanol) | FALSE | Unknown | The Seminole Nation of Oklahoma | Rivermist | 14313 Highway 99 | Konawa | OK | 74849
6 | 0083OK | Tonkawa Smoke Shop | Tank 1 | 1A | Currently in Use | 8000 | TRUE |  | Gasoline (containing <=10% ethanol) | TRUE | Spill Bucket | Tonkawa Tribe of Indians of Oklahoma | Tonkawa Smoke Shop | 10750 S. Allen Drive | Tonkawa | OK | 74653
6 | 0083OK | Tonkawa Smoke Shop | Tank 2 | 2A | Currently in Use | 8000 | TRUE |  | Gasoline (containing <=10% ethanol) | TRUE | Spill Bucket | Tonkawa Tribe of Indians of Oklahoma | Tonkawa Smoke Shop | 10750 S. Allen Drive | Tonkawa | OK | 74653
6 | 0084OK | Wyandotte Tribe Turtle Stop | Tank 1 | Tank 1 Compartment | Permanently Out of Use | 10000 | TRUE |  | Gasoline (containing <=10% ethanol) | FALSE | Unknown | Wyandotte Nation | Wyandotte Tribe Turtle Stop | Hwy 60 | Wyandotte | OK | 74370
6 | 0084OK | Wyandotte Tribe Turtle Stop | Tank 3 | Tank 3 Compartment | Permanently Out of Use | 5000 | TRUE |  | Gasoline (containing <=10% ethanol) | FALSE | Unknown | Wyandotte Nation | Wyandotte Tribe Turtle Stop | Hwy 60 | Wyandotte | OK | 74370
6 | 0084OK | Wyandotte Tribe Turtle Stop | Tank 2 | Tank 2 Compartment | Permanently Out of Use | 5000 | TRUE |  | Gasoline (containing <=10% ethanol) | FALSE | Unknown | Wyandotte Nation | Wyandotte Tribe Turtle Stop | Hwy 60 | Wyandotte | OK | 74370
6 | 0086OK | Happy Trails Smoke Shop | Tank 1 | Tank 1 Compartment | Permanently Out of Use | 12000 | TRUE | 2005-12-14 | Gasoline (containing <=10% ethanol) | TRUE | Spill Bucket | The Osage Nation | Happy Trails Smoke Shop | 14785 North 52nd West | Skiatook | OK | 74070
6 | 0088TX | Ysleta Del Sur Pueblo | Tank 1 | Tank 1 Compartment | Permanently Out of Use | 1000 | TRUE |  | Gasoline (containing <=10% ethanol) | FALSE | Unknown | Ysleta del Sur Pueblo | Ysleta Del Sur Pueblo | 119 S. Old Pueblo Rd. | El Paso | TX | 79907
6 | 0089LA | Chitimacha Trading Post | Tank 1 | Tank 1 Compartment | Permanently Out of Use | 6000 | TRUE |  | Gasoline (containing <=10% ethanol) | TRUE | Spill Bucket | Chitimacha Tribe of Louisiana | Chitimacha Trading Post | 116 Chitimacha Loop Road | Charenton | LA | 70523
6 | 0089LA | Chitimacha Trading Post | Tank 4 | Tank 4 Compartment | Permanently Out of Use | 8000 | TRUE |  | Gasoline (containing <=10% ethanol) | TRUE | Spill Bucket | Chitimacha Tribe of Louisiana | Chitimacha Trading Post | 116 Chitimacha Loop Road | Charenton | LA | 70523
6 | 0089LA | Chitimacha Trading Post | Tank 3 | Tank 3 Compartment | Permanently Out of Use | 10000 | TRUE |  | Gasoline (containing <=10% ethanol) | TRUE | Spill Bucket | Chitimacha Tribe of Louisiana | Chitimacha Trading Post | 116 Chitimacha Loop Road | Charenton | LA | 70523
6 | 0089LA | Chitimacha Trading Post | Tank 2 | Tank 2 Compartment | Permanently Out of Use | 4000 | TRUE |  | Diesel | TRUE | Spill Bucket | Chitimacha Tribe of Louisiana | Chitimacha Trading Post | 116 Chitimacha Loop Road | Charenton | LA | 70523
6 | 0091OK | Cheyenne-Arapaho Tribes Smoke Shop | Tank 1 | Tank 1 Compartment | Permanently Out of Use | 10000 | TRUE |  | Gasoline (containing <=10% ethanol) | TRUE | Spill Bucket | Cheyenne and Arapaho Tribes, Oklahoma | Cheyenne-Arapaho Tribes Smoke Shop | P.O. Box 38 | Concho | OK | 73022
6 | 0091OK | Cheyenne-Arapaho Tribes Smoke Shop | Tank 3 | Tank 3 Compartment | Permanently Out of Use | 8000 | TRUE |  | Diesel | TRUE | Spill Bucket | Cheyenne and Arapaho Tribes, Oklahoma | Cheyenne-Arapaho Tribes Smoke Shop | P.O. Box 38 | Concho | OK | 73022
6 | 0091OK | Cheyenne-Arapaho Tribes Smoke Shop | Tank 2 | Tank 2 Compartment | Permanently Out of Use | 10000 | TRUE |  | Gasoline (containing <=10% ethanol) | TRUE | Spill Bucket | Cheyenne and Arapaho Tribes, Oklahoma | Cheyenne-Arapaho Tribes Smoke Shop | P.O. Box 38 | Concho | OK | 73022
6 | 0092OK | Chickasaw Travel Stop - Wilson | Tank 1 | 1A | Currently in Use | 10000 | TRUE |  | Diesel | TRUE | Spill Bucket | The Chickasaw Nation | Chickasaw Travel Stop - Wilson | 288 Mulberry Lane | Wilson | OK | 73463
6 | 0092OK | Chickasaw Travel Stop - Wilson | Tank 3 | 3A | Currently in Use | 10000 | TRUE |  | Gasoline (containing <=10% ethanol) | TRUE | Spill Bucket | The Chickasaw Nation | Chickasaw Travel Stop - Wilson | 288 Mulberry Lane | Wilson | OK | 73463
6 | 0092OK | Chickasaw Travel Stop - Wilson | Tank 2 | 2A | Currently in Use | 6000 | TRUE |  | Gasoline (containing <=10% ethanol) | TRUE | Spill Bucket | The Chickasaw Nation | Chickasaw Travel Stop - Wilson | 288 Mulberry Lane | Wilson | OK | 73463
6 | 0093OK | Durant Travel Plaza #2 | Tank 1 | 1A | Currently in Use | 10000 | TRUE |  | Gasoline (containing <=10% ethanol) | TRUE | Spill Bucket | The Choctaw Nation of Oklahoma | Durant Travel Plaza #2 | 4305 Choctaw Road | Durant | OK | 74701
6 | 0093OK | Durant Travel Plaza #2 | Tank 4 | 4B | Currently in Use | 12000 | TRUE | 2007-06-07 | Diesel | TRUE | Spill Bucket | The Choctaw Nation of Oklahoma | Durant Travel Plaza #2 | 4305 Choctaw Road | Durant | OK | 74701
6 | 0093OK | Durant Travel Plaza #2 | Tank 4 | 4A | Currently in Use | 18000 | TRUE |  | Diesel | TRUE | Spill Bucket | The Choctaw Nation of Oklahoma | Durant Travel Plaza #2 | 4305 Choctaw Road | Durant | OK | 74701
6 | 0093OK | Durant Travel Plaza #2 | Tank 3 | 3A | Currently in Use | 20000 | TRUE |  | Diesel | TRUE | Spill Bucket | The Choctaw Nation of Oklahoma | Durant Travel Plaza #2 | 4305 Choctaw Road | Durant | OK | 74701
6 | 0093OK | Durant Travel Plaza #2 | Tank 2 | 2A | Currently in Use | 12000 | TRUE |  | Gasoline (containing <=10% ethanol) | TRUE | Spill Bucket | The Choctaw Nation of Oklahoma | Durant Travel Plaza #2 | 4305 Choctaw Road | Durant | OK | 74701
6 | 0095OK | Grant Travel Plaza | Tank 1 | 1A | Currently in Use | 12000 | TRUE |  | Gasoline (containing <=10% ethanol) | TRUE | Spill Bucket | The Choctaw Nation of Oklahoma | Grant Travel Plaza | Hwy 271 and E 2120 (3 mi. S. of Hugo) | Grant | OK | 74738
6 | 0095OK | Grant Travel Plaza | Tank 4 | 4A | Currently in Use | 20000 | TRUE |  | Diesel | TRUE | Spill Bucket | The Choctaw Nation of Oklahoma | Grant Travel Plaza | Hwy 271 and E 2120 (3 mi. S. of Hugo) | Grant | OK | 74738
6 | 0095OK | Grant Travel Plaza | Tank 3 | 3A | Currently in Use | 10000 | TRUE |  | Diesel | TRUE | Spill Bucket | The Choctaw Nation of Oklahoma | Grant Travel Plaza | Hwy 271 and E 2120 (3 mi. S. of Hugo) | Grant | OK | 74738
6 | 0095OK | Grant Travel Plaza | Tank 2 | 2A | Currently in Use | 10000 | TRUE |  | Gasoline (containing <=10% ethanol) | TRUE | Spill Bucket | The Choctaw Nation of Oklahoma | Grant Travel Plaza | Hwy 271 and E 2120 (3 mi. S. of Hugo) | Grant | OK | 74738
6 | 0097OK | Idabel Travel Plaza | Tank 1 | Tank 1 Compartment | Permanently Out of Use | 12000 | TRUE | 2014-01-21 | Gasoline (containing <=10% ethanol) | TRUE | Spill Bucket | The Choctaw Nation of Oklahoma | Idabel Travel Plaza | 1445 SE Washington | Idabel | OK | 74745
6 | 0097OK | Idabel Travel Plaza | Tank 2 | Tank 2b | Permanently Out of Use | 4000 | TRUE | 1996-05-01 | Gasoline (containing <=10% ethanol) | TRUE |  | The Choctaw Nation of Oklahoma | Idabel Travel Plaza | 1445 SE Washington | Idabel | OK | 74745
6 | 0097OK | Idabel Travel Plaza | Tank 2 | Tank 2 Compartment | Permanently Out of Use | 8000 | TRUE | 2014-01-21 | Gasoline (containing <=10% ethanol) | TRUE | Spill Bucket | The Choctaw Nation of Oklahoma | Idabel Travel Plaza | 1445 SE Washington | Idabel | OK | 74745
6 | 0098OK | McAlester Travel Plaza | 1 | 1A | Currently in Use | 20000 | TRUE |  | Gasoline Containing >10% Ethanol | TRUE | Spill Bucket | The Choctaw Nation of Oklahoma | McAlester Travel Plaza | 1640 S. George Nigh Expressway | Mc Alester | OK | 74501
6 | 0098OK | McAlester Travel Plaza | 3 | 3A | Currently in Use | 12000 | TRUE |  | Diesel | TRUE | Spill Bucket | The Choctaw Nation of Oklahoma | McAlester Travel Plaza | 1640 S. George Nigh Expressway | Mc Alester | OK | 74501
6 | 0098OK | McAlester Travel Plaza | Tank 5 | Tank 5 Compartment | Permanently Out of Use | 12000 | TRUE | 2008-05-12 | Diesel | TRUE | Spill Bucket | The Choctaw Nation of Oklahoma | McAlester Travel Plaza | 1640 S. George Nigh Expressway | Mc Alester | OK | 74501
6 | 0098OK | McAlester Travel Plaza | Tank 4 | Tank 4 Compartment | Permanently Out of Use | 20000 | TRUE | 2008-05-12 | Diesel | TRUE | Spill Bucket | The Choctaw Nation of Oklahoma | McAlester Travel Plaza | 1640 S. George Nigh Expressway | Mc Alester | OK | 74501
6 | 0098OK | McAlester Travel Plaza | Tank 3 | Tank 3 Compartment | Permanently Out of Use | 20000 | TRUE | 2008-05-12 | Diesel | TRUE | Spill Bucket | The Choctaw Nation of Oklahoma | McAlester Travel Plaza | 1640 S. George Nigh Expressway | Mc Alester | OK | 74501
6 | 0098OK | McAlester Travel Plaza | 2 | 2A | Currently in Use | 12000 | TRUE |  | Gasoline (containing <=10% ethanol) | TRUE | Spill Bucket | The Choctaw Nation of Oklahoma | McAlester Travel Plaza | 1640 S. George Nigh Expressway | Mc Alester | OK | 74501
6 | 0100OK | Pocola Travel Plaza | Tank 1 | 1A | Currently in Use | 12000 | TRUE |  | Gasoline (containing <=10% ethanol) | TRUE | Spill Bucket | The Choctaw Nation of Oklahoma | Pocola Travel Plaza | 3402-A Hwy. 271 Service Rd. | Pocola | OK | 74901
6 | 0100OK | Pocola Travel Plaza | Tank 2 | 2A | Currently in Use | 10000 | TRUE |  | Gasoline (containing <=10% ethanol) | TRUE | Spill Bucket | The Choctaw Nation of Oklahoma | Pocola Travel Plaza | 3402-A Hwy. 271 Service Rd. | Pocola | OK | 74901
6 | 0100OK | Pocola Travel Plaza | Tank 3 | 3A | Currently in Use | 12000 | TRUE |  | Diesel | TRUE | Spill Bucket | The Choctaw Nation of Oklahoma | Pocola Travel Plaza | 3402-A Hwy. 271 Service Rd. | Pocola | OK | 74901
6 | 0101OK | MCNC Travel Plaza - Okmulgee | 1 | 1A | Currently in Use | 6000 | TRUE |  | Gasoline (containing <=10% ethanol) | TRUE | Spill Bucket | The Muscogee (Creek) Nation | MCNC Travel Plaza - Okmulgee | 2800 N. Wood Drive | Okmulgee | OK | 74447
6 | 0101OK | MCNC Travel Plaza - Okmulgee | 1 | 1B | Currently in Use | 6000 | TRUE | 1997-08-01 | 0% ethanol | TRUE | Spill Bucket | The Muscogee (Creek) Nation | MCNC Travel Plaza - Okmulgee | 2800 N. Wood Drive | Okmulgee | OK | 74447
6 | 0101OK | MCNC Travel Plaza - Okmulgee | 2 | 2A | Currently in Use | 12000 | TRUE |  | Gasoline (containing <=10% ethanol) | TRUE | Spill Bucket | The Muscogee (Creek) Nation | MCNC Travel Plaza - Okmulgee | 2800 N. Wood Drive | Okmulgee | OK | 74447
6 | 0101OK | MCNC Travel Plaza - Okmulgee | 3 | 3A | Currently in Use | 20000 | TRUE |  | Diesel | TRUE | Spill Bucket | The Muscogee (Creek) Nation | MCNC Travel Plaza - Okmulgee | 2800 N. Wood Drive | Okmulgee | OK | 74447
6 | 0101OK | MCNC Travel Plaza - Okmulgee | 4 | 4A | Currently in Use | 20000 | TRUE |  | Diesel | TRUE | Spill Bucket | The Muscogee (Creek) Nation | MCNC Travel Plaza - Okmulgee | 2800 N. Wood Drive | Okmulgee | OK | 74447
6 | 0102OK | Seminole Travel Plaza | Tank 1 | 1A | Currently in Use | 20000 | TRUE |  | Gasoline (containing <=10% ethanol) | TRUE | Spill Bucket | The Seminole Nation of Oklahoma | Seminole Travel Plaza | 11267 Highway 99 | Seminole | OK | 74868
6 | 0102OK | Seminole Travel Plaza | Tank 2 | 2A | Currently in Use | 12000 | TRUE |  | Gasoline (containing <=10% ethanol) | TRUE | Spill Bucket | The Seminole Nation of Oklahoma | Seminole Travel Plaza | 11267 Highway 99 | Seminole | OK | 74868
6 | 0102OK | Seminole Travel Plaza | Tank 3 | 3A | Currently in Use | 20000 | TRUE |  | Diesel | TRUE | Spill Bucket | The Seminole Nation of Oklahoma | Seminole Travel Plaza | 11267 Highway 99 | Seminole | OK | 74868
6 | 0102OK | Seminole Travel Plaza | Tank 4 | 4A | Temporarily Out of Use | 20000 | TRUE | 2016-11-17 | Other | TRUE | Spill Bucket | The Seminole Nation of Oklahoma | Seminole Travel Plaza | 11267 Highway 99 | Seminole | OK | 74868
6 | 0104OK | Choctaw Nation Indian Hosp. | Tank 1 | Tank 1 Compartment | Permanently Out of Use | 12000 | TRUE |  | Gasoline (containing <=10% ethanol) | FALSE | Unknown | The Choctaw Nation of Oklahoma | Choctaw Nation Indian Hosp. | Located | Talihina | OK | 74571
6 | 0104OK | Choctaw Nation Indian Hosp. | Tank 2 | Tank 2 Compartment | Permanently Out of Use | 12000 | TRUE |  | Gasoline (containing <=10% ethanol) | FALSE | Unknown | The Choctaw Nation of Oklahoma | Choctaw Nation Indian Hosp. | Located | Talihina | OK | 74571
6 | 0105OK | Lawton PHS Indian Hosp. | Tank 1 | Tank 1 Compartment | Permanently Out of Use | 6000 | TRUE |  | Gasoline (containing <=10% ethanol) | FALSE | Unknown | Apache Tribe of Oklahoma | Lawton PHS Indian Hosp. | Locasted In | Lawton | OK | 73501
6 | 0106OK | Claremore PHS Indian Hosp | Tank 1 | Tank 1 Compartment | Permanently Out of Use | 10000 | TRUE |  | Gasoline (containing <=10% ethanol) | FALSE | Unknown | Cherokee Nation | Claremore PHS Indian Hosp | Located In | Claremore | OK | 74017
6 | 0107OK | Sam Hider Community Clinic | Tank 1 | Tank 1 Compartment | Permanently Out of Use | 1000 | TRUE |  | Gasoline (containing <=10% ethanol) | FALSE | Unknown | Cherokee Nation | Sam Hider Community Clinic | Located In | Jay | OK | 74346
6 | 0108OK | Pawnee Indian Health Center | Tank 1 | Tank 1 Compartment | Permanently Out of Use | 2000 | TRUE |  | Gasoline (containing <=10% ethanol) | FALSE | Unknown | Pawnee Nation of Oklahoma | Pawnee Indian Health Center | Located In | Pawnee | OK | 74058
6 | 0109OK | Carl Albert Indian Hospital | Tank 1 | Tank 1 Compartment | Permanently Out of Use | 8000 | TRUE |  | Gasoline (containing <=10% ethanol) | FALSE | Unknown | The Chickasaw Nation | Carl Albert Indian Hospital | Located In | Ada | OK | 74820
6 | 0110OK | Ranch Resort System | Tank 1 | Tank 1 Compartment | Permanently Out of Use | 2000 | TRUE |  | Gasoline (containing <=10% ethanol) | FALSE | Unknown | Seneca-Cayuga Nation | Ranch Resort System | Located In | Grove | OK | 74344
6 | 0110OK | Ranch Resort System | Tank 3 | Tank 3 Compartment | Permanently Out of Use | 4000 | TRUE |  | Gasoline (containing <=10% ethanol) | FALSE | Unknown | Seneca-Cayuga Nation | Ranch Resort System | Located In | Grove | OK | 74344
6 | 0110OK | Ranch Resort System | Tank 2 | Tank 2 Compartment | Permanently Out of Use | 1000 | TRUE |  | Gasoline (containing <=10% ethanol) | FALSE | Unknown | Seneca-Cayuga Nation | Ranch Resort System | Located In | Grove | OK | 74344
6 | 0111NM | Isleta Pueblo Recreation Ctr. | Tank 1 | Tank 1 Compartment | Permanently Out of Use | 8000 | TRUE |  | Gasoline (containing <=10% ethanol) | FALSE | Unknown | Pueblo of Isleta, New Mexico | Isleta Pueblo Recreation Ctr. | Located at | Albuquerque | NM | 87105
6 | 0111NM | Isleta Pueblo Recreation Ctr. | Tank 2 | Tank 2 Compartment | Permanently Out of Use | 10000 | TRUE |  | Gasoline (containing <=10% ethanol) | FALSE | Unknown | Pueblo of Isleta, New Mexico | Isleta Pueblo Recreation Ctr. | Located at | Albuquerque | NM | 87105
6 | 0112NM | Natural Resources Facility | Tank 1 | Tank 1 Compartment | Permanently Out of Use | 4000 | TRUE |  | Gasoline (containing <=10% ethanol) | FALSE | Unknown | Mescalero Apache Tribe of the Mescalero Reservation, New Mexico | Natural Resources Facility | Located at | Mescalero | NM | 88340
6 | 0112NM | Natural Resources Facility | Tank 2 | Tank 2 Compartment | Permanently Out of Use | 6000 | TRUE |  | Gasoline (containing <=10% ethanol) | FALSE | Unknown | Mescalero Apache Tribe of the Mescalero Reservation, New Mexico | Natural Resources Facility | Located at | Mescalero | NM | 88340
6 | 0113NM | Road Maintenance Facility | Tank 1 | Tank 1 Compartment | Permanently Out of Use | 3000 | TRUE |  | Gasoline (containing <=10% ethanol) | FALSE | Unknown | Mescalero Apache Tribe of the Mescalero Reservation, New Mexico | Road Maintenance Facility | Located at | Mescalero | NM | 88340
6 | 0114NM | Forestry Facility | Tank 1 | Tank 1 Compartment | Permanently Out of Use | 2000 | TRUE |  | Gasoline (containing <=10% ethanol) | FALSE | Unknown | Mescalero Apache Tribe of the Mescalero Reservation, New Mexico | Forestry Facility | Located at | Mescalero | NM | 88340
6 | 0114NM | Forestry Facility | Tank 2 | Tank 2 Compartment | Permanently Out of Use | 2000 | TRUE |  | Gasoline (containing <=10% ethanol) | FALSE | Unknown | Mescalero Apache Tribe of the Mescalero Reservation, New Mexico | Forestry Facility | Located at | Mescalero | NM | 88340
6 | 0116NM | Halona Plaza (aka Hapadina; old texaco station) | Tank 1 | Tank 1 Compartment | Permanently Out of Use | 500 | TRUE |  | Gasoline (containing <=10% ethanol) | FALSE | Unknown | Zuni Tribe of the Zuni Reservation, New Mexico | Halona Plaza | SE Corner of Pia Mesa Road and Shalako Drive | Zuni | NM | 87327
6 | 0116NM | Halona Plaza (aka Hapadina; old texaco station) | Tank 2 | Tank 2 Compartment | Permanently Out of Use | 500 | TRUE |  | Kerosene | FALSE | Unknown | Zuni Tribe of the Zuni Reservation, New Mexico | Halona Plaza | SE Corner of Pia Mesa Road and Shalako Drive | Zuni | NM | 87327
6 | 0117NM | Zuni Indian Hospital | Tank 1 | Tank 1 Compartment | Permanently Out of Use | 5000 | TRUE |  | Gasoline (containing <=10% ethanol) | FALSE | Unknown | Zuni Tribe of the Zuni Reservation, New Mexico | Zuni Indian Hospital | Located at | Zuni | NM | 87327
6 | 0118NM | Mescalero Indian Hospital | Tank 1 | Tank 1 Compartment | Permanently Out of Use | 10000 | TRUE |  | Gasoline (containing <=10% ethanol) | FALSE | Unknown | Mescalero Apache Tribe of the Mescalero Reservation, New Mexico | Mescalero Indian Hospital | 301 Sage Avenue | Mescalero | NM | 88340
6 | 0119NM | Cochiti Pueblo Golf Course | Tank 1 | Tank 1 Compartment | Permanently Out of Use | 1000 | TRUE |  | Gasoline (containing <=10% ethanol) | FALSE | Unknown | Pueblo of Cochiti, New Mexico | Cochiti Pueblo Golf Course | Located at Cochiti Pueblo | Santa Fe | NM | 87501
6 | 0119NM | Cochiti Pueblo Golf Course | Tank 2 | Tank 2 Compartment | Permanently Out of Use | 3000 | TRUE |  | Gasoline (containing <=10% ethanol) | FALSE | Unknown | Pueblo of Cochiti, New Mexico | Cochiti Pueblo Golf Course | Located at Cochiti Pueblo | Santa Fe | NM | 87501
6 | 0120NM | Pueblo of Isleta ILF Facility | Tank 1 | Tank 1 Compartment | Permanently Out of Use | 500 | TRUE |  | Gasoline (containing <=10% ethanol) | FALSE | Unknown | Pueblo of Isleta, New Mexico | Pueblo of Isleta ILF Facility | Located at | Albuquerque | NM | 87100
6 | 0121NM | San Juan Pueblo Shell Station | Tank 1 | Tank 1 Compartment | Permanently Out of Use | 10000 | TRUE |  | Gasoline (containing <=10% ethanol) | FALSE | Unknown | Ohkay Owingeh, New Mexico | San Juan Pueblo Shell Station | SH 68 | San Juan Pueblo | NM | 87566
6 | 0121NM | San Juan Pueblo Shell Station | Tank 3 | Tank 3 Compartment | Permanently Out of Use | 10000 | TRUE |  | Gasoline (containing <=10% ethanol) | FALSE | Unknown | Ohkay Owingeh, New Mexico | San Juan Pueblo Shell Station | SH 68 | San Juan Pueblo | NM | 87566
6 | 0121NM | San Juan Pueblo Shell Station | Tank 2 | Tank 2 Compartment | Permanently Out of Use | 10000 | TRUE |  | Gasoline (containing <=10% ethanol) | FALSE | Unknown | Ohkay Owingeh, New Mexico | San Juan Pueblo Shell Station | SH 68 | San Juan Pueblo | NM | 87566
6 | 0122NM | Santa Ana Pumping Station | Tank 1 | Tank 1 Compartment | Permanently Out of Use | 400 | TRUE |  | Gasoline (containing <=10% ethanol) | FALSE | Unknown | Pueblo of Santa Ana, New Mexico | Santa Ana Pumping Station | 10 Miles W. of I-25 on SH 44 | Bernalillo | NM | 87004
6 | 0122NM | Santa Ana Pumping Station | Tank 2 | Tank 2 Compartment | Permanently Out of Use | 300 | TRUE |  | Diesel | FALSE | Unknown | Pueblo of Santa Ana, New Mexico | Santa Ana Pumping Station | 10 Miles W. of I-25 on SH 44 | Bernalillo | NM | 87004
6 | 0123NM | Laguna Compressor Station | Tank 1 | Tank 1 Compartment | Permanently Out of Use | 220 | TRUE |  | Gasoline (containing <=10% ethanol) | FALSE | Unknown | Pueblo of Laguna, New Mexico | Laguna Compressor Station | Located in | Laguna | NM | 87120
6 | 0126NM | Zuni Agency Road Maintenance | Tank 1 | Tank 1 Compartment | Permanently Out of Use | 11000 | TRUE |  | Gasoline (containing <=10% ethanol) | FALSE | Unknown | Zuni Tribe of the Zuni Reservation, New Mexico | Zuni Agency Road Maintenance | Located at | Zuni | NM | 87327
6 | 0126NM | Zuni Agency Road Maintenance | Tank 2 | Tank 2 Compartment | Permanently Out of Use | 10000 | TRUE |  | Gasoline (containing <=10% ethanol) | FALSE | Unknown | Zuni Tribe of the Zuni Reservation, New Mexico | Zuni Agency Road Maintenance | Located at | Zuni | NM | 87327
6 | 0129NM | Santo Domingo Trading Post | Tank 1 | Tank 1 Compartment | Permanently Out of Use | 500 | TRUE | 2007-03-22 | Gasoline (containing <=10% ethanol) | FALSE | Unknown | Pueblo of Santo Domingo | Santo Domingo Trading Post | P.O. Box 99 | Santo Domingo Pueblo | NM | 87052
6 | 0129NM | Santo Domingo Trading Post | Tank 2 | Tank 2 Compartment | Permanently Out of Use | 500 | TRUE | 2007-03-22 | Gasoline (containing <=10% ethanol) | FALSE | Unknown | Pueblo of Santo Domingo | Santo Domingo Trading Post | P.O. Box 99 | Santo Domingo Pueblo | NM | 87052
6 | 0130NM | Jackpile Mine Site | Tank 1 | Tank 1 Compartment | Permanently Out of Use | 1000 | TRUE |  | Gasoline (containing <=10% ethanol) | FALSE | Unknown | Pueblo of Laguna, New Mexico | Jackpile Mine Site | Laguna Pueblo Maintenance Yard | Laguna | NM | 87026
6 | 0130NM | Jackpile Mine Site | Tank 4 | Tank 4 Compartment | Permanently Out of Use | 500 | TRUE |  | Diesel | FALSE | Unknown | Pueblo of Laguna, New Mexico | Jackpile Mine Site | Laguna Pueblo Maintenance Yard | Laguna | NM | 87026
6 | 0130NM | Jackpile Mine Site | Tank 3 | Tank 3 Compartment | Permanently Out of Use | 500 | TRUE |  | Gasoline (containing <=10% ethanol) | FALSE | Unknown | Pueblo of Laguna, New Mexico | Jackpile Mine Site | Laguna Pueblo Maintenance Yard | Laguna | NM | 87026
6 | 0130NM | Jackpile Mine Site | Tank 2 | Tank 2 Compartment | Permanently Out of Use | 1000 | TRUE |  | Gasoline (containing <=10% ethanol) | FALSE | Unknown | Pueblo of Laguna, New Mexico | Jackpile Mine Site | Laguna Pueblo Maintenance Yard | Laguna | NM | 87026
6 | 0131NM | Jicarilla Travel Center | 1 | 1A | Currently in Use | 8000 | TRUE |  | Diesel | TRUE | Spill Bucket | Jicarilla Apache Nation, New Mexico | Jicarilla Travel Center | Bldg 41 Foothill Dr. & Hwy 64. | Dulce | NM | 87528
6 | 0131NM | Jicarilla Travel Center | 2 | 2B | Currently in Use | 4000 | TRUE | 1994-07-01 | Diesel | TRUE | Spill Bucket | Jicarilla Apache Nation, New Mexico | Jicarilla Travel Center | Bldg 41 Foothill Dr. & Hwy 64. | Dulce | NM | 87528
6 | 0131NM | Jicarilla Travel Center | 3 | 3A | Currently in Use | 12000 | TRUE |  | Gasoline (containing <=10% ethanol) | TRUE | Spill Bucket | Jicarilla Apache Nation, New Mexico | Jicarilla Travel Center | Bldg 41 Foothill Dr. & Hwy 64. | Dulce | NM | 87528
6 | 0131NM | Jicarilla Travel Center | 2 | 2A | Currently in Use | 4000 | TRUE |  | Gasoline (containing <=10% ethanol) | TRUE | Spill Bucket | Jicarilla Apache Nation, New Mexico | Jicarilla Travel Center | Bldg 41 Foothill Dr. & Hwy 64. | Dulce | NM | 87528
6 | 0134TX | BIA Maintenance Yard | Tank 1 | Tank 1 Compartment | Permanently Out of Use | 1000 | TRUE |  | Gasoline (containing <=10% ethanol) | FALSE | Unknown | Alabama-Coushatta Tribe of Texas | BIA Maintenance Yard | North of Tribal Offices | Livingston | TX | 77351
6 | 0134TX | BIA Maintenance Yard | Tank 2 | Tank 2 Compartment | Permanently Out of Use | 1000 | TRUE |  | Gasoline (containing <=10% ethanol) | FALSE | Unknown | Alabama-Coushatta Tribe of Texas | BIA Maintenance Yard | North of Tribal Offices | Livingston | TX | 77351
6 | 0138OK | Chilocco Nat'l. Guard Bldg. | Tank 1 | Tank 1 Compartment | Permanently Out of Use | 2000 | TRUE |  | Gasoline (containing <=10% ethanol) | FALSE | Unknown | Pawnee Nation of Oklahoma | Chilocco Nat'l. Guard Bldg. | Chilocco Indian School | Newkirk | OK | 74647
6 | 0144NM | Big Chief Trading Post | Tank 1 | Tank 1 Compartment | Permanently Out of Use | 12000 | TRUE | 2004-04-20 | Gasoline (containing <=10% ethanol) | TRUE | Spill Bucket | Pueblo of Zia, New Mexico | Big Chief Trading Post | Hwy. 44, Mile Marker 18 | San Ysidro | NM | 87053
6 | 0144NM | Big Chief Trading Post | Tank 3 | Tank 3 Compartment | Permanently Out of Use | 12000 | TRUE |  | Diesel | FALSE | Unknown | Pueblo of Zia, New Mexico | Big Chief Trading Post | Hwy. 44, Mile Marker 18 | San Ysidro | NM | 87053
6 | 0144NM | Big Chief Trading Post | Tank 2 | Tank 2 Compartment | Permanently Out of Use | 12000 | TRUE | 2004-04-20 | Gasoline (containing <=10% ethanol) | TRUE | Spill Bucket | Pueblo of Zia, New Mexico | Big Chief Trading Post | Hwy. 44, Mile Marker 18 | San Ysidro | NM | 87053
6 | 0146OK | Creek Nation Maintenance Yard | Tank 1 | Tank 1 Compartment | Permanently Out of Use | 10000 | TRUE | 1998-12-01 | Gasoline (containing <=10% ethanol) | FALSE | Unknown | The Muscogee (Creek) Nation | Creek Nation Maintenance Yard | 1008 E. Eufala | Okmulgee | OK | 74447
6 | 0146OK | Creek Nation Maintenance Yard | Tank 2 | Tank 2 Compartment | Permanently Out of Use | 10000 | TRUE | 1998-12-01 | Gasoline (containing <=10% ethanol) | FALSE | Unknown | The Muscogee (Creek) Nation | Creek Nation Maintenance Yard | 1008 E. Eufala | Okmulgee | OK | 74447
6 | 0147OK | Clinton Reserve (WPA Facility) | Tank 1 | Tank 1 Compartment | Permanently Out of Use | 500 | TRUE |  | Gasoline (containing <=10% ethanol) | FALSE | Unknown | Cheyenne and Arapaho Tribes, Oklahoma | Clinton Reserve (WPA Facility) | Hwy 66 & Dougherty Rd. | Clinton | OK | 73601
6 | 0147OK | Clinton Reserve (WPA Facility) | Tank 2 | Tank 2 Compartment | Permanently Out of Use | 500 | TRUE |  | Gasoline (containing <=10% ethanol) | FALSE | Unknown | Cheyenne and Arapaho Tribes, Oklahoma | Clinton Reserve (WPA Facility) | Hwy 66 & Dougherty Rd. | Clinton | OK | 73601
6 | 0148NM | Cochiti C Store | 1 | 1A | Currently in Use | 12000 | TRUE |  | Gasoline (containing <=10% ethanol) | TRUE | Spill Bucket | Pueblo of Cochiti, New Mexico | Cochiti C Store | 1405 Cochiti Hwy. | Cochiti Lake | NM | 87083
6 | 0148NM | Cochiti C Store | 2 | 2B | Currently in Use | 4000 | TRUE | 2000-12-20 | Diesel | TRUE | Spill Bucket | Pueblo of Cochiti, New Mexico | Cochiti C Store | 1405 Cochiti Hwy. | Cochiti Lake | NM | 87083
6 | 0148NM | Cochiti C Store | 2 | 2A | Currently in Use | 8000 | TRUE |  | Gasoline (containing <=10% ethanol) | TRUE | Spill Bucket | Pueblo of Cochiti, New Mexico | Cochiti C Store | 1405 Cochiti Hwy. | Cochiti Lake | NM | 87083
6 | 0149NM | Black Mesa Travel Center | Tank 1 | 1A | Currently in Use | 20000 | TRUE |  | Gasoline (containing <=10% ethanol) | TRUE | Spill Bucket | Pueblo of San Felipe, New Mexico | Black Mesa Travel Center | I-25 at Exit 252 | Algodones | NM | 87001
6 | 0149NM | Black Mesa Travel Center | Tank 3 | 3A | Currently in Use | 20000 | TRUE |  | Diesel | TRUE | Spill Bucket | Pueblo of San Felipe, New Mexico | Black Mesa Travel Center | I-25 at Exit 252 | Algodones | NM | 87001
6 | 0149NM | Black Mesa Travel Center | Tank 2 | 2A | Currently in Use | 20000 | TRUE |  | Gasoline (containing <=10% ethanol) | TRUE | Spill Bucket | Pueblo of San Felipe, New Mexico | Black Mesa Travel Center | I-25 at Exit 252 | Algodones | NM | 87001
6 | 0150OK | Chickasaw Travel Stop - Thackerville | Tank 1 | 1A | Currently in Use | 20000 | TRUE |  | Gasoline (containing <=10% ethanol) | TRUE | Spill Bucket | The Chickasaw Nation | Chickasaw Travel Stop - Thackerville | 22983 Brown Springs Road | Thackerville | OK | 73459
6 | 0150OK | Chickasaw Travel Stop - Thackerville | Tank 3 | 3A | Currently in Use | 20000 | TRUE |  | Diesel | TRUE | Spill Bucket | The Chickasaw Nation | Chickasaw Travel Stop - Thackerville | 22983 Brown Springs Road | Thackerville | OK | 73459
6 | 0150OK | Chickasaw Travel Stop - Thackerville | Tank 2 | 2A | Currently in Use | 10000 | TRUE |  | Gasoline (containing <=10% ethanol) | TRUE | Spill Bucket | The Chickasaw Nation | Chickasaw Travel Stop - Thackerville | 22983 Brown Springs Road | Thackerville | OK | 73459
6 | 0152OK | Wilburton Travel Plaza | Tank 1 | Tank 1 Compartment | Currently in Use | 12000 | TRUE |  | Gasoline (containing <=10% ethanol) | TRUE | Spill Bucket | The Choctaw Nation of Oklahoma | Wilburton Travel Plaza | 902 W. Main Street | Wilburton | OK | 74702
6 | 0152OK | Wilburton Travel Plaza | Tank 2 | Tank 2b | Currently in Use | 5000 | TRUE | 2001-06-01 | Diesel | TRUE | Spill Bucket | The Choctaw Nation of Oklahoma | Wilburton Travel Plaza | 902 W. Main Street | Wilburton | OK | 74702
6 | 0152OK | Wilburton Travel Plaza | Tank 2 | Tank 2a | Currently in Use | 7000 | TRUE |  | Gasoline (containing <=10% ethanol) | TRUE | Spill Bucket | The Choctaw Nation of Oklahoma | Wilburton Travel Plaza | 902 W. Main Street | Wilburton | OK | 74702
6 | 0153OK | Broken Bow Travel Plaza | Tank 1 | Tank 1 Compartment | Currently in Use | 12000 | TRUE |  | Gasoline (containing <=10% ethanol) | TRUE | Spill Bucket | The Choctaw Nation of Oklahoma | Broken Bow Travel Plaza | 1800 South Park Drive | Broken Bow | OK | 74728
6 | 0153OK | Broken Bow Travel Plaza | Tank 3 | Tank 3 Compartment | Currently in Use | 20000 | TRUE |  | Diesel | TRUE | Spill Bucket | The Choctaw Nation of Oklahoma | Broken Bow Travel Plaza | 1800 South Park Drive | Broken Bow | OK | 74728
6 | 0153OK | Broken Bow Travel Plaza | Tank 2 | Tank 2 Compartment | Currently in Use | 10000 | TRUE |  | Gasoline (containing <=10% ethanol) | TRUE | Spill Bucket | The Choctaw Nation of Oklahoma | Broken Bow Travel Plaza | 1800 South Park Drive | Broken Bow | OK | 74728
6 | 0156NM | Laguna Fire & Rescue | Tank 1 | Tank 1 Compartment | Permanently Out of Use | 1000 | TRUE |  | Gasoline (containing <=10% ethanol) | FALSE | Unknown | Pueblo of Laguna, New Mexico | Laguna Fire & Rescue | BIA Rd. 23 & Casa Blanca Subdivision Rd. | Laguna | NM
6 | 0156NM | Laguna Fire & Rescue | Tank 2 | Tank 2 Compartment | Permanently Out of Use | 1000 | TRUE |  | Gasoline (containing <=10% ethanol) | FALSE | Unknown | Pueblo of Laguna, New Mexico | Laguna Fire & Rescue | BIA Rd. 23 & Casa Blanca Subdivision Rd. | Laguna | NM
6 | 0157NM | TEWA Market and Fuel at Totavi | Tank 4 | Tank 4a | Currently in Use | 20000 | TRUE | 2007-10-12 | Gasoline (containing <=10% ethanol) | TRUE | Spill Bucket | Pueblo of San Ildefonso, New Mexico | TEWA Market and Fuel at Totavi | 2007 Hwy 502 | Totavi | NM
6 | 0157NM | TEWA Market and Fuel at Totavi | Tank 5 | Tank 5b | Currently in Use | 4000 | TRUE | 2007-11-28 | Diesel | TRUE | Spill Bucket | Pueblo of San Ildefonso, New Mexico | TEWA Market and Fuel at Totavi | 2007 Hwy 502 | Totavi | NM
6 | 0157NM | TEWA Market and Fuel at Totavi | Tank 4 | Tank4b | Currently in Use | 10000 | TRUE | 2007-11-01 | Gasoline (containing <=10% ethanol) | TRUE | Spill Bucket | Pueblo of San Ildefonso, New Mexico | TEWA Market and Fuel at Totavi | 2007 Hwy 502 | Totavi | NM
6 | 0157NM | TEWA Market and Fuel at Totavi | Tank 5 | Tank 5a | Currently in Use | 8000 | TRUE | 2007-10-12 | Gasoline (containing <=10% ethanol) | TRUE | Spill Bucket | Pueblo of San Ildefonso, New Mexico | TEWA Market and Fuel at Totavi | 2007 Hwy 502 | Totavi | NM
6 | 0157NM | TEWA Market and Fuel at Totavi | Tank 6 | Tank 6 Compartment | Currently in Use | 12000 | TRUE | 2007-10-12 | Diesel | TRUE | Spill Bucket | Pueblo of San Ildefonso, New Mexico | TEWA Market and Fuel at Totavi | 2007 Hwy 502 | Totavi | NM
6 | 0158NM | Tribal Garage | Tank 1 | Tank 1 Compartment | Permanently Out of Use | 500 | TRUE |  | Used Oil | FALSE | Unknown | Pueblo of Laguna, New Mexico | Tribal Garage | BIA Road 503 | Laguna | NM
6 | 0162NM | Sunnyside Gas & Store | Tank 1 | Tank 1 Compartment | Permanently Out of Use | 500 | TRUE |  | Gasoline (containing <=10% ethanol) | FALSE | Unknown | Pueblo of Laguna, New Mexico | Sunnyside Gas & Store | State Road 124 | Laguna | NM
6 | 0163NM | Sweetie's Flower Shop | Tank 1 | Tank 1 Compartment | Permanently Out of Use | 500 | TRUE |  | Gasoline (containing <=10% ethanol) | FALSE | Unknown | Pueblo of Laguna, New Mexico | Sweetie's Flower Shop | State Road 124 | Laguna | NM
6 | 0163NM | Sweetie's Flower Shop | Tank 2 | Tank 2 Compartment | Permanently Out of Use | 500 | TRUE |  | Gasoline (containing <=10% ethanol) | FALSE | Unknown | Pueblo of Laguna, New Mexico | Sweetie's Flower Shop | State Road 124 | Laguna | NM
6 | 0166NM | Gypsum Mine | Tank 1 | Tank 1 Compartment | Permanently Out of Use | 1000 | TRUE |  | Gasoline (containing <=10% ethanol) | FALSE | Unknown | Pueblo of Santo Domingo | Gypsum Mine | Cochiti Pueblo Exit I-25 | Santo Domingo | NM
6 | 0166NM | Gypsum Mine | Tank 2 | Tank 2 Compartment | Permanently Out of Use | 1000 | TRUE |  | Gasoline (containing <=10% ethanol) | FALSE | Unknown | Pueblo of Santo Domingo | Gypsum Mine | Cochiti Pueblo Exit I-25 | Santo Domingo | NM
6 | 0167OK | Country Corner | Tank 1 | Tank 1a | Currently in Use | 12000 | TRUE | 2020-02-26 | Gasoline (containing <=10% ethanol) | TRUE | Spill Bucket | Comanche Nation, Oklahoma | Cache Quick Stop | 16193 state Hwy Hwy 115 (at US 62) | Cache | OK
6 | 0167OK | Cache Quick Stop | 2 | 2B | Currently in Use | 10000 | TRUE |  | Gasoline (containing <=10% ethanol) |  |  | Comanche Nation, Oklahoma | Cache Quick Stop | 16193 state Hwy Hwy 115 (at US 62) | Cache | OK
6 | 0167OK | Cache Quick Stop | 2 | 2A | Currently in Use | 10000 | TRUE |  | Diesel | TRUE | Spill Bucket | Comanche Nation, Oklahoma | Cache Quick Stop | 16193 state Hwy Hwy 115 (at US 62) | Cache | OK
6 | 0167OK | Cache Quick Stop | 1 | 1B | Currently in Use | 10000 | TRUE |  | Gasoline (containing <=10% ethanol) |  |  | Comanche Nation, Oklahoma | Cache Quick Stop | 16193 state Hwy Hwy 115 (at US 62) | Cache | OK
6 | 0167OK | Cache Quick Stop | 1 | 1A | Currently in Use | 10000 | TRUE |  | Gasoline (containing <=10% ethanol) | TRUE | Spill Bucket | Comanche Nation, Oklahoma | Cache Quick Stop | 16193 state Hwy Hwy 115 (at US 62) | Cache | OK
6 | 0167OK | Country Corner | Tank 1 | Tank 1b | Currently in Use | 8000 | TRUE | 2020-02-26 | Gasoline (containing <=10% ethanol) | TRUE |  | Comanche Nation, Oklahoma | Cache Quick Stop | 16193 state Hwy Hwy 115 (at US 62) | Cache | OK
6 | 0167OK | Country Corner | Tank 2 | Tank 3 Compartment | Currently in Use | 4000 | TRUE | 2020-02-26 | Diesel | TRUE | Spill Bucket | Comanche Nation, Oklahoma | Cache Quick Stop | 16193 state Hwy Hwy 115 (at US 62) | Cache | OK
6 | 0168NM | Laguna Post Office (Laguna Mart) | Tank 1 | Tank 1 Compartment | Permanently Out of Use | 500 | TRUE |  | Gasoline (containing <=10% ethanol) | FALSE | Unknown | Pueblo of Laguna, New Mexico | Laguna Post Office (Laguna Mart) | Old Rt. 66 & Railroad Ave. | Laguna | NM
6 | 0168NM | Laguna Post Office (Laguna Mart) | Tank 3 | Tank 3 Compartment | Permanently Out of Use | 500 | TRUE |  | Gasoline (containing <=10% ethanol) | FALSE | Unknown | Pueblo of Laguna, New Mexico | Laguna Post Office (Laguna Mart) | Old Rt. 66 & Railroad Ave. | Laguna | NM
6 | 0168NM | Laguna Post Office (Laguna Mart) | Tank 2 | Tank 2 Compartment | Permanently Out of Use | 1000 | TRUE |  | Kerosene | FALSE | Unknown | Pueblo of Laguna, New Mexico | Laguna Post Office (Laguna Mart) | Old Rt. 66 & Railroad Ave. | Laguna | NM
6 | 0169NM | Los Cerritos Chevron | Tank 1 | Tank 1 Compartment | Permanently Out of Use | 6000 | TRUE |  | Gasoline (containing <=10% ethanol) | FALSE | Unknown | Pueblo of Acoma, New Mexico | Los Cerritos Chevron | I-40 at Exit 102 | Pueblo Of Acoma | NM
6 | 0169NM | Los Cerritos Chevron | Tank 5 | Tank 5 Compartment | Permanently Out of Use | 600 | TRUE |  | Kerosene | FALSE | Unknown | Pueblo of Acoma, New Mexico | Los Cerritos Chevron | I-40 at Exit 102 | Pueblo Of Acoma | NM
6 | 0169NM | Los Cerritos Chevron | Tank 4 | Tank 4 Compartment | Permanently Out of Use | 3000 | TRUE |  | Gasoline (containing <=10% ethanol) | FALSE | Unknown | Pueblo of Acoma, New Mexico | Los Cerritos Chevron | I-40 at Exit 102 | Pueblo Of Acoma | NM
6 | 0169NM | Los Cerritos Chevron | Tank 3 | Tank 3 Compartment | Permanently Out of Use | 8000 | TRUE |  | Gasoline (containing <=10% ethanol) | FALSE | Unknown | Pueblo of Acoma, New Mexico | Los Cerritos Chevron | I-40 at Exit 102 | Pueblo Of Acoma | NM
6 | 0169NM | Los Cerritos Chevron | Tank 2 | Tank 2 Compartment | Permanently Out of Use | 8000 | TRUE |  | Gasoline (containing <=10% ethanol) | FALSE | Unknown | Pueblo of Acoma, New Mexico | Los Cerritos Chevron | I-40 at Exit 102 | Pueblo Of Acoma | NM
6 | 0172OK | Concho Indian School | Tank 1 | Tank 1 Compartment | Permanently Out of Use | 1000 | TRUE |  | Gasoline (containing <=10% ethanol) | FALSE | Unknown | Cheyenne and Arapaho Tribes, Oklahoma | Concho Indian School | Unknown Street | Concho | OK
6 | 0173OK | Sequoyah Indian School | Tank 1 | Tank 1 Compartment | Permanently Out of Use | 1000 | TRUE |  | Gasoline (containing <=10% ethanol) | FALSE | Unknown | Cheyenne and Arapaho Tribes, Oklahoma | Sequoyah Indian School | No Street | Tahlequah | OK
6 | 0174OK | Ft. Sill Indian School | Tank 1 | Tank 1 Compartment | Permanently Out of Use | 1000 | TRUE |  | Gasoline (containing <=10% ethanol) | FALSE | Unknown | Apache Tribe of Oklahoma | Ft. Sill Indian School | Not Known | Tullahassee | OK
6 | 0175OK | Tee Pee Smoke Shop | Tank 1 | Tank 1 Compartment | Currently in Use | 10000 | TRUE |  | Gasoline (containing <=10% ethanol) | TRUE | Spill Bucket | Pawnee Nation of Oklahoma | Tee Pee Smoke Shop | 28314 E. 6th Street | Yale | OK
6 | 0175OK | Tee Pee Smoke Shop | Tank 2 | Tank 2b | Currently in Use | 6000 | TRUE | 1998-01-01 | Diesel | TRUE |  | Pawnee Nation of Oklahoma | Tee Pee Smoke Shop | 28314 E. 6th Street | Yale | OK
6 | 0175OK | Tee Pee Smoke Shop | Tank 2 | Tank 2a | Currently in Use | 4000 | TRUE |  | Gasoline (containing <=10% ethanol) | TRUE | Spill Bucket | Pawnee Nation of Oklahoma | Tee Pee Smoke Shop | 28314 E. 6th Street | Yale | OK
6 | 0176NM | Route 66 Travel Center @140 | Tank 1 | Tank 1a | Currently in Use | 10000 | TRUE |  | Diesel | TRUE | Spill Bucket | Pueblo of Laguna, New Mexico | Route 66 Travel Center @140 | I-40 at Exit 140 (14314 Central Avenue) | Albuquerque | NM
6 | 0176NM | Route 66 Travel Center @140 | Tank 1 | Tank 1b | Currently in Use | 10000 | TRUE | 2001-04-01 | Gasoline (containing <=10% ethanol) | TRUE | Spill Bucket | Pueblo of Laguna, New Mexico | Route 66 Travel Center @140 | I-40 at Exit 140 (14314 Central Avenue) | Albuquerque | NM
6 | 0176NM | Route 66 Travel Center @140 | Tank 6 | Tank 7 Compartment | Currently in Use | 50000 | TRUE |  | Diesel | TRUE | Spill Bucket | Pueblo of Laguna, New Mexico | Route 66 Travel Center @140 | I-40 at Exit 140 (14314 Central Avenue) | Albuquerque | NM
6 | 0176NM | Route 66 Travel Center @140 | Tank 5 | Tank 6 Compartment | Currently in Use | 25000 | TRUE |  | Diesel | TRUE | Spill Bucket | Pueblo of Laguna, New Mexico | Route 66 Travel Center @140 | I-40 at Exit 140 (14314 Central Avenue) | Albuquerque | NM
6 | 0176NM | Route 66 Travel Center @140 | Tank 4 | Tank 5 Compartment | Currently in Use | 25000 | TRUE |  | Diesel | TRUE | Spill Bucket | Pueblo of Laguna, New Mexico | Route 66 Travel Center @140 | I-40 at Exit 140 (14314 Central Avenue) | Albuquerque | NM
6 | 0176NM | Route 66 Travel Center @140 | Tank 3 | Tank 4 Compartment | Currently in Use | 25000 | TRUE |  | Diesel | TRUE | Spill Bucket | Pueblo of Laguna, New Mexico | Route 66 Travel Center @140 | I-40 at Exit 140 (14314 Central Avenue) | Albuquerque | NM
6 | 0176NM | Route 66 Travel Center @140 | Tank 2 | Tank 3 Compartment | Currently in Use | 20000 | TRUE |  | Gasoline (containing <=10% ethanol) | TRUE | Spill Bucket | Pueblo of Laguna, New Mexico | Route 66 Travel Center @140 | I-40 at Exit 140 (14314 Central Avenue) | Albuquerque | NM
6 | 0177NM | Warrior Fuel | Tank 1 | Tank 1a | Currently in Use | 12000 | TRUE |  | Gasoline (containing <=10% ethanol) | TRUE | Spill Bucket | Pueblo of Santa Ana, New Mexico | Warrior Fuel | 960-A Hwy. 550 | Bernalillo | NM
6 | 0177NM | Warrior Fuel | Tank 1 | Tank 1b | Currently in Use | 8000 | TRUE | 2002-03-28 | Diesel | TRUE |  | Pueblo of Santa Ana, New Mexico | Warrior Fuel | 960-A Hwy. 550 | Bernalillo | NM
6 | 0177NM | Warrior Fuel | Tank 2 | Tank 3 Compartment | Currently in Use | 20000 | TRUE |  | Gasoline (containing <=10% ethanol) | TRUE | Spill Bucket | Pueblo of Santa Ana, New Mexico | Warrior Fuel | 960-A Hwy. 550 | Bernalillo | NM
6 | 0178NM | Route 66 Travel Center @ 108 (Dancing Eagle) | Tank 1 | Tank 1 Compartment | Currently in Use | 20000 | TRUE |  | Gasoline (containing <=10% ethanol) | TRUE | Spill Bucket | Pueblo of Laguna, New Mexico | Route 66 Travel Center @ 108 (Dancing Eagle) | 1005 State Rd. 223 (I-40 exit 108) | Casa Blanca | NM
6 | 0178NM | Route 66 Travel Center @ 108 (Dancing Eagle) | Tank 2 | Tank 2b | Currently in Use | 8000 | TRUE | 2001-04-01 | Gasoline (containing <=10% ethanol) |  |  | Pueblo of Laguna, New Mexico | Route 66 Travel Center @ 108 (Dancing Eagle) | 1005 State Rd. 223 (I-40 exit 108) | Casa Blanca | NM
6 | 0178NM | Route 66 Travel Center @ 108 (Dancing Eagle) | Tank 4 | Tank 5 Compartment | Currently in Use | 50000 | TRUE |  | Diesel | TRUE | Spill Bucket | Pueblo of Laguna, New Mexico | Route 66 Travel Center @ 108 (Dancing Eagle) | 1005 State Rd. 223 (I-40 exit 108) | Casa Blanca | NM
6 | 0178NM | Route 66 Travel Center @ 108 (Dancing Eagle) | Tank 3 | Tank 4 Compartment | Currently in Use | 50000 | TRUE |  | Diesel | TRUE | Spill Bucket | Pueblo of Laguna, New Mexico | Route 66 Travel Center @ 108 (Dancing Eagle) | 1005 State Rd. 223 (I-40 exit 108) | Casa Blanca | NM
6 | 0178NM | Route 66 Travel Center @ 108 (Dancing Eagle) | Tank 2 | Tank 2a | Currently in Use | 12000 | TRUE |  | Gasoline (containing <=10% ethanol) | TRUE | Spill Bucket | Pueblo of Laguna, New Mexico | Route 66 Travel Center @ 108 (Dancing Eagle) | 1005 State Rd. 223 (I-40 exit 108) | Casa Blanca | NM
6 | 0179NM | Kicks 66 | Tank 1 | Tank 1a | Currently in Use | 12000 | TRUE |  | Gasoline (containing <=10% ethanol) | TRUE | Spill Bucket | Pueblo of Pojoaque, New Mexico | Kicks 66 | 67 Ogo Wii Road | Santa Fe | NM
6 | 0179NM | Kicks 66 | Tank 1 | Tank 1b | Currently in Use | 8000 | TRUE | 2002-07-01 | Diesel | TRUE | Spill Bucket | Pueblo of Pojoaque, New Mexico | Kicks 66 | 67 Ogo Wii Road | Santa Fe | NM
6 | 0179NM | Kicks 66 | Tank 2 | Tank 3 Compartment | Currently in Use | 20000 | TRUE |  | Gasoline (containing <=10% ethanol) | TRUE | Spill Bucket | Pueblo of Pojoaque, New Mexico | Kicks 66 | 67 Ogo Wii Road | Santa Fe | NM
6 | 0183OK | Poteau Travel Plaza | Tank 1 | Tank 1a | Currently in Use | 12000 | TRUE |  | Gasoline (containing <=10% ethanol) | TRUE | Spill Bucket | The Choctaw Nation of Oklahoma | Poteau Travel Plaza | 4105 N. Broadway | Poteau | OK | 74953
6 | 0183OK | Poteau Travel Plaza | Tank 1 | Tank 1b | Currently in Use | 8000 | TRUE | 2002-12-01 | Gasoline (containing <=10% ethanol) | TRUE | Spill Bucket | The Choctaw Nation of Oklahoma | Poteau Travel Plaza | 4105 N. Broadway | Poteau | OK | 74953
6 | 0183OK | Poteau Travel Plaza | Tank 2 | Tank 2 Compartment | Currently in Use | 20000 | TRUE |  | Diesel | TRUE | Spill Bucket | The Choctaw Nation of Oklahoma | Poteau Travel Plaza | 4105 N. Broadway | Poteau | OK | 74953
6 | 0184OK | Stringtown Travel Plaza | Tank 1 | Tank 1a | Currently in Use | 12000 | TRUE |  | Gasoline (containing <=10% ethanol) | TRUE | Spill Bucket | The Choctaw Nation of Oklahoma | Stringtown Travel Plaza | 897 N. Hwy. 69/75 | Stringtown | OK | 74569
6 | 0184OK | Stringtown Travel Plaza | Tank 1 | Tank 1b | Currently in Use | 8000 | TRUE | 2002-10-14 | Gasoline (containing <=10% ethanol) | TRUE | Spill Bucket | The Choctaw Nation of Oklahoma | Stringtown Travel Plaza | 897 N. Hwy. 69/75 | Stringtown | OK | 74569
6 | 0184OK | Stringtown Travel Plaza | Tank 2 | Tank 2 Compartment | Currently in Use | 20000 | TRUE |  | Diesel | TRUE | Spill Bucket | The Choctaw Nation of Oklahoma | Stringtown Travel Plaza | 897 N. Hwy. 69/75 | Stringtown | OK | 74569
6 | 0185OK | Kickapoo Conoco | Tank 1 | Tank 1 Compartment | Currently in Use | 12000 | TRUE |  | Gasoline (containing <=10% ethanol) | TRUE | Spill Bucket | Kickapoo Tribe of Oklahoma | Kickapoo Conoco | 25230 E. Hwy. 62 | Harrah | OK
6 | 0185OK | Kickapoo Conoco | Tank 2 | Tank 2b | Currently in Use | 4000 | TRUE | 2002-02-01 | Diesel | TRUE |  | Kickapoo Tribe of Oklahoma | Kickapoo Conoco | 25230 E. Hwy. 62 | Harrah | OK
6 | 0185OK | Kickapoo Conoco | Tank 2 | Tank 2a | Currently in Use | 8000 | TRUE |  | Gasoline (containing <=10% ethanol) | TRUE | Spill Bucket | Kickapoo Tribe of Oklahoma | Kickapoo Conoco | 25230 E. Hwy. 62 | Harrah | OK
6 | 0186NM | Zuni RCAG | Tank 1 | Tank 1 Compartment | Permanently Out of Use | 500 | TRUE |  | Gasoline (containing <=10% ethanol) | FALSE | Unknown | Zuni Tribe of the Zuni Reservation, New Mexico | Zuni RCAG | 25 Mi. S. Gallup, HWY. 602 | Gallup | NM
6 | 0187OK | Tribal Shop | Tank 1 | Tank 1 Compartment | Permanently Out of Use | 500 | TRUE |  | Gasoline (containing <=10% ethanol) | FALSE | Unknown | Cheyenne and Arapaho Tribes, Oklahoma | Tribal Shop | Black Kettle Road | Concho | OK
6 | 0188OK | Maintenance Building | Tank 1 | Tank 1 Compartment | Permanently Out of Use | 2000 | TRUE |  | Gasoline (containing <=10% ethanol) | FALSE | Unknown | Cheyenne and Arapaho Tribes, Oklahoma | Maintenance Building | North of School | Concho | OK
6 | 0189OK | Tribal Complex | Tank 1 | Tank 1 Compartment | Permanently Out of Use | 10000 | TRUE |  | Gasoline (containing <=10% ethanol) | FALSE | Unknown | Cheyenne and Arapaho Tribes, Oklahoma | Tribal Complex | Black Kettle Road | Concho | OK
6 | 0189OK | Tribal Complex | Tank 2 | Tank 2 Compartment | Permanently Out of Use | 10000 | TRUE |  | Gasoline (containing <=10% ethanol) | FALSE | Unknown | Cheyenne and Arapaho Tribes, Oklahoma | Tribal Complex | Black Kettle Road | Concho | OK
6 | 0190NM | Steve's Zuni Texaco Service | Tank 1 | Tank 1 Compartment | Permanently Out of Use | 4000 | TRUE |  | Gasoline (containing <=10% ethanol) | FALSE | Unknown | Zuni Tribe of the Zuni Reservation, New Mexico | Steve's Zuni Texaco Service | Zuni Pueblo | Gallup | NM
6 | 0190NM | Steve's Zuni Texaco Service | Tank 3 | Tank 3 Compartment | Permanently Out of Use | 4000 | TRUE |  | Diesel | FALSE | Unknown | Zuni Tribe of the Zuni Reservation, New Mexico | Steve's Zuni Texaco Service | Zuni Pueblo | Gallup | NM
6 | 0190NM | Steve's Zuni Texaco Service | Tank 2 | Tank 2 Compartment | Permanently Out of Use | 4000 | TRUE |  | Gasoline (containing <=10% ethanol) | FALSE | Unknown | Zuni Tribe of the Zuni Reservation, New Mexico | Steve's Zuni Texaco Service | Zuni Pueblo | Gallup | NM
6 | 0194OK | Chickasaw Travel Stop - Kingston | Tank 1 | Tank 1 Compartment | Currently in Use | 20000 | TRUE |  | Gasoline (containing <=10% ethanol) | TRUE | Spill Bucket | The Chickasaw Nation | Chickasaw Travel Stop - Kingston | 1795 Hwy. 70 East | Kingston | OK
6 | 0194OK | Chickasaw Travel Stop - Kingston | Tank 2 | Tank 2b | Currently in Use | 10000 | TRUE | 2003-06-01 | Diesel | TRUE |  | The Chickasaw Nation | Chickasaw Travel Stop - Kingston | 1795 Hwy. 70 East | Kingston | OK
6 | 0194OK | Chickasaw Travel Stop - Kingston | Tank 2 | Tank 2a | Currently in Use | 10000 | TRUE |  | Gasoline (containing <=10% ethanol) | TRUE | Spill Bucket | The Chickasaw Nation | Chickasaw Travel Stop - Kingston | 1795 Hwy. 70 East | Kingston | OK
6 | 0195NM | Casino Apache Travel Center | Tank 1 | Tank 1 Compartment | Currently in Use | 30000 | TRUE |  | Gasoline (containing <=10% ethanol) | TRUE | Spill Bucket | Mescalero Apache Tribe of the Mescalero Reservation, New Mexico | Casino Apache Travel Center | 25845 Hwy. 70 | Mescalero | NM
6 | 0195NM | Casino Apache Travel Center | Tank 2 | Tank 2b | Currently in Use | 10000 | TRUE | 2002-12-30 | Diesel |  |  | Mescalero Apache Tribe of the Mescalero Reservation, New Mexico | Casino Apache Travel Center | 25845 Hwy. 70 | Mescalero | NM
6 | 0195NM | Casino Apache Travel Center | Tank 3 | Tank 3 Compartment | Currently in Use | 30000 | TRUE |  | Diesel | TRUE | Spill Bucket | Mescalero Apache Tribe of the Mescalero Reservation, New Mexico | Casino Apache Travel Center | 25845 Hwy. 70 | Mescalero | NM
6 | 0195NM | Casino Apache Travel Center | Tank 2 | Tank 2a | Currently in Use | 20000 | TRUE |  | Gasoline (containing <=10% ethanol) | TRUE | Spill Bucket | Mescalero Apache Tribe of the Mescalero Reservation, New Mexico | Casino Apache Travel Center | 25845 Hwy. 70 | Mescalero | NM
6 | 0196NM | Transwestern Pipeline Station #6 | Tank 1 | Tank 1 Compartment | Permanently Out of Use | 2000 | TRUE |  | Gasoline (containing <=10% ethanol) | FALSE | Unknown | Pueblo of Laguna, New Mexico | Transwestern Pipeline Station #6 | 2 miles South of Pueblo of Laguna; intersection: I-40 and Laguna Vehical Service CTR(closest) | Laguna | NM
6 | 0196NM | Transwestern Pipeline Station #6 | Tank 2 | Tank 2 Compartment | Permanently Out of Use | 1000 | TRUE |  | Diesel | FALSE | Unknown | Pueblo of Laguna, New Mexico | Transwestern Pipeline Station #6 | 2 miles South of Pueblo of Laguna; intersection: I-40 and Laguna Vehical Service CTR(closest) | Laguna | NM
6 | 0198OK | Comanche Nation Transportation | Tank 1 | Tank 1 Compartment | Currently in Use | 10000 | TRUE |  | Gasoline (containing <=10% ethanol) | TRUE | Spill Bucket | Comanche Nation, Oklahoma | Comanche Nation Transportation | 584 NW Bingo Road | Lawton | OK
6 | 0199NM | Jemez Trading Post | Tank 1 | Tank 1 Compartment | Permanently Out of Use | 1000 | TRUE |  | Gasoline (containing <=10% ethanol) | FALSE | Unknown | Pueblo of Jemez, New Mexico | Jemez Trading Post | State Hwy 4 | Jemez Pueblo | NM
6 | 0200NM | Old Store | Tank 1 | Tank 1 Compartment | Permanently Out of Use | 1000 | TRUE | 1940-01-01 | Gasoline (containing <=10% ethanol) | FALSE | Unknown | Pueblo of Taos, New Mexico | Old Store | Entrance to Pueblo | Taos | NM
6 | 0201OK | Facilities Management | Tank 1 | Tank 1 Compartment | Permanently Out of Use | 500 | TRUE |  | Gasoline (containing <=10% ethanol) | FALSE | Unknown | Cherokee Nation | Facilities Management | Maintenance Area | Tahlequah | OK
6 | 0201OK | Facilities Management | Tank 2 | Tank 2 Compartment | Permanently Out of Use | 500 | TRUE |  | Gasoline (containing <=10% ethanol) | FALSE | Unknown | Cherokee Nation | Facilities Management | Maintenance Area | Tahlequah | OK
6 | 0205OK | Pawnee Travel Plaza | Tank 2 | Tank 1 Compartment | Currently in Use | 15000 | TRUE |  | Diesel | TRUE | Spill Bucket | Pawnee Nation of Oklahoma | Pawnee Travel Plaza | 54351 S. 349 Road | Pawnee | OK
6 | 0205OK | Pawnee Travel Plaza | Tank 1 | Tank 2b | Currently in Use | 7000 | TRUE | 2004-01-01 | Gasoline (containing <=10% ethanol) | TRUE |  | Pawnee Nation of Oklahoma | Pawnee Travel Plaza | 54351 S. 349 Road | Pawnee | OK
6 | 0205OK | Pawnee Travel Plaza | Tank 1 | Tank1a | Currently in Use | 8000 | TRUE |  | Gasoline (containing <=10% ethanol) | TRUE | Spill Bucket | Pawnee Nation of Oklahoma | Pawnee Travel Plaza | 54351 S. 349 Road | Pawnee | OK
6 | 0206OK | Chickasaw Travel Stop - Ada West | Tank 1 | Tank 1 Compartment | Currently in Use | 10000 | TRUE |  | Gasoline (containing <=10% ethanol) | TRUE | Spill Bucket | The Chickasaw Nation | Chickasaw Travel Stop - Ada West | 201 Latta Road | Ada | OK
6 | 0206OK | Chickasaw Travel Stop - Ada West | Tank 3 | Tank 3 Compartment | Currently in Use | 20000 | TRUE |  | Diesel | TRUE | Spill Bucket | The Chickasaw Nation | Chickasaw Travel Stop - Ada West | 201 Latta Road | Ada | OK
6 | 0206OK | Chickasaw Travel Stop - Ada West | Tank 2 | Tank 2 Compartment | Currently in Use | 20000 | TRUE |  | Gasoline (containing <=10% ethanol) | TRUE | Spill Bucket | The Chickasaw Nation | Chickasaw Travel Stop - Ada West | 201 Latta Road | Ada | OK
6 | 0207OK | Chickasaw Travel Stop - Paoli | Tank 1 | Tank 1 Compartment | Permanently Out of Use | 20000 | TRUE |  | Gasoline (containing <=10% ethanol) | TRUE | Spill Bucket | The Chickasaw Nation | Chickasaw Travel Stop - Paoli | I-35 at Paoli Exit | Paoli | OK
6 | 0207OK | Chickasaw Travel Stop - Paoli | Tank 5 | Tank 5 Compartment | Currently in Use | 10000 | TRUE |  | Diesel | TRUE | Spill Bucket | The Chickasaw Nation | Chickasaw Travel Stop - Paoli | I-35 at Paoli Exit | Paoli | OK
6 | 0207OK | Chickasaw Travel Stop - Paoli | Tank 4 | Tank 4 Compartment | Currently in Use | 10000 | TRUE |  | Gasoline (containing <=10% ethanol) | TRUE | Spill Bucket | The Chickasaw Nation | Chickasaw Travel Stop - Paoli | I-35 at Paoli Exit | Paoli | OK
6 | 0207OK | Chickasaw Travel Stop - Paoli | Tank 3 | Tank 3 Compartment | Currently in Use | 15000 | TRUE |  | Gasoline (containing <=10% ethanol) | TRUE | Spill Bucket | The Chickasaw Nation | Chickasaw Travel Stop - Paoli | I-35 at Paoli Exit | Paoli | OK
6 | 0207OK | Chickasaw Travel Stop - Paoli | Tank 2 | Tank 2 Compartment | Permanently Out of Use | 10000 | TRUE |  | Gasoline (containing <=10% ethanol) | TRUE | Spill Bucket | The Chickasaw Nation | Chickasaw Travel Stop - Paoli | I-35 at Paoli Exit | Paoli | OK
6 | 0209NM | Bien Mur Travel Center | Tank 1 | Tank 1 Compartment | Currently in Use | 20000 | TRUE |  | Gasoline (containing <=10% ethanol) | TRUE | Spill Bucket | Pueblo of Sandia, New Mexico | Bien Mur Travel Center | 8901 Tramway NE | Albuquerque | NM
6 | 0209NM | Bien Mur Travel Center | Tank 2 | Tank 2b | Currently in Use | 10000 | TRUE | 2014-09-16 | Gasoline (containing <=10% ethanol) | TRUE |  | Pueblo of Sandia, New Mexico | Bien Mur Travel Center | 8901 Tramway NE | Albuquerque | NM
6 | 0209NM | Bien Mur Travel Center | Tank 2 | Tank 2a | Currently in Use | 10000 | TRUE |  | Diesel | TRUE | Spill Bucket | Pueblo of Sandia, New Mexico | Bien Mur Travel Center | 8901 Tramway NE | Albuquerque | NM
6 | 0211OK | MCNC Travel Plaza - Muscogee | Tank 1 | Tank 1a | Permanently Out of Use | 10000 | TRUE | 2024-05-06 | Gasoline (containing <=10% ethanol) | TRUE | Spill Bucket | The Muscogee (Creek) Nation | MCNC Travel Plaza - Muscogee | 3420 1/2 W. Peak Blvd. | Muskogee | OK
6 | 0211OK | MCNC Travel Plaza - Muscogee | Tank 1 | Tank 1b | Permanently Out of Use | 20000 | TRUE | 2024-05-06 | Gasoline (containing <=10% ethanol) | TRUE | Spill Bucket | The Muscogee (Creek) Nation | MCNC Travel Plaza - Muscogee | 3420 1/2 W. Peak Blvd. | Muskogee | OK
6 | 0211OK | MCNC Travel Plaza - Muscogee | Tank 3 | Tank 4 Compartment | Permanently Out of Use | 25000 | TRUE | 2024-05-06 | Diesel | TRUE | Spill Bucket | The Muscogee (Creek) Nation | MCNC Travel Plaza - Muscogee | 3420 1/2 W. Peak Blvd. | Muskogee | OK
6 | 0211OK | MCNC Travel Plaza - Muscogee | Tank 2 | Tank 2 Compartment | Permanently Out of Use | 25000 | TRUE | 2024-05-06 | Diesel | TRUE | Spill Bucket | The Muscogee (Creek) Nation | MCNC Travel Plaza - Muscogee | 3420 1/2 W. Peak Blvd. | Muskogee | OK
6 | 0213OK | Otter Stop | Tank 1 | Tank 1 Compartment | Permanently Out of Use | 8000 | TRUE |  | Gasoline (containing <=10% ethanol) | TRUE | Spill Bucket | Ottawa Tribe of Oklahoma | Otter Stop | 301 S. Main | Miami | OK
6 | 0213OK | Otter Stop | Tank 5 | Tank 5b | Currently in Use | 4000 | TRUE | 2012-01-01 | Diesel | TRUE |  | Ottawa Tribe of Oklahoma | Otter Stop | 301 S. Main | Miami | OK
6 | 0213OK | Otter Stop | Tank 5 | Tank 5a | Currently in Use | 4000 | TRUE |  | Gasoline (containing <=10% ethanol) | TRUE | Spill Bucket | Ottawa Tribe of Oklahoma | Otter Stop | 301 S. Main | Miami | OK
6 | 0213OK | Otter Stop | Tank 4 | Tank 4 Compartment | Currently in Use | 10000 | TRUE |  | Gasoline (containing <=10% ethanol) | TRUE | Spill Bucket | Ottawa Tribe of Oklahoma | Otter Stop | 301 S. Main | Miami | OK
6 | 0213OK | Otter Stop | Tank 3 | Tank 3 Compartment | Permanently Out of Use | 4000 | TRUE |  | Diesel | TRUE | Spill Bucket | Ottawa Tribe of Oklahoma | Otter Stop | 301 S. Main | Miami | OK
6 | 0213OK | Otter Stop | Tank 2 | Tank 2 Compartment | Permanently Out of Use | 6000 | TRUE |  | Gasoline (containing <=10% ethanol) | TRUE | Spill Bucket | Ottawa Tribe of Oklahoma | Otter Stop | 301 S. Main | Miami | OK
6 | 0216NM | Paguate Mart | Tank 1 | Tank 1a | Currently in Use | 8000 | TRUE |  | Gasoline (containing <=10% ethanol) | TRUE | Spill Bucket | Pueblo of Laguna, New Mexico | Paguate Mart | 965 N State Hwy 279 | Paguate | NM
6 | 0216NM | Paguate Mart | Tank 1 | Tank 1b | Currently in Use | 12000 | TRUE | 2004-05-01 | Gasoline (containing <=10% ethanol) | TRUE |  | Pueblo of Laguna, New Mexico | Paguate Mart | 965 N State Hwy 279 | Paguate | NM
6 | 0220NM | Four Winds Travel Center | Tank 1 | Tank 1 Compartment | Currently in Use | 20000 | TRUE |  | Gasoline (containing <=10% ethanol) | TRUE | Spill Bucket | Indian Pueblo Cultural Center | Four Winds Travel Center | 2401 12th Street NW | Albuquerque | NM
6 | 0220NM | Four Winds Travel Center | Tank 2 | Tank 2b | Currently in Use | 8000 | TRUE | 2005-12-01 | Diesel | TRUE |  | Indian Pueblo Cultural Center | Four Winds Travel Center | 2401 12th Street NW | Albuquerque | NM
6 | 0220NM | Four Winds Travel Center | Tank 2 | Tank 2a | Currently in Use | 12000 | TRUE |  | Gasoline (containing <=10% ethanol) | TRUE | Spill Bucket | Indian Pueblo Cultural Center | Four Winds Travel Center | 2401 12th Street NW | Albuquerque | NM
6 | 0221OK | Grand Travel Plaza | Tank 1 | Tank 1 Compartment | Currently in Use | 20000 | TRUE | 2010-04-07 | 0% ethanol | TRUE | Spill Bucket | Citizen Potawatomi Nation, Oklahoma | Grand Travel Plaza | 765 Grand Casino Blvd. | Shawnee | OK
6 | 0221OK | Grand Travel Plaza | Tank 3 | Tank 3b | Currently in Use | 12000 | TRUE | 2005-11-05 | Diesel | TRUE | Spill Bucket | Citizen Potawatomi Nation, Oklahoma | Grand Travel Plaza | 765 Grand Casino Blvd. | Shawnee | OK
6 | 0221OK | Grand Travel Plaza | Tank 3 | Tank 3a | Currently in Use | 8000 | TRUE |  | Gasoline (containing <=10% ethanol) | TRUE | Spill Bucket | Citizen Potawatomi Nation, Oklahoma | Grand Travel Plaza | 765 Grand Casino Blvd. | Shawnee | OK
6 | 0221OK | Grand Travel Plaza | Tank 6 | Tank 6 Compartment | Currently in Use | 20000 | TRUE |  | Diesel | TRUE | Spill Bucket | Citizen Potawatomi Nation, Oklahoma | Grand Travel Plaza | 765 Grand Casino Blvd. | Shawnee | OK
6 | 0221OK | Grand Travel Plaza | Tank 5 | Tank 5 Compartment | Currently in Use | 20000 | TRUE |  | Diesel | TRUE | Spill Bucket | Citizen Potawatomi Nation, Oklahoma | Grand Travel Plaza | 765 Grand Casino Blvd. | Shawnee | OK
6 | 0221OK | Grand Travel Plaza | Tank 4 | Tank 4 Compartment | Currently in Use | 20000 | TRUE | 2010-03-16 | Diesel | TRUE | Spill Bucket | Citizen Potawatomi Nation, Oklahoma | Grand Travel Plaza | 765 Grand Casino Blvd. | Shawnee | OK
6 | 0221OK | Grand Travel Plaza | Tank 7 | Tank 3 Compartment | Currently in Use | 20000 | TRUE |  | Diesel | TRUE | Spill Bucket | Citizen Potawatomi Nation, Oklahoma | Grand Travel Plaza | 765 Grand Casino Blvd. | Shawnee | OK
6 | 0221OK | Grand Travel Plaza | Tank 2 | Tank 2 Compartment | Currently in Use | 20000 | TRUE | 2010-04-07 | 0% ethanol | TRUE | Spill Bucket | Citizen Potawatomi Nation, Oklahoma | Grand Travel Plaza | 765 Grand Casino Blvd. | Shawnee | OK
6 | 0223NM | Ohkay Eagle Mart | Tank 1 | Tank 1 Compartment | Currently in Use | 20000 | TRUE |  | Gasoline (containing <=10% ethanol) | TRUE | Spill Bucket | Ohkay Owingeh, New Mexico | Ohkay Eagle Mart | 2208 N. Riverside Dr. | Espanola | NM
6 | 0223NM | Ohkay Eagle Mart | Tank 2 | Tank 2b | Currently in Use | 8000 | TRUE | 2001-12-01 | Diesel | TRUE |  | Ohkay Owingeh, New Mexico | Ohkay Eagle Mart | 2208 N. Riverside Dr. | Espanola | NM
6 | 0223NM | Ohkay Eagle Mart | Tank 2 | Tank 2a | Currently in Use | 12000 | TRUE |  | Gasoline (containing <=10% ethanol) | TRUE | Spill Bucket | Ohkay Owingeh, New Mexico | Ohkay Eagle Mart | 2208 N. Riverside Dr. | Espanola | NM
6 | 0225NM | Puye Cliffs Welcome Center | Tank 1 | Tank 1 Compartment | Temporarily Out of Use | 20000 | TRUE | 2025-03-03 | Gasoline (containing <=10% ethanol) | TRUE | Spill Bucket | Pueblo of Santa Clara, New Mexico | Puye Cliffs Welcome Center | NM SR 30 at Canyon Road | Espanola | NM
6 | 0225NM | Puye Cliffs Welcome Center | Tank 2 | Tank 2b | Temporarily Out of Use | 12000 | TRUE | 2025-03-03 | Gasoline (containing <=10% ethanol) | TRUE |  | Pueblo of Santa Clara, New Mexico | Puye Cliffs Welcome Center | NM SR 30 at Canyon Road | Espanola | NM
6 | 0225NM | Puye Cliffs Welcome Center | Tank 2 | Tank 2a | Temporarily Out of Use | 8000 | TRUE | 2025-03-03 | Diesel | TRUE | Spill Bucket | Pueblo of Santa Clara, New Mexico | Puye Cliffs Welcome Center | NM SR 30 at Canyon Road | Espanola | NM
6 | 0228OK | Seven Clans Travel Mart. | Tank 1 | Tank 1 Compartment | Currently in Use | 12000 | TRUE |  | Gasoline (containing <=10% ethanol) | TRUE | Spill Bucket | Otoe-Missouria Tribe of Indians, Oklahoma | Seven Clans Travel Mart. | 12901 N. Hwy. 77 | Newkirk | OK
6 | 0228OK | Seven Clans Travel Mart. | Tank 2 | Tank 2b | Currently in Use | 6000 | TRUE | 2006-09-01 | Diesel | TRUE | Spill Bucket | Otoe-Missouria Tribe of Indians, Oklahoma | Seven Clans Travel Mart. | 12901 N. Hwy. 77 | Newkirk | OK
6 | 0228OK | Seven Clans Travel Mart. | Tank 2 | Tank 2a | Currently in Use | 4000 | TRUE |  | Gasoline (containing <=10% ethanol) | TRUE | Spill Bucket | Otoe-Missouria Tribe of Indians, Oklahoma | Seven Clans Travel Mart. | 12901 N. Hwy. 77 | Newkirk | OK
6 | 0274NM | Isleta Travel Center | Tank 1 | Tank 1a | Currently in Use | 18000 | TRUE | 2007-10-12 | Gasoline (containing <=10% ethanol) | TRUE | Spill Bucket | Pueblo of Isleta, New Mexico | Isleta Travel Center | 4050 Hwy. 47 | Isleta | NM
6 | 0274NM | Isleta Travel Center | Tank 2 | Tank 2b | Currently in Use | 30000 | TRUE | 2007-07-01 | Diesel | TRUE |  | Pueblo of Isleta, New Mexico | Isleta Travel Center | 4050 Hwy. 47 | Isleta | NM
6 | 0274NM | Isleta Travel Center | Tank 1 | Tank 1c | Currently in Use | 12000 | TRUE | 2007-07-01 | Diesel | TRUE | Spill Bucket | Pueblo of Isleta, New Mexico | Isleta Travel Center | 4050 Hwy. 47 | Isleta | NM
6 | 0274NM | Isleta Travel Center | Tank 1 | Tank 1b | Currently in Use | 10000 | TRUE | 2007-07-01 | Gasoline (containing <=10% ethanol) | TRUE |  | Pueblo of Isleta, New Mexico | Isleta Travel Center | 4050 Hwy. 47 | Isleta | NM
6 | 0274NM | Isleta Travel Center | Tank 2 | Tank 2a | Currently in Use | 10000 | TRUE | 2007-07-01 | Gasoline (containing <=10% ethanol) | TRUE | Spill Bucket | Pueblo of Isleta, New Mexico | Isleta Travel Center | 4050 Hwy. 47 | Isleta | NM
6 | 0275NM | Nambe Falls Travel Center | Tank 1 | Tank 1 Compartment | Currently in Use | 20000 | TRUE |  | Gasoline (containing <=10% ethanol) | TRUE | Spill Bucket | Pueblo of Nambe, New Mexico | Nambe Falls Travel Center | 17730 US 84-285 | Santa Fe | NM
6 | 0275NM | Nambe Falls Travel Center | Tank 5 | Tank 5a | Currently in Use | 12000 | TRUE | 2007-11-01 | Diesel |  | Spill Bucket | Pueblo of Nambe, New Mexico | Nambe Falls Travel Center | 17730 US 84-285 | Santa Fe | NM
6 | 0275NM | Nambe Falls Travel Center | Tank 4 | Tank 4b | Currently in Use | 10000 | TRUE | 2007-11-01 | Diesel | TRUE |  | Pueblo of Nambe, New Mexico | Nambe Falls Travel Center | 17730 US 84-285 | Santa Fe | NM
6 | 0275NM | Nambe Falls Travel Center | Tank 2 | Tank 2b | Currently in Use | 10000 | TRUE | 2007-11-01 | Gasoline Containing >10% Ethanol | TRUE |  | Pueblo of Nambe, New Mexico | Nambe Falls Travel Center | 17730 US 84-285 | Santa Fe | NM
6 | 0275NM | Nambe Falls Travel Center | Tank 5 | Tank 5b | Currently in Use | 8000 | TRUE |  | Diesel | TRUE | Spill Bucket | Pueblo of Nambe, New Mexico | Nambe Falls Travel Center | 17730 US 84-285 | Santa Fe | NM
6 | 0275NM | Nambe Falls Travel Center | Tank 4 | Tank 4a | Currently in Use | 12000 | TRUE |  | Diesel | TRUE | Spill Bucket | Pueblo of Nambe, New Mexico | Nambe Falls Travel Center | 17730 US 84-285 | Santa Fe | NM
6 | 0275NM | Nambe Falls Travel Center | Tank 3 | Tank 3 Compartment | Currently in Use | 10000 | TRUE |  | Gasoline Containing >10% Ethanol | TRUE | Spill Bucket | Pueblo of Nambe, New Mexico | Nambe Falls Travel Center | 17730 US 84-285 | Santa Fe | NM
6 | 0275NM | Nambe Falls Travel Center | Tank 2 | Tank 2 Compartment | Currently in Use | 8000 | TRUE |  | Gasoline (containing <=10% ethanol) | TRUE | Spill Bucket | Pueblo of Nambe, New Mexico | Nambe Falls Travel Center | 17730 US 84-285 | Santa Fe | NM
6 | 0276OK | Atoka Travel Plaza | Tank 1 | Tank 1 Compartment | Currently in Use | 16000 | TRUE |  | 0% ethanol | TRUE | Spill Bucket | The Choctaw Nation of Oklahoma | Atoka Travel Plaza | 1302 S. Mississippi | Atoka | OK | 74525
6 | 0276OK | Atoka Travel Plaza | Tank 2 | Tank 2b | Currently in Use | 7000 | TRUE | 2002-09-01 | Diesel | TRUE | Spill Bucket | The Choctaw Nation of Oklahoma | Atoka Travel Plaza | 1302 S. Mississippi | Atoka | OK | 74525
6 | 0276OK | Atoka Travel Plaza | Tank 2 | Tank 2a | Currently in Use | 9000 | TRUE |  | 0% ethanol | TRUE | Spill Bucket | The Choctaw Nation of Oklahoma | Atoka Travel Plaza | 1302 S. Mississippi | Atoka | OK | 74525
6 | 0277OK | Cromwell Travel Plaza | Tank 1 | Tank 1 Compartment | Permanently Out of Use | 10000 | TRUE | 2012-11-14 | Gasoline (containing <=10% ethanol) | TRUE | Spill Bucket | The Muscogee (Creek) Nation | Cromwell Travel Plaza | 11222 Hwy. 56 | Cromwell | OK
6 | 0277OK | Cromwell Travel Plaza | Tank 4 | Tank 4 Compartment | Permanently Out of Use | 4000 | TRUE | 2012-11-14 | Diesel | TRUE | Spill Bucket | The Muscogee (Creek) Nation | Cromwell Travel Plaza | 11222 Hwy. 56 | Cromwell | OK
6 | 0277OK | Cromwell Travel Plaza | Tank 3 | Tank 3 Compartment | Permanently Out of Use | 4000 | TRUE | 2012-11-14 | Gasoline (containing <=10% ethanol) | TRUE | Spill Bucket | The Muscogee (Creek) Nation | Cromwell Travel Plaza | 11222 Hwy. 56 | Cromwell | OK
6 | 0277OK | Cromwell Travel Plaza | Tank 2 | Tank 2 Compartment | Permanently Out of Use | 6000 | TRUE | 2012-11-14 | Gasoline (containing <=10% ethanol) | TRUE | Spill Bucket | The Muscogee (Creek) Nation | Cromwell Travel Plaza | 11222 Hwy. 56 | Cromwell | OK
6 | 0278OK | Outpost #1 | Tank 1 | Tank 1 Compartment | Permanently Out of Use | 8000 | TRUE | 2016-04-06 | Gasoline (containing <=10% ethanol) | TRUE | Spill Bucket | Cherokee Nation | Outpost #1 | 17699 S. Muskogee | Tahlequah | OK
6 | 0278OK | Outpost #1 | Tank 8 | Tank 8b | Currently in Use | 5000 | TRUE | 2016-08-01 | Gasoline Containing >10% Ethanol | TRUE | Spill Bucket | Cherokee Nation | Outpost #1 | 17699 S. Muskogee | Tahlequah | OK
6 | 0278OK | Outpost #1 | Tank 8 | Tank 8a | Currently in Use | 5000 | TRUE | 2016-08-01 | Diesel Containing >20% Biodiesel | TRUE | Spill Bucket | Cherokee Nation | Outpost #1 | 17699 S. Muskogee | Tahlequah | OK
6 | 0278OK | Outpost #1 | Tank 7 | Tank 7 Compartment | Currently in Use | 10000 | TRUE |  | Gasoline (containing <=10% ethanol) | TRUE | Spill Bucket | Cherokee Nation | Outpost #1 | 17699 S. Muskogee | Tahlequah | OK
6 | 0278OK | Outpost #1 | Tank 6 | Tank 6 Compartment | Currently in Use | 10000 | TRUE |  | Gasohol 10% or less | TRUE | Spill Bucket | Cherokee Nation | Outpost #1 | 17699 S. Muskogee | Tahlequah | OK
6 | 0278OK | Outpost #1 | Tank 5 | Tank 5 Compartment | Permanently Out of Use | 500 | TRUE | 2016-04-06 | Used Oil | FALSE | Unknown | Cherokee Nation | Outpost #1 | 17699 S. Muskogee | Tahlequah | OK
6 | 0278OK | Outpost #1 | Tank 4 | Tank 4 Compartment | Permanently Out of Use | 12000 | TRUE | 2016-04-06 | Gasoline (containing <=10% ethanol) | TRUE | Spill Bucket | Cherokee Nation | Outpost #1 | 17699 S. Muskogee | Tahlequah | OK
6 | 0278OK | Outpost #1 | Tank 3 | Tank 3 Compartment | Permanently Out of Use | 6000 | TRUE | 2016-04-06 | Diesel | TRUE | Spill Bucket | Cherokee Nation | Outpost #1 | 17699 S. Muskogee | Tahlequah | OK
6 | 0278OK | Outpost #1 | Tank 2 | Tank 2 Compartment | Permanently Out of Use | 6000 | TRUE | 2016-04-06 | Gasoline (containing <=10% ethanol) | TRUE | Spill Bucket | Cherokee Nation | Outpost #1 | 17699 S. Muskogee | Tahlequah | OK
6 | 0279NM | Camel Rock Valero | Tank 1 | Tank 1 Compartment | Currently in Use | 25000 | TRUE |  | Gasoline (containing <=10% ethanol) | TRUE | Spill Bucket | Pueblo of Tesuque, New Mexico | Camel Rock Valero | 10 Camel Rock Road | Santa Fe | NM
6 | 0279NM | Camel Rock Valero | Tank 2 | Tank 2b | Currently in Use | 12000 | TRUE | 2008-05-01 | Diesel | TRUE |  | Pueblo of Tesuque, New Mexico | Camel Rock Valero | 10 Camel Rock Road | Santa Fe | NM
6 | 0279NM | Camel Rock Valero | Tank 2 | Tank 2a | Currently in Use | 12000 | TRUE |  | Gasoline (containing <=10% ethanol) | TRUE | Spill Bucket | Pueblo of Tesuque, New Mexico | Camel Rock Valero | 10 Camel Rock Road | Santa Fe | NM
6 | 0280OK | Carl Albert Indian Health Facility | Tank 1 | Tank 1 Compartment | Permanently Out of Use | 8000 | TRUE | 2011-04-01 | Diesel | TRUE | Spill Bucket | The Chickasaw Nation | Carl Albert Indian Health Facility | 1001 N. Country Club Road | Ada | OK
6 | 0310NM | State Road 30 Site | Tank 1 | Tank 1 Compartment | Permanently Out of Use | 500 | TRUE |  | Gasoline (containing <=10% ethanol) | FALSE | Unknown | Pueblo of Santa Clara, New Mexico | State Road 30 Site | State Road 30 | Espanola | NM
6 | 0310NM | State Road 30 Site | Tank 2 | Tank 2 Compartment | Permanently Out of Use | 500 | TRUE |  | Gasoline (containing <=10% ethanol) | FALSE | Unknown | Pueblo of Santa Clara, New Mexico | State Road 30 Site | State Road 30 | Espanola | NM
6 | 0314OK | Seminole Nation Trading Post | Tank 1 | Tank 1 Compartment | Currently in Use | 10000 | TRUE |  | Gasoline (containing <=10% ethanol) | TRUE | Spill Bucket | The Seminole Nation of Oklahoma | Seminole Nation Trading Post | 36625 Hwy. 270 | Wewoka | OK
6 | 0314OK | Seminole Nation Trading Post | Tank 2 | Tank 2a | Currently in Use | 8000 | TRUE | 2010-10-01 | Diesel | TRUE | Spill Bucket | The Seminole Nation of Oklahoma | Seminole Nation Trading Post | 36625 Hwy. 270 | Wewoka | OK
6 | 0314OK | Seminole Nation Trading Post | Tank 2 | Tank 2 Compartment | Currently in Use | 6000 | TRUE |  | Gasoline (containing <=10% ethanol) | TRUE | Spill Bucket | The Seminole Nation of Oklahoma | Seminole Nation Trading Post | 36625 Hwy. 270 | Wewoka | OK
6 | 0316NM | Apache Nugget Travel Plaza | Tank 1 | Tank 1 Compartment | Currently in Use | 30000 | TRUE |  | Diesel | TRUE | Spill Bucket | Jicarilla Apache Nation, New Mexico | Apache Nugget Travel Plaza | NM Hwy 550 & Jct 537 | Cuba | NM
6 | 0316NM | Apache Nugget Travel Plaza | Tank 2 | Tank 2c | Currently in Use | 8000 | TRUE | 2011-09-01 | Diesel | TRUE |  | Jicarilla Apache Nation, New Mexico | Apache Nugget Travel Plaza | NM Hwy 550 & Jct 537 | Cuba | NM
6 | 0316NM | Apache Nugget Travel Plaza | Tank 2 | Tank 2b | Currently in Use | 8000 | TRUE | 2011-09-01 | Gasoline (containing <=10% ethanol) | TRUE |  | Jicarilla Apache Nation, New Mexico | Apache Nugget Travel Plaza | NM Hwy 550 & Jct 537 | Cuba | NM
6 | 0316NM | Apache Nugget Travel Plaza | Tank 2 | Tank 2a | Currently in Use | 15000 | TRUE |  | Gasoline (containing <=10% ethanol) | TRUE | Spill Bucket | Jicarilla Apache Nation, New Mexico | Apache Nugget Travel Plaza | NM Hwy 550 & Jct 537 | Cuba | NM
6 | 0317OK | WW Hastings Hospital | Tank 1 | Tank 1 Compartment | Permanently Out of Use | 6000 | TRUE |  | Diesel | TRUE | Spill Bucket | Cherokee Nation | WW Hastings Hospital | 100 S. Bliss | Tahlequah | OK
6 | 0318OK | Twin Hills Convenience Plaza | Tank 1 | Tank 1a | Currently in Use | 10000 | TRUE |  | Gasoline (containing <=10% ethanol) | TRUE | Spill Bucket | The Muscogee (Creek) Nation | Twin Hills Convenience Plaza | 18902 Hwy. 16 | Okmulgee | OK
6 | 0318OK | Twin Hills Convenience Plaza | Tank 2 | Tank 2b | Currently in Use | 6000 | TRUE | 2012-07-01 | Diesel | TRUE |  | The Muscogee (Creek) Nation | Twin Hills Convenience Plaza | 18902 Hwy. 16 | Okmulgee | OK
6 | 0318OK | Twin Hills Convenience Plaza | Tank 1 | Tank1b | Currently in Use | 6000 | TRUE | 2012-07-01 | Gasoline (containing <=10% ethanol) | TRUE | Spill Bucket | The Muscogee (Creek) Nation | Twin Hills Convenience Plaza | 18902 Hwy. 16 | Okmulgee | OK
6 | 0318OK | Twin Hills Convenience Plaza | Tank 2 | Tank 2a | Currently in Use | 6000 | TRUE |  | Diesel | TRUE | Spill Bucket | The Muscogee (Creek) Nation | Twin Hills Convenience Plaza | 18902 Hwy. 16 | Okmulgee | OK
6 | 0320NM | Warrior Fuel II | Tank 1 | Tank 1 Compartment | Currently in Use | 30000 | TRUE |  | Gasoline (containing <=10% ethanol) | TRUE | Spill Bucket | Pueblo of Santa Ana, New Mexico | Warrior Fuel II | 1005 Hwy. 550 | Bernalillo | NM
6 | 0320NM | Warrior Fuel II | Tank 2 | Tank 2b | Currently in Use | 10000 | TRUE | 2012-12-01 | Diesel | TRUE |  | Pueblo of Santa Ana, New Mexico | Warrior Fuel II | 1005 Hwy. 550 | Bernalillo | NM
6 | 0320NM | Warrior Fuel II | Tank 2 | Tank 2a | Currently in Use | 10000 | TRUE |  | Gasoline (containing <=10% ethanol) | TRUE | Spill Bucket | Pueblo of Santa Ana, New Mexico | Warrior Fuel II | 1005 Hwy. 550 | Bernalillo | NM
6 | 0323NM | Sandia Fuel | Tank 1 | Tank 1 Compartment | Currently in Use | 6000 | TRUE |  | Gasoline (containing <=10% ethanol) | TRUE | Spill Bucket | Pueblo of Sandia, New Mexico | Sandia Fuel | 1100 Camino Del Pueblo | Bernalillo | NM
6 | 0323NM | Sandia Fuel | Tank 4 | Tank 4 Compartment | Currently in Use | 6000 | TRUE |  | Diesel | TRUE | Spill Bucket | Pueblo of Sandia, New Mexico | Sandia Fuel | 1100 Camino Del Pueblo | Bernalillo | NM
6 | 0323NM | Sandia Fuel | Tank 3 | Tank 3 Compartment | Currently in Use | 6000 | TRUE |  | Gasoline (containing <=10% ethanol) | TRUE | Spill Bucket | Pueblo of Sandia, New Mexico | Sandia Fuel | 1100 Camino Del Pueblo | Bernalillo | NM
6 | 0323NM | Sandia Fuel | Tank 2 | Tank 2 Compartment | Currently in Use | 6000 | TRUE |  | Gasoline (containing <=10% ethanol) | TRUE | Spill Bucket | Pueblo of Sandia, New Mexico | Sandia Fuel | 1100 Camino Del Pueblo | Bernalillo | NM
6 | 0325OK | Choctaw Travel Plaza Idabel | Tank 1 | Tank 1a | Currently in Use | 12000 | TRUE | 2013-04-01 | Gasoline (containing <=10% ethanol) | TRUE | Spill Bucket | The Choctaw Nation of Oklahoma | Choctaw Travel Plaza Idabel | 2449 E. Washington | Idabel | OK | 74754
6 | 0325OK | Choctaw Travel Plaza Idabel | Tank 1 | Tank 1b | Currently in Use | 8000 | TRUE | 2013-04-01 | Gasoline (containing <=10% ethanol) | TRUE | Spill Bucket | The Choctaw Nation of Oklahoma | Choctaw Travel Plaza Idabel | 2449 E. Washington | Idabel | OK | 74754
6 | 0325OK | Choctaw Travel Plaza Idabel | Tank 2 | Tank 2 Compartment | Currently in Use | 10000 | TRUE |  | Diesel | TRUE | Spill Bucket | The Choctaw Nation of Oklahoma | Choctaw Travel Plaza Idabel | 2449 E. Washington | Idabel | OK | 74754
6 | 0326OK | Firelake Corner Store | Tank 1 | Tank 1 Compartment | Currently in Use | 20000 | TRUE |  | Gasoline (containing <=10% ethanol) | TRUE | Spill Bucket | Citizen Potawatomi Nation, Oklahoma | Firelake Corner Store | 41201 Hardesty Road | Shawnee | OK
6 | 0326OK | Firelake Corner Store | Tank 2 | Tank 2b | Currently in Use | 10000 | TRUE | 2013-07-01 | Diesel | TRUE |  | Citizen Potawatomi Nation, Oklahoma | Firelake Corner Store | 41201 Hardesty Road | Shawnee | OK
6 | 0326OK | Firelake Corner Store | Tank 2 | Tank 2a | Currently in Use | 10000 | TRUE |  | Gasoline (containing <=10% ethanol) | TRUE | Spill Bucket | Citizen Potawatomi Nation, Oklahoma | Firelake Corner Store | 41201 Hardesty Road | Shawnee | OK
6 | 0327OK | Chickasaw Travel Stop - Davis West | Tank 1 | Tank 1a | Currently in Use | 8000 | TRUE |  | Gasoline (containing <=10% ethanol) | TRUE | Spill Bucket | The Chickasaw Nation | Chickasaw Travel Stop - Davis West | 33967 North County Road | Davis | OK
6 | 0327OK | Chickasaw Travel Stop - Davis West | Tank 1 | Tank1b | Currently in Use | 12000 | TRUE | 2013-03-27 | Gasoline (containing <=10% ethanol) | TRUE | Spill Bucket | The Chickasaw Nation | Chickasaw Travel Stop - Davis West | 33967 North County Road | Davis | OK
6 | 0327OK | Chickasaw Travel Stop - Davis West | Tank 2 | Tank 3 Compartment | Currently in Use | 12000 | TRUE |  | Diesel | TRUE | Spill Bucket | The Chickasaw Nation | Chickasaw Travel Stop - Davis West | 33967 North County Road | Davis | OK
6 | 0329OK | Wichita Travel Plaza | Tank 1 | Tank 1 Compartment | Currently in Use | 14000 | TRUE |  | Gasoline (containing <=10% ethanol) | TRUE | Spill Bucket | Wichita and Affiliated Tribes (Wichita, Keechi, Waco, & Tawakonie), Oklahoma | Wichita Travel Plaza | 32107 US Highway 281 | Anadarko | OK
6 | 0329OK | Wichita Travel Plaza | Tank 3 | Tank 2b | Currently in Use | 6000 | TRUE | 2013-06-01 | Gasoline (containing <=10% ethanol) | TRUE |  | Wichita and Affiliated Tribes (Wichita, Keechi, Waco, & Tawakonie), Oklahoma | Wichita Travel Plaza | 32107 US Highway 281 | Anadarko | OK
6 | 0329OK | Wichita Travel Plaza | Tank 1 | tank1b | Currently in Use | 6000 | TRUE | 2013-06-01 | Diesel | TRUE |  | Wichita and Affiliated Tribes (Wichita, Keechi, Waco, & Tawakonie), Oklahoma | Wichita Travel Plaza | 32107 US Highway 281 | Anadarko | OK
6 | 0329OK | Wichita Travel Plaza | Tank 3 | Tank 3 Compartment | Currently in Use | 14000 | TRUE |  | Gasoline (containing <=10% ethanol) | TRUE | Spill Bucket | Wichita and Affiliated Tribes (Wichita, Keechi, Waco, & Tawakonie), Oklahoma | Wichita Travel Plaza | 32107 US Highway 281 | Anadarko | OK
6 | 0330OK | Comanche Travel Plaza | Tank 1 | Tank 1b | Currently in Use | 16000 | TRUE |  | Gasoline (containing <=10% ethanol) | TRUE | Spill Bucket | Comanche Nation, Oklahoma | Comanche Travel Plaza | 250510 East 2000 Road | Devol | OK | 73531
6 | 0330OK | Comanche Travel Plaza | Tank 1 | Tank 1c | Currently in Use | 4000 | TRUE | 2013-02-01 | Diesel | TRUE | Spill Bucket | Comanche Nation, Oklahoma | Comanche Travel Plaza | 250510 East 2000 Road | Devol | OK | 73531
6 | 0330OK | Comanche Travel Plaza | Tank 1 | Tank 1a | Currently in Use | 4000 | TRUE | 2013-02-01 | Gasoline (containing <=10% ethanol) | TRUE |  | Comanche Nation, Oklahoma | Comanche Travel Plaza | 250510 East 2000 Road | Devol | OK | 73531
6 | 0330OK | Comanche Travel Plaza | Tank 2 | Tank 4 Compartment | Currently in Use | 20000 | TRUE |  | Diesel | TRUE | Spill Bucket | Comanche Nation, Oklahoma | Comanche Travel Plaza | 250510 East 2000 Road | Devol | OK | 73531
6 | 0331OK | Kanza Travel Plaza | Tank 1 | Tank 1a | Currently in Use | 12000 | TRUE |  | Gasoline (containing <=10% ethanol) | TRUE | Spill Bucket | Kaw Nation, Oklahoma | Kanza Travel Plaza | 9695 N. Highway 177 | Braman | OK
6 | 0331OK | Kanza Travel Plaza | Tank 1 | Tank 2b | Currently in Use | 8000 | TRUE | 2001-05-01 | Gasoline (containing <=10% ethanol) | TRUE | Spill Bucket | Kaw Nation, Oklahoma | Kanza Travel Plaza | 9695 N. Highway 177 | Braman | OK
6 | 0331OK | Kanza Travel Plaza | Tank 3 | Tank 4 Compartment | Currently in Use | 20000 | TRUE |  | Diesel | TRUE | Spill Bucket | Kaw Nation, Oklahoma | Kanza Travel Plaza | 9695 N. Highway 177 | Braman | OK
6 | 0331OK | Kanza Travel Plaza | Tank 2 | Tank 3 Compartment | Currently in Use | 20000 | TRUE |  | Diesel | TRUE | Spill Bucket | Kaw Nation, Oklahoma | Kanza Travel Plaza | 9695 N. Highway 177 | Braman | OK
6 | 0332OK | Lucky Star Travel Center | Tank1 | Tank 1a | Currently in Use | 12000 | TRUE | 2013-07-13 | Gasoline (containing <=10% ethanol) | TRUE |  | Cheyenne and Arapaho Tribes, Oklahoma | Lucky Star Travel Center | 7751 N. Highway 81 | Concho | OK
6 | 0332OK | Lucky Star Travel Center | Tank2 | Tank 2b | Currently in Use | 6000 | TRUE | 2013-07-13 | Diesel | TRUE | Spill Bucket | Cheyenne and Arapaho Tribes, Oklahoma | Lucky Star Travel Center | 7751 N. Highway 81 | Concho | OK
6 | 0332OK | Lucky Star Travel Center | Tank2 | Tank 2a | Currently in Use | 6000 | TRUE | 2013-07-13 | Diesel | TRUE | Spill Bucket | Cheyenne and Arapaho Tribes, Oklahoma | Lucky Star Travel Center | 7751 N. Highway 81 | Concho | OK
6 | 0332OK | Lucky Star Travel Center | Tank1 | Tank 1b | Currently in Use | 6000 | TRUE | 2013-07-13 | Gasoline (containing <=10% ethanol) | TRUE | Spill Bucket | Cheyenne and Arapaho Tribes, Oklahoma | Lucky Star Travel Center | 7751 N. Highway 81 | Concho | OK
6 | 0335LA | Trading Post | Tank 1 | Tank 1a | Currently in Use | 15000 | TRUE |  | Gasoline (containing <=10% ethanol) | TRUE | Spill Bucket | Chitimacha Tribe of Louisiana | Trading Post | 585 Ralph Darden Memorial Parkway | Charenton | LA | 70523
6 | 0335LA | Trading Post | Tank 2 | Tank 2b | Currently in Use | 7000 | TRUE | 2014-05-01 | Gasoline (containing <=10% ethanol) | TRUE | Spill Bucket | Chitimacha Tribe of Louisiana | Trading Post | 585 Ralph Darden Memorial Parkway | Charenton | LA | 70523
6 | 0335LA | Trading Post | Tank 1 | Tank 1b | Currently in Use | 5000 | TRUE | 2014-05-01 | Gasoline (containing <=10% ethanol) | TRUE |  | Chitimacha Tribe of Louisiana | Trading Post | 585 Ralph Darden Memorial Parkway | Charenton | LA | 70523
6 | 0335LA | Trading Post | Tank 2 | Tank 2a | Currently in Use | 8000 | TRUE |  | Diesel | TRUE | Spill Bucket | Chitimacha Tribe of Louisiana | Trading Post | 585 Ralph Darden Memorial Parkway | Charenton | LA | 70523
6 | 0340OK | Osage Convenience Store-Skiatook | Tank 1 | Tank 1 Compartment | Currently in Use | 20000 | TRUE |  | Gasoline (containing <=10% ethanol) | TRUE | Spill Bucket | The Osage Nation | Osage Convenience Store-Skiatook | 5587 West Rogers Blvd | Skiatook | OK
6 | 0340OK | Osage Convenience Store-Skiatook | Tank 2 | Tank 2c | Currently in Use | 8000 | TRUE | 2013-06-01 | Diesel | TRUE |  | The Osage Nation | Osage Convenience Store-Skiatook | 5587 West Rogers Blvd | Skiatook | OK
6 | 0340OK | Osage Convenience Store-Skiatook | Tank 2 | Tank 2b | Currently in Use | 8000 | TRUE | 2013-06-01 | Gasoline (containing <=10% ethanol) | TRUE |  | The Osage Nation | Osage Convenience Store-Skiatook | 5587 West Rogers Blvd | Skiatook | OK
6 | 0340OK | Osage Convenience Store-Skiatook | Tank 2 | Tank 2a | Currently in Use | 8000 | TRUE | 2013-06-01 | Gasoline (containing <=10% ethanol) | TRUE | Spill Bucket | The Osage Nation | Osage Convenience Store-Skiatook | 5587 West Rogers Blvd | Skiatook | OK
6 | 0341OK | Osage Convenience Store-Ponca City | Tank 1 | Tank 1 Compartment | Currently in Use | 20000 | TRUE | 2013-06-01 | Gasoline (containing <=10% ethanol) | TRUE | Spill Bucket | The Osage Nation | Osage Convenience Store-Ponca City | 64470 US HWY 60 | Ponca City | OK
6 | 0341OK | Osage Convenience Store-Ponca City | Tank 2 | Tank 2c | Currently in Use | 8000 | TRUE | 2013-06-01 | Diesel | TRUE |  | The Osage Nation | Osage Convenience Store-Ponca City | 64470 US HWY 60 | Ponca City | OK
6 | 0341OK | Osage Convenience Store-Ponca City | Tank 2 | Tank 2b | Currently in Use | 8000 | TRUE | 2013-06-01 | Gasoline (containing <=10% ethanol) | TRUE | Spill Bucket | The Osage Nation | Osage Convenience Store-Ponca City | 64470 US HWY 60 | Ponca City | OK
6 | 0344OK | Choctaw Travel Plaza Heavener | Tank 1 | Tank 1 Compartment | Currently in Use | 8000 | TRUE |  | Diesel | TRUE | Spill Bucket | The Choctaw Nation of Oklahoma | Choctaw Travel Plaza Heavener | 505 HWY 59 N | Heavener | OK | 74937
6 | 0344OK | Choctaw Travel Plaza Heavener | Tank 4 | Tank 4b | Currently in Use | 6000 | TRUE | 2016-06-01 | Diesel | TRUE | Spill Bucket | The Choctaw Nation of Oklahoma | Choctaw Travel Plaza Heavener | 505 HWY 59 N | Heavener | OK | 74937
6 | 0344OK | Choctaw Travel Plaza Heavener | Tank 2 | Tank2b | Currently in Use | 6000 | TRUE | 2003-12-01 | Diesel | TRUE | Spill Bucket | The Choctaw Nation of Oklahoma | Choctaw Travel Plaza Heavener | 505 HWY 59 N | Heavener | OK | 74937
6 | 0344OK | Choctaw Travel Plaza Heavener | Tank 4 | Tank 4a | Currently in Use | 6000 | TRUE | 2016-06-01 | Gasoline (containing <=10% ethanol) | TRUE | Spill Bucket | The Choctaw Nation of Oklahoma | Choctaw Travel Plaza Heavener | 505 HWY 59 N | Heavener | OK | 74937
6 | 0344OK | Choctaw Travel Plaza Heavener | Tank 3 | Tank 4 Compartment | Currently in Use | 12000 | TRUE |  | Gasoline (containing <=10% ethanol) | TRUE | Spill Bucket | The Choctaw Nation of Oklahoma | Choctaw Travel Plaza Heavener | 505 HWY 59 N | Heavener | OK | 74937
6 | 0344OK | Choctaw Travel Plaza Heavener | Tank 2 | Tank 2a | Currently in Use | 4000 | TRUE |  | Diesel | TRUE | Spill Bucket | The Choctaw Nation of Oklahoma | Choctaw Travel Plaza Heavener | 505 HWY 59 N | Heavener | OK | 74937
6 | 0345OK | Osage Travel Plaza | Tank 1 | Tank 1 Compartment | Permanently Out of Use | 10000 | TRUE | 2013-01-16 | Gasoline (containing <=10% ethanol) | TRUE | Spill Bucket | The Osage Nation | Osage Travel Plaza | 6455 W. Rogers Blvd. | Skiatook | OK
6 | 0345OK | Osage Travel Plaza | Tank 3 | Tank 3 Compartment | Permanently Out of Use | 6000 | TRUE | 2013-01-15 | Diesel | TRUE | Spill Bucket | The Osage Nation | Osage Travel Plaza | 6455 W. Rogers Blvd. | Skiatook | OK
6 | 0345OK | Osage Travel Plaza | Tank 2 | Tank 2 Compartment | Permanently Out of Use | 10000 | TRUE | 2013-01-16 | Gasoline (containing <=10% ethanol) | TRUE | Spill Bucket | The Osage Nation | Osage Travel Plaza | 6455 W. Rogers Blvd. | Skiatook | OK
6 | 0348OK | Comanche Nation Quik Stop | Tank 1 | Tank 2a | Currently in Use | 4000 | TRUE |  | Diesel | TRUE | Spill Bucket | Comanche Nation, Oklahoma | Comanche Nation Quik Stop | 9047 US Highway 62 | Elgin | OK
6 | 0348OK | Comanche Nation Quik Stop | Tank 1 | Tank 2C | Currently in Use | 12000 | TRUE | 2014-05-20 | Gasoline (containing <=10% ethanol) |  |  | Comanche Nation, Oklahoma | Comanche Nation Quik Stop | 9047 US Highway 62 | Elgin | OK
6 | 0348OK | Comanche Nation Quik Stop | Tank 1 | Tank 2b | Currently in Use | 4000 | TRUE | 2014-05-20 | Gasoline (containing <=10% ethanol) | TRUE | Spill Bucket | Comanche Nation, Oklahoma | Comanche Nation Quik Stop | 9047 US Highway 62 | Elgin | OK
6 | 0350OK | Ioway Travel Plaza | Tank 1 | Tank 1a | Currently in Use | 11000 | TRUE |  | Gasoline (containing <=10% ethanol) | TRUE | Spill Bucket | Iowa Tribe of Oklahoma | Ioway Travel Plaza | 750841 S Highway 177 | Tryon | OK
6 | 0350OK | Ioway Travel Plaza | Tank 2 | Tank 2b | Currently in Use | 4000 | TRUE | 2014-11-01 | Diesel | TRUE |  | Iowa Tribe of Oklahoma | Ioway Travel Plaza | 750841 S Highway 177 | Tryon | OK
6 | 0350OK | Ioway Travel Plaza | Tank 1 | Tank 1b | Currently in Use | 4000 | TRUE | 2014-09-01 | Gasoline (containing <=10% ethanol) | TRUE |  | Iowa Tribe of Oklahoma | Ioway Travel Plaza | 750841 S Highway 177 | Tryon | OK
6 | 0350OK | Ioway Travel Plaza | Tank 2 | Tank 2a | Currently in Use | 8000 | TRUE |  | Diesel | TRUE | Spill Bucket | Iowa Tribe of Oklahoma | Ioway Travel Plaza | 750841 S Highway 177 | Tryon | OK
6 | 0352OK | FireLake Express 2 | Tank 1 | Tank 1a | Currently in Use | 15000 | TRUE |  | Gasoline (containing <=10% ethanol) | TRUE | Spill Bucket | Citizen Potawatomi Nation, Oklahoma | FireLake Express 2 | 3467 South McLoud Road | Mc Loud | OK
6 | 0352OK | FireLake Express 2 | Tank 2 | Tank 2b | Currently in Use | 15000 | TRUE | 2016-04-01 | 0% ethanol | TRUE | Spill Bucket | Citizen Potawatomi Nation, Oklahoma | FireLake Express 2 | 3467 South McLoud Road | Mc Loud | OK
6 | 0352OK | FireLake Express 2 | Tank 1 | Tank 1b | Currently in Use | 5000 | TRUE | 2016-04-01 | Gasoline (containing <=10% ethanol) | TRUE | Spill Bucket | Citizen Potawatomi Nation, Oklahoma | FireLake Express 2 | 3467 South McLoud Road | Mc Loud | OK
6 | 0352OK | FireLake Express 2 | Tank 2 | Tank 2a | Currently in Use | 5000 | TRUE |  | Diesel | TRUE | Spill Bucket | Citizen Potawatomi Nation, Oklahoma | FireLake Express 2 | 3467 South McLoud Road | Mc Loud | OK
6 | 0356NM | Santa Clara C Store 2 (Previously Big Rock) | Tank 1 | Tank 1 Compartment | Temporarily Out of Use | 10000 | TRUE | 2024-08-23 | Gasoline (containing <=10% ethanol) | TRUE | Spill Bucket | Pueblo of Santa Clara, New Mexico | Santa Clara C Store 2 (Previously Big Rock) | 462 N. Riverside Drive | Espanola | NM
6 | 0356NM | Santa Clara C Store 2 (Previously Big Rock) | Tank 3 | Tank 3 Compartment | Temporarily Out of Use | 10000 | TRUE | 2024-08-23 | Gasoline (containing <=10% ethanol) | TRUE | Spill Bucket | Pueblo of Santa Clara, New Mexico | Santa Clara C Store 2 (Previously Big Rock) | 462 N. Riverside Drive | Espanola | NM
6 | 0356NM | Santa Clara C Store 2 (Previously Big Rock) | Tank 2 | Tank 2 Compartment | Temporarily Out of Use | 10000 | TRUE | 2024-08-23 | Gasoline (containing <=10% ethanol) | TRUE | Spill Bucket | Pueblo of Santa Clara, New Mexico | Santa Clara C Store 2 (Previously Big Rock) | 462 N. Riverside Drive | Espanola | NM
6 | 0358OK | Hammon Travel Center | Tank 1 | Tank 1a | Currently in Use | 12000 | TRUE |  | Gasoline (containing <=10% ethanol) | TRUE | Spill Bucket | Cheyenne and Arapaho Tribes, Oklahoma | Hammon Travel Center | 20403 Hwy 33 | Hammon | OK
6 | 0358OK | Hammon Travel Center | Tank 1 | Tank 1b | Currently in Use | 8000 | TRUE | 2015-05-01 | Gasoline (containing <=10% ethanol) | TRUE |  | Cheyenne and Arapaho Tribes, Oklahoma | Hammon Travel Center | 20403 Hwy 33 | Hammon | OK
6 | 0358OK | Hammon Travel Center | Tank 2 | Tank 3 Compartment | Currently in Use | 12000 | TRUE |  | Diesel | TRUE | Spill Bucket | Cheyenne and Arapaho Tribes, Oklahoma | Hammon Travel Center | 20403 Hwy 33 | Hammon | OK
6 | 0359OK | Choctaw Travel Plaza Antlers | Tank 1 | Tank 1a | Currently in Use | 10000 | TRUE |  | Gasoline (containing <=10% ethanol) | TRUE | Spill Bucket | The Choctaw Nation of Oklahoma | Choctaw Travel Plaza Antlers | 1319 W. Main Street | Antlers | OK | 74701
6 | 0359OK | Choctaw Travel Plaza Antlers | Tank 2 | Tank 2b | Currently in Use | 5000 | TRUE | 2016-06-04 | Diesel | TRUE | Spill Bucket | The Choctaw Nation of Oklahoma | Choctaw Travel Plaza Antlers | 1319 W. Main Street | Antlers | OK | 74701
6 | 0359OK | Choctaw Travel Plaza Antlers | Tank 1 | Tank 1b | Currently in Use | 5000 | TRUE | 2016-06-04 | Gasoline (containing <=10% ethanol) | TRUE | Spill Bucket | The Choctaw Nation of Oklahoma | Choctaw Travel Plaza Antlers | 1319 W. Main Street | Antlers | OK | 74701
6 | 0359OK | Choctaw Travel Plaza Antlers | Tank 2 | Tank 2a | Currently in Use | 10000 | TRUE |  | Diesel | TRUE | Spill Bucket | The Choctaw Nation of Oklahoma | Choctaw Travel Plaza Antlers | 1319 W. Main Street | Antlers | OK | 74701
6 | 0365LA | Feather Fuel | Tank 1 | Tank 1 Compartment | Currently in Use | 12000 | TRUE |  | Gasoline (containing <=10% ethanol) | FALSE | Spill Bucket | Coushatta Tribe of Louisiana | Feather Fuel | 121 Panther Trail Drive | Kinder | LA | 70648
6 | 0365LA | Feather Fuel | Tank 5 | Tank 5b | Currently in Use | 8000 | TRUE | 2002-01-01 | Diesel | TRUE |  | Coushatta Tribe of Louisiana | Feather Fuel | 121 Panther Trail Drive | Kinder | LA | 70648
6 | 0365LA | Feather Fuel | Tank 5 | Tank 5a | Currently in Use | 4000 | TRUE |  | Gasoline (containing <=10% ethanol) | FALSE | Spill Bucket | Coushatta Tribe of Louisiana | Feather Fuel | 121 Panther Trail Drive | Kinder | LA | 70648
6 | 0365LA | Feather Fuel | Tank 4 | Tank 4 Compartment | Currently in Use | 12000 | TRUE |  | Diesel | FALSE | Spill Bucket | Coushatta Tribe of Louisiana | Feather Fuel | 121 Panther Trail Drive | Kinder | LA | 70648
6 | 0365LA | Feather Fuel | Tank 3 | Tank 3 Compartment | Currently in Use | 12000 | TRUE | 2002-01-01 | Gasoline (containing <=10% ethanol) | FALSE | Spill Bucket | Coushatta Tribe of Louisiana | Feather Fuel | 121 Panther Trail Drive | Kinder | LA | 70648
6 | 0365LA | Feather Fuel | Tank 2 | Tank 2 Compartment | Currently in Use | 12000 | TRUE | 2002-01-01 | Gasoline (containing <=10% ethanol) | FALSE | Spill Bucket | Coushatta Tribe of Louisiana | Feather Fuel | 121 Panther Trail Drive | Kinder | LA | 70648
6 | 0366LA | Buffalo Run | Tank 1 | Tank 1a | Currently in Use | 10000 | TRUE |  | Gasoline (containing <=10% ethanol) | TRUE | Spill Bucket | Coushatta Tribe of Louisiana | Buffalo Run | 3625 Powell Road | Elton | LA | 70532
6 | 0366LA | Buffalo Run | Tank 1 | Tank 1c | Currently in Use | 3000 | TRUE | 2016-02-22 | Gasoline (containing <=10% ethanol) | TRUE | Spill Bucket | Coushatta Tribe of Louisiana | Buffalo Run | 3625 Powell Road | Elton | LA | 70532
6 | 0366LA | Buffalo Run | Tank 1 | Tank 1b | Currently in Use | 5000 | TRUE | 2016-02-22 | Diesel | TRUE |  | Coushatta Tribe of Louisiana | Buffalo Run | 3625 Powell Road | Elton | LA | 70532
6 | 0367OK | Lucky Star Casino | Tank 1 | Tank 1 Compartment | Currently in Use | 1000 | TRUE |  | Diesel | TRUE | Spill Bucket | Cheyenne and Arapaho Tribes, Oklahoma | Lucky Star Casino | 20413 Highway 33 | Hammon | OK
6 | 0371OK | Caddo Nation Travel Plaza | Tank 1 | Tank 1 Compartment | Currently in Use | 12000 | TRUE |  | 0% ethanol | TRUE | Spill Bucket | Caddo Nation of Oklahoma | Caddo Nation Travel Plaza | 117 Bison Road | Gracemont | OK
6 | 0371OK | Caddo Nation Travel Plaza | Tank 2 | Tank 2b | Currently in Use | 4000 | TRUE | 2016-06-01 | Diesel | TRUE | Spill Bucket | Caddo Nation of Oklahoma | Caddo Nation Travel Plaza | 117 Bison Road | Gracemont | OK
6 | 0371OK | Caddo Nation Travel Plaza | Tank 2 | Tank 2a | Currently in Use | 8000 | TRUE | 2016-06-01 | Gasoline (containing <=10% ethanol) | TRUE | Spill Bucket | Caddo Nation of Oklahoma | Caddo Nation Travel Plaza | 117 Bison Road | Gracemont | OK
6 | 0372OK | One Stop | Tank 1 | Tank 1 Compartment | Temporarily Out of Use | 20000 | TRUE | 2024-06-18 | Gasoline (containing <=10% ethanol) | TRUE | Spill Bucket | The Muscogee (Creek) Nation | One Stop | 1800 W 181st ST South | Mounds | OK
6 | 0372OK | One Stop | Tank 2 | Tank 2 Compartment | Temporarily Out of Use | 20000 | TRUE | 2024-06-18 | Diesel | TRUE | Spill Bucket | The Muscogee (Creek) Nation | One Stop | 1800 W 181st ST South | Mounds | OK
6 | 0373OK | Cherokee Travel Plaza - Roland | Tank 1 | Tank 1 Compartment | Currently in Use | 20000 | TRUE |  | Diesel | TRUE | Spill Bucket | Cherokee Nation | Cherokee Travel Plaza - Roland | 101 Cherokee Blvd | Roland | OK
6 | 0373OK | Cherokee Travel Plaza - Roland | Tank 4 | Tank 4 Compartment | Currently in Use | 8000 | TRUE |  | Gasoline (containing <=10% ethanol) | TRUE | Spill Bucket | Cherokee Nation | Cherokee Travel Plaza - Roland | 101 Cherokee Blvd | Roland | OK
6 | 0373OK | Cherokee Travel Plaza - Roland | Tank 3 | Tank 3 Compartment | Currently in Use | 12000 | TRUE |  | Gasoline (containing <=10% ethanol) | TRUE | Spill Bucket | Cherokee Nation | Cherokee Travel Plaza - Roland | 101 Cherokee Blvd | Roland | OK
6 | 0373OK | Cherokee Travel Plaza - Roland | Tank 2 | Tank 2 Compartment | Currently in Use | 20000 | TRUE |  | Diesel | TRUE | Spill Bucket | Cherokee Nation | Cherokee Travel Plaza - Roland | 101 Cherokee Blvd | Roland | OK
6 | 0374OK | Hugo Travel Plaza | Tank 1 | Tank 1 Compartment | Currently in Use | 12000 | TRUE |  | Gasoline (containing <=10% ethanol) | TRUE | Spill Bucket | The Choctaw Nation of Oklahoma | Hugo Travel Plaza | 1908 West Jackson Street | Hugo | OK | 74743
6 | 0374OK | Hugo Travel Plaza | Tank 2 | Tank 2b | Currently in Use | 10000 | TRUE | 2017-03-15 | Diesel | FALSE | Spill Bucket | The Choctaw Nation of Oklahoma | Hugo Travel Plaza | 1908 West Jackson Street | Hugo | OK | 74743
6 | 0374OK | Hugo Travel Plaza | Tank 2 | Tank 2a | Currently in Use | 5000 | TRUE | 2017-03-01 | Gasoline (containing <=10% ethanol) | TRUE | Spill Bucket | The Choctaw Nation of Oklahoma | Hugo Travel Plaza | 1908 West Jackson Street | Hugo | OK | 74743
6 | 0375OK | Choctaw Travel Plaza Stigler | Tank 1 | Tank 1 Compartment | Currently in Use | 12000 | TRUE |  | Gasoline (containing <=10% ethanol) | TRUE | Spill Bucket | The Choctaw Nation of Oklahoma | Choctaw Travel Plaza Stigler | 180 E. Main, Suite A | Stigler | OK | 74937
6 | 0375OK | Choctaw Travel Plaza Stigler | Tank 3 | Tank 3 Compartment | Currently in Use | 12000 | TRUE |  | Diesel | TRUE | Spill Bucket | The Choctaw Nation of Oklahoma | Choctaw Travel Plaza Stigler | 180 E. Main, Suite A | Stigler | OK | 74937
6 | 0375OK | Choctaw Travel Plaza Stigler | Tank 2 | Tank 2 Compartment | Currently in Use | 12000 | TRUE |  | Gasoline (containing <=10% ethanol) | TRUE | Spill Bucket | The Choctaw Nation of Oklahoma | Choctaw Travel Plaza Stigler | 180 E. Main, Suite A | Stigler | OK | 74937
6 | 0377OK | Fort Sill Apache Market | Tank 1 | Tank 1a | Currently in Use | 6000 | TRUE |  | Diesel | TRUE | Spill Bucket | Fort Sill--Chiricahua--Warm Springs--Apache Tribe | Fort Sill Apache Market | 15179 State Hwy 9 | Anadarko | OK
6 | 0377OK | Fort Sill Apache Market | Tank 2 | Tank 2b | Currently in Use | 8000 | TRUE | 2018-01-01 | Gasoline (containing <=10% ethanol) | TRUE | Spill Bucket | Fort Sill--Chiricahua--Warm Springs--Apache Tribe | Fort Sill Apache Market | 15179 State Hwy 9 | Anadarko | OK
6 | 0377OK | Fort Sill Apache Market | Tank 1 | Tank 1b | Currently in Use | 6000 | TRUE | 2018-01-01 | Gasoline (containing <=10% ethanol) | TRUE |  | Fort Sill--Chiricahua--Warm Springs--Apache Tribe | Fort Sill Apache Market | 15179 State Hwy 9 | Anadarko | OK
6 | 0377OK | Fort Sill Apache Market | Tank 2 | Tank 2a | Currently in Use | 4000 | TRUE |  | Gasoline (containing <=10% ethanol) | TRUE | Spill Bucket | Fort Sill--Chiricahua--Warm Springs--Apache Tribe | Fort Sill Apache Market | 15179 State Hwy 9 | Anadarko | OK
6 | 0378LA | Koasati Pines Golf Course | Tank 1 | Tank 1b | Currently in Use | 2000 | TRUE | 2000-01-01 | Diesel | TRUE | Spill Bucket | Coushatta Tribe of Louisiana | Koasati Pines Golf Course | 300 Koasati Drive | Kinder | LA
6 | 0378LA | Koasati Pines Golf Course | Tank 1 | Tank 1a | Currently in Use | 2000 | TRUE | 2000-01-01 | Gasoline (containing <=10% ethanol) | TRUE |  | Coushatta Tribe of Louisiana | Koasati Pines Golf Course | 300 Koasati Drive | Kinder | LA
6 | 0379OK | Adawe Travel Plaza | Tank 1 | Tank 1a | Currently in Use | 12000 | TRUE |  | Gasoline (containing <=10% ethanol) | TRUE | Spill Bucket | Ottawa Tribe of Oklahoma | Adawe Travel Plaza | 61051 East 100 Road | Miami | OK
6 | 0379OK | Adawe Travel Plaza | Tank 2 | Tank 2b | Currently in Use | 6000 | TRUE | 2014-07-01 | Gasoline (containing <=10% ethanol) | TRUE |  | Ottawa Tribe of Oklahoma | Adawe Travel Plaza | 61051 East 100 Road | Miami | OK
6 | 0379OK | Adawe Travel Plaza | Tank 1 | Tank 1b | Currently in Use | 8000 | TRUE | 2014-07-01 | Gasoline (containing <=10% ethanol) | TRUE |  | Ottawa Tribe of Oklahoma | Adawe Travel Plaza | 61051 East 100 Road | Miami | OK
6 | 0379OK | Adawe Travel Plaza | Tank 2 | Tank 2a | Currently in Use | 14000 | TRUE |  | Diesel | TRUE | Spill Bucket | Ottawa Tribe of Oklahoma | Adawe Travel Plaza | 61051 East 100 Road | Miami | OK
6 | 0380OK | Choctaw Travel Plaza Talihina | Tank 1 | Tank 1 Compartment | Currently in Use | 12000 | TRUE |  | Gasoline (containing <=10% ethanol) | TRUE | Spill Bucket | The Choctaw Nation of Oklahoma | Choctaw Travel Plaza Talihina | 13900 SE HWY 63 | Talihina | OK | 74937
6 | 0380OK | Choctaw Travel Plaza Talihina | Tank 3 | Tank 3 Compartment | Currently in Use | 12000 | TRUE |  | Diesel | TRUE | Spill Bucket | The Choctaw Nation of Oklahoma | Choctaw Travel Plaza Talihina | 13900 SE HWY 63 | Talihina | OK | 74937
6 | 0380OK | Choctaw Travel Plaza Talihina | Tank 2 | Tank 2 Compartment | Currently in Use | 12000 | TRUE |  | Gasoline (containing <=10% ethanol) | TRUE | Spill Bucket | The Choctaw Nation of Oklahoma | Choctaw Travel Plaza Talihina | 13900 SE HWY 63 | Talihina | OK | 74937
6 | 0381OK | Chickasaw Travel Plaza - Willis | Tank 1 | Tank 1a | Currently in Use | 20000 | TRUE |  | Gasoline (containing <=10% ethanol) | TRUE | Spill Bucket | The Chickasaw Nation | Chickasaw Travel Plaza - Willis | 4350 S Hwy 377 | Kingston | OK
6 | 0381OK | Chickasaw Travel Plaza - Willis | Tank 2 | Tank2b | Currently in Use | 15000 | TRUE | 2019-01-01 | Gasoline (containing <=10% ethanol) | TRUE |  | The Chickasaw Nation | Chickasaw Travel Plaza - Willis | 4350 S Hwy 377 | Kingston | OK
6 | 0381OK | Chickasaw Travel Plaza - Willis | Tank 1 | Tank 1b | Currently in Use | 10000 | TRUE | 2019-01-01 | Gasoline (containing <=10% ethanol) | TRUE |  | The Chickasaw Nation | Chickasaw Travel Plaza - Willis | 4350 S Hwy 377 | Kingston | OK
6 | 0381OK | Chickasaw Travel Plaza - Willis | Tank 2 | Tank 2a | Currently in Use | 15000 | TRUE |  | Diesel | TRUE | Spill Bucket | The Chickasaw Nation | Chickasaw Travel Plaza - Willis | 4350 S Hwy 377 | Kingston | OK
6 | 0382OK | Choctaw Nation Health Care Center 1EG | Tank 1 | Tank 1 Compartment | Currently in Use | 4000 | TRUE |  | Diesel | TRUE | Spill Bucket | The Choctaw Nation of Oklahoma | Choctaw Nation Health Care Center 1EG | 1 Choctaw Way | Talihina | OK | 74937
6 | 0383OK | Choctaw Country Market-Boswell | Tank 1 | Tank 1a | Currently in Use | 12000 | TRUE |  | Gasoline (containing <=10% ethanol) | TRUE | Spill Bucket | The Choctaw Nation of Oklahoma | Choctaw Country Market-Boswell | 501 Hunter Avenue | Boswell | OK | 74727
6 | 0383OK | Choctaw Country Market-Boswell | Tank 1 | Tank 1b | Currently in Use | 6000 | TRUE | 2019-10-24 | Diesel | TRUE | Spill Bucket | The Choctaw Nation of Oklahoma | Choctaw Country Market-Boswell | 501 Hunter Avenue | Boswell | OK | 74727
6 | 0384OK | Choctaw Country Marketplace - Clayton | Tank 1 | Tank 1a | Currently in Use | 12000 | TRUE |  | Gasoline (containing <=10% ethanol) | TRUE | Spill Bucket | The Choctaw Nation of Oklahoma | Choctaw Country Marketplace - Clayton | 121 South Highway 271 | Clayton | OK | 75436
6 | 0384OK | Choctaw Country Marketplace - Clayton | Tank 2 | Tank 2b | Currently in Use | 10000 | TRUE |  | Diesel | TRUE | Spill Bucket | The Choctaw Nation of Oklahoma | Choctaw Country Marketplace - Clayton | 121 South Highway 271 | Clayton | OK | 75436
6 | 0384OK | Choctaw Country Marketplace - Clayton | Tank 2 | Tank 2a | Currently in Use | 4000 | TRUE |  | Gasoline (containing <=10% ethanol) | TRUE | Spill Bucket | The Choctaw Nation of Oklahoma | Choctaw Country Marketplace - Clayton | 121 South Highway 271 | Clayton | OK | 75436
6 | 0385NM | Hail Creek C-Store | Tank 1 | Tank 1 Compartment | Currently in Use | 12000 | TRUE |  | Gasoline Containing >10% Ethanol | TRUE | Spill Bucket | Pueblo of Taos, New Mexico | Hail Creek C-Store | 964 Paseo Del Pueblo Norte | Taos | NM
6 | 0385NM | Hail Creek C-Store | Tank 2 | Tank 2b | Currently in Use | 6000 | TRUE | 2019-09-10 | Diesel | TRUE |  | Pueblo of Taos, New Mexico | Hail Creek C-Store | 964 Paseo Del Pueblo Norte | Taos | NM
6 | 0385NM | Hail Creek C-Store | Tank 2 | Tank 2a | Currently in Use | 6000 | TRUE |  | Gasoline Containing >10% Ethanol | TRUE | Spill Bucket | Pueblo of Taos, New Mexico | Hail Creek C-Store | 964 Paseo Del Pueblo Norte | Taos | NM
6 | 0390NM | Gonzales Chrysler | Tank 1 | Tank 1 Compartment | Permanently Out of Use | 5000 | TRUE |  | Unknown Petroleum | FALSE | Unknown | Pueblo of Santa Clara, New Mexico | Gonzales Chrysler | 504 Riverside Drive | Espanola | NM
6 | 0394OK | Coalgate Country Market | Tank 1 | Tank 1a | Currently in Use | 12000 | TRUE | 2019-10-10 | Gasoline (containing <=10% ethanol) | TRUE | Spill Bucket | The Choctaw Nation of Oklahoma | Choctaw Country Marketplace | 1102 S Broadway St | Coalgate | OK | 74538
6 | 0394OK | Coalgate Country Market | Tank 2 | Tank 2b | Currently in Use | 8000 | TRUE | 2019-10-10 | Diesel | TRUE | Spill Bucket | The Choctaw Nation of Oklahoma | Choctaw Country Marketplace | 1102 S Broadway St | Coalgate | OK | 74538
6 | 0394OK | Coalgate Country Market | Tank 2 | Tank 2a | Currently in Use | 12000 | TRUE | 2019-10-10 | Diesel | TRUE | Spill Bucket | The Choctaw Nation of Oklahoma | Choctaw Country Marketplace | 1102 S Broadway St | Coalgate | OK | 74538
6 | 0394OK | Coalgate Country Market | Tank 1 | Tank 2b | Currently in Use | 8000 | TRUE | 2019-10-10 | Gasoline (containing <=10% ethanol) | TRUE | Spill Bucket | The Choctaw Nation of Oklahoma | Choctaw Country Marketplace | 1102 S Broadway St | Coalgate | OK | 74538
6 | 0397OK | Department of Transportation | Tank 1 | Tank 1a | Currently in Use | 10000 | TRUE |  | Gasoline (containing <=10% ethanol) | TRUE |  | Cheyenne and Arapaho Tribes, Oklahoma | Department of Transportation | 300 N White Antelope Road | Concho | OK | 73022
6 | 0397OK | Department of Transportation | Tank 2 | Tank 2a | Currently in Use | 10000 | TRUE |  | Diesel | TRUE | Spill Bucket | Cheyenne and Arapaho Tribes, Oklahoma | Department of Transportation | 300 N White Antelope Road | Concho | OK | 73022
6 | 0398NM | Avanyu Travel Plaza | Tank 1 | Compartment A | Currently in Use | 30000 | TRUE |  | Gasoline (containing <=10% ethanol) | TRUE | Spill Bucket | Pueblo of Santa Clara, New Mexico | Avanyu Travel Plaza | 618 North Riverside Drive | Espanola | NM | 87532
6 | 0398NM | Avanyu Travel Plaza | Tank 2 | Compartment B | Currently in Use | 10000 | TRUE |  | Diesel | TRUE | Spill Bucket | Pueblo of Santa Clara, New Mexico | Avanyu Travel Plaza | 618 North Riverside Drive | Espanola | NM | 87532
6 | 0398NM | Avanyu Travel Plaza | Tank 2 | Compartment A | Currently in Use | 10000 | TRUE |  | Gasoline (containing <=10% ethanol) | TRUE | Spill Bucket | Pueblo of Santa Clara, New Mexico | Avanyu Travel Plaza | 618 North Riverside Drive | Espanola | NM | 87532
6 | 0399OK | Choctaw Travel Plaza Garvin | Tank 1 | Tank 1a | Currently in Use | 12000 | TRUE |  | Gasoline (containing <=10% ethanol) | TRUE | Spill Bucket | The Choctaw Nation of Oklahoma | Choctaw Travel Plaza Garvin | 10545 HWY 37 | Garvin | OK | 74736
6 | 0399OK | Choctaw Travel Plaza Garvin | Tank 3a | Tank 3a | Currently in Use | 12000 | TRUE |  | Diesel | TRUE | Spill Bucket | The Choctaw Nation of Oklahoma | Choctaw Travel Plaza Garvin | 10545 HWY 37 | Garvin | OK | 74736
6 | 0399OK | Choctaw Travel Plaza Garvin | Tank 2 | Tank 2a | Currently in Use | 10000 | TRUE |  | Gasoline (containing <=10% ethanol) | TRUE | Spill Bucket | The Choctaw Nation of Oklahoma | Choctaw Travel Plaza Garvin | 10545 HWY 37 | Garvin | OK | 74736
6 | 0400NM | Chiricahua Apache Plaza | Tank 1 | Tank 1a | Currently in Use | 20000 | TRUE |  | Gasoline (containing <=10% ethanol) | TRUE | Spill Bucket | Fort Sill--Chiricahua--Warm Springs--Apache Tribe | Chiricahua Apache Plaza | 20885 Frontage Road | Deming | NM | 88030
6 | 0400NM | Chiricahua Apache Plaza | Tank 4 | Tank 4 | Currently in Use | 8000 | TRUE |  | Diesel | TRUE | Spill Bucket | Fort Sill--Chiricahua--Warm Springs--Apache Tribe | Chiricahua Apache Plaza | 20885 Frontage Road | Deming | NM | 88030
6 | 0400NM | Chiricahua Apache Plaza | Tank 3 | Tank 3 | Currently in Use | 30000 | TRUE |  | Gasoline (containing <=10% ethanol) | TRUE | Spill Bucket | Fort Sill--Chiricahua--Warm Springs--Apache Tribe | Chiricahua Apache Plaza | 20885 Frontage Road | Deming | NM | 88030
6 | 0400NM | Chiricahua Apache Plaza | Tank 2 | Tank 2 | Currently in Use | 30000 | TRUE |  | Gasoline (containing <=10% ethanol) | TRUE |  | Fort Sill--Chiricahua--Warm Springs--Apache Tribe | Chiricahua Apache Plaza | 20885 Frontage Road | Deming | NM | 88030
6 | 0400NM | Chiricahua Apache Plaza | Tank 1 | Tank 1b | Currently in Use | 10000 | TRUE |  | Gasoline (containing <=10% ethanol) | TRUE | Spill Bucket | Fort Sill--Chiricahua--Warm Springs--Apache Tribe | Chiricahua Apache Plaza | 20885 Frontage Road | Deming | NM | 88030
6 | 0400OK | The Mercantile Hochatown | Tank 1 | Tank 1 | Currently in Use | 20000 | TRUE |  | Gasoline (containing <=10% ethanol) | TRUE | Spill Bucket | The Choctaw Nation of Oklahoma | The Mercantile Hochatown | 272 N. State Hwy 259 A | Broken Bow | OK | 74728
6 | 0400OK | The Mercantile Hochatown | Tank 4 | Tank 4 | Currently in Use | 10000 | TRUE |  | Diesel | TRUE | Spill Bucket | The Choctaw Nation of Oklahoma | The Mercantile Hochatown | 272 N. State Hwy 259 A | Broken Bow | OK | 74728
6 | 0400OK | The Mercantile Hochatown | Tank 3 | Tank 3 | Currently in Use | 12000 | TRUE |  | Gasoline (containing <=10% ethanol) | TRUE | Spill Bucket | The Choctaw Nation of Oklahoma | The Mercantile Hochatown | 272 N. State Hwy 259 A | Broken Bow | OK | 74728
6 | 0400OK | The Mercantile Hochatown | Tank 2 | Tank 2 | Currently in Use | 20000 | TRUE |  | Gasoline (containing <=10% ethanol) | TRUE | Spill Bucket | The Choctaw Nation of Oklahoma | The Mercantile Hochatown | 272 N. State Hwy 259 A | Broken Bow | OK | 74728
6 | 0401NM | Picuris Travel Center | Tank 1 | Tank 1 | Currently in Use | 12000 | TRUE |  | Gasoline (containing <=10% ethanol) | TRUE | Spill Bucket | Pueblo of Picuris, New Mexico | Picuris Travel Center | 03A Puun-Na Road | Penasco | NM | 87553
6 | 0401NM | Picuris Travel Center | Tank 2 | Tank 2B | Currently in Use | 6000 | TRUE |  | Diesel |  |  | Pueblo of Picuris, New Mexico | Picuris Travel Center | 03A Puun-Na Road | Penasco | NM | 87553
6 | 0401NM | Picuris Travel Center | Tank 2 | Tank 2A | Currently in Use | 6000 | TRUE |  | Gasoline (containing <=10% ethanol) |  |  | Pueblo of Picuris, New Mexico | Picuris Travel Center | 03A Puun-Na Road | Penasco | NM | 87553
6 | 0402NM | Route 66 Pit Stop | 1 | 1 | Currently in Use | 20000 | TRUE |  | Gasoline (containing <=10% ethanol) | TRUE | Spill Bucket | Pueblo of Laguna, New Mexico | Route 66 Pit Stop | 14311 Central Avenue NW | Albuquerque | NM | 87121
6 | 0402NM | Route 66 Pit Stop | 2 | 2B | Currently in Use | 8000 | TRUE |  | Gasoline (containing <=10% ethanol) |  | Spill Bucket | Pueblo of Laguna, New Mexico | Route 66 Pit Stop | 14311 Central Avenue NW | Albuquerque | NM | 87121
6 | 0402NM | Route 66 Pit Stop | 2 | 2A | Currently in Use | 12000 | TRUE |  | Diesel | TRUE | Spill Bucket | Pueblo of Laguna, New Mexico | Route 66 Pit Stop | 14311 Central Avenue NW | Albuquerque | NM | 87121
6 | P004NM | Allsups #125 | Tank 1 | Tank 1 Compartment | Permanently Out of Use | 10000 | TRUE |  | Gasoline (containing <=10% ethanol) | TRUE | Spill Bucket | Pueblo of Cochiti, New Mexico | Allsups #125 | 1399 Cochiti Highway | Cochiti Lake | NM
6 | P004NM | Allsups #125 | Tank 3 | Tank 3 Compartment | Permanently Out of Use | 4000 | TRUE |  | Gasoline (containing <=10% ethanol) | TRUE | Spill Bucket | Pueblo of Cochiti, New Mexico | Allsups #125 | 1399 Cochiti Highway | Cochiti Lake | NM
6 | P004NM | Allsups #125 | Tank 2 | Tank 2 Compartment | Permanently Out of Use | 10000 | TRUE |  | Gasoline (containing <=10% ethanol) | TRUE | Spill Bucket | Pueblo of Cochiti, New Mexico | Allsups #125 | 1399 Cochiti Highway | Cochiti Lake | NM
6 | P009NM | Rio Lucio Conoco | Tank 1 | Tank 1 Compartment | Permanently Out of Use | 8000 | TRUE | 2008-04-17 | Gasoline (containing <=10% ethanol) | TRUE | Spill Bucket | Pueblo of Picuris, New Mexico | Rio Lucio Conoco | 1234 State Hwy 75 | Penasco | NM
6 | P009NM | Rio Lucio Conoco | Tank 3 | Tank 3 Compartment | Permanently Out of Use | 4000 | TRUE | 2008-04-17 | Diesel | TRUE | Spill Bucket | Pueblo of Picuris, New Mexico | Rio Lucio Conoco | 1234 State Hwy 75 | Penasco | NM
6 | P009NM | Rio Lucio Conoco | Tank 2 | Tank 2 Compartment | Permanently Out of Use | 8000 | TRUE | 2008-04-17 | Gasoline (containing <=10% ethanol) | TRUE | Spill Bucket | Pueblo of Picuris, New Mexico | Rio Lucio Conoco | 1234 State Hwy 75 | Penasco | NM
6 | P011NM | Travelers Service Station | Tank 1 | Tank 1a | Currently in Use | 11000 | TRUE |  | Gasoline (containing <=10% ethanol) | TRUE | Spill Bucket | Pueblo of Picuris, New Mexico | Travelers Service Station | 14111 Main St. P.O. Box 116 | Penasco | NM
6 | P011NM | Travelers Service Station | Tank 1 | Tank 1b | Currently in Use | 4000 | TRUE | 1997-02-01 | Gasoline (containing <=10% ethanol) | TRUE | Spill Bucket | Pueblo of Picuris, New Mexico | Travelers Service Station | 14111 Main St. P.O. Box 116 | Penasco | NM
6 | P012NM | A-1 Auto Repair | Tank 1 | Tank 1 Compartment | Currently in Use | 8000 | TRUE |  | Diesel | TRUE | Spill Bucket | Pueblo of Picuris, New Mexico | A-1 Auto Repair | 14122 Hwy 75 P.O. Box 445 | Penasco | NM
6 | P012NM | A-1 Auto Repair | Tank 2 | Tank 2 Compartment | Currently in Use | 8000 | TRUE |  | Gasoline (containing <=10% ethanol) | TRUE | Spill Bucket | Pueblo of Picuris, New Mexico | A-1 Auto Repair | 14122 Hwy 75 P.O. Box 445 | Penasco | NM
6 | P012NM | A-1 Auto Repair | Tank 6 | Tank 6 Compartment | Currently in Use | 4000 | TRUE |  | Gasoline (containing <=10% ethanol) | TRUE | Spill Bucket | Pueblo of Picuris, New Mexico | A-1 Auto Repair | 14122 Hwy 75 P.O. Box 445 | Penasco | NM
6 | P013NM | Michael's Self Serv | Tank 1 | Tank 1 Compartment | Temporarily Out of Use | 10000 | TRUE | 2024-05-28 | Gasoline (containing <=10% ethanol) | TRUE | Spill Bucket | Pueblo of Picuris, New Mexico | Michael's Self Serv | 15066 Hwy 75 | Penasco | NM
6 | P013NM | Michael's Self Serv | Tank 2 | Tank 2 Compartment | Temporarily Out of Use | 6000 | TRUE | 2024-05-28 | Gasoline (containing <=10% ethanol) | TRUE | Spill Bucket | Pueblo of Picuris, New Mexico | Michael's Self Serv | 15066 Hwy 75 | Penasco | NM
6 | P018NM | A's 7-11 Mini Mart | Tank 1 | Tank 1 Compartment | Permanently Out of Use | 10000 | TRUE |  | Gasoline (containing <=10% ethanol) | TRUE | Spill Bucket | Ohkay Owingeh, New Mexico | A's 7-11 Mini Mart | 2315 N. Riverside | Espanola | NM
6 | P018NM | A's 7-11 Mini Mart | Tank 2 | Tank 2 Compartment | Permanently Out of Use | 8000 | TRUE |  | Gasoline (containing <=10% ethanol) | TRUE | Spill Bucket | Ohkay Owingeh, New Mexico | A's 7-11 Mini Mart | 2315 N. Riverside | Espanola | NM
6 | P020NM | Fairview Station | Tank 1 | Tank 1 Compartment | Permanently Out of Use | 10000 | TRUE | 2012-07-05 | Gasoline (containing <=10% ethanol) | TRUE | Spill Bucket | Ohkay Owingeh, New Mexico | Fairview Station | 1626 N. Riverside Drive | Espanola | NM
6 | P020NM | Fairview Station | Tank 3 | Tank 3 Compartment | Permanently Out of Use | 8000 | TRUE | 2012-07-05 | Gasoline (containing <=10% ethanol) | TRUE | Spill Bucket | Ohkay Owingeh, New Mexico | Fairview Station | 1626 N. Riverside Drive | Espanola | NM
6 | P020NM | Fairview Station | Tank 2 | Tank 2 Compartment | Permanently Out of Use | 8000 | TRUE | 2012-07-05 | Gasoline (containing <=10% ethanol) | TRUE | Spill Bucket | Ohkay Owingeh, New Mexico | Fairview Station | 1626 N. Riverside Drive | Espanola | NM
6 | P021NM | Montoya's Grocery | Tank 1 | Tank 1 Compartment | Permanently Out of Use | 4000 | TRUE |  | Gasoline (containing <=10% ethanol) | TRUE | Spill Bucket | Ohkay Owingeh, New Mexico | Montoya's Grocery | Hwy 84 and 285 (#19350) | Hernandez | NM
6 | P021NM | Montoya's Grocery | Tank 2 | Tank 2 Compartment | Permanently Out of Use | 4000 | TRUE |  | Gasoline (containing <=10% ethanol) | TRUE | Spill Bucket | Ohkay Owingeh, New Mexico | Montoya's Grocery | Hwy 84 and 285 (#19350) | Hernandez | NM
6 | P022NM | P&L Grocery | Tank 1 | Tank 1 Compartment | Permanently Out of Use | 1000 | TRUE |  | Gasoline (containing <=10% ethanol) | FALSE | Unknown | Ohkay Owingeh, New Mexico | P&L Grocery | 254 State Hwy 74 | San Juan Pueblo | NM
6 | P022NM | P&L Grocery | Tank 4 | Tank 4 Compartment | Permanently Out of Use | 5000 | TRUE | 2012-10-29 | Gasoline (containing <=10% ethanol) | TRUE | Spill Bucket | Ohkay Owingeh, New Mexico | P&L Grocery | 254 State Hwy 74 | San Juan Pueblo | NM
6 | P022NM | P&L Grocery | Tank 3 | Tank 3 Compartment | Permanently Out of Use | 10000 | TRUE | 2012-06-20 | Gasoline (containing <=10% ethanol) | TRUE | Spill Bucket | Ohkay Owingeh, New Mexico | P&L Grocery | 254 State Hwy 74 | San Juan Pueblo | NM
6 | P022NM | P&L Grocery | Tank 2 | Tank 2 Compartment | Permanently Out of Use | 500 | TRUE |  | Gasoline (containing <=10% ethanol) | FALSE | Unknown | Ohkay Owingeh, New Mexico | P&L Grocery | 254 State Hwy 74 | San Juan Pueblo | NM
6 | P023NM | Salazar General Store and Bar | Tank 1 | Tank 1 Compartment | Permanently Out of Use | 3000 | TRUE |  | Gasoline (containing <=10% ethanol) | FALSE | Unknown | Ohkay Owingeh, New Mexico | Salazar General Store and Bar | 19281 Onate St. Hwy 285 and 84 | Hernandez | NM
6 | P023NM | Salazar General Store and Bar | Tank 2 | Tank 2 Compartment | Permanently Out of Use | 3000 | TRUE |  | Gasoline (containing <=10% ethanol) | FALSE | Unknown | Ohkay Owingeh, New Mexico | Salazar General Store and Bar | 19281 Onate St. Hwy 285 and 84 | Hernandez | NM
6 | P026NM | San Pedro Food Mart #92 - Shell | Tank 1 | Tank 1 Compartment | Currently in Use | 10000 | TRUE |  | Gasoline (containing <=10% ethanol) | TRUE | Spill Bucket | Pueblo of Santa Clara, New Mexico | San Pedro Food Mart #92 - Shell | 509 S. Riverside Dr. (Previously 240S and 615 Riverside) | Espanola | NM
6 | P026NM | San Pedro Food Mart #92 - Shell | Tank 3 | Tank 3 Compartment | Currently in Use | 10000 | TRUE |  | Diesel | TRUE | Spill Bucket | Pueblo of Santa Clara, New Mexico | San Pedro Food Mart #92 - Shell | 509 S. Riverside Dr. (Previously 240S and 615 Riverside) | Espanola | NM
6 | P026NM | San Pedro Food Mart #92 - Shell | Tank 2 | Tank 2 Compartment | Currently in Use | 10000 | TRUE |  | Gasoline (containing <=10% ethanol) | TRUE | Spill Bucket | Pueblo of Santa Clara, New Mexico | San Pedro Food Mart #92 - Shell | 509 S. Riverside Dr. (Previously 240S and 615 Riverside) | Espanola | NM
6 | P027NM | Stop and Go | Tank 1 | Tank 1 Compartment | Permanently Out of Use | 12000 | TRUE | 2009-03-26 | Gasoline (containing <=10% ethanol) | TRUE | Spill Bucket | Pueblo of Santa Clara, New Mexico | Stop and Go | 2205 S. Riverside Drive | Espanola | NM
6 | P027NM | Stop and Go | Tank 3 | Tank 3 Compartment | Permanently Out of Use | 12000 | TRUE | 2009-03-26 | Gasoline (containing <=10% ethanol) | TRUE | Spill Bucket | Pueblo of Santa Clara, New Mexico | Stop and Go | 2205 S. Riverside Drive | Espanola | NM
6 | P027NM | Stop and Go | Tank 2 | Tank 2 Compartment | Permanently Out of Use | 12000 | TRUE | 2009-03-26 | Gasoline (containing <=10% ethanol) | TRUE | Spill Bucket | Pueblo of Santa Clara, New Mexico | Stop and Go | 2205 S. Riverside Drive | Espanola | NM
6 | P029NM | La Tiendita del Paisa | Tank 1 | Tank 1 Compartment | Permanently Out of Use | 4000 | TRUE | 2016-08-16 | Gasoline (containing <=10% ethanol) | TRUE | Spill Bucket | Pueblo of Santa Clara, New Mexico | La Tiendita del Paisa | Hwy 76 & McCurdy Rd. E of Espanola | Santa Cruz | NM
6 | P029NM | La Tiendita del Paisa | Tank 2 | Tank 2 Compartment | Permanently Out of Use | 4000 | TRUE | 2016-08-31 | Gasoline (containing <=10% ethanol) | TRUE | Spill Bucket | Pueblo of Santa Clara, New Mexico | La Tiendita del Paisa | Hwy 76 & McCurdy Rd. E of Espanola | Santa Cruz | NM
6 | P031NM | Triple S Short Stop | Tank 1 | Tank 1 Compartment | Currently in Use | 10000 | TRUE |  | Gasoline (containing <=10% ethanol) | TRUE | Spill Bucket | Pueblo of Santa Clara, New Mexico | Triple S Short Stop | 514 Pueblo de Onate Street | Espanola | NM
6 | P031NM | Triple S Short Stop | Tank 2 | Tank 2b | Currently in Use | 4000 | TRUE | 1998-03-28 | Diesel | TRUE |  | Pueblo of Santa Clara, New Mexico | Triple S Short Stop | 514 Pueblo de Onate Street | Espanola | NM
6 | P031NM | Triple S Short Stop | Tank 2 | Tank 2a | Currently in Use | 6000 | TRUE |  | Gasoline (containing <=10% ethanol) | TRUE | Spill Bucket | Pueblo of Santa Clara, New Mexico | Triple S Short Stop | 514 Pueblo de Onate Street | Espanola | NM
6 | P032NM | Allsups #314 | Tank 1 | Tank 1 Compartment | Currently in Use | 10000 | TRUE |  | Gasoline (containing <=10% ethanol) | TRUE | Spill Bucket | Pueblo of Santa Clara, New Mexico | Allsups #314 | 444 N. Riverside Dr. | Espanola | NM
6 | P032NM | Allsups #314 | Tank 3 | Tank 3 Compartment | Currently in Use | 10000 | TRUE |  | Diesel | TRUE | Spill Bucket | Pueblo of Santa Clara, New Mexico | Allsups #314 | 444 N. Riverside Dr. | Espanola | NM
6 | P032NM | Allsups #314 | Tank 2 | Tank 2 Compartment | Currently in Use | 10000 | TRUE |  | Gasoline (containing <=10% ethanol) | TRUE | Spill Bucket | Pueblo of Santa Clara, New Mexico | Allsups #314 | 444 N. Riverside Dr. | Espanola | NM
6 | P035NM | Chevron | Tank 1 | Tank 1 Compartment | Permanently Out of Use | 3000 | TRUE |  | Gasoline (containing <=10% ethanol) | TRUE | Spill Bucket | Pueblo of Taos, New Mexico | Chevron | P.O. Box 1147 | El Prado | NM
6 | P035NM | Chevron | Tank 4 | Tank 4 Compartment | Permanently Out of Use | 10000 | TRUE |  | Gasoline (containing <=10% ethanol) | TRUE | Spill Bucket | Pueblo of Taos, New Mexico | Chevron | P.O. Box 1147 | El Prado | NM
6 | P035NM | Chevron | Tank 3 | Tank 3 Compartment | Permanently Out of Use | 4000 | TRUE |  | Gasoline (containing <=10% ethanol) | TRUE | Spill Bucket | Pueblo of Taos, New Mexico | Chevron | P.O. Box 1147 | El Prado | NM
6 | P035NM | Chevron | Tank 2 | Tank 2 Compartment | Permanently Out of Use | 3000 | TRUE |  | Gasoline (containing <=10% ethanol) | TRUE | Spill Bucket | Pueblo of Taos, New Mexico | Chevron | P.O. Box 1147 | El Prado | NM
6 | P036NM | Mountain View Grocery | Tank 1 | Tank 1 Compartment | Permanently Out of Use | 10000 | TRUE | 2010-06-02 | Gasoline (containing <=10% ethanol) | TRUE | Spill Bucket | Pueblo of Taos, New Mexico | Mountain View Grocery | 1629 Highway 522 | El Prado | NM
6 | P036NM | Mountain View Grocery | Tank 2 | Tank 2 Compartment | Permanently Out of Use | 6000 | TRUE | 2010-06-02 | Gasoline (containing <=10% ethanol) | TRUE | Spill Bucket | Pueblo of Taos, New Mexico | Mountain View Grocery | 1629 Highway 522 | El Prado | NM
6 | P040NM | Mr. Gas #309 | Tank 1 | Tank 1 Compartment | Permanently Out of Use | 10000 | TRUE | 2005-04-15 | Gasoline (containing <=10% ethanol) | FALSE | Unknown | Pueblo of Taos, New Mexico | Mr. Gas #309 | 816 Paseo del Norte | El Prado | NM
6 | P040NM | Mr. Gas #309 | Tank 2 | Tank 2 Compartment | Permanently Out of Use | 6000 | TRUE | 2005-04-15 | Gasoline (containing <=10% ethanol) | FALSE | Unknown | Pueblo of Taos, New Mexico | Mr. Gas #309 | 816 Paseo del Norte | El Prado | NM
6 | P041NM | Allsups #317 | Tank 1 | Tank 1 Compartment | Permanently Out of Use | 10000 | TRUE |  | Gasoline (containing <=10% ethanol) | TRUE | Spill Bucket | Pueblo of Taos, New Mexico | Allsups #317 | 507 Paseo Del Pueblo Norte | El Prado | NM
6 | P041NM | Allsups #317 | Tank 5 | Tank 5b | Currently in Use | 5000 | TRUE | 2003-01-01 | Diesel | TRUE |  | Pueblo of Taos, New Mexico | Allsups #317 | 507 Paseo Del Pueblo Norte | El Prado | NM
6 | P041NM | Allsups #317 | Tank 5 | Tank 5a | Currently in Use | 6000 | TRUE |  | Gasoline (containing <=10% ethanol) | TRUE | Spill Bucket | Pueblo of Taos, New Mexico | Allsups #317 | 507 Paseo Del Pueblo Norte | El Prado | NM
6 | P041NM | Allsups #317 | Tank 4 | Tank 4 Compartment | Currently in Use | 12000 | TRUE |  | Gasoline (containing <=10% ethanol) | TRUE | Spill Bucket | Pueblo of Taos, New Mexico | Allsups #317 | 507 Paseo Del Pueblo Norte | El Prado | NM
6 | P041NM | Allsups #317 | Tank 3 | Tank 3 Compartment | Permanently Out of Use | 10000 | TRUE |  | Gasoline (containing <=10% ethanol) | TRUE | Spill Bucket | Pueblo of Taos, New Mexico | Allsups #317 | 507 Paseo Del Pueblo Norte | El Prado | NM
6 | P041NM | Allsups #317 | Tank 2 | Tank 2 Compartment | Permanently Out of Use | 10000 | TRUE |  | Gasoline (containing <=10% ethanol) | TRUE | Spill Bucket | Pueblo of Taos, New Mexico | Allsups #317 | 507 Paseo Del Pueblo Norte | El Prado | NM
6 | P048NM | San Pedro Mustang #41 | Tank 1 | Tank 1 Compartment | Temporarily Out of Use | 10000 | TRUE | 2009-06-12 | Diesel | TRUE | Spill Bucket | Pueblo of Santa Clara, New Mexico | San Pedro Mustang #41 | 803 S. Riverside Dr. (previously 286 S Riverside) | Espanola | NM
6 | P048NM | San Pedro Mustang #41 | Tank 3 | Tank 3 Compartment | Temporarily Out of Use | 15000 | TRUE | 2009-06-12 | Gasoline (containing <=10% ethanol) | TRUE | Spill Bucket | Pueblo of Santa Clara, New Mexico | San Pedro Mustang #41 | 803 S. Riverside Dr. (previously 286 S Riverside) | Espanola | NM
6 | P048NM | San Pedro Mustang #41 | Tank 2 | Tank 2 Compartment | Temporarily Out of Use | 15000 | TRUE | 2009-06-12 | Gasoline (containing <=10% ethanol) | TRUE | Spill Bucket | Pueblo of Santa Clara, New Mexico | San Pedro Mustang #41 | 803 S. Riverside Dr. (previously 286 S Riverside) | Espanola | NM
6 | P087NM | Pojoaque Texaco (Sam's Texaco) | Tank 1 | Tank 1 Compartment | Permanently Out of Use | 8000 | TRUE |  | Gasoline (containing <=10% ethanol) | TRUE | Unknown | Pueblo of Pojoaque, New Mexico | Pojoaque Texaco (Sam's Texaco) | Rt. 11 Pueblo Plaza | Santa Fe | NM
6 | P087NM | Pojoaque Texaco (Sam's Texaco) | Tank 4 | Tank 4 Compartment | Permanently Out of Use | 5000 | TRUE |  | Diesel | TRUE | Unknown | Pueblo of Pojoaque, New Mexico | Pojoaque Texaco (Sam's Texaco) | Rt. 11 Pueblo Plaza | Santa Fe | NM
6 | P087NM | Pojoaque Texaco (Sam's Texaco) | Tank 3 | Tank 3 Compartment | Permanently Out of Use | 5000 | TRUE |  | Gasoline (containing <=10% ethanol) | TRUE | Unknown | Pueblo of Pojoaque, New Mexico | Pojoaque Texaco (Sam's Texaco) | Rt. 11 Pueblo Plaza | Santa Fe | NM
6 | P087NM | Pojoaque Texaco (Sam's Texaco) | Tank 2 | Tank 2 Compartment | Permanently Out of Use | 8000 | TRUE |  | Gasoline (containing <=10% ethanol) | TRUE | Unknown | Pueblo of Pojoaque, New Mexico | Pojoaque Texaco (Sam's Texaco) | Rt. 11 Pueblo Plaza | Santa Fe | NM
6 | P139NM | Visarraga's Self Service | Tank 1 | Tank 1 Compartment | Permanently Out of Use | 5000 | TRUE |  | Gasoline (containing <=10% ethanol) | FALSE | Unknown | Pueblo of Picuris, New Mexico | Visarraga's Self Service | Main St. | Penasco | NM
6 | P139NM | Visarraga's Self Service | Tank 2 | Tank 2 Compartment | Permanently Out of Use | 5000 | TRUE |  | Gasoline (containing <=10% ethanol) | FALSE | Unknown | Pueblo of Picuris, New Mexico | Visarraga's Self Service | Main St. | Penasco | NM
6 | P154NM | Big Chief Store | Tank 1 | Tank 1a | Permanently Out of Use | 2000 | TRUE | 2023-04-25 | Other | TRUE | Spill Bucket | Mescalero Apache Tribe of the Mescalero Reservation, New Mexico | Big Chief Store | 24361 Hwy 70 | Mescalero | NM
6 | P154NM | Big Chief Store | Tank 2 | Tank 2b | Permanently Out of Use | 2000 | TRUE | 2023-04-25 | Other | TRUE | Spill Bucket | Mescalero Apache Tribe of the Mescalero Reservation, New Mexico | Big Chief Store | 24361 Hwy 70 | Mescalero | NM
6 | P154NM | Big Chief Store | Tank 1 | Tank 1b | Permanently Out of Use | 2000 | TRUE | 2023-04-25 | Other | TRUE |  | Mescalero Apache Tribe of the Mescalero Reservation, New Mexico | Big Chief Store | 24361 Hwy 70 | Mescalero | NM
6 | P154NM | Big Chief Store | Tank 2 | Tank 2a | Permanently Out of Use | 2000 | TRUE | 2023-04-25 | Other | TRUE | Spill Bucket | Mescalero Apache Tribe of the Mescalero Reservation, New Mexico | Big Chief Store | 24361 Hwy 70 | Mescalero | NM
6 | P159NM | Paraje Trading Post | Tank 1 | Tank 1 Compartment | Permanently Out of Use | 2500 | TRUE |  | Gasoline (containing <=10% ethanol) | FALSE | Unknown | Pueblo of Laguna, New Mexico | Paraje Trading Post | State Road 124 | Laguna | NM
6 | P159NM | Paraje Trading Post | Tank 2 | Tank 2 Compartment | Permanently Out of Use | 1200 | TRUE |  | Gasoline (containing <=10% ethanol) | FALSE | Unknown | Pueblo of Laguna, New Mexico | Paraje Trading Post | State Road 124 | Laguna | NM
6 | P159NM | Paraje Trading Post | Tank 3 | Tank 3 Compartment | Permanently Out of Use | 1000 | TRUE |  | Gasoline (containing <=10% ethanol) | FALSE | Unknown | Pueblo of Laguna, New Mexico | Paraje Trading Post | State Road 124 | Laguna | NM
6 | P159NM | Paraje Trading Post | Tank 4 | Tank 4 Compartment | Permanently Out of Use | 500 | TRUE |  | Gasoline (containing <=10% ethanol) | FALSE | Unknown | Pueblo of Laguna, New Mexico | Paraje Trading Post | State Road 124 | Laguna | NM
6 | P160NM | Tom Dailey's Garage | Tank 1 | Tank 1 Compartment | Permanently Out of Use | 3000 | TRUE |  | Gasoline (containing <=10% ethanol) | FALSE | Unknown | Pueblo of Laguna, New Mexico | Tom Dailey's Garage | State Road 124 | Laguna | NM
6 | P160NM | Tom Dailey's Garage | Tank 2 | Tank 2 Compartment | Permanently Out of Use | 1000 | TRUE |  | Gasoline (containing <=10% ethanol) | FALSE | Unknown | Pueblo of Laguna, New Mexico | Tom Dailey's Garage | State Road 124 | Laguna | NM
6 | P160NM | Tom Dailey's Garage | Tank 3 | Tank 3 Compartment | Permanently Out of Use | 500 | TRUE |  | Gasoline (containing <=10% ethanol) | FALSE | Unknown | Pueblo of Laguna, New Mexico | Tom Dailey's Garage | State Road 124 | Laguna | NM
6 | P160NM | Tom Dailey's Garage | Tank 4 | Tank 4 Compartment | Permanently Out of Use | 500 | TRUE |  | Gasoline (containing <=10% ethanol) | FALSE | Unknown | Pueblo of Laguna, New Mexico | Tom Dailey's Garage | State Road 124 | Laguna | NM
6 | P161NM | Pete Johnson Gas Station & Garage | Tank 1 | Tank 1 Compartment | Permanently Out of Use | 500 | TRUE |  | Gasoline (containing <=10% ethanol) | FALSE | Unknown | Pueblo of Laguna, New Mexico | Pete Johnson Gas Station & Garage | State Road 124 | Laguna | NM
6 | P164NM | Red Top Station & CafÃ© | Tank 1 | Tank 1 Compartment | Permanently Out of Use | 500 | TRUE |  | Gasoline (containing <=10% ethanol) | FALSE | Unknown | Pueblo of Laguna, New Mexico | Red Top Station & CafÃ© | State Road 124 | Laguna | NM
6 | P170NM | Espanola Bulk Plant | Tank 1 | Tank 1 Compartment | Permanently Out of Use | 10000 | TRUE |  | Gasoline (containing <=10% ethanol) | FALSE | Unknown | Pueblo of Santa Clara, New Mexico | Espanola Bulk Plant | 240 S. Riverside Dr. | Espanola | NM
6 | P170NM | Espanola Bulk Plant | Tank 2 | Tank 2 Compartment | Permanently Out of Use | 5000 | TRUE |  | Gasoline (containing <=10% ethanol) | FALSE | Unknown | Pueblo of Santa Clara, New Mexico | Espanola Bulk Plant | 240 S. Riverside Dr. | Espanola | NM
6 | P170NM | Espanola Bulk Plant | Tank 3 | Tank 3 Compartment | Permanently Out of Use | 5000 | TRUE |  | Gasoline (containing <=10% ethanol) | FALSE | Unknown | Pueblo of Santa Clara, New Mexico | Espanola Bulk Plant | 240 S. Riverside Dr. | Espanola | NM
6 | P170NM | Espanola Bulk Plant | Tank 4 | Tank 4 Compartment | Permanently Out of Use | 5000 | TRUE |  | Diesel | FALSE | Unknown | Pueblo of Santa Clara, New Mexico | Espanola Bulk Plant | 240 S. Riverside Dr. | Espanola | NM
6 | P171NM | Kimbal's | Tank 1 | Tank 1 Compartment | Permanently Out of Use | 1000 | TRUE |  | Gasoline (containing <=10% ethanol) | FALSE | Unknown | Pueblo of Picuris, New Mexico | Kimbal's | Main Street | Chamisal | NM
6 | P171NM | Kimbal's | Tank 2 | Tank 2 Compartment | Permanently Out of Use | 1000 | TRUE |  | Gasoline (containing <=10% ethanol) | FALSE | Unknown | Pueblo of Picuris, New Mexico | Kimbal's | Main Street | Chamisal | NM
6 | P192NM | Allsup's #323 | Tank 1 | Tank 1 Compartment | Permanently Out of Use | 8000 | TRUE |  | Gasoline (containing <=10% ethanol) | FALSE | Unknown | Pueblo of Tesuque, New Mexico | Allsup's #323 | Rt. 5, Box 36A | Santa Fe | NM
6 | P192NM | Allsup's #323 | Tank 2 | Tank 2 Compartment | Permanently Out of Use | 8000 | TRUE |  | Gasoline (containing <=10% ethanol) | FALSE | Unknown | Pueblo of Tesuque, New Mexico | Allsup's #323 | Rt. 5, Box 36A | Santa Fe | NM
6 | P203NM | Penasco Service Station | Tank 1 | Tank 1 Compartment | Permanently Out of Use | 500 | TRUE |  | Gasoline (containing <=10% ethanol) | FALSE | Unknown | Pueblo of Picuris, New Mexico | Penasco Service Station | Hwy's 75 & 73 | Penasco | NM
6 | P203NM | Penasco Service Station | Tank 2 | Tank 2 Compartment | Permanently Out of Use | 1000 | TRUE |  | Gasoline (containing <=10% ethanol) | FALSE | Unknown | Pueblo of Picuris, New Mexico | Penasco Service Station | Hwy's 75 & 73 | Penasco | NM
6 | P203NM | Penasco Service Station | Tank 3 | Tank 3 Compartment | Permanently Out of Use | 4000 | TRUE |  | Gasoline (containing <=10% ethanol) | FALSE | Unknown | Pueblo of Picuris, New Mexico | Penasco Service Station | Hwy's 75 & 73 | Penasco | NM
6 | P204NM | Jimmy's Conoco | Tank 1 | Tank 1 Compartment | Permanently Out of Use | 1000 | TRUE |  | Gasoline (containing <=10% ethanol) | FALSE | Unknown | Pueblo of Cochiti, New Mexico | Jimmy's Conoco | Hwy. 22 | Pena Blanca | NM
6 | P204NM | Jimmy's Conoco | Tank 2 | Tank 2 Compartment | Permanently Out of Use | 2000 | TRUE |  | Gasoline (containing <=10% ethanol) | FALSE | Unknown | Pueblo of Cochiti, New Mexico | Jimmy's Conoco | Hwy. 22 | Pena Blanca | NM
6 | P214NM | Malco Station | Tank 1 | Tank 1 Compartment | Permanently Out of Use | 10000 | TRUE |  | Gasoline (containing <=10% ethanol) | FALSE | Unknown | Zuni Tribe of the Zuni Reservation, New Mexico | Malco Station | State Hwy. 53 | Zuni | NM
6 | P214NM | Malco Station | Tank 2 | Tank 2 Compartment | Permanently Out of Use | 6000 | TRUE |  | Gasoline (containing <=10% ethanol) | FALSE | Unknown | Zuni Tribe of the Zuni Reservation, New Mexico | Malco Station | State Hwy. 53 | Zuni | NM
6 | P214NM | Malco Station | Tank 3 | Tank 3 Compartment | Permanently Out of Use | 4000 | TRUE |  | Gasoline (containing <=10% ethanol) | FALSE | Unknown | Zuni Tribe of the Zuni Reservation, New Mexico | Malco Station | State Hwy. 53 | Zuni | NM
6 | P214NM | Malco Station | Tank 4 | Tank 4 Compartment | Permanently Out of Use | 4000 | TRUE |  | Diesel | FALSE | Unknown | Zuni Tribe of the Zuni Reservation, New Mexico | Malco Station | State Hwy. 53 | Zuni | NM
6 | P328NM | Murphy's Express #8693 | Tank 1 | Tank 1 Compartment | Currently in Use | 20000 | TRUE |  | Gasoline (containing <=10% ethanol) | TRUE | Spill Bucket | Ohkay Owingeh, New Mexico | Murphy's Express #8693 | 1628 N. Riverside | Espanola | NM
6 | P328NM | Murphy's Express #8693 | Tank 2 | Tank 2b | Currently in Use | 8000 | TRUE | 2013-06-25 | Gasoline (containing <=10% ethanol) | TRUE |  | Ohkay Owingeh, New Mexico | Murphy's Express #8693 | 1628 N. Riverside | Espanola | NM
6 | P328NM | Murphy's Express #8693 | Tank 2 | Tank 2a | Currently in Use | 12000 | TRUE |  | Diesel | TRUE | Spill Bucket | Ohkay Owingeh, New Mexico | Murphy's Express #8693 | 1628 N. Riverside | Espanola | NM
6 | P353NM | Smith's Food and Drug #426 | Tank 1 | Tank 1a | Currently in Use | 20000 | TRUE |  | Gasoline (containing <=10% ethanol) | TRUE | Spill Bucket | Pueblo of Taos, New Mexico | Smith's Food and Drug #426 | 224 Paseo Del Pueblo Sur | Taos | NM
6 | P353NM | Smith's Food and Drug #426 | Tank 3 | Tank 2b | Currently in Use | 8000 | TRUE | 2008-09-25 | Gasoline Containing >10% Ethanol | TRUE |  | Pueblo of Taos, New Mexico | Smith's Food and Drug #426 | 224 Paseo Del Pueblo Sur | Taos | NM
6 | P353NM | Smith's Food and Drug #426 | Tank 1 | Tank 1b | Currently in Use | 8000 | TRUE | 2008-09-25 | Gasoline (containing <=10% ethanol) | TRUE |  | Pueblo of Taos, New Mexico | Smith's Food and Drug #426 | 224 Paseo Del Pueblo Sur | Taos | NM
6 | P353NM | Smith's Food and Drug #426 | Tank 3 | Tank 2a | Currently in Use | 8000 | TRUE |  | Diesel | TRUE | Spill Bucket | Pueblo of Taos, New Mexico | Smith's Food and Drug #426 | 224 Paseo Del Pueblo Sur | Taos | NM
6 | P357NM | Giant #6082 | Tank 1 | Tank 1 Compartment | Currently in Use | 15000 | TRUE |  | Gasoline (containing <=10% ethanol) | TRUE | Spill Bucket | Pueblo of Taos, New Mexico | Giant #6082 | 1318 Paseo Del Norte | El Prado | NM
6 | P357NM | Giant #6082 | Tank 2 | Tank 2b | Currently in Use | 7000 | TRUE | 2015-03-06 | Gasoline (containing <=10% ethanol) | TRUE | Spill Bucket | Pueblo of Taos, New Mexico | Giant #6082 | 1318 Paseo Del Norte | El Prado | NM
6 | P357NM | Giant #6082 | Tank 2 | Tank 2a | Currently in Use | 8000 | TRUE |  | Diesel | TRUE | Spill Bucket | Pueblo of Taos, New Mexico | Giant #6082 | 1318 Paseo Del Norte | El Prado | NM
6 | P361NM | Laguna Bus Barn (Grants-Cibola Cnty School Maint. Yd.) | Tank 1 | Tank 1 Compartment | Permanently Out of Use | 2000 | TRUE |  | Gasoline (containing <=10% ethanol) | FALSE | Unknown | Pueblo of Laguna, New Mexico | Laguna Bus Barn (Grants-Cibola Cnty School Maint. Yd.) | Cypress Road | Casa Blanca | NM
6 | P376OK | Loves Travel Stop 712 | Tank 1 | Tank 1 Compartment | Currently in Use | 20000 | TRUE |  | Gasohol 10% or less | TRUE | Spill Bucket | The Chickasaw Nation | Loves Travel Stop 712 | I-44 at NW/NE 24th Street | Newcastle | OK
6 | P376OK | Loves Travel Stop 712 | Tank 2 | Tank 2b | Currently in Use | 8000 | TRUE | 2017-02-27 | Gasoline (containing <=10% ethanol) | TRUE | Spill Bucket | The Chickasaw Nation | Loves Travel Stop 712 | I-44 at NW/NE 24th Street | Newcastle | OK
6 | P376OK | Loves Travel Stop 712 | Tank 2 | Tank 2a | Currently in Use | 12000 | TRUE |  | Gasoline (containing <=10% ethanol) | TRUE | Spill Bucket | The Chickasaw Nation | Loves Travel Stop 712 | I-44 at NW/NE 24th Street | Newcastle | OK
6 | P376OK | Loves Travel Stop 712 | Tank 3 | Tank 4 Compartment | Currently in Use | 30000 | TRUE |  | Diesel | TRUE | Spill Bucket | The Chickasaw Nation | Loves Travel Stop 712 | I-44 at NW/NE 24th Street | Newcastle | OK
6 | P376OK | Loves Travel Stop 712 | Tank 4 | Tank 5 Compartment | Currently in Use | 30000 | TRUE |  | Diesel | TRUE | Spill Bucket | The Chickasaw Nation | Loves Travel Stop 712 | I-44 at NW/NE 24th Street | Newcastle | OK
6 | P376OK | Loves Travel Stop 712 | Tank 5 | Tank 6 Compartment | Currently in Use | 20000 | TRUE |  | Biodiesel | TRUE | Spill Bucket | The Chickasaw Nation | Loves Travel Stop 712 | I-44 at NW/NE 24th Street | Newcastle | OK
6 | P386NM | Chevron #76082 | 1 | 1A | Permanently Out of Use | 10000 | TRUE | 1989-01-01 | Gasoline (containing <=10% ethanol) |  |  | Mescalero Apache Tribe of the Mescalero Reservation, New Mexico | Chevron #76082 | Hwy 70 | Mescalero | NM | 88340
6 | P386NM | Chevron #76082 | 2 | 2A | Permanently Out of Use | 10000 | TRUE | 1989-01-01 | Gasoline (containing <=10% ethanol) |  |  | Mescalero Apache Tribe of the Mescalero Reservation, New Mexico | Chevron #76082 | Hwy 70 | Mescalero | NM | 88340
6 | P386NM | Chevron #76082 | 3 | 3A | Permanently Out of Use | 10000 | TRUE | 1989-01-01 | Gasoline (containing <=10% ethanol) |  |  | Mescalero Apache Tribe of the Mescalero Reservation, New Mexico | Chevron #76082 | Hwy 70 | Mescalero | NM | 88340
6 | P386NM | Chevron #76082 | 4 | 4A | Permanently Out of Use | 500 | TRUE | 1989-01-01 | Used Oil |  |  | Mescalero Apache Tribe of the Mescalero Reservation, New Mexico | Chevron #76082 | Hwy 70 | Mescalero | NM | 88340