## Cover Page
PUBLIC RELEASE DRAFT
JULY 20206
Draft Surface Water Concentration Modeling for trans-1,2-Dichloroethylene
CASRN 156-60-5
July 2026

## ReadMe
This file documents retrieved DMR and TRI releases for reporting years 2019-2023
Summary of Worksheets | Description
EFAST Data | Listing of all reported releases to surface water across all reporting years from 2019-2023 for DMR and TRI. Used for Tier 1 analysis. Includes:
• Data entries of each facility including name, geographic location, latitude/longitude, and identified OES/NAICS and amount of trans-1,2-Dichloroethylene released (column A - T).
• Permitting information including receiving waterbody and available NPDES, receiving waterbody flows, NPDES permitting information (Column U - BN)
• Surface Water Concentrations (SWC) estimates including days of release evaluated, daily release, SWCs for 7Q10, HM, and 30Q5 flow metrics (Column BO - BS)
• Environmental Exposure information including environmental COCs (Column BT - CG)
• TRI Reporting Information (Column CH - CX)
• Environmental Exposure information for 21 day scenario (Column CY - DF)
Refined EFAST Data | Listing of all reported releases to surface water across all reporting years from 2019-2023 for DMR and TRI. Represents results for Tier 2 evaluation where releases for individual facilities or years may have been refined based on results from Tier 1 estimation of environmental and general population exposure and preliminary risk. Column labels match those in "EFAST Data Tab" as described above.
Max Summary_21d | Listing of highest per facility 21-day release (kg/d) across all reported years following Tier 2 analysis
OES 1 | Listing of highest per facility release across all reporting years for Manufacturing OES
OES 2 | Listing of highest per facility release across all reporting years for Manufacturing as Byproduct OES
OES 3 | Listing of highest per facility release across all reporting years for Processing – Incorporation into Formulation, Mixture or Reaction Product
OES 4 | Listing of highest per facility release across all reporting years for Waste Handling, Treatment, and Disposal (Landfill)
OES 5 | Listing of highest per facility release across all reporting years for Waste Handling, Treatment, and Disposal (POTW)
OES 6 | Listing of highest per facility release across all reporting years for Waste Handling, Disposal and Treatment (Remediation or Monitoring) OES
OES 7 | Listing of highest per facility release across all reporting years for Waste Handling, Treatment, and Disposal (non-POTW WWT)
max_7Q10_summary | Listing of highest facility 7Q10 surface water concentration per OES across all reporting years following Tier 2 analysis

## EFAST Data
Reporting.Year | Facility.Name | FRS.ID | NPDES | City | County | State | ...8 | Facility.Latitude | Facility.Longitude | TRI.Facility | X4.Digit.SIC.Code | SIC.Description | NAICS | NAICS.meaning | IS.Code | Industry.Sector.Designation | OES | X..of.Outfalls | Total.Annual.Discharge..kg.yr. | NPDES.Permit.Number | Watershed.Name | HUC.12.Code | EPA.QC.notes | NPDES1 | NPDES2 | NPDES3 | DataYr | ReachCode | WbName | FacilityDesignFlow | ActualAvgFacilityFlow | AvgFacilityFlow | From | PlantFlowMGD | PlantFlowCFS | COMID | GNIS_NAME | StreamOrde | QE_MA | QE_01 | QE_02 | QE_03 | QE_04 | QE_05 | QE_06 | QE_07 | QE_08 | QE_09 | QE_10 | QE_11 | QE_12 | MinMonth | calc30Q5cfs | calc30Q5mld | calc7Q10mld | calcAMmld | calcHMmld | PlantFlowMLD | Pick30Q5mld | Note30Q5 | PickHMmld | NoteHM | Pick7Q10mld | Note7Q10 | QC.Notes | Days | Daily.release (kg/day) | 7Q10 conc (ug/L) | 30Q5 conc (ug/L) | HMC (ug/L) | AcuteAquaticVert | AcuteAquaticVertDays | AcuteAquaticInvert | AcuteAquaticInvertDays | Algae | AlgaeDays | ChronicAquaticInvert | ChronicAquaticInvertDays | ChronicAquaticVert | ChronicAquaticVertDays | SedimentInvert | SedimentInvertDays | RQ_chronic | RQ_acute | .source | Facility.Street | Facility.Zip.Code | TRIFD | Form.Type | NAICS.Code | NAICS.Description | IS.Code.and.Description | Indirect.or.Direct.Discharger | Release.Pattern | On.site.Water.Release..lbs. | On.site.Water.Release..kg. | Total.transfers.to.POTW.for.treatment.and.release..lbs. | Total.transfers.to.POTW.for.treatment.and.release..kg. | Transfers.for.wastewater.treatment..non.POTW...lbs. | Transfers.for.wastewater.treatment..non.POTW...kg. | Basis.for.OES | Eco.21.day.release.kg.day | 7Q10 conc (ug/L) 21day | 30Q5 conc (ug/L) 21day | HMC (ug/L) 21day | RQ.Chronic.21 | RQ.Acute.21 | Risk.flag | Flow.Source
2020 | US DOE KANSAS CITY PLANT | 110017979810 | MO0004863 | KANSAS CITY | JACKSON | MO |  | 38.959 | -94.5766 |  | 6552 | Subdividers and Developers, Nec | 237210 | Land Subdivision | IS5 | Construction | Waste handling, treatment, and disposal - Remediation or Monitoring | 6 | 0.1068 | MO0004863 | Brush Creek-Blue River | 1.03E+11 | NAICS sounds like Groundwater Remediation or Groundwater/Surfacewater monitoring | MO0004863 |  |  | 2023 | 1.03E+13 | BLUE R., TRIBUTARY TO BLUE R., TRIBUTARY TO INDIAN CR. |  |  | 0.050726 | NPDES | 0.050726 | 0.078485 | 4392653 |  | 1 | 3.979 | 2.956 | 4.475 | 11.69 | 10.176 | 6.904 | 5.518 | 3.243 | 1.485 | 1.865 | 2.614 | 6.883 | 4.504 | QE_08 | 1.485 | 3.6308 | 2.0245 | 9.7286 | 5.0551 | 0.1919 | 3.6308 | 30Q5 Flow | 5.0551 | HM Flow | 2.0245 | 7Q10 Flow |  | 365 | 0.0002926 | 0.14453 | 0.080587 | 0.057882 | 3 | 4 | 0 | 0 | 39 | 1 | 0 | 0 | 0.788 | 32 | 0 | 0 | 0.00018341 | 4.8177e-05 | DMR | [16 empty] | 0.0050856 | 2.5121 | 1.4007 | 1.006 | 0.0031879 | 0.00083736 | NO | NHDPlus
2019 | VENETIAN HOTEL AND CASINO | 110004306938 | NV0022888 | LAS VEGAS | CLARK COUNTY | NV |  | 36.1221 | -115.1714 |  | 7011 | Hotels and Motels | 721199 | All Other Traveler Accommodation | NAICS/SIC Not Provided | NAICS/SIC Not Provided | Waste handling, treatment, and disposal - Remediation or Monitoring | 6 | 0.19892 | NV0022888 | City of Las Vegas-Las Vegas Wash | 1.5E+11 | Uncertain, possibly a remediation site | NV0022888 |  |  | 2023 | 1.5E+13 | LAS VEGAS WASH VIA CLARK COUNTY STORM DRAIN SYSTEM | 0.864 | 0.864 | 0.056359 | NPDES | 0.864 | 1.3368 | 22069994 | Flamingo Wash | 3 | 2.141 | 13.016 | 10.823 | 5.581 | 1.049 | 0.864 | 0 | 0.726 | 1.979 | 1.466 | 1.261 | 3.142 | 18.234 | QE_06 | 0.726 | 1.7751 | 0.96511 | 5.2347 | 2.5051 | 3.2685 | 3.2685 | Plant Flow | 3.2685 | Plant Flow | 3.2685 | Plant Flow |  | 365 | 0.00054498 | 0.16674 | 0.16674 | 0.16674 | 3 | 4 | 0 | 0 | 39 | 1 | 0 | 0 | 0.788 | 32 | 0 | 0 | 0.0002116 | 5.558e-05 | DMR | [16 empty] | 0.0094723 | 2.8981 | 2.8981 | 2.8981 | 0.0036778 | 0.00096603 | NO | PlantFlow
2020 | VENETIAN HOTEL AND CASINO | 110004306938 | NV0022888 | LAS VEGAS | CLARK COUNTY | NV |  | 36.1221 | -115.1714 |  | 7011 | Hotels and Motels | 721199 | All Other Traveler Accommodation | NAICS/SIC Not Provided | NAICS/SIC Not Provided | Waste handling, treatment, and disposal - Remediation or Monitoring | 6 | 0.063978 | NV0022888 | City of Las Vegas-Las Vegas Wash | 1.5E+11 | Uncertain, possibly a remediation site | NV0022888 |  |  | 2023 | 1.5E+13 | LAS VEGAS WASH VIA CLARK COUNTY STORM DRAIN SYSTEM | 0.864 | 0.864 | 0.056359 | NPDES | 0.864 | 1.3368 | 22069994 | Flamingo Wash | 3 | 2.141 | 13.016 | 10.823 | 5.581 | 1.049 | 0.864 | 0 | 0.726 | 1.979 | 1.466 | 1.261 | 3.142 | 18.234 | QE_06 | 0.726 | 1.7751 | 0.96511 | 5.2347 | 2.5051 | 3.2685 | 3.2685 | Plant Flow | 3.2685 | Plant Flow | 3.2685 | Plant Flow |  | 365 | 0.00017528 | 0.053628 | 0.053628 | 0.053628 | 3 | 4 | 0 | 0 | 39 | 1 | 0 | 0 | 0.788 | 32 | 0 | 0 | 6.8056e-05 | 1.7876e-05 | DMR | [16 empty] | 0.0030466 | 0.93211 | 0.93211 | 0.93211 | 0.0011829 | 0.0003107 | NO | PlantFlow
2021 | VENETIAN HOTEL AND CASINO | 110004306938 | NV0022888 | LAS VEGAS | CLARK COUNTY | NV |  | 36.1221 | -115.1714 |  | 7011 | Hotels and Motels | 721199 | All Other Traveler Accommodation | NAICS/SIC Not Provided | NAICS/SIC Not Provided | Waste handling, treatment, and disposal - Remediation or Monitoring | 6 | 0.26436 | NV0022888 | City of Las Vegas-Las Vegas Wash | 1.5E+11 | Uncertain, possibly a remediation site | NV0022888 |  |  | 2023 | 1.5E+13 | LAS VEGAS WASH VIA CLARK COUNTY STORM DRAIN SYSTEM | 0.864 | 0.864 | 0.056359 | NPDES | 0.864 | 1.3368 | 22069994 | Flamingo Wash | 3 | 2.141 | 13.016 | 10.823 | 5.581 | 1.049 | 0.864 | 0 | 0.726 | 1.979 | 1.466 | 1.261 | 3.142 | 18.234 | QE_06 | 0.726 | 1.7751 | 0.96511 | 5.2347 | 2.5051 | 3.2685 | 3.2685 | Plant Flow | 3.2685 | Plant Flow | 3.2685 | Plant Flow |  | 365 | 0.00072427 | 0.22159 | 0.22159 | 0.22159 | 3 | 4 | 0 | 0 | 39 | 1 | 0 | 0 | 0.788 | 32 | 0 | 0 | 0.00028121 | 7.3864e-05 | DMR | [16 empty] | 0.012588 | 3.8515 | 3.8515 | 3.8515 | 0.0048877 | 0.0012838 | NO | PlantFlow
2022 | VENETIAN HOTEL AND CASINO | 110004306938 | NV0022888 | LAS VEGAS | CLARK COUNTY | NV |  | 36.1221 | -115.1714 |  | 7011 | Hotels and Motels | 721199 | All Other Traveler Accommodation | NAICS/SIC Not Provided | NAICS/SIC Not Provided | Waste handling, treatment, and disposal - Remediation or Monitoring | 5 | 0.63355 | NV0022888 | City of Las Vegas-Las Vegas Wash | 1.5E+11 | Uncertain, possibly a remediation site | NV0022888 |  |  | 2023 | 1.5E+13 | LAS VEGAS WASH VIA CLARK COUNTY STORM DRAIN SYSTEM | 0.864 | 0.864 | 0.056359 | NPDES | 0.864 | 1.3368 | 22069994 | Flamingo Wash | 3 | 2.141 | 13.016 | 10.823 | 5.581 | 1.049 | 0.864 | 0 | 0.726 | 1.979 | 1.466 | 1.261 | 3.142 | 18.234 | QE_06 | 0.726 | 1.7751 | 0.96511 | 5.2347 | 2.5051 | 3.2685 | 3.2685 | Plant Flow | 3.2685 | Plant Flow | 3.2685 | Plant Flow |  | 365 | 0.0017358 | 0.53106 | 0.53106 | 0.53106 | 3 | 4 | 0 | 0 | 39 | 1 | 0 | 0 | 0.788 | 32 | 0 | 0 | 0.00067393 | 0.00017702 | DMR | [16 empty] | 0.030169 | 9.2303 | 9.2303 | 9.2303 | 0.011714 | 0.0030768 | NO | PlantFlow
2019 | SANTA ROSA WATER - LAGUNA TREATMENT PLANT | 110000730460 | CA0022764 | SANTA ROSA | SONOMA | CA |  | 38.3688 | -122.7686 |  | 4952 | Sewerage Systems | 221320 | Sewage Treatment Facilities | IS4 | Utilities | Waste handling, treatment, and disposal - POTW | 4 | 11.2074 | CA0022764 | Upper Laguna De Santa Rosa | 1.8E+11 | NAICS/SIC indication | CAL022764 | CA0022764 |  | 2023 | 1.8E+13 | LAGUNA DE SANTA ROSA, SANTA ROSA CREEK | 64 |  | 1.4233 | NPDES | 1.4233 | 2.2022 | 8273639 | Santa Rosa Creek | 4 | 93.428 | 270.081 | 279.543 | 228.629 | 120.806 | 68.576 | 43.448 | 15.482 | 5.188 | 6.338 | 8.023 | 22.59 | 108.976 | QE_08 | 5.188 | 12.6846 | 7.391 | 228.4303 | 45.9741 | 5.3844 | 12.6846 | 30Q5 Flow | 45.9741 | HM Flow | 7.391 | 7Q10 Flow |  | 365 | 0.030705 | 4.1544 | 2.4207 | 0.66788 | 3 | 4 | 0 | 0 | 39 | 1 | 0 | 0 | 0.788 | 32 | 0 | 0 | 0.0052721 | 0.0013848 | DMR | [16 empty] | 0.53368 | 72.2071 | 42.0735 | 11.6084 | 0.091633 | 0.024069 | NO | NHDPlus
2019 | US DOE KANSAS CITY PLANT | 110017979810 | MO0004863 | KANSAS CITY | JACKSON | MO |  | 38.959 | -94.5766 |  | 6552 | Subdividers and Developers, Nec | 237210 | Land Subdivision | IS5 | Construction | Waste handling, treatment, and disposal - Remediation or Monitoring | 4 | 1.2852 | MO0004863 | Brush Creek-Blue River | 1.03E+11 | NAICS sounds like Groundwater Remediation or Groundwater/Surfacewater monitoring | MO0004863 |  |  | 2023 | 1.03E+13 | BLUE R., TRIBUTARY TO BLUE R., TRIBUTARY TO INDIAN CR. |  |  | 0.050726 | NPDES | 0.050726 | 0.078485 | 4392653 |  | 1 | 3.979 | 2.956 | 4.475 | 11.69 | 10.176 | 6.904 | 5.518 | 3.243 | 1.485 | 1.865 | 2.614 | 6.883 | 4.504 | QE_08 | 1.485 | 3.6308 | 2.0245 | 9.7286 | 5.0551 | 0.1919 | 3.6308 | 30Q5 Flow | 5.0551 | HM Flow | 2.0245 | 7Q10 Flow |  | 365 | 0.003521 | 1.7392 | 0.96977 | 0.69653 | 3 | 4 | 0 | 0 | 39 | 1 | 0 | 0 | 0.788 | 32 | 0 | 0 | 0.0022072 | 0.00057975 | DMR | [16 empty] | 0.061199 | 30.2298 | 16.8555 | 12.1064 | 0.038363 | 0.010077 | NO | NHDPlus
2023 | VENETIAN HOTEL AND CASINO | 110004306938 | NV0022888 | LAS VEGAS | CLARK COUNTY | NV |  | 36.1221 | -115.1714 |  | 7011 | Hotels and Motels | 721199 | All Other Traveler Accommodation | NAICS/SIC Not Provided | NAICS/SIC Not Provided | Waste handling, treatment, and disposal - Remediation or Monitoring | 4 | 0.75567 | NV0022888 | City of Las Vegas-Las Vegas Wash | 1.5E+11 | Uncertain, possibly a remediation site | NV0022888 |  |  | 2023 | 1.5E+13 | LAS VEGAS WASH VIA CLARK COUNTY STORM DRAIN SYSTEM | 0.864 | 0.864 | 0.056359 | NPDES | 0.864 | 1.3368 | 22069994 | Flamingo Wash | 3 | 2.141 | 13.016 | 10.823 | 5.581 | 1.049 | 0.864 | 0 | 0.726 | 1.979 | 1.466 | 1.261 | 3.142 | 18.234 | QE_06 | 0.726 | 1.7751 | 0.96511 | 5.2347 | 2.5051 | 3.2685 | 3.2685 | Plant Flow | 3.2685 | Plant Flow | 3.2685 | Plant Flow |  | 365 | 0.0020703 | 0.63343 | 0.63343 | 0.63343 | 3 | 4 | 0 | 0 | 39 | 1 | 0 | 0 | 0.788 | 32 | 0 | 0 | 0.00080384 | 0.00021114 | DMR | [16 empty] | 0.035984 | 11.0095 | 11.0095 | 11.0095 | 0.013972 | 0.0036698 | NO | PlantFlow
2019 | EQUISTAR CHEMICALS-LAPORTE | 110034641635 | TX0119792 | LAPORTE | HARRIS | TX |  | 29.7175 | -95.068 |  | 2869 | Industrial Organic Chemicals, Nec | 325998 | All Other Miscellaneous Chemical Product and Preparation Manufacturing | IS34 | All Other Chemical Product and Preparation Manufacturing | Waste handling, treatment, and disposal - Remediation or Monitoring | 4 | 8.895 | TX0119792 | Goose Creek-Frontal Galveston Bay | 1.2E+11 | No organochlorines are reported to 2022 TRI | TXR05N516 | TXR15900L | TX0119792 | 2023 | 1.2E+13 | SAN JACINTO BAY, UNNAMED DITCH |  | 1.97 | 1.4522 | NPDES | 1.97 | 3.048 | 1439509 |  | 1 | 4.391 | 8.276 | 7.931 | 5.39 | 3.124 | 3.349 | 3.3 | 0.844 | 0.588 | 0.399 | 0.686 | 2.211 | 7.536 | QE_09 | 0.399 | 0.97555 | 0.51935 | 10.7359 | 2.4993 | 7.4524 | 7.4524 | Plant Flow | 7.4524 | Plant Flow | 7.4524 | Plant Flow |  | 365 | 0.02437 | 3.2701 | 3.2701 | 3.2701 | 3 | 4 | 0 | 0 | 39 | 1 | 0 | 0 | 0.788 | 32 | 0 | 0 | 0.0041498 | 0.00109 | DMR | [16 empty] | 0.42357 | 56.837 | 56.837 | 56.837 | 0.072128 | 0.018946 | NO | PlantFlow
2019 | IBM CORPORATION | 110000749021 | VA0085901 | MANASSAS | MANASSAS CITY | VA |  | 38.7488 | -77.5114 |  | 4959 | Sanitary Services, Nec | 562998 | All Other Miscellaneous Waste Management Services | IS47 | Services | Waste handling, treatment, and disposal - Remediation or Monitoring | 4 | 0.059402 | VA0085901 | Rocky Branch-Broad Run | 020700100504 | NAICS/SIC indicates Disposal or Remediation | VA0085901 |  |  | 2023 | 02070010000000 | BROAD RUN-ROCKY BRANCH, CANNON BRANCH, FLAT BRANCH |  | 0.2 | 0.073563 | NPDES | 0.2 | 0.30945 | 22339295 |  | 1 | 0.426 | 2.517 | 6.972 | 4.622 | 0.636 | 0.605 | 0.538 | 0.373 | 0.319 | 0.542 | 0.637 | 0.459 | 0.691 | QE_08 | 0.319 | 0.77995 | 0.41197 | 1.0416 | 0.72957 | 0.75659 | 0.77995 | 30Q5 Flow | 0.75659 | Plant Flow | 0.75659 | Plant Flow |  | 365 | 0.00016275 | 0.2151 | 0.20866 | 0.2151 | 3 | 4 | 0 | 0 | 39 | 1 | 0 | 0 | 0.788 | 32 | 0 | 0 | 0.00027297 | 7.1701e-05 | DMR | [16 empty] | 0.0028287 | 3.7387 | 3.6267 | 3.7387 | 0.0047445 | 0.0012462 | NO | NHDPlus
2020 | IBM CORPORATION | 110000749021 | VA0085901 | MANASSAS | MANASSAS CITY | VA |  | 38.7488 | -77.5114 |  | 4959 | Sanitary Services, Nec | 562998 | All Other Miscellaneous Waste Management Services | IS47 | Services | Waste handling, treatment, and disposal - Remediation or Monitoring | 4 | 0.020135 | VA0085901 | Rocky Branch-Broad Run | 020700100504 | NAICS/SIC indicates Disposal or Remediation | VA0085901 |  |  | 2023 | 02070010000000 | BROAD RUN-ROCKY BRANCH, CANNON BRANCH, FLAT BRANCH |  | 0.2 | 0.073563 | NPDES | 0.2 | 0.30945 | 22339295 |  | 1 | 0.426 | 2.517 | 6.972 | 4.622 | 0.636 | 0.605 | 0.538 | 0.373 | 0.319 | 0.542 | 0.637 | 0.459 | 0.691 | QE_08 | 0.319 | 0.77995 | 0.41197 | 1.0416 | 0.72957 | 0.75659 | 0.77995 | 30Q5 Flow | 0.75659 | Plant Flow | 0.75659 | Plant Flow |  | 365 | 5.5165e-05 | 0.072912 | 0.070728 | 0.072912 | 3 | 4 | 0 | 0 | 39 | 1 | 0 | 0 | 0.788 | 32 | 0 | 0 | 9.2528e-05 | 2.4304e-05 | DMR | [16 empty] | 0.00095881 | 1.2673 | 1.2293 | 1.2673 | 0.0016082 | 0.00042243 | NO | NHDPlus
2021 | IBM CORPORATION | 110000749021 | VA0085901 | MANASSAS | MANASSAS CITY | VA |  | 38.7488 | -77.5114 |  | 4959 | Sanitary Services, Nec | 562998 | All Other Miscellaneous Waste Management Services | IS47 | Services | Waste handling, treatment, and disposal - Remediation or Monitoring | 4 | 0.029764 | VA0085901 | Rocky Branch-Broad Run | 020700100504 | NAICS/SIC indicates Disposal or Remediation | VA0085901 |  |  | 2023 | 02070010000000 | BROAD RUN-ROCKY BRANCH, CANNON BRANCH, FLAT BRANCH |  | 0.2 | 0.073563 | NPDES | 0.2 | 0.30945 | 22339295 |  | 1 | 0.426 | 2.517 | 6.972 | 4.622 | 0.636 | 0.605 | 0.538 | 0.373 | 0.319 | 0.542 | 0.637 | 0.459 | 0.691 | QE_08 | 0.319 | 0.77995 | 0.41197 | 1.0416 | 0.72957 | 0.75659 | 0.77995 | 30Q5 Flow | 0.75659 | Plant Flow | 0.75659 | Plant Flow |  | 365 | 8.1544e-05 | 0.10778 | 0.10455 | 0.10778 | 3 | 4 | 0 | 0 | 39 | 1 | 0 | 0 | 0.788 | 32 | 0 | 0 | 0.00013677 | 3.5926e-05 | DMR | [16 empty] | 0.0014173 | 1.8733 | 1.8172 | 1.8733 | 0.0023773 | 0.00062443 | NO | NHDPlus
2022 | IBM CORPORATION | 110000749021 | VA0085901 | MANASSAS | MANASSAS CITY | VA |  | 38.7488 | -77.5114 |  | 4959 | Sanitary Services, Nec | 562998 | All Other Miscellaneous Waste Management Services | IS47 | Services | Waste handling, treatment, and disposal - Remediation or Monitoring | 4 | 0.042447 | VA0085901 | Rocky Branch-Broad Run | 020700100504 | NAICS/SIC indicates Disposal or Remediation | VA0085901 |  |  | 2023 | 02070010000000 | BROAD RUN-ROCKY BRANCH, CANNON BRANCH, FLAT BRANCH |  | 0.2 | 0.073563 | NPDES | 0.2 | 0.30945 | 22339295 |  | 1 | 0.426 | 2.517 | 6.972 | 4.622 | 0.636 | 0.605 | 0.538 | 0.373 | 0.319 | 0.542 | 0.637 | 0.459 | 0.691 | QE_08 | 0.319 | 0.77995 | 0.41197 | 1.0416 | 0.72957 | 0.75659 | 0.77995 | 30Q5 Flow | 0.75659 | Plant Flow | 0.75659 | Plant Flow |  | 365 | 0.00011629 | 0.1537 | 0.1491 | 0.1537 | 3 | 4 | 0 | 0 | 39 | 1 | 0 | 0 | 0.788 | 32 | 0 | 0 | 0.00019506 | 5.1235e-05 | DMR | [16 empty] | 0.0020213 | 2.6715 | 2.5915 | 2.6715 | 0.0033903 | 0.00089051 | NO | NHDPlus
2023 | IBM CORPORATION | 110000749021 | VA0085901 | MANASSAS | MANASSAS CITY | VA |  | 38.7488 | -77.5114 |  | 4959 | Sanitary Services, Nec | 562998 | All Other Miscellaneous Waste Management Services | IS47 | Services | Waste handling, treatment, and disposal - Remediation or Monitoring | 4 | 0.050727 | VA0085901 | Rocky Branch-Broad Run | 020700100504 | NAICS/SIC indicates Disposal or Remediation | VA0085901 |  |  | 2023 | 02070010000000 | BROAD RUN-ROCKY BRANCH, CANNON BRANCH, FLAT BRANCH |  | 0.2 | 0.073563 | NPDES | 0.2 | 0.30945 | 22339295 |  | 1 | 0.426 | 2.517 | 6.972 | 4.622 | 0.636 | 0.605 | 0.538 | 0.373 | 0.319 | 0.542 | 0.637 | 0.459 | 0.691 | QE_08 | 0.319 | 0.77995 | 0.41197 | 1.0416 | 0.72957 | 0.75659 | 0.77995 | 30Q5 Flow | 0.75659 | Plant Flow | 0.75659 | Plant Flow |  | 365 | 0.00013898 | 0.18369 | 0.17819 | 0.18369 | 3 | 4 | 0 | 0 | 39 | 1 | 0 | 0 | 0.788 | 32 | 0 | 0 | 0.00023311 | 6.123e-05 | DMR | [16 empty] | 0.0024156 | 3.1927 | 3.0971 | 3.1927 | 0.0040516 | 0.0010642 | NO | NHDPlus
2023 | INGLEWOOD OIL FIELD | 110064624018 | CA0057827 | LOS ANGELES | LOS ANGELES | CA |  | 33.9901 | -118.3636 |  | 2911 | Petroleum Refining | 324110 | Petroleum Refineries | IS11 | Petroleum Refineries | Waste handling, treatment, and disposal - Remediation or Monitoring | 3 | 0.39063 | CA0057827 | Ballona Creek | 1.81E+11 | Uncertain, possibly a remediation site | CA0057827 |  |  | 2023 | 1.81E+13 | BALLONA CREEK (REACH 2), CENTINELA CREEK, BALLONA CREEK REACH 2 | 7.55 |  | 0.038264 | NPDES | 0.038264 | 0.059203 | 20365205 | Ballona Creek | 1 | 5.098 | 13.095 | 16.446 | 17.839 | 6.685 | 2.341 | 1.592 | 0.686 | 0.256 | 0.673 | 1 | 4.285 | 8.934 | QE_08 | 0.256 | 0.62592 | 0.32806 | 12.4645 | 2.0814 | 0.14475 | 0.62592 | 30Q5 Flow | 2.0814 | HM Flow | 0.32806 | 7Q10 Flow |  | 365 | 0.0010702 | 3.2623 | 1.7098 | 0.51418 | 3 | 4 | 0 | 0 | 39 | 1 | 0 | 0 | 0.788 | 32 | 0 | 0 | 0.00414 | 0.0010874 | DMR | [16 empty] | 0.018601 | 56.7016 | 29.7184 | 8.9369 | 0.071956 | 0.018901 | NO | NHDPlus
2020 | IMTT-ILLINOIS LLC | 110018199377 | IL0005126 | LEMONT | COOK | IL |  | 41.6928 | -87.9511 |  | 4226 | Special Warehousing and Storage, Nec | 493190 | Other Warehousing and Storage | IS46 | Wholesale and Retail Trade | Waste handling, treatment, and disposal - Remediation or Monitoring | 3 | 0.43552 | IL0005126 | Maple Lake-Chicago Sanitary and Ship Canal | 071200040705 | Probably just monitoring | IL0005126 | ILG870417 | ILG103034 | 2023 | 07120000000000 | CALUMET SAG CHANNEL, ILLINOIS AND MICHIGAN CANAL |  |  | 0.107 | NPDES | 0.107 | 0.16555 | 14786259 | Calumet Sag Channel | 4 | 479.912 | 523.374 | 537.553 | 435.991 | 708.902 | 613.507 | 564.159 | 425.429 | 363.458 | 335.501 | 267.52 | 328.069 | 500.213 | QE_10 | 267.52 | 654.0831 | 437.861 | 1173.379 | 948.7665 | 0.40478 | 654.0831 | 30Q5 Flow | 948.7665 | HM Flow | 437.861 | 7Q10 Flow |  | 365 | 0.0011932 | 0.0027251 | 0.0018242 | 0.0012576 | 3 | 4 | 0 | 0 | 39 | 1 | 0 | 0 | 0.788 | 32 | 0 | 0 | 3.4582e-06 | 9.0835e-07 | DMR | [16 empty] | 0.020739 | 0.047364 | 0.031707 | 0.021859 | 6.0107e-05 | 1.5788e-05 | NO | NHDPlus
2021 | IMTT-ILLINOIS LLC | 110018199377 | IL0005126 | LEMONT | COOK | IL |  | 41.6928 | -87.9511 |  | 4226 | Special Warehousing and Storage, Nec | 493190 | Other Warehousing and Storage | IS46 | Wholesale and Retail Trade | Waste handling, treatment, and disposal - Remediation or Monitoring | 3 | 85.5015 | IL0005126 | Maple Lake-Chicago Sanitary and Ship Canal | 071200040705 | Probably just monitoring | IL0005126 | ILG870417 | ILG103034 | 2023 | 07120000000000 | CALUMET SAG CHANNEL, ILLINOIS AND MICHIGAN CANAL |  |  | 0.107 | NPDES | 0.107 | 0.16555 | 14786259 | Calumet Sag Channel | 4 | 479.912 | 523.374 | 537.553 | 435.991 | 708.902 | 613.507 | 564.159 | 425.429 | 363.458 | 335.501 | 267.52 | 328.069 | 500.213 | QE_10 | 267.52 | 654.0831 | 437.861 | 1173.379 | 948.7665 | 0.40478 | 654.0831 | 30Q5 Flow | 948.7665 | HM Flow | 437.861 | 7Q10 Flow |  | 365 | 0.23425 | 0.53499 | 0.35814 | 0.2469 | 3 | 4 | 0 | 0 | 39 | 1 | 0 | 0 | 0.788 | 32 | 0 | 0 | 0.00067892 | 0.00017833 | DMR | [16 empty] | 4.0715 | 9.2986 | 6.2247 | 4.2914 | 0.0118 | 0.0030995 | NO | NHDPlus
2022 | IMTT-ILLINOIS LLC | 110018199377 | IL0005126 | LEMONT | COOK | IL |  | 41.6928 | -87.9511 |  | 4226 | Special Warehousing and Storage, Nec | 493190 | Other Warehousing and Storage | IS46 | Wholesale and Retail Trade | Waste handling, treatment, and disposal - Remediation or Monitoring | 3 | 0.27851 | IL0005126 | Maple Lake-Chicago Sanitary and Ship Canal | 071200040705 | Probably just monitoring | IL0005126 | ILG870417 | ILG103034 | 2023 | 07120000000000 | CALUMET SAG CHANNEL, ILLINOIS AND MICHIGAN CANAL |  |  | 0.107 | NPDES | 0.107 | 0.16555 | 14786259 | Calumet Sag Channel | 4 | 479.912 | 523.374 | 537.553 | 435.991 | 708.902 | 613.507 | 564.159 | 425.429 | 363.458 | 335.501 | 267.52 | 328.069 | 500.213 | QE_10 | 267.52 | 654.0831 | 437.861 | 1173.379 | 948.7665 | 0.40478 | 654.0831 | 30Q5 Flow | 948.7665 | HM Flow | 437.861 | 7Q10 Flow |  | 365 | 0.00076305 | 0.0017427 | 0.0011666 | 0.00080426 | 3 | 4 | 0 | 0 | 39 | 1 | 0 | 0 | 0.788 | 32 | 0 | 0 | 2.2115e-06 | 5.8089e-07 | DMR | [16 empty] | 0.013263 | 0.030289 | 0.020277 | 0.013979 | 3.8438e-05 | 1.0096e-05 | NO | NHDPlus
2023 | IMTT-ILLINOIS LLC | 110018199377 | IL0005126 | LEMONT | COOK | IL |  | 41.6928 | -87.9511 |  | 4226 | Special Warehousing and Storage, Nec | 493190 | Other Warehousing and Storage | IS46 | Wholesale and Retail Trade | Waste handling, treatment, and disposal - Remediation or Monitoring | 3 | 0.23111 | IL0005126 | Maple Lake-Chicago Sanitary and Ship Canal | 071200040705 | Probably just monitoring | IL0005126 | ILG870417 | ILG103034 | 2023 | 07120000000000 | CALUMET SAG CHANNEL, ILLINOIS AND MICHIGAN CANAL |  |  | 0.107 | NPDES | 0.107 | 0.16555 | 14786259 | Calumet Sag Channel | 4 | 479.912 | 523.374 | 537.553 | 435.991 | 708.902 | 613.507 | 564.159 | 425.429 | 363.458 | 335.501 | 267.52 | 328.069 | 500.213 | QE_10 | 267.52 | 654.0831 | 437.861 | 1173.379 | 948.7665 | 0.40478 | 654.0831 | 30Q5 Flow | 948.7665 | HM Flow | 437.861 | 7Q10 Flow |  | 365 | 0.00063317 | 0.0014461 | 0.00096803 | 0.00066736 | 3 | 4 | 0 | 0 | 39 | 1 | 0 | 0 | 0.788 | 32 | 0 | 0 | 1.8351e-06 | 4.8202e-07 | DMR | [16 empty] | 0.011005 | 0.025134 | 0.016825 | 0.011599 | 3.1896e-05 | 8.378e-06 | NO | NHDPlus
2020 | CECOS INTERNATIONAL INC | 110000613685 | LA0058882 | WESTLAKE | CALCASIEU | LA |  | 30.3219 | -93.3007 |  | 4953 | Refuse Systems | 562920 | Materials Recovery Facilities | IS47 | Services | Waste handling, treatment, and disposal - non-POTW WWT | 3 | 1.0431 | LA0058882 | Little River | 080802050501 | NAICS/SIC indication | LA0058882 |  |  | 2023 | 08080210000000 | 0317 |  | 0.314 | 0.0038333 | NPDES | 0.314 | 0.48583 | 15075370 | Little River | 2 | 49.057 | 92.764 | 78.529 | 60.232 | 47.74 | 42.948 | 27.976 | 14.607 | 13.125 | 20.78 | 51.355 | 99.449 | 81.204 | QE_08 | 13.125 | 32.0905 | 19.3194 | 119.9438 | 57.6132 | 1.1878 | 32.0905 | 30Q5 Flow | 57.6132 | HM Flow | 19.3194 | 7Q10 Flow |  | 365 | 0.0028577 | 0.14792 | 0.089051 | 0.049601 | 3 | 4 | 0 | 0 | 39 | 1 | 0 | 0 | 0.788 | 32 | 0 | 0 | 0.00018771 | 4.9306e-05 | DMR | [16 empty] | 0.049669 | 2.5709 | 1.5478 | 0.86211 | 0.0032626 | 0.00085698 | NO | NHDPlus
2021 | CECOS INTERNATIONAL INC | 110000613685 | LA0058882 | WESTLAKE | CALCASIEU | LA |  | 30.3219 | -93.3007 |  | 4953 | Refuse Systems | 562920 | Materials Recovery Facilities | IS47 | Services | Waste handling, treatment, and disposal - non-POTW WWT | 3 | 0.60787 | LA0058882 | Little River | 080802050501 | NAICS/SIC indication | LA0058882 |  |  | 2023 | 08080210000000 | 0317 |  | 0.314 | 0.0038333 | NPDES | 0.314 | 0.48583 | 15075370 | Little River | 2 | 49.057 | 92.764 | 78.529 | 60.232 | 47.74 | 42.948 | 27.976 | 14.607 | 13.125 | 20.78 | 51.355 | 99.449 | 81.204 | QE_08 | 13.125 | 32.0905 | 19.3194 | 119.9438 | 57.6132 | 1.1878 | 32.0905 | 30Q5 Flow | 57.6132 | HM Flow | 19.3194 | 7Q10 Flow |  | 365 | 0.0016654 | 0.086204 | 0.051897 | 0.028907 | 3 | 4 | 0 | 0 | 39 | 1 | 0 | 0 | 0.788 | 32 | 0 | 0 | 0.0001094 | 2.8735e-05 | DMR | [16 empty] | 0.028946 | 1.4983 | 0.90202 | 0.50242 | 0.0019014 | 0.00049943 | NO | NHDPlus
2022 | CECOS INTERNATIONAL INC | 110000613685 | LA0058882 | WESTLAKE | CALCASIEU | LA |  | 30.3219 | -93.3007 |  | 4953 | Refuse Systems | 562920 | Materials Recovery Facilities | IS47 | Services | Waste handling, treatment, and disposal - non-POTW WWT | 3 | 0.94289 | LA0058882 | Little River | 080802050501 | NAICS/SIC indication | LA0058882 |  |  | 2023 | 08080210000000 | 0317 |  | 0.314 | 0.0038333 | NPDES | 0.314 | 0.48583 | 15075370 | Little River | 2 | 49.057 | 92.764 | 78.529 | 60.232 | 47.74 | 42.948 | 27.976 | 14.607 | 13.125 | 20.78 | 51.355 | 99.449 | 81.204 | QE_08 | 13.125 | 32.0905 | 19.3194 | 119.9438 | 57.6132 | 1.1878 | 32.0905 | 30Q5 Flow | 57.6132 | HM Flow | 19.3194 | 7Q10 Flow |  | 365 | 0.0025833 | 0.13371 | 0.080499 | 0.044838 | 3 | 4 | 0 | 0 | 39 | 1 | 0 | 0 | 0.788 | 32 | 0 | 0 | 0.00016969 | 4.4571e-05 | DMR | [16 empty] | 0.0449 | 2.3241 | 1.3992 | 0.77933 | 0.0029493 | 0.00077469 | NO | NHDPlus
2023 | BAKER PETROLITE LLC - RAYNE BLEND PLANT | 110000449435 | LA0064661 | RAYNE | ACADIA | LA |  | 30.2308 | -92.3067 |  | 5169 | Chemicals and Allied Products, Nec | 425120 | Wholesale Trade Agents and Brokers | IS46 | Wholesale and Retail Trade | Waste handling, treatment, and disposal - Remediation or Monitoring | 3 | 0.00034542 | LA0064661 | Bayou Blanc-Bayou Plaquemine Brule | 080802010206 | No organochlorines are reported to 2022 TRI | LA0064661 |  |  | 2023 | 08080200000000 | BAYOU BLANC-BAYOU PLAQUEMINE BRULE |  | 0.029287 | 0.55625 | NPDES | 0.029287 | 0.045314 | 15139945 |  | 1 | 4.992 | 9.044 | 8.135 | 6.566 | 5.998 | 4.57 | 2.737 | 1.124 | 1.015 | 1.667 | 4.33 | 14.459 | 7.612 | QE_08 | 1.015 | 2.4817 | 1.3653 | 12.2054 | 4.5278 | 0.11079 | 2.4817 | 30Q5 Flow | 4.5278 | HM Flow | 1.3653 | 7Q10 Flow |  | 365 | 9.4635e-07 | 0.00069314 | 0.00038134 | 0.00020901 | 3 | 4 | 0 | 0 | 39 | 1 | 0 | 0 | 0.788 | 32 | 0 | 0 | 8.7962e-07 | 2.3105e-07 | DMR | [16 empty] | 1.6449e-05 | 0.012047 | 0.006628 | 0.0036328 | 1.5289e-05 | 4.0158e-06 | NO | NHDPlus
2021 | NPC SERVICES, INC.- PETRO-PROCESSORS OF LOUISIANA, INC. SITE | 110064644782 | LA0066214 | BATON ROUGE | EAST BATON ROUGE | LA |  | 30.5845 | -91.2475 |  | 4953 | Refuse Systems | 562920 | Materials Recovery Facilities | IS47 | Services | Waste handling, treatment, and disposal - non-POTW WWT | 3 | 0.024584 | LA0066214 | Cypress Bayou-Bayou Baton Rouge | 080702010401 | NAICS/SIC indication | LA0066214 |  |  | 2023 | 08070200000000 | BAYOU BATON ROUGE, LOCAL DRAINAGE | 0.1218 | 0.1218 | 0.027987 | NPDES | 0.1218 | 0.18845 | 19053444 | Bayou Baton Rouge | 2 | 30.436 | 52.086 | 52.785 | 44.998 | 47.562 | 29.49 | 17.622 | 8.362 | 8.376 | 9.812 | 17.276 | 48.912 | 40.658 | QE_07 | 8.362 | 20.445 | 12.1147 | 74.4156 | 35.529 | 0.46076 | 20.445 | 30Q5 Flow | 35.529 | HM Flow | 12.1147 | 7Q10 Flow |  | 365 | 6.7353e-05 | 0.0055596 | 0.0032943 | 0.0018957 | 3 | 4 | 0 | 0 | 39 | 1 | 0 | 0 | 0.788 | 32 | 0 | 0 | 7.0553e-06 | 1.8532e-06 | DMR | [16 empty] | 0.0011707 | 0.096631 | 0.057259 | 0.032949 | 0.00012263 | 3.221e-05 | NO | NHDPlus
2019 | WESTINGHOUSE ELECTRIC CO. L.L.C. | 110000440416 | MO0000761 | HEMATITE | JEFFERSON | MO |  | 38.2092 | -90.4769 |  | 1795 | Wrecking and Demolition Work | 238910 | Site Preparation Contractors | IS5 | Construction | Waste handling, treatment, and disposal - Remediation or Monitoring | 3 | 6.4206 | MO0000761 | Middle Joachim Creek | 071401010802 | NAICS sounds like Groundwater Remediation or Groundwater/Surfacewater monitoring | MO0000761 |  |  | 2023 | 07140100000000 | TRIBUTARY TO JOACHIM CREEK |  |  | 0.00023 | NPDES | 0.00023 | 0.00035586 | 3627483 |  | 1 | 1.389 | 2.161 | 2.607 | 32.15 | 3.872 | 1.469 | 0.756 | 0.387 | 0.218 | 0.355 | 0.337 | 2.704 | 1.619 | QE_08 | 0.218 | 0.53301 | 0.27778 | 3.3961 | 1.0265 | 0.00087008 | 0.53301 | 30Q5 Flow | 1.0265 | HM Flow | 0.27778 | 7Q10 Flow |  | 365 | 0.017591 | 63.3255 | 33.0029 | 17.136 | 3 | 4 | 0 | 0 | 39 | 1 | 0 | 0 | 0.788 | 32 | 0 | 0 | 0.080362 | 0.021108 | DMR | [16 empty] | 0.30575 | 1100.6575 | 573.6225 | 297.8397 | 1.3968 | 0.36689 | YES | NHDPlus
2021 | WESTINGHOUSE ELECTRIC CO. L.L.C. | 110000440416 | MO0000761 | HEMATITE | JEFFERSON | MO |  | 38.2092 | -90.4769 |  | 1795 | Wrecking and Demolition Work | 238910 | Site Preparation Contractors | IS5 | Construction | Waste handling, treatment, and disposal - Remediation or Monitoring | 3 | 4.2773 | MO0000761 | Middle Joachim Creek | 071401010802 | NAICS sounds like Groundwater Remediation or Groundwater/Surfacewater monitoring | MO0000761 |  |  | 2023 | 07140100000000 | TRIBUTARY TO JOACHIM CREEK |  |  | 0.00023 | NPDES | 0.00023 | 0.00035586 | 3627483 |  | 1 | 1.389 | 2.161 | 2.607 | 32.15 | 3.872 | 1.469 | 0.756 | 0.387 | 0.218 | 0.355 | 0.337 | 2.704 | 1.619 | QE_08 | 0.218 | 0.53301 | 0.27778 | 3.3961 | 1.0265 | 0.00087008 | 0.53301 | 30Q5 Flow | 1.0265 | HM Flow | 0.27778 | 7Q10 Flow |  | 365 | 0.011719 | 42.1862 | 21.9859 | 11.4156 | 3 | 4 | 0 | 0 | 39 | 1 | 0 | 0 | 0.788 | 32 | 0 | 0 | 0.053536 | 0.014062 | DMR | [16 empty] | 0.20368 | 733.236 | 382.1359 | 198.4149 | 0.9305 | 0.24441 | NO | NHDPlus
2021 | US DOE KANSAS CITY PLANT | 110017979810 | MO0004863 | KANSAS CITY | JACKSON | MO |  | 38.959 | -94.5766 |  | 6552 | Subdividers and Developers, Nec | 237210 | Land Subdivision | IS5 | Construction | Waste handling, treatment, and disposal - Remediation or Monitoring | 3 | 0.19066 | MO0004863 | Brush Creek-Blue River | 1.03E+11 | NAICS sounds like Groundwater Remediation or Groundwater/Surfacewater monitoring | MO0004863 |  |  | 2023 | 1.03E+13 | BLUE R., TRIBUTARY TO BLUE R., TRIBUTARY TO INDIAN CR. |  |  | 0.050726 | NPDES | 0.050726 | 0.078485 | 4392653 |  | 1 | 3.979 | 2.956 | 4.475 | 11.69 | 10.176 | 6.904 | 5.518 | 3.243 | 1.485 | 1.865 | 2.614 | 6.883 | 4.504 | QE_08 | 1.485 | 3.6308 | 2.0245 | 9.7286 | 5.0551 | 0.1919 | 3.6308 | 30Q5 Flow | 5.0551 | HM Flow | 2.0245 | 7Q10 Flow |  | 365 | 0.00052235 | 0.25802 | 0.14386 | 0.10333 | 3 | 4 | 0 | 0 | 39 | 1 | 0 | 0 | 0.788 | 32 | 0 | 0 | 0.00032743 | 8.6006e-05 | DMR | [16 empty] | 0.0090789 | 4.4846 | 2.5005 | 1.796 | 0.0056911 | 0.0014949 | NO | NHDPlus
2022 | US DOE KANSAS CITY PLANT | 110017979810 | MO0004863 | KANSAS CITY | JACKSON | MO |  | 38.959 | -94.5766 |  | 6552 | Subdividers and Developers, Nec | 237210 | Land Subdivision | IS5 | Construction | Waste handling, treatment, and disposal - Remediation or Monitoring | 3 | 0.12239 | MO0004863 | Brush Creek-Blue River | 1.03E+11 | NAICS sounds like Groundwater Remediation or Groundwater/Surfacewater monitoring | MO0004863 |  |  | 2023 | 1.03E+13 | BLUE R., TRIBUTARY TO BLUE R., TRIBUTARY TO INDIAN CR. |  |  | 0.050726 | NPDES | 0.050726 | 0.078485 | 4392653 |  | 1 | 3.979 | 2.956 | 4.475 | 11.69 | 10.176 | 6.904 | 5.518 | 3.243 | 1.485 | 1.865 | 2.614 | 6.883 | 4.504 | QE_08 | 1.485 | 3.6308 | 2.0245 | 9.7286 | 5.0551 | 0.1919 | 3.6308 | 30Q5 Flow | 5.0551 | HM Flow | 2.0245 | 7Q10 Flow |  | 365 | 0.00033531 | 0.16563 | 0.09235 | 0.066331 | 3 | 4 | 0 | 0 | 39 | 1 | 0 | 0 | 0.788 | 32 | 0 | 0 | 0.00021019 | 5.5209e-05 | DMR | [16 empty] | 0.005828 | 2.8788 | 1.6051 | 1.1529 | 0.0036533 | 0.00095959 | NO | NHDPlus
2023 | US DOE KANSAS CITY PLANT | 110017979810 | MO0004863 | KANSAS CITY | JACKSON | MO |  | 38.959 | -94.5766 |  | 6552 | Subdividers and Developers, Nec | 237210 | Land Subdivision | IS5 | Construction | Waste handling, treatment, and disposal - Remediation or Monitoring | 3 | 0.1565 | MO0004863 | Brush Creek-Blue River | 1.03E+11 | NAICS sounds like Groundwater Remediation or Groundwater/Surfacewater monitoring | MO0004863 |  |  | 2023 | 1.03E+13 | BLUE R., TRIBUTARY TO BLUE R., TRIBUTARY TO INDIAN CR. |  |  | 0.050726 | NPDES | 0.050726 | 0.078485 | 4392653 |  | 1 | 3.979 | 2.956 | 4.475 | 11.69 | 10.176 | 6.904 | 5.518 | 3.243 | 1.485 | 1.865 | 2.614 | 6.883 | 4.504 | QE_08 | 1.485 | 3.6308 | 2.0245 | 9.7286 | 5.0551 | 0.1919 | 3.6308 | 30Q5 Flow | 5.0551 | HM Flow | 2.0245 | 7Q10 Flow |  | 365 | 0.00042875 | 0.21179 | 0.11809 | 0.084817 | 3 | 4 | 0 | 0 | 39 | 1 | 0 | 0 | 0.788 | 32 | 0 | 0 | 0.00026877 | 7.0596e-05 | DMR | [16 empty] | 0.0074522 | 3.6811 | 2.0525 | 1.4742 | 0.0046714 | 0.001227 | NO | NHDPlus
2022 | ECO SERVICES OPERATIONS HOUSTON | 110000460901 | TX0007072 | HOUSTON | HARRIS | TX |  | 29.7181 | -95.2687 |  | 2819 | Industrial Inorganic Chemicals, Nec | 331313 | Alumina Refining and Primary Aluminum Production | IS38 | Primary Metal Manufacturing | Waste handling, treatment, and disposal - Remediation or Monitoring | 3 | 33.7731 | TX0007072 | Lower Sims Bayou | 1.2E+11 | 2022 TRI reports other OrganoCl as ancillary | TX0007072 |  |  | 2023 | 1.2E+13 | HOUSTON SHIP CHANNEL/BUFFALO BAYOU TIDAL | 1.44 | 1.44 | 0.3888 | NPDES | 1.44 | 2.228 | 1439589 | Brays Bayou | 2 | 113.402 | 236.527 | 228.386 | 158.907 | 121.028 | 102.278 | 119.605 | 50.639 | 52.407 | 61.568 | 61.184 | 65.069 | 158.992 | QE_07 | 50.639 | 123.8117 | 78.1664 | 277.2665 | 185.2401 | 5.4475 | 123.8117 | 30Q5 Flow | 185.2401 | HM Flow | 78.1664 | 7Q10 Flow |  | 365 | 0.092529 | 1.1837 | 0.74734 | 0.49951 | 3 | 4 | 0 | 0 | 39 | 1 | 0 | 0 | 0.788 | 32 | 0 | 0 | 0.0015022 | 0.00039458 | DMR | [16 empty] | 1.6082 | 20.5746 | 12.9894 | 8.6819 | 0.02611 | 0.0068582 | NO | NHDPlus
2021 | INGLEWOOD OIL FIELD | 110064624018 | CA0057827 | LOS ANGELES | LOS ANGELES | CA |  | 33.9901 | -118.3636 |  | 2911 | Petroleum Refining | 324110 | Petroleum Refineries | IS11 | Petroleum Refineries | Waste handling, treatment, and disposal - Remediation or Monitoring | 2 | 0.026387 | CA0057827 | Ballona Creek | 1.81E+11 | Uncertain, possibly a remediation site | CA0057827 |  |  | 2023 | 1.81E+13 | BALLONA CREEK (REACH 2), CENTINELA CREEK, BALLONA CREEK REACH 2 | 7.55 |  | 0.038264 | NPDES | 0.038264 | 0.059203 | 20365205 | Ballona Creek | 1 | 5.098 | 13.095 | 16.446 | 17.839 | 6.685 | 2.341 | 1.592 | 0.686 | 0.256 | 0.673 | 1 | 4.285 | 8.934 | QE_08 | 0.256 | 0.62592 | 0.32806 | 12.4645 | 2.0814 | 0.14475 | 0.62592 | 30Q5 Flow | 2.0814 | HM Flow | 0.32806 | 7Q10 Flow |  | 365 | 7.2294e-05 | 0.22037 | 0.1155 | 0.034733 | 3 | 4 | 0 | 0 | 39 | 1 | 0 | 0 | 0.788 | 32 | 0 | 0 | 0.00027966 | 7.3457e-05 | DMR | [16 empty] | 0.0012565 | 3.8302 | 2.0075 | 0.6037 | 0.0048607 | 0.0012767 | NO | NHDPlus
2022 | INGLEWOOD OIL FIELD | 110064624018 | CA0057827 | LOS ANGELES | LOS ANGELES | CA |  | 33.9901 | -118.3636 |  | 2911 | Petroleum Refining | 324110 | Petroleum Refineries | IS11 | Petroleum Refineries | Waste handling, treatment, and disposal - Remediation or Monitoring | 2 | 1.1066 | CA0057827 | Ballona Creek | 1.81E+11 | Uncertain, possibly a remediation site | CA0057827 |  |  | 2023 | 1.81E+13 | BALLONA CREEK (REACH 2), CENTINELA CREEK, BALLONA CREEK REACH 2 | 7.55 |  | 0.038264 | NPDES | 0.038264 | 0.059203 | 20365205 | Ballona Creek | 1 | 5.098 | 13.095 | 16.446 | 17.839 | 6.685 | 2.341 | 1.592 | 0.686 | 0.256 | 0.673 | 1 | 4.285 | 8.934 | QE_08 | 0.256 | 0.62592 | 0.32806 | 12.4645 | 2.0814 | 0.14475 | 0.62592 | 30Q5 Flow | 2.0814 | HM Flow | 0.32806 | 7Q10 Flow |  | 365 | 0.0030318 | 9.2417 | 4.8438 | 1.4566 | 3 | 4 | 0 | 0 | 39 | 1 | 0 | 0 | 0.788 | 32 | 0 | 0 | 0.011728 | 0.0030806 | DMR | [16 empty] | 0.052695 | 160.6294 | 84.189 | 25.3173 | 0.20384 | 0.053543 | NO | NHDPlus
2020 | EL CENTRO GENERATING STATION | 110002672484 | CA7000004 | EL CENTRO | IMPERIAL | CA |  | 32.8038 | -115.5397 |  | 921 | Fish Hatcheries and Preserves | 112512 | Shellfish Farming | NAICS/SIC Not Provided | NAICS/SIC Not Provided | Waste handling, treatment, and disposal - non-POTW WWT | 2 | 0.0085378 | CA7000004 | Town of El Centro | 1.81E+11 | Sic/Naics does not indicate usage of chemicals | CA0104248 | CA7000004 |  | 2023 | 1.81E+13 | CENTRAL MAIN DRAIN NO. 5, CENTRAL MAIN DRAIN NO.5 | 2.52 |  | 0.034167 | NPDES | 0.034167 | 0.052864 | [22 empty] | 0.12933 | 0.12933 | Flow Lookup Failed | 0.12933 | Flow Lookup Failed | 0.12933 | Flow Lookup Failed | PlantFlowUsed | 365 | 2.3391e-05 | 0.18086 | 0.18086 | 0.18086 | 3 | 4 | 0 | 0 | 39 | 1 | 0 | 0 | 0.788 | 32 | 0 | 0 | 0.00022952 | 6.0286e-05 | DMR | [16 empty] | 0.00040656 | 3.1435 | 3.1435 | 3.1435 | 0.0039892 | 0.0010478 | NO | PlantFlow
2021 | EL CENTRO GENERATING STATION | 110002672484 | CA7000004 | EL CENTRO | IMPERIAL | CA |  | 32.8038 | -115.5397 |  | 921 | Fish Hatcheries and Preserves | 112512 | Shellfish Farming | NAICS/SIC Not Provided | NAICS/SIC Not Provided | Waste handling, treatment, and disposal - non-POTW WWT | 2 | 0.073221 | CA7000004 | Town of El Centro | 1.81E+11 | Sic/Naics does not indicate usage of chemicals | CA0104248 | CA7000004 |  | 2023 | 1.81E+13 | CENTRAL MAIN DRAIN NO. 5, CENTRAL MAIN DRAIN NO.5 | 2.52 |  | 0.034167 | NPDES | 0.034167 | 0.052864 | [22 empty] | 0.12933 | 0.12933 | Flow Lookup Failed | 0.12933 | Flow Lookup Failed | 0.12933 | Flow Lookup Failed | PlantFlowUsed | 365 | 0.0002006 | 1.5511 | 1.5511 | 1.5511 | 3 | 4 | 0 | 0 | 39 | 1 | 0 | 0 | 0.788 | 32 | 0 | 0 | 0.0019683 | 0.00051702 | DMR | [16 empty] | 0.0034867 | 26.9588 | 26.9588 | 26.9588 | 0.034212 | 0.0089863 | NO | PlantFlow
2022 | EL CENTRO GENERATING STATION | 110002672484 | CA7000004 | EL CENTRO | IMPERIAL | CA |  | 32.8038 | -115.5397 |  | 921 |  |  |  | NAICS/SIC Not Provided | NAICS/SIC Not Provided | Waste handling, treatment, and disposal - non-POTW WWT | 2 | 0.040755 | CA7000004 | Town of El Centro | 1.81E+11 | Sic/Naics does not indicate usage of chemicals | CA0104248 | CA7000004 |  | 2023 | 1.81E+13 | CENTRAL MAIN DRAIN NO. 5, CENTRAL MAIN DRAIN NO.5 | 2.52 |  | 0.034167 | NPDES | 0.034167 | 0.052864 | [22 empty] | 0.12933 | 0.12933 | Flow Lookup Failed | 0.12933 | Flow Lookup Failed | 0.12933 | Flow Lookup Failed | PlantFlowUsed | 365 | 0.00011166 | 0.86332 | 0.86332 | 0.86332 | 3 | 4 | 0 | 0 | 39 | 1 | 0 | 0 | 0.788 | 32 | 0 | 0 | 0.0010956 | 0.00028777 | DMR | [16 empty] | 0.0019407 | 15.0053 | 15.0053 | 15.0053 | 0.019042 | 0.0050018 | NO | PlantFlow
2019 | EQUISTAR CHEMICALS, LP - MORRIS PLANT | 110000433013 | IL0002917 | MORRIS | GRUNDY | IL |  | 41.4129 | -88.3298 |  | 2821 | Plastics Materials and Resins | 325211 | Plastics Material and Resin Manufacturing | IS22 | Plastic Material and Resin Manufacturing | Waste handling, treatment, and disposal - Remediation or Monitoring | 2 | 1.4018 | IL0002917 | Walley Run-Aux Sable Creek | 071200050106 | No organochlorines are reported to 2022 TRI | ILR10I588 | IL0002917 |  | 2023 | 07120010000000 | AUX SABLE CREEK, COUNTY DITH TO LOWLAND AREA, ILLINOIS RIVER, ILLINOIS RIVER; AUX SABLE CREEK |  |  | 0.72458 | NPDES | 0.72458 | 1.1211 | 14779258 |  | 1 | 1.873 | 1.678 | 2.001 | 43.473 | 7.082 | 2.773 | 1.448 | 0.762 | 0.397 | 0.55 | 0.561 | 6.07 | 1.799 | QE_08 | 0.397 | 0.97066 | 0.51666 | 4.5795 | 1.6655 | 2.7411 | 2.7411 | Plant Flow | 2.7411 | Plant Flow | 2.7411 | Plant Flow |  | 365 | 0.0038405 | 1.4011 | 1.4011 | 1.4011 | 3 | 4 | 0 | 0 | 39 | 1 | 0 | 0 | 0.788 | 32 | 0 | 0 | 0.001778 | 0.00046703 | DMR | [16 empty] | 0.066751 | 24.3522 | 24.3522 | 24.3522 | 0.030904 | 0.0081174 | NO | PlantFlow
2020 | EQUISTAR CHEMICALS, LP - MORRIS PLANT | 110000433013 | IL0002917 | MORRIS | GRUNDY | IL |  | 41.4129 | -88.3298 |  | 2821 | Plastics Materials and Resins | 325211 | Plastics Material and Resin Manufacturing | IS22 | Plastic Material and Resin Manufacturing | Waste handling, treatment, and disposal - Remediation or Monitoring | 2 | 1.2026 | IL0002917 | Walley Run-Aux Sable Creek | 071200050106 | No organochlorines are reported to 2022 TRI | ILR10I588 | IL0002917 |  | 2023 | 07120010000000 | AUX SABLE CREEK, COUNTY DITH TO LOWLAND AREA, ILLINOIS RIVER, ILLINOIS RIVER; AUX SABLE CREEK |  |  | 0.72458 | NPDES | 0.72458 | 1.1211 | 14779258 |  | 1 | 1.873 | 1.678 | 2.001 | 43.473 | 7.082 | 2.773 | 1.448 | 0.762 | 0.397 | 0.55 | 0.561 | 6.07 | 1.799 | QE_08 | 0.397 | 0.97066 | 0.51666 | 4.5795 | 1.6655 | 2.7411 | 2.7411 | Plant Flow | 2.7411 | Plant Flow | 2.7411 | Plant Flow |  | 365 | 0.0032949 | 1.2021 | 1.2021 | 1.2021 | 3 | 4 | 0 | 0 | 39 | 1 | 0 | 0 | 0.788 | 32 | 0 | 0 | 0.0015255 | 0.00040069 | DMR | [16 empty] | 0.057269 | 20.8929 | 20.8929 | 20.8929 | 0.026514 | 0.0069643 | NO | PlantFlow
2021 | EQUISTAR CHEMICALS, LP - MORRIS PLANT | 110000433013 | IL0002917 | MORRIS | GRUNDY | IL |  | 41.4129 | -88.3298 |  | 2821 | Plastics Materials and Resins | 325211 | Plastics Material and Resin Manufacturing | IS22 | Plastic Material and Resin Manufacturing | Waste handling, treatment, and disposal - Remediation or Monitoring | 2 | 0.99698 | IL0002917 | Walley Run-Aux Sable Creek | 071200050106 | No organochlorines are reported to 2022 TRI | ILR10I588 | IL0002917 |  | 2023 | 07120010000000 | AUX SABLE CREEK, COUNTY DITH TO LOWLAND AREA, ILLINOIS RIVER, ILLINOIS RIVER; AUX SABLE CREEK |  |  | 0.72458 | NPDES | 0.72458 | 1.1211 | 14779258 |  | 1 | 1.873 | 1.678 | 2.001 | 43.473 | 7.082 | 2.773 | 1.448 | 0.762 | 0.397 | 0.55 | 0.561 | 6.07 | 1.799 | QE_08 | 0.397 | 0.97066 | 0.51666 | 4.5795 | 1.6655 | 2.7411 | 2.7411 | Plant Flow | 2.7411 | Plant Flow | 2.7411 | Plant Flow |  | 365 | 0.0027315 | 0.9965 | 0.9965 | 0.9965 | 3 | 4 | 0 | 0 | 39 | 1 | 0 | 0 | 0.788 | 32 | 0 | 0 | 0.0012646 | 0.00033217 | DMR | [16 empty] | 0.047475 | 17.3201 | 17.3201 | 17.3201 | 0.02198 | 0.0057734 | NO | PlantFlow
2022 | EQUISTAR CHEMICALS, LP - MORRIS PLANT | 110000433013 | IL0002917 | MORRIS | GRUNDY | IL |  | 41.4129 | -88.3298 |  | 2821 | Plastics Materials and Resins | 325211 | Plastics Material and Resin Manufacturing | IS22 | Plastic Material and Resin Manufacturing | Waste handling, treatment, and disposal - Remediation or Monitoring | 2 | 0.61276 | IL0002917 | Walley Run-Aux Sable Creek | 071200050106 | No organochlorines are reported to 2022 TRI | ILR10I588 | IL0002917 |  | 2023 | 07120010000000 | AUX SABLE CREEK, COUNTY DITH TO LOWLAND AREA, ILLINOIS RIVER, ILLINOIS RIVER; AUX SABLE CREEK |  |  | 0.72458 | NPDES | 0.72458 | 1.1211 | 14779258 |  | 1 | 1.873 | 1.678 | 2.001 | 43.473 | 7.082 | 2.773 | 1.448 | 0.762 | 0.397 | 0.55 | 0.561 | 6.07 | 1.799 | QE_08 | 0.397 | 0.97066 | 0.51666 | 4.5795 | 1.6655 | 2.7411 | 2.7411 | Plant Flow | 2.7411 | Plant Flow | 2.7411 | Plant Flow |  | 365 | 0.0016788 | 0.61247 | 0.61247 | 0.61247 | 3 | 4 | 0 | 0 | 39 | 1 | 0 | 0 | 0.788 | 32 | 0 | 0 | 0.00077724 | 0.00020416 | DMR | [16 empty] | 0.029179 | 10.6452 | 10.6452 | 10.6452 | 0.013509 | 0.0035484 | NO | PlantFlow
2023 | EQUISTAR CHEMICALS, LP - MORRIS PLANT | 110000433013 | IL0002917 | MORRIS | GRUNDY | IL |  | 41.4129 | -88.3298 |  | 2821 | Plastics Materials and Resins | 325211 | Plastics Material and Resin Manufacturing | IS22 | Plastic Material and Resin Manufacturing | Waste handling, treatment, and disposal - Remediation or Monitoring | 2 | 2.8983 | IL0002917 | Walley Run-Aux Sable Creek | 071200050106 | No organochlorines are reported to 2022 TRI | ILR10I588 | IL0002917 |  | 2023 | 07120010000000 | AUX SABLE CREEK, COUNTY DITH TO LOWLAND AREA, ILLINOIS RIVER, ILLINOIS RIVER; AUX SABLE CREEK |  |  | 0.72458 | NPDES | 0.72458 | 1.1211 | 14779258 |  | 1 | 1.873 | 1.678 | 2.001 | 43.473 | 7.082 | 2.773 | 1.448 | 0.762 | 0.397 | 0.55 | 0.561 | 6.07 | 1.799 | QE_08 | 0.397 | 0.97066 | 0.51666 | 4.5795 | 1.6655 | 2.7411 | 2.7411 | Plant Flow | 2.7411 | Plant Flow | 2.7411 | Plant Flow |  | 365 | 0.0079406 | 2.8969 | 2.8969 | 2.8969 | 3 | 4 | 0 | 0 | 39 | 1 | 0 | 0 | 0.788 | 32 | 0 | 0 | 0.0036763 | 0.00096564 | DMR | [16 empty] | 0.13802 | 50.3513 | 50.3513 | 50.3513 | 0.063898 | 0.016784 | NO | PlantFlow
2019 | WOODWARD INC | 110005812371 | IL0002976 | ROCKFORD | WINNEBAGO | IL |  | 42.3042 | -89.0555 |  | 3728 | Aircraft Parts and Auxiliary Equipment, NEC (research and development not producing prototypes) | 541713 | Research and Development in Nanotechnology | IS47 | Services | Waste handling, treatment, and disposal - Remediation or Monitoring | 2 | 0.54177 | IL0002976 | Spring Creek-Rock Creek | 070900050107 | Possibly Cleaner/Degreaser, but no evidence of t-DCE use | IL0002976 |  |  | 2023 | 07090010000000 | UNNAMED TRIBUTARY TO THE ROCK RIVER |  | 1.3 | 0.33145 | NPDES | 1.3 | 2.0114 | 10602584 |  | 1 | 1.375 | 0.593 | 0.94 | 29.411 | 5.929 | 2.123 | 1.153 | 0.612 | 0.344 | 0.483 | 0.401 | 6.665 | 1.011 | QE_08 | 0.344 | 0.84108 | 0.44543 | 3.3619 | 1.3259 | 4.9178 | 4.9178 | Plant Flow | 4.9178 | Plant Flow | 4.9178 | Plant Flow |  | 365 | 0.0014843 | 0.30182 | 0.30182 | 0.30182 | 3 | 4 | 0 | 0 | 39 | 1 | 0 | 0 | 0.788 | 32 | 0 | 0 | 0.00038302 | 0.00010061 | DMR | [16 empty] | 0.025799 | 5.2459 | 5.2459 | 5.2459 | 0.0066573 | 0.0017486 | NO | PlantFlow
2020 | BAKELITE SYNTHETICS | 110000378467 | KY0001112 | LOUISVILLE | JEFFERSON | KY |  | 38.1953 | -85.8722 |  | 2869 | Industrial Organic Chemicals, Nec | 325998 | All Other Miscellaneous Chemical Product and Preparation Manufacturing | IS34 | All Other Chemical Product and Preparation Manufacturing | Waste handling, treatment, and disposal - Remediation or Monitoring | 2 | 1.0703 | KY0001112 | Mill Creek Cutoff-Ohio River | 051401010903 | No organochlorines are reported to 2022 TRI | KY0001112 |  |  | 2023 | 05140100000000 | OHIO RIVER, UT TO MILL CREEK CUTOFF | 0.54 | 0.272 | 0.14619 | NPDES | 0.272 | 0.42085 | 10164016 | Ohio River | 8 | 124319.263 | 168951.915 | 201693.762 | 235928.007 | 198603 | 151545.178 | 99972.088 | 62035.657 | 48010.732 | 43624.161 | 52176.116 | 87768.391 | 151351.606 | QE_09 | 43624.161 | 106660.5403 | 85424.5151 | 303959.0782 | 241491.8692 | 1.029 | 106660.5403 | 30Q5 Flow | 241491.8692 | HM Flow | 85424.5151 | 7Q10 Flow |  | 365 | 0.0029323 | 3.4327e-05 | 2.7492e-05 | 1.2143e-05 | 3 | 4 | 0 | 0 | 39 | 1 | 0 | 0 | 0.788 | 32 | 0 | 0 | 4.3562e-08 | 1.1442e-08 | DMR | [16 empty] | 0.050967 | 0.00059663 | 0.00047784 | 0.00021105 | 7.5715e-07 | 1.9888e-07 | NO | NHDPlus
2022 | NPC SERVICES, INC.- PETRO-PROCESSORS OF LOUISIANA, INC. SITE | 110064644782 | LA0066214 | BATON ROUGE | EAST BATON ROUGE | LA |  | 30.5845 | -91.2475 |  | 4953 | Refuse Systems | 562920 | Materials Recovery Facilities | IS47 | Services | Waste handling, treatment, and disposal - non-POTW WWT | 2 | 1.1621 | LA0066214 | Cypress Bayou-Bayou Baton Rouge | 080702010401 | NAICS/SIC indication | LA0066214 |  |  | 2023 | 08070200000000 | BAYOU BATON ROUGE, LOCAL DRAINAGE | 0.1218 | 0.1218 | 0.027987 | NPDES | 0.1218 | 0.18845 | 19053444 | Bayou Baton Rouge | 2 | 30.436 | 52.086 | 52.785 | 44.998 | 47.562 | 29.49 | 17.622 | 8.362 | 8.376 | 9.812 | 17.276 | 48.912 | 40.658 | QE_07 | 8.362 | 20.445 | 12.1147 | 74.4156 | 35.529 | 0.46076 | 20.445 | 30Q5 Flow | 35.529 | HM Flow | 12.1147 | 7Q10 Flow |  | 365 | 0.0031837 | 0.2628 | 0.15572 | 0.089609 | 3 | 4 | 0 | 0 | 39 | 1 | 0 | 0 | 0.788 | 32 | 0 | 0 | 0.0003335 | 8.7599e-05 | DMR | [16 empty] | 0.055336 | 4.5677 | 2.7066 | 1.5575 | 0.0057965 | 0.0015226 | NO | NHDPlus
2023 | NPC SERVICES, INC.- PETRO-PROCESSORS OF LOUISIANA, INC. SITE | 110064644782 | LA0066214 | BATON ROUGE | EAST BATON ROUGE | LA |  | 30.5845 | -91.2475 |  | 4953 | Refuse Systems | 562920 | Materials Recovery Facilities | IS47 | Services | Waste handling, treatment, and disposal - non-POTW WWT | 2 | 0.021484 | LA0066214 | Cypress Bayou-Bayou Baton Rouge | 080702010401 | NAICS/SIC indication | LA0066214 |  |  | 2023 | 08070200000000 | BAYOU BATON ROUGE, LOCAL DRAINAGE | 0.1218 | 0.1218 | 0.027987 | NPDES | 0.1218 | 0.18845 | 19053444 | Bayou Baton Rouge | 2 | 30.436 | 52.086 | 52.785 | 44.998 | 47.562 | 29.49 | 17.622 | 8.362 | 8.376 | 9.812 | 17.276 | 48.912 | 40.658 | QE_07 | 8.362 | 20.445 | 12.1147 | 74.4156 | 35.529 | 0.46076 | 20.445 | 30Q5 Flow | 35.529 | HM Flow | 12.1147 | 7Q10 Flow |  | 365 | 5.886e-05 | 0.0048586 | 0.0028789 | 0.0016567 | 3 | 4 | 0 | 0 | 39 | 1 | 0 | 0 | 0.788 | 32 | 0 | 0 | 6.1657e-06 | 1.6195e-06 | DMR | [16 empty] | 0.001023 | 0.084447 | 0.050039 | 0.028795 | 0.00010717 | 2.8149e-05 | NO | NHDPlus
2021 | DRESSER INC - GE OIL & GAS | 110007300330 | LAG420116 | PINEVILLE | RAPIDES | LA |  | 31.4158 | -92.4772 |  | 3491 | Industrial Valves | 332911 | Industrial Valve Manufacturing | IS39 | Fabricated Metal Product Manufacturing | Waste handling, treatment, and disposal - Remediation or Monitoring | 2 | 0.00060908 | LAG420116 | Bayou Rigollette-Lake Buhlow | 1.11E+11 | Nothing reported to 2022 TRI | [36 empty] | Permit Lookup Failed |  |  |  | Permit Lookup Failed | EffluentConc | 365 |  | 0.149 | 0.149 | 0.149 | 3 | 4 | 0 | 0 | 39 | 1 | 0 | 0 | 0.788 | 32 | 0 | 0 | 0.00018909 | 4.9667e-05 | DMR | [16 empty] | 2.9004e-05 | 0.149 |  |  | 0.00018909 | 4.9667e-05 | NO | Effluent
2023 | MOTOR WHEEL DISPOSAL SITE | 110009162903 | MI0055077 | LANSING | INGHAM | MI |  | 42.7589 | -84.5372 |  | 1799 | Special Trade Contractors, Nec | 562910 | Remediation Services | IS47 | Services | Waste handling, treatment, and disposal - Remediation or Monitoring | 2 | 0.57975 | MI0055077 | Carrier Creek-Grand River | 040500040704 | Uncertain, possibly a remediation site | MI0055077 |  |  | 2023 | 04050000000000 | GRAND RIVER |  |  | 0.41535 | NPDES | 0.41535 | 0.64264 | 12242484 | Grand River | 6 | 976.183 | 1000.572 | 1163.064 | 1990.743 | 1920.245 | 1149.447 | 799.298 | 471.136 | 426.768 | 460.35 | 579.147 | 826.975 | 947.044 | QE_08 | 426.768 | 1043.4425 | 710.0871 | 2386.7555 | 1733.503 | 1.5713 | 1043.4425 | 30Q5 Flow | 1733.503 | HM Flow | 710.0871 | 7Q10 Flow |  | 365 | 0.0015883 | 0.0022368 | 0.0015222 | 0.00091626 | 3 | 4 | 0 | 0 | 39 | 1 | 0 | 0 | 0.788 | 32 | 0 | 0 | 2.8386e-06 | 7.4561e-07 | DMR | [16 empty] | 0.027607 | 0.038878 | 0.026458 | 0.015926 | 4.9338e-05 | 1.2959e-05 | NO | NHDPlus
2020 | WESTINGHOUSE ELECTRIC CO. L.L.C. | 110000440416 | MO0000761 | HEMATITE | JEFFERSON | MO |  | 38.2092 | -90.4769 |  | 1795 | Wrecking and Demolition Work | 238910 | Site Preparation Contractors | IS5 | Construction | Waste handling, treatment, and disposal - Remediation or Monitoring | 2 | 3.6629 | MO0000761 | Middle Joachim Creek | 071401010802 | NAICS sounds like Groundwater Remediation or Groundwater/Surfacewater monitoring | MO0000761 |  |  | 2023 | 07140100000000 | TRIBUTARY TO JOACHIM CREEK |  |  | 0.00023 | NPDES | 0.00023 | 0.00035586 | 3627483 |  | 1 | 1.389 | 2.161 | 2.607 | 32.15 | 3.872 | 1.469 | 0.756 | 0.387 | 0.218 | 0.355 | 0.337 | 2.704 | 1.619 | QE_08 | 0.218 | 0.53301 | 0.27778 | 3.3961 | 1.0265 | 0.00087008 | 0.53301 | 30Q5 Flow | 1.0265 | HM Flow | 0.27778 | 7Q10 Flow |  | 365 | 0.010035 | 36.126 | 18.8276 | 9.7758 | 3 | 4 | 0 | 0 | 39 | 1 | 0 | 0 | 0.788 | 32 | 0 | 0 | 0.045845 | 0.012042 | DMR | [16 empty] | 0.17442 | 627.9044 | 327.2409 | 169.9119 | 0.79683 | 0.2093 | NO | NHDPlus
2023 | FORMER NUODEX CORP FACILITY | 110070215141 | NJG197548 | WOODBRIDGE TWP | MIDDLESEX | NJ |  | 40.5159 | -74.3252 | [5 empty] | NAICS/SIC Not Provided | NAICS/SIC Not Provided | Waste handling, treatment, and disposal - Remediation or Monitoring | 2 | 0.0019668 | NJG197548 | Mill Brook-Raritan River | 020301050507 | Name indicates location was formerly a facility | NJG197548 |  |  | 2023 | 02030110000000 | RARITAN RIVER | 0.0936 | 0.0576 | 0.036122 | NPDES | 0.0576 | 0.08912 | 9513868 |  | 1 | 3.631 | 13.548 | 30.97 | 22.806 | 5.474 | 4.454 | 3.475 | 2.238 | 1.738 | 2.355 | 4.135 | 5.683 | 6.318 | QE_08 | 1.738 | 4.2494 | 2.3825 | 8.8778 | 5.2963 | 0.2179 | 4.2494 | 30Q5 Flow | 5.2963 | HM Flow | 2.3825 | 7Q10 Flow |  | 365 | 5.3885e-06 | 0.0022617 | 0.0012681 | 0.0010174 | 3 | 4 | 0 | 0 | 39 | 1 | 0 | 0 | 0.788 | 32 | 0 | 0 | 2.8701e-06 | 7.5389e-07 | DMR | [16 empty] | 9.3657e-05 | 0.03931 | 0.02204 | 0.017684 | 4.9886e-05 | 1.3103e-05 | NO | NHDPlus
2019 | CAESARS PALACE HOTEL AND CASINO | 110015972562 | NV0023191 | LAS VEGAS | CLARK | NV |  | 36.1162 | -115.1727 |  | 7011 | Hotels and Motels | 721199 | All Other Traveler Accommodation | NAICS/SIC Not Provided | NAICS/SIC Not Provided | Waste handling, treatment, and disposal - Remediation or Monitoring | 2 | 0.31149 | NV0023191 | City of Las Vegas-Las Vegas Wash | 1.5E+11 | Sic/Naics does not indicate usage of chemicals | NV0023191 |  |  | 2023 | 1.5E+13 | FLAMINGO WASH | 0.432 | 0.432 | 0.033321 | NPDES | 0.432 | 0.6684 | 22069994 | Flamingo Wash | 3 | 2.141 | 13.016 | 10.823 | 5.581 | 1.049 | 0.864 | 0 | 0.726 | 1.979 | 1.466 | 1.261 | 3.142 | 18.234 | QE_06 | 0.726 | 1.7751 | 0.96511 | 5.2347 | 2.5051 | 1.6342 | 1.7751 | 30Q5 Flow | 2.5051 | HM Flow | 1.6342 | Plant Flow |  | 365 | 0.00085339 | 0.5222 | 0.48077 | 0.34067 | 3 | 4 | 0 | 0 | 39 | 1 | 0 | 0 | 0.788 | 32 | 0 | 0 | 0.00066269 | 0.00017407 | DMR | [16 empty] | 0.014833 | 9.0763 | 8.3562 | 5.9211 | 0.011518 | 0.0030254 | NO | NHDPlus
2020 | CAESARS PALACE HOTEL AND CASINO | 110015972562 | NV0023191 | LAS VEGAS | CLARK | NV |  | 36.1162 | -115.1727 |  | 7011 | Hotels and Motels | 721199 | All Other Traveler Accommodation | NAICS/SIC Not Provided | NAICS/SIC Not Provided | Waste handling, treatment, and disposal - Remediation or Monitoring | 2 | 0.31879 | NV0023191 | City of Las Vegas-Las Vegas Wash | 1.5E+11 | Uncertain, possibly a remediation site | NV0023191 |  |  | 2023 | 1.5E+13 | FLAMINGO WASH | 0.432 | 0.432 | 0.033321 | NPDES | 0.432 | 0.6684 | 22069994 | Flamingo Wash | 3 | 2.141 | 13.016 | 10.823 | 5.581 | 1.049 | 0.864 | 0 | 0.726 | 1.979 | 1.466 | 1.261 | 3.142 | 18.234 | QE_06 | 0.726 | 1.7751 | 0.96511 | 5.2347 | 2.5051 | 1.6342 | 1.7751 | 30Q5 Flow | 2.5051 | HM Flow | 1.6342 | Plant Flow |  | 365 | 0.0008734 | 0.53444 | 0.49204 | 0.34865 | 3 | 4 | 0 | 0 | 39 | 1 | 0 | 0 | 0.788 | 32 | 0 | 0 | 0.00067822 | 0.00017815 | DMR | [16 empty] | 0.01518 | 9.289 | 8.5521 | 6.0599 | 0.011788 | 0.0030963 | NO | NHDPlus
2021 | CAESARS PALACE HOTEL AND CASINO | 110015972562 | NV0023191 | LAS VEGAS | CLARK | NV |  | 36.1162 | -115.1727 |  | 7011 | Hotels and Motels | 721199 | All Other Traveler Accommodation | NAICS/SIC Not Provided | NAICS/SIC Not Provided | Waste handling, treatment, and disposal - Remediation or Monitoring | 2 | 0.20122 | NV0023191 | City of Las Vegas-Las Vegas Wash | 1.5E+11 | Uncertain, possibly a remediation site | NV0023191 |  |  | 2023 | 1.5E+13 | FLAMINGO WASH | 0.432 | 0.432 | 0.033321 | NPDES | 0.432 | 0.6684 | 22069994 | Flamingo Wash | 3 | 2.141 | 13.016 | 10.823 | 5.581 | 1.049 | 0.864 | 0 | 0.726 | 1.979 | 1.466 | 1.261 | 3.142 | 18.234 | QE_06 | 0.726 | 1.7751 | 0.96511 | 5.2347 | 2.5051 | 1.6342 | 1.7751 | 30Q5 Flow | 2.5051 | HM Flow | 1.6342 | Plant Flow |  | 365 | 0.0005513 | 0.33734 | 0.31058 | 0.22007 | 3 | 4 | 0 | 0 | 39 | 1 | 0 | 0 | 0.788 | 32 | 0 | 0 | 0.0004281 | 0.00011245 | DMR | [16 empty] | 0.0095821 | 5.8633 | 5.3982 | 3.8251 | 0.0074408 | 0.0019544 | NO | NHDPlus
2022 | CAESARS PALACE HOTEL AND CASINO | 110015972562 | NV0023191 | LAS VEGAS | CLARK | NV |  | 36.1162 | -115.1727 |  | 7011 | Hotels and Motels | 721199 | All Other Traveler Accommodation | NAICS/SIC Not Provided | NAICS/SIC Not Provided | Waste handling, treatment, and disposal - Remediation or Monitoring | 2 | 0.26439 | NV0023191 | City of Las Vegas-Las Vegas Wash | 1.5E+11 | Uncertain, possibly a remediation site | NV0023191 |  |  | 2023 | 1.5E+13 | FLAMINGO WASH | 0.432 | 0.432 | 0.033321 | NPDES | 0.432 | 0.6684 | 22069994 | Flamingo Wash | 3 | 2.141 | 13.016 | 10.823 | 5.581 | 1.049 | 0.864 | 0 | 0.726 | 1.979 | 1.466 | 1.261 | 3.142 | 18.234 | QE_06 | 0.726 | 1.7751 | 0.96511 | 5.2347 | 2.5051 | 1.6342 | 1.7751 | 30Q5 Flow | 2.5051 | HM Flow | 1.6342 | Plant Flow |  | 365 | 0.00072435 | 0.44323 | 0.40807 | 0.28915 | 3 | 4 | 0 | 0 | 39 | 1 | 0 | 0 | 0.788 | 32 | 0 | 0 | 0.00056248 | 0.00014774 | DMR | [16 empty] | 0.01259 | 7.7038 | 7.0927 | 5.0257 | 0.0097764 | 0.0025679 | NO | NHDPlus
2023 | CAESARS PALACE HOTEL AND CASINO | 110015972562 | NV0023191 | LAS VEGAS | CLARK | NV |  | 36.1162 | -115.1727 |  | 7011 | Hotels and Motels | 721199 | All Other Traveler Accommodation | NAICS/SIC Not Provided | NAICS/SIC Not Provided | Waste handling, treatment, and disposal - Remediation or Monitoring | 2 | 0.16529 | NV0023191 | City of Las Vegas-Las Vegas Wash | 1.5E+11 | Uncertain, possibly a remediation site | NV0023191 |  |  | 2023 | 1.5E+13 | FLAMINGO WASH | 0.432 | 0.432 | 0.033321 | NPDES | 0.432 | 0.6684 | 22069994 | Flamingo Wash | 3 | 2.141 | 13.016 | 10.823 | 5.581 | 1.049 | 0.864 | 0 | 0.726 | 1.979 | 1.466 | 1.261 | 3.142 | 18.234 | QE_06 | 0.726 | 1.7751 | 0.96511 | 5.2347 | 2.5051 | 1.6342 | 1.7751 | 30Q5 Flow | 2.5051 | HM Flow | 1.6342 | Plant Flow |  | 365 | 0.00045284 | 0.27709 | 0.25511 | 0.18077 | 3 | 4 | 0 | 0 | 39 | 1 | 0 | 0 | 0.788 | 32 | 0 | 0 | 0.00035164 | 9.2365e-05 | DMR | [16 empty] | 0.0078707 | 4.8162 | 4.4341 | 3.1419 | 0.0061119 | 0.0016054 | NO | NHDPlus
2020 | THE MARTIN | 110059861065 | NV0023558 | LAS VEGAS | CLARK | NV |  | 36.1089 | -115.1812 |  | 6531 | Real Estate Agents and Managers | 813990 | Other Similar Organizations (except Business, Professional, Labor, and Political Organizations) | IS47 | Services | Waste handling, treatment, and disposal - Remediation or Monitoring | 2 | 0.0014817 | NV0023558 | Tropicana Wash | 1.5E+11 | Uncertain, possibly a remediation site | NV0023558 |  |  | 2023 | 1.5E+13 | LAS VEGAS WASH | 0.0216 | 0.0216 | 0.0016954 | NPDES | 0.0216 | 0.03342 | 22069994 | Flamingo Wash | 3 | 2.141 | 13.016 | 10.823 | 5.581 | 1.049 | 0.864 | 0 | 0.726 | 1.979 | 1.466 | 1.261 | 3.142 | 18.234 | QE_06 | 0.726 | 1.7751 | 0.96511 | 5.2347 | 2.5051 | 0.081712 | 1.7751 | 30Q5 Flow | 2.5051 | HM Flow | 0.96511 | 7Q10 Flow |  | 365 | 4.0594e-06 | 0.0042061 | 0.0022869 | 0.0016205 | 3 | 4 | 0 | 0 | 39 | 1 | 0 | 0 | 0.788 | 32 | 0 | 0 | 5.3378e-06 | 1.402e-06 | DMR | [16 empty] | 7.0556e-05 | 0.073107 | 0.039749 | 0.028165 | 9.2775e-05 | 2.4369e-05 | NO | NHDPlus
2021 | THE MARTIN | 110059861065 | NV0023558 | LAS VEGAS | CLARK | NV |  | 36.1089 | -115.1812 |  | 6531 | Real Estate Agents and Managers | 813990 | Other Similar Organizations (except Business, Professional, Labor, and Political Organizations) | IS47 | Services | Waste handling, treatment, and disposal - Remediation or Monitoring | 2 | 0.00089937 | NV0023558 | Tropicana Wash | 1.5E+11 | Uncertain, possibly a remediation site | NV0023558 |  |  | 2023 | 1.5E+13 | LAS VEGAS WASH | 0.0216 | 0.0216 | 0.0016954 | NPDES | 0.0216 | 0.03342 | 22069994 | Flamingo Wash | 3 | 2.141 | 13.016 | 10.823 | 5.581 | 1.049 | 0.864 | 0 | 0.726 | 1.979 | 1.466 | 1.261 | 3.142 | 18.234 | QE_06 | 0.726 | 1.7751 | 0.96511 | 5.2347 | 2.5051 | 0.081712 | 1.7751 | 30Q5 Flow | 2.5051 | HM Flow | 0.96511 | 7Q10 Flow |  | 365 | 2.464e-06 | 0.0025531 | 0.0013881 | 0.00098362 | 3 | 4 | 0 | 0 | 39 | 1 | 0 | 0 | 0.788 | 32 | 0 | 0 | 3.24e-06 | 8.5103e-07 | DMR | [16 empty] | 4.2827e-05 | 0.044375 | 0.024127 | 0.017096 | 5.6314e-05 | 1.4792e-05 | NO | NHDPlus
2022 | THE MARTIN | 110059861065 | NV0023558 | LAS VEGAS | CLARK | NV |  | 36.1089 | -115.1812 |  | 6531 | Real Estate Agents and Managers | 813990 | Other Similar Organizations (except Business, Professional, Labor, and Political Organizations) | IS47 | Services | Waste handling, treatment, and disposal - Remediation or Monitoring | 2 | 0.0010133 | NV0023558 | Tropicana Wash | 1.5E+11 | Uncertain, possibly a remediation site | NV0023558 |  |  | 2023 | 1.5E+13 | LAS VEGAS WASH | 0.0216 | 0.0216 | 0.0016954 | NPDES | 0.0216 | 0.03342 | 22069994 | Flamingo Wash | 3 | 2.141 | 13.016 | 10.823 | 5.581 | 1.049 | 0.864 | 0 | 0.726 | 1.979 | 1.466 | 1.261 | 3.142 | 18.234 | QE_06 | 0.726 | 1.7751 | 0.96511 | 5.2347 | 2.5051 | 0.081712 | 1.7751 | 30Q5 Flow | 2.5051 | HM Flow | 0.96511 | 7Q10 Flow |  | 365 | 2.7763e-06 | 0.0028767 | 0.0015641 | 0.0011083 | 3 | 4 | 0 | 0 | 39 | 1 | 0 | 0 | 0.788 | 32 | 0 | 0 | 3.6506e-06 | 9.5888e-07 | DMR | [16 empty] | 4.8255e-05 | 0.049999 | 0.027185 | 0.019263 | 6.345e-05 | 1.6666e-05 | NO | NHDPlus
2023 | THE MARTIN | 110059861065 | NV0023558 | LAS VEGAS | CLARK | NV |  | 36.1089 | -115.1812 |  | 6531 | Real Estate Agents and Managers | 813990 | Other Similar Organizations (except Business, Professional, Labor, and Political Organizations) | IS47 | Services | Waste handling, treatment, and disposal - Remediation or Monitoring | 2 | 0.00107 | NV0023558 | Tropicana Wash | 1.5E+11 | Uncertain, possibly a remediation site | NV0023558 |  |  | 2023 | 1.5E+13 | LAS VEGAS WASH | 0.0216 | 0.0216 | 0.0016954 | NPDES | 0.0216 | 0.03342 | 22069994 | Flamingo Wash | 3 | 2.141 | 13.016 | 10.823 | 5.581 | 1.049 | 0.864 | 0 | 0.726 | 1.979 | 1.466 | 1.261 | 3.142 | 18.234 | QE_06 | 0.726 | 1.7751 | 0.96511 | 5.2347 | 2.5051 | 0.081712 | 1.7751 | 30Q5 Flow | 2.5051 | HM Flow | 0.96511 | 7Q10 Flow |  | 365 | 2.9315e-06 | 0.0030374 | 0.0016515 | 0.0011702 | 3 | 4 | 0 | 0 | 39 | 1 | 0 | 0 | 0.788 | 32 | 0 | 0 | 3.8546e-06 | 1.0125e-06 | DMR | [16 empty] | 5.0952e-05 | 0.052794 | 0.028704 | 0.020339 | 6.6997e-05 | 1.7598e-05 | NO | NHDPlus
2019 | MCCARRAN INTERNATIONAL AIRPORT | 110064134459 | NV0023761 | LAS VEGAS | CLARK | NV |  | 36.0754 | -115.1669 |  | 4581 | Airports, Flying Fields, and Services | 811420 | Reupholstery and Furniture Repair | NAICS/SIC Not Provided | NAICS/SIC Not Provided | Waste handling, treatment, and disposal - POTW | 2 | 0.021554 | NV0023761 | Duck Creek | 1.5E+11 | NPDES permit indicates discharge of NON-PROCESS Wastewater | NV0023761 | NVCS45259 | NVIS00914 | 2023 | 1.5E+13 | LAS VEGAS WASH VIA THE CLARK COUNTY STORM DRAIN SY | 0.5 | 0.5 | 0.017864 | NPDES | 0.5 | 0.77362 | [22 empty] | 1.8927 | 1.8927 | Flow Lookup Failed | 1.8927 | Flow Lookup Failed | 1.8927 | Flow Lookup Failed | PlantFlowUsed | 365 | 5.9051e-05 | 0.031199 | 0.031199 | 0.031199 | 3 | 4 | 0 | 0 | 39 | 1 | 0 | 0 | 0.788 | 32 | 0 | 0 | 3.9593e-05 | 1.04e-05 | DMR | [16 empty] | 0.0010264 | 0.54228 | 0.54228 | 0.54228 | 0.00068817 | 0.00018076 | NO | PlantFlow
2020 | MCCARRAN INTERNATIONAL AIRPORT | 110064134459 | NV0023761 | LAS VEGAS | CLARK | NV |  | 36.0754 | -115.1669 |  | 4581 | Airports, Flying Fields, and Services | 811420 | Reupholstery and Furniture Repair | NAICS/SIC Not Provided | NAICS/SIC Not Provided | Waste handling, treatment, and disposal - POTW | 2 | 0.048376 | NV0023761 | Duck Creek | 1.5E+11 | NPDES permit indicates discharge of NON-PROCESS Wastewater | NV0023761 | NVCS45259 | NVIS00914 | 2023 | 1.5E+13 | LAS VEGAS WASH VIA THE CLARK COUNTY STORM DRAIN SY | 0.5 | 0.5 | 0.017864 | NPDES | 0.5 | 0.77362 | [22 empty] | 1.8927 | 1.8927 | Flow Lookup Failed | 1.8927 | Flow Lookup Failed | 1.8927 | Flow Lookup Failed | PlantFlowUsed | 365 | 0.00013254 | 0.070025 | 0.070025 | 0.070025 | 3 | 4 | 0 | 0 | 39 | 1 | 0 | 0 | 0.788 | 32 | 0 | 0 | 8.8864e-05 | 2.3342e-05 | DMR | [16 empty] | 0.0023036 | 1.2171 | 1.2171 | 1.2171 | 0.0015445 | 0.0004057 | NO | PlantFlow
2021 | MCCARRAN INTERNATIONAL AIRPORT | 110064134459 | NV0023761 | LAS VEGAS | CLARK | NV |  | 36.0754 | -115.1669 |  | 4581 | Airports, Flying Fields, and Services | 811420 | Reupholstery and Furniture Repair | NAICS/SIC Not Provided | NAICS/SIC Not Provided | Waste handling, treatment, and disposal - POTW | 2 | 0.0060445 | NV0023761 | Duck Creek | 1.5E+11 | NPDES permit indicates discharge of NON-PROCESS Wastewater | NV0023761 | NVCS45259 | NVIS00914 | 2023 | 1.5E+13 | LAS VEGAS WASH VIA THE CLARK COUNTY STORM DRAIN SY | 0.5 | 0.5 | 0.017864 | NPDES | 0.5 | 0.77362 | [22 empty] | 1.8927 | 1.8927 | Flow Lookup Failed | 1.8927 | Flow Lookup Failed | 1.8927 | Flow Lookup Failed | PlantFlowUsed | 365 | 1.656e-05 | 0.0087495 | 0.0087495 | 0.0087495 | 3 | 4 | 0 | 0 | 39 | 1 | 0 | 0 | 0.788 | 32 | 0 | 0 | 1.1103e-05 | 2.9165e-06 | DMR | [16 empty] | 0.00028783 | 0.15207 | 0.15207 | 0.15207 | 0.00019299 | 5.0691e-05 | NO | PlantFlow
2022 | MCCARRAN INTERNATIONAL AIRPORT | 110064134459 | NV0023761 | LAS VEGAS | CLARK | NV |  | 36.0754 | -115.1669 |  | 4581 | Airports, Flying Fields, and Services | 811420 | Reupholstery and Furniture Repair | NAICS/SIC Not Provided | NAICS/SIC Not Provided | Waste handling, treatment, and disposal - POTW | 2 | 0.0056171 | NV0023761 | Duck Creek | 1.5E+11 | NPDES permit indicates discharge of NON-PROCESS Wastewater | NV0023761 | NVCS45259 | NVIS00914 | 2023 | 1.5E+13 | LAS VEGAS WASH VIA THE CLARK COUNTY STORM DRAIN SY | 0.5 | 0.5 | 0.017864 | NPDES | 0.5 | 0.77362 | [22 empty] | 1.8927 | 1.8927 | Flow Lookup Failed | 1.8927 | Flow Lookup Failed | 1.8927 | Flow Lookup Failed | PlantFlowUsed | 365 | 1.5389e-05 | 0.0081309 | 0.0081309 | 0.0081309 | 3 | 4 | 0 | 0 | 39 | 1 | 0 | 0 | 0.788 | 32 | 0 | 0 | 1.0318e-05 | 2.7103e-06 | DMR | [16 empty] | 0.00026748 | 0.14132 | 0.14132 | 0.14132 | 0.00017934 | 4.7108e-05 | NO | PlantFlow
2023 | MCCARRAN INTERNATIONAL AIRPORT | 110064134459 | NV0023761 | LAS VEGAS | CLARK | NV |  | 36.0754 | -115.1669 |  | 4581 | Airports, Flying Fields, and Services | 811420 | Reupholstery and Furniture Repair | NAICS/SIC Not Provided | NAICS/SIC Not Provided | Waste handling, treatment, and disposal - POTW | 2 | 0.011169 | NV0023761 | Duck Creek | 1.5E+11 | NPDES permit indicates discharge of NON-PROCESS Wastewater | NV0023761 | NVCS45259 | NVIS00914 | 2023 | 1.5E+13 | LAS VEGAS WASH VIA THE CLARK COUNTY STORM DRAIN SY | 0.5 | 0.5 | 0.017864 | NPDES | 0.5 | 0.77362 | [22 empty] | 1.8927 | 1.8927 | Flow Lookup Failed | 1.8927 | Flow Lookup Failed | 1.8927 | Flow Lookup Failed | PlantFlowUsed | 365 | 3.0599e-05 | 0.016167 | 0.016167 | 0.016167 | 3 | 4 | 0 | 0 | 39 | 1 | 0 | 0 | 0.788 | 32 | 0 | 0 | 2.0516e-05 | 5.3889e-06 | DMR | [16 empty] | 0.00053184 | 0.28099 | 0.28099 | 0.28099 | 0.00035659 | 9.3664e-05 | NO | PlantFlow
2020 | LAS VEGAS CONVENTION AND VISITORS AUTHORITY REMEDIATION SYSTEM | 110059844156 | NV0024232 | LAS VEGAS | CLARK | NV |  | 36.1315 | -115.1548 |  | 1799 | Special Trade Contractors, Nec | 562910 | Remediation Services | IS47 | Services | Waste handling, treatment, and disposal - Remediation or Monitoring | 2 | 0.063544 | NV0024232 | City of Las Vegas-Las Vegas Wash | 1.5E+11 | Uncertain, possibly a remediation site | [36 empty] | Permit Lookup Failed |  |  |  | Permit Lookup Failed | EffluentConc | 365 | 0.00017409 | 0.5 | 0.5 | 0.5 | 3 | 4 | 0 | 0 | 39 | 1 | 0 | 0 | 0.788 | 32 | 0 | 0 | 0.00063452 | 0.00016667 | DMR | [16 empty] | 0.0030259 | 0.5 |  |  | 0.00063452 | 0.00016667 | NO | Effluent
2021 | LAS VEGAS CONVENTION AND VISITORS AUTHORITY REMEDIATION SYSTEM | 110059844156 | NV0024232 | LAS VEGAS | CLARK | NV |  | 36.1315 | -115.1548 |  | 1799 | Special Trade Contractors, Nec | 562910 | Remediation Services | IS47 | Services | Waste handling, treatment, and disposal - Remediation or Monitoring | 2 | 0.044388 | NV0024232 | City of Las Vegas-Las Vegas Wash | 1.5E+11 | Uncertain, possibly a remediation site | [36 empty] | Permit Lookup Failed |  |  |  | Permit Lookup Failed | EffluentConc | 365 | 0.00012161 | 0.5 | 0.5 | 0.5 | 3 | 4 | 0 | 0 | 39 | 1 | 0 | 0 | 0.788 | 32 | 0 | 0 | 0.00063452 | 0.00016667 | DMR | [16 empty] | 0.0021137 | 0.5 |  |  | 0.00063452 | 0.00016667 | NO | Effluent
2023 | LAS VEGAS CONVENTION AND VISITORS AUTHORITY REMEDIATION SYSTEM | 110059844156 | NV0024232 | LAS VEGAS | CLARK | NV |  | 36.1315 | -115.1548 |  | 1799 | Special Trade Contractors, Nec | 562910 | Remediation Services | IS47 | Services | Waste handling, treatment, and disposal - Remediation or Monitoring | 2 | 0.078586 | NV0024232 | City of Las Vegas-Las Vegas Wash | 1.5E+11 | Uncertain, possibly a remediation site | [36 empty] | Permit Lookup Failed |  |  |  | Permit Lookup Failed | EffluentConc | 365 | 0.0002153 | 0.5 | 0.5 | 0.5 | 3 | 4 | 0 | 0 | 39 | 1 | 0 | 0 | 0.788 | 32 | 0 | 0 | 0.00063452 | 0.00016667 | DMR | [16 empty] | 0.0037422 | 0.5 |  |  | 0.00063452 | 0.00016667 | NO | Effluent
2019 | GM COMPONENTS HOLDINGS LLC | 110000326521 | NY0000558 | LOCKPORT | NIAGARA | NY |  | 43.166 | -78.7405 |  | 3714 | Motor Vehicle Parts and Accessories | 336390 | Other Motor Vehicle Parts Manufacturing | IS43 | Transportation Equipment Manufacturing | Waste handling, treatment, and disposal - Remediation or Monitoring | 2 | 0.15713 | NY0000558 | Headwaters Eighteenmile Creek | 041300010703 | 2022 TRI reports Mn, Pb, Cr, Cu, Diisocyanates | NY0000558 |  |  | 2023 | 04130000000000 | THE GULF |  | 3.895 | 0.77258 | NPDES | 3.895 | 6.0265 | 15560657 |  | 2 | 3.092 | 4.316 | 5.322 | 51.507 | 11.132 | 3.482 | 2.51 | 1.354 | 1.297 | 1.652 | 1.939 | 3.925 | 4.706 | QE_08 | 1.297 | 3.1711 | 1.7598 | 7.5599 | 4.1527 | 14.7346 | 14.7346 | Plant Flow | 14.7346 | Plant Flow | 14.7346 | Plant Flow |  | 365 | 0.0004305 | 0.029217 | 0.029217 | 0.029217 | 3 | 4 | 0 | 0 | 39 | 1 | 0 | 0 | 0.788 | 32 | 0 | 0 | 3.7077e-05 | 9.739e-06 | DMR | [16 empty] | 0.0074825 | 0.50782 | 0.50782 | 0.50782 | 0.00064444 | 0.00016927 | NO | PlantFlow
2020 | GM COMPONENTS HOLDINGS LLC | 110000326521 | NY0000558 | LOCKPORT | NIAGARA | NY |  | 43.166 | -78.7405 |  | 3714 | Motor Vehicle Parts and Accessories | 336390 | Other Motor Vehicle Parts Manufacturing | IS43 | Transportation Equipment Manufacturing | Waste handling, treatment, and disposal - Remediation or Monitoring | 2 | 0.17898 | NY0000558 | Headwaters Eighteenmile Creek | 041300010703 | 2022 TRI reports Mn, Pb, Cr, Cu, Diisocyanates | NY0000558 |  |  | 2023 | 04130000000000 | THE GULF |  | 3.895 | 0.77258 | NPDES | 3.895 | 6.0265 | 15560657 |  | 2 | 3.092 | 4.316 | 5.322 | 51.507 | 11.132 | 3.482 | 2.51 | 1.354 | 1.297 | 1.652 | 1.939 | 3.925 | 4.706 | QE_08 | 1.297 | 3.1711 | 1.7598 | 7.5599 | 4.1527 | 14.7346 | 14.7346 | Plant Flow | 14.7346 | Plant Flow | 14.7346 | Plant Flow |  | 365 | 0.00049035 | 0.033279 | 0.033279 | 0.033279 | 3 | 4 | 0 | 0 | 39 | 1 | 0 | 0 | 0.788 | 32 | 0 | 0 | 4.2232e-05 | 1.1093e-05 | DMR | [16 empty] | 0.0085228 | 0.57842 | 0.57842 | 0.57842 | 0.00073404 | 0.00019281 | NO | PlantFlow
2021 | GM COMPONENTS HOLDINGS LLC | 110000326521 | NY0000558 | LOCKPORT | NIAGARA | NY |  | 43.166 | -78.7405 |  | 3714 | Motor Vehicle Parts and Accessories | 336390 | Other Motor Vehicle Parts Manufacturing | IS43 | Transportation Equipment Manufacturing | Waste handling, treatment, and disposal - Remediation or Monitoring | 2 | 1.0243 | NY0000558 | Headwaters Eighteenmile Creek | 041300010703 | 2022 TRI reports Mn, Pb, Cr, Cu, Diisocyanates | NY0000558 |  |  | 2023 | 04130000000000 | THE GULF |  | 3.895 | 0.77258 | NPDES | 3.895 | 6.0265 | 15560657 |  | 2 | 3.092 | 4.316 | 5.322 | 51.507 | 11.132 | 3.482 | 2.51 | 1.354 | 1.297 | 1.652 | 1.939 | 3.925 | 4.706 | QE_08 | 1.297 | 3.1711 | 1.7598 | 7.5599 | 4.1527 | 14.7346 | 14.7346 | Plant Flow | 14.7346 | Plant Flow | 14.7346 | Plant Flow |  | 365 | 0.0028063 | 0.19046 | 0.19046 | 0.19046 | 3 | 4 | 0 | 0 | 39 | 1 | 0 | 0 | 0.788 | 32 | 0 | 0 | 0.0002417 | 6.3486e-05 | DMR | [16 empty] | 0.048777 | 3.3103 | 3.3103 | 3.3103 | 0.0042009 | 0.0011034 | NO | PlantFlow
2022 | GM COMPONENTS HOLDINGS LLC | 110000326521 | NY0000558 | LOCKPORT | NIAGARA | NY |  | 43.166 | -78.7405 |  | 3714 | Motor Vehicle Parts and Accessories | 336390 | Other Motor Vehicle Parts Manufacturing | IS43 | Transportation Equipment Manufacturing | Waste handling, treatment, and disposal - Remediation or Monitoring | 2 | 10.7049 | NY0000558 | Headwaters Eighteenmile Creek | 041300010703 | 2022 TRI reports Mn, Pb, Cr, Cu, Diisocyanates | NY0000558 |  |  | 2023 | 04130000000000 | THE GULF |  | 3.895 | 0.77258 | NPDES | 3.895 | 6.0265 | 15560657 |  | 2 | 3.092 | 4.316 | 5.322 | 51.507 | 11.132 | 3.482 | 2.51 | 1.354 | 1.297 | 1.652 | 1.939 | 3.925 | 4.706 | QE_08 | 1.297 | 3.1711 | 1.7598 | 7.5599 | 4.1527 | 14.7346 | 14.7346 | Plant Flow | 14.7346 | Plant Flow | 14.7346 | Plant Flow |  | 365 | 0.029329 | 1.9905 | 1.9905 | 1.9905 | 3 | 4 | 0 | 0 | 39 | 1 | 0 | 0 | 0.788 | 32 | 0 | 0 | 0.002526 | 0.00066348 | DMR | [16 empty] | 0.50976 | 34.596 | 34.596 | 34.596 | 0.043903 | 0.011532 | NO | PlantFlow
2023 | GM COMPONENTS HOLDINGS LLC | 110000326521 | NY0000558 | LOCKPORT | NIAGARA | NY |  | 43.166 | -78.7405 |  | 3714 | Motor Vehicle Parts and Accessories | 336390 | Other Motor Vehicle Parts Manufacturing | IS43 | Transportation Equipment Manufacturing | Waste handling, treatment, and disposal - Remediation or Monitoring | 2 | 35.3205 | NY0000558 | Headwaters Eighteenmile Creek | 041300010703 | 2022 TRI reports Mn, Pb, Cr, Cu, Diisocyanates | NY0000558 |  |  | 2023 | 04130000000000 | THE GULF |  | 3.895 | 0.77258 | NPDES | 3.895 | 6.0265 | 15560657 |  | 2 | 3.092 | 4.316 | 5.322 | 51.507 | 11.132 | 3.482 | 2.51 | 1.354 | 1.297 | 1.652 | 1.939 | 3.925 | 4.706 | QE_08 | 1.297 | 3.1711 | 1.7598 | 7.5599 | 4.1527 | 14.7346 | 14.7346 | Plant Flow | 14.7346 | Plant Flow | 14.7346 | Plant Flow |  | 365 | 0.096769 | 6.5674 | 6.5674 | 6.5674 | 3 | 4 | 0 | 0 | 39 | 1 | 0 | 0 | 0.788 | 32 | 0 | 0 | 0.0083343 | 0.0021891 | DMR | [16 empty] | 1.6819 | 114.1481 | 114.1481 | 114.1481 | 0.14486 | 0.038049 | NO | PlantFlow
2019 | CARRIER CORPORATION | 110011779147 | NY0001163 | SYRACUSE | ONONDAGA | NY |  | 43.0759 | -76.0891 |  | 3585 | Refrigeration and Heating Equipment | 336390 | Other Motor Vehicle Parts Manufacturing | IS43 | Transportation Equipment Manufacturing | Waste handling, treatment, and disposal - Remediation or Monitoring | 2 | 3.3057 | NY0001163 | Ley Creek Branches | 041402011508 | Probably has parts in need of Degreasing/Cleaning but unknown if t-DCE is used | NY0001163 |  |  | 2023 | 04140200000000 | SANDERS CK |  | 0.333 | 0.19333 | NPDES | 0.333 | 0.51523 | 21974385 | South Branch Ley Creek | 1 | 17.304 | 20.481 | 24.67 | 138.737 | 56.363 | 18.299 | 12.752 | 7.832 | 6.294 | 7.81 | 18.372 | 26.399 | 22.858 | QE_08 | 6.294 | 15.3888 | 9.0279 | 42.3081 | 23.1249 | 1.2597 | 15.3888 | 30Q5 Flow | 23.1249 | HM Flow | 9.0279 | 7Q10 Flow |  | 365 | 0.0090566 | 1.0032 | 0.58852 | 0.39164 | 3 | 4 | 0 | 0 | 39 | 1 | 0 | 0 | 0.788 | 32 | 0 | 0 | 0.0012731 | 0.0003344 | DMR | [16 empty] | 0.15741 | 17.4363 | 10.2291 | 6.8071 | 0.022127 | 0.0058121 | NO | NHDPlus
2020 | CARRIER CORPORATION | 110011779147 | NY0001163 | SYRACUSE | ONONDAGA | NY |  | 43.0759 | -76.0891 |  | 3585 | Refrigeration and Heating Equipment | 336390 | Other Motor Vehicle Parts Manufacturing | IS43 | Transportation Equipment Manufacturing | Waste handling, treatment, and disposal - Remediation or Monitoring | 2 | 8.302 | NY0001163 | Ley Creek Branches | 041402011508 | Probably has parts in need of Degreasing/Cleaning but unknown if t-DCE is used | NY0001163 |  |  | 2023 | 04140200000000 | SANDERS CK |  | 0.333 | 0.19333 | NPDES | 0.333 | 0.51523 | 21974385 | South Branch Ley Creek | 1 | 17.304 | 20.481 | 24.67 | 138.737 | 56.363 | 18.299 | 12.752 | 7.832 | 6.294 | 7.81 | 18.372 | 26.399 | 22.858 | QE_08 | 6.294 | 15.3888 | 9.0279 | 42.3081 | 23.1249 | 1.2597 | 15.3888 | 30Q5 Flow | 23.1249 | HM Flow | 9.0279 | 7Q10 Flow |  | 365 | 0.022745 | 2.5194 | 1.478 | 0.98358 | 3 | 4 | 0 | 0 | 39 | 1 | 0 | 0 | 0.788 | 32 | 0 | 0 | 0.0031972 | 0.00083981 | DMR | [16 empty] | 0.39533 | 43.79 | 25.6896 | 17.0955 | 0.055571 | 0.014597 | NO | NHDPlus
2019 | SABIC HIGH PERFORMANCE PLASTICS | 110000324391 | NY0007072 | SELKIRK | ALBANY | NY |  | 42.5758 | -73.8599 |  | 2821 | Plastics Materials and Resins | 325211 | Plastics Material and Resin Manufacturing | IS22 | Plastic Material and Resin Manufacturing | Waste handling, treatment, and disposal - Remediation or Monitoring | 2 | 0.58339 | NY0007072 | Onesquethaw Creek | 020200060402 | No organochlorines are reported to 2022 TRI | NY0007072 |  |  | 2023 | 02020010000000 | HUDSON R |  | 1.006 | 0.3319 | NPDES | 1.006 | 1.5565 | 6185934 | Vloman Kill | 2 | 12.013 | 14.234 | 18.162 | 49.518 | 38.195 | 22.289 | 15.801 | 8.663 | 6.87 | 7.405 | 8.784 | 16.803 | 13.893 | QE_08 | 6.87 | 16.7971 | 9.8845 | 29.3716 | 20.457 | 3.8057 | 16.7971 | 30Q5 Flow | 20.457 | HM Flow | 9.8845 | 7Q10 Flow |  | 365 | 0.0015983 | 0.1617 | 0.095155 | 0.078131 | 3 | 4 | 0 | 0 | 39 | 1 | 0 | 0 | 0.788 | 32 | 0 | 0 | 0.0002052 | 5.39e-05 | DMR | [16 empty] | 0.02778 | 2.8105 | 1.6539 | 1.358 | 0.0035666 | 0.00093684 | NO | NHDPlus
2020 | SABIC HIGH PERFORMANCE PLASTICS | 110000324391 | NY0007072 | SELKIRK | ALBANY | NY |  | 42.5758 | -73.8599 |  | 2821 | Plastics Materials and Resins | 325211 | Plastics Material and Resin Manufacturing | IS22 | Plastic Material and Resin Manufacturing | Waste handling, treatment, and disposal - Remediation or Monitoring | 2 | 1.0353 | NY0007072 | Onesquethaw Creek | 020200060402 | No organochlorines are reported to 2022 TRI | NY0007072 |  |  | 2023 | 02020010000000 | HUDSON R |  | 1.006 | 0.3319 | NPDES | 1.006 | 1.5565 | 6185934 | Vloman Kill | 2 | 12.013 | 14.234 | 18.162 | 49.518 | 38.195 | 22.289 | 15.801 | 8.663 | 6.87 | 7.405 | 8.784 | 16.803 | 13.893 | QE_08 | 6.87 | 16.7971 | 9.8845 | 29.3716 | 20.457 | 3.8057 | 16.7971 | 30Q5 Flow | 20.457 | HM Flow | 9.8845 | 7Q10 Flow |  | 365 | 0.0028366 | 0.28697 | 0.16887 | 0.13866 | 3 | 4 | 0 | 0 | 39 | 1 | 0 | 0 | 0.788 | 32 | 0 | 0 | 0.00036418 | 9.5657e-05 | DMR | [16 empty] | 0.049302 | 4.9878 | 2.9352 | 2.41 | 0.0063297 | 0.0016626 | NO | NHDPlus
2021 | SABIC HIGH PERFORMANCE PLASTICS | 110000324391 | NY0007072 | SELKIRK | ALBANY | NY |  | 42.5758 | -73.8599 |  | 2821 | Plastics Materials and Resins | 325211 | Plastics Material and Resin Manufacturing | IS22 | Plastic Material and Resin Manufacturing | Waste handling, treatment, and disposal - Remediation or Monitoring | 2 | 0.95249 | NY0007072 | Onesquethaw Creek | 020200060402 | No organochlorines are reported to 2022 TRI | NY0007072 |  |  | 2023 | 02020010000000 | HUDSON R |  | 1.006 | 0.3319 | NPDES | 1.006 | 1.5565 | 6185934 | Vloman Kill | 2 | 12.013 | 14.234 | 18.162 | 49.518 | 38.195 | 22.289 | 15.801 | 8.663 | 6.87 | 7.405 | 8.784 | 16.803 | 13.893 | QE_08 | 6.87 | 16.7971 | 9.8845 | 29.3716 | 20.457 | 3.8057 | 16.7971 | 30Q5 Flow | 20.457 | HM Flow | 9.8845 | 7Q10 Flow |  | 365 | 0.0026096 | 0.26401 | 0.15536 | 0.12756 | 3 | 4 | 0 | 0 | 39 | 1 | 0 | 0 | 0.788 | 32 | 0 | 0 | 0.00033503 | 8.8002e-05 | DMR | [16 empty] | 0.045357 | 4.5887 | 2.7003 | 2.2172 | 0.0058232 | 0.0015296 | NO | NHDPlus
2022 | SABIC HIGH PERFORMANCE PLASTICS | 110000324391 | NY0007072 | SELKIRK | ALBANY | NY |  | 42.5758 | -73.8599 |  | 2821 | Plastics Materials and Resins | 325211 | Plastics Material and Resin Manufacturing | IS22 | Plastic Material and Resin Manufacturing | Waste handling, treatment, and disposal - Remediation or Monitoring | 2 | 1.2873 | NY0007072 | Onesquethaw Creek | 020200060402 | No organochlorines are reported to 2022 TRI | NY0007072 |  |  | 2023 | 02020010000000 | HUDSON R |  | 1.006 | 0.3319 | NPDES | 1.006 | 1.5565 | 6185934 | Vloman Kill | 2 | 12.013 | 14.234 | 18.162 | 49.518 | 38.195 | 22.289 | 15.801 | 8.663 | 6.87 | 7.405 | 8.784 | 16.803 | 13.893 | QE_08 | 6.87 | 16.7971 | 9.8845 | 29.3716 | 20.457 | 3.8057 | 16.7971 | 30Q5 Flow | 20.457 | HM Flow | 9.8845 | 7Q10 Flow |  | 365 | 0.0035269 | 0.35681 | 0.20997 | 0.17241 | 3 | 4 | 0 | 0 | 39 | 1 | 0 | 0 | 0.788 | 32 | 0 | 0 | 0.00045281 | 0.00011894 | DMR | [16 empty] | 0.061301 | 6.2017 | 3.6495 | 2.9966 | 0.0078702 | 0.0020672 | NO | NHDPlus
2023 | SABIC HIGH PERFORMANCE PLASTICS | 110000324391 | NY0007072 | SELKIRK | ALBANY | NY |  | 42.5758 | -73.8599 |  | 2821 | Plastics Materials and Resins | 325211 | Plastics Material and Resin Manufacturing | IS22 | Plastic Material and Resin Manufacturing | Waste handling, treatment, and disposal - Remediation or Monitoring | 2 | 0.95249 | NY0007072 | Onesquethaw Creek | 020200060402 | No organochlorines are reported to 2022 TRI | NY0007072 |  |  | 2023 | 02020010000000 | HUDSON R |  | 1.006 | 0.3319 | NPDES | 1.006 | 1.5565 | 6185934 | Vloman Kill | 2 | 12.013 | 14.234 | 18.162 | 49.518 | 38.195 | 22.289 | 15.801 | 8.663 | 6.87 | 7.405 | 8.784 | 16.803 | 13.893 | QE_08 | 6.87 | 16.7971 | 9.8845 | 29.3716 | 20.457 | 3.8057 | 16.7971 | 30Q5 Flow | 20.457 | HM Flow | 9.8845 | 7Q10 Flow |  | 365 | 0.0026096 | 0.26401 | 0.15536 | 0.12756 | 3 | 4 | 0 | 0 | 39 | 1 | 0 | 0 | 0.788 | 32 | 0 | 0 | 0.00033503 | 8.8002e-05 | DMR | [16 empty] | 0.045357 | 4.5887 | 2.7003 | 2.2172 | 0.0058232 | 0.0015296 | NO | NHDPlus
2019 | MOOG INC | 110008011490 | NY0090191 | EAST AURORA | ERIE | NY |  | 42.8052 | -78.6466 |  | 3492 | Fluid Power Valves and Hose Fittings | 332912 | Fluid Power Valve and Hose Fitting Manufacturing | IS39 | Fabricated Metal Product Manufacturing | Waste handling, treatment, and disposal - Remediation or Monitoring | 2 | 0.1557 | NY0090191 | Buffalo Creek | 041201030206 | 2022 TRI reports Cr, Pb, Cu, and Ni are used as an article component | NY0090191 |  |  | 2023 | 04120100000000 | SPRING BK, SPRING BK TR 1, SPRINGBROOK, TRIBS OF BUFFALO RIVER |  | 0.199 | 0.1277 | NPDES | 0.199 | 0.3079 | 15575061 |  | 1 | 1.431 | 2.004 | 2.742 | 24.259 | 4.714 | 1.487 | 1.091 | 0.536 | 0.524 | 0.714 | 3.419 | 2.987 | 2.161 | QE_08 | 0.524 | 1.2812 | 0.68863 | 3.4988 | 1.7185 | 0.75281 | 1.2812 | 30Q5 Flow | 1.7185 | HM Flow | 0.75281 | Plant Flow |  | 365 | 0.00042658 | 0.56665 | 0.33296 | 0.24823 | 3 | 4 | 0 | 0 | 39 | 1 | 0 | 0 | 0.788 | 32 | 0 | 0 | 0.00071909 | 0.00018888 | DMR | [16 empty] | 0.0074143 | 9.8488 | 5.7871 | 4.3145 | 0.012499 | 0.0032829 | NO | NHDPlus
2020 | MOOG INC | 110008011490 | NY0090191 | EAST AURORA | ERIE | NY |  | 42.8052 | -78.6466 |  | 3492 | Fluid Power Valves and Hose Fittings | 332912 | Fluid Power Valve and Hose Fitting Manufacturing | IS39 | Fabricated Metal Product Manufacturing | Waste handling, treatment, and disposal - Remediation or Monitoring | 2 | 0.077245 | NY0090191 | Buffalo Creek | 041201030206 | 2022 TRI reports Cr, Pb, Cu, and Ni are used as an article component | NY0090191 |  |  | 2023 | 04120100000000 | SPRING BK, SPRING BK TR 1, SPRINGBROOK, TRIBS OF BUFFALO RIVER |  | 0.199 | 0.1277 | NPDES | 0.199 | 0.3079 | 15575061 |  | 1 | 1.431 | 2.004 | 2.742 | 24.259 | 4.714 | 1.487 | 1.091 | 0.536 | 0.524 | 0.714 | 3.419 | 2.987 | 2.161 | QE_08 | 0.524 | 1.2812 | 0.68863 | 3.4988 | 1.7185 | 0.75281 | 1.2812 | 30Q5 Flow | 1.7185 | HM Flow | 0.75281 | Plant Flow |  | 365 | 0.00021163 | 0.28112 | 0.16518 | 0.12315 | 3 | 4 | 0 | 0 | 39 | 1 | 0 | 0 | 0.788 | 32 | 0 | 0 | 0.00035675 | 9.3707e-05 | DMR | [16 empty] | 0.0036783 | 4.8862 | 2.8711 | 2.1405 | 0.0062007 | 0.0016287 | NO | NHDPlus
2021 | MOOG INC | 110008011490 | NY0090191 | EAST AURORA | ERIE | NY |  | 42.8052 | -78.6466 |  | 3492 | Fluid Power Valves and Hose Fittings | 332912 | Fluid Power Valve and Hose Fitting Manufacturing | IS39 | Fabricated Metal Product Manufacturing | Waste handling, treatment, and disposal - Remediation or Monitoring | 2 | 0.066403 | NY0090191 | Buffalo Creek | 041201030206 | 2022 TRI reports Cr, Pb, Cu, and Ni are used as an article component | NY0090191 |  |  | 2023 | 04120100000000 | SPRING BK, SPRING BK TR 1, SPRINGBROOK, TRIBS OF BUFFALO RIVER |  | 0.199 | 0.1277 | NPDES | 0.199 | 0.3079 | 15575061 |  | 1 | 1.431 | 2.004 | 2.742 | 24.259 | 4.714 | 1.487 | 1.091 | 0.536 | 0.524 | 0.714 | 3.419 | 2.987 | 2.161 | QE_08 | 0.524 | 1.2812 | 0.68863 | 3.4988 | 1.7185 | 0.75281 | 1.2812 | 30Q5 Flow | 1.7185 | HM Flow | 0.75281 | Plant Flow |  | 365 | 0.00018193 | 0.24166 | 0.142 | 0.10587 | 3 | 4 | 0 | 0 | 39 | 1 | 0 | 0 | 0.788 | 32 | 0 | 0 | 0.00030668 | 8.0554e-05 | DMR | [16 empty] | 0.003162 | 4.2003 | 2.4681 | 1.84 | 0.0053304 | 0.0014001 | NO | NHDPlus
2022 | MOOG INC | 110008011490 | NY0090191 | EAST AURORA | ERIE | NY |  | 42.8052 | -78.6466 |  | 3492 | Fluid Power Valves and Hose Fittings | 332912 | Fluid Power Valve and Hose Fitting Manufacturing | IS39 | Fabricated Metal Product Manufacturing | Waste handling, treatment, and disposal - Remediation or Monitoring | 2 | 0.076615 | NY0090191 | Buffalo Creek | 041201030206 | 2022 TRI reports Cr, Pb, Cu, and Ni are used as an article component | NY0090191 |  |  | 2023 | 04120100000000 | SPRING BK, SPRING BK TR 1, SPRINGBROOK, TRIBS OF BUFFALO RIVER |  | 0.199 | 0.1277 | NPDES | 0.199 | 0.3079 | 15575061 |  | 1 | 1.431 | 2.004 | 2.742 | 24.259 | 4.714 | 1.487 | 1.091 | 0.536 | 0.524 | 0.714 | 3.419 | 2.987 | 2.161 | QE_08 | 0.524 | 1.2812 | 0.68863 | 3.4988 | 1.7185 | 0.75281 | 1.2812 | 30Q5 Flow | 1.7185 | HM Flow | 0.75281 | Plant Flow |  | 365 | 0.0002099 | 0.27883 | 0.16384 | 0.12215 | 3 | 4 | 0 | 0 | 39 | 1 | 0 | 0 | 0.788 | 32 | 0 | 0 | 0.00035384 | 9.2943e-05 | DMR | [16 empty] | 0.0036483 | 4.8463 | 2.8476 | 2.123 | 0.0061501 | 0.0016154 | NO | NHDPlus
2023 | MOOG INC | 110008011490 | NY0090191 | EAST AURORA | ERIE | NY |  | 42.8052 | -78.6466 |  | 3492 | Fluid Power Valves and Hose Fittings | 332912 | Fluid Power Valve and Hose Fitting Manufacturing | IS39 | Fabricated Metal Product Manufacturing | Waste handling, treatment, and disposal - Remediation or Monitoring | 2 | 0.096938 | NY0090191 | Buffalo Creek | 041201030206 | 2022 TRI reports Cr, Pb, Cu, and Ni are used as an article component | NY0090191 |  |  | 2023 | 04120100000000 | SPRING BK, SPRING BK TR 1, SPRINGBROOK, TRIBS OF BUFFALO RIVER |  | 0.199 | 0.1277 | NPDES | 0.199 | 0.3079 | 15575061 |  | 1 | 1.431 | 2.004 | 2.742 | 24.259 | 4.714 | 1.487 | 1.091 | 0.536 | 0.524 | 0.714 | 3.419 | 2.987 | 2.161 | QE_08 | 0.524 | 1.2812 | 0.68863 | 3.4988 | 1.7185 | 0.75281 | 1.2812 | 30Q5 Flow | 1.7185 | HM Flow | 0.75281 | Plant Flow |  | 365 | 0.00026558 | 0.35279 | 0.2073 | 0.15455 | 3 | 4 | 0 | 0 | 39 | 1 | 0 | 0 | 0.788 | 32 | 0 | 0 | 0.00044771 | 0.0001176 | DMR | [16 empty] | 0.0046161 | 6.1319 | 3.603 | 2.6862 | 0.0077815 | 0.002044 | NO | NHDPlus
2023 | EASTMAN CHEMICAL COMPANY | 110000574423 | TN0002640 | KINGSPORT | SULLIVAN | TN |  | 36.5271 | -82.5386 |  | 2869 | Industrial Organic Chemicals, Nec | 325998 | All Other Miscellaneous Chemical Product and Preparation Manufacturing | IS34 | All Other Chemical Product and Preparation Manufacturing | Waste handling, treatment, and disposal - Remediation or Monitoring | 2 | 9.6809 | TN0002640 | Kendrick Creek-South Fork Holston River | 060101020704 | 2022 TRI reports PCE as a byproduct | TN0073946 | TNG670430 | TN0002640 | 2023 | 06010100000000 | HOLSTON-SOUTH FORK (D/S OF WATAUGA), HORSE CREEK, SOUTH FORK HOLSTON RIVER | 486.7 | 471.1 | 34.4173 | NPDES | 471.1 | 728.9001 | 19753623 | South Fork Holston River | 6 | 2816.852 | 3950.091 | 4178.138 | 4394.602 | 3948.954 | 3266.912 | 2829.989 | 2315.313 | 1816.814 | 1246.574 | 1113.093 | 1573.181 | 2761.605 | QE_10 | 1113.093 | 2721.4988 | 1915.6069 | 6887.1687 | 4949.0724 | 1782.1517 | 2721.4988 | 30Q5 Flow | 4949.0724 | HM Flow | 1915.6069 | 7Q10 Flow |  | 365 | 0.026523 | 0.013846 | 0.0097457 | 0.0053592 | 3 | 4 | 0 | 0 | 39 | 1 | 0 | 0 | 0.788 | 32 | 0 | 0 | 1.7571e-05 | 4.6152e-06 | DMR | [16 empty] | 0.46099 | 0.24065 | 0.16939 | 0.093148 | 0.0003054 | 8.0217e-05 | NO | NHDPlus
2021 | TEKNOR APEX TENNESSEE COMPANY | 110000373621 | TN0041939 | BROWNSVILLE | HAYWOOD | TN |  | 35.6076 | -89.2377 |  | 3087 | Custom Compound Purchased Resins | 325991 | Custom Compounding of Purchased Resins | IS32 | Custom Compounding of Purchased Resin | Waste handling, treatment, and disposal - Remediation or Monitoring | 2 | 1.4886 | TN0041939 | Nixon Creek Upper | 080102050401 | No organochlorines are reported to 2022 TRI | TNG670222 | TN0041939 |  | 2023 | 08010210000000 | FORKED DEER-SOUTH FORK, LITTLE NIXON CREEK | 1.37 | 1.17 | 1.4358 | NPDES | 1.17 | 1.8103 | 14241634 | Little Nixon Creek | 1 | 2.444 | 3.214 | 3.728 | 3.951 | 4.128 | 3.298 | 1.714 | 0.592 | 0.432 | 0.751 | 2.341 | 2.755 | 3.522 | QE_08 | 0.432 | 1.0562 | 0.56388 | 5.9756 | 1.9824 | 4.4261 | 4.4261 | Plant Flow | 4.4261 | Plant Flow | 4.4261 | Plant Flow |  | 365 | 0.0040783 | 0.92144 | 0.92144 | 0.92144 | 3 | 4 | 0 | 0 | 39 | 1 | 0 | 0 | 0.788 | 32 | 0 | 0 | 0.0011693 | 0.00030715 | DMR | [16 empty] | 0.070885 | 16.0155 | 16.0155 | 16.0155 | 0.020324 | 0.0053385 | NO | PlantFlow
2022 | TEKNOR APEX TENNESSEE COMPANY | 110000373621 | TN0041939 | BROWNSVILLE | HAYWOOD | TN |  | 35.6076 | -89.2377 |  | 3087 | Custom Compound Purchased Resins | 325991 | Custom Compounding of Purchased Resins | IS32 | Custom Compounding of Purchased Resin | Waste handling, treatment, and disposal - Remediation or Monitoring | 2 | 0.411 | TN0041939 | Nixon Creek Upper | 080102050401 | No organochlorines are reported to 2022 TRI | TNG670222 | TN0041939 |  | 2023 | 08010210000000 | FORKED DEER-SOUTH FORK, LITTLE NIXON CREEK | 1.37 | 1.17 | 1.4358 | NPDES | 1.17 | 1.8103 | 14241634 | Little Nixon Creek | 1 | 2.444 | 3.214 | 3.728 | 3.951 | 4.128 | 3.298 | 1.714 | 0.592 | 0.432 | 0.751 | 2.341 | 2.755 | 3.522 | QE_08 | 0.432 | 1.0562 | 0.56388 | 5.9756 | 1.9824 | 4.4261 | 4.4261 | Plant Flow | 4.4261 | Plant Flow | 4.4261 | Plant Flow |  | 365 | 0.001126 | 0.25441 | 0.25441 | 0.25441 | 3 | 4 | 0 | 0 | 39 | 1 | 0 | 0 | 0.788 | 32 | 0 | 0 | 0.00032286 | 8.4804e-05 | DMR | [16 empty] | 0.019572 | 4.4219 | 4.4219 | 4.4219 | 0.0056115 | 0.001474 | NO | PlantFlow
2023 | TEKNOR APEX TENNESSEE COMPANY | 110000373621 | TN0041939 | BROWNSVILLE | HAYWOOD | TN |  | 35.6076 | -89.2377 |  | 3087 | Custom Compound Purchased Resins | 325991 | Custom Compounding of Purchased Resins | IS32 | Custom Compounding of Purchased Resin | Waste handling, treatment, and disposal - Remediation or Monitoring | 2 | 0.10016 | TN0041939 | Nixon Creek Upper | 080102050401 | No organochlorines are reported to 2022 TRI | TNG670222 | TN0041939 |  | 2023 | 08010210000000 | FORKED DEER-SOUTH FORK, LITTLE NIXON CREEK | 1.37 | 1.17 | 1.4358 | NPDES | 1.17 | 1.8103 | 14241634 | Little Nixon Creek | 1 | 2.444 | 3.214 | 3.728 | 3.951 | 4.128 | 3.298 | 1.714 | 0.592 | 0.432 | 0.751 | 2.341 | 2.755 | 3.522 | QE_08 | 0.432 | 1.0562 | 0.56388 | 5.9756 | 1.9824 | 4.4261 | 4.4261 | Plant Flow | 4.4261 | Plant Flow | 4.4261 | Plant Flow |  | 365 | 0.00027441 | 0.061999 | 0.061999 | 0.061999 | 3 | 4 | 0 | 0 | 39 | 1 | 0 | 0 | 0.788 | 32 | 0 | 0 | 7.8679e-05 | 2.0666e-05 | DMR | [16 empty] | 0.0047696 | 1.0776 | 1.0776 | 1.0776 | 0.0013675 | 0.0003592 | NO | PlantFlow
2020 | HUNTSMAN PETROCHEMICAL LLC - CONROE PLANT | 110000748095 | TX0005592 | CONROE | MONTGOMERY | TX |  | 30.3114 | -95.3871 |  | 2869 | Industrial Organic Chemicals, Nec | 325998 | All Other Miscellaneous Chemical Product and Preparation Manufacturing | IS34 | All Other Chemical Product and Preparation Manufacturing | Waste handling, treatment, and disposal - Remediation or Monitoring | 2 | 1.6405 | TX0005592 | Crystal Creek | 1.2E+11 | No organochlorines are reported to 2022 TRI | TX0005592 | TXR1510LO | TXR05FC17 | 2023 | 1.2E+13 | WEST FORK SAN JACINTO RIVER |  | 0.75 | 0.29031 | NPDES | 0.75 | 1.1604 | 1468026 | West Fork Crystal Creek | 1 | 15.446 | 32.886 | 32.145 | 21.752 | 14.522 | 15.861 | 13.795 | 3.961 | 2.69 | 2.176 | 3.766 | 2.465 | 26.308 | QE_09 | 2.176 | 5.3203 | 3.0066 | 37.7653 | 11.9444 | 2.8372 | 5.3203 | 30Q5 Flow | 11.9444 | HM Flow | 3.0066 | 7Q10 Flow |  | 365 | 0.0044946 | 1.4949 | 0.8448 | 0.37629 | 3 | 4 | 0 | 0 | 39 | 1 | 0 | 0 | 0.788 | 32 | 0 | 0 | 0.0018971 | 0.0004983 | DMR | [16 empty] | 0.07812 | 25.9826 | 14.6835 | 6.5404 | 0.032973 | 0.0086609 | NO | NHDPlus
2021 | HUNTSMAN PETROCHEMICAL LLC - CONROE PLANT | 110000748095 | TX0005592 | CONROE | MONTGOMERY | TX |  | 30.3114 | -95.3871 |  | 2869 | Industrial Organic Chemicals, Nec | 325998 | All Other Miscellaneous Chemical Product and Preparation Manufacturing | IS34 | All Other Chemical Product and Preparation Manufacturing | Waste handling, treatment, and disposal - Remediation or Monitoring | 2 | 2.1294 | TX0005592 | Crystal Creek | 1.2E+11 | No organochlorines are reported to 2022 TRI | TX0005592 | TXR1510LO | TXR05FC17 | 2023 | 1.2E+13 | WEST FORK SAN JACINTO RIVER |  | 0.75 | 0.29031 | NPDES | 0.75 | 1.1604 | 1468026 | West Fork Crystal Creek | 1 | 15.446 | 32.886 | 32.145 | 21.752 | 14.522 | 15.861 | 13.795 | 3.961 | 2.69 | 2.176 | 3.766 | 2.465 | 26.308 | QE_09 | 2.176 | 5.3203 | 3.0066 | 37.7653 | 11.9444 | 2.8372 | 5.3203 | 30Q5 Flow | 11.9444 | HM Flow | 3.0066 | 7Q10 Flow |  | 365 | 0.0058339 | 1.9403 | 1.0965 | 0.48842 | 3 | 4 | 0 | 0 | 39 | 1 | 0 | 0 | 0.788 | 32 | 0 | 0 | 0.0024624 | 0.00064678 | DMR | [16 empty] | 0.1014 | 33.7249 | 19.0589 | 8.4892 | 0.042798 | 0.011242 | NO | NHDPlus
2023 | ECO SERVICES OPERATIONS HOUSTON | 110000460901 | TX0007072 | HOUSTON | HARRIS | TX |  | 29.7181 | -95.2687 |  | 2819 | Industrial Inorganic Chemicals, Nec | 331313 | Alumina Refining and Primary Aluminum Production | IS38 | Primary Metal Manufacturing | Waste handling, treatment, and disposal - Remediation or Monitoring | 2 | 23.1994 | TX0007072 | Lower Sims Bayou | 1.2E+11 | 2022 TRI reports other OrganoCl as ancillary | TX0007072 |  |  | 2023 | 1.2E+13 | HOUSTON SHIP CHANNEL/BUFFALO BAYOU TIDAL | 1.44 | 1.44 | 0.3888 | NPDES | 1.44 | 2.228 | 1439589 | Brays Bayou | 2 | 113.402 | 236.527 | 228.386 | 158.907 | 121.028 | 102.278 | 119.605 | 50.639 | 52.407 | 61.568 | 61.184 | 65.069 | 158.992 | QE_07 | 50.639 | 123.8117 | 78.1664 | 277.2665 | 185.2401 | 5.4475 | 123.8117 | 30Q5 Flow | 185.2401 | HM Flow | 78.1664 | 7Q10 Flow |  | 365 | 0.06356 | 0.81314 | 0.51336 | 0.34312 | 3 | 4 | 0 | 0 | 39 | 1 | 0 | 0 | 0.788 | 32 | 0 | 0 | 0.0010319 | 0.00027105 | DMR | [16 empty] | 1.1047 | 14.1331 | 8.9227 | 5.9638 | 0.017935 | 0.004711 | NO | NHDPlus
2019 | HYSTER-YALE GROUP, INC (BOLZONI-AURAMO) | 110007915505 | AL0069787 | SULLIGENT | LAMAR | AL |  | 33.9172 | -88.1018 |  | 3537 | Industrial Trucks and Tractors | 333924 | Industrial Truck, Tractor, Trailer, and Stacker Machinery Manufacturing | IS40 | Machinery Manufacturing | Waste handling, treatment, and disposal - Remediation or Monitoring | 1 | 4.1544e-05 | AL0069787 | Cannon Mill Creek-Beaver Creek | 031601030202 | Nothing reported to 2022 TRI | AL0069787 |  |  | 2023 | 03160100000000 | BEAVER CREEK |  |  | 0 | NPDES | 0 | 0 | 18673276 |  | 1 | 1.678 | 2.316 | 2.43 | 2.601 | 2.287 | 2.072 | 1.58 | 1.148 | 0.808 | 0.778 | 0.882 | 3.361 | 2.771 | QE_09 | 0.778 | 1.9022 | 1.0368 | 4.1027 | 2.3224 | 0 | 1.9022 | 30Q5 Flow | 2.3224 | HM Flow | 1.0368 | 7Q10 Flow |  | 365 | 1.1382e-07 | 0.00010978 | 5.9836e-05 | 4.901e-05 | 3 | 4 | 0 | 0 | 39 | 1 | 0 | 0 | 0.788 | 32 | 0 | 0 | 1.3932e-07 | 3.6595e-08 | DMR | [16 empty] | 1.9783e-06 | 0.0019081 | 0.00104 | 0.00085184 | 2.4215e-06 | 6.3605e-07 | NO | NHDPlus
2021 | HYSTER-YALE GROUP, INC (BOLZONI-AURAMO) | 110007915505 | AL0069787 | SULLIGENT | LAMAR | AL |  | 33.9172 | -88.1018 |  | 3537 | Industrial Trucks and Tractors | 333924 | Industrial Truck, Tractor, Trailer, and Stacker Machinery Manufacturing | IS40 | Machinery Manufacturing | Waste handling, treatment, and disposal - Remediation or Monitoring | 1 | 0.029392 | AL0069787 | Cannon Mill Creek-Beaver Creek | 031601030202 | Nothing reported to 2022 TRI | AL0069787 |  |  | 2023 | 03160100000000 | BEAVER CREEK |  |  | 0 | NPDES | 0 | 0 | 18673276 |  | 1 | 1.678 | 2.316 | 2.43 | 2.601 | 2.287 | 2.072 | 1.58 | 1.148 | 0.808 | 0.778 | 0.882 | 3.361 | 2.771 | QE_09 | 0.778 | 1.9022 | 1.0368 | 4.1027 | 2.3224 | 0 | 1.9022 | 30Q5 Flow | 2.3224 | HM Flow | 1.0368 | 7Q10 Flow |  | 365 | 8.0527e-05 | 0.077672 | 0.042334 | 0.034674 | 3 | 4 | 0 | 0 | 39 | 1 | 0 | 0 | 0.788 | 32 | 0 | 0 | 9.8568e-05 | 2.5891e-05 | DMR | [16 empty] | 0.0013996 | 1.35 | 0.7358 | 0.60267 | 0.0017132 | 0.00045 | NO | NHDPlus
2022 | HYSTER-YALE GROUP, INC (BOLZONI-AURAMO) | 110007915505 | AL0069787 | SULLIGENT | LAMAR | AL |  | 33.9172 | -88.1018 |  | 3537 | Industrial Trucks and Tractors | 333924 | Industrial Truck, Tractor, Trailer, and Stacker Machinery Manufacturing | IS40 | Machinery Manufacturing | Waste handling, treatment, and disposal - Remediation or Monitoring | 1 | 0.013312 | AL0069787 | Cannon Mill Creek-Beaver Creek | 031601030202 | Nothing reported to 2022 TRI | AL0069787 |  |  | 2023 | 03160100000000 | BEAVER CREEK |  |  | 0 | NPDES | 0 | 0 | 18673276 |  | 1 | 1.678 | 2.316 | 2.43 | 2.601 | 2.287 | 2.072 | 1.58 | 1.148 | 0.808 | 0.778 | 0.882 | 3.361 | 2.771 | QE_09 | 0.778 | 1.9022 | 1.0368 | 4.1027 | 2.3224 | 0 | 1.9022 | 30Q5 Flow | 2.3224 | HM Flow | 1.0368 | 7Q10 Flow |  | 365 | 3.6472e-05 | 0.035179 | 0.019173 | 0.015704 | 3 | 4 | 0 | 0 | 39 | 1 | 0 | 0 | 0.788 | 32 | 0 | 0 | 4.4643e-05 | 1.1726e-05 | DMR | [16 empty] | 0.00063391 | 0.61144 | 0.33325 | 0.27296 | 0.00077593 | 0.00020381 | NO | NHDPlus
2019 | FUTUREFUEL CHEMICAL COMPANY | 110017432937 | AR0035386 | BATESVILLE | INDEPENDENCE COUNTY | AR |  | 35.7223 | -91.525 |  | 2865 | Cyclic Crudes and Intermediates | 325194 | Cyclic Crude, Intermediate, and Gum and Wood Chemical Manufacturing | IS21 | All Other Basic Organic Chemical Manufacturing | Waste handling, treatment, and disposal - Remediation or Monitoring | 1 | 4.574 | AR0035386 | Big Creek-White River | 1.1E+11 | 2022 TRI reports chloromethane produced as byproduct | ARR157964 | AR0035386 |  | 2023 | 1.1E+13 | WHITE RIVER |  | 58.3 | 21.9425 | NPDES | 58.3 | 90.2035 | 11833726 | White River | 7 | 12442.192 | 14053.243 | 14754.036 | 20383.765 | 18177.892 | 14039.819 | 11079.286 | 10821.218 | 9586.603 | 7223.294 | 6357.515 | 8923.558 | 12916.402 | QE_10 | 6357.515 | 15544.0464 | 11633.2256 | 30421.0073 | 27046.1219 | 220.5465 | 15544.0464 | 30Q5 Flow | 27046.1219 | HM Flow | 11633.2256 | 7Q10 Flow |  | 365 | 0.012532 | 0.0010772 | 0.0008062 | 0.00046334 | 3 | 4 | 0 | 0 | 39 | 1 | 0 | 0 | 0.788 | 32 | 0 | 0 | 1.367e-06 | 3.5908e-07 | DMR | [16 empty] | 0.21781 | 0.018723 | 0.014013 | 0.0080534 | 2.376e-05 | 6.2411e-06 | NO | NHDPlus
2020 | FUTUREFUEL CHEMICAL COMPANY | 110017432937 | AR0035386 | BATESVILLE | INDEPENDENCE COUNTY | AR |  | 35.7223 | -91.525 |  | 2865 | Cyclic Crudes and Intermediates | 325194 | Cyclic Crude, Intermediate, and Gum and Wood Chemical Manufacturing | IS21 | All Other Basic Organic Chemical Manufacturing | Waste handling, treatment, and disposal - Remediation or Monitoring | 1 | 2.068 | AR0035386 | Big Creek-White River | 1.1E+11 | 2022 TRI reports chloromethane produced as byproduct | ARR157964 | AR0035386 |  | 2023 | 1.1E+13 | WHITE RIVER |  | 58.3 | 21.9425 | NPDES | 58.3 | 90.2035 | 11833726 | White River | 7 | 12442.192 | 14053.243 | 14754.036 | 20383.765 | 18177.892 | 14039.819 | 11079.286 | 10821.218 | 9586.603 | 7223.294 | 6357.515 | 8923.558 | 12916.402 | QE_10 | 6357.515 | 15544.0464 | 11633.2256 | 30421.0073 | 27046.1219 | 220.5465 | 15544.0464 | 30Q5 Flow | 27046.1219 | HM Flow | 11633.2256 | 7Q10 Flow |  | 365 | 0.0056657 | 0.00048702 | 0.00036449 | 0.00020948 | 3 | 4 | 0 | 0 | 39 | 1 | 0 | 0 | 0.788 | 32 | 0 | 0 | 6.1805e-07 | 1.6234e-07 | DMR | [16 empty] | 0.098475 | 0.008465 | 0.0063352 | 0.003641 | 1.0742e-05 | 2.8217e-06 | NO | NHDPlus
2021 | FUTUREFUEL CHEMICAL COMPANY | 110017432937 | AR0035386 | BATESVILLE | INDEPENDENCE COUNTY | AR |  | 35.7223 | -91.525 |  | 2865 | Cyclic Crudes and Intermediates | 325194 | Cyclic Crude, Intermediate, and Gum and Wood Chemical Manufacturing | IS21 | All Other Basic Organic Chemical Manufacturing | Waste handling, treatment, and disposal - Remediation or Monitoring | 1 | 1.6571 | AR0035386 | Big Creek-White River | 1.1E+11 | 2022 TRI reports chloromethane produced as byproduct | ARR157964 | AR0035386 |  | 2023 | 1.1E+13 | WHITE RIVER |  | 58.3 | 21.9425 | NPDES | 58.3 | 90.2035 | 11833726 | White River | 7 | 12442.192 | 14053.243 | 14754.036 | 20383.765 | 18177.892 | 14039.819 | 11079.286 | 10821.218 | 9586.603 | 7223.294 | 6357.515 | 8923.558 | 12916.402 | QE_10 | 6357.515 | 15544.0464 | 11633.2256 | 30421.0073 | 27046.1219 | 220.5465 | 15544.0464 | 30Q5 Flow | 27046.1219 | HM Flow | 11633.2256 | 7Q10 Flow |  | 365 | 0.00454 | 0.00039026 | 0.00029207 | 0.00016786 | 3 | 4 | 0 | 0 | 39 | 1 | 0 | 0 | 0.788 | 32 | 0 | 0 | 4.9526e-07 | 1.3009e-07 | DMR | [16 empty] | 0.07891 | 0.0067831 | 0.0050765 | 0.0029176 | 8.608e-06 | 2.261e-06 | NO | NHDPlus
2022 | FUTUREFUEL CHEMICAL COMPANY | 110017432937 | AR0035386 | BATESVILLE | INDEPENDENCE COUNTY | AR |  | 35.7223 | -91.525 |  | 2865 | Cyclic Crudes and Intermediates | 325194 | Cyclic Crude, Intermediate, and Gum and Wood Chemical Manufacturing | IS21 | All Other Basic Organic Chemical Manufacturing | Waste handling, treatment, and disposal - Remediation or Monitoring | 1 | 2.0748 | AR0035386 | Big Creek-White River | 1.1E+11 | 2022 TRI reports chloromethane produced as byproduct | ARR157964 | AR0035386 |  | 2023 | 1.1E+13 | WHITE RIVER |  | 58.3 | 21.9425 | NPDES | 58.3 | 90.2035 | 11833726 | White River | 7 | 12442.192 | 14053.243 | 14754.036 | 20383.765 | 18177.892 | 14039.819 | 11079.286 | 10821.218 | 9586.603 | 7223.294 | 6357.515 | 8923.558 | 12916.402 | QE_10 | 6357.515 | 15544.0464 | 11633.2256 | 30421.0073 | 27046.1219 | 220.5465 | 15544.0464 | 30Q5 Flow | 27046.1219 | HM Flow | 11633.2256 | 7Q10 Flow |  | 365 | 0.0056843 | 0.00048863 | 0.00036569 | 0.00021017 | 3 | 4 | 0 | 0 | 39 | 1 | 0 | 0 | 0.788 | 32 | 0 | 0 | 6.2009e-07 | 1.6288e-07 | DMR | [16 empty] | 0.098799 | 0.0084928 | 0.0063561 | 0.003653 | 1.0778e-05 | 2.8309e-06 | NO | NHDPlus
2023 | FUTUREFUEL CHEMICAL COMPANY | 110017432937 | AR0035386 | BATESVILLE | INDEPENDENCE COUNTY | AR |  | 35.7223 | -91.525 |  | 2865 | Cyclic Crudes and Intermediates | 325194 | Cyclic Crude, Intermediate, and Gum and Wood Chemical Manufacturing | IS21 | All Other Basic Organic Chemical Manufacturing | Waste handling, treatment, and disposal - Remediation or Monitoring | 1 | 1.6503 | AR0035386 | Big Creek-White River | 1.1E+11 | 2022 TRI reports chloromethane produced as byproduct | ARR157964 | AR0035386 |  | 2023 | 1.1E+13 | WHITE RIVER |  | 58.3 | 21.9425 | NPDES | 58.3 | 90.2035 | 11833726 | White River | 7 | 12442.192 | 14053.243 | 14754.036 | 20383.765 | 18177.892 | 14039.819 | 11079.286 | 10821.218 | 9586.603 | 7223.294 | 6357.515 | 8923.558 | 12916.402 | QE_10 | 6357.515 | 15544.0464 | 11633.2256 | 30421.0073 | 27046.1219 | 220.5465 | 15544.0464 | 30Q5 Flow | 27046.1219 | HM Flow | 11633.2256 | 7Q10 Flow |  | 365 | 0.0045213 | 0.00038866 | 0.00029087 | 0.00016717 | 3 | 4 | 0 | 0 | 39 | 1 | 0 | 0 | 0.788 | 32 | 0 | 0 | 4.9322e-07 | 1.2955e-07 | DMR | [16 empty] | 0.078585 | 0.0067552 | 0.0050556 | 0.0029056 | 8.5726e-06 | 2.2517e-06 | NO | NHDPlus
2019 | BASF CORPORATION | 110000452082 | AR0037770 | WEST MEMPHIS | CRITTENDEN | AR |  | 35.1361 | -90.0969 |  | 2869 | Industrial Organic Chemicals, Nec | 325998 | All Other Miscellaneous Chemical Product and Preparation Manufacturing | IS34 | All Other Chemical Product and Preparation Manufacturing | Waste handling, treatment, and disposal - Remediation or Monitoring | 1 | 0.031031 | AR0037770 | Loosahatchie Bar-Mississippi River | 080101000703 | 2019 TRI reports Epichlorohydrin as a reactant | AR0037770 | ARR152258 |  | 2023 | 08010100000000 | MISSISSIPPI R |  | 0.077 | 0.0068958 | NPDES | 0.077 | 0.11914 | 7474830 | Mississippi River | 10 | 555315.904 | 629549.547 | 655454.439 | 849651.7 | 874024.786 | 726161.698 | 540936.64 | 425392.386 | 338797.77 | 305129.643 | 329314.777 | 408199.597 | 620859.335 | QE_09 | 305129.643 | 746038.2469 | 639845.7551 | 1357740.597 | 1489612.539 | 0.29129 | 746038.2469 | 30Q5 Flow | 1489612.539 | HM Flow | 639845.7551 | 7Q10 Flow |  | 365 | 8.5016e-05 | 1.3287e-07 | 1.1396e-07 | 5.7073e-08 | 3 | 4 | 0 | 0 | 39 | 1 | 0 | 0 | 0.788 | 32 | 0 | 0 | 1.6862e-10 | 4.429e-11 | DMR | [16 empty] | 0.0014777 | 2.3094e-06 | 1.9807e-06 | 9.9198e-07 | 2.9307e-09 | 7.698e-10 | NO | NHDPlus
2020 | BASF CORPORATION | 110000452082 | AR0037770 | WEST MEMPHIS | CRITTENDEN | AR |  | 35.1361 | -90.0969 |  | 2869 | Industrial Organic Chemicals, Nec | 325998 | All Other Miscellaneous Chemical Product and Preparation Manufacturing | IS34 | All Other Chemical Product and Preparation Manufacturing | Waste handling, treatment, and disposal - Remediation or Monitoring | 1 | 0.041564 | AR0037770 | Loosahatchie Bar-Mississippi River | 080101000703 | 2019 TRI reports Epichlorohydrin as a reactant | AR0037770 | ARR152258 |  | 2023 | 08010100000000 | MISSISSIPPI R |  | 0.077 | 0.0068958 | NPDES | 0.077 | 0.11914 | 7474830 | Mississippi River | 10 | 555315.904 | 629549.547 | 655454.439 | 849651.7 | 874024.786 | 726161.698 | 540936.64 | 425392.386 | 338797.77 | 305129.643 | 329314.777 | 408199.597 | 620859.335 | QE_09 | 305129.643 | 746038.2469 | 639845.7551 | 1357740.597 | 1489612.539 | 0.29129 | 746038.2469 | 30Q5 Flow | 1489612.539 | HM Flow | 639845.7551 | 7Q10 Flow |  | 365 | 0.00011387 | 1.7797e-07 | 1.5264e-07 | 7.6445e-08 | 3 | 4 | 0 | 0 | 39 | 1 | 0 | 0 | 0.788 | 32 | 0 | 0 | 2.2585e-10 | 5.9323e-11 | DMR | [16 empty] | 0.0019792 | 3.0933e-06 | 2.653e-06 | 1.3287e-06 | 3.9255e-09 | 1.0311e-09 | NO | NHDPlus
2021 | BASF CORPORATION | 110000452082 | AR0037770 | WEST MEMPHIS | CRITTENDEN | AR |  | 35.1361 | -90.0969 |  | 2869 | Industrial Organic Chemicals, Nec | 325998 | All Other Miscellaneous Chemical Product and Preparation Manufacturing | IS34 | All Other Chemical Product and Preparation Manufacturing | Waste handling, treatment, and disposal - Remediation or Monitoring | 1 | 0.059301 | AR0037770 | Loosahatchie Bar-Mississippi River | 080101000703 | 2019 TRI reports Epichlorohydrin as a reactant | AR0037770 | ARR152258 |  | 2023 | 08010100000000 | MISSISSIPPI R |  | 0.077 | 0.0068958 | NPDES | 0.077 | 0.11914 | 7474830 | Mississippi River | 10 | 555315.904 | 629549.547 | 655454.439 | 849651.7 | 874024.786 | 726161.698 | 540936.64 | 425392.386 | 338797.77 | 305129.643 | 329314.777 | 408199.597 | 620859.335 | QE_09 | 305129.643 | 746038.2469 | 639845.7551 | 1357740.597 | 1489612.539 | 0.29129 | 746038.2469 | 30Q5 Flow | 1489612.539 | HM Flow | 639845.7551 | 7Q10 Flow |  | 365 | 0.00016247 | 2.5392e-07 | 2.1778e-07 | 1.0907e-07 | 3 | 4 | 0 | 0 | 39 | 1 | 0 | 0 | 0.788 | 32 | 0 | 0 | 3.2223e-10 | 8.464e-11 | DMR | [16 empty] | 0.0028239 | 4.4134e-06 | 3.7852e-06 | 1.8957e-06 | 5.6007e-09 | 1.4711e-09 | NO | NHDPlus
2022 | BASF CORPORATION | 110000452082 | AR0037770 | WEST MEMPHIS | CRITTENDEN | AR |  | 35.1361 | -90.0969 |  | 2869 | Industrial Organic Chemicals, Nec | 325998 | All Other Miscellaneous Chemical Product and Preparation Manufacturing | IS34 | All Other Chemical Product and Preparation Manufacturing | Waste handling, treatment, and disposal - Remediation or Monitoring | 1 | 0.012054 | AR0037770 | Loosahatchie Bar-Mississippi River | 080101000703 | 2019 TRI reports Epichlorohydrin as a reactant | AR0037770 | ARR152258 |  | 2023 | 08010100000000 | MISSISSIPPI R |  | 0.077 | 0.0068958 | NPDES | 0.077 | 0.11914 | 7474830 | Mississippi River | 10 | 555315.904 | 629549.547 | 655454.439 | 849651.7 | 874024.786 | 726161.698 | 540936.64 | 425392.386 | 338797.77 | 305129.643 | 329314.777 | 408199.597 | 620859.335 | QE_09 | 305129.643 | 746038.2469 | 639845.7551 | 1357740.597 | 1489612.539 | 0.29129 | 746038.2469 | 30Q5 Flow | 1489612.539 | HM Flow | 639845.7551 | 7Q10 Flow |  | 365 | 3.3024e-05 | 5.1612e-08 | 4.4266e-08 | 2.2169e-08 | 3 | 4 | 0 | 0 | 39 | 1 | 0 | 0 | 0.788 | 32 | 0 | 0 | 6.5498e-11 | 1.7204e-11 | DMR | [16 empty] | 0.00057399 | 8.9707e-07 | 7.6938e-07 | 3.8533e-07 | 1.1384e-09 | 2.9902e-10 | NO | NHDPlus
2020 | CITY OF SAFFORD - GILA RESOURCES WRP | 110012330520 | AZ0024911 | SAFFORD | GRAHAM | AZ |  | 32.802 | -109.711 | [5 empty] | NAICS/SIC Not Provided | NAICS/SIC Not Provided | Waste handling, treatment, and disposal - POTW | 1 | 0.28321 | AZ0024911 | Peterson Wash-Gila River | 1.5E+11 | Name indicates Water Recalmation Plant | AZ0024911 |  |  | 2023 | 1.51E+13 |  | 2 |  | 0.71233 | NPDES | 0.71233 | 1.1021 | [22 empty] | 2.6965 | 2.6965 | Flow Lookup Failed | 2.6965 | Flow Lookup Failed | 2.6965 | Flow Lookup Failed | PlantFlowUsed | 365 | 0.00077593 | 0.28776 | 0.28776 | 0.28776 | 3 | 4 | 0 | 0 | 39 | 1 | 0 | 0 | 0.788 | 32 | 0 | 0 | 0.00036517 | 9.5918e-05 | DMR | [16 empty] | 0.013486 | 5.0015 | 5.0015 | 5.0015 | 0.006347 | 0.0016672 | NO | PlantFlow
2022 | TESORO LOGISTICS OPERATIONS LLC MARTINEZ TERMINAL | 110071349304 | CA0004961 | PACHECO | CONTRA COSTA | CA |  | 38.0308 | -122.075 |  | 2911 | Petroleum Refining | 324110 | Petroleum Refineries | IS11 | Petroleum Refineries | Waste handling, treatment, and disposal - Remediation or Monitoring | 1 | 0.1356 | CA0004961 | Mount Diablo Creek-Frontal Suisun Bay Estuaries | 1.81E+11 | No organochlorines are reported to 2022 TRI | CA0004961 |  |  | 2023 | 1.81E+13 | HASTINGS SLOUGH, SUISUN BAY, LOWER WALNUT CREEK | 11.5 | 3.1 | 0.26641 | NPDES | 3.1 | 4.7964 | 2785403 | Hastings Slough | 1 | 0.15 | 0.308 | 0.753 | 0.528 | 0.215 | 0.069 | 0.05 | 0.026 | 0.016 | 0.044 | 0.025 | 0.179 | 0.259 | QE_08 | 0.016 | 0.03912 | 0.018597 | 0.36675 | 0.080533 | 11.7272 | 11.7272 | Plant Flow | 11.7272 | Plant Flow | 11.7272 | Plant Flow |  | 365 | 0.0003715 | 0.031678 | 0.031678 | 0.031678 | 3 | 4 | 0 | 0 | 39 | 1 | 0 | 0 | 0.788 | 32 | 0 | 0 | 4.0201e-05 | 1.0559e-05 | DMR | [16 empty] | 0.006457 | 0.5506 | 0.5506 | 0.5506 | 0.00069873 | 0.00018353 | NO | PlantFlow
2023 | TESORO LOGISTICS OPERATIONS LLC MARTINEZ TERMINAL | 110071349304 | CA0004961 | PACHECO | CONTRA COSTA | CA |  | 38.0308 | -122.075 |  | 2911 | Petroleum Refining | 324110 | Petroleum Refineries | IS11 | Petroleum Refineries | Waste handling, treatment, and disposal - Remediation or Monitoring | 1 | 0.12243 | CA0004961 | Mount Diablo Creek-Frontal Suisun Bay Estuaries | 1.81E+11 | No organochlorines are reported to 2022 TRI | CA0004961 |  |  | 2023 | 1.81E+13 | HASTINGS SLOUGH, SUISUN BAY, LOWER WALNUT CREEK | 11.5 | 3.1 | 0.26641 | NPDES | 3.1 | 4.7964 | 2785403 | Hastings Slough | 1 | 0.15 | 0.308 | 0.753 | 0.528 | 0.215 | 0.069 | 0.05 | 0.026 | 0.016 | 0.044 | 0.025 | 0.179 | 0.259 | QE_08 | 0.016 | 0.03912 | 0.018597 | 0.36675 | 0.080533 | 11.7272 | 11.7272 | Plant Flow | 11.7272 | Plant Flow | 11.7272 | Plant Flow |  | 365 | 0.00033544 | 0.028603 | 0.028603 | 0.028603 | 3 | 4 | 0 | 0 | 39 | 1 | 0 | 0 | 0.788 | 32 | 0 | 0 | 3.6299e-05 | 9.5344e-06 | DMR | [16 empty] | 0.0058302 | 0.49715 | 0.49715 | 0.49715 | 0.0006309 | 0.00016572 | NO | PlantFlow
2019 | CORNING WASTEWATER TREATMENT PLANT | 110000730451 | CA0004995 | CORNING | TEHAMA | CA |  | 39.9161 | -122.1044 |  | 4952 | Sewerage Systems | 221320 | Sewage Treatment Facilities | IS4 | Utilities | Waste handling, treatment, and disposal - POTW | 1 | 0.067779 | CA0004995 | Kopta Slough | 1.8E+11 | NAICS/SIC indication | CAZ197711 | CA0004995 |  | 2023 | 1.8E+13 | SACRAMENTO RIVER | 1.4 | 0.65 | 0.68333 | NPDES | 0.65 | 1.0057 | 12074476 | Sacramento River | 7 | 16006.883 | 20362.567 | 25431.903 | 26994.205 | 17648.258 | 19001.451 | 15766.46 | 13859.602 | 12203.657 | 8744.218 | 7164.866 | 10058.106 | 13476.935 | QE_10 | 7164.866 | 17518.0098 | 13165.8359 | 39136.6332 | 32623.0773 | 2.4589 | 17518.0098 | 30Q5 Flow | 32623.0773 | HM Flow | 13165.8359 | 7Q10 Flow |  | 365 | 0.0001857 | 1.4104e-05 | 1.06e-05 | 5.6921e-06 | 3 | 4 | 0 | 0 | 39 | 1 | 0 | 0 | 0.788 | 32 | 0 | 0 | 1.7899e-08 | 4.7014e-09 | DMR | [16 empty] | 0.0032276 | 0.00024515 | 0.00018424 | 9.8935e-05 | 3.111e-07 | 8.1715e-08 | NO | NHDPlus
2023 | CORNING WASTEWATER TREATMENT PLANT | 110000730451 | CA0004995 | CORNING | TEHAMA | CA |  | 39.9161 | -122.1044 |  | 4952 | Sewerage Systems | 221320 | Sewage Treatment Facilities | IS4 | Utilities | Waste handling, treatment, and disposal - POTW | 1 | 0.016394 | CA0004995 | Kopta Slough | 1.8E+11 | NAICS/SIC indication | CAZ197711 | CA0004995 |  | 2023 | 1.8E+13 | SACRAMENTO RIVER | 1.4 | 0.65 | 0.68333 | NPDES | 0.65 | 1.0057 | 12074476 | Sacramento River | 7 | 16006.883 | 20362.567 | 25431.903 | 26994.205 | 17648.258 | 19001.451 | 15766.46 | 13859.602 | 12203.657 | 8744.218 | 7164.866 | 10058.106 | 13476.935 | QE_10 | 7164.866 | 17518.0098 | 13165.8359 | 39136.6332 | 32623.0773 | 2.4589 | 17518.0098 | 30Q5 Flow | 32623.0773 | HM Flow | 13165.8359 | 7Q10 Flow |  | 365 | 4.4915e-05 | 3.4115e-06 | 2.564e-06 | 1.3768e-06 | 3 | 4 | 0 | 0 | 39 | 1 | 0 | 0 | 0.788 | 32 | 0 | 0 | 4.3293e-09 | 1.1372e-09 | DMR | [16 empty] | 0.00078067 | 5.9295e-05 | 4.4564e-05 | 2.393e-05 | 7.5248e-08 | 1.9765e-08 | NO | NHDPlus
2023 | VALERO REFINING COMPANY-CALIF | 110033145353 | CA0005550 | BENICIA | SOLANO | CA |  | 38.0744 | -122.1444 |  | 2911 | Petroleum Refining | 324110 | Petroleum Refineries | IS11 | Petroleum Refineries | Waste handling, treatment, and disposal - Remediation or Monitoring | 1 | 0.18497 | CA0005550 | American Canyon-Frontal Suisun Bay Estuaries | 1.81E+11 | No organochlorines are reported to 2022 TRI | CA0005550 |  |  | 2023 | 1.81E+13 | BEAVER CREEK, BUFFALO WALLOW, CARQUINEZ STRAIT, SUISUN BAY, SULPHUR SPRINGS CREEK | 3.7 | 2.4 | 0.15428 | NPDES | 2.4 | 3.7134 | 2785071 |  | 1 | 0.081 | 0.198 | 0.485 | 0.274 | 0.111 | 0.032 | 0.024 | 0.016 | 0.004 | 0.013 | 0.015 | 0.072 | 0.118 | QE_08 | 0.004 | 0.00978 | 0.0044278 | 0.19804 | 0.02725 | 9.0791 | 9.0791 | Plant Flow | 9.0791 | Plant Flow | 9.0791 | Plant Flow |  | 365 | 0.00050678 | 0.055818 | 0.055818 | 0.055818 | 3 | 4 | 0 | 0 | 39 | 1 | 0 | 0 | 0.788 | 32 | 0 | 0 | 7.0835e-05 | 1.8606e-05 | DMR | [16 empty] | 0.0088082 | 0.97017 | 0.97017 | 0.97017 | 0.0012312 | 0.00032339 | NO | PlantFlow
2022 | LOLETA WWTF | 110010059649 | CA0023671 | LOLETA | HUMBOLDT | CA |  | 40.6383 | -124.2255 |  | 4952 | Sewerage Systems | 221320 | Sewage Treatment Facilities | IS4 | Utilities | Waste handling, treatment, and disposal - POTW | 1 | 0.068385 | CA0023671 | Strongs Creek-Eel River | 1.8E+11 | NAICS/SIC indication | CA0023671 |  |  | 2023 | 1.8E+13 | EEL RIVER, WETLAND TRIBUTARY TO EEL RIVER | 0.55 |  | 0.082667 | NPDES | 0.082667 | 0.1279 | 2702485 | Hawk Slough | 1 | 4.959 | 18.65 | 15.165 | 10.803 | 6.478 | 2.822 | 2.058 | 0.944 | 0.306 | 0.451 | 0.422 | 2.753 | 14.853 | QE_08 | 0.306 | 0.74817 | 0.3946 | 12.1247 | 2.2748 | 0.31272 | 0.74817 | 30Q5 Flow | 2.2748 | HM Flow | 0.3946 | 7Q10 Flow |  | 365 | 0.00018736 | 0.4748 | 0.25042 | 0.082361 | 3 | 4 | 0 | 0 | 39 | 1 | 0 | 0 | 0.788 | 32 | 0 | 0 | 0.00060254 | 0.00015827 | DMR | [16 empty] | 0.0032565 | 8.2526 | 4.3526 | 1.4315 | 0.010473 | 0.0027509 | NO | NHDPlus
2023 | LOLETA WWTF | 110010059649 | CA0023671 | LOLETA | HUMBOLDT | CA |  | 40.6383 | -124.2255 |  | 4952 | Sewerage Systems | 221320 | Sewage Treatment Facilities | IS4 | Utilities | Waste handling, treatment, and disposal - POTW | 1 | 0.016302 | CA0023671 | Strongs Creek-Eel River | 1.8E+11 | NAICS/SIC indication | CA0023671 |  |  | 2023 | 1.8E+13 | EEL RIVER, WETLAND TRIBUTARY TO EEL RIVER | 0.55 |  | 0.082667 | NPDES | 0.082667 | 0.1279 | 2702485 | Hawk Slough | 1 | 4.959 | 18.65 | 15.165 | 10.803 | 6.478 | 2.822 | 2.058 | 0.944 | 0.306 | 0.451 | 0.422 | 2.753 | 14.853 | QE_08 | 0.306 | 0.74817 | 0.3946 | 12.1247 | 2.2748 | 0.31272 | 0.74817 | 30Q5 Flow | 2.2748 | HM Flow | 0.3946 | 7Q10 Flow |  | 365 | 4.4663e-05 | 0.11319 | 0.059697 | 0.019633 | 3 | 4 | 0 | 0 | 39 | 1 | 0 | 0 | 0.788 | 32 | 0 | 0 | 0.00014364 | 3.7729e-05 | DMR | [16 empty] | 0.00077629 | 1.9673 | 1.0376 | 0.34125 | 0.0024965 | 0.00065576 | NO | NHDPlus
2023 | CROCKETT COGEN PROJECT | 110001163062 | CA0029904 | CROCKETT | CONTRA COSTA | CA |  | 38.0559 | -122.2143 |  | 4931 | Electric and Other Services Combined | 221210 | Natural Gas Distribution | IS4 | Utilities | Waste handling, treatment, and disposal - Remediation or Monitoring | 1 | 0.011244 | CA0029904 | Arroyo del Hambre-Frontal Suisun Bay Estuaries | 1.81E+11 | Uncertain, possibly a remediation site | CA0029904 |  |  | 2023 | 1.81E+13 | CARQUINEZ STRAIT |  | 0.5004 | 0.35553 | NPDES | 0.5004 | 0.77423 | 2785593 |  | -9 | 0 | 0.001 | 0.004 | 0.001 | 0 | 0 | 0 | 0 | 0 | 0 | 0 | 0 | 0.001 | [6 empty] | 1.8942 | 1.8942 | Coastal | 1.8942 | Coastal | 1.8942 | Coastal | PlantFlowUsed | 365 | 3.0807e-05 | 0.016264 | 0.016264 | 0.016264 | 3 | 4 | 0 | 0 | 39 | 1 | 0 | 0 | 0.788 | 32 | 0 | 0 | 2.0639e-05 | 5.4212e-06 | DMR | [16 empty] | 0.00053545 | 0.28268 | 0.28268 | 0.28268 | 0.00035873 | 9.4226e-05 | NO | PlantFlow
2019 | BROWNING-FERRIS INDUSTRIES OF CA INC | 110005972965 | CA0029947 | HALF MOON BAY | SAN MATEO | CA |  | 37.4992 | -122.411 |  | 4953 | Refuse Systems | 562920 | Materials Recovery Facilities | IS47 | Services | Waste handling, treatment, and disposal - non-POTW WWT | 1 | 0.00021738 | CA0029947 | Arroyo Leon | 1.81E+11 | NAICS/SIC indication | CA0029947 |  |  | 2023 | 1.81E+13 | CORINDA LOS TRANCOS CREEK | 0.1152 |  | 0 | NPDES | 0 | 0 | 17687805 | Corinda Los Trancos Creek | 1 | 0.17 | 1.025 | 0.827 | 0.466 | 0.198 | 0.06 | 0.05 | 0.033 | 0.01 | 0.017 | 0.015 | 0.071 | 0.37 | QE_08 | 0.01 | 0.02445 | 0.011432 | 0.41565 | 0.06532 | 0 | 0.02445 | 30Q5 Flow | 0.06532 | HM Flow | 0.011432 | 7Q10 Flow |  | 365 | 5.9557e-07 | 0.052095 | 0.024359 | 0.0091177 | 3 | 4 | 0 | 0 | 39 | 1 | 0 | 0 | 0.788 | 32 | 0 | 0 | 6.611e-05 | 1.7365e-05 | DMR | [16 empty] | 1.0352e-05 | 0.90546 | 0.42338 | 0.15847 | 0.0011491 | 0.00030182 | NO | NHDPlus
2022 | HANSON PERMANENTE CEMENT | 110000484039 | CA0030210 | CUPERTINO | SANTA CLARA | CA |  | 37.3181 | -122.0926 |  | 3241 | Cement, Hydraulic | 327310 | Cement Manufacturing | IS37 | Nonmetallic Mineral Product Manufacturing (includes clay, glass, cement, concrete, lime, gypsum, and other nonmetallic mineral product manufacturing) | Waste handling, treatment, and disposal - Remediation or Monitoring | 1 | 0.020889 | CA0030210 | Permanente Creek-Frontal San Francisco Bay Estuaries | 1.81E+11 | 2022 TRI reports only Lead Compounds and Mercury Compounds as impurities and fuel | CA0030210 | CAF001168 |  | 2023 | 1.81E+13 | PERMANENTE CREEK | 4.08 |  | 0.020717 | NPDES | 0.020717 | 0.032054 | 17693027 | Permanente Creek | 1 | 2.051 | 8.046 | 8.755 | 6.188 | 2.808 | 1.129 | 0.808 | 0.404 | 0.13 | 0.174 | 0.182 | 0.646 | 1.168 | QE_08 | 0.13 | 0.31785 | 0.16266 | 5.0147 | 0.91864 | 0.078371 | 0.31785 | 30Q5 Flow | 0.91864 | HM Flow | 0.16266 | 7Q10 Flow |  | 365 | 5.7229e-05 | 0.35182 | 0.18005 | 0.062298 | 3 | 4 | 0 | 0 | 39 | 1 | 0 | 0 | 0.788 | 32 | 0 | 0 | 0.00044648 | 0.00011727 | DMR | [16 empty] | 0.0009947 | 6.1151 | 3.1295 | 1.0828 | 0.0077602 | 0.0020384 | NO | NHDPlus
2023 | HANSON PERMANENTE CEMENT | 110000484039 | CA0030210 | CUPERTINO | SANTA CLARA | CA |  | 37.3181 | -122.0926 |  | 3241 | Cement, Hydraulic | 327310 | Cement Manufacturing | IS37 | Nonmetallic Mineral Product Manufacturing (includes clay, glass, cement, concrete, lime, gypsum, and other nonmetallic mineral product manufacturing) | Waste handling, treatment, and disposal - Remediation or Monitoring | 1 | 0.025298 | CA0030210 | Permanente Creek-Frontal San Francisco Bay Estuaries | 1.81E+11 | 2022 TRI reports only Lead Compounds and Mercury Compounds as impurities and fuel | CA0030210 | CAF001168 |  | 2023 | 1.81E+13 | PERMANENTE CREEK | 4.08 |  | 0.020717 | NPDES | 0.020717 | 0.032054 | 17693027 | Permanente Creek | 1 | 2.051 | 8.046 | 8.755 | 6.188 | 2.808 | 1.129 | 0.808 | 0.404 | 0.13 | 0.174 | 0.182 | 0.646 | 1.168 | QE_08 | 0.13 | 0.31785 | 0.16266 | 5.0147 | 0.91864 | 0.078371 | 0.31785 | 30Q5 Flow | 0.91864 | HM Flow | 0.16266 | 7Q10 Flow |  | 365 | 6.9311e-05 | 0.4261 | 0.21806 | 0.07545 | 3 | 4 | 0 | 0 | 39 | 1 | 0 | 0 | 0.788 | 32 | 0 | 0 | 0.00054073 | 0.00014203 | DMR | [16 empty] | 0.0012047 | 7.406 | 3.7901 | 1.3114 | 0.0093985 | 0.0024687 | NO | NHDPlus
2019 | BURLINGAME WWTP | 110055988016 | CA0037788 | BURLINGAME | SAN MATEO | CA |  | 37.5919 | -122.3581 |  | 4952 | Sewerage Systems | 221320 | Sewage Treatment Facilities | IS4 | Utilities | Waste handling, treatment, and disposal - POTW | 1 | 1.0327 | CA0037788 | San Francisco Bay Estuaries | 1.81E+11 | NAICS/SIC indication | CA0037788 | CAU001048 |  | 2023 | 1.81E+13 | LOWER SAN FRANCISCO BAY | 5.5 |  | 3.0362 | NPDES | 3.0362 | 4.6976 | 2805165 |  | -9 | 0 | 0 | 0.001 | 0 | 0 | 0 | 0 | 0 | 0 | 0 | 0 | 0 | 0 | [6 empty] | 11.4931 | 11.4931 | Coastal | 11.4931 | Coastal | 11.4931 | Coastal | PlantFlowUsed | 365 | 0.0028293 | 0.24617 | 0.24617 | 0.24617 | 3 | 4 | 0 | 0 | 39 | 1 | 0 | 0 | 0.788 | 32 | 0 | 0 | 0.0003124 | 8.2057e-05 | DMR | [16 empty] | 0.049176 | 4.2787 | 4.2787 | 4.2787 | 0.0054298 | 0.0014262 | NO | PlantFlow
2019 | SFIA, MEL LEONG SANITARY AND INDUSTRIAL TREATMENT PLANTS | 110064622519 | CA0038318 | SAN FRANCISCO | SAN FRANCISCO COUNTY | CA |  | 37.6362 | -122.3858 |  | 4952 | Sewerage Systems | 221320 | Sewage Treatment Facilities | IS4 | Utilities | Waste handling, treatment, and disposal - POTW | 1 | 0.058024 | CA0038318 | San Francisco Bay Estuaries | 1.81E+11 | NAICS/SIC indication | CA0038318 |  |  | 2023 | 1.81E+13 | LOWER SAN FRANCISCO BAY | 3.4 |  | 0.81483 | NPDES | 0.81483 | 1.2607 | 2805221 |  | -9 | 0.005 | 0.014 | 0.041 | 0.019 | 0.007 | 0.001 | 0.001 | 0.001 | 0 | 0.001 | 0.001 | 0.005 | 0.013 | [6 empty] | 3.0845 | 3.0845 | Coastal | 3.0845 | Coastal | 3.0845 | Coastal | PlantFlowUsed | 365 | 0.00015897 | 0.051539 | 0.051539 | 0.051539 | 3 | 4 | 0 | 0 | 39 | 1 | 0 | 0 | 0.788 | 32 | 0 | 0 | 6.5404e-05 | 1.718e-05 | DMR | [16 empty] | 0.002763 | 0.89579 | 0.89579 | 0.89579 | 0.0011368 | 0.0002986 | NO | PlantFlow
2019 | WEST COUNTY AGENCY COMMON OUTFALL | 110064252419 | CA0038539 | RICHMOND | CONTRA COSTA | CA |  | 37.9772 | -122.3327 |  | 4952 | Sewerage Systems | 221320 | Sewage Treatment Facilities | IS4 | Utilities | Waste handling, treatment, and disposal - POTW | 1 | 3.7647 | CA0038539 | Pinole Creek-Frontal San Pablo Bay Estuaries | 1.81E+11 | NAICS/SIC indication | CA0038539 |  |  | 2023 | 1.81E+13 | CENTRAL SAN FRANCISCO BAY | 28.5 |  | 9.0296 | NPDES | 9.0296 | 13.9709 | 1671881 |  | -9 | 0.003 | 0.027 | 0.024 | 0.01 | 0.003 | 0 | 0 | 0 | 0 | 0 | 0 | 0.003 | 0.006 | [6 empty] | 34.1807 | 34.1807 | Coastal | 34.1807 | Coastal | 34.1807 | Coastal | PlantFlowUsed | 365 | 0.010314 | 0.30175 | 0.30175 | 0.30175 | 3 | 4 | 0 | 0 | 39 | 1 | 0 | 0 | 0.788 | 32 | 0 | 0 | 0.00038293 | 0.00010058 | DMR | [16 empty] | 0.17927 | 5.2447 | 5.2447 | 5.2447 | 0.0066558 | 0.0017482 | NO | PlantFlow
2022 | WEST COUNTY AGENCY COMMON OUTFALL | 110064252419 | CA0038539 | RICHMOND | CONTRA COSTA | CA |  | 37.9772 | -122.3327 |  | 4952 | Sewerage Systems | 221320 | Sewage Treatment Facilities | IS4 | Utilities | Waste handling, treatment, and disposal - POTW | 1 | 3.1706 | CA0038539 | Pinole Creek-Frontal San Pablo Bay Estuaries | 1.81E+11 | NAICS/SIC indication | CA0038539 |  |  | 2023 | 1.81E+13 | CENTRAL SAN FRANCISCO BAY | 28.5 |  | 9.0296 | NPDES | 9.0296 | 13.9709 | 1671881 |  | -9 | 0.003 | 0.027 | 0.024 | 0.01 | 0.003 | 0 | 0 | 0 | 0 | 0 | 0 | 0.003 | 0.006 | [6 empty] | 34.1807 | 34.1807 | Coastal | 34.1807 | Coastal | 34.1807 | Coastal | PlantFlowUsed | 365 | 0.0086866 | 0.25414 | 0.25414 | 0.25414 | 3 | 4 | 0 | 0 | 39 | 1 | 0 | 0 | 0.788 | 32 | 0 | 0 | 0.00032251 | 8.4712e-05 | DMR | [16 empty] | 0.15098 | 4.4171 | 4.4171 | 4.4171 | 0.0056055 | 0.0014724 | NO | PlantFlow
2019 | LOMPOC WASTEWATER PLANT | 110009547222 | CA0048127 | LOMPOC | SANTA BARBARA | CA |  | 34.6611 | -120.4814 |  | 4952 | Sewerage Systems | 221320 | Sewage Treatment Facilities | IS4 | Utilities | Waste handling, treatment, and disposal - POTW | 1 | 2.1206 | CA0048127 | San Miguelito Creek-Santa Ynez River | 1.81E+11 | NAICS/SIC indication | CA0048127 |  |  | 2023 | 1.81E+13 | SAN MIGUELITO CREEK | 5.5 |  | 3.1442 | NPDES | 3.1442 | 4.8647 | 17607709 | Santa Ynez River | 5 | 91.427 | 144.65 | 451.77 | 460.842 | 121.804 | 12.284 | 18.023 | 5.016 | 0.44 | 0.435 | 2.04 | 3.669 | 17.765 | QE_09 | 0.435 | 1.0636 | 0.56794 | 223.5379 | 11.0386 | 11.8943 | 11.8943 | Plant Flow | 11.8943 | Plant Flow | 11.8943 | Plant Flow |  | 365 | 0.00581 | 0.48847 | 0.48847 | 0.48847 | 3 | 4 | 0 | 0 | 39 | 1 | 0 | 0 | 0.788 | 32 | 0 | 0 | 0.00061988 | 0.00016282 | DMR | [16 empty] | 0.10098 | 8.4901 | 8.4901 | 8.4901 | 0.010774 | 0.00283 | NO | PlantFlow
2019 | SANTA CRUZ WASTEWATER TREATMENT PLANT | 110013848453 | CA0048194 | SANTA CRUZ | SANTA CRUZ | CA |  | 36.9632 | -122.034 |  | 4952 | Sewerage Systems | 221320 | Sewage Treatment Facilities | IS4 | Utilities | Waste handling, treatment, and disposal - POTW | 1 | 1.5039 | CA0048194 | Monterey Bay | 1.81E+11 | NAICS/SIC indication | CAL048194 | CA0048194 |  | 2023 | 1.81E+13 | PACIFIC OCEAN, PACIFIC OCEAN (MONTEREY BAY) | 17 |  | 8.4225 | NPDES | 8.4225 | 13.0315 | 948060370 |  | -9 | 0.042 | 0.274 | 0.252 | 0.122 | 0.049 | 0.013 | 0.011 | 0.008 | 0.002 | 0.006 | 0.003 | 0.024 | 0.041 | [6 empty] | 31.8826 | 31.8826 | Coastal | 31.8826 | Coastal | 31.8826 | Coastal | PlantFlowUsed | 365 | 0.0041203 | 0.12923 | 0.12923 | 0.12923 | 3 | 4 | 0 | 0 | 39 | 1 | 0 | 0 | 0.788 | 32 | 0 | 0 | 0.000164 | 4.3078e-05 | DMR | [16 empty] | 0.071615 | 2.2462 | 2.2462 | 2.2462 | 0.0028505 | 0.00074874 | NO | PlantFlow
2020 | SANTA CRUZ WASTEWATER TREATMENT PLANT | 110013848453 | CA0048194 | SANTA CRUZ | SANTA CRUZ | CA |  | 36.9632 | -122.034 |  | 4952 | Sewerage Systems | 221320 | Sewage Treatment Facilities | IS4 | Utilities | Waste handling, treatment, and disposal - POTW | 1 | 0.50035 | CA0048194 | Monterey Bay | 1.81E+11 | NAICS/SIC indication | CAL048194 | CA0048194 |  | 2023 | 1.81E+13 | PACIFIC OCEAN, PACIFIC OCEAN (MONTEREY BAY) | 17 |  | 8.4225 | NPDES | 8.4225 | 13.0315 | 948060370 |  | -9 | 0.042 | 0.274 | 0.252 | 0.122 | 0.049 | 0.013 | 0.011 | 0.008 | 0.002 | 0.006 | 0.003 | 0.024 | 0.041 | [6 empty] | 31.8826 | 31.8826 | Coastal | 31.8826 | Coastal | 31.8826 | Coastal | PlantFlowUsed | 365 | 0.0013708 | 0.042996 | 0.042996 | 0.042996 | 3 | 4 | 0 | 0 | 39 | 1 | 0 | 0 | 0.788 | 32 | 0 | 0 | 5.4563e-05 | 1.4332e-05 | DMR | [16 empty] | 0.023826 | 0.7473 | 0.7473 | 0.7473 | 0.00094836 | 0.0002491 | NO | PlantFlow
2021 | SANTA CRUZ WASTEWATER TREATMENT PLANT | 110013848453 | CA0048194 | SANTA CRUZ | SANTA CRUZ | CA |  | 36.9632 | -122.034 |  | 4952 | Sewerage Systems | 221320 | Sewage Treatment Facilities | IS4 | Utilities | Waste handling, treatment, and disposal - POTW | 1 | 0.5997 | CA0048194 | Monterey Bay | 1.81E+11 | NAICS/SIC indication | CAL048194 | CA0048194 |  | 2023 | 1.81E+13 | PACIFIC OCEAN, PACIFIC OCEAN (MONTEREY BAY) | 17 |  | 8.4225 | NPDES | 8.4225 | 13.0315 | 948060370 |  | -9 | 0.042 | 0.274 | 0.252 | 0.122 | 0.049 | 0.013 | 0.011 | 0.008 | 0.002 | 0.006 | 0.003 | 0.024 | 0.041 | [6 empty] | 31.8826 | 31.8826 | Coastal | 31.8826 | Coastal | 31.8826 | Coastal | PlantFlowUsed | 365 | 0.001643 | 0.051534 | 0.051534 | 0.051534 | 3 | 4 | 0 | 0 | 39 | 1 | 0 | 0 | 0.788 | 32 | 0 | 0 | 6.5398e-05 | 1.7178e-05 | DMR | [16 empty] | 0.028557 | 0.8957 | 0.8957 | 0.8957 | 0.0011367 | 0.00029857 | NO | PlantFlow
2023 | SANTA CRUZ WASTEWATER TREATMENT PLANT | 110013848453 | CA0048194 | SANTA CRUZ | SANTA CRUZ | CA |  | 36.9632 | -122.034 |  | 4952 | Sewerage Systems | 221320 | Sewage Treatment Facilities | IS4 | Utilities | Waste handling, treatment, and disposal - POTW | 1 | 2.5934 | CA0048194 | Monterey Bay | 1.81E+11 | NAICS/SIC indication | CAL048194 | CA0048194 |  | 2023 | 1.81E+13 | PACIFIC OCEAN, PACIFIC OCEAN (MONTEREY BAY) | 17 |  | 8.4225 | NPDES | 8.4225 | 13.0315 | 948060370 |  | -9 | 0.042 | 0.274 | 0.252 | 0.122 | 0.049 | 0.013 | 0.011 | 0.008 | 0.002 | 0.006 | 0.003 | 0.024 | 0.041 | [6 empty] | 31.8826 | 31.8826 | Coastal | 31.8826 | Coastal | 31.8826 | Coastal | PlantFlowUsed | 365 | 0.0071053 | 0.22286 | 0.22286 | 0.22286 | 3 | 4 | 0 | 0 | 39 | 1 | 0 | 0 | 0.788 | 32 | 0 | 0 | 0.00028282 | 7.4286e-05 | DMR | [16 empty] | 0.1235 | 3.8735 | 3.8735 | 3.8735 | 0.0049156 | 0.0012912 | NO | PlantFlow
2019 | HARRAH'S NORTHERN CALIFORNIA WWTP | 110064616296 | CA0049675 | IONE | AMADOR | CA |  | 38.2732 | -120.9108 |  | 4952 | Sewerage Systems | 221320 | Sewage Treatment Facilities | IS4 | Utilities | Waste handling, treatment, and disposal - non-POTW WWT | 1 | 0.017269 | CA0049675 | Lower Jackson Creek | 1.8E+11 | NAICS/SIC indication | CA0049675 |  |  | 2023 | 1.8E+13 | UNNAMED TRIBUTARY TO JACKSON CREEK | 0.08 | 0.017 | 0.0083567 | NPDES | 0.017 | 0.026303 | 3954625 |  | 1 | 0.088 | 0.222 | 0.463 | 0.32 | 0.133 | 0.04 | 0.03 | 0.024 | 0.004 | 0.013 | 0.014 | 0.073 | 0.115 | QE_08 | 0.004 | 0.00978 | 0.0044278 | 0.21516 | 0.028339 | 0.06431 | 0.06431 | Plant Flow | 0.06431 | Plant Flow | 0.06431 | Plant Flow |  | 365 | 4.7313e-05 | 0.73569 | 0.73569 | 0.73569 | 3 | 4 | 0 | 0 | 39 | 1 | 0 | 0 | 0.788 | 32 | 0 | 0 | 0.00093362 | 0.00024523 | DMR | [16 empty] | 0.00082234 | 12.787 | 12.787 | 12.787 | 0.016227 | 0.0042623 | NO | PlantFlow
2020 | HARRAH'S NORTHERN CALIFORNIA WWTP | 110064616296 | CA0049675 | IONE | AMADOR | CA |  | 38.2732 | -120.9108 |  | 4952 | Sewerage Systems | 221320 | Sewage Treatment Facilities | IS4 | Utilities | Waste handling, treatment, and disposal - non-POTW WWT | 1 | 0.0051807 | CA0049675 | Lower Jackson Creek | 1.8E+11 | NAICS/SIC indication | CA0049675 |  |  | 2023 | 1.8E+13 | UNNAMED TRIBUTARY TO JACKSON CREEK | 0.08 | 0.017 | 0.0083567 | NPDES | 0.017 | 0.026303 | 3954625 |  | 1 | 0.088 | 0.222 | 0.463 | 0.32 | 0.133 | 0.04 | 0.03 | 0.024 | 0.004 | 0.013 | 0.014 | 0.073 | 0.115 | QE_08 | 0.004 | 0.00978 | 0.0044278 | 0.21516 | 0.028339 | 0.06431 | 0.06431 | Plant Flow | 0.06431 | Plant Flow | 0.06431 | Plant Flow |  | 365 | 1.4194e-05 | 0.22071 | 0.22071 | 0.22071 | 3 | 4 | 0 | 0 | 39 | 1 | 0 | 0 | 0.788 | 32 | 0 | 0 | 0.00028009 | 7.3569e-05 | DMR | [16 empty] | 0.0002467 | 3.8361 | 3.8361 | 3.8361 | 0.0048682 | 0.0012787 | NO | PlantFlow
2019 | FREEPORT-MCMORAN PRODUCED WRF | 110037256867 | CA0050628 | ARROYO GRANDE | SAN LUIS OBISPO | CA |  | 35.1786 | -120.6207 |  | 2911 | Petroleum Refining | 324110 | Petroleum Refineries | IS11 | Petroleum Refineries | Waste handling, treatment, and disposal - Remediation or Monitoring | 1 | 0.025637 | CA0050628 | Pismo Creek | 1.81E+11 | Name indicates Produced Water Recalmation Facility | CA0050628 |  |  | 2023 | 1.81E+13 | PISMO CREEK | 0.84 |  | 0.44083 | NPDES | 0.44083 | 0.68207 | 8192957 | Pismo Creek | 3 | 6.958 | 11.396 | 25.176 | 25.376 | 11.853 | 5.314 | 3.558 | 1.693 | 0.541 | 1.021 | 0.854 | 2.485 | 4.404 | QE_08 | 0.541 | 1.3227 | 0.71178 | 17.0122 | 3.6978 | 1.6677 | 1.6677 | Plant Flow | 3.6978 | HM Flow | 1.6677 | Plant Flow |  | 365 | 7.0238e-05 | 0.042118 | 0.042118 | 0.018995 | 3 | 4 | 0 | 0 | 39 | 1 | 0 | 0 | 0.788 | 32 | 0 | 0 | 5.3449e-05 | 1.4039e-05 | DMR | [16 empty] | 0.0012208 | 0.73205 | 0.73205 | 0.33015 | 0.000929 | 0.00024402 | NO | NHDPlus
2020 | FREEPORT-MCMORAN PRODUCED WRF | 110037256867 | CA0050628 | ARROYO GRANDE | SAN LUIS OBISPO | CA |  | 35.1786 | -120.6207 |  | 2911 | Petroleum Refining | 324110 | Petroleum Refineries | IS11 | Petroleum Refineries | Waste handling, treatment, and disposal - Remediation or Monitoring | 1 | 0.024015 | CA0050628 | Pismo Creek | 1.81E+11 | Name indicates Produced Water Recalmation Facility | CA0050628 |  |  | 2023 | 1.81E+13 | PISMO CREEK | 0.84 |  | 0.44083 | NPDES | 0.44083 | 0.68207 | 8192957 | Pismo Creek | 3 | 6.958 | 11.396 | 25.176 | 25.376 | 11.853 | 5.314 | 3.558 | 1.693 | 0.541 | 1.021 | 0.854 | 2.485 | 4.404 | QE_08 | 0.541 | 1.3227 | 0.71178 | 17.0122 | 3.6978 | 1.6677 | 1.6677 | Plant Flow | 3.6978 | HM Flow | 1.6677 | Plant Flow |  | 365 | 6.5794e-05 | 0.039453 | 0.039453 | 0.017793 | 3 | 4 | 0 | 0 | 39 | 1 | 0 | 0 | 0.788 | 32 | 0 | 0 | 5.0067e-05 | 1.3151e-05 | DMR | [16 empty] | 0.0011436 | 0.68573 | 0.68573 | 0.30926 | 0.00087021 | 0.00022858 | NO | NHDPlus
2022 | FREEPORT-MCMORAN PRODUCED WRF | 110037256867 | CA0050628 | ARROYO GRANDE | SAN LUIS OBISPO | CA |  | 35.1786 | -120.6207 |  | 2911 | Petroleum Refining | 324110 | Petroleum Refineries | IS11 | Petroleum Refineries | Waste handling, treatment, and disposal - Remediation or Monitoring | 1 | 0.16233 | CA0050628 | Pismo Creek | 1.81E+11 | Name indicates Produced Water Recalmation Facility | CA0050628 |  |  | 2023 | 1.81E+13 | PISMO CREEK | 0.84 |  | 0.44083 | NPDES | 0.44083 | 0.68207 | 8192957 | Pismo Creek | 3 | 6.958 | 11.396 | 25.176 | 25.376 | 11.853 | 5.314 | 3.558 | 1.693 | 0.541 | 1.021 | 0.854 | 2.485 | 4.404 | QE_08 | 0.541 | 1.3227 | 0.71178 | 17.0122 | 3.6978 | 1.6677 | 1.6677 | Plant Flow | 3.6978 | HM Flow | 1.6677 | Plant Flow |  | 365 | 0.00044474 | 0.26668 | 0.26668 | 0.12027 | 3 | 4 | 0 | 0 | 39 | 1 | 0 | 0 | 0.788 | 32 | 0 | 0 | 0.00033843 | 8.8895e-05 | DMR | [16 empty] | 0.00773 | 4.6352 | 4.6352 | 2.0904 | 0.0058823 | 0.0015451 | NO | NHDPlus
2023 | FREEPORT-MCMORAN PRODUCED WRF | 110037256867 | CA0050628 | ARROYO GRANDE | SAN LUIS OBISPO | CA |  | 35.1786 | -120.6207 |  | 2911 | Petroleum Refining | 324110 | Petroleum Refineries | IS11 | Petroleum Refineries | Waste handling, treatment, and disposal - Remediation or Monitoring | 1 | 0.020115 | CA0050628 | Pismo Creek | 1.81E+11 | Name indicates Produced Water Recalmation Facility | CA0050628 |  |  | 2023 | 1.81E+13 | PISMO CREEK | 0.84 |  | 0.44083 | NPDES | 0.44083 | 0.68207 | 8192957 | Pismo Creek | 3 | 6.958 | 11.396 | 25.176 | 25.376 | 11.853 | 5.314 | 3.558 | 1.693 | 0.541 | 1.021 | 0.854 | 2.485 | 4.404 | QE_08 | 0.541 | 1.3227 | 0.71178 | 17.0122 | 3.6978 | 1.6677 | 1.6677 | Plant Flow | 3.6978 | HM Flow | 1.6677 | Plant Flow |  | 365 | 5.511e-05 | 0.033046 | 0.033046 | 0.014903 | 3 | 4 | 0 | 0 | 39 | 1 | 0 | 0 | 0.788 | 32 | 0 | 0 | 4.1937e-05 | 1.1015e-05 | DMR | [16 empty] | 0.00095786 | 0.57437 | 0.57437 | 0.25904 | 0.0007289 | 0.00019146 | NO | NHDPlus
2019 | VOPAK TERMINAL LOS ANGELES | 110028243791 | CA0063177 | WILMINGTON | LOS ANGELES | CA |  | 33.7911 | -118.2446 |  | 5171 | Petroleum Bulk Stations and Terminals | 454310 | Fuel Dealers | IS46 | Wholesale and Retail Trade | Waste handling, treatment, and disposal - Remediation or Monitoring | 1 | 0.020298 | CA0063177 | Long Beach Harbor | 1.81E+11 | Uncertain, possibly a remediation site | CAZ189047 | CA0063177 |  | 2023 | 1.81E+13 | DOMINGUEZ CHANNEL ESTUARY |  | 0.75 | 0.049979 | NPDES | 0.75 | 1.1604 | 20366299 | Dominguez Channel | 2 | 1.844 | 10.777 | 7.856 | 4.077 | 1.193 | 0 | 0 | 0 | 0 | 0 | 0.134 | 3.034 | 6.296 | QE_05 | 0.134 | 0.32763 | 0.16785 | 4.5086 | 0.88881 | 2.8372 | 2.8372 | Plant Flow | 2.8372 | Plant Flow | 2.8372 | Plant Flow |  | 365 | 5.5611e-05 | 0.019601 | 0.019601 | 0.019601 | 3 | 4 | 0 | 0 | 39 | 1 | 0 | 0 | 0.788 | 32 | 0 | 0 | 2.4874e-05 | 6.5335e-06 | DMR | [16 empty] | 0.00096657 | 0.34068 | 0.34068 | 0.34068 | 0.00043233 | 0.00011356 | NO | PlantFlow
2019 | VOPAK TERMINAL LONG BEACH INC | 110017217545 | CA0064165 | SAN PEDRO | LOS ANGELES | CA |  | 33.7623 | -118.2418 |  | 5171 | Petroleum Bulk Stations and Terminals | 454310 | Fuel Dealers | IS46 | Wholesale and Retail Trade | Waste handling, treatment, and disposal - Remediation or Monitoring | 1 | 0.0085171 | CA0064165 | Long Beach Harbor | 1.81E+11 | Uncertain, possibly a remediation site | CAF001035 | CA0064165 |  | 2023 | 1.81E+13 | CERRITOS CHANNEL, CERRITOS CHANNEL WITHIN LONG BEACH INNER HARBOR | 0.288 |  | 0.012261 | NPDES | 0.012261 | 0.01897 | 20366367 |  | -9 | 0 | 0 | 0 | 0 | 0 | 0 | 0 | 0 | 0 | 0 | 0 | 0 | 0 | [6 empty] | 0.046412 | 0.046412 | Coastal | 0.046412 | Coastal | 0.046412 | Coastal | PlantFlowUsed | 365 | 2.3335e-05 | 0.50277 | 0.50277 | 0.50277 | 3 | 4 | 0 | 0 | 39 | 1 | 0 | 0 | 0.788 | 32 | 0 | 0 | 0.00063804 | 0.00016759 | DMR | [16 empty] | 0.00040558 | 8.7387 | 8.7387 | 8.7387 | 0.01109 | 0.0029129 | NO | PlantFlow
2021 | WOODLAND WPCF | 110039782349 | CA0077950 | WOODLAND | YOLO | CA |  | 38.6621 | -121.7141 |  | 4952 | Sewerage Systems | 221320 | Sewage Treatment Facilities | IS4 | Utilities | Waste handling, treatment, and disposal - POTW | 1 | 0.36661 | CA0077950 | Tule Canal-Toe Drain | 1.8E+11 | NAICS/SIC indication | CA0077950 |  |  | 2023 | 1.8E+13 | TULE CANAL | 10.4 |  | 3.7375 | NPDES | 3.7375 | 5.7828 | [22 empty] | 14.148 | 14.148 | Flow Lookup Failed | 14.148 | Flow Lookup Failed | 14.148 | Flow Lookup Failed | PlantFlowUsed | 365 | 0.0010044 | 0.070993 | 0.070993 | 0.070993 | 3 | 4 | 0 | 0 | 39 | 1 | 0 | 0 | 0.788 | 32 | 0 | 0 | 9.0092e-05 | 2.3664e-05 | DMR | [16 empty] | 0.017457 | 1.2339 | 1.2339 | 1.2339 | 0.0015659 | 0.00041131 | NO | PlantFlow
2022 | WOODLAND WPCF | 110039782349 | CA0077950 | WOODLAND | YOLO | CA |  | 38.6621 | -121.7141 |  | 4952 | Sewerage Systems | 221320 | Sewage Treatment Facilities | IS4 | Utilities | Waste handling, treatment, and disposal - POTW | 1 | 0.22794 | CA0077950 | Tule Canal-Toe Drain | 1.8E+11 | NAICS/SIC indication | CA0077950 |  |  | 2023 | 1.8E+13 | TULE CANAL | 10.4 |  | 3.7375 | NPDES | 3.7375 | 5.7828 | [22 empty] | 14.148 | 14.148 | Flow Lookup Failed | 14.148 | Flow Lookup Failed | 14.148 | Flow Lookup Failed | PlantFlowUsed | 365 | 0.00062448 | 0.044139 | 0.044139 | 0.044139 | 3 | 4 | 0 | 0 | 39 | 1 | 0 | 0 | 0.788 | 32 | 0 | 0 | 5.6014e-05 | 1.4713e-05 | DMR | [16 empty] | 0.010854 | 0.76718 | 0.76718 | 0.76718 | 0.00097358 | 0.00025573 | NO | PlantFlow
2021 | DISCOVERY BAY WWTP | 110001103911 | CA0078590 | DISCOVERY BAY | CONTRA COSTA | CA |  | 37.8947 | -121.5872 |  | 4952 | Sewerage Systems | 221320 | Sewage Treatment Facilities | IS4 | Utilities | Waste handling, treatment, and disposal - POTW | 1 | 0.10363 | CA0078590 | Lower Kellogg Creek | 1.8E+11 | NAICS/SIC indication | CA0078590 |  |  | 2023 | 1.8E+13 | OLD RIVER | 2.35 | 2.1 | 1.1508 | NPDES | 2.1 | 3.2492 | 1897340 | Old River | 5 | 7.672 | 23.449 | 22.706 | 17.338 | 7.125 | 5.193 | 0.876 | 0.42 | 0.161 | 0.708 | 6.485 | 15.608 | 16.845 | QE_08 | 0.161 | 0.39364 | 0.20298 | 18.7579 | 1.9374 | 7.9442 | 7.9442 | Plant Flow | 7.9442 | Plant Flow | 7.9442 | Plant Flow |  | 365 | 0.00028392 | 0.035739 | 0.035739 | 0.035739 | 3 | 4 | 0 | 0 | 39 | 1 | 0 | 0 | 0.788 | 32 | 0 | 0 | 4.5354e-05 | 1.1913e-05 | DMR | [16 empty] | 0.0049348 | 0.62118 | 0.62118 | 0.62118 | 0.0007883 | 0.00020706 | NO | PlantFlow
2020 | CITY OF RED BLUFF WASTEWATER RECLAMATION PLANT | 110000730745 | CA0078891 | RED BLUFF | TEHAMA | CA |  | 40.1627 | -122.2207 |  | 4952 | Sewerage Systems | 221320 | Sewage Treatment Facilities | IS4 | Utilities | Waste handling, treatment, and disposal - POTW | 1 | 0.0011004 | CA0078891 | Sevenmile Creek-Sacramento River | 1.8E+11 | NAICS/SIC indication | CA0078891 |  |  | 2023 | 1.8E+13 | SACRAMENTO RIVER | 2.5 |  | 0.67182 | NPDES | 0.67182 | 1.0395 | 12068884 | Sacramento River | 7 | 13262.903 | 17448.337 | 21238.995 | 20966.624 | 12911.417 | 12846.629 | 12642.729 | 13130.35 | 11740.612 | 8376.214 | 6585.551 | 9004.485 | 12476.655 | QE_10 | 6585.551 | 16101.5917 | 12065.4521 | 32427.6357 | 28442.8039 | 2.5415 | 16101.5917 | 30Q5 Flow | 28442.8039 | HM Flow | 12065.4521 | 7Q10 Flow |  | 365 | 3.0147e-06 | 2.4986e-07 | 1.8723e-07 | 1.0599e-07 | 3 | 4 | 0 | 0 | 39 | 1 | 0 | 0 | 0.788 | 32 | 0 | 0 | 3.1709e-10 | 8.3288e-11 | DMR | [16 empty] | 5.2399e-05 | 4.3429e-06 | 3.2543e-06 | 1.8423e-06 | 5.5113e-09 | 1.4476e-09 | NO | NHDPlus
2021 | CITY OF RED BLUFF WASTEWATER RECLAMATION PLANT | 110000730745 | CA0078891 | RED BLUFF | TEHAMA | CA |  | 40.1627 | -122.2207 |  | 4952 | Sewerage Systems | 221320 | Sewage Treatment Facilities | IS4 | Utilities | Waste handling, treatment, and disposal - POTW | 1 | 0.00075337 | CA0078891 | Sevenmile Creek-Sacramento River | 1.8E+11 | NAICS/SIC indication | CA0078891 |  |  | 2023 | 1.8E+13 | SACRAMENTO RIVER | 2.5 |  | 0.67182 | NPDES | 0.67182 | 1.0395 | 12068884 | Sacramento River | 7 | 13262.903 | 17448.337 | 21238.995 | 20966.624 | 12911.417 | 12846.629 | 12642.729 | 13130.35 | 11740.612 | 8376.214 | 6585.551 | 9004.485 | 12476.655 | QE_10 | 6585.551 | 16101.5917 | 12065.4521 | 32427.6357 | 28442.8039 | 2.5415 | 16101.5917 | 30Q5 Flow | 28442.8039 | HM Flow | 12065.4521 | 7Q10 Flow |  | 365 | 2.064e-06 | 1.7107e-07 | 1.2819e-07 | 7.2567e-08 | 3 | 4 | 0 | 0 | 39 | 1 | 0 | 0 | 0.788 | 32 | 0 | 0 | 2.1709e-10 | 5.7023e-11 | DMR | [16 empty] | 3.5875e-05 | 2.9733e-06 | 2.228e-06 | 1.2613e-06 | 3.7733e-09 | 9.9111e-10 | NO | NHDPlus
2019 | COLUSA WWTP | 110055984957 | CA0078999 | COLUSA | COLUSA | CA |  | 39.1911 | -122.0231 |  | 4952 | Sewerage Systems | 221320 | Sewage Treatment Facilities | IS4 | Utilities | Waste handling, treatment, and disposal - POTW | 1 | 0.10057 | CA0078999 | Powell Slough-Colusa Trough | 1.8E+11 | NAICS/SIC indication | CA0078999 |  |  | 2023 | 1.8E+13 | UNNAMED TRIBUTARY TO POWELL SLOUGH | 0.7 |  | 0.33667 | NPDES | 0.33667 | 0.5209 | [22 empty] | 1.2744 | 1.2744 | Flow Lookup Failed | 1.2744 | Flow Lookup Failed | 1.2744 | Flow Lookup Failed | PlantFlowUsed | 365 | 0.00027554 | 0.21621 | 0.21621 | 0.21621 | 3 | 4 | 0 | 0 | 39 | 1 | 0 | 0 | 0.788 | 32 | 0 | 0 | 0.00027438 | 7.2069e-05 | DMR | [16 empty] | 0.0047891 | 3.7579 | 3.7579 | 3.7579 | 0.0047689 | 0.0012526 | NO | PlantFlow
2021 | JACKSON WWTP | 110011373637 | CA0079391 | JACKSON | AMADOR | CA |  | 38.3333 | -120.7833 |  | 4952 | Sewerage Systems | 221320 | Sewage Treatment Facilities | IS4 | Utilities | Waste handling, treatment, and disposal - POTW | 1 | 0.15199 | CA0079391 | Middle Jackson Creek | 1.8E+11 | NAICS/SIC indication | CA0079391 |  |  | 2023 | 1.8E+13 | JACKSON CREEK | 0.71 |  | 0.55067 | NPDES | 0.55067 | 0.85201 | 17053246 |  | 1 | 0.887 | 3.848 | 2.983 | 2.088 | 1.274 | 0.476 | 0.372 | 0.198 | 0.06 | 0.107 | 0.066 | 0.589 | 2.896 | QE_08 | 0.06 | 0.1467 | 0.07306 | 2.1687 | 0.39726 | 2.0831 | 2.0831 | Plant Flow | 2.0831 | Plant Flow | 2.0831 | Plant Flow |  | 365 | 0.00041641 | 0.1999 | 0.1999 | 0.1999 | 3 | 4 | 0 | 0 | 39 | 1 | 0 | 0 | 0.788 | 32 | 0 | 0 | 0.00025367 | 6.6632e-05 | DMR | [16 empty] | 0.0072376 | 3.4744 | 3.4744 | 3.4744 | 0.0044091 | 0.0011581 | NO | PlantFlow
2020 | NEVADA CITY WASTEWATER TREATMENT PLANT | 110000519920 | CA0079901 | NEVADA CITY | NEVADA | CA |  | 39.2597 | -121.0307 |  | 4952 | Sewerage Systems | 221320 | Sewage Treatment Facilities | IS4 | Utilities | Waste handling, treatment, and disposal - POTW | 1 | 0.011526 | CA0079901 | Little Deer Creek-Deer Creek | 1.8E+11 | NAICS/SIC indication | CA0079901 |  |  | 2023 | 1.8E+13 | DEER CREEK | 0.69 |  | 0.3955 | NPDES | 0.3955 | 0.61193 | [22 empty] | 1.4971 | 1.4971 | Flow Lookup Failed | 1.4971 | Flow Lookup Failed | 1.4971 | Flow Lookup Failed | PlantFlowUsed | 365 | 3.1578e-05 | 0.021093 | 0.021093 | 0.021093 | 3 | 4 | 0 | 0 | 39 | 1 | 0 | 0 | 0.788 | 32 | 0 | 0 | 2.6767e-05 | 7.0309e-06 | DMR | [16 empty] | 0.00054886 | 0.36661 | 0.36661 | 0.36661 | 0.00046524 | 0.0001222 | NO | PlantFlow
2023 | NEVADA CITY WASTEWATER TREATMENT PLANT | 110000519920 | CA0079901 | NEVADA CITY | NEVADA | CA |  | 39.2597 | -121.0307 |  | 4952 | Sewerage Systems | 221320 | Sewage Treatment Facilities | IS4 | Utilities | Waste handling, treatment, and disposal - POTW | 1 | 0.068742 | CA0079901 | Little Deer Creek-Deer Creek | 1.8E+11 | NAICS/SIC indication | CA0079901 |  |  | 2023 | 1.8E+13 | DEER CREEK | 0.69 |  | 0.3955 | NPDES | 0.3955 | 0.61193 | [22 empty] | 1.4971 | 1.4971 | Flow Lookup Failed | 1.4971 | Flow Lookup Failed | 1.4971 | Flow Lookup Failed | PlantFlowUsed | 365 | 0.00018833 | 0.1258 | 0.1258 | 0.1258 | 3 | 4 | 0 | 0 | 39 | 1 | 0 | 0 | 0.788 | 32 | 0 | 0 | 0.00015964 | 4.1932e-05 | DMR | [16 empty] | 0.0032734 | 2.1865 | 2.1865 | 2.1865 | 0.0027747 | 0.00072882 | NO | PlantFlow
2022 | MANTECA WWQCF | 110039801462 | CA0081558 | MANTECA | SAN JOAQUIN | CA |  | 37.7956 | -121.26 |  | 4952 | Sewerage Systems | 221320 | Sewage Treatment Facilities | IS4 | Utilities | Waste handling, treatment, and disposal - POTW | 1 | 0.27097 | CA0081558 | Oakwood Lake-San Joaquin River | 1.8E+11 | NAICS/SIC indication | CA0081558 |  |  | 2023 | 1.8E+13 | SAN JOAQUIN RIVER | 9.87 |  | 6.6338 | NPDES | 6.6338 | 10.2641 | 1897398 | San Joaquin River | 7 | 4757.761 | 5711.34 | 8038.073 | 8622.966 | 7412.143 | 6390.169 | 4362.865 | 2912.8 | 2026.202 | 2537.033 | 3092.132 | 2569.153 | 3631.078 | QE_08 | 2026.202 | 4954.0391 | 3561.3529 | 11632.6675 | 8930.0772 | 25.0955 | 4954.0391 | 30Q5 Flow | 8930.0772 | HM Flow | 3561.3529 | 7Q10 Flow |  | 365 | 0.00074237 | 0.00020845 | 0.00014985 | 8.3132e-05 | 3 | 4 | 0 | 0 | 39 | 1 | 0 | 0 | 0.788 | 32 | 0 | 0 | 2.6453e-07 | 6.9484e-08 | DMR | [16 empty] | 0.012903 | 0.0036231 | 0.0026046 | 0.0014449 | 4.5978e-06 | 1.2077e-06 | NO | NHDPlus
2021 | PARADISE ID WTP, MAGALIA | 110000520026 | CA0083488 | MAGALIA | BUTTE | CA |  | 39.8143 | -121.5803 |  | 4941 | Water Supply | 221310 | Water Supply and Irrigation Systems | IS4 | Utilities | Waste handling, treatment, and disposal - Remediation or Monitoring | 1 | 0.026169 | CA0083488 | Little Butte Creek | 1.8E+11 | Irrigation district water treat plant | CA0083488 |  |  | 2023 | 1.8E+13 | MAGALIA RESERVOIR, MAGALIA RESERVOIR/LITTLE BUTTE CREEK | 2 |  | 0.29017 | NPDES | 0.29017 | 0.44895 | 2770264 | Little Butte Creek | 3 | 20.204 | 34.186 | 47.79 | 68.559 | 40.783 | 7.459 | 0.85 | 0.719 | 2.301 | 0.469 | 0.461 | 3.497 | 22.86 | QE_10 | 0.461 | 1.1271 | 0.60312 | 49.3985 | 5.5873 | 1.0977 | 1.1271 | 30Q5 Flow | 5.5873 | HM Flow | 1.0977 | Plant Flow |  | 365 | 7.1697e-05 | 0.065316 | 0.06361 | 0.012832 | 3 | 4 | 0 | 0 | 39 | 1 | 0 | 0 | 0.788 | 32 | 0 | 0 | 8.2889e-05 | 2.1772e-05 | DMR | [16 empty] | 0.0012462 | 1.1353 | 1.1056 | 0.22303 | 0.0014407 | 0.00037842 | NO | NHDPlus
2022 | BELL-CARTER OLIVE CO. WWTP | 110054272210 | CA0083721 | CORNING | TEHAMA | CA |  | 39.9157 | -122.1037 |  | 2033 | Canned Fruits and Specialties | 311421 | Fruit and Vegetable Canning | IS6 | Food, beverage, and tobacco product manufacturing | Waste handling, treatment, and disposal - non-POTW WWT | 1 | 0.071823 | CA0083721 | Kopta Slough | 1.8E+11 | Name indicates wastewater treatment plant | CA0083721 |  |  | 2023 | 1.8E+13 | SACRAMENTO RIVER | 0.75 | 0.75 | 0.43017 | NPDES | 0.75 | 1.1604 | 12074486 | Sacramento River | 7 | 16024.578 | 20377.737 | 25468.117 | 27044.008 | 17680.417 | 19036.948 | 15785.87 | 13863.442 | 12205.613 | 8746.057 | 7168.471 | 10062.698 | 13479.133 | QE_10 | 7168.471 | 17526.824 | 13172.6935 | 39179.8973 | 32649.5139 | 2.8372 | 17526.824 | 30Q5 Flow | 32649.5139 | HM Flow | 13172.6935 | 7Q10 Flow |  | 365 | 0.00019678 | 1.4938e-05 | 1.1227e-05 | 6.0269e-06 | 3 | 4 | 0 | 0 | 39 | 1 | 0 | 0 | 0.788 | 32 | 0 | 0 | 1.8957e-08 | 4.9794e-09 | DMR | [16 empty] | 0.0034201 | 0.00025964 | 0.00019514 | 0.00010475 | 3.2949e-07 | 8.6546e-08 | NO | NHDPlus
2023 | BELL-CARTER OLIVE CO. WWTP | 110054272210 | CA0083721 | CORNING | TEHAMA | CA |  | 39.9157 | -122.1037 |  | 2033 | Canned Fruits and Specialties | 311421 | Fruit and Vegetable Canning | IS6 | Food, beverage, and tobacco product manufacturing | Waste handling, treatment, and disposal - non-POTW WWT | 1 | 0.1676 | CA0083721 | Kopta Slough | 1.8E+11 | Name indicates wastewater treatment plant | CA0083721 |  |  | 2023 | 1.8E+13 | SACRAMENTO RIVER | 0.75 | 0.75 | 0.43017 | NPDES | 0.75 | 1.1604 | 12074486 | Sacramento River | 7 | 16024.578 | 20377.737 | 25468.117 | 27044.008 | 17680.417 | 19036.948 | 15785.87 | 13863.442 | 12205.613 | 8746.057 | 7168.471 | 10062.698 | 13479.133 | QE_10 | 7168.471 | 17526.824 | 13172.6935 | 39179.8973 | 32649.5139 | 2.8372 | 17526.824 | 30Q5 Flow | 32649.5139 | HM Flow | 13172.6935 | 7Q10 Flow |  | 365 | 0.00045918 | 3.4858e-05 | 2.6199e-05 | 1.4064e-05 | 3 | 4 | 0 | 0 | 39 | 1 | 0 | 0 | 0.788 | 32 | 0 | 0 | 4.4236e-08 | 1.1619e-08 | DMR | [16 empty] | 0.0079809 | 0.00060587 | 0.00045536 | 0.00024444 | 7.6887e-07 | 2.0196e-07 | NO | NHDPlus
2021 | COPPER COVE WWRF | 110027858432 | CA0084620 | COPPEROPOLIS | CALAVERAS | CA |  | 37.9084 | -120.6161 |  | 4952 | Sewerage Systems | 221320 | Sewage Treatment Facilities | IS4 | Utilities | Waste handling, treatment, and disposal - POTW | 1 | 0.3364 | CA0084620 | Peachys Creek-Littlejohns Creek | 1.8E+11 | NAICS/SIC indication | CA0084620 |  |  | 2023 | 1.8E+13 | JURISDICTIONAL WETLANDS | 0.95 | 0.17 | 0.19988 | NPDES | 0.17 | 0.26303 | 2822890 |  | 1 | 0.118 | 0.17 | 0.613 | 0.448 | 0.188 | 0.059 | 0.046 | 0.034 | 0.006 | 0.017 | 0.02 | 0.08 | 0.151 | QE_08 | 0.006 | 0.01467 | 0.0067372 | 0.28851 | 0.041046 | 0.6431 | 0.6431 | Plant Flow | 0.6431 | Plant Flow | 0.6431 | Plant Flow |  | 365 | 0.00092165 | 1.4331 | 1.4331 | 1.4331 | 3 | 4 | 0 | 0 | 39 | 1 | 0 | 0 | 0.788 | 32 | 0 | 0 | 0.0018187 | 0.00047771 | DMR | [16 empty] | 0.016019 | 24.9091 | 24.9091 | 24.9091 | 0.031611 | 0.008303 | NO | PlantFlow
2021 | CITY OF ANGELS WWTP | 110030437524 | CA0085201 | ANGELS CAMP | CALAVERAS | CA |  | 38.0604 | -120.54 |  | 4952 | Sewerage Systems | 221320 | Sewage Treatment Facilities | IS4 | Utilities | Waste handling, treatment, and disposal - non-POTW WWT | 1 | 0.033018 | CA0085201 | Angels Creek | 1.8E+11 | NAICS/SIC indication |  |  |  | 2023 | 1.8E+13 | ANGELS CREEK | 1.9 | 0.3 | 0.43083 | NPDES | 0.3 | 0.46417 | [22 empty] | 1.1356 | 1.1356 | Flow Lookup Failed | 1.1356 | Flow Lookup Failed | 1.1356 | Flow Lookup Failed | PlantFlowUsed | 365 | 9.0462e-05 | 0.079658 | 0.079658 | 0.079658 | 3 | 4 | 0 | 0 | 39 | 1 | 0 | 0 | 0.788 | 32 | 0 | 0 | 0.00010109 | 2.6553e-05 | DMR | [16 empty] | 0.0015723 | 1.3845 | 1.3845 | 1.3845 | 0.001757 | 0.00046151 | NO | PlantFlow
2019 | MALAKOFF DIGGINS STATE PARK | 110066354359 | CA0085332 | NEVADA CITY | NEVADA | CA |  | 39.3688 | -120.899 |  | 1041 | Gold Ores | 212221 | Gold Ore Mining | NAICS/SIC Not Provided | NAICS/SIC Not Provided | Waste handling, treatment, and disposal - Remediation or Monitoring | 1 | 0.019163 | CA0085332 | Humbug Creek-South Yuba River | 1.8E+11 | Name and SIC indicate remediation |  |  |  | 2023 | 1.8E+13 | HUMBUG CREEK |  | 0.74 | 1.2561 | NPDES | 0.74 | 1.145 | 8063821 |  | 2 | 4.086 | 14.952 | 12.423 | 9.038 | 5.565 | 2.403 | 1.744 | 0.793 | 0.255 | 0.385 | 0.296 | 4.139 | 11.143 | QE_08 | 0.255 | 0.62347 | 0.32673 | 9.9902 | 1.8704 | 2.7994 | 2.7994 | Plant Flow | 2.7994 | Plant Flow | 2.7994 | Plant Flow |  | 365 | 5.2502e-05 | 0.018755 | 0.018755 | 0.018755 | 3 | 4 | 0 | 0 | 39 | 1 | 0 | 0 | 0.788 | 32 | 0 | 0 | 2.38e-05 | 6.2516e-06 | DMR | [16 empty] | 0.00091253 | 0.32597 | 0.32597 | 0.32597 | 0.00041367 | 0.00010866 | NO | PlantFlow
2019 | VICTOR VALLEY WASTE WATER RA | 110000517637 | CA0102822 | VICTORVILLE | SAN BERNARDINO | CA |  | 34.6167 | -117.355 |  | 4952 | Sewerage Systems | 221320 | Sewage Treatment Facilities | IS4 | Utilities | Waste handling, treatment, and disposal - POTW | 1 | 0.49044 | CA0102822 | Burkhardt Lake-Mojave River | 1.81E+11 | NAICS/SIC indication |  |  |  | 2023 | 1.81E+13 | MOJAVE RIVER | 18 | 4.8 | 7.6317 | NPDES | 4.8 | 7.4267 | [22 empty] | 18.17 | 18.17 | Flow Lookup Failed | 18.17 | Flow Lookup Failed | 18.17 | Flow Lookup Failed | PlantFlowUsed | 365 | 0.0013437 | 0.07395 | 0.07395 | 0.07395 | 3 | 4 | 0 | 0 | 39 | 1 | 0 | 0 | 0.788 | 32 | 0 | 0 | 9.3846e-05 | 2.465e-05 | DMR | [16 empty] | 0.023354 | 1.2853 | 1.2853 | 1.2853 | 0.0016311 | 0.00042844 | NO | PlantFlow
2023 | COUNTRY LIFE MH & RV PARK | 110012876557 | CA0104264 | EL CENTRO | IMPERIAL | CA |  | 32.7815 | -115.5035 |  | 6515 | Mobile Home Site Operators | 531190 | Lessors of Other Real Estate Property | IS47 | Services | Waste handling, treatment, and disposal - non-POTW WWT | 1 | 0.0079438 | CA0104264 | Town of El Centro | 1.81E+11 | Uncertain, possibly a remediation site |  |  |  | 2023 | 1.81E+13 | ALDER DRAIN | 0.15 |  | 0.02225 | NPDES | 0.02225 | 0.034426 | [22 empty] | 0.084225 | 0.084225 | Flow Lookup Failed | 0.084225 | Flow Lookup Failed | 0.084225 | Flow Lookup Failed | PlantFlowUsed | 365 | 2.1764e-05 | 0.2584 | 0.2584 | 0.2584 | 3 | 4 | 0 | 0 | 39 | 1 | 0 | 0 | 0.788 | 32 | 0 | 0 | 0.00032792 | 8.6133e-05 | DMR | [16 empty] | 0.00037827 | 4.4912 | 4.4912 | 4.4912 | 0.0056995 | 0.0014971 | NO | PlantFlow
2019 | NILAND SD WWTP | 110001177958 | CA0104451 | NILAND | IMPERIAL | CA |  | 33.2273 | -115.5286 |  | 4952 | Sewerage Systems | 221320 | Sewage Treatment Facilities | IS4 | Utilities | Waste handling, treatment, and disposal - POTW | 1 | 0.041446 | CA0104451 | Town of Niland-Frontal Salton Sea | 1.81E+11 | NAICS/SIC indication |  |  |  | 2023 | 1.81E+13 | R DRAIN TO SALTON SEA, R DRAIN | 0.5 | 0.1 | 0.048158 | NPDES | 0.1 | 0.15472 | [22 empty] | 0.37854 | 0.37854 | Flow Lookup Failed | 0.37854 | Flow Lookup Failed | 0.37854 | Flow Lookup Failed | PlantFlowUsed | 365 | 0.00011355 | 0.29997 | 0.29997 | 0.29997 | 3 | 4 | 0 | 0 | 39 | 1 | 0 | 0 | 0.788 | 32 | 0 | 0 | 0.00038067 | 9.9989e-05 | DMR | [16 empty] | 0.0019736 | 5.2137 | 5.2137 | 5.2137 | 0.0066164 | 0.0017379 | NO | PlantFlow
2019 | BRAWLEY WASTEWATER TREATMENT PLANT | 110030476465 | CA0104523 | BRAWLEY | IMPERIAL | CA |  | 33.0174 | -115.5092 |  | 4952 | Sewerage Systems | 221320 | Sewage Treatment Facilities | IS4 | Utilities | Waste handling, treatment, and disposal - POTW | 1 | 0.04186 | CA0104523 | Ramer Lake-Alamo River | 1.81E+11 | NAICS/SIC indication |  |  |  | 2023 | 1.81E+13 | NEW RIVER | 5.9 | 3.1 | 3.1792 | NPDES | 3.1 | 4.7964 | 22602625 | New River | 4 | 6.521 | 35.688 | 9.427 | 3.869 | 0.222 | 0.043 | 0 | 0.526 | 16.175 | 4.314 | 1.068 | 1.841 | 34.166 | QE_06 | 0.043 | 0.10513 | 0.051749 | 15.9438 | 0.84372 | 11.7272 | 11.7272 | Plant Flow | 11.7272 | Plant Flow | 11.7272 | Plant Flow |  | 365 | 0.00011469 | 0.0097795 | 0.0097795 | 0.0097795 | 3 | 4 | 0 | 0 | 39 | 1 | 0 | 0 | 0.788 | 32 | 0 | 0 | 1.241e-05 | 3.2598e-06 | DMR | [16 empty] | 0.0019933 | 0.16998 | 0.16998 | 0.16998 | 0.00021571 | 5.6659e-05 | NO | PlantFlow
2023 | DATE GARDENS MOBILE HOME PARK | 110013128169 | CA0104841 | EL CENTRO | IMPERIAL | CA |  | 32.7964 | -115.6678 |  | 4952 | Sewerage Systems | 221320 | Sewage Treatment Facilities | IS4 | Utilities | Waste handling, treatment, and disposal - POTW | 1 | 0.0020723 | CA0104841 | Upper New River | 1.81E+11 | NAICS/SIC indication |  |  |  | 2023 | 1.81E+13 | RICE DRAIN NO. 3, RICE DRAIN NO.3 | 0.02 | 0.02 | 0.0055 | NPDES | 0.02 | 0.030945 | [22 empty] | 0.075708 | 0.075708 | Flow Lookup Failed | 0.075708 | Flow Lookup Failed | 0.075708 | Flow Lookup Failed | PlantFlowUsed | 365 | 5.6775e-06 | 0.074992 | 0.074992 | 0.074992 | 3 | 4 | 0 | 0 | 39 | 1 | 0 | 0 | 0.788 | 32 | 0 | 0 | 9.5167e-05 | 2.4997e-05 | DMR | [16 empty] | 9.868e-05 | 1.3034 | 1.3034 | 1.3034 | 0.0016541 | 0.00043448 | NO | PlantFlow
2019 | CALIPATRIA WWTP | 110002043217 | CA0105015 | CALIPATRIA | IMPERIAL | CA |  | 33.1475 | -115.5453 |  | 4952 | Sewerage Systems | 221320 | Sewage Treatment Facilities | IS4 | Utilities | Waste handling, treatment, and disposal - POTW | 1 | 0.0041446 | CA0105015 | Town of Calipatria-Alamo River | 1.81E+11 | NAICS/SIC indication |  |  |  | 2023 | 1.81E+13 | G DRAIN, G DRAIN | 1.73 | 0.63 | 0.53167 | NPDES | 0.63 | 0.97475 | [22 empty] | 2.3848 | 2.3848 | Flow Lookup Failed | 2.3848 | Flow Lookup Failed | 2.3848 | Flow Lookup Failed | PlantFlowUsed | 365 | 1.1355e-05 | 0.0047614 | 0.0047614 | 0.0047614 | 3 | 4 | 0 | 0 | 39 | 1 | 0 | 0 | 0.788 | 32 | 0 | 0 | 6.0424e-06 | 1.5871e-06 | DMR | [16 empty] | 0.00019736 | 0.082757 | 0.082757 | 0.082757 | 0.00010502 | 2.7586e-05 | NO | PlantFlow
2021 | CALIPATRIA WWTP | 110002043217 | CA0105015 | CALIPATRIA | IMPERIAL | CA |  | 33.1475 | -115.5453 |  | 4952 | Sewerage Systems | 221320 | Sewage Treatment Facilities | IS4 | Utilities | Waste handling, treatment, and disposal - POTW | 1 | 0.0038959 | CA0105015 | Town of Calipatria-Alamo River | 1.81E+11 | NAICS/SIC indication |  |  |  | 2023 | 1.81E+13 | G DRAIN, G DRAIN | 1.73 | 0.63 | 0.53167 | NPDES | 0.63 | 0.97475 | [22 empty] | 2.3848 | 2.3848 | Flow Lookup Failed | 2.3848 | Flow Lookup Failed | 2.3848 | Flow Lookup Failed | PlantFlowUsed | 365 | 1.0674e-05 | 0.0044757 | 0.0044757 | 0.0044757 | 3 | 4 | 0 | 0 | 39 | 1 | 0 | 0 | 0.788 | 32 | 0 | 0 | 5.6798e-06 | 1.4919e-06 | DMR | [16 empty] | 0.00018552 | 0.077792 | 0.077792 | 0.077792 | 9.8721e-05 | 2.5931e-05 | NO | PlantFlow
2022 | CALIPATRIA WWTP | 110002043217 | CA0105015 | CALIPATRIA | IMPERIAL | CA |  | 33.1475 | -115.5453 |  | 4952 | Sewerage Systems | 221320 | Sewage Treatment Facilities | IS4 | Utilities | Waste handling, treatment, and disposal - POTW | 1 | 0.0037577 | CA0105015 | Town of Calipatria-Alamo River | 1.81E+11 | NAICS/SIC indication |  |  |  | 2023 | 1.81E+13 | G DRAIN, G DRAIN | 1.73 | 0.63 | 0.53167 | NPDES | 0.63 | 0.97475 | [22 empty] | 2.3848 | 2.3848 | Flow Lookup Failed | 2.3848 | Flow Lookup Failed | 2.3848 | Flow Lookup Failed | PlantFlowUsed | 365 | 1.0295e-05 | 0.004317 | 0.004317 | 0.004317 | 3 | 4 | 0 | 0 | 39 | 1 | 0 | 0 | 0.788 | 32 | 0 | 0 | 5.4784e-06 | 1.439e-06 | DMR | [16 empty] | 0.00017894 | 0.075033 | 0.075033 | 0.075033 | 9.522e-05 | 2.5011e-05 | NO | PlantFlow
2023 | CALIPATRIA WWTP | 110002043217 | CA0105015 | CALIPATRIA | IMPERIAL | CA |  | 33.1475 | -115.5453 |  | 4952 | Sewerage Systems | 221320 | Sewage Treatment Facilities | IS4 | Utilities | Waste handling, treatment, and disposal - POTW | 1 | 0.003813 | CA0105015 | Town of Calipatria-Alamo River | 1.81E+11 | NAICS/SIC indication |  |  |  | 2023 | 1.81E+13 | G DRAIN, G DRAIN | 1.73 | 0.63 | 0.53167 | NPDES | 0.63 | 0.97475 | [22 empty] | 2.3848 | 2.3848 | Flow Lookup Failed | 2.3848 | Flow Lookup Failed | 2.3848 | Flow Lookup Failed | PlantFlowUsed | 365 | 1.0447e-05 | 0.0043805 | 0.0043805 | 0.0043805 | 3 | 4 | 0 | 0 | 39 | 1 | 0 | 0 | 0.788 | 32 | 0 | 0 | 5.559e-06 | 1.4602e-06 | DMR | [16 empty] | 0.00018157 | 0.076137 | 0.076137 | 0.076137 | 9.662e-05 | 2.5379e-05 | NO | PlantFlow
2019 | RIALTO WASTEWATER TREATMENT PLANT | 110000525842 | CA0105295 | BLOOMINGTON | SAN BERNARDINO | CA |  | 34.0559 | -117.3613 |  | 4952 | Sewerage Systems | 221320 | Sewage Treatment Facilities | IS4 | Utilities | Waste handling, treatment, and disposal - POTW | 1 | 1.6277 | CA0105295 | East Etiwanda Creek-Santa Ana River | 1.81E+11 | NAICS/SIC indication |  |  |  | 2023 | 1.81E+13 | SANTA ANA RIVER | 11.7 | 6.5 | 3.4969 | NPDES | 6.5 | 10.057 | [22 empty] | 24.6052 | 24.6052 | Flow Lookup Failed | 24.6052 | Flow Lookup Failed | 24.6052 | Flow Lookup Failed | PlantFlowUsed | 365 | 0.0044594 | 0.18124 | 0.18124 | 0.18124 | 3 | 4 | 0 | 0 | 39 | 1 | 0 | 0 | 0.788 | 32 | 0 | 0 | 0.00023 | 6.0413e-05 | DMR | [16 empty] | 0.077509 | 3.1501 | 3.1501 | 3.1501 | 0.0039976 | 0.00105 | NO | PlantFlow
2020 | RIALTO WASTEWATER TREATMENT PLANT | 110000525842 | CA0105295 | BLOOMINGTON | SAN BERNARDINO | CA |  | 34.0559 | -117.3613 |  | 4952 | Sewerage Systems | 221320 | Sewage Treatment Facilities | IS4 | Utilities | Waste handling, treatment, and disposal - POTW | 1 | 2.3877 | CA0105295 | East Etiwanda Creek-Santa Ana River | 1.81E+11 | NAICS/SIC indication |  |  |  | 2023 | 1.81E+13 | SANTA ANA RIVER | 11.7 | 6.5 | 3.4969 | NPDES | 6.5 | 10.057 | [22 empty] | 24.6052 | 24.6052 | Flow Lookup Failed | 24.6052 | Flow Lookup Failed | 24.6052 | Flow Lookup Failed | PlantFlowUsed | 365 | 0.0065416 | 0.26586 | 0.26586 | 0.26586 | 3 | 4 | 0 | 0 | 39 | 1 | 0 | 0 | 0.788 | 32 | 0 | 0 | 0.00033739 | 8.8621e-05 | DMR | [16 empty] | 0.1137 | 4.6209 | 4.6209 | 4.6209 | 0.0058641 | 0.0015403 | NO | PlantFlow
2021 | RIALTO WASTEWATER TREATMENT PLANT | 110000525842 | CA0105295 | BLOOMINGTON | SAN BERNARDINO | CA |  | 34.0559 | -117.3613 |  | 4952 | Sewerage Systems | 221320 | Sewage Treatment Facilities | IS4 | Utilities | Waste handling, treatment, and disposal - POTW | 1 | 2.4103 | CA0105295 | East Etiwanda Creek-Santa Ana River | 1.81E+11 | NAICS/SIC indication |  |  |  | 2023 | 1.81E+13 | SANTA ANA RIVER | 11.7 | 6.5 | 3.4969 | NPDES | 6.5 | 10.057 | [22 empty] | 24.6052 | 24.6052 | Flow Lookup Failed | 24.6052 | Flow Lookup Failed | 24.6052 | Flow Lookup Failed | PlantFlowUsed | 365 | 0.0066035 | 0.26838 | 0.26838 | 0.26838 | 3 | 4 | 0 | 0 | 39 | 1 | 0 | 0 | 0.788 | 32 | 0 | 0 | 0.00034058 | 8.9459e-05 | DMR | [16 empty] | 0.11477 | 4.6646 | 4.6646 | 4.6646 | 0.0059196 | 0.0015549 | NO | PlantFlow
2022 | RIALTO WASTEWATER TREATMENT PLANT | 110000525842 | CA0105295 | BLOOMINGTON | SAN BERNARDINO | CA |  | 34.0559 | -117.3613 |  | 4952 | Sewerage Systems | 221320 | Sewage Treatment Facilities | IS4 | Utilities | Waste handling, treatment, and disposal - POTW | 1 | 2.3969 | CA0105295 | East Etiwanda Creek-Santa Ana River | 1.81E+11 | NAICS/SIC indication |  |  |  | 2023 | 1.81E+13 | SANTA ANA RIVER | 11.7 | 6.5 | 3.4969 | NPDES | 6.5 | 10.057 | [22 empty] | 24.6052 | 24.6052 | Flow Lookup Failed | 24.6052 | Flow Lookup Failed | 24.6052 | Flow Lookup Failed | PlantFlowUsed | 365 | 0.0065669 | 0.26689 | 0.26689 | 0.26689 | 3 | 4 | 0 | 0 | 39 | 1 | 0 | 0 | 0.788 | 32 | 0 | 0 | 0.0003387 | 8.8964e-05 | DMR | [16 empty] | 0.11414 | 4.6388 | 4.6388 | 4.6388 | 0.0058869 | 0.0015463 | NO | PlantFlow
2023 | RIALTO WASTEWATER TREATMENT PLANT | 110000525842 | CA0105295 | BLOOMINGTON | SAN BERNARDINO | CA |  | 34.0559 | -117.3613 |  | 4952 | Sewerage Systems | 221320 | Sewage Treatment Facilities | IS4 | Utilities | Waste handling, treatment, and disposal - POTW | 1 | 2.4338 | CA0105295 | East Etiwanda Creek-Santa Ana River | 1.81E+11 | NAICS/SIC indication |  |  |  | 2023 | 1.81E+13 | SANTA ANA RIVER | 11.7 | 6.5 | 3.4969 | NPDES | 6.5 | 10.057 | [22 empty] | 24.6052 | 24.6052 | Flow Lookup Failed | 24.6052 | Flow Lookup Failed | 24.6052 | Flow Lookup Failed | PlantFlowUsed | 365 | 0.006668 | 0.271 | 0.271 | 0.271 | 3 | 4 | 0 | 0 | 39 | 1 | 0 | 0 | 0.788 | 32 | 0 | 0 | 0.00034391 | 9.0333e-05 | DMR | [16 empty] | 0.1159 | 4.7102 | 4.7102 | 4.7102 | 0.0059775 | 0.0015701 | NO | PlantFlow
2020 | BEAUMONT WWTF | 110055992993 | CA0105376 | BEAUMONT | RIVERSIDE | CA |  | 33.9262 | -116.9926 |  | 4952 | Sewerage Systems | 221320 | Sewage Treatment Facilities | IS4 | Utilities | Waste handling, treatment, and disposal - POTW | 1 | 0.26313 | CA0105376 | Little San Gorgonio Creek | 1.81E+11 | NAICS/SIC indication |  |  |  | 2023 | 1.81E+13 | COOPER'S CREEK | 6 |  | 3.3821 | NPDES | 3.3821 | 5.2329 | 22563676 |  | 1 | 0.107 | 0.298 | 0.181 | 0.48 | 0.188 | 0.06 | 0.045 | 0.037 | 0.015 | 0.042 | 0.024 | 0.114 | 0.219 | QE_08 | 0.015 | 0.036675 | 0.017395 | 0.26161 | 0.066156 | 12.7943 | 12.7943 | Plant Flow | 12.7943 | Plant Flow | 12.7943 | Plant Flow |  | 365 | 0.00072091 | 0.056346 | 0.056346 | 0.056346 | 3 | 4 | 0 | 0 | 39 | 1 | 0 | 0 | 0.788 | 32 | 0 | 0 | 7.1505e-05 | 1.8782e-05 | DMR | [16 empty] | 0.01253 | 0.97935 | 0.97935 | 0.97935 | 0.0012428 | 0.00032645 | NO | PlantFlow
2021 | BEAUMONT WWTF | 110055992993 | CA0105376 | BEAUMONT | RIVERSIDE | CA |  | 33.9262 | -116.9926 |  | 4952 | Sewerage Systems | 221320 | Sewage Treatment Facilities | IS4 | Utilities | Waste handling, treatment, and disposal - POTW | 1 | 0.24657 | CA0105376 | Little San Gorgonio Creek | 1.81E+11 | NAICS/SIC indication |  |  |  | 2023 | 1.81E+13 | COOPER'S CREEK | 6 |  | 3.3821 | NPDES | 3.3821 | 5.2329 | 22563676 |  | 1 | 0.107 | 0.298 | 0.181 | 0.48 | 0.188 | 0.06 | 0.045 | 0.037 | 0.015 | 0.042 | 0.024 | 0.114 | 0.219 | QE_08 | 0.015 | 0.036675 | 0.017395 | 0.26161 | 0.066156 | 12.7943 | 12.7943 | Plant Flow | 12.7943 | Plant Flow | 12.7943 | Plant Flow |  | 365 | 0.00067553 | 0.052799 | 0.052799 | 0.052799 | 3 | 4 | 0 | 0 | 39 | 1 | 0 | 0 | 0.788 | 32 | 0 | 0 | 6.7004e-05 | 1.76e-05 | DMR | [16 empty] | 0.011741 | 0.9177 | 0.9177 | 0.9177 | 0.0011646 | 0.0003059 | NO | PlantFlow
2023 | BEAUMONT WWTF | 110055992993 | CA0105376 | BEAUMONT | RIVERSIDE | CA |  | 33.9262 | -116.9926 |  | 4952 | Sewerage Systems | 221320 | Sewage Treatment Facilities | IS4 | Utilities | Waste handling, treatment, and disposal - POTW | 1 | 1.1784 | CA0105376 | Little San Gorgonio Creek | 1.81E+11 | NAICS/SIC indication |  |  |  | 2023 | 1.81E+13 | COOPER'S CREEK | 6 |  | 3.3821 | NPDES | 3.3821 | 5.2329 | 22563676 |  | 1 | 0.107 | 0.298 | 0.181 | 0.48 | 0.188 | 0.06 | 0.045 | 0.037 | 0.015 | 0.042 | 0.024 | 0.114 | 0.219 | QE_08 | 0.015 | 0.036675 | 0.017395 | 0.26161 | 0.066156 | 12.7943 | 12.7943 | Plant Flow | 12.7943 | Plant Flow | 12.7943 | Plant Flow |  | 365 | 0.0032286 | 0.25235 | 0.25235 | 0.25235 | 3 | 4 | 0 | 0 | 39 | 1 | 0 | 0 | 0.788 | 32 | 0 | 0 | 0.00032024 | 8.4116e-05 | DMR | [16 empty] | 0.056116 | 4.386 | 4.386 | 4.386 | 0.005566 | 0.001462 | NO | PlantFlow
2019 | CALEXICO WASTE WATER PLANT | 110000730825 | CA7000009 | CALEXICO | IMPERIAL | CA |  | 32.6645 | -115.5597 |  | 4952 | Sewerage Systems | 221320 | Sewage Treatment Facilities | IS4 | Utilities | Waste handling, treatment, and disposal - POTW | 1 | 0.085136 | CA7000009 | Upper New River | 1.81E+11 | NAICS/SIC indication |  |  |  | 2023 | 1.81E+13 | NEW RIVER | 4.3 | 2.1 | 2.1915 | NPDES | 2.1 | 3.2492 | 22603541 | New River | 1 | 2.791 | 16.733 | 3.21 | 1.584 | 0.079 | 0 | 0 | 0.147 | 7.913 | 1.205 | 0.572 | 0.714 | 17.76 | QE_05 | 0.079 | 0.19315 | 0.097132 | 6.824 | 0.7995 | 7.9442 | 7.9442 | Plant Flow | 7.9442 | Plant Flow | 7.9442 | Plant Flow |  | 365 | 0.00023325 | 0.029361 | 0.029361 | 0.029361 | 3 | 4 | 0 | 0 | 39 | 1 | 0 | 0 | 0.788 | 32 | 0 | 0 | 3.726e-05 | 9.787e-06 | DMR | [16 empty] | 0.0040541 | 0.51032 | 0.51032 | 0.51032 | 0.00064762 | 0.00017011 | NO | PlantFlow
2020 | CALEXICO WASTE WATER PLANT | 110000730825 | CA7000009 | CALEXICO | IMPERIAL | CA |  | 32.6645 | -115.5597 |  | 4952 | Sewerage Systems | 221320 | Sewage Treatment Facilities | IS4 | Utilities | Waste handling, treatment, and disposal - POTW | 1 | 0.081959 | CA7000009 | Upper New River | 1.81E+11 | NAICS/SIC indication |  |  |  | 2023 | 1.81E+13 | NEW RIVER | 4.3 | 2.1 | 2.1915 | NPDES | 2.1 | 3.2492 | 22603541 | New River | 1 | 2.791 | 16.733 | 3.21 | 1.584 | 0.079 | 0 | 0 | 0.147 | 7.913 | 1.205 | 0.572 | 0.714 | 17.76 | QE_05 | 0.079 | 0.19315 | 0.097132 | 6.824 | 0.7995 | 7.9442 | 7.9442 | Plant Flow | 7.9442 | Plant Flow | 7.9442 | Plant Flow |  | 365 | 0.00022455 | 0.028265 | 0.028265 | 0.028265 | 3 | 4 | 0 | 0 | 39 | 1 | 0 | 0 | 0.788 | 32 | 0 | 0 | 3.587e-05 | 9.4217e-06 | DMR | [16 empty] | 0.0039028 | 0.49128 | 0.49128 | 0.49128 | 0.00062345 | 0.00016376 | NO | PlantFlow
2021 | CALEXICO WASTE WATER PLANT | 110000730825 | CA7000009 | CALEXICO | IMPERIAL | CA |  | 32.6645 | -115.5597 |  | 4952 | Sewerage Systems | 221320 | Sewage Treatment Facilities | IS4 | Utilities | Waste handling, treatment, and disposal - POTW | 1 | 0.079334 | CA7000009 | Upper New River | 1.81E+11 | NAICS/SIC indication |  |  |  | 2023 | 1.81E+13 | NEW RIVER | 4.3 | 2.1 | 2.1915 | NPDES | 2.1 | 3.2492 | 22603541 | New River | 1 | 2.791 | 16.733 | 3.21 | 1.584 | 0.079 | 0 | 0 | 0.147 | 7.913 | 1.205 | 0.572 | 0.714 | 17.76 | QE_05 | 0.079 | 0.19315 | 0.097132 | 6.824 | 0.7995 | 7.9442 | 7.9442 | Plant Flow | 7.9442 | Plant Flow | 7.9442 | Plant Flow |  | 365 | 0.00021735 | 0.02736 | 0.02736 | 0.02736 | 3 | 4 | 0 | 0 | 39 | 1 | 0 | 0 | 0.788 | 32 | 0 | 0 | 3.4721e-05 | 9.12e-06 | DMR | [16 empty] | 0.0037778 | 0.47554 | 0.47554 | 0.47554 | 0.00060348 | 0.00015851 | NO | PlantFlow
2022 | CALEXICO WASTE WATER PLANT | 110000730825 | CA7000009 | CALEXICO | IMPERIAL | CA |  | 32.6645 | -115.5597 |  | 4952 | Sewerage Systems | 221320 | Sewage Treatment Facilities | IS4 | Utilities | Waste handling, treatment, and disposal - POTW | 1 | 0.076329 | CA7000009 | Upper New River | 1.81E+11 | NAICS/SIC indication |  |  |  | 2023 | 1.81E+13 | NEW RIVER | 4.3 | 2.1 | 2.1915 | NPDES | 2.1 | 3.2492 | 22603541 | New River | 1 | 2.791 | 16.733 | 3.21 | 1.584 | 0.079 | 0 | 0 | 0.147 | 7.913 | 1.205 | 0.572 | 0.714 | 17.76 | QE_05 | 0.079 | 0.19315 | 0.097132 | 6.824 | 0.7995 | 7.9442 | 7.9442 | Plant Flow | 7.9442 | Plant Flow | 7.9442 | Plant Flow |  | 365 | 0.00020912 | 0.026324 | 0.026324 | 0.026324 | 3 | 4 | 0 | 0 | 39 | 1 | 0 | 0 | 0.788 | 32 | 0 | 0 | 3.3406e-05 | 8.7746e-06 | DMR | [16 empty] | 0.0036347 | 0.45753 | 0.45753 | 0.45753 | 0.00058062 | 0.00015251 | NO | PlantFlow
2023 | CALEXICO WASTE WATER PLANT | 110000730825 | CA7000009 | CALEXICO | IMPERIAL | CA |  | 32.6645 | -115.5597 |  | 4952 | Sewerage Systems | 221320 | Sewage Treatment Facilities | IS4 | Utilities | Waste handling, treatment, and disposal - POTW | 1 | 0.18485 | CA7000009 | Upper New River | 1.81E+11 | NAICS/SIC indication |  |  |  | 2023 | 1.81E+13 | NEW RIVER | 4.3 | 2.1 | 2.1915 | NPDES | 2.1 | 3.2492 | 22603541 | New River | 1 | 2.791 | 16.733 | 3.21 | 1.584 | 0.079 | 0 | 0 | 0.147 | 7.913 | 1.205 | 0.572 | 0.714 | 17.76 | QE_05 | 0.079 | 0.19315 | 0.097132 | 6.824 | 0.7995 | 7.9442 | 7.9442 | Plant Flow | 7.9442 | Plant Flow | 7.9442 | Plant Flow |  | 365 | 0.00050643 | 0.063749 | 0.063749 | 0.063749 | 3 | 4 | 0 | 0 | 39 | 1 | 0 | 0 | 0.788 | 32 | 0 | 0 | 8.0899e-05 | 2.125e-05 | DMR | [16 empty] | 0.0088023 | 1.108 | 1.108 | 1.108 | 0.0014061 | 0.00036934 | NO | PlantFlow
2020 | DEER CREEK WWTP | 110070619860 | CAC433255 | CAMERON PARK | EL DORADO | CA |  | 38.6278 | -120.9842 |  | 4952 | Sewerage Systems | 221320 | Sewage Treatment Facilities | IS4 | Utilities | Waste handling, treatment, and disposal - POTW | 1 | 0.052668 | CAC433255 | Upper Deer Creek | 1.8E+11 | NAICS/SIC indication | [15 empty] | 11 | 38 | 37 | 29 | 26 | 13 | 4 | 1 | 1 | 1 | 1 | 3 | 8 | [7 empty] | 2.4466 | Permit Lookup Failed | 6.528 |  | 1.3453 | Permit Lookup Failed | Deer Creek (18040013000703) | 365 | 0.0001443 | 0.10726 | 0.058979 | 0.022104 | 3 | 4 | 0 | 0 | 39 | 1 | 0 | 0 | 0.788 | 32 | 0 | 0 | 0.00013611 | 3.5752e-05 | DMR | [16 empty] | 0.002508 | 1.8642 | 1.0251 | 0.3842 | 0.0023658 | 0.00062141 | NO | Surrogate NHDPlus
2021 | DEER CREEK WWTP | 110070619860 | CAC433255 | CAMERON PARK | EL DORADO | CA |  | 38.6278 | -120.9842 |  | 4952 | Sewerage Systems | 221320 | Sewage Treatment Facilities | IS4 | Utilities | Waste handling, treatment, and disposal - POTW | 1 | 0.12769 | CAC433255 | Upper Deer Creek | 1.8E+11 | NAICS/SIC indication | [15 empty] | 11 | 38 | 37 | 29 | 26 | 13 | 4 | 1 | 1 | 1 | 1 | 3 | 8 | [7 empty] | 2.4466 | Permit Lookup Failed | 6.528 |  | 1.3453 | Permit Lookup Failed | Deer Creek (18040013000703) | 365 | 0.00034984 | 0.26004 | 0.14299 | 0.05359 | 3 | 4 | 0 | 0 | 39 | 1 | 0 | 0 | 0.788 | 32 | 0 | 0 | 0.00033 | 8.6679e-05 | DMR | [16 empty] | 0.0060805 | 4.5197 | 2.4853 | 0.93145 | 0.0057357 | 0.0015066 | NO | Surrogate NHDPlus
2021 | HANGTOWN CREEK WWTP | 110039757992 | CAC439621 | PLACERVILLE | EL DORADO | CA |  | 38.7308 | -120.8467 |  | 4952 | Sewerage Systems | 221320 | Sewage Treatment Facilities | IS4 | Utilities | Waste handling, treatment, and disposal - POTW | 1 | 0.11951 | CAC439621 | Indian Creek-Weber Creek | 1.8E+11 | NAICS/SIC indication | [15 empty] | 8 | 29 | 27 | 20 | 21 | 11 | 3 | 1 | 1 | 1 | 1 | 2 | 12 | [7 empty] | 2.4466 | Permit Lookup Failed | 5.6151 |  | 1.3453 | Permit Lookup Failed | Hangtown creek (18020129000291) | 365 | 0.00032742 | 0.24338 | 0.13383 | 0.058311 | 3 | 4 | 0 | 0 | 39 | 1 | 0 | 0 | 0.788 | 32 | 0 | 0 | 0.00030885 | 8.1126e-05 | DMR | [16 empty] | 0.0056909 | 4.2301 | 2.3261 | 1.0135 | 0.0053682 | 0.00141 | NO | Surrogate NHDPlus
2022 | HANGTOWN CREEK WWTP | 110039757992 | CAC439621 | PLACERVILLE | EL DORADO | CA |  | 38.7308 | -120.8467 |  | 4952 | Sewerage Systems | 221320 | Sewage Treatment Facilities | IS4 | Utilities | Waste handling, treatment, and disposal - POTW | 1 | 0.048474 | CAC439621 | Indian Creek-Weber Creek | 1.8E+11 | NAICS/SIC indication | [15 empty] | 8 | 29 | 27 | 20 | 21 | 11 | 3 | 1 | 1 | 1 | 1 | 2 | 12 | [7 empty] | 2.4466 | Permit Lookup Failed | 5.6151 |  | 1.3453 | Permit Lookup Failed | Hangtown creek (18020129000291) | 365 | 0.0001328 | 0.098715 | 0.054282 | 0.023651 | 3 | 4 | 0 | 0 | 39 | 1 | 0 | 0 | 0.788 | 32 | 0 | 0 | 0.00012527 | 3.2905e-05 | DMR | [16 empty] | 0.0023083 | 1.7158 | 0.94347 | 0.41108 | 0.0021774 | 0.00057192 | NO | Surrogate NHDPlus
2021 | CONFLUENCE PARK APARTMENTS | 110056125376 | CO0049003 | DENVER | DENVER | CO |  | 39.7545 | -105.0068 |  | 1799 | Special Trade Contractors, Nec | 562910 | Remediation Services | IS47 | Services | Waste handling, treatment, and disposal - Remediation or Monitoring | 1 | 0.0012431 | CO0049003 | Cherry Creek-South Platte River | 1.02E+11 | Uncertain, possibly a remediation site |  |  |  | 2023 | 1.02E+13 | SOUTH PLATTE RIVER |  |  | 0.01625 | NPDES | 0.01625 | 0.025142 | 230629 | Cherry Creek | 4 | 22.735 | 6.513 | 17.245 | 25.656 | 32.256 | 33.361 | 25.662 | 15.321 | 36.182 | 10.746 | 4.475 | 7.808 | 2.253 | QE_12 | 2.253 | 5.5086 | 3.1168 | 55.5868 | 14.6285 | 0.061473 | 5.5086 | 30Q5 Flow | 14.6285 | HM Flow | 3.1168 | 7Q10 Flow |  | 365 | 3.4059e-06 | 0.0010927 | 0.00061829 | 0.00023282 | 3 | 4 | 0 | 0 | 39 | 1 | 0 | 0 | 0.788 | 32 | 0 | 0 | 1.3867e-06 | 3.6424e-07 | DMR | [16 empty] | 5.9197e-05 | 0.018993 | 0.010746 | 0.0040467 | 2.4102e-05 | 6.3309e-06 | NO | NHDPlus
2022 | CONFLUENCE PARK APARTMENTS | 110056125376 | CO0049003 | DENVER | DENVER | CO |  | 39.7545 | -105.0068 |  | 1799 | Special Trade Contractors, Nec | 562910 | Remediation Services | IS47 | Services | Waste handling, treatment, and disposal - Remediation or Monitoring | 1 | 0.0034282 | CO0049003 | Cherry Creek-South Platte River | 1.02E+11 | Uncertain, possibly a remediation site |  |  |  | 2023 | 1.02E+13 | SOUTH PLATTE RIVER |  |  | 0.01625 | NPDES | 0.01625 | 0.025142 | 230629 | Cherry Creek | 4 | 22.735 | 6.513 | 17.245 | 25.656 | 32.256 | 33.361 | 25.662 | 15.321 | 36.182 | 10.746 | 4.475 | 7.808 | 2.253 | QE_12 | 2.253 | 5.5086 | 3.1168 | 55.5868 | 14.6285 | 0.061473 | 5.5086 | 30Q5 Flow | 14.6285 | HM Flow | 3.1168 | 7Q10 Flow |  | 365 | 9.3923e-06 | 0.0030134 | 0.001705 | 0.00064206 | 3 | 4 | 0 | 0 | 39 | 1 | 0 | 0 | 0.788 | 32 | 0 | 0 | 3.8241e-06 | 1.0045e-06 | DMR | [16 empty] | 0.00016325 | 0.052376 | 0.029635 | 0.01116 | 6.6467e-05 | 1.7459e-05 | NO | NHDPlus
2023 | CONFLUENCE PARK APARTMENTS | 110056125376 | CO0049003 | DENVER | DENVER | CO |  | 39.7545 | -105.0068 |  | 1799 | Special Trade Contractors, Nec | 562910 | Remediation Services | IS47 | Services | Waste handling, treatment, and disposal - Remediation or Monitoring | 1 | 0.0044653 | CO0049003 | Cherry Creek-South Platte River | 1.02E+11 | Uncertain, possibly a remediation site |  |  |  | 2023 | 1.02E+13 | SOUTH PLATTE RIVER |  |  | 0.01625 | NPDES | 0.01625 | 0.025142 | 230629 | Cherry Creek | 4 | 22.735 | 6.513 | 17.245 | 25.656 | 32.256 | 33.361 | 25.662 | 15.321 | 36.182 | 10.746 | 4.475 | 7.808 | 2.253 | QE_12 | 2.253 | 5.5086 | 3.1168 | 55.5868 | 14.6285 | 0.061473 | 5.5086 | 30Q5 Flow | 14.6285 | HM Flow | 3.1168 | 7Q10 Flow |  | 365 | 1.2234e-05 | 0.0039251 | 0.0022209 | 0.0008363 | 3 | 4 | 0 | 0 | 39 | 1 | 0 | 0 | 0.788 | 32 | 0 | 0 | 4.981e-06 | 1.3084e-06 | DMR | [16 empty] | 0.00021263 | 0.068221 | 0.038601 | 0.014536 | 8.6575e-05 | 2.274e-05 | NO | NHDPlus
2019 | MCDONALD FARMS ENTERPRISES INC | 110070162955 | CO0049005 | DENVER | DENVER | CO |  | 39.7815 | -104.9744 |  | 1629 | Heavy Construction, Nec | 238910 | Site Preparation Contractors | IS5 | Construction | Waste handling, treatment, and disposal - Remediation or Monitoring | 1 | 0.00057151 | CO0049005 | Cherry Creek-South Platte River | 1.02E+11 | NAICS sounds like Groundwater Remediation or Groundwater/Surfacewater monitoring |  |  |  | 2023 | 1.02E+13 | SOUTH PLATTE RIVER |  |  | 0.0036026 | NPDES | 0.0036026 | 0.005574 | 229757 | South Platte River | 5 | 278.523 | 0.803 | 69.754 | 119.282 | 4.363 | 252.641 | 584.836 | 474.991 | 259.688 | 133.279 | 112.112 | 100.034 | 69.201 | QE_01 | 0.803 | 1.9633 | 1.0713 | 680.9853 | 26.5385 | 0.013628 | 1.9633 | 30Q5 Flow | 26.5385 | HM Flow | 1.0713 | 7Q10 Flow |  | 365 | 1.5658e-06 | 0.0014616 | 0.00079752 | 5.9001e-05 | 3 | 4 | 0 | 0 | 39 | 1 | 0 | 0 | 0.788 | 32 | 0 | 0 | 1.8549e-06 | 4.8721e-07 | DMR | [16 empty] | 2.7215e-05 | 0.025404 | 0.013862 | 0.0010255 | 3.2239e-05 | 8.4681e-06 | NO | NHDPlus
2020 | MCDONALD FARMS ENTERPRISES INC | 110070162955 | CO0049005 | DENVER | DENVER | CO |  | 39.7815 | -104.9744 |  | 1629 | Heavy Construction, Nec | 238910 | Site Preparation Contractors | IS5 | Construction | Waste handling, treatment, and disposal - Remediation or Monitoring | 1 | 0.0015783 | CO0049005 | Cherry Creek-South Platte River | 1.02E+11 | NAICS sounds like Groundwater Remediation or Groundwater/Surfacewater monitoring |  |  |  | 2023 | 1.02E+13 | SOUTH PLATTE RIVER |  |  | 0.0036026 | NPDES | 0.0036026 | 0.005574 | 229757 | South Platte River | 5 | 278.523 | 0.803 | 69.754 | 119.282 | 4.363 | 252.641 | 584.836 | 474.991 | 259.688 | 133.279 | 112.112 | 100.034 | 69.201 | QE_01 | 0.803 | 1.9633 | 1.0713 | 680.9853 | 26.5385 | 0.013628 | 1.9633 | 30Q5 Flow | 26.5385 | HM Flow | 1.0713 | 7Q10 Flow |  | 365 | 4.3242e-06 | 0.0040366 | 0.0022025 | 0.00016294 | 3 | 4 | 0 | 0 | 39 | 1 | 0 | 0 | 0.788 | 32 | 0 | 0 | 5.1225e-06 | 1.3455e-06 | DMR | [16 empty] | 7.5159e-05 | 0.070159 | 0.038282 | 0.0028321 | 8.9034e-05 | 2.3386e-05 | NO | NHDPlus
2021 | MCDONALD FARMS ENTERPRISES INC | 110070162955 | CO0049005 | DENVER | DENVER | CO |  | 39.7815 | -104.9744 |  | 1629 | Heavy Construction, Nec | 238910 | Site Preparation Contractors | IS5 | Construction | Waste handling, treatment, and disposal - Remediation or Monitoring | 1 | 0.0030585 | CO0049005 | Cherry Creek-South Platte River | 1.02E+11 | NAICS sounds like Groundwater Remediation or Groundwater/Surfacewater monitoring |  |  |  | 2023 | 1.02E+13 | SOUTH PLATTE RIVER |  |  | 0.0036026 | NPDES | 0.0036026 | 0.005574 | 229757 | South Platte River | 5 | 278.523 | 0.803 | 69.754 | 119.282 | 4.363 | 252.641 | 584.836 | 474.991 | 259.688 | 133.279 | 112.112 | 100.034 | 69.201 | QE_01 | 0.803 | 1.9633 | 1.0713 | 680.9853 | 26.5385 | 0.013628 | 1.9633 | 30Q5 Flow | 26.5385 | HM Flow | 1.0713 | 7Q10 Flow |  | 365 | 8.3794e-06 | 0.0078219 | 0.0042679 | 0.00031574 | 3 | 4 | 0 | 0 | 39 | 1 | 0 | 0 | 0.788 | 32 | 0 | 0 | 9.9263e-06 | 2.6073e-06 | DMR | [16 empty] | 0.00014564 | 0.13595 | 0.074181 | 0.0054879 | 0.00017253 | 4.5317e-05 | NO | NHDPlus
2022 | MCDONALD FARMS ENTERPRISES INC | 110070162955 | CO0049005 | DENVER | DENVER | CO |  | 39.7815 | -104.9744 |  | 1629 | Heavy Construction, Nec | 238910 | Site Preparation Contractors | IS5 | Construction | Waste handling, treatment, and disposal - Remediation or Monitoring | 1 | 0.0078993 | CO0049005 | Cherry Creek-South Platte River | 1.02E+11 | NAICS sounds like Groundwater Remediation or Groundwater/Surfacewater monitoring |  |  |  | 2023 | 1.02E+13 | SOUTH PLATTE RIVER |  |  | 0.0036026 | NPDES | 0.0036026 | 0.005574 | 229757 | South Platte River | 5 | 278.523 | 0.803 | 69.754 | 119.282 | 4.363 | 252.641 | 584.836 | 474.991 | 259.688 | 133.279 | 112.112 | 100.034 | 69.201 | QE_01 | 0.803 | 1.9633 | 1.0713 | 680.9853 | 26.5385 | 0.013628 | 1.9633 | 30Q5 Flow | 26.5385 | HM Flow | 1.0713 | 7Q10 Flow |  | 365 | 2.1642e-05 | 0.020202 | 0.011023 | 0.00081549 | 3 | 4 | 0 | 0 | 39 | 1 | 0 | 0 | 0.788 | 32 | 0 | 0 | 2.5637e-05 | 6.734e-06 | DMR | [16 empty] | 0.00037616 | 0.35113 | 0.19159 | 0.014174 | 0.0004456 | 0.00011704 | NO | NHDPlus
2023 | MCDONALD FARMS ENTERPRISES INC | 110070162955 | CO0049005 | DENVER | DENVER | CO |  | 39.7815 | -104.9744 |  | 1629 | Heavy Construction, Nec | 238910 | Site Preparation Contractors | IS5 | Construction | Waste handling, treatment, and disposal - Remediation or Monitoring | 1 | 0.0025073 | CO0049005 | Cherry Creek-South Platte River | 1.02E+11 | NAICS sounds like Groundwater Remediation or Groundwater/Surfacewater monitoring |  |  |  | 2023 | 1.02E+13 | SOUTH PLATTE RIVER |  |  | 0.0036026 | NPDES | 0.0036026 | 0.005574 | 229757 | South Platte River | 5 | 278.523 | 0.803 | 69.754 | 119.282 | 4.363 | 252.641 | 584.836 | 474.991 | 259.688 | 133.279 | 112.112 | 100.034 | 69.201 | QE_01 | 0.803 | 1.9633 | 1.0713 | 680.9853 | 26.5385 | 0.013628 | 1.9633 | 30Q5 Flow | 26.5385 | HM Flow | 1.0713 | 7Q10 Flow |  | 365 | 6.8693e-06 | 0.0064123 | 0.0034988 | 0.00025884 | 3 | 4 | 0 | 0 | 39 | 1 | 0 | 0 | 0.788 | 32 | 0 | 0 | 8.1375e-06 | 2.1374e-06 | DMR | [16 empty] | 0.0001194 | 0.11145 | 0.060813 | 0.004499 | 0.00014144 | 3.7151e-05 | NO | NHDPlus
2021 | THE YORK ON CITY PARK APTS 1781 YORK ST | 110070097711 | CO0049006 | DENVER | DENVER | CO |  | 39.7445 | -104.9598 |  | 6513 | Apartment Building Operators | 531110 | Lessors of Residential Buildings and Dwellings | IS47 | Services | Waste handling, treatment, and disposal - Remediation or Monitoring | 1 | 0.00032778 | CO0049006 | Cherry Creek-South Platte River | 1.02E+11 | Uncertain, possibly a remediation site |  |  |  | 2023 | 1.02E+13 | SOUTH PLATTE RIVER |  |  | 0.0042458 | NPDES | 0.0042458 | 0.0065693 | 230629 | Cherry Creek | 4 | 22.735 | 6.513 | 17.245 | 25.656 | 32.256 | 33.361 | 25.662 | 15.321 | 36.182 | 10.746 | 4.475 | 7.808 | 2.253 | QE_12 | 2.253 | 5.5086 | 3.1168 | 55.5868 | 14.6285 | 0.016062 | 5.5086 | 30Q5 Flow | 14.6285 | HM Flow | 3.1168 | 7Q10 Flow |  | 365 | 8.9803e-07 | 0.00028812 | 0.00016302 | 6.1389e-05 | 3 | 4 | 0 | 0 | 39 | 1 | 0 | 0 | 0.788 | 32 | 0 | 0 | 3.6564e-07 | 9.604e-08 | DMR | [16 empty] | 1.5609e-05 | 0.0050078 | 0.0028335 | 0.001067 | 6.3551e-06 | 1.6693e-06 | NO | NHDPlus
2019 | FOUNDRY 2 ST | 110070053140 | CO0049038 | LOVELAND | LARIMER | CO |  | 40.3938 | -105.074 |  | 7521 | Automobile Parking | 812930 | Parking Lots and Garages | NAICS/SIC Not Provided | NAICS/SIC Not Provided | Waste handling, treatment, and disposal - Remediation or Monitoring | 1 | 0.050144 | CO0049038 | Boyd Lake-Big Thompson River | 1.02E+11 | Sic/Naics does not indicate usage of chemicals | [36 empty] | Permit Lookup Failed |  |  |  | Permit Lookup Failed | EffluentConc | 365 | 0.00013738 | 1 | 1 | 1 | 3 | 4 | 0 | 0 | 39 | 1 | 0 | 0 | 0.788 | 32 | 0 | 0 | 0.001269 | 0.00033333 | DMR | [16 empty] | 0.0023878 | 1 |  |  | 0.001269 | 0.00033333 | NO | Effluent
2020 | FOUNDRY 2 ST | 110070053140 | CO0049038 | LOVELAND | LARIMER | CO |  | 40.3938 | -105.074 |  | 7521 | Automobile Parking | 812930 | Parking Lots and Garages | NAICS/SIC Not Provided | NAICS/SIC Not Provided | Waste handling, treatment, and disposal - Remediation or Monitoring | 1 | 0.05461 | CO0049038 | Boyd Lake-Big Thompson River | 1.02E+11 | Sic/Naics does not indicate usage of chemicals | [36 empty] | Permit Lookup Failed |  |  |  | Permit Lookup Failed | EffluentConc | 365 | 0.00014962 | 1 | 1 | 1 | 3 | 4 | 0 | 0 | 39 | 1 | 0 | 0 | 0.788 | 32 | 0 | 0 | 0.001269 | 0.00033333 | DMR | [16 empty] | 0.0026005 | 1 |  |  | 0.001269 | 0.00033333 | NO | Effluent
2021 | FOUNDRY 2 ST | 110070053140 | CO0049038 | LOVELAND | LARIMER | CO |  | 40.3938 | -105.074 |  | 7521 | Automobile Parking | 812930 | Parking Lots and Garages | NAICS/SIC Not Provided | NAICS/SIC Not Provided | Waste handling, treatment, and disposal - Remediation or Monitoring | 1 | 0.039209 | CO0049038 | Boyd Lake-Big Thompson River | 1.02E+11 | Sic/Naics does not indicate usage of chemicals | [36 empty] | Permit Lookup Failed |  |  |  | Permit Lookup Failed | EffluentConc | 365 | 0.00010742 | 1 | 1 | 1 | 3 | 4 | 0 | 0 | 39 | 1 | 0 | 0 | 0.788 | 32 | 0 | 0 | 0.001269 | 0.00033333 | DMR | [16 empty] | 0.0018671 | 1 |  |  | 0.001269 | 0.00033333 | NO | Effluent
2022 | FOUNDRY 2 ST | 110070053140 | CO0049038 | LOVELAND | LARIMER | CO |  | 40.3938 | -105.074 |  | 7521 | Automobile Parking | 812930 | Parking Lots and Garages | NAICS/SIC Not Provided | NAICS/SIC Not Provided | Waste handling, treatment, and disposal - Remediation or Monitoring | 1 | 0.019553 | CO0049038 | Boyd Lake-Big Thompson River | 1.02E+11 | Sic/Naics does not indicate usage of chemicals | [36 empty] | Permit Lookup Failed |  |  |  | Permit Lookup Failed | EffluentConc | 365 | 5.3571e-05 | 5 | 5 | 5 | 3 | 4 | 0 | 0 | 39 | 1 | 0 | 0 | 0.788 | 32 | 0 | 0 | 0.0063452 | 0.0016667 | DMR | [16 empty] | 0.00093111 | 5 |  |  | 0.0063452 | 0.0016667 | NO | Effluent
2023 | FOUNDRY 2 ST | 110070053140 | CO0049038 | LOVELAND | LARIMER | CO |  | 40.3938 | -105.074 |  | 7521 | Automobile Parking | 812930 | Parking Lots and Garages | NAICS/SIC Not Provided | NAICS/SIC Not Provided | Waste handling, treatment, and disposal - Remediation or Monitoring | 1 | 0.058728 | CO0049038 | Boyd Lake-Big Thompson River | 1.02E+11 | Sic/Naics does not indicate usage of chemicals | [36 empty] | Permit Lookup Failed |  |  |  | Permit Lookup Failed | EffluentConc | 365 | 0.0001609 | 5 | 5 | 5 | 3 | 4 | 0 | 0 | 39 | 1 | 0 | 0 | 0.788 | 32 | 0 | 0 | 0.0063452 | 0.0016667 | DMR | [16 empty] | 0.0027966 | 5 |  |  | 0.0063452 | 0.0016667 | NO | Effluent
2023 | LARIMER ENERGY FACILITY | 110012150858 | CO0049056 | FORT COLLINS | LARIMER | CO |  | 40.4968 | -105.1155 |  | 4953 | Refuse Systems | 562920 | Materials Recovery Facilities | IS47 | Services | Waste handling, treatment, and disposal - non-POTW WWT | 1 | 0.0017899 | CO0049056 | Fossil Creek-Reservoir-Cache La Poudre River | 1.02E+11 | NAICS/SIC indication | [36 empty] | Permit Lookup Failed |  |  |  | Permit Lookup Failed | EffluentConc | 365 | 4.9038e-06 | 0.4 | 0.4 | 0.4 | 3 | 4 | 0 | 0 | 39 | 1 | 0 | 0 | 0.788 | 32 | 0 | 0 | 0.00050761 | 0.00013333 | DMR | [16 empty] | 8.5232e-05 | 0.4 |  |  | 0.00050761 | 0.00013333 | NO | Effluent
2019 | 1515 WYNKOOP STREET | 110031267304 | COG603115 | DENVER | DENVER | CO |  | 39.7511 | -105.0019 |  | 1799 | Special Trade Contractors, Nec | 562910 | Remediation Services | IS47 | Services | Waste handling, treatment, and disposal - Remediation or Monitoring | 1 | 0.0059682 | COG603115 | Cherry Creek-South Platte River | 1.02E+11 | Uncertain, possibly a remediation site |  |  |  | 2023 | 1.02E+13 | CHERRY CREEK |  |  |  | NPDES |  |  | 230629 | Cherry Creek | 4 | 22.735 | 6.513 | 17.245 | 25.656 | 32.256 | 33.361 | 25.662 | 15.321 | 36.182 | 10.746 | 4.475 | 7.808 | 2.253 | QE_12 | 2.253 | 5.5086 | 3.1168 | 55.5868 | 14.6285 | -1 | 5.5086 | 30Q5 Flow | 14.6285 | HM Flow | 3.1168 | 7Q10 Flow |  | 365 | 1.6351e-05 | 0.0052461 | 0.0029683 | 0.0011178 | 3 | 4 | 0 | 0 | 39 | 1 | 0 | 0 | 0.788 | 32 | 0 | 0 | 6.6575e-06 | 1.7487e-06 | DMR | [16 empty] | 0.0002842 | 0.091182 | 0.051592 | 0.019428 | 0.00011571 | 3.0394e-05 | NO | NHDPlus
2020 | 1515 WYNKOOP STREET | 110031267304 | COG603115 | DENVER | DENVER | CO |  | 39.7511 | -105.0019 |  | 1799 | Special Trade Contractors, Nec | 562910 | Remediation Services | IS47 | Services | Waste handling, treatment, and disposal - Remediation or Monitoring | 1 | 0.0059682 | COG603115 | Cherry Creek-South Platte River | 1.02E+11 | Uncertain, possibly a remediation site |  |  |  | 2023 | 1.02E+13 | CHERRY CREEK |  |  |  | NPDES |  |  | 230629 | Cherry Creek | 4 | 22.735 | 6.513 | 17.245 | 25.656 | 32.256 | 33.361 | 25.662 | 15.321 | 36.182 | 10.746 | 4.475 | 7.808 | 2.253 | QE_12 | 2.253 | 5.5086 | 3.1168 | 55.5868 | 14.6285 | -1 | 5.5086 | 30Q5 Flow | 14.6285 | HM Flow | 3.1168 | 7Q10 Flow |  | 365 | 1.6351e-05 | 0.0052461 | 0.0029683 | 0.0011178 | 3 | 4 | 0 | 0 | 39 | 1 | 0 | 0 | 0.788 | 32 | 0 | 0 | 6.6575e-06 | 1.7487e-06 | DMR | [16 empty] | 0.0002842 | 0.091182 | 0.051592 | 0.019428 | 0.00011571 | 3.0394e-05 | NO | NHDPlus
2019 | INVISTA S.A.R.L. SEAFORD PLANT | 110000339027 | DE0000035 | SEAFORD | SUSSEX | DE |  | 38.6319 | -75.6284 |  | 2821 | Plastics Materials and Resins | 325211 | Plastics Material and Resin Manufacturing | IS22 | Plastic Material and Resin Manufacturing | Waste handling, treatment, and disposal - Remediation or Monitoring | 1 | 9.1481e-05 | DE0000035 | Butler Mill Branch-Nanticoke River | 020801090405 | Nothing reported to 2022 TRI |  |  |  | 2023 | 02080110000000 | NANTICOKE RIVER |  |  | 0.54953 | NPDES | 0.54953 | 0.85025 | 8392668 | Nanticoke River | 5 | 264.029 | 512.192 | 549.637 | 657.539 | 410.833 | 244.56 | 158.953 | 99.732 | 97.361 | 88.167 | 84.192 | 123.689 | 328.672 | QE_10 | 84.192 | 205.8484 | 132.3053 | 645.5477 | 369.4062 | 2.0788 | 205.8484 | 30Q5 Flow | 369.4062 | HM Flow | 132.3053 | 7Q10 Flow |  | 365 | 2.5063e-07 | 1.8944e-06 | 1.2176e-06 | 6.7847e-07 | 3 | 4 | 0 | 0 | 39 | 1 | 0 | 0 | 0.788 | 32 | 0 | 0 | 2.404e-09 | 6.3145e-10 | DMR | [16 empty] | 4.3562e-06 | 3.2926e-05 | 2.1162e-05 | 1.1793e-05 | 4.1784e-08 | 1.0975e-08 | NO | NHDPlus
2020 | INVISTA S.A.R.L. SEAFORD PLANT | 110000339027 | DE0000035 | SEAFORD | SUSSEX | DE |  | 38.6319 | -75.6284 |  | 2821 | Plastics Materials and Resins | 325211 | Plastics Material and Resin Manufacturing | IS22 | Plastic Material and Resin Manufacturing | Waste handling, treatment, and disposal - Remediation or Monitoring | 1 | 0.0007037 | DE0000035 | Butler Mill Branch-Nanticoke River | 020801090405 | Nothing reported to 2022 TRI |  |  |  | 2023 | 02080110000000 | NANTICOKE RIVER |  |  | 0.54953 | NPDES | 0.54953 | 0.85025 | 8392668 | Nanticoke River | 5 | 264.029 | 512.192 | 549.637 | 657.539 | 410.833 | 244.56 | 158.953 | 99.732 | 97.361 | 88.167 | 84.192 | 123.689 | 328.672 | QE_10 | 84.192 | 205.8484 | 132.3053 | 645.5477 | 369.4062 | 2.0788 | 205.8484 | 30Q5 Flow | 369.4062 | HM Flow | 132.3053 | 7Q10 Flow |  | 365 | 1.9279e-06 | 1.4572e-05 | 9.3658e-06 | 5.219e-06 | 3 | 4 | 0 | 0 | 39 | 1 | 0 | 0 | 0.788 | 32 | 0 | 0 | 1.8492e-08 | 4.8573e-09 | DMR | [16 empty] | 3.351e-05 | 0.00025327 | 0.00016279 | 9.0712e-05 | 3.2141e-07 | 8.4425e-08 | NO | NHDPlus
2021 | INVISTA S.A.R.L. SEAFORD PLANT | 110000339027 | DE0000035 | SEAFORD | SUSSEX | DE |  | 38.6319 | -75.6284 |  | 2821 | Plastics Materials and Resins | 325211 | Plastics Material and Resin Manufacturing | IS22 | Plastic Material and Resin Manufacturing | Waste handling, treatment, and disposal - Remediation or Monitoring | 1 | 0.00035185 | DE0000035 | Butler Mill Branch-Nanticoke River | 020801090405 | Nothing reported to 2022 TRI |  |  |  | 2023 | 02080110000000 | NANTICOKE RIVER |  |  | 0.54953 | NPDES | 0.54953 | 0.85025 | 8392668 | Nanticoke River | 5 | 264.029 | 512.192 | 549.637 | 657.539 | 410.833 | 244.56 | 158.953 | 99.732 | 97.361 | 88.167 | 84.192 | 123.689 | 328.672 | QE_10 | 84.192 | 205.8484 | 132.3053 | 645.5477 | 369.4062 | 2.0788 | 205.8484 | 30Q5 Flow | 369.4062 | HM Flow | 132.3053 | 7Q10 Flow |  | 365 | 9.6397e-07 | 7.286e-06 | 4.6829e-06 | 2.6095e-06 | 3 | 4 | 0 | 0 | 39 | 1 | 0 | 0 | 0.788 | 32 | 0 | 0 | 9.2462e-09 | 2.4287e-09 | DMR | [16 empty] | 1.6755e-05 | 0.00012664 | 8.1394e-05 | 4.5356e-05 | 1.6071e-07 | 4.2212e-08 | NO | NHDPlus
2022 | INVISTA S.A.R.L. SEAFORD PLANT | 110000339027 | DE0000035 | SEAFORD | SUSSEX | DE |  | 38.6319 | -75.6284 |  | 2821 | Plastics Materials and Resins | 325211 | Plastics Material and Resin Manufacturing | IS22 | Plastic Material and Resin Manufacturing | Waste handling, treatment, and disposal - Remediation or Monitoring | 1 | 1.4074e-05 | DE0000035 | Butler Mill Branch-Nanticoke River | 020801090405 | Nothing reported to 2022 TRI |  |  |  | 2023 | 02080110000000 | NANTICOKE RIVER |  |  | 0.54953 | NPDES | 0.54953 | 0.85025 | 8392668 | Nanticoke River | 5 | 264.029 | 512.192 | 549.637 | 657.539 | 410.833 | 244.56 | 158.953 | 99.732 | 97.361 | 88.167 | 84.192 | 123.689 | 328.672 | QE_10 | 84.192 | 205.8484 | 132.3053 | 645.5477 | 369.4062 | 2.0788 | 205.8484 | 30Q5 Flow | 369.4062 | HM Flow | 132.3053 | 7Q10 Flow |  | 365 | 3.8559e-08 | 2.9144e-07 | 1.8732e-07 | 1.0438e-07 | 3 | 4 | 0 | 0 | 39 | 1 | 0 | 0 | 0.788 | 32 | 0 | 0 | 3.6985e-10 | 9.7146e-11 | DMR | [16 empty] | 6.7019e-07 | 5.0655e-06 | 3.2557e-06 | 1.8142e-06 | 6.4283e-09 | 1.6885e-09 | NO | NHDPlus
2023 | INVISTA S.A.R.L. SEAFORD PLANT | 110000339027 | DE0000035 | SEAFORD | SUSSEX | DE |  | 38.6319 | -75.6284 |  | 2821 | Plastics Materials and Resins | 325211 | Plastics Material and Resin Manufacturing | IS22 | Plastic Material and Resin Manufacturing | Waste handling, treatment, and disposal - Remediation or Monitoring | 1 | 4.9259e-05 | DE0000035 | Butler Mill Branch-Nanticoke River | 020801090405 | Nothing reported to 2022 TRI |  |  |  | 2023 | 02080110000000 | NANTICOKE RIVER |  |  | 0.54953 | NPDES | 0.54953 | 0.85025 | 8392668 | Nanticoke River | 5 | 264.029 | 512.192 | 549.637 | 657.539 | 410.833 | 244.56 | 158.953 | 99.732 | 97.361 | 88.167 | 84.192 | 123.689 | 328.672 | QE_10 | 84.192 | 205.8484 | 132.3053 | 645.5477 | 369.4062 | 2.0788 | 205.8484 | 30Q5 Flow | 369.4062 | HM Flow | 132.3053 | 7Q10 Flow |  | 365 | 1.3496e-07 | 1.02e-06 | 6.5561e-07 | 3.6533e-07 | 3 | 4 | 0 | 0 | 39 | 1 | 0 | 0 | 0.788 | 32 | 0 | 0 | 1.2945e-09 | 3.4001e-10 | DMR | [16 empty] | 2.3457e-06 | 1.7729e-05 | 1.1395e-05 | 6.3498e-06 | 2.2499e-08 | 5.9097e-09 | NO | NHDPlus
2019 | FORMOSA PLASTICS CORPORATION | 110000338536 | DE0000612 | DELAWARE CITY | NEW CASTLE | DE |  | 39.5851 | -75.6492 |  | 2821 | Plastics Materials and Resins | 325211 | Plastics Material and Resin Manufacturing | IS22 | Plastic Material and Resin Manufacturing | Waste handling, treatment, and disposal - Remediation or Monitoring | 1 | 0.042563 | DE0000612 | Dragon Creek-Delaware River | 020402050704 | Nothing reported to 2022 TRI |  |  |  | 2023 | 02040210000000 | DELAWARE RIVER |  |  |  | NPDES |  |  | 4652220 |  | 1 | 0.893 | 4.704 | 11.517 | 8.332 | 1.426 | 1.247 | 1.021 | 0.72 | 0.54 | 0.875 | 1.002 | 0.876 | 1.465 | QE_08 | 0.54 | 1.3203 | 0.71041 | 2.1834 | 1.3987 | -1 | 1.3203 | 30Q5 Flow | 1.3987 | HM Flow | 0.71041 | 7Q10 Flow |  | 365 | 0.00011661 | 0.16414 | 0.088321 | 0.083367 | 3 | 4 | 0 | 0 | 39 | 1 | 0 | 0 | 0.788 | 32 | 0 | 0 | 0.0002083 | 5.4714e-05 | DMR | [16 empty] | 0.0020268 | 2.853 | 1.5351 | 1.449 | 0.0036205 | 0.00095099 | NO | NHDPlus
2020 | FORMOSA PLASTICS CORPORATION | 110000338536 | DE0000612 | DELAWARE CITY | NEW CASTLE | DE |  | 39.5851 | -75.6492 |  | 2821 | Plastics Materials and Resins | 325211 | Plastics Material and Resin Manufacturing | IS22 | Plastic Material and Resin Manufacturing | Waste handling, treatment, and disposal - Remediation or Monitoring | 1 | 0.010556 | DE0000612 | Dragon Creek-Delaware River | 020402050704 | Nothing reported to 2022 TRI |  |  |  | 2023 | 02040210000000 | DELAWARE RIVER |  |  |  | NPDES |  |  | 4652220 |  | 1 | 0.893 | 4.704 | 11.517 | 8.332 | 1.426 | 1.247 | 1.021 | 0.72 | 0.54 | 0.875 | 1.002 | 0.876 | 1.465 | QE_08 | 0.54 | 1.3203 | 0.71041 | 2.1834 | 1.3987 | -1 | 1.3203 | 30Q5 Flow | 1.3987 | HM Flow | 0.71041 | 7Q10 Flow |  | 365 | 2.8919e-05 | 0.040708 | 0.021904 | 0.020675 | 3 | 4 | 0 | 0 | 39 | 1 | 0 | 0 | 0.788 | 32 | 0 | 0 | 5.1659e-05 | 1.3569e-05 | DMR | [16 empty] | 0.00050264 | 0.70754 | 0.38071 | 0.35935 | 0.00089789 | 0.00023585 | NO | NHDPlus
2019 | DDP SPECIALTY ELECTRONIC MATERIALS US LLC | 110000611703 | GA0000426 | DALTON | WHITFIELD | GA |  | 34.6326 | -84.9277 |  | 2821 | Plastics Materials and Resins | 325211 | Plastics Material and Resin Manufacturing | IS22 | Plastic Material and Resin Manufacturing | Waste handling, treatment, and disposal - Remediation or Monitoring | 1 | 0.021111 | GA0000426 | Jobs Creek-Conasauga River | 031501010504 | 2022 TRI reports only Barium Compounds |  |  |  | 2023 | 03150100000000 | CONASAUGA RIVER | 0.274 | 0.133 | 0.2075 | NPDES | 0.133 | 0.20578 | 12194234 | Conasauga River | 5 | 1294.376 | 2361.127 | 2418.605 | 2712.165 | 1865.79 | 1150.354 | 773.274 | 589.334 | 376.938 | 432.709 | 541.701 | 914.391 | 1459.885 | QE_08 | 376.938 | 921.6088 | 624.4414 | 3164.7335 | 1845.3055 | 0.50313 | 921.6088 | 30Q5 Flow | 1845.3055 | HM Flow | 624.4414 | 7Q10 Flow |  | 365 | 5.7838e-05 | 9.2624e-05 | 6.2758e-05 | 3.1344e-05 | 3 | 4 | 0 | 0 | 39 | 1 | 0 | 0 | 0.788 | 32 | 0 | 0 | 1.1754e-07 | 3.0875e-08 | DMR | [16 empty] | 0.0010053 | 0.0016099 | 0.0010908 | 0.00054478 | 2.043e-06 | 5.3663e-07 | NO | NHDPlus
2020 | DDP SPECIALTY ELECTRONIC MATERIALS US LLC | 110000611703 | GA0000426 | DALTON | WHITFIELD | GA |  | 34.6326 | -84.9277 |  | 2821 | Plastics Materials and Resins | 325211 | Plastics Material and Resin Manufacturing | IS22 | Plastic Material and Resin Manufacturing | Waste handling, treatment, and disposal - Remediation or Monitoring | 1 | 0.014074 | GA0000426 | Jobs Creek-Conasauga River | 031501010504 | 2022 TRI reports only Barium Compounds |  |  |  | 2023 | 03150100000000 | CONASAUGA RIVER | 0.274 | 0.133 | 0.2075 | NPDES | 0.133 | 0.20578 | 12194234 | Conasauga River | 5 | 1294.376 | 2361.127 | 2418.605 | 2712.165 | 1865.79 | 1150.354 | 773.274 | 589.334 | 376.938 | 432.709 | 541.701 | 914.391 | 1459.885 | QE_08 | 376.938 | 921.6088 | 624.4414 | 3164.7335 | 1845.3055 | 0.50313 | 921.6088 | 30Q5 Flow | 1845.3055 | HM Flow | 624.4414 | 7Q10 Flow |  | 365 | 3.8559e-05 | 6.1749e-05 | 4.1839e-05 | 2.0896e-05 | 3 | 4 | 0 | 0 | 39 | 1 | 0 | 0 | 0.788 | 32 | 0 | 0 | 7.8362e-08 | 2.0583e-08 | DMR | [16 empty] | 0.00067019 | 0.0010733 | 0.0007272 | 0.00036319 | 1.362e-06 | 3.5775e-07 | NO | NHDPlus
2021 | DDP SPECIALTY ELECTRONIC MATERIALS US LLC | 110000611703 | GA0000426 | DALTON | WHITFIELD | GA |  | 34.6326 | -84.9277 |  | 2821 | Plastics Materials and Resins | 325211 | Plastics Material and Resin Manufacturing | IS22 | Plastic Material and Resin Manufacturing | Waste handling, treatment, and disposal - Remediation or Monitoring | 1 | 0.007037 | GA0000426 | Jobs Creek-Conasauga River | 031501010504 | 2022 TRI reports only Barium Compounds |  |  |  | 2023 | 03150100000000 | CONASAUGA RIVER | 0.274 | 0.133 | 0.2075 | NPDES | 0.133 | 0.20578 | 12194234 | Conasauga River | 5 | 1294.376 | 2361.127 | 2418.605 | 2712.165 | 1865.79 | 1150.354 | 773.274 | 589.334 | 376.938 | 432.709 | 541.701 | 914.391 | 1459.885 | QE_08 | 376.938 | 921.6088 | 624.4414 | 3164.7335 | 1845.3055 | 0.50313 | 921.6088 | 30Q5 Flow | 1845.3055 | HM Flow | 624.4414 | 7Q10 Flow |  | 365 | 1.9279e-05 | 3.0875e-05 | 2.0919e-05 | 1.0448e-05 | 3 | 4 | 0 | 0 | 39 | 1 | 0 | 0 | 0.788 | 32 | 0 | 0 | 3.9181e-08 | 1.0292e-08 | DMR | [16 empty] | 0.0003351 | 0.00053663 | 0.0003636 | 0.00018159 | 6.8101e-07 | 1.7888e-07 | NO | NHDPlus
2019 | SAND ISLAND WASTE WATER TREATMENT PLANT | 110005726802 | HI0020117 | HONOLULU | HONOLULU COUNTY | HI |  | 21.3045 | -157.8821 |  | 4952 | Sewerage Systems | 221320 | Sewage Treatment Facilities | IS4 | Utilities | Waste handling, treatment, and disposal - POTW | 1 | 0.75884 | HI0020117 | Waolani Stream | 2.01E+11 | NAICS/SIC indication |  |  |  | 2023 | 2.01E+13 | PACIFIC OCEAN | 77.5 | 59.71 | 58.25 | NPDES | 59.71 | 92.3851 | [22 empty] | 226.0268 | 226.0268 | Flow Lookup Failed | 226.0268 | Flow Lookup Failed | 226.0268 | Flow Lookup Failed | PlantFlowUsed | 365 | 0.002079 | 0.0091981 | 0.0091981 | 0.0091981 | 3 | 4 | 0 | 0 | 39 | 1 | 0 | 0 | 0.788 | 32 | 0 | 0 | 1.1673e-05 | 3.066e-06 | DMR | [16 empty] | 0.036135 | 0.15987 | 0.15987 | 0.15987 | 0.00020288 | 5.3291e-05 | NO | PlantFlow
2020 | SAND ISLAND WASTE WATER TREATMENT PLANT | 110005726802 | HI0020117 | HONOLULU | HONOLULU COUNTY | HI |  | 21.3045 | -157.8821 |  | 4952 | Sewerage Systems | 221320 | Sewage Treatment Facilities | IS4 | Utilities | Waste handling, treatment, and disposal - POTW | 1 | 10.4299 | HI0020117 | Waolani Stream | 2.01E+11 | NAICS/SIC indication |  |  |  | 2023 | 2.01E+13 | PACIFIC OCEAN | 77.5 | 59.71 | 58.25 | NPDES | 59.71 | 92.3851 | [22 empty] | 226.0268 | 226.0268 | Flow Lookup Failed | 226.0268 | Flow Lookup Failed | 226.0268 | Flow Lookup Failed | PlantFlowUsed | 365 | 0.028575 | 0.12642 | 0.12642 | 0.12642 | 3 | 4 | 0 | 0 | 39 | 1 | 0 | 0 | 0.788 | 32 | 0 | 0 | 0.00016044 | 4.2141e-05 | DMR | [16 empty] | 0.49666 | 2.1974 | 2.1974 | 2.1974 | 0.0027885 | 0.00073245 | NO | PlantFlow
2020 | WAILUA WASTEWATER TREATMENT PLANT | 110010731262 | HI0020257 | KAPAA | KAUAI | HI |  | 22.0791 | -159.3514 |  | 4952 | Sewerage Systems | 221320 | Sewage Treatment Facilities | IS4 | Utilities | Waste handling, treatment, and disposal - POTW | 1 | 0.16924 | HI0020257 | Kapaa Stream | 2.01E+11 | NAICS/SIC indication |  |  |  | 2023 | 2.01E+13 | PACIFIC OCEANOFFSHORE WAILUA | 1.5 | 0.461 | 0.40392 | NPDES | 0.461 | 0.71327 | [22 empty] | 1.7451 | 1.7451 | Flow Lookup Failed | 1.7451 | Flow Lookup Failed | 1.7451 | Flow Lookup Failed | PlantFlowUsed | 365 | 0.00046366 | 0.2657 | 0.2657 | 0.2657 | 3 | 4 | 0 | 0 | 39 | 1 | 0 | 0 | 0.788 | 32 | 0 | 0 | 0.00033718 | 8.8566e-05 | DMR | [16 empty] | 0.0080589 | 4.6181 | 4.6181 | 4.6181 | 0.0058605 | 0.0015394 | NO | PlantFlow
2021 | WAILUA WASTEWATER TREATMENT PLANT | 110010731262 | HI0020257 | KAPAA | KAUAI | HI |  | 22.0791 | -159.3514 |  | 4952 | Sewerage Systems | 221320 | Sewage Treatment Facilities | IS4 | Utilities | Waste handling, treatment, and disposal - POTW | 1 | 0.16475 | HI0020257 | Kapaa Stream | 2.01E+11 | NAICS/SIC indication |  |  |  | 2023 | 2.01E+13 | PACIFIC OCEANOFFSHORE WAILUA | 1.5 | 0.461 | 0.40392 | NPDES | 0.461 | 0.71327 | [22 empty] | 1.7451 | 1.7451 | Flow Lookup Failed | 1.7451 | Flow Lookup Failed | 1.7451 | Flow Lookup Failed | PlantFlowUsed | 365 | 0.00045136 | 0.25865 | 0.25865 | 0.25865 | 3 | 4 | 0 | 0 | 39 | 1 | 0 | 0 | 0.788 | 32 | 0 | 0 | 0.00032823 | 8.6216e-05 | DMR | [16 empty] | 0.0078451 | 4.4956 | 4.4956 | 4.4956 | 0.005705 | 0.0014985 | NO | PlantFlow
2022 | WAILUA WASTEWATER TREATMENT PLANT | 110010731262 | HI0020257 | KAPAA | KAUAI | HI |  | 22.0791 | -159.3514 |  | 4952 | Sewerage Systems | 221320 | Sewage Treatment Facilities | IS4 | Utilities | Waste handling, treatment, and disposal - POTW | 1 | 0.4081 | HI0020257 | Kapaa Stream | 2.01E+11 | NAICS/SIC indication |  |  |  | 2023 | 2.01E+13 | PACIFIC OCEANOFFSHORE WAILUA | 1.5 | 0.461 | 0.40392 | NPDES | 0.461 | 0.71327 | [22 empty] | 1.7451 | 1.7451 | Flow Lookup Failed | 1.7451 | Flow Lookup Failed | 1.7451 | Flow Lookup Failed | PlantFlowUsed | 365 | 0.0011181 | 0.64071 | 0.64071 | 0.64071 | 3 | 4 | 0 | 0 | 39 | 1 | 0 | 0 | 0.788 | 32 | 0 | 0 | 0.00081309 | 0.00021357 | DMR | [16 empty] | 0.019433 | 11.1362 | 11.1362 | 11.1362 | 0.014132 | 0.0037121 | NO | PlantFlow
2023 | WAILUA WASTEWATER TREATMENT PLANT | 110010731262 | HI0020257 | KAPAA | KAUAI | HI |  | 22.0791 | -159.3514 |  | 4952 | Sewerage Systems | 221320 | Sewage Treatment Facilities | IS4 | Utilities | Waste handling, treatment, and disposal - POTW | 1 | 0.059019 | HI0020257 | Kapaa Stream | 2.01E+11 | NAICS/SIC indication |  |  |  | 2023 | 2.01E+13 | PACIFIC OCEANOFFSHORE WAILUA | 1.5 | 0.461 | 0.40392 | NPDES | 0.461 | 0.71327 | [22 empty] | 1.7451 | 1.7451 | Flow Lookup Failed | 1.7451 | Flow Lookup Failed | 1.7451 | Flow Lookup Failed | PlantFlowUsed | 365 | 0.0001617 | 0.092658 | 0.092658 | 0.092658 | 3 | 4 | 0 | 0 | 39 | 1 | 0 | 0 | 0.788 | 32 | 0 | 0 | 0.00011759 | 3.0886e-05 | DMR | [16 empty] | 0.0028104 | 1.6105 | 1.6105 | 1.6105 | 0.0020438 | 0.00053683 | NO | PlantFlow
2019 | HONOULIULI WWTP | 110020728943 | HI0020877 | EWA BEACH | HONOLULU | HI |  | 21.3297 | -158.0356 |  | 4952 | Sewerage Systems | 221320 | Sewage Treatment Facilities | IS4 | Utilities | Waste handling, treatment, and disposal - POTW | 1 | 0.25944 | HI0020877 | Kaloi Gulch | 2.01E+11 | NAICS/SIC indication |  |  |  | 2023 | 2.01E+13 | PACIFIC OCEAN | 38 | 39.456 | 21.517 | NPDES | 39.456 | 61.0475 | [22 empty] | 149.3571 | 149.3571 | Flow Lookup Failed | 149.3571 | Flow Lookup Failed | 149.3571 | Flow Lookup Failed | PlantFlowUsed | 365 | 0.0007108 | 0.0047591 | 0.0047591 | 0.0047591 | 3 | 4 | 0 | 0 | 39 | 1 | 0 | 0 | 0.788 | 32 | 0 | 0 | 6.0395e-06 | 1.5864e-06 | DMR | [16 empty] | 0.012354 | 0.082717 | 0.082717 | 0.082717 | 0.00010497 | 2.7572e-05 | NO | PlantFlow
2021 | HAWAII COUNTY HILO WWTP | 110013786698 | HI0021377 | HILO | HAWAII | HI |  | 19.7138 | -155.0193 |  | 4952 | Sewerage Systems | 221320 | Sewage Treatment Facilities | IS4 | Utilities | Waste handling, treatment, and disposal - POTW | 1 | 2.3058 | HI0021377 | Waiakea Stream | 2E+11 | NAICS/SIC indication |  |  |  | 2023 | 2E+13 | HILO BAY | 5 | 3.15 | 3.1144 | NPDES | 3.15 | 4.8738 | [22 empty] | 11.924 | 11.924 | Flow Lookup Failed | 11.924 | Flow Lookup Failed | 11.924 | Flow Lookup Failed | PlantFlowUsed | 365 | 0.0063172 | 0.52978 | 0.52978 | 0.52978 | 3 | 4 | 0 | 0 | 39 | 1 | 0 | 0 | 0.788 | 32 | 0 | 0 | 0.00067231 | 0.00017659 | DMR | [16 empty] | 0.1098 | 9.2081 | 9.2081 | 9.2081 | 0.011685 | 0.0030694 | NO | PlantFlow
2022 | HAWAII COUNTY HILO WWTP | 110013786698 | HI0021377 | HILO | HAWAII | HI |  | 19.7138 | -155.0193 |  | 4952 | Sewerage Systems | 221320 | Sewage Treatment Facilities | IS4 | Utilities | Waste handling, treatment, and disposal - POTW | 1 | 2.0032 | HI0021377 | Waiakea Stream | 2E+11 | NAICS/SIC indication |  |  |  | 2023 | 2E+13 | HILO BAY | 5 | 3.15 | 3.1144 | NPDES | 3.15 | 4.8738 | [22 empty] | 11.924 | 11.924 | Flow Lookup Failed | 11.924 | Flow Lookup Failed | 11.924 | Flow Lookup Failed | PlantFlowUsed | 365 | 0.0054883 | 0.46027 | 0.46027 | 0.46027 | 3 | 4 | 0 | 0 | 39 | 1 | 0 | 0 | 0.788 | 32 | 0 | 0 | 0.0005841 | 0.00015342 | DMR | [16 empty] | 0.095391 | 7.9999 | 7.9999 | 7.9999 | 0.010152 | 0.0026666 | NO | PlantFlow
2023 | HAWAII COUNTY HILO WWTP | 110013786698 | HI0021377 | HILO | HAWAII | HI |  | 19.7138 | -155.0193 |  | 4952 | Sewerage Systems | 221320 | Sewage Treatment Facilities | IS4 | Utilities | Waste handling, treatment, and disposal - POTW | 1 | 2.2692 | HI0021377 | Waiakea Stream | 2E+11 | NAICS/SIC indication |  |  |  | 2023 | 2E+13 | HILO BAY | 5 | 3.15 | 3.1144 | NPDES | 3.15 | 4.8738 | [22 empty] | 11.924 | 11.924 | Flow Lookup Failed | 11.924 | Flow Lookup Failed | 11.924 | Flow Lookup Failed | PlantFlowUsed | 365 | 0.0062169 | 0.52137 | 0.52137 | 0.52137 | 3 | 4 | 0 | 0 | 39 | 1 | 0 | 0 | 0.788 | 32 | 0 | 0 | 0.00066164 | 0.00017379 | DMR | [16 empty] | 0.10805 | 9.0619 | 9.0619 | 9.0619 | 0.0115 | 0.0030206 | NO | PlantFlow
2021 | ALOUN KAUAI FARMING LLC | 110006777247 | HI0021654 | KEKAHA | KAUAI | HI |  | 21.9949 | -159.7536 |  | 913 | Shellfish | 114112 | Shellfish Fishing | NAICS/SIC Not Provided | NAICS/SIC Not Provided | Waste handling, treatment, and disposal - non-POTW WWT | 1 | 0.48492 | HI0021654 | Waieli Draw | 2.01E+11 | NAICS/SIC indication |  |  |  | 2023 | 2.01E+13 | PACIFIC OCEAN |  |  | 3.9725 | NPDES | 3.9725 | 6.1464 | [22 empty] | 15.0375 | 15.0375 | Flow Lookup Failed | 15.0375 | Flow Lookup Failed | 15.0375 | Flow Lookup Failed | PlantFlowUsed | 365 | 0.0013285 | 0.088348 | 0.088348 | 0.088348 | 3 | 4 | 0 | 0 | 39 | 1 | 0 | 0 | 0.788 | 32 | 0 | 0 | 0.00011212 | 2.9449e-05 | DMR | [16 empty] | 0.023091 | 1.5356 | 1.5356 | 1.5356 | 0.0019487 | 0.00051186 | NO | PlantFlow
2022 | ALOUN KAUAI FARMING LLC | 110006777247 | HI0021654 | KEKAHA | KAUAI | HI |  | 21.9949 | -159.7536 |  | 913 | Shellfish | 114112 | Shellfish Fishing | NAICS/SIC Not Provided | NAICS/SIC Not Provided | Waste handling, treatment, and disposal - non-POTW WWT | 1 | 2.8667 | HI0021654 | Waieli Draw | 2.01E+11 | NAICS/SIC indication |  |  |  | 2023 | 2.01E+13 | PACIFIC OCEAN |  |  | 3.9725 | NPDES | 3.9725 | 6.1464 | [22 empty] | 15.0375 | 15.0375 | Flow Lookup Failed | 15.0375 | Flow Lookup Failed | 15.0375 | Flow Lookup Failed | PlantFlowUsed | 365 | 0.0078539 | 0.52228 | 0.52228 | 0.52228 | 3 | 4 | 0 | 0 | 39 | 1 | 0 | 0 | 0.788 | 32 | 0 | 0 | 0.0006628 | 0.00017409 | DMR | [16 empty] | 0.13651 | 9.0778 | 9.0778 | 9.0778 | 0.01152 | 0.0030259 | NO | PlantFlow
2023 | ALOUN KAUAI FARMING LLC | 110006777247 | HI0021654 | KEKAHA | KAUAI | HI |  | 21.9949 | -159.7536 |  | 913 | Shellfish | 114112 | Shellfish Fishing | NAICS/SIC Not Provided | NAICS/SIC Not Provided | Waste handling, treatment, and disposal - non-POTW WWT | 1 | 0.99677 | HI0021654 | Waieli Draw | 2.01E+11 | NAICS/SIC indication |  |  |  | 2023 | 2.01E+13 | PACIFIC OCEAN |  |  | 3.9725 | NPDES | 3.9725 | 6.1464 | [22 empty] | 15.0375 | 15.0375 | Flow Lookup Failed | 15.0375 | Flow Lookup Failed | 15.0375 | Flow Lookup Failed | PlantFlowUsed | 365 | 0.0027309 | 0.1816 | 0.1816 | 0.1816 | 3 | 4 | 0 | 0 | 39 | 1 | 0 | 0 | 0.788 | 32 | 0 | 0 | 0.00023046 | 6.0535e-05 | DMR | [16 empty] | 0.047465 | 3.1565 | 3.1565 | 3.1565 | 0.0040056 | 0.0010522 | NO | PlantFlow
2021 | KAHALA HOTEL & RESORT | 110006777210 | HI0021890 | HONOLULU | HONOLULU | HI |  | 21.2717 | -157.774 | [5 empty] | NAICS/SIC Not Provided | NAICS/SIC Not Provided | Waste handling, treatment, and disposal - Remediation or Monitoring | 1 | 6.7441 | HI0021890 | Waialae Nui Gulch | 2.01E+11 | Likely groundwater remediation |  |  |  | 2023 | 2.01E+13 | MAUNALUA BAY |  |  |  | NPDES | [26 empty] | Flow Lookup Failed |  | Flow Lookup Failed |  | Flow Lookup Failed | No.DMR.data | 365 | 0.018477 | 0 | 0 |  | 3 | 4 | 0 | 0 | 39 | 1 | 0 | 0 | 0.788 | 32 | 0 | 0 |  |  | DMR | [16 empty] | 0.32115 | [5 empty] | TBD | No data
2020 | US MARINE CORPS BASE HAWAII | 110041973460 | HI0110078 | M C B H KANEOHE BAY | HONOLULU | HI |  | 21.4386 | -157.7585 |  | 4952 | Sewerage Systems | 221320 | Sewage Treatment Facilities | IS4 | Utilities | Waste handling, treatment, and disposal - POTW | 1 | 0.99055 | HI0110078 | Heeia Stream-Kaneohe Stream | 2.01E+11 | NAICS/SIC indication |  |  |  | 2023 | 2.01E+13 | PACIFIC OCEAN | 2 | 1.12 | 2.4126 | NPDES | 1.12 | 1.7329 | [22 empty] | 4.2397 | 4.2397 | Flow Lookup Failed | 4.2397 | Flow Lookup Failed | 4.2397 | Flow Lookup Failed | PlantFlowUsed | 365 | 0.0027138 | 0.64011 | 0.64011 | 0.64011 | 3 | 4 | 0 | 0 | 39 | 1 | 0 | 0 | 0.788 | 32 | 0 | 0 | 0.00081232 | 0.00021337 | DMR | [16 empty] | 0.047169 | 11.1257 | 11.1257 | 11.1257 | 0.014119 | 0.0037086 | NO | PlantFlow
2021 | US MARINE CORPS BASE HAWAII | 110041973460 | HI0110078 | M C B H KANEOHE BAY | HONOLULU | HI |  | 21.4386 | -157.7585 |  | 4952 | Sewerage Systems | 221320 | Sewage Treatment Facilities | IS4 | Utilities | Waste handling, treatment, and disposal - POTW | 1 | 1.7476 | HI0110078 | Heeia Stream-Kaneohe Stream | 2.01E+11 | NAICS/SIC indication |  |  |  | 2023 | 2.01E+13 | PACIFIC OCEAN | 2 | 1.12 | 2.4126 | NPDES | 1.12 | 1.7329 | [22 empty] | 4.2397 | 4.2397 | Flow Lookup Failed | 4.2397 | Flow Lookup Failed | 4.2397 | Flow Lookup Failed | PlantFlowUsed | 365 | 0.004788 | 1.1293 | 1.1293 | 1.1293 | 3 | 4 | 0 | 0 | 39 | 1 | 0 | 0 | 0.788 | 32 | 0 | 0 | 0.0014332 | 0.00037645 | DMR | [16 empty] | 0.08322 | 19.629 | 19.629 | 19.629 | 0.02491 | 0.006543 | NO | PlantFlow
2022 | US MARINE CORPS BASE HAWAII | 110041973460 | HI0110078 | M C B H KANEOHE BAY | HONOLULU | HI |  | 21.4386 | -157.7585 |  | 4952 | Sewerage Systems | 221320 | Sewage Treatment Facilities | IS4 | Utilities | Waste handling, treatment, and disposal - POTW | 1 | 1.2924 | HI0110078 | Heeia Stream-Kaneohe Stream | 2.01E+11 | NAICS/SIC indication |  |  |  | 2023 | 2.01E+13 | PACIFIC OCEAN | 2 | 1.12 | 2.4126 | NPDES | 1.12 | 1.7329 | [22 empty] | 4.2397 | 4.2397 | Flow Lookup Failed | 4.2397 | Flow Lookup Failed | 4.2397 | Flow Lookup Failed | PlantFlowUsed | 365 | 0.0035409 | 0.83518 | 0.83518 | 0.83518 | 3 | 4 | 0 | 0 | 39 | 1 | 0 | 0 | 0.788 | 32 | 0 | 0 | 0.0010599 | 0.00027839 | DMR | [16 empty] | 0.061544 | 14.5162 | 14.5162 | 14.5162 | 0.018422 | 0.0048387 | NO | PlantFlow
2023 | US MARINE CORPS BASE HAWAII | 110041973460 | HI0110078 | M C B H KANEOHE BAY | HONOLULU | HI |  | 21.4386 | -157.7585 |  | 4952 | Sewerage Systems | 221320 | Sewage Treatment Facilities | IS4 | Utilities | Waste handling, treatment, and disposal - POTW | 1 | 1.6523 | HI0110078 | Heeia Stream-Kaneohe Stream | 2.01E+11 | NAICS/SIC indication |  |  |  | 2023 | 2.01E+13 | PACIFIC OCEAN | 2 | 1.12 | 2.4126 | NPDES | 1.12 | 1.7329 | [22 empty] | 4.2397 | 4.2397 | Flow Lookup Failed | 4.2397 | Flow Lookup Failed | 4.2397 | Flow Lookup Failed | PlantFlowUsed | 365 | 0.0045269 | 1.0677 | 1.0677 | 1.0677 | 3 | 4 | 0 | 0 | 39 | 1 | 0 | 0 | 0.788 | 32 | 0 | 0 | 0.001355 | 0.00035591 | DMR | [16 empty] | 0.078681 | 18.5584 | 18.5584 | 18.5584 | 0.023551 | 0.0061861 | NO | PlantFlow
2020 | NAVY PUBLIC WORKS CENTER | 110022302417 | HI0110086 | PEARL HARBOR | HONOLULU | HI |  | 21.3485 | -157.9441 |  | 4952 | Sewerage Systems | 221320 | Sewage Treatment Facilities | IS4 | Utilities | Waste handling, treatment, and disposal - POTW | 1 | 3.8683 | HI0110086 | Halawa Stream-Waimalu Stream | 2.01E+11 | NAICS/SIC indication |  |  |  | 2023 | 2.01E+13 | PACIFIC OCEAN | 13 | 4.9 | 5.1333 | NPDES | 4.9 | 7.5814 | [22 empty] | 18.5485 | 18.5485 | Flow Lookup Failed | 18.5485 | Flow Lookup Failed | 18.5485 | Flow Lookup Failed | PlantFlowUsed | 365 | 0.010598 | 0.57137 | 0.57137 | 0.57137 | 3 | 4 | 0 | 0 | 39 | 1 | 0 | 0 | 0.788 | 32 | 0 | 0 | 0.00072508 | 0.00019046 | DMR | [16 empty] | 0.1842 | 9.9309 | 9.9309 | 9.9309 | 0.012603 | 0.0033103 | NO | PlantFlow
2019 | EQUISTAR CHEMICALS LP TUSCOLA PLANT | 110000746211 | IL0000141 | TUSCOLA | DOUGLAS | IL |  | 39.7958 | -88.3479 |  | 2869 | Industrial Organic Chemicals, Nec | 325998 | All Other Miscellaneous Chemical Product and Preparation Manufacturing | IS34 | All Other Chemical Product and Preparation Manufacturing | Waste handling, treatment, and disposal - Remediation or Monitoring | 1 | 13.6711 | IL0000141 | Town of Ficklin-Kaskaskia River | 071402010206 | Ethanol Production Ceased in 2021 |  |  |  | 2023 | 07140200000000 | KASKASKIA RIVER |  | 0.015 | 0.27627 | NPDES | 0.015 | 0.023208 | 13771418 |  | 1 | 0.182 | 0.215 | 0.272 | 11.292 | 0.631 | 0.175 | 0.08 | 0.04 | 0.021 | 0.041 | 0.037 | 1.06 | 0.184 | QE_08 | 0.021 | 0.051345 | 0.024643 | 0.44499 | 0.10308 | 0.056744 | 0.056744 | Plant Flow | 0.10308 | HM Flow | 0.056744 | Plant Flow |  | 365 | 0.037455 | 660.0654 | 660.0654 | 363.3509 | 3 | 4 | 0 | 0 | 39 | 1 | 0 | 0 | 0.788 | 32 | 0 | 0 | 0.83765 | 0.22002 | DMR | [16 empty] | 0.651 | 11472.5653 | 11472.5653 | 6315.3841 | 14.5591 | 3.8242 | YES | NHDPlus
2020 | EQUISTAR CHEMICALS LP TUSCOLA PLANT | 110000746211 | IL0000141 | TUSCOLA | DOUGLAS | IL |  | 39.7958 | -88.3479 |  | 2869 | Industrial Organic Chemicals, Nec | 325998 | All Other Miscellaneous Chemical Product and Preparation Manufacturing | IS34 | All Other Chemical Product and Preparation Manufacturing | Waste handling, treatment, and disposal - Remediation or Monitoring | 1 | 28.0687 | IL0000141 | Town of Ficklin-Kaskaskia River | 071402010206 | Ethanol Production Ceased in 2021 |  |  |  | 2023 | 07140200000000 | KASKASKIA RIVER |  | 0.015 | 0.27627 | NPDES | 0.015 | 0.023208 | 13771418 |  | 1 | 0.182 | 0.215 | 0.272 | 11.292 | 0.631 | 0.175 | 0.08 | 0.04 | 0.021 | 0.041 | 0.037 | 1.06 | 0.184 | QE_08 | 0.021 | 0.051345 | 0.024643 | 0.44499 | 0.10308 | 0.056744 | 0.056744 | Plant Flow | 0.10308 | HM Flow | 0.056744 | Plant Flow |  | 365 | 0.076901 | 1355.2112 | 1355.2112 | 746.0127 | 3 | 4 | 0 | 0 | 39 | 1 | 0 | 0 | 0.788 | 32 | 0 | 0 | 1.7198 | 0.45174 | DMR | [16 empty] | 1.3366 | 23554.8614 | 23554.8614 | 12966.4111 | 29.892 | 7.8516 | YES | NHDPlus
2021 | EQUISTAR CHEMICALS LP TUSCOLA PLANT | 110000746211 | IL0000141 | TUSCOLA | DOUGLAS | IL |  | 39.7958 | -88.3479 |  | 2869 | Industrial Organic Chemicals, Nec | 325998 | All Other Miscellaneous Chemical Product and Preparation Manufacturing | IS34 | All Other Chemical Product and Preparation Manufacturing | Waste handling, treatment, and disposal - Remediation or Monitoring | 1 | 20.3483 | IL0000141 | Town of Ficklin-Kaskaskia River | 071402010206 | Ethanol Production Ceased in 2021 |  |  |  | 2023 | 07140200000000 | KASKASKIA RIVER |  | 0.015 | 0.27627 | NPDES | 0.015 | 0.023208 | 13771418 |  | 1 | 0.182 | 0.215 | 0.272 | 11.292 | 0.631 | 0.175 | 0.08 | 0.04 | 0.021 | 0.041 | 0.037 | 1.06 | 0.184 | QE_08 | 0.021 | 0.051345 | 0.024643 | 0.44499 | 0.10308 | 0.056744 | 0.056744 | Plant Flow | 0.10308 | HM Flow | 0.056744 | Plant Flow |  | 365 | 0.055749 | 982.4535 | 982.4535 | 540.8181 | 3 | 4 | 0 | 0 | 39 | 1 | 0 | 0 | 0.788 | 32 | 0 | 0 | 1.2468 | 0.32748 | DMR | [16 empty] | 0.96897 | 17075.9777 | 17075.9777 | 9399.9342 | 21.67 | 5.692 | YES | NHDPlus
2022 | EQUISTAR CHEMICALS LP TUSCOLA PLANT | 110000746211 | IL0000141 | TUSCOLA | DOUGLAS | IL |  | 39.7958 | -88.3479 |  | 2869 | Industrial Organic Chemicals, Nec | 325998 | All Other Miscellaneous Chemical Product and Preparation Manufacturing | IS34 | All Other Chemical Product and Preparation Manufacturing | Waste handling, treatment, and disposal - Remediation or Monitoring | 1 | 18.0969 | IL0000141 | Town of Ficklin-Kaskaskia River | 071402010206 | Ethanol Production Ceased in 2021 |  |  |  | 2023 | 07140200000000 | KASKASKIA RIVER |  | 0.015 | 0.27627 | NPDES | 0.015 | 0.023208 | 13771418 |  | 1 | 0.182 | 0.215 | 0.272 | 11.292 | 0.631 | 0.175 | 0.08 | 0.04 | 0.021 | 0.041 | 0.037 | 1.06 | 0.184 | QE_08 | 0.021 | 0.051345 | 0.024643 | 0.44499 | 0.10308 | 0.056744 | 0.056744 | Plant Flow | 0.10308 | HM Flow | 0.056744 | Plant Flow |  | 365 | 0.049581 | 873.7523 | 873.7523 | 480.9806 | 3 | 4 | 0 | 0 | 39 | 1 | 0 | 0 | 0.788 | 32 | 0 | 0 | 1.1088 | 0.29125 | DMR | [16 empty] | 0.86176 | 15186.6476 | 15186.6476 | 8359.9013 | 19.2724 | 5.0622 | YES | NHDPlus
2019 | STEPAN CO | 110000432504 | IL0002453 | ELWOOD | WILL | IL |  | 41.4417 | -88.1597 |  | 2843 | Surface Active Agents | 325613 | Surface Active Agent Manufacturing | IS29 | Soap, Cleaning Compound, and Toilet Preparation Manufacturing | Waste handling, treatment, and disposal - Remediation or Monitoring | 1 | 0.5793 | IL0002453 | Des Plaines River | 071200040905 | 2022 TRI indicates use of Chloroacetic acid and benzyl chloride as a reactant |  |  |  | 2023 | 07120000000000 | CEDAR CREEK, CEDAR CREEK; DES PLAINES RIVER |  | 0.88 | 0.96675 | NPDES | 0.88 | 1.3616 | 14787967 | Cedar Creek | 2 | 16.563 | 15.345 | 20.17 | 143.428 | 52.01 | 25.684 | 14.811 | 9.553 | 4.953 | 5.483 | 5.165 | 29.772 | 17.355 | QE_08 | 4.953 | 12.11 | 7.0447 | 40.4963 | 19.7527 | 3.329 | 12.11 | 30Q5 Flow | 19.7527 | HM Flow | 7.0447 | 7Q10 Flow |  | 365 | 0.0015871 | 0.22529 | 0.13106 | 0.08035 | 3 | 4 | 0 | 0 | 39 | 1 | 0 | 0 | 0.788 | 32 | 0 | 0 | 0.00028591 | 7.5098e-05 | DMR | [16 empty] | 0.027586 | 3.9158 | 2.2779 | 1.3966 | 0.0049693 | 0.0013053 | NO | NHDPlus
2020 | STEPAN CO | 110000432504 | IL0002453 | ELWOOD | WILL | IL |  | 41.4417 | -88.1597 |  | 2843 | Surface Active Agents | 325613 | Surface Active Agent Manufacturing | IS29 | Soap, Cleaning Compound, and Toilet Preparation Manufacturing | Waste handling, treatment, and disposal - Remediation or Monitoring | 1 | 0.5793 | IL0002453 | Des Plaines River | 071200040905 | 2022 TRI indicates use of Chloroacetic acid and benzyl chloride as a reactant |  |  |  | 2023 | 07120000000000 | CEDAR CREEK, CEDAR CREEK; DES PLAINES RIVER |  | 0.88 | 0.96675 | NPDES | 0.88 | 1.3616 | 14787967 | Cedar Creek | 2 | 16.563 | 15.345 | 20.17 | 143.428 | 52.01 | 25.684 | 14.811 | 9.553 | 4.953 | 5.483 | 5.165 | 29.772 | 17.355 | QE_08 | 4.953 | 12.11 | 7.0447 | 40.4963 | 19.7527 | 3.329 | 12.11 | 30Q5 Flow | 19.7527 | HM Flow | 7.0447 | 7Q10 Flow |  | 365 | 0.0015871 | 0.22529 | 0.13106 | 0.08035 | 3 | 4 | 0 | 0 | 39 | 1 | 0 | 0 | 0.788 | 32 | 0 | 0 | 0.00028591 | 7.5098e-05 | DMR | [16 empty] | 0.027586 | 3.9158 | 2.2779 | 1.3966 | 0.0049693 | 0.0013053 | NO | NHDPlus
2021 | STEPAN CO | 110000432504 | IL0002453 | ELWOOD | WILL | IL |  | 41.4417 | -88.1597 |  | 2843 | Surface Active Agents | 325613 | Surface Active Agent Manufacturing | IS29 | Soap, Cleaning Compound, and Toilet Preparation Manufacturing | Waste handling, treatment, and disposal - Remediation or Monitoring | 1 | 0.33006 | IL0002453 | Des Plaines River | 071200040905 | 2022 TRI indicates use of Chloroacetic acid and benzyl chloride as a reactant |  |  |  | 2023 | 07120000000000 | CEDAR CREEK, CEDAR CREEK; DES PLAINES RIVER |  | 0.88 | 0.96675 | NPDES | 0.88 | 1.3616 | 14787967 | Cedar Creek | 2 | 16.563 | 15.345 | 20.17 | 143.428 | 52.01 | 25.684 | 14.811 | 9.553 | 4.953 | 5.483 | 5.165 | 29.772 | 17.355 | QE_08 | 4.953 | 12.11 | 7.0447 | 40.4963 | 19.7527 | 3.329 | 12.11 | 30Q5 Flow | 19.7527 | HM Flow | 7.0447 | 7Q10 Flow |  | 365 | 0.00090427 | 0.12836 | 0.074671 | 0.045779 | 3 | 4 | 0 | 0 | 39 | 1 | 0 | 0 | 0.788 | 32 | 0 | 0 | 0.00016289 | 4.2787e-05 | DMR | [16 empty] | 0.015717 | 2.231 | 1.2979 | 0.79569 | 0.0028313 | 0.00074368 | NO | NHDPlus
2022 | STEPAN CO | 110000432504 | IL0002453 | ELWOOD | WILL | IL |  | 41.4417 | -88.1597 |  | 2843 | Surface Active Agents | 325613 | Surface Active Agent Manufacturing | IS29 | Soap, Cleaning Compound, and Toilet Preparation Manufacturing | Waste handling, treatment, and disposal - Remediation or Monitoring | 1 | 0.41496 | IL0002453 | Des Plaines River | 071200040905 | 2022 TRI indicates use of Chloroacetic acid and benzyl chloride as a reactant |  |  |  | 2023 | 07120000000000 | CEDAR CREEK, CEDAR CREEK; DES PLAINES RIVER |  | 0.88 | 0.96675 | NPDES | 0.88 | 1.3616 | 14787967 | Cedar Creek | 2 | 16.563 | 15.345 | 20.17 | 143.428 | 52.01 | 25.684 | 14.811 | 9.553 | 4.953 | 5.483 | 5.165 | 29.772 | 17.355 | QE_08 | 4.953 | 12.11 | 7.0447 | 40.4963 | 19.7527 | 3.329 | 12.11 | 30Q5 Flow | 19.7527 | HM Flow | 7.0447 | 7Q10 Flow |  | 365 | 0.0011369 | 0.16138 | 0.093878 | 0.057555 | 3 | 4 | 0 | 0 | 39 | 1 | 0 | 0 | 0.788 | 32 | 0 | 0 | 0.00020479 | 5.3793e-05 | DMR | [16 empty] | 0.01976 | 2.8049 | 1.6317 | 1.0004 | 0.0035595 | 0.00093497 | NO | NHDPlus
2023 | STEPAN CO | 110000432504 | IL0002453 | ELWOOD | WILL | IL |  | 41.4417 | -88.1597 |  | 2843 | Surface Active Agents | 325613 | Surface Active Agent Manufacturing | IS29 | Soap, Cleaning Compound, and Toilet Preparation Manufacturing | Waste handling, treatment, and disposal - Remediation or Monitoring | 1 | 0.49713 | IL0002453 | Des Plaines River | 071200040905 | 2022 TRI indicates use of Chloroacetic acid and benzyl chloride as a reactant |  |  |  | 2023 | 07120000000000 | CEDAR CREEK, CEDAR CREEK; DES PLAINES RIVER |  | 0.88 | 0.96675 | NPDES | 0.88 | 1.3616 | 14787967 | Cedar Creek | 2 | 16.563 | 15.345 | 20.17 | 143.428 | 52.01 | 25.684 | 14.811 | 9.553 | 4.953 | 5.483 | 5.165 | 29.772 | 17.355 | QE_08 | 4.953 | 12.11 | 7.0447 | 40.4963 | 19.7527 | 3.329 | 12.11 | 30Q5 Flow | 19.7527 | HM Flow | 7.0447 | 7Q10 Flow |  | 365 | 0.001362 | 0.19334 | 0.11247 | 0.068953 | 3 | 4 | 0 | 0 | 39 | 1 | 0 | 0 | 0.788 | 32 | 0 | 0 | 0.00024535 | 6.4445e-05 | DMR | [16 empty] | 0.023673 | 3.3604 | 1.9548 | 1.1985 | 0.0042644 | 0.0011201 | NO | NHDPlus
2020 | WOODWARD INC | 110005812371 | IL0002976 | ROCKFORD | WINNEBAGO | IL |  | 42.3042 | -89.0555 |  | 3728 | Aircraft Parts and Auxiliary Equipment, NEC (research and development not producing prototypes) | 541713 | Research and Development in Nanotechnology | IS47 | Services | Waste handling, treatment, and disposal - Remediation or Monitoring | 1 | 0.014643 | IL0002976 | Spring Creek-Rock Creek | 070900050107 | Possibly Cleaner/Degreaser, but no evidence of t-DCE use | IL0002976 |  |  | 2023 | 07090010000000 | UNNAMED TRIBUTARY TO THE ROCK RIVER |  | 1.3 | 0.33145 | NPDES | 1.3 | 2.0114 | 10602584 |  | 1 | 1.375 | 0.593 | 0.94 | 29.411 | 5.929 | 2.123 | 1.153 | 0.612 | 0.344 | 0.483 | 0.401 | 6.665 | 1.011 | QE_08 | 0.344 | 0.84108 | 0.44543 | 3.3619 | 1.3259 | 4.9178 | 4.9178 | Plant Flow | 4.9178 | Plant Flow | 4.9178 | Plant Flow |  | 365 | 4.0119e-05 | 0.0081578 | 0.0081578 | 0.0081578 | 3 | 4 | 0 | 0 | 39 | 1 | 0 | 0 | 0.788 | 32 | 0 | 0 | 1.0353e-05 | 2.7193e-06 | DMR | [16 empty] | 0.00069731 | 0.14179 | 0.14179 | 0.14179 | 0.00017994 | 4.7264e-05 | NO | PlantFlow
2021 | WOODWARD INC | 110005812371 | IL0002976 | ROCKFORD | WINNEBAGO | IL |  | 42.3042 | -89.0555 |  | 3728 | Aircraft Parts and Auxiliary Equipment, NEC (research and development not producing prototypes) | 541713 | Research and Development in Nanotechnology | IS47 | Services | Waste handling, treatment, and disposal - Remediation or Monitoring | 1 | 0.022071 | IL0002976 | Spring Creek-Rock Creek | 070900050107 | Possibly Cleaner/Degreaser, but no evidence of t-DCE use | IL0002976 |  |  | 2023 | 07090010000000 | UNNAMED TRIBUTARY TO THE ROCK RIVER |  | 1.3 | 0.33145 | NPDES | 1.3 | 2.0114 | 10602584 |  | 1 | 1.375 | 0.593 | 0.94 | 29.411 | 5.929 | 2.123 | 1.153 | 0.612 | 0.344 | 0.483 | 0.401 | 6.665 | 1.011 | QE_08 | 0.344 | 0.84108 | 0.44543 | 3.3619 | 1.3259 | 4.9178 | 4.9178 | Plant Flow | 4.9178 | Plant Flow | 4.9178 | Plant Flow |  | 365 | 6.0468e-05 | 0.012296 | 0.012296 | 0.012296 | 3 | 4 | 0 | 0 | 39 | 1 | 0 | 0 | 0.788 | 32 | 0 | 0 | 1.5604e-05 | 4.0985e-06 | DMR | [16 empty] | 0.001051 | 0.21371 | 0.21371 | 0.21371 | 0.0002712 | 7.1236e-05 | NO | PlantFlow
2022 | WOODWARD INC | 110005812371 | IL0002976 | ROCKFORD | WINNEBAGO | IL |  | 42.3042 | -89.0555 |  | 3728 | Aircraft Parts and Auxiliary Equipment, NEC (research and development not producing prototypes) | 541713 | Research and Development in Nanotechnology | IS47 | Services | Waste handling, treatment, and disposal - Remediation or Monitoring | 1 | 0.015031 | IL0002976 | Spring Creek-Rock Creek | 070900050107 | Possibly Cleaner/Degreaser, but no evidence of t-DCE use | IL0002976 |  |  | 2023 | 07090010000000 | UNNAMED TRIBUTARY TO THE ROCK RIVER |  | 1.3 | 0.33145 | NPDES | 1.3 | 2.0114 | 10602584 |  | 1 | 1.375 | 0.593 | 0.94 | 29.411 | 5.929 | 2.123 | 1.153 | 0.612 | 0.344 | 0.483 | 0.401 | 6.665 | 1.011 | QE_08 | 0.344 | 0.84108 | 0.44543 | 3.3619 | 1.3259 | 4.9178 | 4.9178 | Plant Flow | 4.9178 | Plant Flow | 4.9178 | Plant Flow |  | 365 | 4.118e-05 | 0.0083735 | 0.0083735 | 0.0083735 | 3 | 4 | 0 | 0 | 39 | 1 | 0 | 0 | 0.788 | 32 | 0 | 0 | 1.0626e-05 | 2.7912e-06 | DMR | [16 empty] | 0.00071574 | 0.14554 | 0.14554 | 0.14554 | 0.0001847 | 4.8513e-05 | NO | PlantFlow
2023 | WOODWARD INC | 110005812371 | IL0002976 | ROCKFORD | WINNEBAGO | IL |  | 42.3042 | -89.0555 |  | 3728 | Aircraft Parts and Auxiliary Equipment, NEC (research and development not producing prototypes) | 541713 | Research and Development in Nanotechnology | IS47 | Services | Waste handling, treatment, and disposal - Remediation or Monitoring | 1 | 0.014362 | IL0002976 | Spring Creek-Rock Creek | 070900050107 | Possibly Cleaner/Degreaser, but no evidence of t-DCE use | IL0002976 |  |  | 2023 | 07090010000000 | UNNAMED TRIBUTARY TO THE ROCK RIVER |  | 1.3 | 0.33145 | NPDES | 1.3 | 2.0114 | 10602584 |  | 1 | 1.375 | 0.593 | 0.94 | 29.411 | 5.929 | 2.123 | 1.153 | 0.612 | 0.344 | 0.483 | 0.401 | 6.665 | 1.011 | QE_08 | 0.344 | 0.84108 | 0.44543 | 3.3619 | 1.3259 | 4.9178 | 4.9178 | Plant Flow | 4.9178 | Plant Flow | 4.9178 | Plant Flow |  | 365 | 3.9347e-05 | 0.0080009 | 0.0080009 | 0.0080009 | 3 | 4 | 0 | 0 | 39 | 1 | 0 | 0 | 0.788 | 32 | 0 | 0 | 1.0153e-05 | 2.667e-06 | DMR | [16 empty] | 0.0006839 | 0.13906 | 0.13906 | 0.13906 | 0.00017648 | 4.6355e-05 | NO | PlantFlow
2019 | IMTT-ILLINOIS LLC | 110018199377 | IL0005126 | LEMONT | COOK | IL |  | 41.6928 | -87.9511 |  | 4226 | Special Warehousing and Storage, Nec | 493190 | Other Warehousing and Storage | IS46 | Wholesale and Retail Trade | Waste handling, treatment, and disposal - Remediation or Monitoring | 1 | 0.58896 | IL0005126 | Maple Lake-Chicago Sanitary and Ship Canal | 071200040705 | Probably just monitoring | IL0005126 | ILG870417 | ILG103034 | 2023 | 07120000000000 | CALUMET SAG CHANNEL, ILLINOIS AND MICHIGAN CANAL |  |  | 0.107 | NPDES | 0.107 | 0.16555 | 14786259 | Calumet Sag Channel | 4 | 479.912 | 523.374 | 537.553 | 435.991 | 708.902 | 613.507 | 564.159 | 425.429 | 363.458 | 335.501 | 267.52 | 328.069 | 500.213 | QE_10 | 267.52 | 654.0831 | 437.861 | 1173.379 | 948.7665 | 0.40478 | 654.0831 | 30Q5 Flow | 948.7665 | HM Flow | 437.861 | 7Q10 Flow |  | 365 | 0.0016136 | 0.0036852 | 0.002467 | 0.0017007 | 3 | 4 | 0 | 0 | 39 | 1 | 0 | 0 | 0.788 | 32 | 0 | 0 | 4.6766e-06 | 1.2284e-06 | DMR | [16 empty] | 0.028046 | 0.064052 | 0.042878 | 0.02956 | 8.1284e-05 | 2.1351e-05 | NO | NHDPlus
2019 | NOURYON SURFACE CHEMISTRY LLC | 110000547196 | IL0026069 | MORRIS | GRUNDY COUNTY | IL |  | 41.4057 | -88.3352 |  | 2869 | Industrial Organic Chemicals, Nec | 325998 | All Other Miscellaneous Chemical Product and Preparation Manufacturing | IS34 | All Other Chemical Product and Preparation Manufacturing | Waste handling, treatment, and disposal - Remediation or Monitoring | 1 | 0.058121 | IL0026069 | Walley Run-Aux Sable Creek | 071200050106 | 2022 TRI reports chloromethane used as a reactant |  |  |  | 2023 | 07120010000000 | AUX SABLE CREEK |  | 0.299 | 0.066388 | NPDES | 0.299 | 0.46262 | 14779302 |  | 1 | 2.322 | 2.022 | 2.406 | 49.032 | 8.706 | 3.55 | 1.847 | 1.001 | 0.521 | 0.707 | 0.715 | 6.304 | 2.305 | QE_08 | 0.521 | 1.2738 | 0.68455 | 5.6773 | 2.1535 | 1.1311 | 1.2738 | 30Q5 Flow | 2.1535 | HM Flow | 1.1311 | Plant Flow |  | 365 | 0.00015924 | 0.14078 | 0.125 | 0.073942 | 3 | 4 | 0 | 0 | 39 | 1 | 0 | 0 | 0.788 | 32 | 0 | 0 | 0.00017865 | 4.6926e-05 | DMR | [16 empty] | 0.0027677 | 2.4469 | 2.1727 | 1.2852 | 0.0031052 | 0.00081562 | NO | NHDPlus
2020 | NOURYON SURFACE CHEMISTRY LLC | 110000547196 | IL0026069 | MORRIS | GRUNDY COUNTY | IL |  | 41.4057 | -88.3352 |  | 2869 | Industrial Organic Chemicals, Nec | 325998 | All Other Miscellaneous Chemical Product and Preparation Manufacturing | IS34 | All Other Chemical Product and Preparation Manufacturing | Waste handling, treatment, and disposal - Remediation or Monitoring | 1 | 0.062107 | IL0026069 | Walley Run-Aux Sable Creek | 071200050106 | 2022 TRI reports chloromethane used as a reactant |  |  |  | 2023 | 07120010000000 | AUX SABLE CREEK |  | 0.299 | 0.066388 | NPDES | 0.299 | 0.46262 | 14779302 |  | 1 | 2.322 | 2.022 | 2.406 | 49.032 | 8.706 | 3.55 | 1.847 | 1.001 | 0.521 | 0.707 | 0.715 | 6.304 | 2.305 | QE_08 | 0.521 | 1.2738 | 0.68455 | 5.6773 | 2.1535 | 1.1311 | 1.2738 | 30Q5 Flow | 2.1535 | HM Flow | 1.1311 | Plant Flow |  | 365 | 0.00017016 | 0.15043 | 0.13358 | 0.079013 | 3 | 4 | 0 | 0 | 39 | 1 | 0 | 0 | 0.788 | 32 | 0 | 0 | 0.00019091 | 5.0145e-05 | DMR | [16 empty] | 0.0029575 | 2.6147 | 2.3217 | 1.3733 | 0.0033181 | 0.00087156 | NO | NHDPlus
2021 | NOURYON SURFACE CHEMISTRY LLC | 110000547196 | IL0026069 | MORRIS | GRUNDY COUNTY | IL |  | 41.4057 | -88.3352 |  | 2869 | Industrial Organic Chemicals, Nec | 325998 | All Other Miscellaneous Chemical Product and Preparation Manufacturing | IS34 | All Other Chemical Product and Preparation Manufacturing | Waste handling, treatment, and disposal - Remediation or Monitoring | 1 | 0.09662 | IL0026069 | Walley Run-Aux Sable Creek | 071200050106 | 2022 TRI reports chloromethane used as a reactant |  |  |  | 2023 | 07120010000000 | AUX SABLE CREEK |  | 0.299 | 0.066388 | NPDES | 0.299 | 0.46262 | 14779302 |  | 1 | 2.322 | 2.022 | 2.406 | 49.032 | 8.706 | 3.55 | 1.847 | 1.001 | 0.521 | 0.707 | 0.715 | 6.304 | 2.305 | QE_08 | 0.521 | 1.2738 | 0.68455 | 5.6773 | 2.1535 | 1.1311 | 1.2738 | 30Q5 Flow | 2.1535 | HM Flow | 1.1311 | Plant Flow |  | 365 | 0.00026471 | 0.23403 | 0.20781 | 0.12292 | 3 | 4 | 0 | 0 | 39 | 1 | 0 | 0 | 0.788 | 32 | 0 | 0 | 0.00029699 | 7.801e-05 | DMR | [16 empty] | 0.004601 | 4.0677 | 3.6119 | 2.1365 | 0.005162 | 0.0013559 | NO | NHDPlus
2022 | NOURYON SURFACE CHEMISTRY LLC | 110000547196 | IL0026069 | MORRIS | GRUNDY COUNTY | IL |  | 41.4057 | -88.3352 |  | 2869 | Industrial Organic Chemicals, Nec | 325998 | All Other Miscellaneous Chemical Product and Preparation Manufacturing | IS34 | All Other Chemical Product and Preparation Manufacturing | Waste handling, treatment, and disposal - Remediation or Monitoring | 1 | 0.066829 | IL0026069 | Walley Run-Aux Sable Creek | 071200050106 | 2022 TRI reports chloromethane used as a reactant |  |  |  | 2023 | 07120010000000 | AUX SABLE CREEK |  | 0.299 | 0.066388 | NPDES | 0.299 | 0.46262 | 14779302 |  | 1 | 2.322 | 2.022 | 2.406 | 49.032 | 8.706 | 3.55 | 1.847 | 1.001 | 0.521 | 0.707 | 0.715 | 6.304 | 2.305 | QE_08 | 0.521 | 1.2738 | 0.68455 | 5.6773 | 2.1535 | 1.1311 | 1.2738 | 30Q5 Flow | 2.1535 | HM Flow | 1.1311 | Plant Flow |  | 365 | 0.00018309 | 0.16187 | 0.14373 | 0.08502 | 3 | 4 | 0 | 0 | 39 | 1 | 0 | 0 | 0.788 | 32 | 0 | 0 | 0.00020542 | 5.3957e-05 | DMR | [16 empty] | 0.0031823 | 2.8135 | 2.4982 | 1.4777 | 0.0035704 | 0.00093782 | NO | NHDPlus
2023 | NOURYON SURFACE CHEMISTRY LLC | 110000547196 | IL0026069 | MORRIS | GRUNDY COUNTY | IL |  | 41.4057 | -88.3352 |  | 2869 | Industrial Organic Chemicals, Nec | 325998 | All Other Miscellaneous Chemical Product and Preparation Manufacturing | IS34 | All Other Chemical Product and Preparation Manufacturing | Waste handling, treatment, and disposal - Remediation or Monitoring | 1 | 0.04451 | IL0026069 | Walley Run-Aux Sable Creek | 071200050106 | 2022 TRI reports chloromethane used as a reactant |  |  |  | 2023 | 07120010000000 | AUX SABLE CREEK |  | 0.299 | 0.066388 | NPDES | 0.299 | 0.46262 | 14779302 |  | 1 | 2.322 | 2.022 | 2.406 | 49.032 | 8.706 | 3.55 | 1.847 | 1.001 | 0.521 | 0.707 | 0.715 | 6.304 | 2.305 | QE_08 | 0.521 | 1.2738 | 0.68455 | 5.6773 | 2.1535 | 1.1311 | 1.2738 | 30Q5 Flow | 2.1535 | HM Flow | 1.1311 | Plant Flow |  | 365 | 0.00012195 | 0.10781 | 0.095731 | 0.056626 | 3 | 4 | 0 | 0 | 39 | 1 | 0 | 0 | 0.788 | 32 | 0 | 0 | 0.00013682 | 3.5937e-05 | DMR | [16 empty] | 0.0021195 | 1.8739 | 1.6639 | 0.98421 | 0.002378 | 0.00062462 | NO | NHDPlus
2019 | INTERMATIC INC | 110041049950 | IL0059145 | SPRING GROVE | MCHENRY | IL |  | 42.438 | -88.2534 |  | 3873 | Watches, Clocks, Watchcases, and Parts | 334519 | Other Measuring and Controlling Device Manufacturing | IS41 | Computer and Electronic Product Manufacturing | Waste handling, treatment, and disposal - Remediation or Monitoring | 1 | 84.4812 | IL0059145 | Nippersink Creek | 071200060907 | Probably has parts in need of Degreasing/Cleaning but unknown if t-DCE is used |  |  |  | 2023 | 07120010000000 | NIPPERSINK CREEK |  | 0.0076 | 0 | NPDES | 0.0076 | 0.011759 | 14770726 | Nippersink Creek | 5 | 166.165 | 203.216 | 190.329 | 369.609 | 456.161 | 280.56 | 193.281 | 139.371 | 83.44 | 82.782 | 64.377 | 182.688 | 162.492 | QE_10 | 64.377 | 157.401 | 100.2155 | 406.2714 | 254.5562 | 0.02875 | 157.401 | 30Q5 Flow | 254.5562 | HM Flow | 100.2155 | 7Q10 Flow |  | 365 | 0.23146 | 2.3096 | 1.4705 | 0.90925 | 3 | 4 | 0 | 0 | 39 | 1 | 0 | 0 | 0.788 | 32 | 0 | 0 | 0.0029309 | 0.00076986 | DMR | [16 empty] | 4.0229 | 40.1426 | 25.5584 | 15.8036 | 0.050942 | 0.013381 | NO | NHDPlus
2020 | INTERMATIC INC | 110041049950 | IL0059145 | SPRING GROVE | MCHENRY | IL |  | 42.438 | -88.2534 |  | 3873 | Watches, Clocks, Watchcases, and Parts | 334519 | Other Measuring and Controlling Device Manufacturing | IS41 | Computer and Electronic Product Manufacturing | Waste handling, treatment, and disposal - Remediation or Monitoring | 1 | 27.956 | IL0059145 | Nippersink Creek | 071200060907 | Probably has parts in need of Degreasing/Cleaning but unknown if t-DCE is used |  |  |  | 2023 | 07120010000000 | NIPPERSINK CREEK |  | 0.0076 | 0 | NPDES | 0.0076 | 0.011759 | 14770726 | Nippersink Creek | 5 | 166.165 | 203.216 | 190.329 | 369.609 | 456.161 | 280.56 | 193.281 | 139.371 | 83.44 | 82.782 | 64.377 | 182.688 | 162.492 | QE_10 | 64.377 | 157.401 | 100.2155 | 406.2714 | 254.5562 | 0.02875 | 157.401 | 30Q5 Flow | 254.5562 | HM Flow | 100.2155 | 7Q10 Flow |  | 365 | 0.076592 | 0.76427 | 0.4866 | 0.30088 | 3 | 4 | 0 | 0 | 39 | 1 | 0 | 0 | 0.788 | 32 | 0 | 0 | 0.00096989 | 0.00025476 | DMR | [16 empty] | 1.3312 | 13.2838 | 8.4576 | 5.2296 | 0.016858 | 0.0044279 | NO | NHDPlus
2021 | INTERMATIC INC | 110041049950 | IL0059145 | SPRING GROVE | MCHENRY | IL |  | 42.438 | -88.2534 |  | 3873 | Watches, Clocks, Watchcases, and Parts | 334519 | Other Measuring and Controlling Device Manufacturing | IS41 | Computer and Electronic Product Manufacturing | Waste handling, treatment, and disposal - Remediation or Monitoring | 1 | 1.3626 | IL0059145 | Nippersink Creek | 071200060907 | Probably has parts in need of Degreasing/Cleaning but unknown if t-DCE is used |  |  |  | 2023 | 07120010000000 | NIPPERSINK CREEK |  | 0.0076 | 0 | NPDES | 0.0076 | 0.011759 | 14770726 | Nippersink Creek | 5 | 166.165 | 203.216 | 190.329 | 369.609 | 456.161 | 280.56 | 193.281 | 139.371 | 83.44 | 82.782 | 64.377 | 182.688 | 162.492 | QE_10 | 64.377 | 157.401 | 100.2155 | 406.2714 | 254.5562 | 0.02875 | 157.401 | 30Q5 Flow | 254.5562 | HM Flow | 100.2155 | 7Q10 Flow |  | 365 | 0.0037332 | 0.037251 | 0.023717 | 0.014665 | 3 | 4 | 0 | 0 | 39 | 1 | 0 | 0 | 0.788 | 32 | 0 | 0 | 4.7273e-05 | 1.2417e-05 | DMR | [16 empty] | 0.064886 | 0.64746 | 0.41223 | 0.2549 | 0.00082165 | 0.00021582 | NO | NHDPlus
2019 | CHEMTOOL | 110000500459 | IL0064564 | ROCKTON | WINNEBAGO | IL |  | 42.4686 | -89.0656 |  | 4225 | General Warehousing and Storage | 531130 | Lessors of Miniwarehouses and Self- Storage Units | NAICS/SIC Not Provided | NAICS/SIC Not Provided | Waste handling, treatment, and disposal - Remediation or Monitoring | 1 | 0.099973 | IL0064564 | City of Beloit-Lower Rock River | 070900021502 | 2013 NPDES notice indicates treated groundwater, investigated due to possible conflict between Name and Sic |  |  |  | 2023 | 07090000000000 | ROCK RIVER |  | 0.4 |  | NPDES | 0.4 | 0.61889 |  |  |  | 2616 | 1811 | 2049 | 4165 | 4996 | 3640 | 2607 | 2054 | 1681 | 1723 | 2125 | 2360 | 2286 | [6 empty] | 1.5142 | 1.5142 | Flow Lookup Failed | 1.5142 | Flow Lookup Failed | 1.5142 | Flow Lookup Failed | Rock river( 07090002008267) | 365 | 0.0002739 | 0.18089 | 0.18089 | 0.18089 | 3 | 4 | 0 | 0 | 39 | 1 | 0 | 0 | 0.788 | 32 | 0 | 0 | 0.00022956 | 6.0297e-05 | DMR | [16 empty] | 0.0047606 | 3.1441 | 3.1441 | 3.1441 | 0.0039899 | 0.001048 | NO | Surrogate NHDPlus
2020 | CHEMTOOL | 110000500459 | IL0064564 | ROCKTON | WINNEBAGO | IL |  | 42.4686 | -89.0656 |  | 4225 | General Warehousing and Storage | 531130 | Lessors of Miniwarehouses and Self- Storage Units | NAICS/SIC Not Provided | NAICS/SIC Not Provided | Waste handling, treatment, and disposal - Remediation or Monitoring | 1 | 0.11012 | IL0064564 | City of Beloit-Lower Rock River | 070900021502 | 2013 NPDES notice indicates treated groundwater, investigated due to possible conflict between Name and Sic |  |  |  | 2023 | 07090000000000 | ROCK RIVER |  | 0.4 |  | NPDES | 0.4 | 0.61889 |  |  |  | 2616 | 1811 | 2049 | 4165 | 4996 | 3640 | 2607 | 2054 | 1681 | 1723 | 2125 | 2360 | 2286 | [6 empty] | 1.5142 | 1.5142 | Flow Lookup Failed | 1.5142 | Flow Lookup Failed | 1.5142 | Flow Lookup Failed | Rock river( 07090002008267) | 365 | 0.00030171 | 0.19926 | 0.19926 | 0.19926 | 3 | 4 | 0 | 0 | 39 | 1 | 0 | 0 | 0.788 | 32 | 0 | 0 | 0.00025286 | 6.6419e-05 | DMR | [16 empty] | 0.0052439 | 3.4633 | 3.4633 | 3.4633 | 0.004395 | 0.0011544 | NO | Surrogate NHDPlus
2019 | PRAIRIE STATE GENERATING STATION | 110044852068 | IL0076996 | MARISSA | WASHINGTON | IL |  | 38.2774 | -89.6669 |  | 4911 | Electric Services | 221122 | Electric Power Distribution | IS4 | Utilities | Waste handling, treatment, and disposal - Remediation or Monitoring | 1 | 2.0336 | IL0076996 | South Fork Mud Creek | 071402040302 | NAICS/SIC indication |  |  |  | 2023 | 07140200000000 | KASKASKIA RIVER, UNNAMED TRIB TO MUD CREEK |  |  | 0.30017 | NPDES | 0.30017 | 0.46443 | 937140141 |  | 2 | 2.146 | 2.138 | 3.62 | 41.818 | 5.602 | 2.015 | 1.06 | 0.61 | 0.314 | 0.475 | 0.532 | 3.705 | 2.177 | QE_08 | 0.314 | 0.76773 | 0.40528 | 5.2469 | 1.5534 | 1.1355 | 1.1355 | Plant Flow | 1.5534 | HM Flow | 1.1355 | Plant Flow |  | 365 | 0.0055715 | 4.9065 | 4.9065 | 3.5866 | 3 | 4 | 0 | 0 | 39 | 1 | 0 | 0 | 0.788 | 32 | 0 | 0 | 0.0062265 | 0.0016355 | DMR | [16 empty] | 0.096838 | 85.2798 | 85.2798 | 62.3378 | 0.10822 | 0.028427 | NO | NHDPlus
2020 | PRAIRIE STATE GENERATING STATION | 110044852068 | IL0076996 | MARISSA | WASHINGTON | IL |  | 38.2774 | -89.6669 |  | 4911 | Electric Services | 221122 | Electric Power Distribution | IS4 | Utilities | Waste handling, treatment, and disposal - Remediation or Monitoring | 1 | 2.0337 | IL0076996 | South Fork Mud Creek | 071402040302 | NAICS/SIC indication |  |  |  | 2023 | 07140200000000 | KASKASKIA RIVER, UNNAMED TRIB TO MUD CREEK |  |  | 0.30017 | NPDES | 0.30017 | 0.46443 | 937140141 |  | 2 | 2.146 | 2.138 | 3.62 | 41.818 | 5.602 | 2.015 | 1.06 | 0.61 | 0.314 | 0.475 | 0.532 | 3.705 | 2.177 | QE_08 | 0.314 | 0.76773 | 0.40528 | 5.2469 | 1.5534 | 1.1355 | 1.1355 | Plant Flow | 1.5534 | HM Flow | 1.1355 | Plant Flow |  | 365 | 0.0055719 | 4.9068 | 4.9068 | 3.5868 | 3 | 4 | 0 | 0 | 39 | 1 | 0 | 0 | 0.788 | 32 | 0 | 0 | 0.006227 | 0.0016356 | DMR | [16 empty] | 0.096845 | 85.2856 | 85.2856 | 62.342 | 0.10823 | 0.028429 | NO | NHDPlus
2021 | PRAIRIE STATE GENERATING STATION | 110044852068 | IL0076996 | MARISSA | WASHINGTON | IL |  | 38.2774 | -89.6669 |  | 4911 | Electric Services | 221122 | Electric Power Distribution | IS4 | Utilities | Waste handling, treatment, and disposal - Remediation or Monitoring | 1 | 1.3066 | IL0076996 | South Fork Mud Creek | 071402040302 | NAICS/SIC indication |  |  |  | 2023 | 07140200000000 | KASKASKIA RIVER, UNNAMED TRIB TO MUD CREEK |  |  | 0.30017 | NPDES | 0.30017 | 0.46443 | 937140141 |  | 2 | 2.146 | 2.138 | 3.62 | 41.818 | 5.602 | 2.015 | 1.06 | 0.61 | 0.314 | 0.475 | 0.532 | 3.705 | 2.177 | QE_08 | 0.314 | 0.76773 | 0.40528 | 5.2469 | 1.5534 | 1.1355 | 1.1355 | Plant Flow | 1.5534 | HM Flow | 1.1355 | Plant Flow |  | 365 | 0.0035799 | 3.1526 | 3.1526 | 2.3045 | 3 | 4 | 0 | 0 | 39 | 1 | 0 | 0 | 0.788 | 32 | 0 | 0 | 0.0040007 | 0.0010509 | DMR | [16 empty] | 0.062221 | 54.7946 | 54.7946 | 40.0537 | 0.069536 | 0.018265 | NO | NHDPlus
2023 | PRAIRIE STATE GENERATING STATION | 110044852068 | IL0076996 | MARISSA | WASHINGTON | IL |  | 38.2774 | -89.6669 |  | 4911 | Electric Services | 221122 | Electric Power Distribution | IS4 | Utilities | Waste handling, treatment, and disposal - Remediation or Monitoring | 1 | 2.4298 | IL0076996 | South Fork Mud Creek | 071402040302 | NAICS/SIC indication |  |  |  | 2023 | 07140200000000 | KASKASKIA RIVER, UNNAMED TRIB TO MUD CREEK |  |  | 0.30017 | NPDES | 0.30017 | 0.46443 | 937140141 |  | 2 | 2.146 | 2.138 | 3.62 | 41.818 | 5.602 | 2.015 | 1.06 | 0.61 | 0.314 | 0.475 | 0.532 | 3.705 | 2.177 | QE_08 | 0.314 | 0.76773 | 0.40528 | 5.2469 | 1.5534 | 1.1355 | 1.1355 | Plant Flow | 1.5534 | HM Flow | 1.1355 | Plant Flow |  | 365 | 0.0066571 | 5.8625 | 5.8625 | 4.2854 | 3 | 4 | 0 | 0 | 39 | 1 | 0 | 0 | 0.788 | 32 | 0 | 0 | 0.0074397 | 0.0019542 | DMR | [16 empty] | 0.11571 | 101.8954 | 101.8954 | 74.4835 | 0.12931 | 0.033965 | NO | NHDPlus
2019 | HB FULLER CO | 110000433022 | IL0079758 | MORRIS | GRUNDY | IL |  | 41.3053 | -88.5618 |  | 2821 | Plastics Materials and Resins | 325211 | Plastics Material and Resin Manufacturing | IS22 | Plastic Material and Resin Manufacturing | Waste handling, treatment, and disposal - Remediation or Monitoring | 1 | 0.064544 | IL0079758 | Bills Run-Illinois River | 071200050705 | No organochlorines are reported to 2022 TRI |  |  |  | 2023 | 07120010000000 | HOG RUN, ILLINOIS RIVER, ILLINOIS RIVER/HOG RUN |  | 0.032 | 0.028323 | NPDES | 0.032 | 0.049511 | 14779564 | Hog Run | 2 | 19.075 | 17.921 | 21.531 | 163.63 | 55.844 | 28.774 | 16.778 | 10.755 | 5.753 | 6.558 | 6.047 | 32.533 | 18.776 | QE_08 | 5.753 | 14.066 | 8.2258 | 46.6381 | 23.0034 | 0.12105 | 14.066 | 30Q5 Flow | 23.0034 | HM Flow | 8.2258 | 7Q10 Flow |  | 365 | 0.00017683 | 0.021497 | 0.012572 | 0.0076873 | 3 | 4 | 0 | 0 | 39 | 1 | 0 | 0 | 0.788 | 32 | 0 | 0 | 2.7281e-05 | 7.1658e-06 | DMR | [16 empty] | 0.0030735 | 0.37364 | 0.21851 | 0.13361 | 0.00047417 | 0.00012455 | NO | NHDPlus
2020 | HB FULLER CO | 110000433022 | IL0079758 | MORRIS | GRUNDY | IL |  | 41.3053 | -88.5618 |  | 2821 | Plastics Materials and Resins | 325211 | Plastics Material and Resin Manufacturing | IS22 | Plastic Material and Resin Manufacturing | Waste handling, treatment, and disposal - Remediation or Monitoring | 1 | 0.20465 | IL0079758 | Bills Run-Illinois River | 071200050705 | No organochlorines are reported to 2022 TRI |  |  |  | 2023 | 07120010000000 | HOG RUN, ILLINOIS RIVER, ILLINOIS RIVER/HOG RUN |  | 0.032 | 0.028323 | NPDES | 0.032 | 0.049511 | 14779564 | Hog Run | 2 | 19.075 | 17.921 | 21.531 | 163.63 | 55.844 | 28.774 | 16.778 | 10.755 | 5.753 | 6.558 | 6.047 | 32.533 | 18.776 | QE_08 | 5.753 | 14.066 | 8.2258 | 46.6381 | 23.0034 | 0.12105 | 14.066 | 30Q5 Flow | 23.0034 | HM Flow | 8.2258 | 7Q10 Flow |  | 365 | 0.00056069 | 0.068162 | 0.039861 | 0.024374 | 3 | 4 | 0 | 0 | 39 | 1 | 0 | 0 | 0.788 | 32 | 0 | 0 | 8.65e-05 | 2.2721e-05 | DMR | [16 empty] | 0.0097453 | 1.1847 | 0.69283 | 0.42365 | 0.0015035 | 0.00039491 | NO | NHDPlus
2021 | HB FULLER CO | 110000433022 | IL0079758 | MORRIS | GRUNDY | IL |  | 41.3053 | -88.5618 |  | 2821 | Plastics Materials and Resins | 325211 | Plastics Material and Resin Manufacturing | IS22 | Plastic Material and Resin Manufacturing | Waste handling, treatment, and disposal - Remediation or Monitoring | 1 | 0.028166 | IL0079758 | Bills Run-Illinois River | 071200050705 | No organochlorines are reported to 2022 TRI |  |  |  | 2023 | 07120010000000 | HOG RUN, ILLINOIS RIVER, ILLINOIS RIVER/HOG RUN |  | 0.032 | 0.028323 | NPDES | 0.032 | 0.049511 | 14779564 | Hog Run | 2 | 19.075 | 17.921 | 21.531 | 163.63 | 55.844 | 28.774 | 16.778 | 10.755 | 5.753 | 6.558 | 6.047 | 32.533 | 18.776 | QE_08 | 5.753 | 14.066 | 8.2258 | 46.6381 | 23.0034 | 0.12105 | 14.066 | 30Q5 Flow | 23.0034 | HM Flow | 8.2258 | 7Q10 Flow |  | 365 | 7.7166e-05 | 0.009381 | 0.005486 | 0.0033546 | 3 | 4 | 0 | 0 | 39 | 1 | 0 | 0 | 0.788 | 32 | 0 | 0 | 1.1905e-05 | 3.127e-06 | DMR | [16 empty] | 0.0013412 | 0.16305 | 0.095352 | 0.058306 | 0.00020692 | 5.435e-05 | NO | NHDPlus
2022 | HB FULLER CO | 110000433022 | IL0079758 | MORRIS | GRUNDY | IL |  | 41.3053 | -88.5618 |  | 2821 | Plastics Materials and Resins | 325211 | Plastics Material and Resin Manufacturing | IS22 | Plastic Material and Resin Manufacturing | Waste handling, treatment, and disposal - Remediation or Monitoring | 1 | 0.10357 | IL0079758 | Bills Run-Illinois River | 071200050705 | No organochlorines are reported to 2022 TRI |  |  |  | 2023 | 07120010000000 | HOG RUN, ILLINOIS RIVER, ILLINOIS RIVER/HOG RUN |  | 0.032 | 0.028323 | NPDES | 0.032 | 0.049511 | 14779564 | Hog Run | 2 | 19.075 | 17.921 | 21.531 | 163.63 | 55.844 | 28.774 | 16.778 | 10.755 | 5.753 | 6.558 | 6.047 | 32.533 | 18.776 | QE_08 | 5.753 | 14.066 | 8.2258 | 46.6381 | 23.0034 | 0.12105 | 14.066 | 30Q5 Flow | 23.0034 | HM Flow | 8.2258 | 7Q10 Flow |  | 365 | 0.00028375 | 0.034495 | 0.020173 | 0.012335 | 3 | 4 | 0 | 0 | 39 | 1 | 0 | 0 | 0.788 | 32 | 0 | 0 | 4.3775e-05 | 1.1498e-05 | DMR | [16 empty] | 0.0049318 | 0.59956 | 0.35062 | 0.2144 | 0.00076086 | 0.00019985 | NO | NHDPlus
2023 | HB FULLER CO | 110000433022 | IL0079758 | MORRIS | GRUNDY | IL |  | 41.3053 | -88.5618 |  | 2821 | Plastics Materials and Resins | 325211 | Plastics Material and Resin Manufacturing | IS22 | Plastic Material and Resin Manufacturing | Waste handling, treatment, and disposal - Remediation or Monitoring | 1 | 0.037533 | IL0079758 | Bills Run-Illinois River | 071200050705 | No organochlorines are reported to 2022 TRI |  |  |  | 2023 | 07120010000000 | HOG RUN, ILLINOIS RIVER, ILLINOIS RIVER/HOG RUN |  | 0.032 | 0.028323 | NPDES | 0.032 | 0.049511 | 14779564 | Hog Run | 2 | 19.075 | 17.921 | 21.531 | 163.63 | 55.844 | 28.774 | 16.778 | 10.755 | 5.753 | 6.558 | 6.047 | 32.533 | 18.776 | QE_08 | 5.753 | 14.066 | 8.2258 | 46.6381 | 23.0034 | 0.12105 | 14.066 | 30Q5 Flow | 23.0034 | HM Flow | 8.2258 | 7Q10 Flow |  | 365 | 0.00010283 | 0.012501 | 0.0073106 | 0.0044703 | 3 | 4 | 0 | 0 | 39 | 1 | 0 | 0 | 0.788 | 32 | 0 | 0 | 1.5864e-05 | 4.167e-06 | DMR | [16 empty] | 0.0017873 | 0.21728 | 0.12707 | 0.077697 | 0.00027573 | 7.2426e-05 | NO | NHDPlus
2019 | SABIC INNOVATIVE PLASTICS - MT. VERNON | 110000403670 | IN0002101 | MT. VERNON | POSEY | IN |  | 37.9072 | -87.9271 |  | 2821 | Plastics Materials and Resins | 325211 | Plastics Material and Resin Manufacturing | IS22 | Plastic Material and Resin Manufacturing | Waste handling, treatment, and disposal - Remediation or Monitoring | 1 | 10.8597 | IN0002101 | Beaverdam Creek-Ohio River | 051402020605 | 2022 TRI reports DCM as byproduct |  |  |  | 2023 | 05140200000000 | OHIO RIVER | 11.21 |  | 4.0972 | NPDES | 4.0972 | 6.3393 | 10157693 | Ohio River | 8 | 142975.125 | 187331.628 | 224419.142 | 261648.671 | 223605.975 | 175934.887 | 115925.569 | 72715.03 | 57015.077 | 47318.225 | 61389.999 | 99209.869 | 171866.133 | QE_09 | 47318.225 | 115692.4817 | 92923.6986 | 349572.4328 | 270269.0501 | 15.4994 | 115692.4817 | 30Q5 Flow | 270269.0501 | HM Flow | 92923.6986 | 7Q10 Flow |  | 365 | 0.029753 | 0.00032018 | 0.00025717 | 0.00011008 | 3 | 4 | 0 | 0 | 39 | 1 | 0 | 0 | 0.788 | 32 | 0 | 0 | 4.0632e-07 | 1.0673e-07 | DMR | [16 empty] | 0.51713 | 0.0055651 | 0.0044698 | 0.0019134 | 7.0623e-06 | 1.855e-06 | NO | NHDPlus
2020 | SABIC INNOVATIVE PLASTICS - MT. VERNON | 110000403670 | IN0002101 | MT. VERNON | POSEY | IN |  | 37.9072 | -87.9271 |  | 2821 | Plastics Materials and Resins | 325211 | Plastics Material and Resin Manufacturing | IS22 | Plastic Material and Resin Manufacturing | Waste handling, treatment, and disposal - Remediation or Monitoring | 1 | 7.5182 | IN0002101 | Beaverdam Creek-Ohio River | 051402020605 | 2022 TRI reports DCM as byproduct |  |  |  | 2023 | 05140200000000 | OHIO RIVER | 11.21 |  | 4.0972 | NPDES | 4.0972 | 6.3393 | 10157693 | Ohio River | 8 | 142975.125 | 187331.628 | 224419.142 | 261648.671 | 223605.975 | 175934.887 | 115925.569 | 72715.03 | 57015.077 | 47318.225 | 61389.999 | 99209.869 | 171866.133 | QE_09 | 47318.225 | 115692.4817 | 92923.6986 | 349572.4328 | 270269.0501 | 15.4994 | 115692.4817 | 30Q5 Flow | 270269.0501 | HM Flow | 92923.6986 | 7Q10 Flow |  | 365 | 0.020598 | 0.00022166 | 0.00017804 | 7.6213e-05 | 3 | 4 | 0 | 0 | 39 | 1 | 0 | 0 | 0.788 | 32 | 0 | 0 | 2.813e-07 | 7.3888e-08 | DMR | [16 empty] | 0.35801 | 0.0038527 | 0.0030945 | 0.0013246 | 4.8893e-06 | 1.2842e-06 | NO | NHDPlus
2021 | SABIC INNOVATIVE PLASTICS - MT. VERNON | 110000403670 | IN0002101 | MT. VERNON | POSEY | IN |  | 37.9072 | -87.9271 |  | 2821 | Plastics Materials and Resins | 325211 | Plastics Material and Resin Manufacturing | IS22 | Plastic Material and Resin Manufacturing | Waste handling, treatment, and disposal - Remediation or Monitoring | 1 | 8.3536 | IN0002101 | Beaverdam Creek-Ohio River | 051402020605 | 2022 TRI reports DCM as byproduct |  |  |  | 2023 | 05140200000000 | OHIO RIVER | 11.21 |  | 4.0972 | NPDES | 4.0972 | 6.3393 | 10157693 | Ohio River | 8 | 142975.125 | 187331.628 | 224419.142 | 261648.671 | 223605.975 | 175934.887 | 115925.569 | 72715.03 | 57015.077 | 47318.225 | 61389.999 | 99209.869 | 171866.133 | QE_09 | 47318.225 | 115692.4817 | 92923.6986 | 349572.4328 | 270269.0501 | 15.4994 | 115692.4817 | 30Q5 Flow | 270269.0501 | HM Flow | 92923.6986 | 7Q10 Flow |  | 365 | 0.022887 | 0.00024629 | 0.00019782 | 8.4681e-05 | 3 | 4 | 0 | 0 | 39 | 1 | 0 | 0 | 0.788 | 32 | 0 | 0 | 3.1256e-07 | 8.2098e-08 | DMR | [16 empty] | 0.39779 | 0.0042808 | 0.0034383 | 0.0014718 | 5.4325e-06 | 1.4269e-06 | NO | NHDPlus
2022 | SABIC INNOVATIVE PLASTICS - MT. VERNON | 110000403670 | IN0002101 | MT. VERNON | POSEY | IN |  | 37.9072 | -87.9271 |  | 2821 | Plastics Materials and Resins | 325211 | Plastics Material and Resin Manufacturing | IS22 | Plastic Material and Resin Manufacturing | Waste handling, treatment, and disposal - Remediation or Monitoring | 1 | 6.6829 | IN0002101 | Beaverdam Creek-Ohio River | 051402020605 | 2022 TRI reports DCM as byproduct |  |  |  | 2023 | 05140200000000 | OHIO RIVER | 11.21 |  | 4.0972 | NPDES | 4.0972 | 6.3393 | 10157693 | Ohio River | 8 | 142975.125 | 187331.628 | 224419.142 | 261648.671 | 223605.975 | 175934.887 | 115925.569 | 72715.03 | 57015.077 | 47318.225 | 61389.999 | 99209.869 | 171866.133 | QE_09 | 47318.225 | 115692.4817 | 92923.6986 | 349572.4328 | 270269.0501 | 15.4994 | 115692.4817 | 30Q5 Flow | 270269.0501 | HM Flow | 92923.6986 | 7Q10 Flow |  | 365 | 0.018309 | 0.00019704 | 0.00015826 | 6.7745e-05 | 3 | 4 | 0 | 0 | 39 | 1 | 0 | 0 | 0.788 | 32 | 0 | 0 | 2.5004e-07 | 6.5678e-08 | DMR | [16 empty] | 0.31823 | 0.0034247 | 0.0027507 | 0.0011775 | 4.346e-06 | 1.1416e-06 | NO | NHDPlus
2023 | SABIC INNOVATIVE PLASTICS - MT. VERNON | 110000403670 | IN0002101 | MT. VERNON | POSEY | IN |  | 37.9072 | -87.9271 |  | 2821 | Plastics Materials and Resins | 325211 | Plastics Material and Resin Manufacturing | IS22 | Plastic Material and Resin Manufacturing | Waste handling, treatment, and disposal - Remediation or Monitoring | 1 | 3.3414 | IN0002101 | Beaverdam Creek-Ohio River | 051402020605 | 2022 TRI reports DCM as byproduct |  |  |  | 2023 | 05140200000000 | OHIO RIVER | 11.21 |  | 4.0972 | NPDES | 4.0972 | 6.3393 | 10157693 | Ohio River | 8 | 142975.125 | 187331.628 | 224419.142 | 261648.671 | 223605.975 | 175934.887 | 115925.569 | 72715.03 | 57015.077 | 47318.225 | 61389.999 | 99209.869 | 171866.133 | QE_09 | 47318.225 | 115692.4817 | 92923.6986 | 349572.4328 | 270269.0501 | 15.4994 | 115692.4817 | 30Q5 Flow | 270269.0501 | HM Flow | 92923.6986 | 7Q10 Flow |  | 365 | 0.0091546 | 9.8518e-05 | 7.9129e-05 | 3.3872e-05 | 3 | 4 | 0 | 0 | 39 | 1 | 0 | 0 | 0.788 | 32 | 0 | 0 | 1.2502e-07 | 3.2839e-08 | DMR | [16 empty] | 0.15912 | 0.0017123 | 0.0013753 | 0.00058873 | 2.173e-06 | 5.7078e-07 | NO | NHDPlus
2021 | HILLENBRAND INC. - REMEDIATION PROJECT | 110009974117 | IN0057118 | BATESVILLE | RIPLEY | IN |  | 39.2647 | -85.2313 |  | 4953 | Refuse Systems | 562920 | Materials Recovery Facilities | IS47 | Services | Waste handling, treatment, and disposal - Remediation or Monitoring | 1 | 0.0033724 | IN0057118 | Little Laughery Creek | 050902030502 | NAICS/SIC indication |  |  |  | 2023 | 05090200000000 | LAUGHERY CR VIA LITTLE LAUGHERY TRB | 0.0025 |  | 0.00080794 | NPDES | 0.00080794 | 0.0012501 | 3406879 |  | 1 | 0.09 | 0.239 | 0.965 | 0.313 | 0.164 | 0.142 | 0.089 | 0.061 | 0.039 | 0.048 | 0.068 | 0.116 | 0.15 | QE_08 | 0.039 | 0.095355 | 0.046774 | 0.22005 | 0.10523 | 0.0030564 | 0.095355 | 30Q5 Flow | 0.10523 | HM Flow | 0.046774 | 7Q10 Flow |  | 365 | 9.2395e-06 | 0.19753 | 0.096897 | 0.087801 | 3 | 4 | 0 | 0 | 39 | 1 | 0 | 0 | 0.788 | 32 | 0 | 0 | 0.00025068 | 6.5845e-05 | DMR | [16 empty] | 0.00016059 | 3.4333 | 1.6842 | 1.5261 | 0.004357 | 0.0011444 | NO | NHDPlus
2022 | HILLENBRAND INC. - REMEDIATION PROJECT | 110009974117 | IN0057118 | BATESVILLE | RIPLEY | IN |  | 39.2647 | -85.2313 |  | 4953 | Refuse Systems | 562920 | Materials Recovery Facilities | IS47 | Services | Waste handling, treatment, and disposal - Remediation or Monitoring | 1 | 0.003679 | IN0057118 | Little Laughery Creek | 050902030502 | NAICS/SIC indication |  |  |  | 2023 | 05090200000000 | LAUGHERY CR VIA LITTLE LAUGHERY TRB | 0.0025 |  | 0.00080794 | NPDES | 0.00080794 | 0.0012501 | 3406879 |  | 1 | 0.09 | 0.239 | 0.965 | 0.313 | 0.164 | 0.142 | 0.089 | 0.061 | 0.039 | 0.048 | 0.068 | 0.116 | 0.15 | QE_08 | 0.039 | 0.095355 | 0.046774 | 0.22005 | 0.10523 | 0.0030564 | 0.095355 | 30Q5 Flow | 0.10523 | HM Flow | 0.046774 | 7Q10 Flow |  | 365 | 1.008e-05 | 0.21549 | 0.10571 | 0.095783 | 3 | 4 | 0 | 0 | 39 | 1 | 0 | 0 | 0.788 | 32 | 0 | 0 | 0.00027347 | 7.1831e-05 | DMR | [16 empty] | 0.00017519 | 3.7455 | 1.8373 | 1.6648 | 0.0047531 | 0.0012485 | NO | NHDPlus
2023 | HILLENBRAND INC. - REMEDIATION PROJECT | 110009974117 | IN0057118 | BATESVILLE | RIPLEY | IN |  | 39.2647 | -85.2313 |  | 4953 | Refuse Systems | 562920 | Materials Recovery Facilities | IS47 | Services | Waste handling, treatment, and disposal - Remediation or Monitoring | 1 | 0.0027498 | IN0057118 | Little Laughery Creek | 050902030502 | NAICS/SIC indication |  |  |  | 2023 | 05090200000000 | LAUGHERY CR VIA LITTLE LAUGHERY TRB | 0.0025 |  | 0.00080794 | NPDES | 0.00080794 | 0.0012501 | 3406879 |  | 1 | 0.09 | 0.239 | 0.965 | 0.313 | 0.164 | 0.142 | 0.089 | 0.061 | 0.039 | 0.048 | 0.068 | 0.116 | 0.15 | QE_08 | 0.039 | 0.095355 | 0.046774 | 0.22005 | 0.10523 | 0.0030564 | 0.095355 | 30Q5 Flow | 0.10523 | HM Flow | 0.046774 | 7Q10 Flow |  | 365 | 7.5338e-06 | 0.16107 | 0.079008 | 0.071592 | 3 | 4 | 0 | 0 | 39 | 1 | 0 | 0 | 0.788 | 32 | 0 | 0 | 0.0002044 | 5.3689e-05 | DMR | [16 empty] | 0.00013094 | 2.7995 | 1.3732 | 1.2443 | 0.0035527 | 0.00093317 | NO | NHDPlus
2019 | RAYTHEON TECHNOLOGIES CORPORATION | 110000400012 | IN0062651 | ANDREWS | HUNTINGTON | IN |  | 40.8617 | -85.5991 |  | 3714 | Motor Vehicle Parts and Accessories | 336390 | Other Motor Vehicle Parts Manufacturing | IS43 | Transportation Equipment Manufacturing | Waste handling, treatment, and disposal - Remediation or Monitoring | 1 | 0.015905 | IN0062651 | Town of Andrews-Wabash River | 051201011303 | Nothing reported to 2022 TRI |  |  |  | 2023 | 05120100000000 | UNNAMED COUNTY DRAIN TO TRIB TO WABASH RIVER | 0.072 |  | 0.054649 | NPDES | 0.054649 | 0.084555 | 18508608 | Wabash River | 5 | 979.022 | 1167.16 | 1443.529 | 1939.289 | 1521.296 | 854.608 | 1017.196 | 647.413 | 397.433 | 311.366 | 319.277 | 751.343 | 1129.121 | QE_09 | 311.366 | 761.2861 | 512.3555 | 2393.6968 | 1449.7079 | 0.20674 | 761.2861 | 30Q5 Flow | 1449.7079 | HM Flow | 512.3555 | 7Q10 Flow |  | 365 | 4.3575e-05 | 8.5049e-05 | 5.7239e-05 | 3.0058e-05 | 3 | 4 | 0 | 0 | 39 | 1 | 0 | 0 | 0.788 | 32 | 0 | 0 | 1.0793e-07 | 2.835e-08 | DMR | [16 empty] | 0.00075738 | 0.0014782 | 0.00099487 | 0.00052244 | 1.8759e-06 | 4.9274e-07 | NO | NHDPlus
2020 | RAYTHEON TECHNOLOGIES CORPORATION | 110000400012 | IN0062651 | ANDREWS | HUNTINGTON | IN |  | 40.8617 | -85.5991 |  | 3714 | Motor Vehicle Parts and Accessories | 336390 | Other Motor Vehicle Parts Manufacturing | IS43 | Transportation Equipment Manufacturing | Waste handling, treatment, and disposal - Remediation or Monitoring | 1 | 0.012553 | IN0062651 | Town of Andrews-Wabash River | 051201011303 | Nothing reported to 2022 TRI |  |  |  | 2023 | 05120100000000 | UNNAMED COUNTY DRAIN TO TRIB TO WABASH RIVER | 0.072 |  | 0.054649 | NPDES | 0.054649 | 0.084555 | 18508608 | Wabash River | 5 | 979.022 | 1167.16 | 1443.529 | 1939.289 | 1521.296 | 854.608 | 1017.196 | 647.413 | 397.433 | 311.366 | 319.277 | 751.343 | 1129.121 | QE_09 | 311.366 | 761.2861 | 512.3555 | 2393.6968 | 1449.7079 | 0.20674 | 761.2861 | 30Q5 Flow | 1449.7079 | HM Flow | 512.3555 | 7Q10 Flow |  | 365 | 3.4393e-05 | 6.7127e-05 | 4.5177e-05 | 2.3724e-05 | 3 | 4 | 0 | 0 | 39 | 1 | 0 | 0 | 0.788 | 32 | 0 | 0 | 8.5186e-08 | 2.2376e-08 | DMR | [16 empty] | 0.00059778 | 0.0011667 | 0.00078522 | 0.00041234 | 1.4806e-06 | 3.8891e-07 | NO | NHDPlus
2021 | RAYTHEON TECHNOLOGIES CORPORATION | 110000400012 | IN0062651 | ANDREWS | HUNTINGTON | IN |  | 40.8617 | -85.5991 |  | 3714 | Motor Vehicle Parts and Accessories | 336390 | Other Motor Vehicle Parts Manufacturing | IS43 | Transportation Equipment Manufacturing | Waste handling, treatment, and disposal - Remediation or Monitoring | 1 | 0.013839 | IN0062651 | Town of Andrews-Wabash River | 051201011303 | Nothing reported to 2022 TRI |  |  |  | 2023 | 05120100000000 | UNNAMED COUNTY DRAIN TO TRIB TO WABASH RIVER | 0.072 |  | 0.054649 | NPDES | 0.054649 | 0.084555 | 18508608 | Wabash River | 5 | 979.022 | 1167.16 | 1443.529 | 1939.289 | 1521.296 | 854.608 | 1017.196 | 647.413 | 397.433 | 311.366 | 319.277 | 751.343 | 1129.121 | QE_09 | 311.366 | 761.2861 | 512.3555 | 2393.6968 | 1449.7079 | 0.20674 | 761.2861 | 30Q5 Flow | 1449.7079 | HM Flow | 512.3555 | 7Q10 Flow |  | 365 | 3.7915e-05 | 7.4002e-05 | 4.9804e-05 | 2.6154e-05 | 3 | 4 | 0 | 0 | 39 | 1 | 0 | 0 | 0.788 | 32 | 0 | 0 | 9.3911e-08 | 2.4667e-08 | DMR | [16 empty] | 0.00065901 | 0.0012862 | 0.00086565 | 0.00045458 | 1.6323e-06 | 4.2874e-07 | NO | NHDPlus
2022 | RAYTHEON TECHNOLOGIES CORPORATION | 110000400012 | IN0062651 | ANDREWS | HUNTINGTON | IN |  | 40.8617 | -85.5991 |  | 3714 | Motor Vehicle Parts and Accessories | 336390 | Other Motor Vehicle Parts Manufacturing | IS43 | Transportation Equipment Manufacturing | Waste handling, treatment, and disposal - Remediation or Monitoring | 1 | 0.016351 | IN0062651 | Town of Andrews-Wabash River | 051201011303 | Nothing reported to 2022 TRI |  |  |  | 2023 | 05120100000000 | UNNAMED COUNTY DRAIN TO TRIB TO WABASH RIVER | 0.072 |  | 0.054649 | NPDES | 0.054649 | 0.084555 | 18508608 | Wabash River | 5 | 979.022 | 1167.16 | 1443.529 | 1939.289 | 1521.296 | 854.608 | 1017.196 | 647.413 | 397.433 | 311.366 | 319.277 | 751.343 | 1129.121 | QE_09 | 311.366 | 761.2861 | 512.3555 | 2393.6968 | 1449.7079 | 0.20674 | 761.2861 | 30Q5 Flow | 1449.7079 | HM Flow | 512.3555 | 7Q10 Flow |  | 365 | 4.4796e-05 | 8.7432e-05 | 5.8843e-05 | 3.09e-05 | 3 | 4 | 0 | 0 | 39 | 1 | 0 | 0 | 0.788 | 32 | 0 | 0 | 1.1095e-07 | 2.9144e-08 | DMR | [16 empty] | 0.0007786 | 0.0015197 | 0.0010227 | 0.00053708 | 1.9285e-06 | 5.0655e-07 | NO | NHDPlus
2023 | RAYTHEON TECHNOLOGIES CORPORATION | 110000400012 | IN0062651 | ANDREWS | HUNTINGTON | IN |  | 40.8617 | -85.5991 |  | 3714 | Motor Vehicle Parts and Accessories | 336390 | Other Motor Vehicle Parts Manufacturing | IS43 | Transportation Equipment Manufacturing | Waste handling, treatment, and disposal - Remediation or Monitoring | 1 | 0.0174 | IN0062651 | Town of Andrews-Wabash River | 051201011303 | Nothing reported to 2022 TRI |  |  |  | 2023 | 05120100000000 | UNNAMED COUNTY DRAIN TO TRIB TO WABASH RIVER | 0.072 |  | 0.054649 | NPDES | 0.054649 | 0.084555 | 18508608 | Wabash River | 5 | 979.022 | 1167.16 | 1443.529 | 1939.289 | 1521.296 | 854.608 | 1017.196 | 647.413 | 397.433 | 311.366 | 319.277 | 751.343 | 1129.121 | QE_09 | 311.366 | 761.2861 | 512.3555 | 2393.6968 | 1449.7079 | 0.20674 | 761.2861 | 30Q5 Flow | 1449.7079 | HM Flow | 512.3555 | 7Q10 Flow |  | 365 | 4.767e-05 | 9.3041e-05 | 6.2618e-05 | 3.2882e-05 | 3 | 4 | 0 | 0 | 39 | 1 | 0 | 0 | 0.788 | 32 | 0 | 0 | 1.1807e-07 | 3.1014e-08 | DMR | [16 empty] | 0.00082855 | 0.0016171 | 0.0010884 | 0.00057153 | 2.0522e-06 | 5.3905e-07 | NO | NHDPlus
2019 | BAKELITE SYNTHETICS | 110000378467 | KY0001112 | LOUISVILLE | JEFFERSON | KY |  | 38.1953 | -85.8722 |  | 2869 | Industrial Organic Chemicals, Nec | 325998 | All Other Miscellaneous Chemical Product and Preparation Manufacturing | IS34 | All Other Chemical Product and Preparation Manufacturing | Waste handling, treatment, and disposal - Remediation or Monitoring | 1 | 0.72527 | KY0001112 | Mill Creek Cutoff-Ohio River | 051401010903 | No organochlorines are reported to 2022 TRI | KY0001112 |  |  | 2023 | 05140100000000 | OHIO RIVER, UT TO MILL CREEK CUTOFF | 0.54 | 0.272 | 0.14619 | NPDES | 0.272 | 0.42085 | 10164016 | Ohio River | 8 | 124319.263 | 168951.915 | 201693.762 | 235928.007 | 198603 | 151545.178 | 99972.088 | 62035.657 | 48010.732 | 43624.161 | 52176.116 | 87768.391 | 151351.606 | QE_09 | 43624.161 | 106660.5403 | 85424.5151 | 303959.0782 | 241491.8692 | 1.029 | 106660.5403 | 30Q5 Flow | 241491.8692 | HM Flow | 85424.5151 | 7Q10 Flow |  | 365 | 0.001987 | 2.3261e-05 | 1.8629e-05 | 8.2281e-06 | 3 | 4 | 0 | 0 | 39 | 1 | 0 | 0 | 0.788 | 32 | 0 | 0 | 2.9519e-08 | 7.7535e-09 | DMR | [16 empty] | 0.034536 | 0.00040429 | 0.0003238 | 0.00014301 | 5.1306e-07 | 1.3476e-07 | NO | NHDPlus
2021 | BAKELITE SYNTHETICS | 110000378467 | KY0001112 | LOUISVILLE | JEFFERSON | KY |  | 38.1953 | -85.8722 |  | 2869 | Industrial Organic Chemicals, Nec | 325998 | All Other Miscellaneous Chemical Product and Preparation Manufacturing | IS34 | All Other Chemical Product and Preparation Manufacturing | Waste handling, treatment, and disposal - Remediation or Monitoring | 1 | 0.24857 | KY0001112 | Mill Creek Cutoff-Ohio River | 051401010903 | No organochlorines are reported to 2022 TRI | KY0001112 |  |  | 2023 | 05140100000000 | OHIO RIVER, UT TO MILL CREEK CUTOFF | 0.54 | 0.272 | 0.14619 | NPDES | 0.272 | 0.42085 | 10164016 | Ohio River | 8 | 124319.263 | 168951.915 | 201693.762 | 235928.007 | 198603 | 151545.178 | 99972.088 | 62035.657 | 48010.732 | 43624.161 | 52176.116 | 87768.391 | 151351.606 | QE_09 | 43624.161 | 106660.5403 | 85424.5151 | 303959.0782 | 241491.8692 | 1.029 | 106660.5403 | 30Q5 Flow | 241491.8692 | HM Flow | 85424.5151 | 7Q10 Flow |  | 365 | 0.000681 | 7.972e-06 | 6.3847e-06 | 2.82e-06 | 3 | 4 | 0 | 0 | 39 | 1 | 0 | 0 | 0.788 | 32 | 0 | 0 | 1.0117e-08 | 2.6573e-09 | DMR | [16 empty] | 0.011836 | 0.00013856 | 0.00011097 | 4.9014e-05 | 1.7584e-07 | 4.6187e-08 | NO | NHDPlus
2022 | BAKELITE SYNTHETICS | 110000378467 | KY0001112 | LOUISVILLE | JEFFERSON | KY |  | 38.1953 | -85.8722 |  | 2869 | Industrial Organic Chemicals, Nec | 325998 | All Other Miscellaneous Chemical Product and Preparation Manufacturing | IS34 | All Other Chemical Product and Preparation Manufacturing | Waste handling, treatment, and disposal - Remediation or Monitoring | 1 | 0.16571 | KY0001112 | Mill Creek Cutoff-Ohio River | 051401010903 | No organochlorines are reported to 2022 TRI | KY0001112 |  |  | 2023 | 05140100000000 | OHIO RIVER, UT TO MILL CREEK CUTOFF | 0.54 | 0.272 | 0.14619 | NPDES | 0.272 | 0.42085 | 10164016 | Ohio River | 8 | 124319.263 | 168951.915 | 201693.762 | 235928.007 | 198603 | 151545.178 | 99972.088 | 62035.657 | 48010.732 | 43624.161 | 52176.116 | 87768.391 | 151351.606 | QE_09 | 43624.161 | 106660.5403 | 85424.5151 | 303959.0782 | 241491.8692 | 1.029 | 106660.5403 | 30Q5 Flow | 241491.8692 | HM Flow | 85424.5151 | 7Q10 Flow |  | 365 | 0.000454 | 5.3146e-06 | 4.2565e-06 | 1.88e-06 | 3 | 4 | 0 | 0 | 39 | 1 | 0 | 0 | 0.788 | 32 | 0 | 0 | 6.7445e-09 | 1.7715e-09 | DMR | [16 empty] | 0.007891 | 9.2373e-05 | 7.3982e-05 | 3.2676e-05 | 1.1723e-07 | 3.0791e-08 | NO | NHDPlus
2023 | BAKELITE SYNTHETICS | 110000378467 | KY0001112 | LOUISVILLE | JEFFERSON | KY |  | 38.1953 | -85.8722 |  | 2869 | Industrial Organic Chemicals, Nec | 325998 | All Other Miscellaneous Chemical Product and Preparation Manufacturing | IS34 | All Other Chemical Product and Preparation Manufacturing | Waste handling, treatment, and disposal - Remediation or Monitoring | 1 | 0.91141 | KY0001112 | Mill Creek Cutoff-Ohio River | 051401010903 | No organochlorines are reported to 2022 TRI | KY0001112 |  |  | 2023 | 05140100000000 | OHIO RIVER, UT TO MILL CREEK CUTOFF | 0.54 | 0.272 | 0.14619 | NPDES | 0.272 | 0.42085 | 10164016 | Ohio River | 8 | 124319.263 | 168951.915 | 201693.762 | 235928.007 | 198603 | 151545.178 | 99972.088 | 62035.657 | 48010.732 | 43624.161 | 52176.116 | 87768.391 | 151351.606 | QE_09 | 43624.161 | 106660.5403 | 85424.5151 | 303959.0782 | 241491.8692 | 1.029 | 106660.5403 | 30Q5 Flow | 241491.8692 | HM Flow | 85424.5151 | 7Q10 Flow |  | 365 | 0.002497 | 2.923e-05 | 2.3411e-05 | 1.034e-05 | 3 | 4 | 0 | 0 | 39 | 1 | 0 | 0 | 0.788 | 32 | 0 | 0 | 3.7095e-08 | 9.7435e-09 | DMR | [16 empty] | 0.0434 | 0.00050805 | 0.0004069 | 0.00017972 | 6.4474e-07 | 1.6935e-07 | NO | NHDPlus
2019 | OWENSBORO SPECIALTY POLYMERS INC. | 110000747835 | KY0001953 | OWENSBORO | DAVIESS | KY |  | 37.8125 | -87.05 |  | 2821 | Plastics Materials and Resins | 325211 | Plastics Material and Resin Manufacturing | IS22 | Plastic Material and Resin Manufacturing | Waste handling, treatment, and disposal - Remediation or Monitoring | 1 | 0.19305 | KY0001953 | Jackson Creek-Ohio River | 051402011202 | 2022 TRI reports 1,1-DCE as a reactant |  |  |  | 2023 | 05140200000000 | OHIO RIVER, OUTFALL 001 | 1.06 | 1.06 | 0.42342 | NPDES | 1.06 | 1.6401 | 10110195 | Yellow Creek | 3 | 19.415 | 56.776 | 101.677 | 53.264 | 32.024 | 22.57 | 13.575 | 8.211 | 5.857 | 6.256 | 5.801 | 4.83 | 26.923 | QE_11 | 4.83 | 11.8093 | 6.8637 | 47.4694 | 20.9905 | 4.0099 | 11.8093 | 30Q5 Flow | 20.9905 | HM Flow | 6.8637 | 7Q10 Flow |  | 365 | 0.00052891 | 0.077059 | 0.044788 | 0.025198 | 3 | 4 | 0 | 0 | 39 | 1 | 0 | 0 | 0.788 | 32 | 0 | 0 | 9.779e-05 | 2.5686e-05 | DMR | [16 empty] | 0.009193 | 1.3394 | 0.77845 | 0.43796 | 0.0016997 | 0.00044645 | NO | NHDPlus
2020 | OWENSBORO SPECIALTY POLYMERS INC. | 110000747835 | KY0001953 | OWENSBORO | DAVIESS | KY |  | 37.8125 | -87.05 |  | 2821 | Plastics Materials and Resins | 325211 | Plastics Material and Resin Manufacturing | IS22 | Plastic Material and Resin Manufacturing | Waste handling, treatment, and disposal - Remediation or Monitoring | 1 | 0.67941 | KY0001953 | Jackson Creek-Ohio River | 051402011202 | 2022 TRI reports 1,1-DCE as a reactant |  |  |  | 2023 | 05140200000000 | OHIO RIVER, OUTFALL 001 | 1.06 | 1.06 | 0.42342 | NPDES | 1.06 | 1.6401 | 10110195 | Yellow Creek | 3 | 19.415 | 56.776 | 101.677 | 53.264 | 32.024 | 22.57 | 13.575 | 8.211 | 5.857 | 6.256 | 5.801 | 4.83 | 26.923 | QE_11 | 4.83 | 11.8093 | 6.8637 | 47.4694 | 20.9905 | 4.0099 | 11.8093 | 30Q5 Flow | 20.9905 | HM Flow | 6.8637 | 7Q10 Flow |  | 365 | 0.0018614 | 0.27119 | 0.15762 | 0.088678 | 3 | 4 | 0 | 0 | 39 | 1 | 0 | 0 | 0.788 | 32 | 0 | 0 | 0.00034416 | 9.0398e-05 | DMR | [16 empty] | 0.032353 | 4.7136 | 2.7396 | 1.5413 | 0.0059817 | 0.0015712 | NO | NHDPlus
2021 | OWENSBORO SPECIALTY POLYMERS INC. | 110000747835 | KY0001953 | OWENSBORO | DAVIESS | KY |  | 37.8125 | -87.05 |  | 2821 | Plastics Materials and Resins | 325211 | Plastics Material and Resin Manufacturing | IS22 | Plastic Material and Resin Manufacturing | Waste handling, treatment, and disposal - Remediation or Monitoring | 1 | 0.016571 | KY0001953 | Jackson Creek-Ohio River | 051402011202 | 2022 TRI reports 1,1-DCE as a reactant |  |  |  | 2023 | 05140200000000 | OHIO RIVER, OUTFALL 001 | 1.06 | 1.06 | 0.42342 | NPDES | 1.06 | 1.6401 | 10110195 | Yellow Creek | 3 | 19.415 | 56.776 | 101.677 | 53.264 | 32.024 | 22.57 | 13.575 | 8.211 | 5.857 | 6.256 | 5.801 | 4.83 | 26.923 | QE_11 | 4.83 | 11.8093 | 6.8637 | 47.4694 | 20.9905 | 4.0099 | 11.8093 | 30Q5 Flow | 20.9905 | HM Flow | 6.8637 | 7Q10 Flow |  | 365 | 4.54e-05 | 0.0066145 | 0.0038444 | 0.0021629 | 3 | 4 | 0 | 0 | 39 | 1 | 0 | 0 | 0.788 | 32 | 0 | 0 | 8.394e-06 | 2.2048e-06 | DMR | [16 empty] | 0.0007891 | 0.11497 | 0.06682 | 0.037593 | 0.0001459 | 3.8322e-05 | NO | NHDPlus
2022 | OWENSBORO SPECIALTY POLYMERS INC. | 110000747835 | KY0001953 | OWENSBORO | DAVIESS | KY |  | 37.8125 | -87.05 |  | 2821 | Plastics Materials and Resins | 325211 | Plastics Material and Resin Manufacturing | IS22 | Plastic Material and Resin Manufacturing | Waste handling, treatment, and disposal - Remediation or Monitoring | 1 | 0.8914 | KY0001953 | Jackson Creek-Ohio River | 051402011202 | 2022 TRI reports 1,1-DCE as a reactant |  |  |  | 2023 | 05140200000000 | OHIO RIVER, OUTFALL 001 | 1.06 | 1.06 | 0.42342 | NPDES | 1.06 | 1.6401 | 10110195 | Yellow Creek | 3 | 19.415 | 56.776 | 101.677 | 53.264 | 32.024 | 22.57 | 13.575 | 8.211 | 5.857 | 6.256 | 5.801 | 4.83 | 26.923 | QE_11 | 4.83 | 11.8093 | 6.8637 | 47.4694 | 20.9905 | 4.0099 | 11.8093 | 30Q5 Flow | 20.9905 | HM Flow | 6.8637 | 7Q10 Flow |  | 365 | 0.0024422 | 0.35581 | 0.2068 | 0.11635 | 3 | 4 | 0 | 0 | 39 | 1 | 0 | 0 | 0.788 | 32 | 0 | 0 | 0.00045154 | 0.0001186 | DMR | [16 empty] | 0.042448 | 6.1844 | 3.5944 | 2.0222 | 0.0078482 | 0.0020615 | NO | NHDPlus
2019 | ISP CHEMICALS LLC | 110000741608 | KY0003701 | CALVERT CITY | MARSHALL | KY |  | 37.0477 | -88.3587 |  | 2869 | Industrial Organic Chemicals, Nec | 325998 | All Other Miscellaneous Chemical Product and Preparation Manufacturing | IS34 | All Other Chemical Product and Preparation Manufacturing | Waste handling, treatment, and disposal - Remediation or Monitoring | 1 | 4.3085 | KY0003701 | Lower Cypress Creek | 060400060503 | No organochlorines are reported to 2022 TRI |  |  |  | 2023 | 06040010000000 | TENNESSEE RIVER, UT TO CYPRESS CREEK, UT TO TENNESSEE RIVER | 1.9 | 1.34 | 0.92048 | NPDES | 1.34 | 2.0733 | 1861532 |  | 1 | 0.889 | 1.737 | 2.032 | 1.882 | 1.513 | 0.973 | 0.47 | 0.331 | 0.294 | 0.439 | 0.847 | 0.396 | 1.115 | QE_08 | 0.294 | 0.71883 | 0.37859 | 2.1736 | 0.98613 | 5.0692 | 5.0692 | Plant Flow | 5.0692 | Plant Flow | 5.0692 | Plant Flow |  | 365 | 0.011804 | 2.3286 | 2.3286 | 2.3286 | 3 | 4 | 0 | 0 | 39 | 1 | 0 | 0 | 0.788 | 32 | 0 | 0 | 0.0029551 | 0.0007762 | DMR | [16 empty] | 0.20516 | 40.4731 | 40.4731 | 40.4731 | 0.051362 | 0.013491 | NO | PlantFlow
2020 | ISP CHEMICALS LLC | 110000741608 | KY0003701 | CALVERT CITY | MARSHALL | KY |  | 37.0477 | -88.3587 |  | 2869 | Industrial Organic Chemicals, Nec | 325998 | All Other Miscellaneous Chemical Product and Preparation Manufacturing | IS34 | All Other Chemical Product and Preparation Manufacturing | Waste handling, treatment, and disposal - Remediation or Monitoring | 1 | 5.3027 | KY0003701 | Lower Cypress Creek | 060400060503 | No organochlorines are reported to 2022 TRI |  |  |  | 2023 | 06040010000000 | TENNESSEE RIVER, UT TO CYPRESS CREEK, UT TO TENNESSEE RIVER | 1.9 | 1.34 | 0.92048 | NPDES | 1.34 | 2.0733 | 1861532 |  | 1 | 0.889 | 1.737 | 2.032 | 1.882 | 1.513 | 0.973 | 0.47 | 0.331 | 0.294 | 0.439 | 0.847 | 0.396 | 1.115 | QE_08 | 0.294 | 0.71883 | 0.37859 | 2.1736 | 0.98613 | 5.0692 | 5.0692 | Plant Flow | 5.0692 | Plant Flow | 5.0692 | Plant Flow |  | 365 | 0.014528 | 2.866 | 2.866 | 2.866 | 3 | 4 | 0 | 0 | 39 | 1 | 0 | 0 | 0.788 | 32 | 0 | 0 | 0.003637 | 0.00095532 | DMR | [16 empty] | 0.25251 | 49.813 | 49.813 | 49.813 | 0.063215 | 0.016604 | NO | PlantFlow
2021 | ISP CHEMICALS LLC | 110000741608 | KY0003701 | CALVERT CITY | MARSHALL | KY |  | 37.0477 | -88.3587 |  | 2869 | Industrial Organic Chemicals, Nec | 325998 | All Other Miscellaneous Chemical Product and Preparation Manufacturing | IS34 | All Other Chemical Product and Preparation Manufacturing | Waste handling, treatment, and disposal - Remediation or Monitoring | 1 | 8.2026 | KY0003701 | Lower Cypress Creek | 060400060503 | No organochlorines are reported to 2022 TRI |  |  |  | 2023 | 06040010000000 | TENNESSEE RIVER, UT TO CYPRESS CREEK, UT TO TENNESSEE RIVER | 1.9 | 1.34 | 0.92048 | NPDES | 1.34 | 2.0733 | 1861532 |  | 1 | 0.889 | 1.737 | 2.032 | 1.882 | 1.513 | 0.973 | 0.47 | 0.331 | 0.294 | 0.439 | 0.847 | 0.396 | 1.115 | QE_08 | 0.294 | 0.71883 | 0.37859 | 2.1736 | 0.98613 | 5.0692 | 5.0692 | Plant Flow | 5.0692 | Plant Flow | 5.0692 | Plant Flow |  | 365 | 0.022473 | 4.4333 | 4.4333 | 4.4333 | 3 | 4 | 0 | 0 | 39 | 1 | 0 | 0 | 0.788 | 32 | 0 | 0 | 0.005626 | 0.0014778 | DMR | [16 empty] | 0.3906 | 77.0545 | 77.0545 | 77.0545 | 0.097785 | 0.025685 | NO | PlantFlow
2022 | ISP CHEMICALS LLC | 110000741608 | KY0003701 | CALVERT CITY | MARSHALL | KY |  | 37.0477 | -88.3587 |  | 2869 | Industrial Organic Chemicals, Nec | 325998 | All Other Miscellaneous Chemical Product and Preparation Manufacturing | IS34 | All Other Chemical Product and Preparation Manufacturing | Waste handling, treatment, and disposal - Remediation or Monitoring | 1 | 1.2428 | KY0003701 | Lower Cypress Creek | 060400060503 | No organochlorines are reported to 2022 TRI |  |  |  | 2023 | 06040010000000 | TENNESSEE RIVER, UT TO CYPRESS CREEK, UT TO TENNESSEE RIVER | 1.9 | 1.34 | 0.92048 | NPDES | 1.34 | 2.0733 | 1861532 |  | 1 | 0.889 | 1.737 | 2.032 | 1.882 | 1.513 | 0.973 | 0.47 | 0.331 | 0.294 | 0.439 | 0.847 | 0.396 | 1.115 | QE_08 | 0.294 | 0.71883 | 0.37859 | 2.1736 | 0.98613 | 5.0692 | 5.0692 | Plant Flow | 5.0692 | Plant Flow | 5.0692 | Plant Flow |  | 365 | 0.003405 | 0.67171 | 0.67171 | 0.67171 | 3 | 4 | 0 | 0 | 39 | 1 | 0 | 0 | 0.788 | 32 | 0 | 0 | 0.00085242 | 0.0002239 | DMR | [16 empty] | 0.059182 | 11.6749 | 11.6749 | 11.6749 | 0.014816 | 0.0038916 | NO | PlantFlow
2023 | ISP CHEMICALS LLC | 110000741608 | KY0003701 | CALVERT CITY | MARSHALL | KY |  | 37.0477 | -88.3587 |  | 2869 | Industrial Organic Chemicals, Nec | 325998 | All Other Miscellaneous Chemical Product and Preparation Manufacturing | IS34 | All Other Chemical Product and Preparation Manufacturing | Waste handling, treatment, and disposal - Remediation or Monitoring | 1 | 0.24857 | KY0003701 | Lower Cypress Creek | 060400060503 | No organochlorines are reported to 2022 TRI |  |  |  | 2023 | 06040010000000 | TENNESSEE RIVER, UT TO CYPRESS CREEK, UT TO TENNESSEE RIVER | 1.9 | 1.34 | 0.92048 | NPDES | 1.34 | 2.0733 | 1861532 |  | 1 | 0.889 | 1.737 | 2.032 | 1.882 | 1.513 | 0.973 | 0.47 | 0.331 | 0.294 | 0.439 | 0.847 | 0.396 | 1.115 | QE_08 | 0.294 | 0.71883 | 0.37859 | 2.1736 | 0.98613 | 5.0692 | 5.0692 | Plant Flow | 5.0692 | Plant Flow | 5.0692 | Plant Flow |  | 365 | 0.000681 | 0.13434 | 0.13434 | 0.13434 | 3 | 4 | 0 | 0 | 39 | 1 | 0 | 0 | 0.788 | 32 | 0 | 0 | 0.00017048 | 4.4781e-05 | DMR | [16 empty] | 0.011836 | 2.335 | 2.335 | 2.335 | 0.0029632 | 0.00077833 | NO | PlantFlow
2019 | RWRA MAX RHOADS WWTP | 110039998214 | KY0020095 | OWENSBORO | DAVIESS | KY |  | 37.7903 | -87.1403 |  | 4952 | Sewerage Systems | 221320 | Sewage Treatment Facilities | IS4 | Utilities | Waste handling, treatment, and disposal - POTW | 1 | 18.8095 | KY0020095 | Jackson Creek-Ohio River | 051402011202 | NAICS/SIC indication |  |  |  | 2023 | 05140200000000 | OHIO RIVER | 15 | 8.12 | 9.885 | NPDES | 8.12 | 12.5635 | 10110395 | Ohio River | 8 | 128641.981 | 169463.287 | 206601.618 | 238844.54 | 204115.501 | 160467.914 | 105729.245 | 67337.239 | 53462.673 | 42884.971 | 55835.384 | 89313.08 | 153502.683 | QE_09 | 42884.971 | 104853.2298 | 83926.5368 | 314528.0709 | 243042.781 | 30.7176 | 104853.2298 | 30Q5 Flow | 243042.781 | HM Flow | 83926.5368 | 7Q10 Flow |  | 365 | 0.051533 | 0.00061402 | 0.00049148 | 0.00021203 | 3 | 4 | 0 | 0 | 39 | 1 | 0 | 0 | 0.788 | 32 | 0 | 0 | 7.7922e-07 | 2.0467e-07 | DMR | [16 empty] | 0.89569 | 0.010672 | 0.0085423 | 0.0036853 | 1.3544e-05 | 3.5574e-06 | NO | NHDPlus
2020 | RWRA MAX RHOADS WWTP | 110039998214 | KY0020095 | OWENSBORO | DAVIESS | KY |  | 37.7903 | -87.1403 |  | 4952 | Sewerage Systems | 221320 | Sewage Treatment Facilities | IS4 | Utilities | Waste handling, treatment, and disposal - POTW | 1 | 49.9559 | KY0020095 | Jackson Creek-Ohio River | 051402011202 | NAICS/SIC indication |  |  |  | 2023 | 05140200000000 | OHIO RIVER | 15 | 8.12 | 9.885 | NPDES | 8.12 | 12.5635 | 10110395 | Ohio River | 8 | 128641.981 | 169463.287 | 206601.618 | 238844.54 | 204115.501 | 160467.914 | 105729.245 | 67337.239 | 53462.673 | 42884.971 | 55835.384 | 89313.08 | 153502.683 | QE_09 | 42884.971 | 104853.2298 | 83926.5368 | 314528.0709 | 243042.781 | 30.7176 | 104853.2298 | 30Q5 Flow | 243042.781 | HM Flow | 83926.5368 | 7Q10 Flow |  | 365 | 0.13687 | 0.0016308 | 0.0013053 | 0.00056313 | 3 | 4 | 0 | 0 | 39 | 1 | 0 | 0 | 0.788 | 32 | 0 | 0 | 2.0695e-06 | 5.4359e-07 | DMR | [16 empty] | 2.3789 | 0.028344 | 0.022687 | 0.0097878 | 3.597e-05 | 9.4482e-06 | NO | NHDPlus
2021 | RWRA MAX RHOADS WWTP | 110039998214 | KY0020095 | OWENSBORO | DAVIESS | KY |  | 37.7903 | -87.1403 |  | 4952 | Sewerage Systems | 221320 | Sewage Treatment Facilities | IS4 | Utilities | Waste handling, treatment, and disposal - POTW | 1 | 29.689 | KY0020095 | Jackson Creek-Ohio River | 051402011202 | NAICS/SIC indication |  |  |  | 2023 | 05140200000000 | OHIO RIVER | 15 | 8.12 | 9.885 | NPDES | 8.12 | 12.5635 | 10110395 | Ohio River | 8 | 128641.981 | 169463.287 | 206601.618 | 238844.54 | 204115.501 | 160467.914 | 105729.245 | 67337.239 | 53462.673 | 42884.971 | 55835.384 | 89313.08 | 153502.683 | QE_09 | 42884.971 | 104853.2298 | 83926.5368 | 314528.0709 | 243042.781 | 30.7176 | 104853.2298 | 30Q5 Flow | 243042.781 | HM Flow | 83926.5368 | 7Q10 Flow |  | 365 | 0.08134 | 0.00096918 | 0.00077575 | 0.00033467 | 3 | 4 | 0 | 0 | 39 | 1 | 0 | 0 | 0.788 | 32 | 0 | 0 | 1.2299e-06 | 3.2306e-07 | DMR | [16 empty] | 1.4138 | 0.016845 | 0.013483 | 0.0058169 | 2.1377e-05 | 5.6151e-06 | NO | NHDPlus
2022 | RWRA MAX RHOADS WWTP | 110039998214 | KY0020095 | OWENSBORO | DAVIESS | KY |  | 37.7903 | -87.1403 |  | 4952 | Sewerage Systems | 221320 | Sewage Treatment Facilities | IS4 | Utilities | Waste handling, treatment, and disposal - POTW | 1 | 1.2405 | KY0020095 | Jackson Creek-Ohio River | 051402011202 | NAICS/SIC indication |  |  |  | 2023 | 05140200000000 | OHIO RIVER | 15 | 8.12 | 9.885 | NPDES | 8.12 | 12.5635 | 10110395 | Ohio River | 8 | 128641.981 | 169463.287 | 206601.618 | 238844.54 | 204115.501 | 160467.914 | 105729.245 | 67337.239 | 53462.673 | 42884.971 | 55835.384 | 89313.08 | 153502.683 | QE_09 | 42884.971 | 104853.2298 | 83926.5368 | 314528.0709 | 243042.781 | 30.7176 | 104853.2298 | 30Q5 Flow | 243042.781 | HM Flow | 83926.5368 | 7Q10 Flow |  | 365 | 0.0033987 | 4.0496e-05 | 3.2414e-05 | 1.3984e-05 | 3 | 4 | 0 | 0 | 39 | 1 | 0 | 0 | 0.788 | 32 | 0 | 0 | 5.1391e-08 | 1.3499e-08 | DMR | [16 empty] | 0.059072 | 0.00070385 | 0.00056338 | 0.00024305 | 8.9322e-07 | 2.3462e-07 | NO | NHDPlus
2023 | RWRA MAX RHOADS WWTP | 110039998214 | KY0020095 | OWENSBORO | DAVIESS | KY |  | 37.7903 | -87.1403 |  | 4952 | Sewerage Systems | 221320 | Sewage Treatment Facilities | IS4 | Utilities | Waste handling, treatment, and disposal - POTW | 1 | 9.6016 | KY0020095 | Jackson Creek-Ohio River | 051402011202 | NAICS/SIC indication |  |  |  | 2023 | 05140200000000 | OHIO RIVER | 15 | 8.12 | 9.885 | NPDES | 8.12 | 12.5635 | 10110395 | Ohio River | 8 | 128641.981 | 169463.287 | 206601.618 | 238844.54 | 204115.501 | 160467.914 | 105729.245 | 67337.239 | 53462.673 | 42884.971 | 55835.384 | 89313.08 | 153502.683 | QE_09 | 42884.971 | 104853.2298 | 83926.5368 | 314528.0709 | 243042.781 | 30.7176 | 104853.2298 | 30Q5 Flow | 243042.781 | HM Flow | 83926.5368 | 7Q10 Flow |  | 365 | 0.026306 | 0.00031344 | 0.00025088 | 0.00010824 | 3 | 4 | 0 | 0 | 39 | 1 | 0 | 0 | 0.788 | 32 | 0 | 0 | 3.9776e-07 | 1.0448e-07 | DMR | [16 empty] | 0.45722 | 0.0054478 | 0.0043606 | 0.0018812 | 6.9135e-06 | 1.8159e-06 | NO | NHDPlus
2022 | GEORGETOWN STP #1 | 110000732208 | KY0020150 | GEORGETOWN | SCOTT | KY |  | 38.2172 | -84.5642 |  | 4952 | Sewerage Systems | 221320 | Sewage Treatment Facilities | IS4 | Utilities | Waste handling, treatment, and disposal - POTW | 1 | 8.7727 | KY0020150 | Dry Run-North Elkhorn Creek | 051002050805 | NAICS/SIC indication |  |  |  | 2023 | 05100210000000 | NORTH ELKHORN CRK, NORTH FOLK ELKHORN CREEK, NORTH FORK ELKHORN CREEK | 4.5 | 3.29 | 1.3393 | NPDES | 3.29 | 5.0904 | 1825124 | North Elkhorn Creek | 3 | 236.949 | 410.26 | 465.195 | 474.527 | 291.922 | 266.918 | 166.768 | 93.63 | 76.757 | 78.78 | 62.38 | 122.187 | 349.083 | QE_10 | 62.38 | 152.5183 | 96.9992 | 579.3374 | 295.7059 | 12.4459 | 152.5183 | 30Q5 Flow | 295.7059 | HM Flow | 96.9992 | 7Q10 Flow |  | 365 | 0.024035 | 0.24778 | 0.15759 | 0.081279 | 3 | 4 | 0 | 0 | 39 | 1 | 0 | 0 | 0.788 | 32 | 0 | 0 | 0.00031445 | 8.2594e-05 | DMR | [16 empty] | 0.41775 | 4.3067 | 2.739 | 1.4127 | 0.0054654 | 0.0014356 | NO | NHDPlus
2023 | GEORGETOWN STP #1 | 110000732208 | KY0020150 | GEORGETOWN | SCOTT | KY |  | 38.2172 | -84.5642 |  | 4952 | Sewerage Systems | 221320 | Sewage Treatment Facilities | IS4 | Utilities | Waste handling, treatment, and disposal - POTW | 1 | 8.4618 | KY0020150 | Dry Run-North Elkhorn Creek | 051002050805 | NAICS/SIC indication |  |  |  | 2023 | 05100210000000 | NORTH ELKHORN CRK, NORTH FOLK ELKHORN CREEK, NORTH FORK ELKHORN CREEK | 4.5 | 3.29 | 1.3393 | NPDES | 3.29 | 5.0904 | 1825124 | North Elkhorn Creek | 3 | 236.949 | 410.26 | 465.195 | 474.527 | 291.922 | 266.918 | 166.768 | 93.63 | 76.757 | 78.78 | 62.38 | 122.187 | 349.083 | QE_10 | 62.38 | 152.5183 | 96.9992 | 579.3374 | 295.7059 | 12.4459 | 152.5183 | 30Q5 Flow | 295.7059 | HM Flow | 96.9992 | 7Q10 Flow |  | 365 | 0.023183 | 0.239 | 0.152 | 0.078399 | 3 | 4 | 0 | 0 | 39 | 1 | 0 | 0 | 0.788 | 32 | 0 | 0 | 0.0003033 | 7.9668e-05 | DMR | [16 empty] | 0.40294 | 4.1541 | 2.6419 | 1.3627 | 0.0052717 | 0.0013847 | NO | NHDPlus
2019 | MAYSVILLE STP | 110000761104 | KY0020257 | MAYSVILLE | MASON | KY |  | 38.6865 | -83.7887 |  | 4952 | Sewerage Systems | 221320 | Sewage Treatment Facilities | IS4 | Utilities | Waste handling, treatment, and disposal - POTW | 1 | 0.46972 | KY0020257 | Lawrence Creek-Ohio River | 050902010605 | NAICS/SIC indication |  |  |  | 2023 | 05090200000000 | OHIO RIVER | 3.4 | 1.345 | 1.4726 | NPDES | 1.345 | 2.081 | 1920590 |  | 1 | 0.951 | 3.249 | 9.037 | 2.708 | 1.471 | 1.223 | 0.773 | 0.507 | 0.324 | 0.394 | 0.428 | 0.677 | 1.498 | QE_08 | 0.324 | 0.79218 | 0.41865 | 2.3252 | 1.0762 | 5.0881 | 5.0881 | Plant Flow | 5.0881 | Plant Flow | 5.0881 | Plant Flow |  | 365 | 0.0012869 | 0.25292 | 0.25292 | 0.25292 | 3 | 4 | 0 | 0 | 39 | 1 | 0 | 0 | 0.788 | 32 | 0 | 0 | 0.00032097 | 8.4308e-05 | DMR | [16 empty] | 0.022368 | 4.3961 | 4.3961 | 4.3961 | 0.0055788 | 0.0014654 | NO | PlantFlow
2020 | VERSAILLES STP | 110000732226 | KY0020621 | VERSAILLES | WOODFORD | KY |  | 38.0578 | -84.7439 |  | 4952 | Sewerage Systems | 221320 | Sewage Treatment Facilities | IS4 | Utilities | Waste handling, treatment, and disposal - POTW | 1 | 5.6366 | KY0020621 | Glenns Creek | 051002050709 | NAICS/SIC indication |  |  |  | 2023 | 05100210000000 | GLENN?S CREEK, GLENNS CRK | 4.5 | 2.13 | 0.94233 | NPDES | 2.13 | 3.2956 | 1825648 | Glenns Creek | 1 | 4.987 | 17.025 | 32.873 | 13.45 | 7.045 | 5.676 | 3.538 | 2.344 | 1.582 | 1.707 | 1.705 | 3.703 | 8.172 | QE_08 | 1.582 | 3.868 | 2.1615 | 12.1932 | 5.832 | 8.0577 | 8.0577 | Plant Flow | 8.0577 | Plant Flow | 8.0577 | Plant Flow |  | 365 | 0.015443 | 1.9165 | 1.9165 | 1.9165 | 3 | 4 | 0 | 0 | 39 | 1 | 0 | 0 | 0.788 | 32 | 0 | 0 | 0.0024321 | 0.00063884 | DMR | [16 empty] | 0.26841 | 33.3111 | 33.3111 | 33.3111 | 0.042273 | 0.011104 | NO | PlantFlow
2019 | RUSSELLVILLE STP | 110000736730 | KY0020877 | RUSSELLVILLE | LOGAN | KY |  | 36.8567 | -86.889 |  | 4952 | Sewerage Systems | 221320 | Sewage Treatment Facilities | IS4 | Utilities | Waste handling, treatment, and disposal - POTW | 1 | 1.4202 | KY0020877 | Headwaters Mud River | 051100030204 | NAICS/SIC indication |  |  |  | 2023 | 05110000000000 | TOWN BR, TOWN BRANCH | 2.4 | 1.23 | 1.0884 | NPDES | 1.23 | 1.9031 | 11631215 | Town Branch | 2 | 20.195 | 60.066 | 103.094 | 51.969 | 27.353 | 23.454 | 14.124 | 8.03 | 5.283 | 5.853 | 5.671 | 13.045 | 33.134 | QE_08 | 5.283 | 12.9169 | 7.5312 | 49.3765 | 22.5093 | 4.653 | 12.9169 | 30Q5 Flow | 22.5093 | HM Flow | 7.5312 | 7Q10 Flow |  | 365 | 0.003891 | 0.51665 | 0.30123 | 0.17286 | 3 | 4 | 0 | 0 | 39 | 1 | 0 | 0 | 0.788 | 32 | 0 | 0 | 0.00065565 | 0.00017222 | DMR | [16 empty] | 0.067629 | 8.9799 | 5.2357 | 3.0045 | 0.011396 | 0.0029933 | NO | NHDPlus
2020 | RUSSELLVILLE STP | 110000736730 | KY0020877 | RUSSELLVILLE | LOGAN | KY |  | 36.8567 | -86.889 |  | 4952 | Sewerage Systems | 221320 | Sewage Treatment Facilities | IS4 | Utilities | Waste handling, treatment, and disposal - POTW | 1 | 0.67626 | KY0020877 | Headwaters Mud River | 051100030204 | NAICS/SIC indication |  |  |  | 2023 | 05110000000000 | TOWN BR, TOWN BRANCH | 2.4 | 1.23 | 1.0884 | NPDES | 1.23 | 1.9031 | 11631215 | Town Branch | 2 | 20.195 | 60.066 | 103.094 | 51.969 | 27.353 | 23.454 | 14.124 | 8.03 | 5.283 | 5.853 | 5.671 | 13.045 | 33.134 | QE_08 | 5.283 | 12.9169 | 7.5312 | 49.3765 | 22.5093 | 4.653 | 12.9169 | 30Q5 Flow | 22.5093 | HM Flow | 7.5312 | 7Q10 Flow |  | 365 | 0.0018528 | 0.24601 | 0.14344 | 0.082311 | 3 | 4 | 0 | 0 | 39 | 1 | 0 | 0 | 0.788 | 32 | 0 | 0 | 0.0003122 | 8.2004e-05 | DMR | [16 empty] | 0.032203 | 4.2759 | 2.4931 | 1.4306 | 0.0054263 | 0.0014253 | NO | NHDPlus
2021 | RUSSELLVILLE STP | 110000736730 | KY0020877 | RUSSELLVILLE | LOGAN | KY |  | 36.8567 | -86.889 |  | 4952 | Sewerage Systems | 221320 | Sewage Treatment Facilities | IS4 | Utilities | Waste handling, treatment, and disposal - POTW | 1 | 0.00080819 | KY0020877 | Headwaters Mud River | 051100030204 | NAICS/SIC indication |  |  |  | 2023 | 05110000000000 | TOWN BR, TOWN BRANCH | 2.4 | 1.23 | 1.0884 | NPDES | 1.23 | 1.9031 | 11631215 | Town Branch | 2 | 20.195 | 60.066 | 103.094 | 51.969 | 27.353 | 23.454 | 14.124 | 8.03 | 5.283 | 5.853 | 5.671 | 13.045 | 33.134 | QE_08 | 5.283 | 12.9169 | 7.5312 | 49.3765 | 22.5093 | 4.653 | 12.9169 | 30Q5 Flow | 22.5093 | HM Flow | 7.5312 | 7Q10 Flow |  | 365 | 2.2142e-06 | 0.00029401 | 0.00017142 | 9.837e-05 | 3 | 4 | 0 | 0 | 39 | 1 | 0 | 0 | 0.788 | 32 | 0 | 0 | 3.7311e-07 | 9.8003e-08 | DMR | [16 empty] | 3.8485e-05 | 0.0051101 | 0.0029795 | 0.0017098 | 6.4849e-06 | 1.7034e-06 | NO | NHDPlus
2022 | RUSSELLVILLE STP | 110000736730 | KY0020877 | RUSSELLVILLE | LOGAN | KY |  | 36.8567 | -86.889 |  | 4952 | Sewerage Systems | 221320 | Sewage Treatment Facilities | IS4 | Utilities | Waste handling, treatment, and disposal - POTW | 1 | 0.0038199 | KY0020877 | Headwaters Mud River | 051100030204 | NAICS/SIC indication |  |  |  | 2023 | 05110000000000 | TOWN BR, TOWN BRANCH | 2.4 | 1.23 | 1.0884 | NPDES | 1.23 | 1.9031 | 11631215 | Town Branch | 2 | 20.195 | 60.066 | 103.094 | 51.969 | 27.353 | 23.454 | 14.124 | 8.03 | 5.283 | 5.853 | 5.671 | 13.045 | 33.134 | QE_08 | 5.283 | 12.9169 | 7.5312 | 49.3765 | 22.5093 | 4.653 | 12.9169 | 30Q5 Flow | 22.5093 | HM Flow | 7.5312 | 7Q10 Flow |  | 365 | 1.0466e-05 | 0.0013896 | 0.00081022 | 0.00046494 | 3 | 4 | 0 | 0 | 39 | 1 | 0 | 0 | 0.788 | 32 | 0 | 0 | 1.7635e-06 | 4.6321e-07 | DMR | [16 empty] | 0.0001819 | 0.024153 | 0.014082 | 0.0080812 | 3.0651e-05 | 8.051e-06 | NO | NHDPlus
2023 | RUSSELLVILLE STP | 110000736730 | KY0020877 | RUSSELLVILLE | LOGAN | KY |  | 36.8567 | -86.889 |  | 4952 | Sewerage Systems | 221320 | Sewage Treatment Facilities | IS4 | Utilities | Waste handling, treatment, and disposal - POTW | 1 | 0.00046557 | KY0020877 | Headwaters Mud River | 051100030204 | NAICS/SIC indication |  |  |  | 2023 | 05110000000000 | TOWN BR, TOWN BRANCH | 2.4 | 1.23 | 1.0884 | NPDES | 1.23 | 1.9031 | 11631215 | Town Branch | 2 | 20.195 | 60.066 | 103.094 | 51.969 | 27.353 | 23.454 | 14.124 | 8.03 | 5.283 | 5.853 | 5.671 | 13.045 | 33.134 | QE_08 | 5.283 | 12.9169 | 7.5312 | 49.3765 | 22.5093 | 4.653 | 12.9169 | 30Q5 Flow | 22.5093 | HM Flow | 7.5312 | 7Q10 Flow |  | 365 | 1.2755e-06 | 0.00016937 | 9.875e-05 | 5.6668e-05 | 3 | 4 | 0 | 0 | 39 | 1 | 0 | 0 | 0.788 | 32 | 0 | 0 | 2.1493e-07 | 5.6456e-08 | DMR | [16 empty] | 2.217e-05 | 0.0029438 | 0.0017164 | 0.00098494 | 3.7358e-06 | 9.8126e-07 | NO | NHDPlus
2021 | LANCASTER STP | 110039705049 | KY0020974 | LANCASTER | GARRARD | KY |  | 37.617 | -84.5851 |  | 4952 | Sewerage Systems | 221320 | Sewage Treatment Facilities | IS4 | Utilities | Waste handling, treatment, and disposal - POTW | 1 | 3.2701 | KY0020974 | Boone Creek-Dix River | 051002050504 | NAICS/SIC indication |  |  |  | 2023 | 05100210000000 | WHITE OAK CREEK, WHITE OAK CRK | 1 | 0.486 | 0.42598 | NPDES | 0.486 | 0.75195 | 1827344 | White Oak Creek | 1 | 1.978 | 7.362 | 15.294 | 5.505 | 2.818 | 2.298 | 1.476 | 0.942 | 0.621 | 0.718 | 0.754 | 1.696 | 3.295 | QE_08 | 0.621 | 1.5183 | 0.821 | 4.8362 | 2.2069 | 1.8385 | 1.8385 | Plant Flow | 2.2069 | HM Flow | 1.8385 | Plant Flow |  | 365 | 0.0089591 | 4.873 | 4.873 | 4.0596 | 3 | 4 | 0 | 0 | 39 | 1 | 0 | 0 | 0.788 | 32 | 0 | 0 | 0.006184 | 0.0016243 | DMR | [16 empty] | 0.15572 | 84.6974 | 84.6974 | 70.5589 | 0.10748 | 0.028232 | NO | NHDPlus
2019 | GLASGOW STP | 110001123276 | KY0021164 | GLASGOW | BARREN | KY |  | 36.9838 | -85.9571 |  | 4952 | Sewerage Systems | 221320 | Sewage Treatment Facilities | IS4 | Utilities | Waste handling, treatment, and disposal - POTW | 1 | 5.2014 | KY0021164 | South Fork Beaver Creek-Beaver Creek | 051100020306 | NAICS/SIC indication |  |  |  | 2023 | 05110000000000 | HUGGINS BR / SOUTH FORK/ BEAVER CRK, HUGGINS BRANCH, SOUTH FORK BEAVER CREEK | 4 | 2.19 | 1.1407 | NPDES | 2.19 | 3.3884 | 4032228 | Huggins Branch | 1 | 0.892 | 3.616 | 8.535 | 2.489 | 1.186 | 0.99 | 0.63 | 0.422 | 0.266 | 0.34 | 0.334 | 0.963 | 1.61 | QE_08 | 0.266 | 0.65037 | 0.34133 | 2.1809 | 0.9328 | 8.2847 | 8.2847 | Plant Flow | 8.2847 | Plant Flow | 8.2847 | Plant Flow |  | 365 | 0.014251 | 1.7201 | 1.7201 | 1.7201 | 3 | 4 | 0 | 0 | 39 | 1 | 0 | 0 | 0.788 | 32 | 0 | 0 | 0.0021829 | 0.00057337 | DMR | [16 empty] | 0.24769 | 29.8971 | 29.8971 | 29.8971 | 0.03794 | 0.0099657 | NO | PlantFlow
2020 | GLASGOW STP | 110001123276 | KY0021164 | GLASGOW | BARREN | KY |  | 36.9838 | -85.9571 |  | 4952 | Sewerage Systems | 221320 | Sewage Treatment Facilities | IS4 | Utilities | Waste handling, treatment, and disposal - POTW | 1 | 3.3447 | KY0021164 | South Fork Beaver Creek-Beaver Creek | 051100020306 | NAICS/SIC indication |  |  |  | 2023 | 05110000000000 | HUGGINS BR / SOUTH FORK/ BEAVER CRK, HUGGINS BRANCH, SOUTH FORK BEAVER CREEK | 4 | 2.19 | 1.1407 | NPDES | 2.19 | 3.3884 | 4032228 | Huggins Branch | 1 | 0.892 | 3.616 | 8.535 | 2.489 | 1.186 | 0.99 | 0.63 | 0.422 | 0.266 | 0.34 | 0.334 | 0.963 | 1.61 | QE_08 | 0.266 | 0.65037 | 0.34133 | 2.1809 | 0.9328 | 8.2847 | 8.2847 | Plant Flow | 8.2847 | Plant Flow | 8.2847 | Plant Flow |  | 365 | 0.0091635 | 1.1061 | 1.1061 | 1.1061 | 3 | 4 | 0 | 0 | 39 | 1 | 0 | 0 | 0.788 | 32 | 0 | 0 | 0.0014036 | 0.00036869 | DMR | [16 empty] | 0.15927 | 19.2247 | 19.2247 | 19.2247 | 0.024397 | 0.0064082 | NO | PlantFlow
2021 | GLASGOW STP | 110001123276 | KY0021164 | GLASGOW | BARREN | KY |  | 36.9838 | -85.9571 |  | 4952 | Sewerage Systems | 221320 | Sewage Treatment Facilities | IS4 | Utilities | Waste handling, treatment, and disposal - POTW | 1 | 3.6251 | KY0021164 | South Fork Beaver Creek-Beaver Creek | 051100020306 | NAICS/SIC indication |  |  |  | 2023 | 05110000000000 | HUGGINS BR / SOUTH FORK/ BEAVER CRK, HUGGINS BRANCH, SOUTH FORK BEAVER CREEK | 4 | 2.19 | 1.1407 | NPDES | 2.19 | 3.3884 | 4032228 | Huggins Branch | 1 | 0.892 | 3.616 | 8.535 | 2.489 | 1.186 | 0.99 | 0.63 | 0.422 | 0.266 | 0.34 | 0.334 | 0.963 | 1.61 | QE_08 | 0.266 | 0.65037 | 0.34133 | 2.1809 | 0.9328 | 8.2847 | 8.2847 | Plant Flow | 8.2847 | Plant Flow | 8.2847 | Plant Flow |  | 365 | 0.0099318 | 1.1988 | 1.1988 | 1.1988 | 3 | 4 | 0 | 0 | 39 | 1 | 0 | 0 | 0.788 | 32 | 0 | 0 | 0.0015213 | 0.00039961 | DMR | [16 empty] | 0.17262 | 20.8366 | 20.8366 | 20.8366 | 0.026442 | 0.0069455 | NO | PlantFlow
2020 | BENTON STP | 110001855635 | KY0021172 | BENTON | MARSHALL | KY |  | 36.8661 | -88.3425 |  | 4952 | Sewerage Systems | 221320 | Sewage Treatment Facilities | IS4 | Utilities | Waste handling, treatment, and disposal - POTW | 1 | 5.7748 | KY0021172 | Watch Creek-Clarks River | 060400060402 | NAICS/SIC indication |  |  |  | 2023 | 06040010000000 | CLARKS RIVER / EAST FORK, DITCH TO UT TO CLARKS RIVER | 1 | 0.968 | 0.93992 | NPDES | 0.968 | 1.4977 | 1862980 | Clarks River | 4 | 307.454 | 454.562 | 667.896 | 565.236 | 466.405 | 398.089 | 220.579 | 126.972 | 83.171 | 48.376 | 65.932 | 190.199 | 475.628 | QE_09 | 48.376 | 118.2787 | 74.5531 | 751.7213 | 289.2501 | 3.6619 | 118.2787 | 30Q5 Flow | 289.2501 | HM Flow | 74.5531 | 7Q10 Flow |  | 365 | 0.015821 | 0.21222 | 0.13376 | 0.054698 | 3 | 4 | 0 | 0 | 39 | 1 | 0 | 0 | 0.788 | 32 | 0 | 0 | 0.00026931 | 7.0738e-05 | DMR | [16 empty] | 0.27499 | 3.6885 | 2.3249 | 0.9507 | 0.0046808 | 0.0012295 | NO | NHDPlus
2021 | BENTON STP | 110001855635 | KY0021172 | BENTON | MARSHALL | KY |  | 36.8661 | -88.3425 |  | 4952 | Sewerage Systems | 221320 | Sewage Treatment Facilities | IS4 | Utilities | Waste handling, treatment, and disposal - POTW | 1 | 4.0568 | KY0021172 | Watch Creek-Clarks River | 060400060402 | NAICS/SIC indication |  |  |  | 2023 | 06040010000000 | CLARKS RIVER / EAST FORK, DITCH TO UT TO CLARKS RIVER | 1 | 0.968 | 0.93992 | NPDES | 0.968 | 1.4977 | 1862980 | Clarks River | 4 | 307.454 | 454.562 | 667.896 | 565.236 | 466.405 | 398.089 | 220.579 | 126.972 | 83.171 | 48.376 | 65.932 | 190.199 | 475.628 | QE_09 | 48.376 | 118.2787 | 74.5531 | 751.7213 | 289.2501 | 3.6619 | 118.2787 | 30Q5 Flow | 289.2501 | HM Flow | 74.5531 | 7Q10 Flow |  | 365 | 0.011115 | 0.14908 | 0.09397 | 0.038426 | 3 | 4 | 0 | 0 | 39 | 1 | 0 | 0 | 0.788 | 32 | 0 | 0 | 0.00018919 | 4.9695e-05 | DMR | [16 empty] | 0.19318 | 2.5912 | 1.6333 | 0.66788 | 0.0032883 | 0.00086374 | NO | NHDPlus
2022 | BENTON STP | 110001855635 | KY0021172 | BENTON | MARSHALL | KY |  | 36.8661 | -88.3425 |  | 4952 | Sewerage Systems | 221320 | Sewage Treatment Facilities | IS4 | Utilities | Waste handling, treatment, and disposal - POTW | 1 | 3.4642 | KY0021172 | Watch Creek-Clarks River | 060400060402 | NAICS/SIC indication |  |  |  | 2023 | 06040010000000 | CLARKS RIVER / EAST FORK, DITCH TO UT TO CLARKS RIVER | 1 | 0.968 | 0.93992 | NPDES | 0.968 | 1.4977 | 1862980 | Clarks River | 4 | 307.454 | 454.562 | 667.896 | 565.236 | 466.405 | 398.089 | 220.579 | 126.972 | 83.171 | 48.376 | 65.932 | 190.199 | 475.628 | QE_09 | 48.376 | 118.2787 | 74.5531 | 751.7213 | 289.2501 | 3.6619 | 118.2787 | 30Q5 Flow | 289.2501 | HM Flow | 74.5531 | 7Q10 Flow |  | 365 | 0.0094909 | 0.1273 | 0.080242 | 0.032812 | 3 | 4 | 0 | 0 | 39 | 1 | 0 | 0 | 0.788 | 32 | 0 | 0 | 0.00016155 | 4.2435e-05 | DMR | [16 empty] | 0.16496 | 2.2127 | 1.3947 | 0.5703 | 0.0028079 | 0.00073755 | NO | NHDPlus
2019 | AUBURN WWTP | 110003250277 | KY0021202 | AUBURN | LOGAN | KY |  | 36.8644 | -86.7059 |  | 4952 | Sewerage Systems | 221320 | Sewage Treatment Facilities | IS4 | Utilities | Waste handling, treatment, and disposal - POTW | 1 | 0.22104 | KY0021202 | Clear Fork Creek | 051100020802 | NAICS/SIC indication |  |  |  | 2023 | 05110000000000 | BLACK LICK CREEK, BLACKLICK CRK | 0.35 | 0.15 | 0.10442 | NPDES | 0.15 | 0.23208 | 4035490 | Black Lick Creek | 2 | 32.232 | 93.173 | 151.222 | 82.016 | 44.465 | 35.404 | 21.046 | 12.571 | 8.366 | 8.956 | 8.467 | 20.063 | 52.892 | QE_08 | 8.366 | 20.4548 | 12.1207 | 78.8068 | 36.5157 | 0.56744 | 20.4548 | 30Q5 Flow | 36.5157 | HM Flow | 12.1207 | 7Q10 Flow |  | 365 | 0.0006056 | 0.049964 | 0.029607 | 0.016585 | 3 | 4 | 0 | 0 | 39 | 1 | 0 | 0 | 0.788 | 32 | 0 | 0 | 6.3406e-05 | 1.6655e-05 | DMR | [16 empty] | 0.010526 | 0.86842 | 0.51459 | 0.28826 | 0.0011021 | 0.00028947 | NO | NHDPlus
2019 | FLEMINGSBURG STP | 110003251427 | KY0021229 | FLEMINGSBURG | FLEMING | KY |  | 38.4215 | -83.7344 |  | 4952 | Sewerage Systems | 221320 | Sewage Treatment Facilities | IS4 | Utilities | Waste handling, treatment, and disposal - POTW | 1 | 0.47524 | KY0021229 | Allison Creek-Fleming Creek | 051001010903 | NAICS/SIC indication |  |  |  | 2023 | 05100100000000 | TOWN BR, TOWN BRANCH | 1.13 | 0.467 | 0.34967 | NPDES | 0.467 | 0.72256 | 2088993 | Town Branch | 2 | 8.309 | 26.48 | 50.192 | 22.03 | 11.881 | 9.799 | 6.016 | 4.009 | 2.743 | 2.483 | 2.756 | 5.215 | 12.856 | QE_09 | 2.483 | 6.0709 | 3.4468 | 20.3154 | 9.6062 | 1.7666 | 6.0709 | 30Q5 Flow | 9.6062 | HM Flow | 3.4468 | 7Q10 Flow |  | 365 | 0.001302 | 0.37775 | 0.21447 | 0.13554 | 3 | 4 | 0 | 0 | 39 | 1 | 0 | 0 | 0.788 | 32 | 0 | 0 | 0.00047938 | 0.00012592 | DMR | [16 empty] | 0.022631 | 6.5657 | 3.7277 | 2.3558 | 0.0083321 | 0.0021886 | NO | NHDPlus
2020 | FLEMINGSBURG STP | 110003251427 | KY0021229 | FLEMINGSBURG | FLEMING | KY |  | 38.4215 | -83.7344 |  | 4952 | Sewerage Systems | 221320 | Sewage Treatment Facilities | IS4 | Utilities | Waste handling, treatment, and disposal - POTW | 1 | 0.27009 | KY0021229 | Allison Creek-Fleming Creek | 051001010903 | NAICS/SIC indication |  |  |  | 2023 | 05100100000000 | TOWN BR, TOWN BRANCH | 1.13 | 0.467 | 0.34967 | NPDES | 0.467 | 0.72256 | 2088993 | Town Branch | 2 | 8.309 | 26.48 | 50.192 | 22.03 | 11.881 | 9.799 | 6.016 | 4.009 | 2.743 | 2.483 | 2.756 | 5.215 | 12.856 | QE_09 | 2.483 | 6.0709 | 3.4468 | 20.3154 | 9.6062 | 1.7666 | 6.0709 | 30Q5 Flow | 9.6062 | HM Flow | 3.4468 | 7Q10 Flow |  | 365 | 0.00073997 | 0.21468 | 0.12189 | 0.07703 | 3 | 4 | 0 | 0 | 39 | 1 | 0 | 0 | 0.788 | 32 | 0 | 0 | 0.00027244 | 7.1561e-05 | DMR | [16 empty] | 0.012861 | 3.7314 | 2.1185 | 1.3389 | 0.0047353 | 0.0012438 | NO | NHDPlus
2021 | FLEMINGSBURG STP | 110003251427 | KY0021229 | FLEMINGSBURG | FLEMING | KY |  | 38.4215 | -83.7344 |  | 4952 | Sewerage Systems | 221320 | Sewage Treatment Facilities | IS4 | Utilities | Waste handling, treatment, and disposal - POTW | 1 | 0.2915 | KY0021229 | Allison Creek-Fleming Creek | 051001010903 | NAICS/SIC indication |  |  |  | 2023 | 05100100000000 | TOWN BR, TOWN BRANCH | 1.13 | 0.467 | 0.34967 | NPDES | 0.467 | 0.72256 | 2088993 | Town Branch | 2 | 8.309 | 26.48 | 50.192 | 22.03 | 11.881 | 9.799 | 6.016 | 4.009 | 2.743 | 2.483 | 2.756 | 5.215 | 12.856 | QE_09 | 2.483 | 6.0709 | 3.4468 | 20.3154 | 9.6062 | 1.7666 | 6.0709 | 30Q5 Flow | 9.6062 | HM Flow | 3.4468 | 7Q10 Flow |  | 365 | 0.00079864 | 0.2317 | 0.13155 | 0.083137 | 3 | 4 | 0 | 0 | 39 | 1 | 0 | 0 | 0.788 | 32 | 0 | 0 | 0.00029404 | 7.7234e-05 | DMR | [16 empty] | 0.013881 | 4.0272 | 2.2865 | 1.445 | 0.0051107 | 0.0013424 | NO | NHDPlus
2020 | LONDON STP | 110000557013 | KY0021270 | LONDON | LAUREL | KY |  | 37.1064 | -84.0668 |  | 4952 | Sewerage Systems | 221320 | Sewage Treatment Facilities | IS4 | Utilities | Waste handling, treatment, and disposal - POTW | 1 | 2.8349 | KY0021270 | Little Laurel River | 051301010802 | NAICS/SIC indication |  |  |  | 2023 | 05130100000000 | WHITLEY BR, WHITLEY BRANCH | 5 | 3.409 | 3.0855 | NPDES | 3.409 | 5.2745 | 10186944 | Whitley Branch | 1 | 2.132 | 8.131 | 16.663 | 5.603 | 2.787 | 2.316 | 1.44 | 0.936 | 0.626 | 0.761 | 0.713 | 2.541 | 3.747 | QE_08 | 0.626 | 1.5306 | 0.82785 | 5.2127 | 2.2971 | 12.8961 | 12.8961 | Plant Flow | 12.8961 | Plant Flow | 12.8961 | Plant Flow |  | 365 | 0.0077668 | 0.60226 | 0.60226 | 0.60226 | 3 | 4 | 0 | 0 | 39 | 1 | 0 | 0 | 0.788 | 32 | 0 | 0 | 0.00076429 | 0.00020075 | DMR | [16 empty] | 0.13499 | 10.4679 | 10.4679 | 10.4679 | 0.013284 | 0.0034893 | NO | PlantFlow
2021 | LONDON STP | 110000557013 | KY0021270 | LONDON | LAUREL | KY |  | 37.1064 | -84.0668 |  | 4952 | Sewerage Systems | 221320 | Sewage Treatment Facilities | IS4 | Utilities | Waste handling, treatment, and disposal - POTW | 1 | 2.1586 | KY0021270 | Little Laurel River | 051301010802 | NAICS/SIC indication |  |  |  | 2023 | 05130100000000 | WHITLEY BR, WHITLEY BRANCH | 5 | 3.409 | 3.0855 | NPDES | 3.409 | 5.2745 | 10186944 | Whitley Branch | 1 | 2.132 | 8.131 | 16.663 | 5.603 | 2.787 | 2.316 | 1.44 | 0.936 | 0.626 | 0.761 | 0.713 | 2.541 | 3.747 | QE_08 | 0.626 | 1.5306 | 0.82785 | 5.2127 | 2.2971 | 12.8961 | 12.8961 | Plant Flow | 12.8961 | Plant Flow | 12.8961 | Plant Flow |  | 365 | 0.0059141 | 0.45859 | 0.45859 | 0.45859 | 3 | 4 | 0 | 0 | 39 | 1 | 0 | 0 | 0.788 | 32 | 0 | 0 | 0.00058197 | 0.00015286 | DMR | [16 empty] | 0.10279 | 7.9708 | 7.9708 | 7.9708 | 0.010115 | 0.0026569 | NO | PlantFlow
2020 | MORGANFIELD WWTP | 110064612557 | KY0021440 | MORGANFIELD | UNION | KY |  | 37.6714 | -87.8289 |  | 4952 | Sewerage Systems | 221320 | Sewage Treatment Facilities | IS4 | Utilities | Waste handling, treatment, and disposal - POTW | 1 | 10.4927 | KY0021440 | Casey Creek | 051402020504 | NAICS/SIC indication |  |  |  | 2023 | 05140200000000 | CASEY CRK, UT TO CASEY CREEK, UT TO LOST CREEK | 3.5 | 1.66 | 2.905 | NPDES | 1.66 | 2.5684 | 11865236 |  | 1 | 0.852 | 3.233 | 8.181 | 2.592 | 1.464 | 1.056 | 0.658 | 0.448 | 0.279 | 0.328 | 0.41 | 0.267 | 1.281 | QE_11 | 0.267 | 0.65281 | 0.34266 | 2.0831 | 0.91473 | 6.2797 | 6.2797 | Plant Flow | 6.2797 | Plant Flow | 6.2797 | Plant Flow |  | 365 | 0.028747 | 4.5778 | 4.5778 | 4.5778 | 3 | 4 | 0 | 0 | 39 | 1 | 0 | 0 | 0.788 | 32 | 0 | 0 | 0.0058094 | 0.0015259 | DMR | [16 empty] | 0.49965 | 79.566 | 79.566 | 79.566 | 0.10097 | 0.026522 | NO | PlantFlow
2021 | MORGANFIELD WWTP | 110064612557 | KY0021440 | MORGANFIELD | UNION | KY |  | 37.6714 | -87.8289 |  | 4952 | Sewerage Systems | 221320 | Sewage Treatment Facilities | IS4 | Utilities | Waste handling, treatment, and disposal - POTW | 1 | 5.9544 | KY0021440 | Casey Creek | 051402020504 | NAICS/SIC indication |  |  |  | 2023 | 05140200000000 | CASEY CRK, UT TO CASEY CREEK, UT TO LOST CREEK | 3.5 | 1.66 | 2.905 | NPDES | 1.66 | 2.5684 | 11865236 |  | 1 | 0.852 | 3.233 | 8.181 | 2.592 | 1.464 | 1.056 | 0.658 | 0.448 | 0.279 | 0.328 | 0.41 | 0.267 | 1.281 | QE_11 | 0.267 | 0.65281 | 0.34266 | 2.0831 | 0.91473 | 6.2797 | 6.2797 | Plant Flow | 6.2797 | Plant Flow | 6.2797 | Plant Flow |  | 365 | 0.016313 | 2.5978 | 2.5978 | 2.5978 | 3 | 4 | 0 | 0 | 39 | 1 | 0 | 0 | 0.788 | 32 | 0 | 0 | 0.0032967 | 0.00086593 | DMR | [16 empty] | 0.28354 | 45.152 | 45.152 | 45.152 | 0.0573 | 0.015051 | NO | PlantFlow
2022 | MORGANFIELD WWTP | 110064612557 | KY0021440 | MORGANFIELD | UNION | KY |  | 37.6714 | -87.8289 |  | 4952 | Sewerage Systems | 221320 | Sewage Treatment Facilities | IS4 | Utilities | Waste handling, treatment, and disposal - POTW | 1 | 3.5712 | KY0021440 | Casey Creek | 051402020504 | NAICS/SIC indication |  |  |  | 2023 | 05140200000000 | CASEY CRK, UT TO CASEY CREEK, UT TO LOST CREEK | 3.5 | 1.66 | 2.905 | NPDES | 1.66 | 2.5684 | 11865236 |  | 1 | 0.852 | 3.233 | 8.181 | 2.592 | 1.464 | 1.056 | 0.658 | 0.448 | 0.279 | 0.328 | 0.41 | 0.267 | 1.281 | QE_11 | 0.267 | 0.65281 | 0.34266 | 2.0831 | 0.91473 | 6.2797 | 6.2797 | Plant Flow | 6.2797 | Plant Flow | 6.2797 | Plant Flow |  | 365 | 0.0097842 | 1.5581 | 1.5581 | 1.5581 | 3 | 4 | 0 | 0 | 39 | 1 | 0 | 0 | 0.788 | 32 | 0 | 0 | 0.0019772 | 0.00051936 | DMR | [16 empty] | 0.17006 | 27.0807 | 27.0807 | 27.0807 | 0.034366 | 0.0090269 | NO | PlantFlow
2020 | NORTHERN KY SANITATION DISTRICT 1 DRY CREEK WWTP | 110039639736 | KY0021466 | ERLANGER | KENTON | KY |  | 39.0586 | -84.6181 |  | 4952 | Sewerage Systems | 221320 | Sewage Treatment Facilities | IS4 | Utilities | Waste handling, treatment, and disposal - POTW | 1 | 0.016944 | KY0021466 | Dry Creek-Ohio River | 050902030202 | NAICS/SIC indication |  |  |  | 2023 | 05100100000000 | BANKLICK CREEK, LICKING RIVER, OHIO RIVER, OUTFALL 001, PLEASANT RUN CREEK, UT TO BANKLICK CREEK, UT TO FOURMILE CREEK, UT TO OHIO RIVER, UT TO OHIO RIVER (TAYLOR CREEK), UT TO OHIO RIVER (UT TO TAYLOR CREEK), UT TO PLEASANT RUN CREEK | 46.5 | 46.5 | 1.4235 | NPDES | 46.5 | 71.9462 | 2099587 | Licking River | 6 | 4608.971 | 7286.562 | 8527.711 | 9203.861 | 6880.011 | 5539.899 | 3285.655 | 1877.056 | 1360.68 | 1416.903 | 1288.744 | 2739.572 | 6277.25 | QE_10 | 1288.744 | 3150.9633 | 2229.367 | 11268.8777 | 6792.5554 | 175.9076 | 3150.9633 | 30Q5 Flow | 6792.5554 | HM Flow | 2229.367 | 7Q10 Flow |  | 365 | 4.6423e-05 | 2.0823e-05 | 1.4733e-05 | 6.8344e-06 | 3 | 4 | 0 | 0 | 39 | 1 | 0 | 0 | 0.788 | 32 | 0 | 0 | 2.6426e-08 | 6.9411e-09 | DMR | [16 empty] | 0.00080688 | 0.00036193 | 0.00025607 | 0.00011879 | 4.593e-07 | 1.2064e-07 | NO | NHDPlus
2021 | NORTHERN KY SANITATION DISTRICT 1 DRY CREEK WWTP | 110039639736 | KY0021466 | ERLANGER | KENTON | KY |  | 39.0586 | -84.6181 |  | 4952 | Sewerage Systems | 221320 | Sewage Treatment Facilities | IS4 | Utilities | Waste handling, treatment, and disposal - POTW | 1 | 22.3669 | KY0021466 | Dry Creek-Ohio River | 050902030202 | NAICS/SIC indication |  |  |  | 2023 | 05100100000000 | BANKLICK CREEK, LICKING RIVER, OHIO RIVER, OUTFALL 001, PLEASANT RUN CREEK, UT TO BANKLICK CREEK, UT TO FOURMILE CREEK, UT TO OHIO RIVER, UT TO OHIO RIVER (TAYLOR CREEK), UT TO OHIO RIVER (UT TO TAYLOR CREEK), UT TO PLEASANT RUN CREEK | 46.5 | 46.5 | 1.4235 | NPDES | 46.5 | 71.9462 | 2099587 | Licking River | 6 | 4608.971 | 7286.562 | 8527.711 | 9203.861 | 6880.011 | 5539.899 | 3285.655 | 1877.056 | 1360.68 | 1416.903 | 1288.744 | 2739.572 | 6277.25 | QE_10 | 1288.744 | 3150.9633 | 2229.367 | 11268.8777 | 6792.5554 | 175.9076 | 3150.9633 | 30Q5 Flow | 6792.5554 | HM Flow | 2229.367 | 7Q10 Flow |  | 365 | 0.061279 | 0.027487 | 0.019448 | 0.0090215 | 3 | 4 | 0 | 0 | 39 | 1 | 0 | 0 | 0.788 | 32 | 0 | 0 | 3.4882e-05 | 9.1624e-06 | DMR | [16 empty] | 1.0651 | 0.47775 | 0.33802 | 0.1568 | 0.00060629 | 0.00015925 | NO | NHDPlus
2019 | VALLEY CREEK WASTEWATER TREATMENT PLANT | 110000571373 | KY0022039 | ELIZABETHTOWN | HARDIN | KY |  | 37.6423 | -85.9036 |  | 4952 | Sewerage Systems | 221320 | Sewage Treatment Facilities | IS4 | Utilities | Waste handling, treatment, and disposal - POTW | 1 | 33.8474 | KY0022039 | Lower Valley Creek | 051100011004 | NAICS/SIC indication |  |  |  | 2023 | 05110000000000 | VALLEY CREEK, VALLEY CRK | 13 | 6.54 | 6.3083 | NPDES | 6.54 | 10.1189 | 3997594 | Valley Creek | 4 | 89.219 | 240.102 | 341.662 | 212.524 | 124.755 | 94.105 | 55.423 | 34.224 | 23.716 | 21.295 | 18.339 | 53.356 | 144.929 | QE_10 | 18.339 | 44.8386 | 27.3139 | 218.1394 | 92.5555 | 24.7405 | 44.8386 | 30Q5 Flow | 92.5555 | HM Flow | 27.3139 | 7Q10 Flow |  | 365 | 0.092732 | 3.3951 | 2.0681 | 1.0019 | 3 | 4 | 0 | 0 | 39 | 1 | 0 | 0 | 0.788 | 32 | 0 | 0 | 0.0043085 | 0.0011317 | DMR | [16 empty] | 1.6118 | 59.0095 | 35.9462 | 17.4142 | 0.074885 | 0.01967 | NO | NHDPlus
2020 | VALLEY CREEK WASTEWATER TREATMENT PLANT | 110000571373 | KY0022039 | ELIZABETHTOWN | HARDIN | KY |  | 37.6423 | -85.9036 |  | 4952 | Sewerage Systems | 221320 | Sewage Treatment Facilities | IS4 | Utilities | Waste handling, treatment, and disposal - POTW | 1 | 40.755 | KY0022039 | Lower Valley Creek | 051100011004 | NAICS/SIC indication |  |  |  | 2023 | 05110000000000 | VALLEY CREEK, VALLEY CRK | 13 | 6.54 | 6.3083 | NPDES | 6.54 | 10.1189 | 3997594 | Valley Creek | 4 | 89.219 | 240.102 | 341.662 | 212.524 | 124.755 | 94.105 | 55.423 | 34.224 | 23.716 | 21.295 | 18.339 | 53.356 | 144.929 | QE_10 | 18.339 | 44.8386 | 27.3139 | 218.1394 | 92.5555 | 24.7405 | 44.8386 | 30Q5 Flow | 92.5555 | HM Flow | 27.3139 | 7Q10 Flow |  | 365 | 0.11166 | 4.0879 | 2.4902 | 1.2064 | 3 | 4 | 0 | 0 | 39 | 1 | 0 | 0 | 0.788 | 32 | 0 | 0 | 0.0051877 | 0.0013626 | DMR | [16 empty] | 1.9407 | 71.0523 | 43.2822 | 20.9681 | 0.090168 | 0.023684 | NO | NHDPlus
2021 | VALLEY CREEK WASTEWATER TREATMENT PLANT | 110000571373 | KY0022039 | ELIZABETHTOWN | HARDIN | KY |  | 37.6423 | -85.9036 |  | 4952 | Sewerage Systems | 221320 | Sewage Treatment Facilities | IS4 | Utilities | Waste handling, treatment, and disposal - POTW | 1 | 22.7952 | KY0022039 | Lower Valley Creek | 051100011004 | NAICS/SIC indication |  |  |  | 2023 | 05110000000000 | VALLEY CREEK, VALLEY CRK | 13 | 6.54 | 6.3083 | NPDES | 6.54 | 10.1189 | 3997594 | Valley Creek | 4 | 89.219 | 240.102 | 341.662 | 212.524 | 124.755 | 94.105 | 55.423 | 34.224 | 23.716 | 21.295 | 18.339 | 53.356 | 144.929 | QE_10 | 18.339 | 44.8386 | 27.3139 | 218.1394 | 92.5555 | 24.7405 | 44.8386 | 30Q5 Flow | 92.5555 | HM Flow | 27.3139 | 7Q10 Flow |  | 365 | 0.062453 | 2.2865 | 1.3928 | 0.67476 | 3 | 4 | 0 | 0 | 39 | 1 | 0 | 0 | 0.788 | 32 | 0 | 0 | 0.0029016 | 0.00076216 | DMR | [16 empty] | 1.0855 | 39.7411 | 24.2087 | 11.7279 | 0.050433 | 0.013247 | NO | NHDPlus
2022 | VALLEY CREEK WASTEWATER TREATMENT PLANT | 110000571373 | KY0022039 | ELIZABETHTOWN | HARDIN | KY |  | 37.6423 | -85.9036 |  | 4952 | Sewerage Systems | 221320 | Sewage Treatment Facilities | IS4 | Utilities | Waste handling, treatment, and disposal - POTW | 1 | 20.0321 | KY0022039 | Lower Valley Creek | 051100011004 | NAICS/SIC indication |  |  |  | 2023 | 05110000000000 | VALLEY CREEK, VALLEY CRK | 13 | 6.54 | 6.3083 | NPDES | 6.54 | 10.1189 | 3997594 | Valley Creek | 4 | 89.219 | 240.102 | 341.662 | 212.524 | 124.755 | 94.105 | 55.423 | 34.224 | 23.716 | 21.295 | 18.339 | 53.356 | 144.929 | QE_10 | 18.339 | 44.8386 | 27.3139 | 218.1394 | 92.5555 | 24.7405 | 44.8386 | 30Q5 Flow | 92.5555 | HM Flow | 27.3139 | 7Q10 Flow |  | 365 | 0.054883 | 2.0093 | 1.224 | 0.59297 | 3 | 4 | 0 | 0 | 39 | 1 | 0 | 0 | 0.788 | 32 | 0 | 0 | 0.0025499 | 0.00066978 | DMR | [16 empty] | 0.95391 | 34.924 | 21.2743 | 10.3064 | 0.04432 | 0.011641 | NO | NHDPlus
2023 | VALLEY CREEK WASTEWATER TREATMENT PLANT | 110000571373 | KY0022039 | ELIZABETHTOWN | HARDIN | KY |  | 37.6423 | -85.9036 |  | 4952 | Sewerage Systems | 221320 | Sewage Treatment Facilities | IS4 | Utilities | Waste handling, treatment, and disposal - POTW | 1 | 1.6578 | KY0022039 | Lower Valley Creek | 051100011004 | NAICS/SIC indication |  |  |  | 2023 | 05110000000000 | VALLEY CREEK, VALLEY CRK | 13 | 6.54 | 6.3083 | NPDES | 6.54 | 10.1189 | 3997594 | Valley Creek | 4 | 89.219 | 240.102 | 341.662 | 212.524 | 124.755 | 94.105 | 55.423 | 34.224 | 23.716 | 21.295 | 18.339 | 53.356 | 144.929 | QE_10 | 18.339 | 44.8386 | 27.3139 | 218.1394 | 92.5555 | 24.7405 | 44.8386 | 30Q5 Flow | 92.5555 | HM Flow | 27.3139 | 7Q10 Flow |  | 365 | 0.004542 | 0.16629 | 0.1013 | 0.049073 | 3 | 4 | 0 | 0 | 39 | 1 | 0 | 0 | 0.788 | 32 | 0 | 0 | 0.00021103 | 5.543e-05 | DMR | [16 empty] | 0.078944 | 2.8903 | 1.7606 | 0.85294 | 0.0036678 | 0.00096342 | NO | NHDPlus
2019 | ASHLAND WASTEWATER TREATMENT PLANT | 110000732244 | KY0022373 | ASHLAND | BOYD | KY |  | 38.4746 | -82.6238 |  | 4952 | Sewerage Systems | 221320 | Sewage Treatment Facilities | IS4 | Utilities | Waste handling, treatment, and disposal - POTW | 1 | 24.0385 | KY0022373 | Solida Creek-Ohio River | 050901030101 | NAICS/SIC indication |  |  |  | 2023 | 05090100000000 | OHIO RIVER, UT / OHIO RIVER | 11 | 6.33 | 1.1231 | NPDES | 6.33 | 9.794 | 466356 |  | 1 | 2.055 | 7.841 | 16.703 | 5.93 | 2.963 | 2.377 | 1.539 | 1.094 | 0.743 | 0.693 | 0.963 | 0.98 | 3.145 | QE_09 | 0.693 | 1.6944 | 0.91974 | 5.0244 | 2.3925 | 23.9461 | 23.9461 | Plant Flow | 23.9461 | Plant Flow | 23.9461 | Plant Flow |  | 365 | 0.065859 | 2.7503 | 2.7503 | 2.7503 | 3 | 4 | 0 | 0 | 39 | 1 | 0 | 0 | 0.788 | 32 | 0 | 0 | 0.0034902 | 0.00091677 | DMR | [16 empty] | 1.1447 | 47.8028 | 47.8028 | 47.8028 | 0.060663 | 0.015934 | NO | PlantFlow
2019 | RADCLIFF STP | 110000732253 | KY0022390 | RADCLIFF | HARDIN | KY |  | 37.845 | -85.941 |  | 4952 | Sewerage Systems | 221320 | Sewage Treatment Facilities | IS4 | Utilities | Waste handling, treatment, and disposal - POTW | 1 | 13.5217 | KY0022390 | Lower Mill Creek | 051401021302 | NAICS/SIC indication |  |  |  | 2023 | 05140100000000 | UT / MILL CRK, UT TO MILLCREEK | 4 | 2.63 | 2.1389 | NPDES | 2.63 | 4.0692 | 10266636 |  | 1 | 0.256 | 1.14 | 3.132 | 0.758 | 0.373 | 0.31 | 0.201 | 0.133 | 0.083 | 0.112 | 0.131 | 0.221 | 0.451 | QE_08 | 0.083 | 0.20293 | 0.10223 | 0.62592 | 0.26566 | 9.9492 | 9.9492 | Plant Flow | 9.9492 | Plant Flow | 9.9492 | Plant Flow |  | 365 | 0.037046 | 3.7235 | 3.7235 | 3.7235 | 3 | 4 | 0 | 0 | 39 | 1 | 0 | 0 | 0.788 | 32 | 0 | 0 | 0.0047252 | 0.0012412 | DMR | [16 empty] | 0.64389 | 64.7178 | 64.7178 | 64.7178 | 0.082129 | 0.021573 | NO | PlantFlow
2020 | RADCLIFF STP | 110000732253 | KY0022390 | RADCLIFF | HARDIN | KY |  | 37.845 | -85.941 |  | 4952 | Sewerage Systems | 221320 | Sewage Treatment Facilities | IS4 | Utilities | Waste handling, treatment, and disposal - POTW | 1 | 8.2512 | KY0022390 | Lower Mill Creek | 051401021302 | NAICS/SIC indication |  |  |  | 2023 | 05140100000000 | UT / MILL CRK, UT TO MILLCREEK | 4 | 2.63 | 2.1389 | NPDES | 2.63 | 4.0692 | 10266636 |  | 1 | 0.256 | 1.14 | 3.132 | 0.758 | 0.373 | 0.31 | 0.201 | 0.133 | 0.083 | 0.112 | 0.131 | 0.221 | 0.451 | QE_08 | 0.083 | 0.20293 | 0.10223 | 0.62592 | 0.26566 | 9.9492 | 9.9492 | Plant Flow | 9.9492 | Plant Flow | 9.9492 | Plant Flow |  | 365 | 0.022606 | 2.2721 | 2.2721 | 2.2721 | 3 | 4 | 0 | 0 | 39 | 1 | 0 | 0 | 0.788 | 32 | 0 | 0 | 0.0028834 | 0.00075738 | DMR | [16 empty] | 0.39291 | 39.4919 | 39.4919 | 39.4919 | 0.050117 | 0.013164 | NO | PlantFlow
2021 | RADCLIFF STP | 110000732253 | KY0022390 | RADCLIFF | HARDIN | KY |  | 37.845 | -85.941 |  | 4952 | Sewerage Systems | 221320 | Sewage Treatment Facilities | IS4 | Utilities | Waste handling, treatment, and disposal - POTW | 1 | 8.8936 | KY0022390 | Lower Mill Creek | 051401021302 | NAICS/SIC indication |  |  |  | 2023 | 05140100000000 | UT / MILL CRK, UT TO MILLCREEK | 4 | 2.63 | 2.1389 | NPDES | 2.63 | 4.0692 | 10266636 |  | 1 | 0.256 | 1.14 | 3.132 | 0.758 | 0.373 | 0.31 | 0.201 | 0.133 | 0.083 | 0.112 | 0.131 | 0.221 | 0.451 | QE_08 | 0.083 | 0.20293 | 0.10223 | 0.62592 | 0.26566 | 9.9492 | 9.9492 | Plant Flow | 9.9492 | Plant Flow | 9.9492 | Plant Flow |  | 365 | 0.024366 | 2.449 | 2.449 | 2.449 | 3 | 4 | 0 | 0 | 39 | 1 | 0 | 0 | 0.788 | 32 | 0 | 0 | 0.0031079 | 0.00081635 | DMR | [16 empty] | 0.4235 | 42.5666 | 42.5666 | 42.5666 | 0.054019 | 0.014189 | NO | PlantFlow
2019 | HITE CREEK WQTC MSD | 110000732271 | KY0022420 | LOUISVILLE | JEFFERSON | KY |  | 38.3222 | -85.555 |  | 4952 | Sewerage Systems | 221320 | Sewage Treatment Facilities | IS4 | Utilities | Waste handling, treatment, and disposal - POTW | 1 | 14.5129 | KY0022420 | South Fork Harrods Creek | 051401010504 | NAICS/SIC indication |  |  |  | 2023 | 05140100000000 | HITE CREAK, HITE CRK | 6 | 4.43 | 2.1195 | NPDES | 4.43 | 6.8542 | 10163680 | Hite Creek | 1 | 8.476 | 26.431 | 50.721 | 22.237 | 12.868 | 9.819 | 6.096 | 3.895 | 2.586 | 2.414 | 2.617 | 5.578 | 13.465 | QE_09 | 2.414 | 5.9022 | 3.3477 | 20.7237 | 9.5422 | 16.7585 | 16.7585 | Plant Flow | 16.7585 | Plant Flow | 16.7585 | Plant Flow |  | 365 | 0.039761 | 2.3726 | 2.3726 | 2.3726 | 3 | 4 | 0 | 0 | 39 | 1 | 0 | 0 | 0.788 | 32 | 0 | 0 | 0.0030109 | 0.00079087 | DMR | [16 empty] | 0.69109 | 41.2382 | 41.2382 | 41.2382 | 0.052333 | 0.013746 | NO | PlantFlow
2020 | HITE CREEK WQTC MSD | 110000732271 | KY0022420 | LOUISVILLE | JEFFERSON | KY |  | 38.3222 | -85.555 |  | 4952 | Sewerage Systems | 221320 | Sewage Treatment Facilities | IS4 | Utilities | Waste handling, treatment, and disposal - POTW | 1 | 14.0225 | KY0022420 | South Fork Harrods Creek | 051401010504 | NAICS/SIC indication |  |  |  | 2023 | 05140100000000 | HITE CREAK, HITE CRK | 6 | 4.43 | 2.1195 | NPDES | 4.43 | 6.8542 | 10163680 | Hite Creek | 1 | 8.476 | 26.431 | 50.721 | 22.237 | 12.868 | 9.819 | 6.096 | 3.895 | 2.586 | 2.414 | 2.617 | 5.578 | 13.465 | QE_09 | 2.414 | 5.9022 | 3.3477 | 20.7237 | 9.5422 | 16.7585 | 16.7585 | Plant Flow | 16.7585 | Plant Flow | 16.7585 | Plant Flow |  | 365 | 0.038418 | 2.2924 | 2.2924 | 2.2924 | 3 | 4 | 0 | 0 | 39 | 1 | 0 | 0 | 0.788 | 32 | 0 | 0 | 0.0029092 | 0.00076414 | DMR | [16 empty] | 0.66774 | 39.8447 | 39.8447 | 39.8447 | 0.050564 | 0.013282 | NO | PlantFlow
2021 | HITE CREEK WQTC MSD | 110000732271 | KY0022420 | LOUISVILLE | JEFFERSON | KY |  | 38.3222 | -85.555 |  | 4952 | Sewerage Systems | 221320 | Sewage Treatment Facilities | IS4 | Utilities | Waste handling, treatment, and disposal - POTW | 1 | 14.7029 | KY0022420 | South Fork Harrods Creek | 051401010504 | NAICS/SIC indication |  |  |  | 2023 | 05140100000000 | HITE CREAK, HITE CRK | 6 | 4.43 | 2.1195 | NPDES | 4.43 | 6.8542 | 10163680 | Hite Creek | 1 | 8.476 | 26.431 | 50.721 | 22.237 | 12.868 | 9.819 | 6.096 | 3.895 | 2.586 | 2.414 | 2.617 | 5.578 | 13.465 | QE_09 | 2.414 | 5.9022 | 3.3477 | 20.7237 | 9.5422 | 16.7585 | 16.7585 | Plant Flow | 16.7585 | Plant Flow | 16.7585 | Plant Flow |  | 365 | 0.040282 | 2.4037 | 2.4037 | 2.4037 | 3 | 4 | 0 | 0 | 39 | 1 | 0 | 0 | 0.788 | 32 | 0 | 0 | 0.0030503 | 0.00080122 | DMR | [16 empty] | 0.70014 | 41.778 | 41.778 | 41.778 | 0.053018 | 0.013926 | NO | PlantFlow
2022 | HITE CREEK WQTC MSD | 110000732271 | KY0022420 | LOUISVILLE | JEFFERSON | KY |  | 38.3222 | -85.555 |  | 4952 | Sewerage Systems | 221320 | Sewage Treatment Facilities | IS4 | Utilities | Waste handling, treatment, and disposal - POTW | 1 | 14.2435 | KY0022420 | South Fork Harrods Creek | 051401010504 | NAICS/SIC indication |  |  |  | 2023 | 05140100000000 | HITE CREAK, HITE CRK | 6 | 4.43 | 2.1195 | NPDES | 4.43 | 6.8542 | 10163680 | Hite Creek | 1 | 8.476 | 26.431 | 50.721 | 22.237 | 12.868 | 9.819 | 6.096 | 3.895 | 2.586 | 2.414 | 2.617 | 5.578 | 13.465 | QE_09 | 2.414 | 5.9022 | 3.3477 | 20.7237 | 9.5422 | 16.7585 | 16.7585 | Plant Flow | 16.7585 | Plant Flow | 16.7585 | Plant Flow |  | 365 | 0.039023 | 2.3286 | 2.3286 | 2.3286 | 3 | 4 | 0 | 0 | 39 | 1 | 0 | 0 | 0.788 | 32 | 0 | 0 | 0.002955 | 0.00077619 | DMR | [16 empty] | 0.67826 | 40.4728 | 40.4728 | 40.4728 | 0.051361 | 0.013491 | NO | PlantFlow
2023 | FRANKFORT MUNICIPAL STP | 110000732299 | KY0022861 | FRANKFORT | FRANKLIN | KY |  | 38.214 | -84.8737 |  | 4952 | Sewerage Systems | 221320 | Sewage Treatment Facilities | IS4 | Utilities | Waste handling, treatment, and disposal - POTW | 1 | 13.4008 | KY0022861 | Stony Creek-Kentucky River | 051002051501 | NAICS/SIC indication |  |  |  | 2023 | 05100210000000 | KENTUCKY RIVER, UT OF PENITENTIARY BRANCH | 9.9 | 7.06 | 1.2228 | NPDES | 7.06 | 10.9234 | 1825594 | Kentucky River | 6 | 7401.176 | 12158.783 | 13749.075 | 14623.435 | 11668.686 | 8957.317 | 5257.518 | 2371.377 | 2031.608 | 2025.29 | 2211.804 | 4585.31 | 9633.415 | QE_09 | 2025.29 | 4951.8093 | 3559.6935 | 18095.7848 | 11003.0045 | 26.7077 | 4951.8093 | 30Q5 Flow | 11003.0045 | HM Flow | 3559.6935 | 7Q10 Flow |  | 365 | 0.036714 | 0.010314 | 0.0074144 | 0.0033368 | 3 | 4 | 0 | 0 | 39 | 1 | 0 | 0 | 0.788 | 32 | 0 | 0 | 1.3089e-05 | 3.438e-06 | DMR | [16 empty] | 0.63813 | 0.17927 | 0.12887 | 0.057996 | 0.0002275 | 5.9755e-05 | NO | NHDPlus
2019 | CENTRAL CITY STP | 110064265496 | KY0023540 | CENTRAL CITY | MUHLENBERG | KY |  | 37.3046 | -87.1453 |  | 4952 | Sewerage Systems | 221320 | Sewage Treatment Facilities | IS4 | Utilities | Waste handling, treatment, and disposal - POTW | 1 | 5.6712 | KY0023540 | Little Cypress Creek | 051100060401 | NAICS/SIC indication |  |  |  | 2023 | 05110000000000 | GREEN RIVER | 1.8 | 0.745 | 0.63392 | NPDES | 0.745 | 1.1527 | 11630681 | Green River | 7 | 10169.64 | 16939.695 | 16326.051 | 18619.231 | 13833.225 | 10420.526 | 8397.944 | 4213.977 | 2778.73 | 3752.952 | 5041.645 | 8047.763 | 13660.676 | QE_08 | 2778.73 | 6793.9609 | 4938.6333 | 24864.6455 | 15320.7056 | 2.8183 | 6793.9609 | 30Q5 Flow | 15320.7056 | HM Flow | 4938.6333 | 7Q10 Flow |  | 365 | 0.015537 | 0.0031461 | 0.0022869 | 0.0010141 | 3 | 4 | 0 | 0 | 39 | 1 | 0 | 0 | 0.788 | 32 | 0 | 0 | 3.9925e-06 | 1.0487e-06 | DMR | [16 empty] | 0.27006 | 0.054682 | 0.039749 | 0.017627 | 6.9394e-05 | 1.8227e-05 | NO | NHDPlus
2020 | CENTRAL CITY STP | 110064265496 | KY0023540 | CENTRAL CITY | MUHLENBERG | KY |  | 37.3046 | -87.1453 |  | 4952 | Sewerage Systems | 221320 | Sewage Treatment Facilities | IS4 | Utilities | Waste handling, treatment, and disposal - POTW | 1 | 3.5402 | KY0023540 | Little Cypress Creek | 051100060401 | NAICS/SIC indication |  |  |  | 2023 | 05110000000000 | GREEN RIVER | 1.8 | 0.745 | 0.63392 | NPDES | 0.745 | 1.1527 | 11630681 | Green River | 7 | 10169.64 | 16939.695 | 16326.051 | 18619.231 | 13833.225 | 10420.526 | 8397.944 | 4213.977 | 2778.73 | 3752.952 | 5041.645 | 8047.763 | 13660.676 | QE_08 | 2778.73 | 6793.9609 | 4938.6333 | 24864.6455 | 15320.7056 | 2.8183 | 6793.9609 | 30Q5 Flow | 15320.7056 | HM Flow | 4938.6333 | 7Q10 Flow |  | 365 | 0.0096991 | 0.0019639 | 0.0014276 | 0.00063307 | 3 | 4 | 0 | 0 | 39 | 1 | 0 | 0 | 0.788 | 32 | 0 | 0 | 2.4923e-06 | 6.5464e-07 | DMR | [16 empty] | 0.16858 | 0.034135 | 0.024813 | 0.011003 | 4.3318e-05 | 1.1378e-05 | NO | NHDPlus
2021 | CENTRAL CITY STP | 110064265496 | KY0023540 | CENTRAL CITY | MUHLENBERG | KY |  | 37.3046 | -87.1453 |  | 4952 | Sewerage Systems | 221320 | Sewage Treatment Facilities | IS4 | Utilities | Waste handling, treatment, and disposal - POTW | 1 | 2.2312 | KY0023540 | Little Cypress Creek | 051100060401 | NAICS/SIC indication |  |  |  | 2023 | 05110000000000 | GREEN RIVER | 1.8 | 0.745 | 0.63392 | NPDES | 0.745 | 1.1527 | 11630681 | Green River | 7 | 10169.64 | 16939.695 | 16326.051 | 18619.231 | 13833.225 | 10420.526 | 8397.944 | 4213.977 | 2778.73 | 3752.952 | 5041.645 | 8047.763 | 13660.676 | QE_08 | 2778.73 | 6793.9609 | 4938.6333 | 24864.6455 | 15320.7056 | 2.8183 | 6793.9609 | 30Q5 Flow | 15320.7056 | HM Flow | 4938.6333 | 7Q10 Flow |  | 365 | 0.0061128 | 0.0012377 | 0.00089974 | 0.00039899 | 3 | 4 | 0 | 0 | 39 | 1 | 0 | 0 | 0.788 | 32 | 0 | 0 | 1.5707e-06 | 4.1258e-07 | DMR | [16 empty] | 0.10625 | 0.021513 | 0.015638 | 0.0069348 | 2.7301e-05 | 7.1711e-06 | NO | NHDPlus
2023 | CENTRAL CITY STP | 110064265496 | KY0023540 | CENTRAL CITY | MUHLENBERG | KY |  | 37.3046 | -87.1453 |  | 4952 | Sewerage Systems | 221320 | Sewage Treatment Facilities | IS4 | Utilities | Waste handling, treatment, and disposal - POTW | 1 | 0.00059682 | KY0023540 | Little Cypress Creek | 051100060401 | NAICS/SIC indication |  |  |  | 2023 | 05110000000000 | GREEN RIVER | 1.8 | 0.745 | 0.63392 | NPDES | 0.745 | 1.1527 | 11630681 | Green River | 7 | 10169.64 | 16939.695 | 16326.051 | 18619.231 | 13833.225 | 10420.526 | 8397.944 | 4213.977 | 2778.73 | 3752.952 | 5041.645 | 8047.763 | 13660.676 | QE_08 | 2778.73 | 6793.9609 | 4938.6333 | 24864.6455 | 15320.7056 | 2.8183 | 6793.9609 | 30Q5 Flow | 15320.7056 | HM Flow | 4938.6333 | 7Q10 Flow |  | 365 | 1.6351e-06 | 3.3109e-07 | 2.4067e-07 | 1.0673e-07 | 3 | 4 | 0 | 0 | 39 | 1 | 0 | 0 | 0.788 | 32 | 0 | 0 | 4.2016e-10 | 1.1036e-10 | DMR | [16 empty] | 2.842e-05 | 5.7546e-06 | 4.1831e-06 | 1.855e-06 | 7.3028e-09 | 1.9182e-09 | NO | NHDPlus
2019 | COLUMBIA/ADAIR COUNTY STP | 110009696356 | KY0024317 | COLUMBIA | ADAIR | KY |  | 37.1081 | -85.303 |  | 4952 | Sewerage Systems | 221320 | Sewage Treatment Facilities | IS4 | Utilities | Waste handling, treatment, and disposal - POTW | 1 | 4.6419 | KY0024317 | Butler Branch-Russell Creek | 051100010407 | NAICS/SIC indication |  |  |  | 2023 | 05110000000000 | RUSSELL CREEK, RUSSELL CRK | 1.2 | 0.91 | 0.67346 | NPDES | 0.91 | 1.408 | 4002094 | Russell Creek | 4 | 223.067 | 529.145 | 659.149 | 486.719 | 288.538 | 222.433 | 133.216 | 77.084 | 56.986 | 55.434 | 44.689 | 194.049 | 368.782 | QE_10 | 44.689 | 109.2641 | 68.6791 | 545.3961 | 237.5141 | 3.4425 | 109.2641 | 30Q5 Flow | 237.5141 | HM Flow | 68.6791 | 7Q10 Flow |  | 365 | 0.012718 | 0.18517 | 0.11639 | 0.053545 | 3 | 4 | 0 | 0 | 39 | 1 | 0 | 0 | 0.788 | 32 | 0 | 0 | 0.00023499 | 6.1725e-05 | DMR | [16 empty] | 0.22104 | 3.2185 | 2.023 | 0.93066 | 0.0040844 | 0.0010728 | NO | NHDPlus
2022 | COLUMBIA/ADAIR COUNTY STP | 110009696356 | KY0024317 | COLUMBIA | ADAIR | KY |  | 37.1081 | -85.303 |  | 4952 | Sewerage Systems | 221320 | Sewage Treatment Facilities | IS4 | Utilities | Waste handling, treatment, and disposal - POTW | 1 | 2.4764 | KY0024317 | Butler Branch-Russell Creek | 051100010407 | NAICS/SIC indication |  |  |  | 2023 | 05110000000000 | RUSSELL CREEK, RUSSELL CRK | 1.2 | 0.91 | 0.67346 | NPDES | 0.91 | 1.408 | 4002094 | Russell Creek | 4 | 223.067 | 529.145 | 659.149 | 486.719 | 288.538 | 222.433 | 133.216 | 77.084 | 56.986 | 55.434 | 44.689 | 194.049 | 368.782 | QE_10 | 44.689 | 109.2641 | 68.6791 | 545.3961 | 237.5141 | 3.4425 | 109.2641 | 30Q5 Flow | 237.5141 | HM Flow | 68.6791 | 7Q10 Flow |  | 365 | 0.0067846 | 0.098787 | 0.062094 | 0.028565 | 3 | 4 | 0 | 0 | 39 | 1 | 0 | 0 | 0.788 | 32 | 0 | 0 | 0.00012536 | 3.2929e-05 | DMR | [16 empty] | 0.11792 | 1.717 | 1.0792 | 0.49649 | 0.002179 | 0.00057234 | NO | NHDPlus
2023 | COLUMBIA/ADAIR COUNTY STP | 110009696356 | KY0024317 | COLUMBIA | ADAIR | KY |  | 37.1081 | -85.303 |  | 4952 | Sewerage Systems | 221320 | Sewage Treatment Facilities | IS4 | Utilities | Waste handling, treatment, and disposal - POTW | 1 | 1.9048 | KY0024317 | Butler Branch-Russell Creek | 051100010407 | NAICS/SIC indication |  |  |  | 2023 | 05110000000000 | RUSSELL CREEK, RUSSELL CRK | 1.2 | 0.91 | 0.67346 | NPDES | 0.91 | 1.408 | 4002094 | Russell Creek | 4 | 223.067 | 529.145 | 659.149 | 486.719 | 288.538 | 222.433 | 133.216 | 77.084 | 56.986 | 55.434 | 44.689 | 194.049 | 368.782 | QE_10 | 44.689 | 109.2641 | 68.6791 | 545.3961 | 237.5141 | 3.4425 | 109.2641 | 30Q5 Flow | 237.5141 | HM Flow | 68.6791 | 7Q10 Flow |  | 365 | 0.0052186 | 0.075985 | 0.047761 | 0.021972 | 3 | 4 | 0 | 0 | 39 | 1 | 0 | 0 | 0.788 | 32 | 0 | 0 | 9.6427e-05 | 2.5328e-05 | DMR | [16 empty] | 0.090704 | 1.3207 | 0.83013 | 0.38189 | 0.001676 | 0.00044023 | NO | NHDPlus
2019 | PIKEVILLE WWTP | 110006644872 | KY0025291 | PIKEVILLE | PIKE | KY |  | 37.4919 | -82.5397 |  | 4952 | Sewerage Systems | 221320 | Sewage Treatment Facilities | IS4 | Utilities | Waste handling, treatment, and disposal - POTW | 1 | 7.6502 | KY0025291 | Island Creek-Levisa Fork | 050702030202 | NAICS/SIC indication |  |  |  | 2023 | 05070200000000 | LEVISA FORK / BIG SANDY RIVER, LEVISA FORK OF THE BIG SANDY RIVER | 4 | 1.889 | 1.7693 | NPDES | 1.889 | 2.9227 | 887089 | Levisa Fork | 6 | 1586.354 | 2377.069 | 2797.697 | 3156.143 | 2376.045 | 2062.999 | 1087.861 | 617.839 | 512.799 | 476.148 | 860.519 | 1170.588 | 1586.617 | QE_09 | 476.148 | 1164.176 | 795.3083 | 3878.6161 | 2321.866 | 7.146 | 1164.176 | 30Q5 Flow | 2321.866 | HM Flow | 795.3083 | 7Q10 Flow |  | 365 | 0.020959 | 0.026354 | 0.018004 | 0.009027 | 3 | 4 | 0 | 0 | 39 | 1 | 0 | 0 | 0.788 | 32 | 0 | 0 | 3.3444e-05 | 8.7846e-06 | DMR | [16 empty] | 0.36429 | 0.45806 | 0.31292 | 0.1569 | 0.00058129 | 0.00015269 | NO | NHDPlus
2020 | PIKEVILLE WWTP | 110006644872 | KY0025291 | PIKEVILLE | PIKE | KY |  | 37.4919 | -82.5397 |  | 4952 | Sewerage Systems | 221320 | Sewage Treatment Facilities | IS4 | Utilities | Waste handling, treatment, and disposal - POTW | 1 | 1.3629 | KY0025291 | Island Creek-Levisa Fork | 050702030202 | NAICS/SIC indication |  |  |  | 2023 | 05070200000000 | LEVISA FORK / BIG SANDY RIVER, LEVISA FORK OF THE BIG SANDY RIVER | 4 | 1.889 | 1.7693 | NPDES | 1.889 | 2.9227 | 887089 | Levisa Fork | 6 | 1586.354 | 2377.069 | 2797.697 | 3156.143 | 2376.045 | 2062.999 | 1087.861 | 617.839 | 512.799 | 476.148 | 860.519 | 1170.588 | 1586.617 | QE_09 | 476.148 | 1164.176 | 795.3083 | 3878.6161 | 2321.866 | 7.146 | 1164.176 | 30Q5 Flow | 2321.866 | HM Flow | 795.3083 | 7Q10 Flow |  | 365 | 0.0037339 | 0.0046949 | 0.0032073 | 0.0016081 | 3 | 4 | 0 | 0 | 39 | 1 | 0 | 0 | 0.788 | 32 | 0 | 0 | 5.958e-06 | 1.565e-06 | DMR | [16 empty] | 0.064899 | 0.081602 | 0.055747 | 0.027951 | 0.00010356 | 2.7201e-05 | NO | NHDPlus
2023 | PIKEVILLE WWTP | 110006644872 | KY0025291 | PIKEVILLE | PIKE | KY |  | 37.4919 | -82.5397 |  | 4952 | Sewerage Systems | 221320 | Sewage Treatment Facilities | IS4 | Utilities | Waste handling, treatment, and disposal - POTW | 1 | 0.0012219 | KY0025291 | Island Creek-Levisa Fork | 050702030202 | NAICS/SIC indication |  |  |  | 2023 | 05070200000000 | LEVISA FORK / BIG SANDY RIVER, LEVISA FORK OF THE BIG SANDY RIVER | 4 | 1.889 | 1.7693 | NPDES | 1.889 | 2.9227 | 887089 | Levisa Fork | 6 | 1586.354 | 2377.069 | 2797.697 | 3156.143 | 2376.045 | 2062.999 | 1087.861 | 617.839 | 512.799 | 476.148 | 860.519 | 1170.588 | 1586.617 | QE_09 | 476.148 | 1164.176 | 795.3083 | 3878.6161 | 2321.866 | 7.146 | 1164.176 | 30Q5 Flow | 2321.866 | HM Flow | 795.3083 | 7Q10 Flow |  | 365 | 3.3476e-06 | 4.2092e-06 | 2.8755e-06 | 1.4418e-06 | 3 | 4 | 0 | 0 | 39 | 1 | 0 | 0 | 0.788 | 32 | 0 | 0 | 5.3417e-09 | 1.4031e-09 | DMR | [16 empty] | 5.8185e-05 | 7.3161e-05 | 4.998e-05 | 2.506e-05 | 9.2843e-08 | 2.4387e-08 | NO | NHDPlus
2020 | PADUCAH/MCCRACKEN COUNTY JSA - REIDLAND | 110006367136 | KY0025810 | REIDLAND | MCCRACKEN | KY |  | 37.022 | -88.5128 |  | 4952 | Sewerage Systems | 221320 | Sewage Treatment Facilities | IS4 | Utilities | Waste handling, treatment, and disposal - POTW | 1 | 0.49735 | KY0025810 | White Oak Creek-Tennessee River | 060400060505 | NAICS/SIC indication |  |  |  | 2023 | 06040010000000 | TENNESSEE RIVER | 1 | 0.56 | 0.47425 | NPDES | 0.56 | 0.86645 | 1861592 | Garrison Creek | 2 | 3.318 | 6.191 | 7.265 | 6.977 | 5.824 | 3.78 | 1.889 | 1.32 | 1.105 | 1.406 | 2.299 | 1.295 | 4.16 | QE_08 | 1.105 | 2.7017 | 1.4908 | 8.1125 | 3.9179 | 2.1185 | 2.7017 | 30Q5 Flow | 3.9179 | HM Flow | 2.1185 | Plant Flow |  | 365 | 0.0013626 | 0.6432 | 0.50435 | 0.34778 | 3 | 4 | 0 | 0 | 39 | 1 | 0 | 0 | 0.788 | 32 | 0 | 0 | 0.00081625 | 0.0002144 | DMR | [16 empty] | 0.023683 | 11.1795 | 8.766 | 6.0448 | 0.014187 | 0.0037265 | NO | NHDPlus
2021 | PADUCAH/MCCRACKEN COUNTY JSA - REIDLAND | 110006367136 | KY0025810 | REIDLAND | MCCRACKEN | KY |  | 37.022 | -88.5128 |  | 4952 | Sewerage Systems | 221320 | Sewage Treatment Facilities | IS4 | Utilities | Waste handling, treatment, and disposal - POTW | 1 | 0.79438 | KY0025810 | White Oak Creek-Tennessee River | 060400060505 | NAICS/SIC indication |  |  |  | 2023 | 06040010000000 | TENNESSEE RIVER | 1 | 0.56 | 0.47425 | NPDES | 0.56 | 0.86645 | 1861592 | Garrison Creek | 2 | 3.318 | 6.191 | 7.265 | 6.977 | 5.824 | 3.78 | 1.889 | 1.32 | 1.105 | 1.406 | 2.299 | 1.295 | 4.16 | QE_08 | 1.105 | 2.7017 | 1.4908 | 8.1125 | 3.9179 | 2.1185 | 2.7017 | 30Q5 Flow | 3.9179 | HM Flow | 2.1185 | Plant Flow |  | 365 | 0.0021764 | 1.0273 | 0.80555 | 0.55549 | 3 | 4 | 0 | 0 | 39 | 1 | 0 | 0 | 0.788 | 32 | 0 | 0 | 0.0013037 | 0.00034245 | DMR | [16 empty] | 0.037827 | 17.8561 | 14.0013 | 9.6549 | 0.02266 | 0.005952 | NO | NHDPlus
2022 | PADUCAH/MCCRACKEN COUNTY JSA - REIDLAND | 110006367136 | KY0025810 | REIDLAND | MCCRACKEN | KY |  | 37.022 | -88.5128 |  | 4952 | Sewerage Systems | 221320 | Sewage Treatment Facilities | IS4 | Utilities | Waste handling, treatment, and disposal - POTW | 1 | 0.6659 | KY0025810 | White Oak Creek-Tennessee River | 060400060505 | NAICS/SIC indication |  |  |  | 2023 | 06040010000000 | TENNESSEE RIVER | 1 | 0.56 | 0.47425 | NPDES | 0.56 | 0.86645 | 1861592 | Garrison Creek | 2 | 3.318 | 6.191 | 7.265 | 6.977 | 5.824 | 3.78 | 1.889 | 1.32 | 1.105 | 1.406 | 2.299 | 1.295 | 4.16 | QE_08 | 1.105 | 2.7017 | 1.4908 | 8.1125 | 3.9179 | 2.1185 | 2.7017 | 30Q5 Flow | 3.9179 | HM Flow | 2.1185 | Plant Flow |  | 365 | 0.0018244 | 0.86118 | 0.67526 | 0.46565 | 3 | 4 | 0 | 0 | 39 | 1 | 0 | 0 | 0.788 | 32 | 0 | 0 | 0.0010929 | 0.00028706 | DMR | [16 empty] | 0.031709 | 14.9681 | 11.7367 | 8.0934 | 0.018995 | 0.0049894 | NO | NHDPlus
2023 | PADUCAH/MCCRACKEN COUNTY JSA - REIDLAND | 110006367136 | KY0025810 | REIDLAND | MCCRACKEN | KY |  | 37.022 | -88.5128 |  | 4952 | Sewerage Systems | 221320 | Sewage Treatment Facilities | IS4 | Utilities | Waste handling, treatment, and disposal - POTW | 1 | 0.81786 | KY0025810 | White Oak Creek-Tennessee River | 060400060505 | NAICS/SIC indication |  |  |  | 2023 | 06040010000000 | TENNESSEE RIVER | 1 | 0.56 | 0.47425 | NPDES | 0.56 | 0.86645 | 1861592 | Garrison Creek | 2 | 3.318 | 6.191 | 7.265 | 6.977 | 5.824 | 3.78 | 1.889 | 1.32 | 1.105 | 1.406 | 2.299 | 1.295 | 4.16 | QE_08 | 1.105 | 2.7017 | 1.4908 | 8.1125 | 3.9179 | 2.1185 | 2.7017 | 30Q5 Flow | 3.9179 | HM Flow | 2.1185 | Plant Flow |  | 365 | 0.0022407 | 1.0577 | 0.82937 | 0.57191 | 3 | 4 | 0 | 0 | 39 | 1 | 0 | 0 | 0.788 | 32 | 0 | 0 | 0.0013423 | 0.00035257 | DMR | [16 empty] | 0.038946 | 18.3841 | 14.4153 | 9.9404 | 0.02333 | 0.006128 | NO | NHDPlus
2020 | IRVINE STP | 110006749162 | KY0025909 | IRVINE | ESTILL | KY |  | 37.7008 | -83.9844 |  | 8711 | Engineering Services | 541330 | Engineering Services | IS47 | Services | Waste handling, treatment, and disposal - POTW | 1 | 0.63481 | KY0025909 | Calloway Creek-Kentucky River | 051002040505 | Name indicates Sewage treatment plant |  |  |  | 2023 | 05100200000000 | KENTUCKY RIVER | 2 | 0.64 | 0.59417 | NPDES | 0.64 | 0.99023 | 868142 | Kentucky River | 6 | 4675.776 | 7804.946 | 8267.66 | 9499.524 | 7450.4 | 5677.068 | 3024.474 | 1400.143 | 1133.397 | 918.994 | 1344.192 | 3140.914 | 5918.983 | QE_09 | 918.994 | 2246.9291 | 1570.9354 | 11432.2152 | 5637.3173 | 2.4211 | 2246.9291 | 30Q5 Flow | 5637.3173 | HM Flow | 1570.9354 | 7Q10 Flow |  | 365 | 0.0017392 | 0.0011071 | 0.00077404 | 0.00030852 | 3 | 4 | 0 | 0 | 39 | 1 | 0 | 0 | 0.788 | 32 | 0 | 0 | 1.405e-06 | 3.6904e-07 | DMR | [16 empty] | 0.030229 | 0.019243 | 0.013454 | 0.0053623 | 2.442e-05 | 6.4142e-06 | NO | NHDPlus
2021 | IRVINE STP | 110006749162 | KY0025909 | IRVINE | ESTILL | KY |  | 37.7008 | -83.9844 |  | 8711 | Engineering Services | 541330 | Engineering Services | IS47 | Services | Waste handling, treatment, and disposal - POTW | 1 | 0.58231 | KY0025909 | Calloway Creek-Kentucky River | 051002040505 | Name indicates Sewage treatment plant |  |  |  | 2023 | 05100200000000 | KENTUCKY RIVER | 2 | 0.64 | 0.59417 | NPDES | 0.64 | 0.99023 | 868142 | Kentucky River | 6 | 4675.776 | 7804.946 | 8267.66 | 9499.524 | 7450.4 | 5677.068 | 3024.474 | 1400.143 | 1133.397 | 918.994 | 1344.192 | 3140.914 | 5918.983 | QE_09 | 918.994 | 2246.9291 | 1570.9354 | 11432.2152 | 5637.3173 | 2.4211 | 2246.9291 | 30Q5 Flow | 5637.3173 | HM Flow | 1570.9354 | 7Q10 Flow |  | 365 | 0.0015954 | 0.0010156 | 0.00071003 | 0.000283 | 3 | 4 | 0 | 0 | 39 | 1 | 0 | 0 | 0.788 | 32 | 0 | 0 | 1.2888e-06 | 3.3852e-07 | DMR | [16 empty] | 0.027729 | 0.017651 | 0.012341 | 0.0049189 | 2.24e-05 | 5.8838e-06 | NO | NHDPlus
2021 | EMINENCE STP | 110064268260 | KY0026883 | EMINENCE | HENRY | KY |  | 38.3697 | -85.1802 |  | 4952 | Sewerage Systems | 221320 | Sewage Treatment Facilities | IS4 | Utilities | Waste handling, treatment, and disposal - POTW | 1 | 2.352 | KY0026883 | Fox Run | 051401020404 | NAICS/SIC indication |  |  |  | 2023 | 05100210000000 | KENTUCKY RIVER | 0.75 | 0.401 | 0.28183 | NPDES | 0.401 | 0.62044 | 1825522 | Kentucky River | 6 | 8692.355 | 13908.438 | 15230.742 | 17115.947 | 13287.515 | 10265.599 | 6164.992 | 2877.454 | 2422.173 | 2412.828 | 2480.659 | 5265.917 | 11405.573 | QE_09 | 2412.828 | 5899.335 | 4267.0559 | 21252.7017 | 13121.8522 | 1.517 | 5899.335 | 30Q5 Flow | 13121.8522 | HM Flow | 4267.0559 | 7Q10 Flow |  | 365 | 0.006444 | 0.0015102 | 0.0010923 | 0.00049109 | 3 | 4 | 0 | 0 | 39 | 1 | 0 | 0 | 0.788 | 32 | 0 | 0 | 1.9165e-06 | 5.0339e-07 | DMR | [16 empty] | 0.112 | 0.026248 | 0.018986 | 0.0085355 | 3.331e-05 | 8.7494e-06 | NO | NHDPlus
2022 | EMINENCE STP | 110064268260 | KY0026883 | EMINENCE | HENRY | KY |  | 38.3697 | -85.1802 |  | 4952 | Sewerage Systems | 221320 | Sewage Treatment Facilities | IS4 | Utilities | Waste handling, treatment, and disposal - POTW | 1 | 1.3746 | KY0026883 | Fox Run | 051401020404 | NAICS/SIC indication |  |  |  | 2023 | 05100210000000 | KENTUCKY RIVER | 0.75 | 0.401 | 0.28183 | NPDES | 0.401 | 0.62044 | 1825522 | Kentucky River | 6 | 8692.355 | 13908.438 | 15230.742 | 17115.947 | 13287.515 | 10265.599 | 6164.992 | 2877.454 | 2422.173 | 2412.828 | 2480.659 | 5265.917 | 11405.573 | QE_09 | 2412.828 | 5899.335 | 4267.0559 | 21252.7017 | 13121.8522 | 1.517 | 5899.335 | 30Q5 Flow | 13121.8522 | HM Flow | 4267.0559 | 7Q10 Flow |  | 365 | 0.0037661 | 0.00088259 | 0.00063839 | 0.00028701 | 3 | 4 | 0 | 0 | 39 | 1 | 0 | 0 | 0.788 | 32 | 0 | 0 | 1.12e-06 | 2.942e-07 | DMR | [16 empty] | 0.065458 | 0.01534 | 0.011096 | 0.0049885 | 1.9467e-05 | 5.1134e-06 | NO | NHDPlus
2023 | EMINENCE STP | 110064268260 | KY0026883 | EMINENCE | HENRY | KY |  | 38.3697 | -85.1802 |  | 4952 | Sewerage Systems | 221320 | Sewage Treatment Facilities | IS4 | Utilities | Waste handling, treatment, and disposal - POTW | 1 | 0.79783 | KY0026883 | Fox Run | 051401020404 | NAICS/SIC indication |  |  |  | 2023 | 05100210000000 | KENTUCKY RIVER | 0.75 | 0.401 | 0.28183 | NPDES | 0.401 | 0.62044 | 1825522 | Kentucky River | 6 | 8692.355 | 13908.438 | 15230.742 | 17115.947 | 13287.515 | 10265.599 | 6164.992 | 2877.454 | 2422.173 | 2412.828 | 2480.659 | 5265.917 | 11405.573 | QE_09 | 2412.828 | 5899.335 | 4267.0559 | 21252.7017 | 13121.8522 | 1.517 | 5899.335 | 30Q5 Flow | 13121.8522 | HM Flow | 4267.0559 | 7Q10 Flow |  | 365 | 0.0021858 | 0.00051226 | 0.00037052 | 0.00016658 | 3 | 4 | 0 | 0 | 39 | 1 | 0 | 0 | 0.788 | 32 | 0 | 0 | 6.5007e-07 | 1.7075e-07 | DMR | [16 empty] | 0.037992 | 0.0089035 | 0.00644 | 0.0028953 | 1.1299e-05 | 2.9678e-06 | NO | NHDPlus
2019 | SHEPHERDSVILLE STP | 110020941383 | KY0027359 | SHEPHERDSVILLE | BULLITT | KY |  | 37.9839 | -85.7228 |  | 4952 | Sewerage Systems | 221320 | Sewage Treatment Facilities | IS4 | Utilities | Waste handling, treatment, and disposal - POTW | 1 | 2.3486 | KY0027359 | Bullitt Lick Creek-Salt River | 051401021103 | NAICS/SIC indication |  |  |  | 2023 | 05140100000000 | SALT RIVER | 5.034 | 2.61 | 2.2852 | NPDES | 2.61 | 4.0383 | 10266490 | Salt River | 5 | 1557.835 | 2525.903 | 2523.159 | 3128.125 | 2221.101 | 1646.328 | 1017.863 | 513.848 | 385.921 | 330.624 | 267.583 | 740.359 | 2214.282 | QE_10 | 267.583 | 654.2372 | 437.9677 | 3808.8875 | 1656.1168 | 9.8735 | 654.2372 | 30Q5 Flow | 1656.1168 | HM Flow | 437.9677 | 7Q10 Flow |  | 365 | 0.0064345 | 0.014692 | 0.0098351 | 0.0038853 | 3 | 4 | 0 | 0 | 39 | 1 | 0 | 0 | 0.788 | 32 | 0 | 0 | 1.8644e-05 | 4.8972e-06 | DMR | [16 empty] | 0.11184 | 0.25536 | 0.17094 | 0.06753 | 0.00032406 | 8.5119e-05 | NO | NHDPlus
2020 | SHEPHERDSVILLE STP | 110020941383 | KY0027359 | SHEPHERDSVILLE | BULLITT | KY |  | 37.9839 | -85.7228 |  | 4952 | Sewerage Systems | 221320 | Sewage Treatment Facilities | IS4 | Utilities | Waste handling, treatment, and disposal - POTW | 1 | 1.5888 | KY0027359 | Bullitt Lick Creek-Salt River | 051401021103 | NAICS/SIC indication |  |  |  | 2023 | 05140100000000 | SALT RIVER | 5.034 | 2.61 | 2.2852 | NPDES | 2.61 | 4.0383 | 10266490 | Salt River | 5 | 1557.835 | 2525.903 | 2523.159 | 3128.125 | 2221.101 | 1646.328 | 1017.863 | 513.848 | 385.921 | 330.624 | 267.583 | 740.359 | 2214.282 | QE_10 | 267.583 | 654.2372 | 437.9677 | 3808.8875 | 1656.1168 | 9.8735 | 654.2372 | 30Q5 Flow | 1656.1168 | HM Flow | 437.9677 | 7Q10 Flow |  | 365 | 0.0043527 | 0.0099385 | 0.0066532 | 0.0026283 | 3 | 4 | 0 | 0 | 39 | 1 | 0 | 0 | 0.788 | 32 | 0 | 0 | 1.2612e-05 | 3.3128e-06 | DMR | [16 empty] | 0.075655 | 0.17274 | 0.11564 | 0.045682 | 0.00021921 | 5.758e-05 | NO | NHDPlus
2021 | SHEPHERDSVILLE STP | 110020941383 | KY0027359 | SHEPHERDSVILLE | BULLITT | KY |  | 37.9839 | -85.7228 |  | 4952 | Sewerage Systems | 221320 | Sewage Treatment Facilities | IS4 | Utilities | Waste handling, treatment, and disposal - POTW | 1 | 2.1828 | KY0027359 | Bullitt Lick Creek-Salt River | 051401021103 | NAICS/SIC indication |  |  |  | 2023 | 05140100000000 | SALT RIVER | 5.034 | 2.61 | 2.2852 | NPDES | 2.61 | 4.0383 | 10266490 | Salt River | 5 | 1557.835 | 2525.903 | 2523.159 | 3128.125 | 2221.101 | 1646.328 | 1017.863 | 513.848 | 385.921 | 330.624 | 267.583 | 740.359 | 2214.282 | QE_10 | 267.583 | 654.2372 | 437.9677 | 3808.8875 | 1656.1168 | 9.8735 | 654.2372 | 30Q5 Flow | 1656.1168 | HM Flow | 437.9677 | 7Q10 Flow |  | 365 | 0.0059803 | 0.013655 | 0.0091409 | 0.003611 | 3 | 4 | 0 | 0 | 39 | 1 | 0 | 0 | 0.788 | 32 | 0 | 0 | 1.7328e-05 | 4.5516e-06 | DMR | [16 empty] | 0.10394 | 0.23733 | 0.15888 | 0.062763 | 0.00030118 | 7.911e-05 | NO | NHDPlus
2019 | HARRODSBURG WWTP EXPANSION | 110000732324 | KY0027421 | HARRODSBURG | MERCER | KY |  | 37.7763 | -84.8674 |  | 4952 | Sewerage Systems | 221320 | Sewage Treatment Facilities | IS4 | Utilities | Waste handling, treatment, and disposal - POTW | 1 | 1.807 | KY0027421 | Dry Branch-Salt River | 051401020102 | NAICS/SIC indication |  |  |  | 2023 | 05140100000000 | TOWN CREEK, TOWN CRK | 3.5 | 1.93 | 1.5375 | NPDES | 1.93 | 2.9862 | 10264760 | Town Creek | 1 | 8.734 | 28.279 | 52.376 | 23.682 | 12.571 | 9.961 | 6.09 | 3.914 | 2.676 | 2.776 | 2.697 | 5.33 | 13.781 | QE_08 | 2.676 | 6.5428 | 3.7245 | 21.3545 | 10.2654 | 7.3011 | 7.3011 | Plant Flow | 10.2654 | HM Flow | 7.3011 | Plant Flow |  | 365 | 0.0049508 | 0.67809 | 0.67809 | 0.48228 | 3 | 4 | 0 | 0 | 39 | 1 | 0 | 0 | 0.788 | 32 | 0 | 0 | 0.00086052 | 0.00022603 | DMR | [16 empty] | 0.086049 | 11.7858 | 11.7858 | 8.3824 | 0.014957 | 0.0039286 | NO | NHDPlus
2020 | HARRODSBURG WWTP EXPANSION | 110000732324 | KY0027421 | HARRODSBURG | MERCER | KY |  | 37.7763 | -84.8674 |  | 4952 | Sewerage Systems | 221320 | Sewage Treatment Facilities | IS4 | Utilities | Waste handling, treatment, and disposal - POTW | 1 | 1.2461 | KY0027421 | Dry Branch-Salt River | 051401020102 | NAICS/SIC indication |  |  |  | 2023 | 05140100000000 | TOWN CREEK, TOWN CRK | 3.5 | 1.93 | 1.5375 | NPDES | 1.93 | 2.9862 | 10264760 | Town Creek | 1 | 8.734 | 28.279 | 52.376 | 23.682 | 12.571 | 9.961 | 6.09 | 3.914 | 2.676 | 2.776 | 2.697 | 5.33 | 13.781 | QE_08 | 2.676 | 6.5428 | 3.7245 | 21.3545 | 10.2654 | 7.3011 | 7.3011 | Plant Flow | 10.2654 | HM Flow | 7.3011 | Plant Flow |  | 365 | 0.0034141 | 0.46761 | 0.46761 | 0.33258 | 3 | 4 | 0 | 0 | 39 | 1 | 0 | 0 | 0.788 | 32 | 0 | 0 | 0.00059341 | 0.00015587 | DMR | [16 empty] | 0.05934 | 8.1275 | 8.1275 | 5.7805 | 0.010314 | 0.0027092 | NO | NHDPlus
2019 | EDDYVILLE STP | 110009938719 | KY0027979 | EDDYVILLE | LYON | KY |  | 37.0753 | -88.09 |  | 4952 | Sewerage Systems | 221320 | Sewage Treatment Facilities | IS4 | Utilities | Waste handling, treatment, and disposal - POTW | 1 | 1.8616 | KY0027979 | McNabb Creek-Cumberland River | 051302050707 | NAICS/SIC indication |  |  |  | 2023 | 05130210000000 | CUMBERLAND RIVER (LAKE BARKLEY), LAKE BARKLEY / CUMBERLAND RIVER | 1 | 0.41 | 0.36025 | NPDES | 0.41 | 0.63436 | 11878436 | Hammond Creek | 1 | 5.09 | 17.416 | 36.125 | 13.825 | 8.013 | 5.641 | 3.475 | 2.268 | 1.384 | 1.654 | 1.656 | 2.19 | 8.233 | QE_08 | 1.384 | 3.3839 | 1.8821 | 12.445 | 5.4555 | 1.551 | 3.3839 | 30Q5 Flow | 5.4555 | HM Flow | 1.8821 | 7Q10 Flow |  | 365 | 0.0051003 | 2.7099 | 1.5072 | 0.9349 | 3 | 4 | 0 | 0 | 39 | 1 | 0 | 0 | 0.788 | 32 | 0 | 0 | 0.003439 | 0.0009033 | DMR | [16 empty] | 0.088648 | 47.1007 | 26.1972 | 16.2494 | 0.059772 | 0.0157 | NO | NHDPlus
2019 | KENTUCKY AMERICAN WATER CO - NORTHERN STP | 110009938737 | KY0028312 | OWENTON | OWEN | KY |  | 38.5422 | -84.8319 |  | 4952 | Sewerage Systems | 221320 | Sewage Treatment Facilities | IS4 | Utilities | Waste handling, treatment, and disposal - POTW | 1 | 0.65795 | KY0028312 | Stevens Creek | 051002051307 | NAICS/SIC indication |  |  |  | 2023 | 05100210000000 | STEVENS CRK, UT OF STEVENS CREEK | 0.339 | 0.2589 | 0.28529 | NPDES | 0.2589 | 0.40058 | 1823706 |  | 1 | 5.602 | 17.107 | 35.323 | 15.389 | 8.496 | 7.083 | 4.392 | 2.769 | 1.86 | 1.732 | 1.964 | 3.373 | 8.557 | QE_09 | 1.732 | 4.2347 | 2.374 | 13.6968 | 6.4891 | 0.97941 | 4.2347 | 30Q5 Flow | 6.4891 | HM Flow | 2.374 | 7Q10 Flow |  | 365 | 0.0018026 | 0.75931 | 0.42567 | 0.27779 | 3 | 4 | 0 | 0 | 39 | 1 | 0 | 0 | 0.788 | 32 | 0 | 0 | 0.00096359 | 0.0002531 | DMR | [16 empty] | 0.031331 | 13.1975 | 7.3986 | 4.8283 | 0.016748 | 0.0043992 | NO | NHDPlus
2019 | WILLIAMSBURG STP | 110006751737 | KY0028347 | WILLIAMSBURG | WHITLEY | KY |  | 36.7472 | -84.1719 |  | 4952 | Sewerage Systems | 221320 | Sewage Treatment Facilities | IS4 | Utilities | Waste handling, treatment, and disposal - POTW | 1 | 5.1531 | KY0028347 | Youngs Creek-Cumberland River | 051301010704 | NAICS/SIC indication |  |  |  | 2023 | 05130100000000 | CUMBERLAND RIVER | 2 | 1.15 | 0.87308 | NPDES | 1.15 | 1.7793 | 10192166 | Cumberland River | 6 | 2774.338 | 4815.514 | 4907.976 | 5625.657 | 4390.465 | 3375.417 | 1843.122 | 876.067 | 783.702 | 568.073 | 712.999 | 1903.767 | 3607.546 | QE_09 | 568.073 | 1388.9315 | 954.7644 | 6783.2225 | 3345.5643 | 4.3504 | 1388.9315 | 30Q5 Flow | 3345.5643 | HM Flow | 954.7644 | 7Q10 Flow |  | 365 | 0.014118 | 0.014787 | 0.010165 | 0.0042199 | 3 | 4 | 0 | 0 | 39 | 1 | 0 | 0 | 0.788 | 32 | 0 | 0 | 1.8765e-05 | 4.929e-06 | DMR | [16 empty] | 0.24539 | 0.25701 | 0.17667 | 0.073346 | 0.00032616 | 8.567e-05 | NO | NHDPlus
2020 | WILLIAMSBURG STP | 110006751737 | KY0028347 | WILLIAMSBURG | WHITLEY | KY |  | 36.7472 | -84.1719 |  | 4952 | Sewerage Systems | 221320 | Sewage Treatment Facilities | IS4 | Utilities | Waste handling, treatment, and disposal - POTW | 1 | 5.4674 | KY0028347 | Youngs Creek-Cumberland River | 051301010704 | NAICS/SIC indication |  |  |  | 2023 | 05130100000000 | CUMBERLAND RIVER | 2 | 1.15 | 0.87308 | NPDES | 1.15 | 1.7793 | 10192166 | Cumberland River | 6 | 2774.338 | 4815.514 | 4907.976 | 5625.657 | 4390.465 | 3375.417 | 1843.122 | 876.067 | 783.702 | 568.073 | 712.999 | 1903.767 | 3607.546 | QE_09 | 568.073 | 1388.9315 | 954.7644 | 6783.2225 | 3345.5643 | 4.3504 | 1388.9315 | 30Q5 Flow | 3345.5643 | HM Flow | 954.7644 | 7Q10 Flow |  | 365 | 0.014979 | 0.015689 | 0.010785 | 0.0044773 | 3 | 4 | 0 | 0 | 39 | 1 | 0 | 0 | 0.788 | 32 | 0 | 0 | 1.991e-05 | 5.2296e-06 | DMR | [16 empty] | 0.26035 | 0.27269 | 0.18745 | 0.07782 | 0.00034605 | 9.0896e-05 | NO | NHDPlus
2021 | WILLIAMSBURG STP | 110006751737 | KY0028347 | WILLIAMSBURG | WHITLEY | KY |  | 36.7472 | -84.1719 |  | 4952 | Sewerage Systems | 221320 | Sewage Treatment Facilities | IS4 | Utilities | Waste handling, treatment, and disposal - POTW | 1 | 4.338 | KY0028347 | Youngs Creek-Cumberland River | 051301010704 | NAICS/SIC indication |  |  |  | 2023 | 05130100000000 | CUMBERLAND RIVER | 2 | 1.15 | 0.87308 | NPDES | 1.15 | 1.7793 | 10192166 | Cumberland River | 6 | 2774.338 | 4815.514 | 4907.976 | 5625.657 | 4390.465 | 3375.417 | 1843.122 | 876.067 | 783.702 | 568.073 | 712.999 | 1903.767 | 3607.546 | QE_09 | 568.073 | 1388.9315 | 954.7644 | 6783.2225 | 3345.5643 | 4.3504 | 1388.9315 | 30Q5 Flow | 3345.5643 | HM Flow | 954.7644 | 7Q10 Flow |  | 365 | 0.011885 | 0.012448 | 0.0085569 | 0.0035524 | 3 | 4 | 0 | 0 | 39 | 1 | 0 | 0 | 0.788 | 32 | 0 | 0 | 1.5797e-05 | 4.1493e-06 | DMR | [16 empty] | 0.20657 | 0.21636 | 0.14873 | 0.061745 | 0.00027457 | 7.2119e-05 | NO | NHDPlus
2019 | MANCHESTER STP | 110009938808 | KY0029122 | MANCHESTER | CLAY | KY |  | 37.1772 | -83.7614 |  | 4952 | Sewerage Systems | 221320 | Sewage Treatment Facilities | IS4 | Utilities | Waste handling, treatment, and disposal - POTW | 1 | 3.4469 | KY0029122 | Lower Little Goose Creek-Goose Creek | 051002030303 | NAICS/SIC indication |  |  |  | 2023 | 05100200000000 | GOOSE CREEK, GOOSE CRK | 1.6 | 0.932 | 0.60708 | NPDES | 0.932 | 1.442 | 505460 | Goose Creek | 5 | 353.659 | 649.605 | 683.308 | 690.796 | 529.929 | 386.072 | 209.704 | 114.139 | 71.127 | 58.047 | 102.696 | 280.595 | 491.961 | QE_09 | 58.047 | 141.9242 | 90.033 | 864.6919 | 342.9752 | 3.5257 | 141.9242 | 30Q5 Flow | 342.9752 | HM Flow | 90.033 | 7Q10 Flow |  | 365 | 0.0094436 | 0.10489 | 0.06654 | 0.027534 | 3 | 4 | 0 | 0 | 39 | 1 | 0 | 0 | 0.788 | 32 | 0 | 0 | 0.00013311 | 3.4963e-05 | DMR | [16 empty] | 0.16414 | 1.8231 | 1.1565 | 0.47857 | 0.0023136 | 0.0006077 | NO | NHDPlus
2020 | MANCHESTER STP | 110009938808 | KY0029122 | MANCHESTER | CLAY | KY |  | 37.1772 | -83.7614 |  | 4952 | Sewerage Systems | 221320 | Sewage Treatment Facilities | IS4 | Utilities | Waste handling, treatment, and disposal - POTW | 1 | 3.3364 | KY0029122 | Lower Little Goose Creek-Goose Creek | 051002030303 | NAICS/SIC indication |  |  |  | 2023 | 05100200000000 | GOOSE CREEK, GOOSE CRK | 1.6 | 0.932 | 0.60708 | NPDES | 0.932 | 1.442 | 505460 | Goose Creek | 5 | 353.659 | 649.605 | 683.308 | 690.796 | 529.929 | 386.072 | 209.704 | 114.139 | 71.127 | 58.047 | 102.696 | 280.595 | 491.961 | QE_09 | 58.047 | 141.9242 | 90.033 | 864.6919 | 342.9752 | 3.5257 | 141.9242 | 30Q5 Flow | 342.9752 | HM Flow | 90.033 | 7Q10 Flow |  | 365 | 0.0091408 | 0.10153 | 0.064406 | 0.026651 | 3 | 4 | 0 | 0 | 39 | 1 | 0 | 0 | 0.788 | 32 | 0 | 0 | 0.00012884 | 3.3842e-05 | DMR | [16 empty] | 0.15888 | 1.7646 | 1.1194 | 0.46323 | 0.0022394 | 0.00058821 | NO | NHDPlus
2021 | MANCHESTER STP | 110009938808 | KY0029122 | MANCHESTER | CLAY | KY |  | 37.1772 | -83.7614 |  | 4952 | Sewerage Systems | 221320 | Sewage Treatment Facilities | IS4 | Utilities | Waste handling, treatment, and disposal - POTW | 1 | 2.8563 | KY0029122 | Lower Little Goose Creek-Goose Creek | 051002030303 | NAICS/SIC indication |  |  |  | 2023 | 05100200000000 | GOOSE CREEK, GOOSE CRK | 1.6 | 0.932 | 0.60708 | NPDES | 0.932 | 1.442 | 505460 | Goose Creek | 5 | 353.659 | 649.605 | 683.308 | 690.796 | 529.929 | 386.072 | 209.704 | 114.139 | 71.127 | 58.047 | 102.696 | 280.595 | 491.961 | QE_09 | 58.047 | 141.9242 | 90.033 | 864.6919 | 342.9752 | 3.5257 | 141.9242 | 30Q5 Flow | 342.9752 | HM Flow | 90.033 | 7Q10 Flow |  | 365 | 0.0078255 | 0.086918 | 0.055138 | 0.022816 | 3 | 4 | 0 | 0 | 39 | 1 | 0 | 0 | 0.788 | 32 | 0 | 0 | 0.0001103 | 2.8973e-05 | DMR | [16 empty] | 0.13601 | 1.5107 | 0.95836 | 0.39657 | 0.0019172 | 0.00050357 | NO | NHDPlus
2020 | GREENUP JOINT SEWER AGENCY | 110000759723 | KY0033553 | WURTLAND | GREENUP | KY |  | 38.5516 | -82.7782 |  | 4952 | Sewerage Systems | 221320 | Sewage Treatment Facilities | IS4 | Utilities | Waste handling, treatment, and disposal - POTW | 1 | 1.3815 | KY0033553 | Pond Run-Ohio River | 050901030105 | NAICS/SIC indication |  |  |  | 2023 | 05090100000000 | OHIO RIVER | 1.1 | 0.347 | 0.31975 | NPDES | 0.347 | 0.53689 | 465222 | Uhlens Run | 2 | 4.996 | 17.547 | 34.847 | 14.216 | 7.309 | 5.535 | 3.538 | 2.438 | 1.742 | 1.583 | 1.791 | 1.948 | 7.626 | QE_09 | 1.583 | 3.8704 | 2.1629 | 12.2152 | 5.8391 | 1.3127 | 3.8704 | 30Q5 Flow | 5.8391 | HM Flow | 2.1629 | 7Q10 Flow |  | 365 | 0.003785 | 1.75 | 0.97793 | 0.64822 | 3 | 4 | 0 | 0 | 39 | 1 | 0 | 0 | 0.788 | 32 | 0 | 0 | 0.0022208 | 0.00058332 | DMR | [16 empty] | 0.065787 | 30.4158 | 16.9974 | 11.2667 | 0.038599 | 0.010139 | NO | NHDPlus
2021 | GREENUP JOINT SEWER AGENCY | 110000759723 | KY0033553 | WURTLAND | GREENUP | KY |  | 38.5516 | -82.7782 |  | 4952 | Sewerage Systems | 221320 | Sewage Treatment Facilities | IS4 | Utilities | Waste handling, treatment, and disposal - POTW | 1 | 1.0051 | KY0033553 | Pond Run-Ohio River | 050901030105 | NAICS/SIC indication |  |  |  | 2023 | 05090100000000 | OHIO RIVER | 1.1 | 0.347 | 0.31975 | NPDES | 0.347 | 0.53689 | 465222 | Uhlens Run | 2 | 4.996 | 17.547 | 34.847 | 14.216 | 7.309 | 5.535 | 3.538 | 2.438 | 1.742 | 1.583 | 1.791 | 1.948 | 7.626 | QE_09 | 1.583 | 3.8704 | 2.1629 | 12.2152 | 5.8391 | 1.3127 | 3.8704 | 30Q5 Flow | 5.8391 | HM Flow | 2.1629 | 7Q10 Flow |  | 365 | 0.0027536 | 1.2731 | 0.71144 | 0.47158 | 3 | 4 | 0 | 0 | 39 | 1 | 0 | 0 | 0.788 | 32 | 0 | 0 | 0.0016156 | 0.00042436 | DMR | [16 empty] | 0.04786 | 22.1275 | 12.3656 | 8.1965 | 0.028081 | 0.0073758 | NO | NHDPlus
2021 | RED RIVER WWTP | 110009938470 | KY0034428 | STANTON | POWELL | KY |  | 37.8575 | -83.8653 |  | 4952 | Sewerage Systems | 221320 | Sewage Treatment Facilities | IS4 | Utilities | Waste handling, treatment, and disposal - POTW | 1 | 3.9719 | KY0034428 | Black Creek-Red River | 051002040302 | NAICS/SIC indication |  |  |  | 2023 | 05100200000000 | JUDY CREEK, RED RIVER | 1.411 | 0.856 | 0.73132 | NPDES | 0.856 | 1.3244 | 866594 | Judy Creek | 1 | 1.002 | 3.946 | 9.221 | 2.761 | 1.393 | 1.143 | 0.733 | 0.519 | 0.337 | 0.408 | 0.443 | 0.915 | 1.724 | QE_08 | 0.337 | 0.82396 | 0.43605 | 2.4499 | 1.1282 | 3.2382 | 3.2382 | Plant Flow | 3.2382 | Plant Flow | 3.2382 | Plant Flow |  | 365 | 0.010882 | 3.3605 | 3.3605 | 3.3605 | 3 | 4 | 0 | 0 | 39 | 1 | 0 | 0 | 0.788 | 32 | 0 | 0 | 0.0042645 | 0.0011202 | DMR | [16 empty] | 0.18914 | 58.408 | 58.408 | 58.408 | 0.074122 | 0.019469 | NO | PlantFlow
2019 | BURKESVILLE WWTP | 110009938265 | KY0036854 | BURKESVILLE | CUMBERLAND | KY |  | 36.7873 | -85.3692 |  | 4952 | Sewerage Systems | 221320 | Sewage Treatment Facilities | IS4 | Utilities | Waste handling, treatment, and disposal - POTW | 1 | 0.31347 | KY0036854 | Big Renox Creek-Cumberland River | 051301030701 | NAICS/SIC indication |  |  |  | 2023 | 05130100000000 | CUMBERLAND RIVER | 0.5 | 0.364 | 0.37446 | NPDES | 0.364 | 0.56319 | 3577682 | Cumberland River | 6 | 10259.071 | 15558.177 | 14319.325 | 14502.54 | 13847.327 | 10027.305 | 10079.876 | 8148.3 | 7620.996 | 5813.267 | 4971.581 | 6136.528 | 10937.927 | QE_10 | 4971.581 | 12155.4548 | 9018.7878 | 25083.3032 | 21451.0312 | 1.377 | 12155.4548 | 30Q5 Flow | 21451.0312 | HM Flow | 9018.7878 | 7Q10 Flow |  | 365 | 0.00085882 | 9.5225e-05 | 7.0653e-05 | 4.0036e-05 | 3 | 4 | 0 | 0 | 39 | 1 | 0 | 0 | 0.788 | 32 | 0 | 0 | 1.2084e-07 | 3.1742e-08 | DMR | [16 empty] | 0.014927 | 0.0016551 | 0.001228 | 0.00069587 | 2.1004e-06 | 5.517e-07 | NO | NHDPlus
2020 | BURKESVILLE WWTP | 110009938265 | KY0036854 | BURKESVILLE | CUMBERLAND | KY |  | 36.7873 | -85.3692 |  | 4952 | Sewerage Systems | 221320 | Sewage Treatment Facilities | IS4 | Utilities | Waste handling, treatment, and disposal - POTW | 1 | 0.29254 | KY0036854 | Big Renox Creek-Cumberland River | 051301030701 | NAICS/SIC indication |  |  |  | 2023 | 05130100000000 | CUMBERLAND RIVER | 0.5 | 0.364 | 0.37446 | NPDES | 0.364 | 0.56319 | 3577682 | Cumberland River | 6 | 10259.071 | 15558.177 | 14319.325 | 14502.54 | 13847.327 | 10027.305 | 10079.876 | 8148.3 | 7620.996 | 5813.267 | 4971.581 | 6136.528 | 10937.927 | QE_10 | 4971.581 | 12155.4548 | 9018.7878 | 25083.3032 | 21451.0312 | 1.377 | 12155.4548 | 30Q5 Flow | 21451.0312 | HM Flow | 9018.7878 | 7Q10 Flow |  | 365 | 0.00080147 | 8.8867e-05 | 6.5935e-05 | 3.7363e-05 | 3 | 4 | 0 | 0 | 39 | 1 | 0 | 0 | 0.788 | 32 | 0 | 0 | 1.1278e-07 | 2.9622e-08 | DMR | [16 empty] | 0.01393 | 0.0015446 | 0.001146 | 0.0006494 | 1.9601e-06 | 5.1487e-07 | NO | NHDPlus
2023 | STRODES CREEK STP | 110000542896 | KY0037991 | WINCHESTER | CLARK | KY |  | 38.0416 | -84.2087 |  | 4952 | Sewerage Systems | 221320 | Sewage Treatment Facilities | IS4 | Utilities | Waste handling, treatment, and disposal - POTW | 1 | 0.6381 | KY0037991 | Hancock Creek-Strodes Creek | 051001020101 | NAICS/SIC indication |  |  |  | 2023 | 05100100000000 | STRODES CREEK, STRODES CRK | 7.2 | 4.087 | 3.3854 | NPDES | 4.087 | 6.3235 | 2057860 | Strodes Creek | 1 | 5.702 | 19.504 | 37.108 | 15.321 | 8.073 | 6.469 | 4.065 | 2.671 | 1.741 | 2.044 | 2.022 | 3.609 | 9.246 | QE_08 | 1.741 | 4.2567 | 2.3868 | 13.9413 | 6.563 | 15.461 | 15.461 | Plant Flow | 15.461 | Plant Flow | 15.461 | Plant Flow |  | 365 | 0.0017482 | 0.11307 | 0.11307 | 0.11307 | 3 | 4 | 0 | 0 | 39 | 1 | 0 | 0 | 0.788 | 32 | 0 | 0 | 0.00014349 | 3.7691e-05 | DMR | [16 empty] | 0.030386 | 1.9653 | 1.9653 | 1.9653 | 0.0024941 | 0.00065511 | NO | PlantFlow
2020 | KY STATE REFORMATORY | 110002108059 | KY0040126 | LA GRANGE | OLDHAM | KY |  | 38.392 | -85.416 |  | 9223 | Correctional Institutions | 922140 | Correctional Institutions | IS47 | Services | Waste handling, treatment, and disposal - Remediation or Monitoring | 1 | 2.1137 | KY0040126 | Brush Creek-Harrods Creek | 051401010502 | NAICS/SIC indication |  |  |  | 2023 | 05140100000000 | NORTH FORK / CEDAR CRK, NORTH FORK OF CEDAR CREEK | 1 | 0.786 | 0.5355 | NPDES | 0.786 | 1.2161 | 10163530 | North Fork Cedar Creek | 1 | 4.773 | 14.811 | 31.309 | 12.301 | 7.246 | 5.966 | 3.67 | 2.328 | 1.606 | 1.593 | 1.598 | 3.555 | 7.656 | QE_09 | 1.593 | 3.8949 | 2.1771 | 11.6699 | 5.7349 | 2.9734 | 3.8949 | 30Q5 Flow | 5.7349 | HM Flow | 2.9734 | Plant Flow |  | 365 | 0.005791 | 1.9476 | 1.4868 | 1.0098 | 3 | 4 | 0 | 0 | 39 | 1 | 0 | 0 | 0.788 | 32 | 0 | 0 | 0.0024716 | 0.00064921 | DMR | [16 empty] | 0.10065 | 33.8514 | 25.8427 | 17.5511 | 0.042959 | 0.011284 | NO | NHDPlus
2023 | KY STATE REFORMATORY | 110002108059 | KY0040126 | LA GRANGE | OLDHAM | KY |  | 38.392 | -85.416 |  | 9223 | Correctional Institutions | 922140 | Correctional Institutions | IS47 | Services | Waste handling, treatment, and disposal - Remediation or Monitoring | 1 | 1.7753 | KY0040126 | Brush Creek-Harrods Creek | 051401010502 | NAICS/SIC indication |  |  |  | 2023 | 05140100000000 | NORTH FORK / CEDAR CRK, NORTH FORK OF CEDAR CREEK | 1 | 0.786 | 0.5355 | NPDES | 0.786 | 1.2161 | 10163530 | North Fork Cedar Creek | 1 | 4.773 | 14.811 | 31.309 | 12.301 | 7.246 | 5.966 | 3.67 | 2.328 | 1.606 | 1.593 | 1.598 | 3.555 | 7.656 | QE_09 | 1.593 | 3.8949 | 2.1771 | 11.6699 | 5.7349 | 2.9734 | 3.8949 | 30Q5 Flow | 5.7349 | HM Flow | 2.9734 | Plant Flow |  | 365 | 0.0048637 | 1.6357 | 1.2488 | 0.84809 | 3 | 4 | 0 | 0 | 39 | 1 | 0 | 0 | 0.788 | 32 | 0 | 0 | 0.0020758 | 0.00054525 | DMR | [16 empty] | 0.084536 | 28.4308 | 21.7045 | 14.7407 | 0.03608 | 0.0094769 | NO | NHDPlus
2019 | MOREHEAD WWTP | 110045085457 | KY0052752 | MOREHEAD | ROWAN | KY |  | 38.1519 | -83.5138 |  | 4952 | Sewerage Systems | 221320 | Sewage Treatment Facilities | IS4 | Utilities | Waste handling, treatment, and disposal - POTW | 1 | 2.3914 | KY0052752 | Lower North Fork Triplett Creek | 051001010603 | NAICS/SIC indication |  |  |  | 2023 | 05100100000000 | LICKING RIVER | 5 | 3.1 | 2.6195 | NPDES | 3.1 | 4.7964 | 2091875 | Licking River | 5 | 1093.109 | 1673.451 | 1955.156 | 2102.348 | 1716.023 | 1282.533 | 780.363 | 407.73 | 321.268 | 401.668 | 513.163 | 805.04 | 1486.229 | QE_08 | 321.268 | 785.4963 | 529.2322 | 2672.6381 | 1554.8655 | 11.7272 | 785.4963 | 30Q5 Flow | 1554.8655 | HM Flow | 529.2322 | 7Q10 Flow |  | 365 | 0.0065518 | 0.01238 | 0.008341 | 0.0042138 | 3 | 4 | 0 | 0 | 39 | 1 | 0 | 0 | 0.788 | 32 | 0 | 0 | 1.5711e-05 | 4.1266e-06 | DMR | [16 empty] | 0.11388 | 0.21517 | 0.14497 | 0.073239 | 0.00027306 | 7.1725e-05 | NO | NHDPlus
2020 | MOREHEAD WWTP | 110045085457 | KY0052752 | MOREHEAD | ROWAN | KY |  | 38.1519 | -83.5138 |  | 4952 | Sewerage Systems | 221320 | Sewage Treatment Facilities | IS4 | Utilities | Waste handling, treatment, and disposal - POTW | 1 | 2.6353 | KY0052752 | Lower North Fork Triplett Creek | 051001010603 | NAICS/SIC indication |  |  |  | 2023 | 05100100000000 | LICKING RIVER | 5 | 3.1 | 2.6195 | NPDES | 3.1 | 4.7964 | 2091875 | Licking River | 5 | 1093.109 | 1673.451 | 1955.156 | 2102.348 | 1716.023 | 1282.533 | 780.363 | 407.73 | 321.268 | 401.668 | 513.163 | 805.04 | 1486.229 | QE_08 | 321.268 | 785.4963 | 529.2322 | 2672.6381 | 1554.8655 | 11.7272 | 785.4963 | 30Q5 Flow | 1554.8655 | HM Flow | 529.2322 | 7Q10 Flow |  | 365 | 0.0072199 | 0.013642 | 0.0091915 | 0.0046434 | 3 | 4 | 0 | 0 | 39 | 1 | 0 | 0 | 0.788 | 32 | 0 | 0 | 1.7312e-05 | 4.5474e-06 | DMR | [16 empty] | 0.12549 | 0.23711 | 0.15976 | 0.080707 | 0.00030091 | 7.9038e-05 | NO | NHDPlus
2020 | CAMPBELLSVILLE STP | 110000736776 | KY0054437 | CAMPBELLSVILLE | TAYLOR | KY |  | 37.3492 | -85.3794 |  | 4952 | Sewerage Systems | 221320 | Sewage Treatment Facilities | IS4 | Utilities | Waste handling, treatment, and disposal - POTW | 1 | 2.0067 | KY0054437 | Little Pitman Creek | 051100010504 | NAICS/SIC indication |  |  |  | 2023 | 05110000000000 | BUCK HORN CREEK, LITTLE PITMAN CRK | 4.2 | 2.849 | 2.9851 | NPDES | 2.849 | 4.4081 | 4000462 | Buck Horn Creek | 1 | 3.139 | 10.951 | 21.81 | 7.969 | 4.303 | 3.678 | 2.228 | 1.44 | 0.923 | 1.102 | 1.067 | 3.599 | 5.429 | QE_08 | 0.923 | 2.2567 | 1.2374 | 7.6748 | 3.4435 | 10.7776 | 10.7776 | Plant Flow | 10.7776 | Plant Flow | 10.7776 | Plant Flow |  | 365 | 0.0054977 | 0.5101 | 0.5101 | 0.5101 | 3 | 4 | 0 | 0 | 39 | 1 | 0 | 0 | 0.788 | 32 | 0 | 0 | 0.00064734 | 0.00017003 | DMR | [16 empty] | 0.095555 | 8.8661 | 8.8661 | 8.8661 | 0.011251 | 0.0029554 | NO | PlantFlow
2021 | DANVILLE STP | 110000732351 | KY0057193 | DANVILLE | BOYLE | KY |  | 37.6214 | -84.7338 |  | 4952 | Sewerage Systems | 221320 | Sewage Treatment Facilities | IS4 | Utilities | Waste handling, treatment, and disposal - POTW | 1 | 25.3164 | KY0057193 | Clarks Run | 051002050505 | NAICS/SIC indication |  |  |  | 2023 | 05100210000000 | CLARKS RUN | 6.5 | 5.59 | 5.1662 | NPDES | 5.59 | 8.649 | 1827632 |  | 1 | 20.48 | 61.418 | 103.415 | 53.382 | 29.098 | 22.598 | 13.734 | 8.8 | 5.803 | 5.681 | 5.297 | 13.668 | 32.445 | QE_10 | 5.297 | 12.9511 | 7.5518 | 50.0733 | 22.6932 | 21.1467 | 21.1467 | Plant Flow | 22.6932 | HM Flow | 21.1467 | Plant Flow |  | 365 | 0.06936 | 3.2799 | 3.2799 | 3.0564 | 3 | 4 | 0 | 0 | 39 | 1 | 0 | 0 | 0.788 | 32 | 0 | 0 | 0.0041624 | 0.0010933 | DMR | [16 empty] | 1.2055 | 57.0086 | 57.0086 | 53.1235 | 0.072346 | 0.019003 | NO | NHDPlus
2022 | DANVILLE STP | 110000732351 | KY0057193 | DANVILLE | BOYLE | KY |  | 37.6214 | -84.7338 |  | 4952 | Sewerage Systems | 221320 | Sewage Treatment Facilities | IS4 | Utilities | Waste handling, treatment, and disposal - POTW | 1 | 20.412 | KY0057193 | Clarks Run | 051002050505 | NAICS/SIC indication |  |  |  | 2023 | 05100210000000 | CLARKS RUN | 6.5 | 5.59 | 5.1662 | NPDES | 5.59 | 8.649 | 1827632 |  | 1 | 20.48 | 61.418 | 103.415 | 53.382 | 29.098 | 22.598 | 13.734 | 8.8 | 5.803 | 5.681 | 5.297 | 13.668 | 32.445 | QE_10 | 5.297 | 12.9511 | 7.5518 | 50.0733 | 22.6932 | 21.1467 | 21.1467 | Plant Flow | 22.6932 | HM Flow | 21.1467 | Plant Flow |  | 365 | 0.055923 | 2.6445 | 2.6445 | 2.4643 | 3 | 4 | 0 | 0 | 39 | 1 | 0 | 0 | 0.788 | 32 | 0 | 0 | 0.003356 | 0.00088151 | DMR | [16 empty] | 0.972 | 45.9646 | 45.9646 | 42.8322 | 0.058331 | 0.015322 | NO | NHDPlus
2023 | DANVILLE STP | 110000732351 | KY0057193 | DANVILLE | BOYLE | KY |  | 37.6214 | -84.7338 |  | 4952 | Sewerage Systems | 221320 | Sewage Treatment Facilities | IS4 | Utilities | Waste handling, treatment, and disposal - POTW | 1 | 15.404 | KY0057193 | Clarks Run | 051002050505 | NAICS/SIC indication |  |  |  | 2023 | 05100210000000 | CLARKS RUN | 6.5 | 5.59 | 5.1662 | NPDES | 5.59 | 8.649 | 1827632 |  | 1 | 20.48 | 61.418 | 103.415 | 53.382 | 29.098 | 22.598 | 13.734 | 8.8 | 5.803 | 5.681 | 5.297 | 13.668 | 32.445 | QE_10 | 5.297 | 12.9511 | 7.5518 | 50.0733 | 22.6932 | 21.1467 | 21.1467 | Plant Flow | 22.6932 | HM Flow | 21.1467 | Plant Flow |  | 365 | 0.042203 | 1.9957 | 1.9957 | 1.8597 | 3 | 4 | 0 | 0 | 39 | 1 | 0 | 0 | 0.788 | 32 | 0 | 0 | 0.0025326 | 0.00066524 | DMR | [16 empty] | 0.73352 | 34.6873 | 34.6873 | 32.3235 | 0.044019 | 0.011562 | NO | NHDPlus
2019 | RUSSELL COUNTY REGIONAL STP | 110000719045 | KY0062995 | JAMESTOWN | RUSSELL | KY |  | 36.9461 | -85.0208 |  | 4952 | Sewerage Systems | 221320 | Sewage Treatment Facilities | IS4 | Utilities | Waste handling, treatment, and disposal - POTW | 1 | 0.69629 | KY0062995 | Lily Creek-Cumberland River | 051301030602 | NAICS/SIC indication |  |  |  | 2023 | 05130100000000 | CUMBERLAND RIVER / LAKE CUMBERLAND | 3.6 | 1.89 | 0.54775 | NPDES | 1.89 | 2.9243 | 3577408 |  | 2 | 31.246 | 91.739 | 138.06 | 71.596 | 40.459 | 32.396 | 19.459 | 11.718 | 8.323 | 8.409 | 9.952 | 34.303 | 53.716 | QE_08 | 8.323 | 20.3496 | 12.0562 | 76.3961 | 35.8772 | 7.1498 | 20.3496 | 30Q5 Flow | 35.8772 | HM Flow | 12.0562 | 7Q10 Flow |  | 365 | 0.0019076 | 0.15823 | 0.093743 | 0.053171 | 3 | 4 | 0 | 0 | 39 | 1 | 0 | 0 | 0.788 | 32 | 0 | 0 | 0.0002008 | 5.2743e-05 | DMR | [16 empty] | 0.033157 | 2.7502 | 1.6293 | 0.92417 | 0.0034901 | 0.00091672 | NO | NHDPlus
2020 | RUSSELL COUNTY REGIONAL STP | 110000719045 | KY0062995 | JAMESTOWN | RUSSELL | KY |  | 36.9461 | -85.0208 |  | 4952 | Sewerage Systems | 221320 | Sewage Treatment Facilities | IS4 | Utilities | Waste handling, treatment, and disposal - POTW | 1 | 0.53534 | KY0062995 | Lily Creek-Cumberland River | 051301030602 | NAICS/SIC indication |  |  |  | 2023 | 05130100000000 | CUMBERLAND RIVER / LAKE CUMBERLAND | 3.6 | 1.89 | 0.54775 | NPDES | 1.89 | 2.9243 | 3577408 |  | 2 | 31.246 | 91.739 | 138.06 | 71.596 | 40.459 | 32.396 | 19.459 | 11.718 | 8.323 | 8.409 | 9.952 | 34.303 | 53.716 | QE_08 | 8.323 | 20.3496 | 12.0562 | 76.3961 | 35.8772 | 7.1498 | 20.3496 | 30Q5 Flow | 35.8772 | HM Flow | 12.0562 | 7Q10 Flow |  | 365 | 0.0014667 | 0.12165 | 0.072074 | 0.040881 | 3 | 4 | 0 | 0 | 39 | 1 | 0 | 0 | 0.788 | 32 | 0 | 0 | 0.00015438 | 4.0551e-05 | DMR | [16 empty] | 0.025492 | 2.1145 | 1.2527 | 0.71055 | 0.0026833 | 0.00070482 | NO | NHDPlus
2019 | GUTHRIE STP | 110009937499 | KY0063649 | GUTHRIE | TODD | KY |  | 36.6448 | -87.188 |  | 4952 | Sewerage Systems | 221320 | Sewage Treatment Facilities | IS4 | Utilities | Waste handling, treatment, and disposal - POTW | 1 | 1.0534 | KY0063649 | Spring Creek | 051302060603 | NAICS/SIC indication |  |  |  | 2023 | 05130210000000 | UT / SPRING CRK, UT TO SPRING CREEK | 0.31 | 0.27 | 0.24408 | NPDES | 0.27 | 0.41775 | 10169550 |  | 1 | 21.916 | 65.794 | 110.907 | 56.793 | 31.059 | 24.04 | 14.258 | 8.582 | 5.653 | 6.232 | 6.016 | 13.755 | 36.106 | QE_08 | 5.653 | 13.8215 | 8.0779 | 53.5844 | 24.3198 | 1.0214 | 13.8215 | 30Q5 Flow | 24.3198 | HM Flow | 8.0779 | 7Q10 Flow |  | 365 | 0.0028861 | 0.35728 | 0.20881 | 0.11867 | 3 | 4 | 0 | 0 | 39 | 1 | 0 | 0 | 0.788 | 32 | 0 | 0 | 0.0004534 | 0.00011909 | DMR | [16 empty] | 0.050163 | 6.2099 | 3.6293 | 2.0626 | 0.0078806 | 0.00207 | NO | NHDPlus
2020 | GUTHRIE STP | 110009937499 | KY0063649 | GUTHRIE | TODD | KY |  | 36.6448 | -87.188 |  | 4952 | Sewerage Systems | 221320 | Sewage Treatment Facilities | IS4 | Utilities | Waste handling, treatment, and disposal - POTW | 1 | 0.15404 | KY0063649 | Spring Creek | 051302060603 | NAICS/SIC indication |  |  |  | 2023 | 05130210000000 | UT / SPRING CRK, UT TO SPRING CREEK | 0.31 | 0.27 | 0.24408 | NPDES | 0.27 | 0.41775 | 10169550 |  | 1 | 21.916 | 65.794 | 110.907 | 56.793 | 31.059 | 24.04 | 14.258 | 8.582 | 5.653 | 6.232 | 6.016 | 13.755 | 36.106 | QE_08 | 5.653 | 13.8215 | 8.0779 | 53.5844 | 24.3198 | 1.0214 | 13.8215 | 30Q5 Flow | 24.3198 | HM Flow | 8.0779 | 7Q10 Flow |  | 365 | 0.00042203 | 0.052245 | 0.030534 | 0.017353 | 3 | 4 | 0 | 0 | 39 | 1 | 0 | 0 | 0.788 | 32 | 0 | 0 | 6.6301e-05 | 1.7415e-05 | DMR | [16 empty] | 0.0073352 | 0.90807 | 0.53071 | 0.30162 | 0.0011524 | 0.00030269 | NO | NHDPlus
2019 | HOPKINSVILLE HAMMOND WOOD STP | 110039994897 | KY0066532 | HOPKINSVILLE | CHRISTIAN | KY |  | 36.8036 | -87.5164 |  | 4952 | Sewerage Systems | 221320 | Sewage Treatment Facilities | IS4 | Utilities | Waste handling, treatment, and disposal - POTW | 1 | 5.7098 | KY0066532 | North Fork Little River | 051302050503 | NAICS/SIC indication |  |  |  | 2023 | 05130210000000 | LITTLE RIVER / NORTH FORK, NORTH FORK LITTLE RIVER | 6 | 3.58 | 3.5301 | NPDES | 3.58 | 5.5391 | 11879964 | North Fork Little River | 3 | 96.248 | 255.638 | 370.634 | 233.744 | 139.029 | 101.089 | 58.757 | 34.812 | 23.784 | 23.545 | 21.056 | 50.046 | 153.723 | QE_10 | 21.056 | 51.4817 | 31.5134 | 235.3252 | 103.8165 | 13.543 | 51.4817 | 30Q5 Flow | 103.8165 | HM Flow | 31.5134 | 7Q10 Flow |  | 365 | 0.015643 | 0.4964 | 0.30386 | 0.15068 | 3 | 4 | 0 | 0 | 39 | 1 | 0 | 0 | 0.788 | 32 | 0 | 0 | 0.00062995 | 0.00016547 | DMR | [16 empty] | 0.2719 | 8.628 | 5.2814 | 2.619 | 0.010949 | 0.002876 | NO | NHDPlus
2020 | HOPKINSVILLE HAMMOND WOOD STP | 110039994897 | KY0066532 | HOPKINSVILLE | CHRISTIAN | KY |  | 36.8036 | -87.5164 |  | 4952 | Sewerage Systems | 221320 | Sewage Treatment Facilities | IS4 | Utilities | Waste handling, treatment, and disposal - POTW | 1 | 4.146 | KY0066532 | North Fork Little River | 051302050503 | NAICS/SIC indication |  |  |  | 2023 | 05130210000000 | LITTLE RIVER / NORTH FORK, NORTH FORK LITTLE RIVER | 6 | 3.58 | 3.5301 | NPDES | 3.58 | 5.5391 | 11879964 | North Fork Little River | 3 | 96.248 | 255.638 | 370.634 | 233.744 | 139.029 | 101.089 | 58.757 | 34.812 | 23.784 | 23.545 | 21.056 | 50.046 | 153.723 | QE_10 | 21.056 | 51.4817 | 31.5134 | 235.3252 | 103.8165 | 13.543 | 51.4817 | 30Q5 Flow | 103.8165 | HM Flow | 31.5134 | 7Q10 Flow |  | 365 | 0.011359 | 0.36044 | 0.22064 | 0.10941 | 3 | 4 | 0 | 0 | 39 | 1 | 0 | 0 | 0.788 | 32 | 0 | 0 | 0.00045741 | 0.00012015 | DMR | [16 empty] | 0.19743 | 6.2648 | 3.8349 | 1.9017 | 0.0079503 | 0.0020883 | NO | NHDPlus
2021 | HOPKINSVILLE HAMMOND WOOD STP | 110039994897 | KY0066532 | HOPKINSVILLE | CHRISTIAN | KY |  | 36.8036 | -87.5164 |  | 4952 | Sewerage Systems | 221320 | Sewage Treatment Facilities | IS4 | Utilities | Waste handling, treatment, and disposal - POTW | 1 | 13.052 | KY0066532 | North Fork Little River | 051302050503 | NAICS/SIC indication |  |  |  | 2023 | 05130210000000 | LITTLE RIVER / NORTH FORK, NORTH FORK LITTLE RIVER | 6 | 3.58 | 3.5301 | NPDES | 3.58 | 5.5391 | 11879964 | North Fork Little River | 3 | 96.248 | 255.638 | 370.634 | 233.744 | 139.029 | 101.089 | 58.757 | 34.812 | 23.784 | 23.545 | 21.056 | 50.046 | 153.723 | QE_10 | 21.056 | 51.4817 | 31.5134 | 235.3252 | 103.8165 | 13.543 | 51.4817 | 30Q5 Flow | 103.8165 | HM Flow | 31.5134 | 7Q10 Flow |  | 365 | 0.035759 | 1.1347 | 0.69459 | 0.34444 | 3 | 4 | 0 | 0 | 39 | 1 | 0 | 0 | 0.788 | 32 | 0 | 0 | 0.00144 | 0.00037824 | DMR | [16 empty] | 0.62152 | 19.7224 | 12.0727 | 5.9867 | 0.025028 | 0.0065741 | NO | NHDPlus
2019 | OWENSBORO EAST WWTP | 110043734983 | KY0073377 | OWENSBORO | DAVIESS | KY |  | 37.7708 | -87.0657 |  | 4952 | Sewerage Systems | 221320 | Sewage Treatment Facilities | IS4 | Utilities | Waste handling, treatment, and disposal - POTW | 1 | 18.2361 | KY0073377 | Yellow Creek | 051402011201 | NAICS/SIC indication |  |  |  | 2023 | 05140200000000 | OHIO RIVER | 6.8 | 4.34 | 3.6258 | NPDES | 4.34 | 6.715 | 10110395 | Ohio River | 8 | 128641.981 | 169463.287 | 206601.618 | 238844.54 | 204115.501 | 160467.914 | 105729.245 | 67337.239 | 53462.673 | 42884.971 | 55835.384 | 89313.08 | 153502.683 | QE_09 | 42884.971 | 104853.2298 | 83926.5368 | 314528.0709 | 243042.781 | 16.418 | 104853.2298 | 30Q5 Flow | 243042.781 | HM Flow | 83926.5368 | 7Q10 Flow |  | 365 | 0.049962 | 0.00059531 | 0.00047649 | 0.00020557 | 3 | 4 | 0 | 0 | 39 | 1 | 0 | 0 | 0.788 | 32 | 0 | 0 | 7.5546e-07 | 1.9844e-07 | DMR | [16 empty] | 0.86839 | 0.010347 | 0.0082819 | 0.003573 | 1.3131e-05 | 3.449e-06 | NO | NHDPlus
2020 | OWENSBORO EAST WWTP | 110043734983 | KY0073377 | OWENSBORO | DAVIESS | KY |  | 37.7708 | -87.0657 |  | 4952 | Sewerage Systems | 221320 | Sewage Treatment Facilities | IS4 | Utilities | Waste handling, treatment, and disposal - POTW | 1 | 29.9791 | KY0073377 | Yellow Creek | 051402011201 | NAICS/SIC indication |  |  |  | 2023 | 05140200000000 | OHIO RIVER | 6.8 | 4.34 | 3.6258 | NPDES | 4.34 | 6.715 | 10110395 | Ohio River | 8 | 128641.981 | 169463.287 | 206601.618 | 238844.54 | 204115.501 | 160467.914 | 105729.245 | 67337.239 | 53462.673 | 42884.971 | 55835.384 | 89313.08 | 153502.683 | QE_09 | 42884.971 | 104853.2298 | 83926.5368 | 314528.0709 | 243042.781 | 16.418 | 104853.2298 | 30Q5 Flow | 243042.781 | HM Flow | 83926.5368 | 7Q10 Flow |  | 365 | 0.082134 | 0.00097865 | 0.00078333 | 0.00033794 | 3 | 4 | 0 | 0 | 39 | 1 | 0 | 0 | 0.788 | 32 | 0 | 0 | 1.2419e-06 | 3.2622e-07 | DMR | [16 empty] | 1.4276 | 0.01701 | 0.013615 | 0.0058738 | 2.1586e-05 | 5.6699e-06 | NO | NHDPlus
2021 | OWENSBORO EAST WWTP | 110043734983 | KY0073377 | OWENSBORO | DAVIESS | KY |  | 37.7708 | -87.0657 |  | 4952 | Sewerage Systems | 221320 | Sewage Treatment Facilities | IS4 | Utilities | Waste handling, treatment, and disposal - POTW | 1 | 14.3333 | KY0073377 | Yellow Creek | 051402011201 | NAICS/SIC indication |  |  |  | 2023 | 05140200000000 | OHIO RIVER | 6.8 | 4.34 | 3.6258 | NPDES | 4.34 | 6.715 | 10110395 | Ohio River | 8 | 128641.981 | 169463.287 | 206601.618 | 238844.54 | 204115.501 | 160467.914 | 105729.245 | 67337.239 | 53462.673 | 42884.971 | 55835.384 | 89313.08 | 153502.683 | QE_09 | 42884.971 | 104853.2298 | 83926.5368 | 314528.0709 | 243042.781 | 16.418 | 104853.2298 | 30Q5 Flow | 243042.781 | HM Flow | 83926.5368 | 7Q10 Flow |  | 365 | 0.039269 | 0.0004679 | 0.00037452 | 0.00016157 | 3 | 4 | 0 | 0 | 39 | 1 | 0 | 0 | 0.788 | 32 | 0 | 0 | 5.9378e-07 | 1.5597e-07 | DMR | [16 empty] | 0.68254 | 0.0081326 | 0.0065095 | 0.0028083 | 1.0321e-05 | 2.7109e-06 | NO | NHDPlus
2022 | OWENSBORO EAST WWTP | 110043734983 | KY0073377 | OWENSBORO | DAVIESS | KY |  | 37.7708 | -87.0657 |  | 4952 | Sewerage Systems | 221320 | Sewage Treatment Facilities | IS4 | Utilities | Waste handling, treatment, and disposal - POTW | 1 | 0.54101 | KY0073377 | Yellow Creek | 051402011201 | NAICS/SIC indication |  |  |  | 2023 | 05140200000000 | OHIO RIVER | 6.8 | 4.34 | 3.6258 | NPDES | 4.34 | 6.715 | 10110395 | Ohio River | 8 | 128641.981 | 169463.287 | 206601.618 | 238844.54 | 204115.501 | 160467.914 | 105729.245 | 67337.239 | 53462.673 | 42884.971 | 55835.384 | 89313.08 | 153502.683 | QE_09 | 42884.971 | 104853.2298 | 83926.5368 | 314528.0709 | 243042.781 | 16.418 | 104853.2298 | 30Q5 Flow | 243042.781 | HM Flow | 83926.5368 | 7Q10 Flow |  | 365 | 0.0014822 | 1.7661e-05 | 1.4136e-05 | 6.0985e-06 | 3 | 4 | 0 | 0 | 39 | 1 | 0 | 0 | 0.788 | 32 | 0 | 0 | 2.2412e-08 | 5.8869e-09 | DMR | [16 empty] | 0.025762 | 0.00030696 | 0.0002457 | 0.000106 | 3.8954e-07 | 1.0232e-07 | NO | NHDPlus
2023 | OWENSBORO EAST WWTP | 110043734983 | KY0073377 | OWENSBORO | DAVIESS | KY |  | 37.7708 | -87.0657 |  | 4952 | Sewerage Systems | 221320 | Sewage Treatment Facilities | IS4 | Utilities | Waste handling, treatment, and disposal - POTW | 1 | 4.7248 | KY0073377 | Yellow Creek | 051402011201 | NAICS/SIC indication |  |  |  | 2023 | 05140200000000 | OHIO RIVER | 6.8 | 4.34 | 3.6258 | NPDES | 4.34 | 6.715 | 10110395 | Ohio River | 8 | 128641.981 | 169463.287 | 206601.618 | 238844.54 | 204115.501 | 160467.914 | 105729.245 | 67337.239 | 53462.673 | 42884.971 | 55835.384 | 89313.08 | 153502.683 | QE_09 | 42884.971 | 104853.2298 | 83926.5368 | 314528.0709 | 243042.781 | 16.418 | 104853.2298 | 30Q5 Flow | 243042.781 | HM Flow | 83926.5368 | 7Q10 Flow |  | 365 | 0.012945 | 0.00015424 | 0.00012346 | 5.3261e-05 | 3 | 4 | 0 | 0 | 39 | 1 | 0 | 0 | 0.788 | 32 | 0 | 0 | 1.9573e-07 | 5.1413e-08 | DMR | [16 empty] | 0.22499 | 0.0026808 | 0.0021458 | 0.00092573 | 3.402e-06 | 8.936e-07 | NO | NHDPlus
2019 | DEREK R GUTHRIE WQTC MSD | 110000732379 | KY0078956 | LOUISVILLE | JEFFERSON | KY |  | 38.0861 | -85.8988 |  | 4952 | Sewerage Systems | 221320 | Sewage Treatment Facilities | IS4 | Utilities | Waste handling, treatment, and disposal - POTW | 1 | 212.6892 | KY0078956 | Fall Run-Ohio River | 051401010904 | NAICS/SIC indication |  |  |  | 2023 | 05140100000000 | OHIO RIVER | 60 | 33.4 | 31.1194 | NPDES | 33.4 | 51.6775 | 10164022 | Ohio River | 8 | 124376.58 | 169028.203 | 201742.995 | 236042.591 | 198689.337 | 151600.492 | 100001.412 | 62051.157 | 48024.486 | 43630.41 | 52179.868 | 87775.455 | 151420.069 | QE_09 | 43630.41 | 106675.8191 | 85437.1826 | 304099.2176 | 241564.2972 | 126.3508 | 106675.8191 | 30Q5 Flow | 241564.2972 | HM Flow | 85437.1826 | 7Q10 Flow |  | 365 | 0.58271 | 0.0068203 | 0.0054624 | 0.0024122 | 3 | 4 | 0 | 0 | 39 | 1 | 0 | 0 | 0.788 | 32 | 0 | 0 | 8.6552e-06 | 2.2734e-06 | DMR | [16 empty] | 10.1281 | 0.11854 | 0.094942 | 0.041927 | 0.00015044 | 3.9515e-05 | NO | NHDPlus
2020 | DEREK R GUTHRIE WQTC MSD | 110000732379 | KY0078956 | LOUISVILLE | JEFFERSON | KY |  | 38.0861 | -85.8988 |  | 4952 | Sewerage Systems | 221320 | Sewage Treatment Facilities | IS4 | Utilities | Waste handling, treatment, and disposal - POTW | 1 | 167.3027 | KY0078956 | Fall Run-Ohio River | 051401010904 | NAICS/SIC indication |  |  |  | 2023 | 05140100000000 | OHIO RIVER | 60 | 33.4 | 31.1194 | NPDES | 33.4 | 51.6775 | 10164022 | Ohio River | 8 | 124376.58 | 169028.203 | 201742.995 | 236042.591 | 198689.337 | 151600.492 | 100001.412 | 62051.157 | 48024.486 | 43630.41 | 52179.868 | 87775.455 | 151420.069 | QE_09 | 43630.41 | 106675.8191 | 85437.1826 | 304099.2176 | 241564.2972 | 126.3508 | 106675.8191 | 30Q5 Flow | 241564.2972 | HM Flow | 85437.1826 | 7Q10 Flow |  | 365 | 0.45836 | 0.0053649 | 0.0042968 | 0.0018975 | 3 | 4 | 0 | 0 | 39 | 1 | 0 | 0 | 0.788 | 32 | 0 | 0 | 6.8083e-06 | 1.7883e-06 | DMR | [16 empty] | 7.9668 | 0.093247 | 0.074682 | 0.03298 | 0.00011833 | 3.1082e-05 | NO | NHDPlus
2021 | DEREK R GUTHRIE WQTC MSD | 110000732379 | KY0078956 | LOUISVILLE | JEFFERSON | KY |  | 38.0861 | -85.8988 |  | 4952 | Sewerage Systems | 221320 | Sewage Treatment Facilities | IS4 | Utilities | Waste handling, treatment, and disposal - POTW | 1 | 123.6119 | KY0078956 | Fall Run-Ohio River | 051401010904 | NAICS/SIC indication |  |  |  | 2023 | 05140100000000 | OHIO RIVER | 60 | 33.4 | 31.1194 | NPDES | 33.4 | 51.6775 | 10164022 | Ohio River | 8 | 124376.58 | 169028.203 | 201742.995 | 236042.591 | 198689.337 | 151600.492 | 100001.412 | 62051.157 | 48024.486 | 43630.41 | 52179.868 | 87775.455 | 151420.069 | QE_09 | 43630.41 | 106675.8191 | 85437.1826 | 304099.2176 | 241564.2972 | 126.3508 | 106675.8191 | 30Q5 Flow | 241564.2972 | HM Flow | 85437.1826 | 7Q10 Flow |  | 365 | 0.33866 | 0.0039639 | 0.0031747 | 0.001402 | 3 | 4 | 0 | 0 | 39 | 1 | 0 | 0 | 0.788 | 32 | 0 | 0 | 5.0303e-06 | 1.3213e-06 | DMR | [16 empty] | 5.8863 | 0.068896 | 0.055179 | 0.024367 | 8.7432e-05 | 2.2965e-05 | NO | NHDPlus
2022 | DEREK R GUTHRIE WQTC MSD | 110000732379 | KY0078956 | LOUISVILLE | JEFFERSON | KY |  | 38.0861 | -85.8988 |  | 4952 | Sewerage Systems | 221320 | Sewage Treatment Facilities | IS4 | Utilities | Waste handling, treatment, and disposal - POTW | 1 | 107.31 | KY0078956 | Fall Run-Ohio River | 051401010904 | NAICS/SIC indication |  |  |  | 2023 | 05140100000000 | OHIO RIVER | 60 | 33.4 | 31.1194 | NPDES | 33.4 | 51.6775 | 10164022 | Ohio River | 8 | 124376.58 | 169028.203 | 201742.995 | 236042.591 | 198689.337 | 151600.492 | 100001.412 | 62051.157 | 48024.486 | 43630.41 | 52179.868 | 87775.455 | 151420.069 | QE_09 | 43630.41 | 106675.8191 | 85437.1826 | 304099.2176 | 241564.2972 | 126.3508 | 106675.8191 | 30Q5 Flow | 241564.2972 | HM Flow | 85437.1826 | 7Q10 Flow |  | 365 | 0.294 | 0.0034411 | 0.002756 | 0.0012171 | 3 | 4 | 0 | 0 | 39 | 1 | 0 | 0 | 0.788 | 32 | 0 | 0 | 4.3669e-06 | 1.147e-06 | DMR | [16 empty] | 5.11 | 0.05981 | 0.047902 | 0.021154 | 7.5901e-05 | 1.9937e-05 | NO | NHDPlus
2023 | DEREK R GUTHRIE WQTC MSD | 110000732379 | KY0078956 | LOUISVILLE | JEFFERSON | KY |  | 38.0861 | -85.8988 |  | 4952 | Sewerage Systems | 221320 | Sewage Treatment Facilities | IS4 | Utilities | Waste handling, treatment, and disposal - POTW | 1 | 87.8961 | KY0078956 | Fall Run-Ohio River | 051401010904 | NAICS/SIC indication |  |  |  | 2023 | 05140100000000 | OHIO RIVER | 60 | 33.4 | 31.1194 | NPDES | 33.4 | 51.6775 | 10164022 | Ohio River | 8 | 124376.58 | 169028.203 | 201742.995 | 236042.591 | 198689.337 | 151600.492 | 100001.412 | 62051.157 | 48024.486 | 43630.41 | 52179.868 | 87775.455 | 151420.069 | QE_09 | 43630.41 | 106675.8191 | 85437.1826 | 304099.2176 | 241564.2972 | 126.3508 | 106675.8191 | 30Q5 Flow | 241564.2972 | HM Flow | 85437.1826 | 7Q10 Flow |  | 365 | 0.24081 | 0.0028186 | 0.0022574 | 0.00099688 | 3 | 4 | 0 | 0 | 39 | 1 | 0 | 0 | 0.788 | 32 | 0 | 0 | 3.5769e-06 | 9.3953e-07 | DMR | [16 empty] | 4.1855 | 0.04899 | 0.039236 | 0.017327 | 6.2169e-05 | 1.633e-05 | NO | NHDPlus
2020 | BEREA MUNICIPAL UTILITIES WWTP | 110040000398 | KY0079898 | BEREA | MADISON | KY |  | 37.6085 | -84.2871 |  | 4952 | Sewerage Systems | 221320 | Sewage Treatment Facilities | IS4 | Utilities | Waste handling, treatment, and disposal - POTW | 1 | 2.848 | KY0079898 | Hays Fork-Silver Creek | 051002050202 | NAICS/SIC indication |  |  |  | 2023 | 05100210000000 | SILVER CREEK, SILVER CRK | 4.3 | 3.081 | 2.702 | NPDES | 3.081 | 4.767 | 1827342 | Silver Creek | 2 | 53.459 | 84.728 | 82.267 | 90.265 | 83.592 | 58.285 | 38.146 | 16.519 | 14.984 | 30.02 | 18.894 | 36.136 | 84.438 | QE_08 | 14.984 | 36.6357 | 22.1588 | 130.7066 | 64.7214 | 11.6553 | 36.6357 | 30Q5 Flow | 64.7214 | HM Flow | 22.1588 | 7Q10 Flow |  | 365 | 0.0078028 | 0.35213 | 0.21298 | 0.12056 | 3 | 4 | 0 | 0 | 39 | 1 | 0 | 0 | 0.788 | 32 | 0 | 0 | 0.00044686 | 0.00011738 | DMR | [16 empty] | 0.13562 | 6.1203 | 3.7018 | 2.0954 | 0.0077669 | 0.0020401 | NO | NHDPlus
2021 | BEREA MUNICIPAL UTILITIES WWTP | 110040000398 | KY0079898 | BEREA | MADISON | KY |  | 37.6085 | -84.2871 |  | 4952 | Sewerage Systems | 221320 | Sewage Treatment Facilities | IS4 | Utilities | Waste handling, treatment, and disposal - POTW | 1 | 2.7555 | KY0079898 | Hays Fork-Silver Creek | 051002050202 | NAICS/SIC indication |  |  |  | 2023 | 05100210000000 | SILVER CREEK, SILVER CRK | 4.3 | 3.081 | 2.702 | NPDES | 3.081 | 4.767 | 1827342 | Silver Creek | 2 | 53.459 | 84.728 | 82.267 | 90.265 | 83.592 | 58.285 | 38.146 | 16.519 | 14.984 | 30.02 | 18.894 | 36.136 | 84.438 | QE_08 | 14.984 | 36.6357 | 22.1588 | 130.7066 | 64.7214 | 11.6553 | 36.6357 | 30Q5 Flow | 64.7214 | HM Flow | 22.1588 | 7Q10 Flow |  | 365 | 0.0075492 | 0.34069 | 0.20606 | 0.11664 | 3 | 4 | 0 | 0 | 39 | 1 | 0 | 0 | 0.788 | 32 | 0 | 0 | 0.00043234 | 0.00011356 | DMR | [16 empty] | 0.13121 | 5.9214 | 3.5815 | 2.0273 | 0.0075145 | 0.0019738 | NO | NHDPlus
2021 | GEORGETOWN STP #2 | 110000759741 | KY0082007 | GEORGETOWN | SCOTT | KY |  | 38.2674 | -84.528 |  | 4952 | Sewerage Systems | 221320 | Sewage Treatment Facilities | IS4 | Utilities | Waste handling, treatment, and disposal - POTW | 1 | 4.5728 | KY0082007 | Boyd Run-North Elkhorn Creek | 051002050803 | NAICS/SIC indication |  |  |  | 2023 | 05100210000000 | LANES RUN | 3 | 1.383 | 1.4414 | NPDES | 1.383 | 2.1398 | 1825088 | Lanes Run | 1 | 2.749 | 10.013 | 21.16 | 7.915 | 4.19 | 3.209 | 2.023 | 1.353 | 0.898 | 0.969 | 1.136 | 1.013 | 4.272 | QE_08 | 0.898 | 2.1956 | 1.2027 | 6.7213 | 3.1837 | 5.2318 | 5.2318 | Plant Flow | 5.2318 | Plant Flow | 5.2318 | Plant Flow |  | 365 | 0.012528 | 2.3946 | 2.3946 | 2.3946 | 3 | 4 | 0 | 0 | 39 | 1 | 0 | 0 | 0.788 | 32 | 0 | 0 | 0.0030389 | 0.00079821 | DMR | [16 empty] | 0.21775 | 41.6211 | 41.6211 | 41.6211 | 0.052819 | 0.013874 | NO | PlantFlow
2023 | GEORGETOWN STP #2 | 110000759741 | KY0082007 | GEORGETOWN | SCOTT | KY |  | 38.2674 | -84.528 |  | 4952 | Sewerage Systems | 221320 | Sewage Treatment Facilities | IS4 | Utilities | Waste handling, treatment, and disposal - POTW | 1 | 4.079 | KY0082007 | Boyd Run-North Elkhorn Creek | 051002050803 | NAICS/SIC indication |  |  |  | 2023 | 05100210000000 | LANES RUN | 3 | 1.383 | 1.4414 | NPDES | 1.383 | 2.1398 | 1825088 | Lanes Run | 1 | 2.749 | 10.013 | 21.16 | 7.915 | 4.19 | 3.209 | 2.023 | 1.353 | 0.898 | 0.969 | 1.136 | 1.013 | 4.272 | QE_08 | 0.898 | 2.1956 | 1.2027 | 6.7213 | 3.1837 | 5.2318 | 5.2318 | Plant Flow | 5.2318 | Plant Flow | 5.2318 | Plant Flow |  | 365 | 0.011175 | 2.136 | 2.136 | 2.136 | 3 | 4 | 0 | 0 | 39 | 1 | 0 | 0 | 0.788 | 32 | 0 | 0 | 0.0027107 | 0.000712 | DMR | [16 empty] | 0.19424 | 37.1258 | 37.1258 | 37.1258 | 0.047114 | 0.012375 | NO | PlantFlow
2019 | PARIS STP | 110000551082 | KY0090654 | PARIS | BOURBON | KY |  | 38.2236 | -84.2533 |  | 4952 | Sewerage Systems | 221320 | Sewage Treatment Facilities | IS4 | Utilities | Waste handling, treatment, and disposal - POTW | 1 | 8.2788 | KY0090654 | Kennedy Creek-Stoner Creek | 051001020205 | NAICS/SIC indication |  |  |  | 2023 | 05100100000000 | STONER CREEK, STONER CRK | 2.7 | 1.717 | 1.6336 | NPDES | 1.717 | 2.6566 | 2057932 | Stoner Creek | 3 | 323.841 | 521.915 | 679.182 | 580.325 | 464.399 | 301.706 | 168.309 | 104.902 | 117.563 | 150.248 | 122.226 | 258.925 | 589.611 | QE_07 | 104.902 | 256.4841 | 166.1317 | 791.7873 | 461.3483 | 6.4953 | 256.4841 | 30Q5 Flow | 461.3483 | HM Flow | 166.1317 | 7Q10 Flow |  | 365 | 0.022682 | 0.13653 | 0.088433 | 0.049164 | 3 | 4 | 0 | 0 | 39 | 1 | 0 | 0 | 0.788 | 32 | 0 | 0 | 0.00017326 | 4.5509e-05 | DMR | [16 empty] | 0.39423 | 2.373 | 1.537 | 0.85451 | 0.0030114 | 0.000791 | NO | NHDPlus
2021 | PARIS STP | 110000551082 | KY0090654 | PARIS | BOURBON | KY |  | 38.2236 | -84.2533 |  | 4952 | Sewerage Systems | 221320 | Sewage Treatment Facilities | IS4 | Utilities | Waste handling, treatment, and disposal - POTW | 1 | 6.2825 | KY0090654 | Kennedy Creek-Stoner Creek | 051001020205 | NAICS/SIC indication |  |  |  | 2023 | 05100100000000 | STONER CREEK, STONER CRK | 2.7 | 1.717 | 1.6336 | NPDES | 1.717 | 2.6566 | 2057932 | Stoner Creek | 3 | 323.841 | 521.915 | 679.182 | 580.325 | 464.399 | 301.706 | 168.309 | 104.902 | 117.563 | 150.248 | 122.226 | 258.925 | 589.611 | QE_07 | 104.902 | 256.4841 | 166.1317 | 791.7873 | 461.3483 | 6.4953 | 256.4841 | 30Q5 Flow | 461.3483 | HM Flow | 166.1317 | 7Q10 Flow |  | 365 | 0.017212 | 0.10361 | 0.067109 | 0.037309 | 3 | 4 | 0 | 0 | 39 | 1 | 0 | 0 | 0.788 | 32 | 0 | 0 | 0.00013148 | 3.4535e-05 | DMR | [16 empty] | 0.29917 | 1.8008 | 1.1664 | 0.64846 | 0.0022852 | 0.00060026 | NO | NHDPlus
2019 | LEXMARK INTERNATIONAL INC | 110043544144 | KY0097624 | LEXINGTON | FAYETTE | KY |  | 38.0729 | -84.4844 |  | 3579 | Office Machines, Nec | 339940 | Office Supplies (except Paper) Manufacturing | IS45 | Miscellaneous Manufacturing | Waste handling, treatment, and disposal - Remediation or Monitoring | 1 | 0.004795 | KY0097624 | Cane Run | 051002050804 | Nothing reported to 2022 TRI |  |  |  | 2023 | 05100210000000 | CANE RUN CRK / UT, UT TO CANE RUN | 0.0288 | 0.009 | 0.00895 | NPDES | 0.009 | 0.013925 | 1825278 | Cane Run | 1 | 6.148 | 20.787 | 39.633 | 16.791 | 8.841 | 6.923 | 4.347 | 2.852 | 1.862 | 2.152 | 2.144 | 3.556 | 9.891 | QE_08 | 1.862 | 4.5526 | 2.5587 | 15.0318 | 7.0672 | 0.034047 | 4.5526 | 30Q5 Flow | 7.0672 | HM Flow | 2.5587 | 7Q10 Flow |  | 365 | 1.3137e-05 | 0.0051343 | 0.0028856 | 0.0018589 | 3 | 4 | 0 | 0 | 39 | 1 | 0 | 0 | 0.788 | 32 | 0 | 0 | 6.5156e-06 | 1.7114e-06 | DMR | [16 empty] | 0.00022833 | 0.089238 | 0.050155 | 0.032309 | 0.00011325 | 2.9746e-05 | NO | NHDPlus
2020 | LEXMARK INTERNATIONAL INC | 110043544144 | KY0097624 | LEXINGTON | FAYETTE | KY |  | 38.0729 | -84.4844 |  | 3579 | Office Machines, Nec | 339940 | Office Supplies (except Paper) Manufacturing | IS45 | Miscellaneous Manufacturing | Waste handling, treatment, and disposal - Remediation or Monitoring | 1 | 0.016908 | KY0097624 | Cane Run | 051002050804 | Nothing reported to 2022 TRI |  |  |  | 2023 | 05100210000000 | CANE RUN CRK / UT, UT TO CANE RUN | 0.0288 | 0.009 | 0.00895 | NPDES | 0.009 | 0.013925 | 1825278 | Cane Run | 1 | 6.148 | 20.787 | 39.633 | 16.791 | 8.841 | 6.923 | 4.347 | 2.852 | 1.862 | 2.152 | 2.144 | 3.556 | 9.891 | QE_08 | 1.862 | 4.5526 | 2.5587 | 15.0318 | 7.0672 | 0.034047 | 4.5526 | 30Q5 Flow | 7.0672 | HM Flow | 2.5587 | 7Q10 Flow |  | 365 | 4.6324e-05 | 0.018104 | 0.010175 | 0.0065547 | 3 | 4 | 0 | 0 | 39 | 1 | 0 | 0 | 0.788 | 32 | 0 | 0 | 2.2975e-05 | 6.0348e-06 | DMR | [16 empty] | 0.00080515 | 0.31467 | 0.17686 | 0.11393 | 0.00039933 | 0.00010489 | NO | NHDPlus
2021 | LEXMARK INTERNATIONAL INC | 110043544144 | KY0097624 | LEXINGTON | FAYETTE | KY |  | 38.0729 | -84.4844 |  | 3579 | Office Machines, Nec | 339940 | Office Supplies (except Paper) Manufacturing | IS45 | Miscellaneous Manufacturing | Waste handling, treatment, and disposal - Remediation or Monitoring | 1 | 0.0066046 | KY0097624 | Cane Run | 051002050804 | Nothing reported to 2022 TRI |  |  |  | 2023 | 05100210000000 | CANE RUN CRK / UT, UT TO CANE RUN | 0.0288 | 0.009 | 0.00895 | NPDES | 0.009 | 0.013925 | 1825278 | Cane Run | 1 | 6.148 | 20.787 | 39.633 | 16.791 | 8.841 | 6.923 | 4.347 | 2.852 | 1.862 | 2.152 | 2.144 | 3.556 | 9.891 | QE_08 | 1.862 | 4.5526 | 2.5587 | 15.0318 | 7.0672 | 0.034047 | 4.5526 | 30Q5 Flow | 7.0672 | HM Flow | 2.5587 | 7Q10 Flow |  | 365 | 1.8095e-05 | 0.0070719 | 0.0039747 | 0.0025604 | 3 | 4 | 0 | 0 | 39 | 1 | 0 | 0 | 0.788 | 32 | 0 | 0 | 8.9745e-06 | 2.3573e-06 | DMR | [16 empty] | 0.00031451 | 0.12292 | 0.069083 | 0.044502 | 0.00015599 | 4.0972e-05 | NO | NHDPlus
2022 | LEXMARK INTERNATIONAL INC | 110043544144 | KY0097624 | LEXINGTON | FAYETTE | KY |  | 38.0729 | -84.4844 |  | 3579 | Office Machines, Nec | 339940 | Office Supplies (except Paper) Manufacturing | IS45 | Miscellaneous Manufacturing | Waste handling, treatment, and disposal - Remediation or Monitoring | 1 | 0.0091675 | KY0097624 | Cane Run | 051002050804 | Nothing reported to 2022 TRI |  |  |  | 2023 | 05100210000000 | CANE RUN CRK / UT, UT TO CANE RUN | 0.0288 | 0.009 | 0.00895 | NPDES | 0.009 | 0.013925 | 1825278 | Cane Run | 1 | 6.148 | 20.787 | 39.633 | 16.791 | 8.841 | 6.923 | 4.347 | 2.852 | 1.862 | 2.152 | 2.144 | 3.556 | 9.891 | QE_08 | 1.862 | 4.5526 | 2.5587 | 15.0318 | 7.0672 | 0.034047 | 4.5526 | 30Q5 Flow | 7.0672 | HM Flow | 2.5587 | 7Q10 Flow |  | 365 | 2.5116e-05 | 0.009816 | 0.005517 | 0.0035539 | 3 | 4 | 0 | 0 | 39 | 1 | 0 | 0 | 0.788 | 32 | 0 | 0 | 1.2457e-05 | 3.272e-06 | DMR | [16 empty] | 0.00043655 | 0.17061 | 0.09589 | 0.06177 | 0.00021651 | 5.6871e-05 | NO | NHDPlus
2023 | LEXMARK INTERNATIONAL INC | 110043544144 | KY0097624 | LEXINGTON | FAYETTE | KY |  | 38.0729 | -84.4844 |  | 3579 | Office Machines, Nec | 339940 | Office Supplies (except Paper) Manufacturing | IS45 | Miscellaneous Manufacturing | Waste handling, treatment, and disposal - Remediation or Monitoring | 1 | 0.012352 | KY0097624 | Cane Run | 051002050804 | Nothing reported to 2022 TRI |  |  |  | 2023 | 05100210000000 | CANE RUN CRK / UT, UT TO CANE RUN | 0.0288 | 0.009 | 0.00895 | NPDES | 0.009 | 0.013925 | 1825278 | Cane Run | 1 | 6.148 | 20.787 | 39.633 | 16.791 | 8.841 | 6.923 | 4.347 | 2.852 | 1.862 | 2.152 | 2.144 | 3.556 | 9.891 | QE_08 | 1.862 | 4.5526 | 2.5587 | 15.0318 | 7.0672 | 0.034047 | 4.5526 | 30Q5 Flow | 7.0672 | HM Flow | 2.5587 | 7Q10 Flow |  | 365 | 3.3841e-05 | 0.013226 | 0.0074334 | 0.0047884 | 3 | 4 | 0 | 0 | 39 | 1 | 0 | 0 | 0.788 | 32 | 0 | 0 | 1.6784e-05 | 4.4086e-06 | DMR | [16 empty] | 0.00058819 | 0.22988 | 0.1292 | 0.083227 | 0.00029172 | 7.6626e-05 | NO | NHDPlus
2020 | MADISONVILLE STP WEST SIDE | 110002041380 | KY0098043 | MADISONVILLE | HOPKINS | KY |  | 37.3185 | -87.5499 |  | 4952 | Sewerage Systems | 221320 | Sewage Treatment Facilities | IS4 | Utilities | Waste handling, treatment, and disposal - POTW | 1 | 6.6741 | KY0098043 | Greasy Creek-Clear Creek | 051402050202 | NAICS/SIC indication |  |  |  | 2023 | 05140210000000 | GREASY CREEK, GREASY CRK | 6 | 5.03 | 4.8987 | NPDES | 5.03 | 7.7826 | 10563026 | Greasy Creek | 3 | 16.906 | 50.995 | 92.868 | 45.935 | 28.116 | 19.555 | 11.475 | 7.451 | 4.754 | 5.179 | 4.855 | 3.976 | 23.668 | QE_11 | 3.976 | 9.7213 | 5.6116 | 41.335 | 17.5918 | 19.0283 | 19.0283 | Plant Flow | 19.0283 | Plant Flow | 19.0283 | Plant Flow |  | 365 | 0.018285 | 0.96096 | 0.96096 | 0.96096 | 3 | 4 | 0 | 0 | 39 | 1 | 0 | 0 | 0.788 | 32 | 0 | 0 | 0.0012195 | 0.00032032 | DMR | [16 empty] | 0.31782 | 16.7023 | 16.7023 | 16.7023 | 0.021196 | 0.0055674 | NO | PlantFlow
2021 | MADISONVILLE STP WEST SIDE | 110002041380 | KY0098043 | MADISONVILLE | HOPKINS | KY |  | 37.3185 | -87.5499 |  | 4952 | Sewerage Systems | 221320 | Sewage Treatment Facilities | IS4 | Utilities | Waste handling, treatment, and disposal - POTW | 1 | 19.3724 | KY0098043 | Greasy Creek-Clear Creek | 051402050202 | NAICS/SIC indication |  |  |  | 2023 | 05140210000000 | GREASY CREEK, GREASY CRK | 6 | 5.03 | 4.8987 | NPDES | 5.03 | 7.7826 | 10563026 | Greasy Creek | 3 | 16.906 | 50.995 | 92.868 | 45.935 | 28.116 | 19.555 | 11.475 | 7.451 | 4.754 | 5.179 | 4.855 | 3.976 | 23.668 | QE_11 | 3.976 | 9.7213 | 5.6116 | 41.335 | 17.5918 | 19.0283 | 19.0283 | Plant Flow | 19.0283 | Plant Flow | 19.0283 | Plant Flow |  | 365 | 0.053075 | 2.7893 | 2.7893 | 2.7893 | 3 | 4 | 0 | 0 | 39 | 1 | 0 | 0 | 0.788 | 32 | 0 | 0 | 0.0035397 | 0.00092976 | DMR | [16 empty] | 0.9225 | 48.4803 | 48.4803 | 48.4803 | 0.061523 | 0.01616 | NO | PlantFlow
2022 | MADISONVILLE STP WEST SIDE | 110002041380 | KY0098043 | MADISONVILLE | HOPKINS | KY |  | 37.3185 | -87.5499 |  | 4952 | Sewerage Systems | 221320 | Sewage Treatment Facilities | IS4 | Utilities | Waste handling, treatment, and disposal - POTW | 1 | 6.4089 | KY0098043 | Greasy Creek-Clear Creek | 051402050202 | NAICS/SIC indication |  |  |  | 2023 | 05140210000000 | GREASY CREEK, GREASY CRK | 6 | 5.03 | 4.8987 | NPDES | 5.03 | 7.7826 | 10563026 | Greasy Creek | 3 | 16.906 | 50.995 | 92.868 | 45.935 | 28.116 | 19.555 | 11.475 | 7.451 | 4.754 | 5.179 | 4.855 | 3.976 | 23.668 | QE_11 | 3.976 | 9.7213 | 5.6116 | 41.335 | 17.5918 | 19.0283 | 19.0283 | Plant Flow | 19.0283 | Plant Flow | 19.0283 | Plant Flow |  | 365 | 0.017559 | 0.92276 | 0.92276 | 0.92276 | 3 | 4 | 0 | 0 | 39 | 1 | 0 | 0 | 0.788 | 32 | 0 | 0 | 0.001171 | 0.00030759 | DMR | [16 empty] | 0.30519 | 16.0385 | 16.0385 | 16.0385 | 0.020353 | 0.0053462 | NO | PlantFlow
2019 | CEDAR CREEK WWTP | 110043485421 | KY0098540 | LOUISVILLE | JEFFERSON | KY |  | 38.1224 | -85.5876 |  | 4952 | Sewerage Systems | 221320 | Sewage Treatment Facilities | IS4 | Utilities | Waste handling, treatment, and disposal - POTW | 1 | 27.7652 | KY0098540 | Pennsylvania Run-Cedar Creek | 051401021002 | NAICS/SIC indication |  |  |  | 2023 | 05140100000000 | CEDAR CRK | 7.5 | 5.956 | 4.7938 | NPDES | 5.956 | 9.2153 | 10264224 | Cedar Creek | 2 | 18.841 | 56.179 | 98.709 | 50.077 | 29.03 | 21.304 | 13.123 | 8.218 | 5.61 | 5.135 | 5.468 | 7.339 | 29 | QE_09 | 5.135 | 12.555 | 7.3129 | 46.066 | 21.4315 | 22.5313 | 22.5313 | Plant Flow | 22.5313 | Plant Flow | 22.5313 | Plant Flow |  | 365 | 0.076069 | 3.3761 | 3.3761 | 3.3761 | 3 | 4 | 0 | 0 | 39 | 1 | 0 | 0 | 0.788 | 32 | 0 | 0 | 0.0042845 | 0.0011254 | DMR | [16 empty] | 1.3222 | 58.6807 | 58.6807 | 58.6807 | 0.074468 | 0.01956 | NO | PlantFlow
2020 | CEDAR CREEK WWTP | 110043485421 | KY0098540 | LOUISVILLE | JEFFERSON | KY |  | 38.1224 | -85.5876 |  | 4952 | Sewerage Systems | 221320 | Sewage Treatment Facilities | IS4 | Utilities | Waste handling, treatment, and disposal - POTW | 1 | 25.7516 | KY0098540 | Pennsylvania Run-Cedar Creek | 051401021002 | NAICS/SIC indication |  |  |  | 2023 | 05140100000000 | CEDAR CRK | 7.5 | 5.956 | 4.7938 | NPDES | 5.956 | 9.2153 | 10264224 | Cedar Creek | 2 | 18.841 | 56.179 | 98.709 | 50.077 | 29.03 | 21.304 | 13.123 | 8.218 | 5.61 | 5.135 | 5.468 | 7.339 | 29 | QE_09 | 5.135 | 12.555 | 7.3129 | 46.066 | 21.4315 | 22.5313 | 22.5313 | Plant Flow | 22.5313 | Plant Flow | 22.5313 | Plant Flow |  | 365 | 0.070552 | 3.1313 | 3.1313 | 3.1313 | 3 | 4 | 0 | 0 | 39 | 1 | 0 | 0 | 0.788 | 32 | 0 | 0 | 0.0039737 | 0.0010438 | DMR | [16 empty] | 1.2263 | 54.4251 | 54.4251 | 54.4251 | 0.069067 | 0.018142 | NO | PlantFlow
2021 | CEDAR CREEK WWTP | 110043485421 | KY0098540 | LOUISVILLE | JEFFERSON | KY |  | 38.1224 | -85.5876 |  | 4952 | Sewerage Systems | 221320 | Sewage Treatment Facilities | IS4 | Utilities | Waste handling, treatment, and disposal - POTW | 1 | 21.1304 | KY0098540 | Pennsylvania Run-Cedar Creek | 051401021002 | NAICS/SIC indication |  |  |  | 2023 | 05140100000000 | CEDAR CRK | 7.5 | 5.956 | 4.7938 | NPDES | 5.956 | 9.2153 | 10264224 | Cedar Creek | 2 | 18.841 | 56.179 | 98.709 | 50.077 | 29.03 | 21.304 | 13.123 | 8.218 | 5.61 | 5.135 | 5.468 | 7.339 | 29 | QE_09 | 5.135 | 12.555 | 7.3129 | 46.066 | 21.4315 | 22.5313 | 22.5313 | Plant Flow | 22.5313 | Plant Flow | 22.5313 | Plant Flow |  | 365 | 0.057892 | 2.5694 | 2.5694 | 2.5694 | 3 | 4 | 0 | 0 | 39 | 1 | 0 | 0 | 0.788 | 32 | 0 | 0 | 0.0032606 | 0.00085646 | DMR | [16 empty] | 1.0062 | 44.6584 | 44.6584 | 44.6584 | 0.056673 | 0.014886 | NO | PlantFlow
2022 | CEDAR CREEK WWTP | 110043485421 | KY0098540 | LOUISVILLE | JEFFERSON | KY |  | 38.1224 | -85.5876 |  | 4952 | Sewerage Systems | 221320 | Sewage Treatment Facilities | IS4 | Utilities | Waste handling, treatment, and disposal - POTW | 1 | 20.0667 | KY0098540 | Pennsylvania Run-Cedar Creek | 051401021002 | NAICS/SIC indication |  |  |  | 2023 | 05140100000000 | CEDAR CRK | 7.5 | 5.956 | 4.7938 | NPDES | 5.956 | 9.2153 | 10264224 | Cedar Creek | 2 | 18.841 | 56.179 | 98.709 | 50.077 | 29.03 | 21.304 | 13.123 | 8.218 | 5.61 | 5.135 | 5.468 | 7.339 | 29 | QE_09 | 5.135 | 12.555 | 7.3129 | 46.066 | 21.4315 | 22.5313 | 22.5313 | Plant Flow | 22.5313 | Plant Flow | 22.5313 | Plant Flow |  | 365 | 0.054977 | 2.44 | 2.44 | 2.44 | 3 | 4 | 0 | 0 | 39 | 1 | 0 | 0 | 0.788 | 32 | 0 | 0 | 0.0030965 | 0.00081334 | DMR | [16 empty] | 0.95555 | 42.4101 | 42.4101 | 42.4101 | 0.05382 | 0.014137 | NO | PlantFlow
2023 | CEDAR CREEK WWTP | 110043485421 | KY0098540 | LOUISVILLE | JEFFERSON | KY |  | 38.1224 | -85.5876 |  | 4952 | Sewerage Systems | 221320 | Sewage Treatment Facilities | IS4 | Utilities | Waste handling, treatment, and disposal - POTW | 1 | 16.3193 | KY0098540 | Pennsylvania Run-Cedar Creek | 051401021002 | NAICS/SIC indication |  |  |  | 2023 | 05140100000000 | CEDAR CRK | 7.5 | 5.956 | 4.7938 | NPDES | 5.956 | 9.2153 | 10264224 | Cedar Creek | 2 | 18.841 | 56.179 | 98.709 | 50.077 | 29.03 | 21.304 | 13.123 | 8.218 | 5.61 | 5.135 | 5.468 | 7.339 | 29 | QE_09 | 5.135 | 12.555 | 7.3129 | 46.066 | 21.4315 | 22.5313 | 22.5313 | Plant Flow | 22.5313 | Plant Flow | 22.5313 | Plant Flow |  | 365 | 0.04471 | 1.9844 | 1.9844 | 1.9844 | 3 | 4 | 0 | 0 | 39 | 1 | 0 | 0 | 0.788 | 32 | 0 | 0 | 0.0025182 | 0.00066145 | DMR | [16 empty] | 0.77711 | 34.4901 | 34.4901 | 34.4901 | 0.043769 | 0.011497 | NO | PlantFlow
2019 | FLOYDS FORK WQTC MSD | 110043486457 | KY0102784 | LOUISVILLE | JEFFERSON | KY |  | 38.2367 | -85.4667 |  | 4952 | Sewerage Systems | 221320 | Sewage Treatment Facilities | IS4 | Utilities | Waste handling, treatment, and disposal - POTW | 1 | 15.6458 | KY0102784 | Brush Run-Floyds Fork | 051401020804 | NAICS/SIC indication |  |  |  | 2023 | 05140100000000 | FLOYDS FORK CRK | 6.5 | 3.8164 | 3.7645 | NPDES | 3.8164 | 5.9048 | 10263962 | Floyds Fork | 3 | 148.447 | 220.953 | 321.172 | 276.25 | 213.836 | 179.57 | 86.78 | 49.505 | 32.196 | 18.701 | 19.097 | 64.312 | 157.873 | QE_09 | 18.701 | 45.7237 | 27.8722 | 362.9511 | 119.0804 | 14.4373 | 45.7237 | 30Q5 Flow | 119.0804 | HM Flow | 27.8722 | 7Q10 Flow |  | 365 | 0.042865 | 1.5379 | 0.93748 | 0.35997 | 3 | 4 | 0 | 0 | 39 | 1 | 0 | 0 | 0.788 | 32 | 0 | 0 | 0.0019517 | 0.00051264 | DMR | [16 empty] | 0.74504 | 26.7304 | 16.2943 | 6.2566 | 0.033922 | 0.0089101 | NO | NHDPlus
2020 | FLOYDS FORK WQTC MSD | 110043486457 | KY0102784 | LOUISVILLE | JEFFERSON | KY |  | 38.2367 | -85.4667 |  | 4952 | Sewerage Systems | 221320 | Sewage Treatment Facilities | IS4 | Utilities | Waste handling, treatment, and disposal - POTW | 1 | 12.5097 | KY0102784 | Brush Run-Floyds Fork | 051401020804 | NAICS/SIC indication |  |  |  | 2023 | 05140100000000 | FLOYDS FORK CRK | 6.5 | 3.8164 | 3.7645 | NPDES | 3.8164 | 5.9048 | 10263962 | Floyds Fork | 3 | 148.447 | 220.953 | 321.172 | 276.25 | 213.836 | 179.57 | 86.78 | 49.505 | 32.196 | 18.701 | 19.097 | 64.312 | 157.873 | QE_09 | 18.701 | 45.7237 | 27.8722 | 362.9511 | 119.0804 | 14.4373 | 45.7237 | 30Q5 Flow | 119.0804 | HM Flow | 27.8722 | 7Q10 Flow |  | 365 | 0.034273 | 1.2297 | 0.74957 | 0.28782 | 3 | 4 | 0 | 0 | 39 | 1 | 0 | 0 | 0.788 | 32 | 0 | 0 | 0.0015605 | 0.00040988 | DMR | [16 empty] | 0.5957 | 21.3726 | 13.0283 | 5.0025 | 0.027123 | 0.0071242 | NO | NHDPlus
2021 | FLOYDS FORK WQTC MSD | 110043486457 | KY0102784 | LOUISVILLE | JEFFERSON | KY |  | 38.2367 | -85.4667 |  | 4952 | Sewerage Systems | 221320 | Sewage Treatment Facilities | IS4 | Utilities | Waste handling, treatment, and disposal - POTW | 1 | 12.8171 | KY0102784 | Brush Run-Floyds Fork | 051401020804 | NAICS/SIC indication |  |  |  | 2023 | 05140100000000 | FLOYDS FORK CRK | 6.5 | 3.8164 | 3.7645 | NPDES | 3.8164 | 5.9048 | 10263962 | Floyds Fork | 3 | 148.447 | 220.953 | 321.172 | 276.25 | 213.836 | 179.57 | 86.78 | 49.505 | 32.196 | 18.701 | 19.097 | 64.312 | 157.873 | QE_09 | 18.701 | 45.7237 | 27.8722 | 362.9511 | 119.0804 | 14.4373 | 45.7237 | 30Q5 Flow | 119.0804 | HM Flow | 27.8722 | 7Q10 Flow |  | 365 | 0.035115 | 1.2599 | 0.76799 | 0.29489 | 3 | 4 | 0 | 0 | 39 | 1 | 0 | 0 | 0.788 | 32 | 0 | 0 | 0.0015988 | 0.00041996 | DMR | [16 empty] | 0.61034 | 21.8977 | 13.3484 | 5.1254 | 0.027789 | 0.0072992 | NO | NHDPlus
2022 | FLOYDS FORK WQTC MSD | 110043486457 | KY0102784 | LOUISVILLE | JEFFERSON | KY |  | 38.2367 | -85.4667 |  | 4952 | Sewerage Systems | 221320 | Sewage Treatment Facilities | IS4 | Utilities | Waste handling, treatment, and disposal - POTW | 1 | 14.4577 | KY0102784 | Brush Run-Floyds Fork | 051401020804 | NAICS/SIC indication |  |  |  | 2023 | 05140100000000 | FLOYDS FORK CRK | 6.5 | 3.8164 | 3.7645 | NPDES | 3.8164 | 5.9048 | 10263962 | Floyds Fork | 3 | 148.447 | 220.953 | 321.172 | 276.25 | 213.836 | 179.57 | 86.78 | 49.505 | 32.196 | 18.701 | 19.097 | 64.312 | 157.873 | QE_09 | 18.701 | 45.7237 | 27.8722 | 362.9511 | 119.0804 | 14.4373 | 45.7237 | 30Q5 Flow | 119.0804 | HM Flow | 27.8722 | 7Q10 Flow |  | 365 | 0.03961 | 1.4211 | 0.86629 | 0.33263 | 3 | 4 | 0 | 0 | 39 | 1 | 0 | 0 | 0.788 | 32 | 0 | 0 | 0.0018035 | 0.00047371 | DMR | [16 empty] | 0.68846 | 24.7006 | 15.057 | 5.7815 | 0.031346 | 0.0082335 | NO | NHDPlus
2023 | FLOYDS FORK WQTC MSD | 110043486457 | KY0102784 | LOUISVILLE | JEFFERSON | KY |  | 38.2367 | -85.4667 |  | 4952 | Sewerage Systems | 221320 | Sewage Treatment Facilities | IS4 | Utilities | Waste handling, treatment, and disposal - POTW | 1 | 11.7222 | KY0102784 | Brush Run-Floyds Fork | 051401020804 | NAICS/SIC indication |  |  |  | 2023 | 05140100000000 | FLOYDS FORK CRK | 6.5 | 3.8164 | 3.7645 | NPDES | 3.8164 | 5.9048 | 10263962 | Floyds Fork | 3 | 148.447 | 220.953 | 321.172 | 276.25 | 213.836 | 179.57 | 86.78 | 49.505 | 32.196 | 18.701 | 19.097 | 64.312 | 157.873 | QE_09 | 18.701 | 45.7237 | 27.8722 | 362.9511 | 119.0804 | 14.4373 | 45.7237 | 30Q5 Flow | 119.0804 | HM Flow | 27.8722 | 7Q10 Flow |  | 365 | 0.032116 | 1.1522 | 0.70239 | 0.2697 | 3 | 4 | 0 | 0 | 39 | 1 | 0 | 0 | 0.788 | 32 | 0 | 0 | 0.0014622 | 0.00038408 | DMR | [16 empty] | 0.5582 | 20.0272 | 12.2081 | 4.6876 | 0.025415 | 0.0066757 | NO | NHDPlus
2019 | RICHMOND SILVER CREEK STP | 110009933484 | KY0103357 | BEREA | MADISON | KY |  | 37.641 | -84.3127 |  | 4952 | Sewerage Systems | 221320 | Sewage Treatment Facilities | IS4 | Utilities | Waste handling, treatment, and disposal - POTW | 1 | 3.2328 | KY0103357 | Ballard Branch-Silver Creek | 051002050204 | NAICS/SIC indication |  |  |  | 2023 | 05100210000000 | SILVER CRK | 1 | 1 |  | NPDES | 1 | 1.5472 | 1827308 | Silver Creek | 3 | 82.133 | 156.194 | 173.525 | 157.742 | 122.655 | 88.152 | 55.742 | 27.564 | 23.113 | 36.739 | 24.471 | 53.733 | 129.987 | QE_08 | 23.113 | 56.511 | 34.7057 | 200.8142 | 101.5829 | 3.783 | 56.511 | 30Q5 Flow | 101.5829 | HM Flow | 34.7057 | 7Q10 Flow |  | 365 | 0.0088569 | 0.2552 | 0.15673 | 0.087189 | 3 | 4 | 0 | 0 | 39 | 1 | 0 | 0 | 0.788 | 32 | 0 | 0 | 0.00032386 | 8.5067e-05 | DMR | [16 empty] | 0.15394 | 4.4356 | 2.7241 | 1.5154 | 0.005629 | 0.0014785 | NO | NHDPlus
2020 | RICHMOND SILVER CREEK STP | 110009933484 | KY0103357 | BEREA | MADISON | KY |  | 37.641 | -84.3127 |  | 4952 | Sewerage Systems | 221320 | Sewage Treatment Facilities | IS4 | Utilities | Waste handling, treatment, and disposal - POTW | 1 | 2.542 | KY0103357 | Ballard Branch-Silver Creek | 051002050204 | NAICS/SIC indication |  |  |  | 2023 | 05100210000000 | SILVER CRK | 1 | 1 |  | NPDES | 1 | 1.5472 | 1827308 | Silver Creek | 3 | 82.133 | 156.194 | 173.525 | 157.742 | 122.655 | 88.152 | 55.742 | 27.564 | 23.113 | 36.739 | 24.471 | 53.733 | 129.987 | QE_08 | 23.113 | 56.511 | 34.7057 | 200.8142 | 101.5829 | 3.783 | 56.511 | 30Q5 Flow | 101.5829 | HM Flow | 34.7057 | 7Q10 Flow |  | 365 | 0.0069644 | 0.20067 | 0.12324 | 0.068559 | 3 | 4 | 0 | 0 | 39 | 1 | 0 | 0 | 0.788 | 32 | 0 | 0 | 0.00025466 | 6.689e-05 | DMR | [16 empty] | 0.12105 | 3.4878 | 2.142 | 1.1916 | 0.0044262 | 0.0011626 | NO | NHDPlus
2020 | JERRY L RILEY STP | 110009933402 | KY0104027 | BARDSTOWN | NELSON | KY |  | 37.7808 | -85.5107 |  | 4952 | Sewerage Systems | 221320 | Sewage Treatment Facilities | IS4 | Utilities | Waste handling, treatment, and disposal - POTW | 1 | 1.2213 | KY0104027 | Buffalo Creek-Beech Fork | 051401030306 | NAICS/SIC indication |  |  |  | 2023 | 05140100000000 | BEECH FORK RIVER | 4 | 1.724 | 1.7843 | NPDES | 1.724 | 2.6674 | 10300979 | Beech Fork | 5 | 976.865 | 1655.047 | 1881.966 | 1993.766 | 1253.631 | 1040.989 | 725.015 | 322.55 | 247.122 | 302.334 | 204.941 | 625.864 | 1512.251 | QE_10 | 204.941 | 501.0782 | 332.3037 | 2388.423 | 1140.3324 | 6.5218 | 501.0782 | 30Q5 Flow | 1140.3324 | HM Flow | 332.3037 | 7Q10 Flow |  | 365 | 0.0033459 | 0.010069 | 0.0066775 | 0.0029342 | 3 | 4 | 0 | 0 | 39 | 1 | 0 | 0 | 0.788 | 32 | 0 | 0 | 1.2778e-05 | 3.3563e-06 | DMR | [16 empty] | 0.058156 | 0.17501 | 0.11606 | 0.050999 | 0.00022209 | 5.8336e-05 | NO | NHDPlus
2021 | JERRY L RILEY STP | 110009933402 | KY0104027 | BARDSTOWN | NELSON | KY |  | 37.7808 | -85.5107 |  | 4952 | Sewerage Systems | 221320 | Sewage Treatment Facilities | IS4 | Utilities | Waste handling, treatment, and disposal - POTW | 1 | 1.6219 | KY0104027 | Buffalo Creek-Beech Fork | 051401030306 | NAICS/SIC indication |  |  |  | 2023 | 05140100000000 | BEECH FORK RIVER | 4 | 1.724 | 1.7843 | NPDES | 1.724 | 2.6674 | 10300979 | Beech Fork | 5 | 976.865 | 1655.047 | 1881.966 | 1993.766 | 1253.631 | 1040.989 | 725.015 | 322.55 | 247.122 | 302.334 | 204.941 | 625.864 | 1512.251 | QE_10 | 204.941 | 501.0782 | 332.3037 | 2388.423 | 1140.3324 | 6.5218 | 501.0782 | 30Q5 Flow | 1140.3324 | HM Flow | 332.3037 | 7Q10 Flow |  | 365 | 0.0044436 | 0.013372 | 0.0088681 | 0.0038968 | 3 | 4 | 0 | 0 | 39 | 1 | 0 | 0 | 0.788 | 32 | 0 | 0 | 1.697e-05 | 4.4574e-06 | DMR | [16 empty] | 0.077234 | 0.23242 | 0.15414 | 0.067729 | 0.00029495 | 7.7473e-05 | NO | NHDPlus
2019 | MOUNT STERLING HINKSTON CREEK STP | 110039705361 | KY0104400 | MT STERLING | MONTGOMERY | KY |  | 38.1016 | -83.9198 |  | 4952 | Sewerage Systems | 221320 | Sewage Treatment Facilities | IS4 | Utilities | Waste handling, treatment, and disposal - POTW | 1 | 11.0867 | KY0104400 | Headwaters Hinkston Creek | 051001020302 | NAICS/SIC indication |  |  |  | 2023 | 05100100000000 | HINKSTON, HINKSTON CREEK, HINKSTON CRK | 3 | 1.97 | 0.57 | NPDES | 1.97 | 3.048 | 2057256 | Hinkston Creek | 2 | 20.843 | 66.453 | 107.863 | 54.459 | 28.725 | 20.551 | 12.994 | 8.765 | 6.074 | 6.497 | 6.011 | 13.724 | 33.033 | QE_10 | 6.011 | 14.6968 | 8.608 | 50.9609 | 24.5973 | 7.4524 | 14.6968 | 30Q5 Flow | 24.5973 | HM Flow | 8.608 | 7Q10 Flow |  | 365 | 0.030375 | 3.5286 | 2.0667 | 1.2349 | 3 | 4 | 0 | 0 | 39 | 1 | 0 | 0 | 0.788 | 32 | 0 | 0 | 0.004478 | 0.0011762 | DMR | [16 empty] | 0.52794 | 61.3312 | 35.922 | 21.4634 | 0.077832 | 0.020444 | NO | NHDPlus
2020 | MOUNT STERLING HINKSTON CREEK STP | 110039705361 | KY0104400 | MT STERLING | MONTGOMERY | KY |  | 38.1016 | -83.9198 |  | 4952 | Sewerage Systems | 221320 | Sewage Treatment Facilities | IS4 | Utilities | Waste handling, treatment, and disposal - POTW | 1 | 6.7349 | KY0104400 | Headwaters Hinkston Creek | 051001020302 | NAICS/SIC indication |  |  |  | 2023 | 05100100000000 | HINKSTON, HINKSTON CREEK, HINKSTON CRK | 3 | 1.97 | 0.57 | NPDES | 1.97 | 3.048 | 2057256 | Hinkston Creek | 2 | 20.843 | 66.453 | 107.863 | 54.459 | 28.725 | 20.551 | 12.994 | 8.765 | 6.074 | 6.497 | 6.011 | 13.724 | 33.033 | QE_10 | 6.011 | 14.6968 | 8.608 | 50.9609 | 24.5973 | 7.4524 | 14.6968 | 30Q5 Flow | 24.5973 | HM Flow | 8.608 | 7Q10 Flow |  | 365 | 0.018452 | 2.1436 | 1.2555 | 0.75016 | 3 | 4 | 0 | 0 | 39 | 1 | 0 | 0 | 0.788 | 32 | 0 | 0 | 0.0027203 | 0.00071452 | DMR | [16 empty] | 0.32071 | 37.2573 | 21.8218 | 13.0385 | 0.047281 | 0.012419 | NO | NHDPlus
2021 | MOUNT STERLING HINKSTON CREEK STP | 110039705361 | KY0104400 | MT STERLING | MONTGOMERY | KY |  | 38.1016 | -83.9198 |  | 4952 | Sewerage Systems | 221320 | Sewage Treatment Facilities | IS4 | Utilities | Waste handling, treatment, and disposal - POTW | 1 | 7.4257 | KY0104400 | Headwaters Hinkston Creek | 051001020302 | NAICS/SIC indication |  |  |  | 2023 | 05100100000000 | HINKSTON, HINKSTON CREEK, HINKSTON CRK | 3 | 1.97 | 0.57 | NPDES | 1.97 | 3.048 | 2057256 | Hinkston Creek | 2 | 20.843 | 66.453 | 107.863 | 54.459 | 28.725 | 20.551 | 12.994 | 8.765 | 6.074 | 6.497 | 6.011 | 13.724 | 33.033 | QE_10 | 6.011 | 14.6968 | 8.608 | 50.9609 | 24.5973 | 7.4524 | 14.6968 | 30Q5 Flow | 24.5973 | HM Flow | 8.608 | 7Q10 Flow |  | 365 | 0.020344 | 2.3634 | 1.3843 | 0.8271 | 3 | 4 | 0 | 0 | 39 | 1 | 0 | 0 | 0.788 | 32 | 0 | 0 | 0.0029993 | 0.00078781 | DMR | [16 empty] | 0.3536 | 41.0786 | 24.0599 | 14.3758 | 0.05213 | 0.013693 | NO | NHDPlus
2019 | CARROLLTON REGIONAL WWTP | 110015632216 | KY0104931 | CARROLLTON | CARROLL | KY |  | 38.6281 | -85.1097 |  | 4952 | Sewerage Systems | 221320 | Sewage Treatment Facilities | IS4 | Utilities | Waste handling, treatment, and disposal - POTW | 1 | 5.8715 | KY0104931 | Whites Run-Kentucky River | 051002051510 | NAICS/SIC indication |  |  |  | 2023 | 05100210000000 | KENTUCKY RIVER | 1.7 | 1.19 | 0.98504 | NPDES | 1.19 | 1.8412 | 1824428 | Kentucky River | 6 | 9597.641 | 15672.211 | 17022.589 | 19321.102 | 14812.593 | 11306.325 | 6840.049 | 3188.742 | 2628.895 | 2576.896 | 2608.783 | 5584.617 | 12582.225 | QE_09 | 2576.896 | 6300.4792 | 4567.7733 | 23466.1149 | 14278.1849 | 4.5017 | 6300.4792 | 30Q5 Flow | 14278.1849 | HM Flow | 4567.7733 | 7Q10 Flow |  | 365 | 0.016086 | 0.0035217 | 0.0025532 | 0.0011266 | 3 | 4 | 0 | 0 | 39 | 1 | 0 | 0 | 0.788 | 32 | 0 | 0 | 4.4691e-06 | 1.1739e-06 | DMR | [16 empty] | 0.27959 | 0.06121 | 0.044377 | 0.019582 | 7.7678e-05 | 2.0403e-05 | NO | NHDPlus
2020 | CARROLLTON REGIONAL WWTP | 110015632216 | KY0104931 | CARROLLTON | CARROLL | KY |  | 38.6281 | -85.1097 |  | 4952 | Sewerage Systems | 221320 | Sewage Treatment Facilities | IS4 | Utilities | Waste handling, treatment, and disposal - POTW | 1 | 3.5574 | KY0104931 | Whites Run-Kentucky River | 051002051510 | NAICS/SIC indication |  |  |  | 2023 | 05100210000000 | KENTUCKY RIVER | 1.7 | 1.19 | 0.98504 | NPDES | 1.19 | 1.8412 | 1824428 | Kentucky River | 6 | 9597.641 | 15672.211 | 17022.589 | 19321.102 | 14812.593 | 11306.325 | 6840.049 | 3188.742 | 2628.895 | 2576.896 | 2608.783 | 5584.617 | 12582.225 | QE_09 | 2576.896 | 6300.4792 | 4567.7733 | 23466.1149 | 14278.1849 | 4.5017 | 6300.4792 | 30Q5 Flow | 14278.1849 | HM Flow | 4567.7733 | 7Q10 Flow |  | 365 | 0.0097464 | 0.0021337 | 0.0015469 | 0.00068261 | 3 | 4 | 0 | 0 | 39 | 1 | 0 | 0 | 0.788 | 32 | 0 | 0 | 2.7078e-06 | 7.1124e-07 | DMR | [16 empty] | 0.1694 | 0.037086 | 0.026887 | 0.011864 | 4.7064e-05 | 1.2362e-05 | NO | NHDPlus
2023 | CARROLLTON REGIONAL WWTP | 110015632216 | KY0104931 | CARROLLTON | CARROLL | KY |  | 38.6281 | -85.1097 |  | 4952 | Sewerage Systems | 221320 | Sewage Treatment Facilities | IS4 | Utilities | Waste handling, treatment, and disposal - POTW | 1 | 2.7043 | KY0104931 | Whites Run-Kentucky River | 051002051510 | NAICS/SIC indication |  |  |  | 2023 | 05100210000000 | KENTUCKY RIVER | 1.7 | 1.19 | 0.98504 | NPDES | 1.19 | 1.8412 | 1824428 | Kentucky River | 6 | 9597.641 | 15672.211 | 17022.589 | 19321.102 | 14812.593 | 11306.325 | 6840.049 | 3188.742 | 2628.895 | 2576.896 | 2608.783 | 5584.617 | 12582.225 | QE_09 | 2576.896 | 6300.4792 | 4567.7733 | 23466.1149 | 14278.1849 | 4.5017 | 6300.4792 | 30Q5 Flow | 14278.1849 | HM Flow | 4567.7733 | 7Q10 Flow |  | 365 | 0.0074091 | 0.001622 | 0.001176 | 0.00051891 | 3 | 4 | 0 | 0 | 39 | 1 | 0 | 0 | 0.788 | 32 | 0 | 0 | 2.0584e-06 | 5.4068e-07 | DMR | [16 empty] | 0.12878 | 0.028193 | 0.020439 | 0.0090192 | 3.5778e-05 | 9.3976e-06 | NO | NHDPlus
2020 | EASTERN REGIONAL STP | 110013680837 | KY0105031 | ALEXANDRIA | CAMPBELL | KY |  | 38.9473 | -84.3701 |  | 4952 | Sewerage Systems | 221320 | Sewage Treatment Facilities | IS4 | Utilities | Waste handling, treatment, and disposal - POTW | 1 | 0.00075293 | KY0105031 | Twelvemile Creek | 050902011205 | NAICS/SIC indication |  |  |  | 2023 | 05090200000000 | BRUSH CREEK, BRUSH CRK | 4 | 1.17 | 1.1767 | NPDES | 1.17 | 1.8103 | 1922552 |  | 1 | 5.027 | 13.993 | 33.981 | 13.808 | 8.073 | 6.471 | 4.056 | 2.616 | 1.882 | 1.752 | 1.984 | 2.349 | 7.249 | QE_09 | 1.752 | 4.2836 | 2.4024 | 12.291 | 6.2056 | 4.4261 | 4.4261 | Plant Flow | 6.2056 | HM Flow | 4.4261 | Plant Flow |  | 365 | 2.0628e-06 | 0.00046606 | 0.00046606 | 0.00033241 | 3 | 4 | 0 | 0 | 39 | 1 | 0 | 0 | 0.788 | 32 | 0 | 0 | 5.9145e-07 | 1.5535e-07 | DMR | [16 empty] | 3.5854e-05 | 0.0081006 | 0.0081006 | 0.0057776 | 1.028e-05 | 2.7002e-06 | NO | NHDPlus
2019 | NORTHERN MADISON COUNTY SANITATION DISTRICT | 110016759444 | KY0105376 | RICHMOND | MADISON | KY |  | 37.8522 | -84.3631 |  | 4952 | Sewerage Systems | 221320 | Sewage Treatment Facilities | IS4 | Utilities | Waste handling, treatment, and disposal - POTW | 1 | 0.97398 | KY0105376 | Marble Creek-Kentucky River | 051002050308 | NAICS/SIC indication |  |  |  | 2023 | 05100210000000 | KENTUCKY RIVER, KENTUCKY RV | 1 | 0.19 | 0.18 | NPDES | 0.19 | 0.29397 | 1827716 | Kentucky River | 6 | 5955.889 | 9917.659 | 10555.707 | 12108.478 | 9899.797 | 7512.974 | 4203.629 | 1925.272 | 1566.045 | 1417.574 | 1757.71 | 3542.436 | 7485.616 | QE_09 | 1417.574 | 3465.9511 | 2460.465 | 14562.0758 | 8097.3612 | 0.71876 | 3465.9511 | 30Q5 Flow | 8097.3612 | HM Flow | 2460.465 | 7Q10 Flow |  | 365 | 0.0026684 | 0.0010845 | 0.0007699 | 0.00032954 | 3 | 4 | 0 | 0 | 39 | 1 | 0 | 0 | 0.788 | 32 | 0 | 0 | 1.3763e-06 | 3.6151e-07 | DMR | [16 empty] | 0.04638 | 0.01885 | 0.013382 | 0.0057278 | 2.3921e-05 | 6.2833e-06 | NO | NHDPlus
2020 | NORTHERN MADISON COUNTY SANITATION DISTRICT | 110016759444 | KY0105376 | RICHMOND | MADISON | KY |  | 37.8522 | -84.3631 |  | 4952 | Sewerage Systems | 221320 | Sewage Treatment Facilities | IS4 | Utilities | Waste handling, treatment, and disposal - POTW | 1 | 0.28598 | KY0105376 | Marble Creek-Kentucky River | 051002050308 | NAICS/SIC indication |  |  |  | 2023 | 05100210000000 | KENTUCKY RIVER, KENTUCKY RV | 1 | 0.19 | 0.18 | NPDES | 0.19 | 0.29397 | 1827716 | Kentucky River | 6 | 5955.889 | 9917.659 | 10555.707 | 12108.478 | 9899.797 | 7512.974 | 4203.629 | 1925.272 | 1566.045 | 1417.574 | 1757.71 | 3542.436 | 7485.616 | QE_09 | 1417.574 | 3465.9511 | 2460.465 | 14562.0758 | 8097.3612 | 0.71876 | 3465.9511 | 30Q5 Flow | 8097.3612 | HM Flow | 2460.465 | 7Q10 Flow |  | 365 | 0.0007835 | 0.00031843 | 0.00022605 | 9.6759e-05 | 3 | 4 | 0 | 0 | 39 | 1 | 0 | 0 | 0.788 | 32 | 0 | 0 | 4.041e-07 | 1.0614e-07 | DMR | [16 empty] | 0.013618 | 0.0055347 | 0.003929 | 0.0016818 | 7.0237e-06 | 1.8449e-06 | NO | NHDPlus
2021 | NORTHERN MADISON COUNTY SANITATION DISTRICT | 110016759444 | KY0105376 | RICHMOND | MADISON | KY |  | 37.8522 | -84.3631 |  | 4952 | Sewerage Systems | 221320 | Sewage Treatment Facilities | IS4 | Utilities | Waste handling, treatment, and disposal - POTW | 1 | 0.69353 | KY0105376 | Marble Creek-Kentucky River | 051002050308 | NAICS/SIC indication |  |  |  | 2023 | 05100210000000 | KENTUCKY RIVER, KENTUCKY RV | 1 | 0.19 | 0.18 | NPDES | 0.19 | 0.29397 | 1827716 | Kentucky River | 6 | 5955.889 | 9917.659 | 10555.707 | 12108.478 | 9899.797 | 7512.974 | 4203.629 | 1925.272 | 1566.045 | 1417.574 | 1757.71 | 3542.436 | 7485.616 | QE_09 | 1417.574 | 3465.9511 | 2460.465 | 14562.0758 | 8097.3612 | 0.71876 | 3465.9511 | 30Q5 Flow | 8097.3612 | HM Flow | 2460.465 | 7Q10 Flow |  | 365 | 0.0019001 | 0.00077224 | 0.00054821 | 0.00023465 | 3 | 4 | 0 | 0 | 39 | 1 | 0 | 0 | 0.788 | 32 | 0 | 0 | 9.8e-07 | 2.5741e-07 | DMR | [16 empty] | 0.033025 | 0.013422 | 0.0095284 | 0.0040785 | 1.7033e-05 | 4.4741e-06 | NO | NHDPlus
2021 | CYNTHIANA STP (NEW) | 110020737540 | KY0105856 | CYNTHIANA | HARRISON | KY |  | 38.395 | -84.3022 |  | 4952 | Sewerage Systems | 221320 | Sewage Treatment Facilities | IS4 | Utilities | Waste handling, treatment, and disposal - POTW | 1 | 2.9223 | KY0105856 | Indian Creek-South Fork Licking River | 051001020403 | NAICS/SIC indication |  |  |  | 2023 | 05100100000000 | SOUTH FORK / LICKING RIVER, SOUTH FORK LICKING RIVER | 2 | 0.875 | 0.88525 | NPDES | 0.875 | 1.3538 | 2057592 | Flat Run | 1 | 2.522 | 8.568 | 19.902 | 7.136 | 3.948 | 3.247 | 2.028 | 1.301 | 0.832 | 1.033 | 1.063 | 0.644 | 3.782 | QE_11 | 0.644 | 1.5746 | 0.8525 | 6.1663 | 2.5277 | 3.3101 | 3.3101 | Plant Flow | 3.3101 | Plant Flow | 3.3101 | Plant Flow |  | 365 | 0.0080062 | 2.4187 | 2.4187 | 2.4187 | 3 | 4 | 0 | 0 | 39 | 1 | 0 | 0 | 0.788 | 32 | 0 | 0 | 0.0030695 | 0.00080624 | DMR | [16 empty] | 0.13916 | 42.0399 | 42.0399 | 42.0399 | 0.05335 | 0.014013 | NO | PlantFlow
2022 | CYNTHIANA STP (NEW) | 110020737540 | KY0105856 | CYNTHIANA | HARRISON | KY |  | 38.395 | -84.3022 |  | 4952 | Sewerage Systems | 221320 | Sewage Treatment Facilities | IS4 | Utilities | Waste handling, treatment, and disposal - POTW | 1 | 2.7458 | KY0105856 | Indian Creek-South Fork Licking River | 051001020403 | NAICS/SIC indication |  |  |  | 2023 | 05100100000000 | SOUTH FORK / LICKING RIVER, SOUTH FORK LICKING RIVER | 2 | 0.875 | 0.88525 | NPDES | 0.875 | 1.3538 | 2057592 | Flat Run | 1 | 2.522 | 8.568 | 19.902 | 7.136 | 3.948 | 3.247 | 2.028 | 1.301 | 0.832 | 1.033 | 1.063 | 0.644 | 3.782 | QE_11 | 0.644 | 1.5746 | 0.8525 | 6.1663 | 2.5277 | 3.3101 | 3.3101 | Plant Flow | 3.3101 | Plant Flow | 3.3101 | Plant Flow |  | 365 | 0.0075227 | 2.2727 | 2.2727 | 2.2727 | 3 | 4 | 0 | 0 | 39 | 1 | 0 | 0 | 0.788 | 32 | 0 | 0 | 0.0028841 | 0.00075755 | DMR | [16 empty] | 0.13075 | 39.5009 | 39.5009 | 39.5009 | 0.050128 | 0.013167 | NO | PlantFlow
2023 | CYNTHIANA STP (NEW) | 110020737540 | KY0105856 | CYNTHIANA | HARRISON | KY |  | 38.395 | -84.3022 |  | 4952 | Sewerage Systems | 221320 | Sewage Treatment Facilities | IS4 | Utilities | Waste handling, treatment, and disposal - POTW | 1 | 2.9323 | KY0105856 | Indian Creek-South Fork Licking River | 051001020403 | NAICS/SIC indication |  |  |  | 2023 | 05100100000000 | SOUTH FORK / LICKING RIVER, SOUTH FORK LICKING RIVER | 2 | 0.875 | 0.88525 | NPDES | 0.875 | 1.3538 | 2057592 | Flat Run | 1 | 2.522 | 8.568 | 19.902 | 7.136 | 3.948 | 3.247 | 2.028 | 1.301 | 0.832 | 1.033 | 1.063 | 0.644 | 3.782 | QE_11 | 0.644 | 1.5746 | 0.8525 | 6.1663 | 2.5277 | 3.3101 | 3.3101 | Plant Flow | 3.3101 | Plant Flow | 3.3101 | Plant Flow |  | 365 | 0.0080337 | 2.427 | 2.427 | 2.427 | 3 | 4 | 0 | 0 | 39 | 1 | 0 | 0 | 0.788 | 32 | 0 | 0 | 0.00308 | 0.00080901 | DMR | [16 empty] | 0.13963 | 42.184 | 42.184 | 42.184 | 0.053533 | 0.014061 | NO | PlantFlow
2020 | OHIO RIVER WWTP | 110022905588 | KY0106143 | GOSHEN | OLDHAM | KY |  | 38.4175 | -85.6111 |  | 4952 | Sewerage Systems | 221320 | Sewage Treatment Facilities | IS4 | Utilities | Waste handling, treatment, and disposal - POTW | 1 | 2.131 | KY0106143 | Little Huckleberry Creek-Ohio River | 051401010604 | NAICS/SIC indication |  |  |  | 2023 | 05140100000000 | OHIO RIVER | 1.5 | 0.56 | 0.5 | NPDES | 0.56 | 0.86645 | 10163952 | Ohio River | 8 | 122830.174 | 162976.045 | 191413.991 | 229275.217 | 194782.096 | 149364.167 | 98994.591 | 62209.679 | 47696.418 | 41881.761 | 49965.697 | 86374.395 | 149874.219 | QE_09 | 41881.761 | 102400.3936 | 81894.9747 | 300318.2738 | 234591.1289 | 2.1185 | 102400.3936 | 30Q5 Flow | 234591.1289 | HM Flow | 81894.9747 | 7Q10 Flow |  | 365 | 0.0058384 | 7.1291e-05 | 5.7015e-05 | 2.4887e-05 | 3 | 4 | 0 | 0 | 39 | 1 | 0 | 0 | 0.788 | 32 | 0 | 0 | 9.0471e-08 | 2.3764e-08 | DMR | [16 empty] | 0.10148 | 0.0012391 | 0.00099098 | 0.00043257 | 1.5725e-06 | 4.1303e-07 | NO | NHDPlus
2021 | OHIO RIVER WWTP | 110022905588 | KY0106143 | GOSHEN | OLDHAM | KY |  | 38.4175 | -85.6111 |  | 4952 | Sewerage Systems | 221320 | Sewage Treatment Facilities | IS4 | Utilities | Waste handling, treatment, and disposal - POTW | 1 | 1.9825 | KY0106143 | Little Huckleberry Creek-Ohio River | 051401010604 | NAICS/SIC indication |  |  |  | 2023 | 05140100000000 | OHIO RIVER | 1.5 | 0.56 | 0.5 | NPDES | 0.56 | 0.86645 | 10163952 | Ohio River | 8 | 122830.174 | 162976.045 | 191413.991 | 229275.217 | 194782.096 | 149364.167 | 98994.591 | 62209.679 | 47696.418 | 41881.761 | 49965.697 | 86374.395 | 149874.219 | QE_09 | 41881.761 | 102400.3936 | 81894.9747 | 300318.2738 | 234591.1289 | 2.1185 | 102400.3936 | 30Q5 Flow | 234591.1289 | HM Flow | 81894.9747 | 7Q10 Flow |  | 365 | 0.0054315 | 6.6322e-05 | 5.3042e-05 | 2.3153e-05 | 3 | 4 | 0 | 0 | 39 | 1 | 0 | 0 | 0.788 | 32 | 0 | 0 | 8.4166e-08 | 2.2107e-08 | DMR | [16 empty] | 0.094404 | 0.0011527 | 0.00092191 | 0.00040242 | 1.4629e-06 | 3.8425e-07 | NO | NHDPlus
2022 | OHIO RIVER WWTP | 110022905588 | KY0106143 | GOSHEN | OLDHAM | KY |  | 38.4175 | -85.6111 |  | 4952 | Sewerage Systems | 221320 | Sewage Treatment Facilities | IS4 | Utilities | Waste handling, treatment, and disposal - POTW | 1 | 2.7561 | KY0106143 | Little Huckleberry Creek-Ohio River | 051401010604 | NAICS/SIC indication |  |  |  | 2023 | 05140100000000 | OHIO RIVER | 1.5 | 0.56 | 0.5 | NPDES | 0.56 | 0.86645 | 10163952 | Ohio River | 8 | 122830.174 | 162976.045 | 191413.991 | 229275.217 | 194782.096 | 149364.167 | 98994.591 | 62209.679 | 47696.418 | 41881.761 | 49965.697 | 86374.395 | 149874.219 | QE_09 | 41881.761 | 102400.3936 | 81894.9747 | 300318.2738 | 234591.1289 | 2.1185 | 102400.3936 | 30Q5 Flow | 234591.1289 | HM Flow | 81894.9747 | 7Q10 Flow |  | 365 | 0.0075511 | 9.2204e-05 | 7.3741e-05 | 3.2188e-05 | 3 | 4 | 0 | 0 | 39 | 1 | 0 | 0 | 0.788 | 32 | 0 | 0 | 1.1701e-07 | 3.0735e-08 | DMR | [16 empty] | 0.13124 | 0.0016026 | 0.0012817 | 0.00055946 | 2.0338e-06 | 5.342e-07 | NO | NHDPlus
2023 | FALMOUTH STP (NEW) | 110023140420 | KY0106267 | FALMOUTH | PENDLETON | KY |  | 38.6919 | -84.325 |  | 4952 | Sewerage Systems | 221320 | Sewage Treatment Facilities | IS4 | Utilities | Waste handling, treatment, and disposal - POTW | 1 | 1.4194 | KY0106267 | Blanket Creek-Licking River | 051001011203 | NAICS/SIC indication |  |  |  | 2023 | 05100100000000 | LICKING RIVER | 0.5 | 0.363 | 0.30929 | NPDES | 0.363 | 0.56164 | 2088119 | Licking River | 6 | 4297.207 | 6250.341 | 7364.19 | 8186.465 | 6781.657 | 4707.819 | 2623.734 | 1706.871 | 1358.871 | 1597.904 | 1522.843 | 2961.147 | 6427.147 | QE_08 | 1358.871 | 3322.423 | 2355.0663 | 10506.6186 | 6773.2192 | 1.3732 | 3322.423 | 30Q5 Flow | 6773.2192 | HM Flow | 2355.0663 | 7Q10 Flow |  | 365 | 0.0038888 | 0.0016512 | 0.0011705 | 0.00057414 | 3 | 4 | 0 | 0 | 39 | 1 | 0 | 0 | 0.788 | 32 | 0 | 0 | 2.0955e-06 | 5.5041e-07 | DMR | [16 empty] | 0.067591 | 0.0287 | 0.020344 | 0.0099791 | 3.6421e-05 | 9.5667e-06 | NO | NHDPlus
2020 | BATH COUNTY INDUSTRIAL PARK | 110030443544 | KY0106887 | OWINGSVILLE | BATH | KY |  | 38.1272 | -83.7694 |  | 4952 | Sewerage Systems | 221320 | Sewage Treatment Facilities | IS4 | Utilities | Waste handling, treatment, and disposal - POTW | 1 | 0.086345 | KY0106887 | Mill Creek-Slate Creek | 051001010704 | NAICS/SIC indication |  |  |  | 2023 | 05100100000000 | SLATE CREEK, SLATE CRK | 0.3 | 0.176 | 0.18208 | NPDES | 0.176 | 0.27231 | 2090859 | Slate Creek | 4 | 209.948 | 522.958 | 669.092 | 491.103 | 285.749 | 210.812 | 126.432 | 79.99 | 56.959 | 49.235 | 40.53 | 136.072 | 324.502 | QE_10 | 40.53 | 99.0954 | 62.0737 | 513.3203 | 218.271 | 0.6658 | 99.0954 | 30Q5 Flow | 218.271 | HM Flow | 62.0737 | 7Q10 Flow |  | 365 | 0.00023656 | 0.003811 | 0.0023872 | 0.0010838 | 3 | 4 | 0 | 0 | 39 | 1 | 0 | 0 | 0.788 | 32 | 0 | 0 | 4.8363e-06 | 1.2703e-06 | DMR | [16 empty] | 0.0041117 | 0.066239 | 0.041492 | 0.018838 | 8.4059e-05 | 2.208e-05 | NO | NHDPlus
2022 | RICHMOND OTTER CREEK STP | 110031112659 | KY0107107 | RICHMOND | MADISON | KY |  | 37.8019 | -84.2611 |  | 4952 | Sewerage Systems | 221320 | Sewage Treatment Facilities | IS4 | Utilities | Waste handling, treatment, and disposal - POTW | 1 | 34.4483 | KY0107107 | Upper Otter Creek | 051002050105 | NAICS/SIC indication |  |  |  | 2023 | 05100210000000 | OTTER CREEK, OTTER CRK | 8 | 4.9 | 4.4607 | NPDES | 4.9 | 7.5814 | 1827594 | Otter Creek | 2 | 31.548 | 92.479 | 146.687 | 80.407 | 44.386 | 34.087 | 20.9 | 13.599 | 9.527 | 9.105 | 8.261 | 17.711 | 50.187 | QE_10 | 8.261 | 20.198 | 11.9633 | 77.1345 | 35.8871 | 18.5365 | 20.198 | 30Q5 Flow | 35.8871 | HM Flow | 18.5365 | Plant Flow |  | 365 | 0.094379 | 5.0915 | 4.6727 | 2.6299 | 3 | 4 | 0 | 0 | 39 | 1 | 0 | 0 | 0.788 | 32 | 0 | 0 | 0.0064613 | 0.0016972 | DMR | [16 empty] | 1.6404 | 88.4955 | 81.2156 | 45.7099 | 0.1123 | 0.029498 | NO | NHDPlus
2023 | RICHMOND OTTER CREEK STP | 110031112659 | KY0107107 | RICHMOND | MADISON | KY |  | 37.8019 | -84.2611 |  | 4952 | Sewerage Systems | 221320 | Sewage Treatment Facilities | IS4 | Utilities | Waste handling, treatment, and disposal - POTW | 1 | 27.8654 | KY0107107 | Upper Otter Creek | 051002050105 | NAICS/SIC indication |  |  |  | 2023 | 05100210000000 | OTTER CREEK, OTTER CRK | 8 | 4.9 | 4.4607 | NPDES | 4.9 | 7.5814 | 1827594 | Otter Creek | 2 | 31.548 | 92.479 | 146.687 | 80.407 | 44.386 | 34.087 | 20.9 | 13.599 | 9.527 | 9.105 | 8.261 | 17.711 | 50.187 | QE_10 | 8.261 | 20.198 | 11.9633 | 77.1345 | 35.8871 | 18.5365 | 20.198 | 30Q5 Flow | 35.8871 | HM Flow | 18.5365 | Plant Flow |  | 365 | 0.076343 | 4.1185 | 3.7797 | 2.1273 | 3 | 4 | 0 | 0 | 39 | 1 | 0 | 0 | 0.788 | 32 | 0 | 0 | 0.0052266 | 0.0013728 | DMR | [16 empty] | 1.3269 | 71.5843 | 65.6956 | 36.9749 | 0.090843 | 0.023861 | NO | NHDPlus
2020 | WESTERN REGIONAL WATER RECLAMATION FACILITY | 110055043705 | KY0107239 | PETERSBURG | BOONE | KY |  | 39.007 | -84.8412 |  | 4952 | Sewerage Systems | 221320 | Sewage Treatment Facilities | IS4 | Utilities | Waste handling, treatment, and disposal - POTW | 1 | 0.0057748 | KY0107239 | Middle Creek-Ohio River | 050902030804 | NAICS/SIC indication |  |  |  | 2023 | 05090200000000 | OHIO RIVER | 20 | 7.69 | 11.0117 | NPDES | 7.69 | 11.8982 | 3406199 | Ohio River | 8 | 113238.251 | 138652.998 | 166924.338 | 196166.453 | 175005.818 | 129047.14 | 88068.679 | 56796.869 | 43177.031 | 40679.392 | 51844.883 | 86608.385 | 146366.964 | QE_09 | 40679.392 | 99460.6161 | 79462.3629 | 276866.1394 | 222013.9075 | 29.091 | 99460.6161 | 30Q5 Flow | 222013.9075 | HM Flow | 79462.3629 | 7Q10 Flow |  | 365 | 1.5821e-05 | 1.991e-07 | 1.5907e-07 | 7.1263e-08 | 3 | 4 | 0 | 0 | 39 | 1 | 0 | 0 | 0.788 | 32 | 0 | 0 | 2.5267e-10 | 6.6368e-11 | DMR | [16 empty] | 0.00027499 | 3.4606e-06 | 2.7648e-06 | 1.2386e-06 | 4.3917e-09 | 1.1535e-09 | NO | NHDPlus
2019 | WINCHESTER MUNICIPAL UTILITIES | 110064596361 | KY0108740 | WINCHESTER | CLARK | KY |  | 37.9156 | -84.2683 |  | 4952 | Sewerage Systems | 221320 | Sewage Treatment Facilities | IS4 | Utilities | Waste handling, treatment, and disposal - POTW | 1 | 6.9836 | KY0108740 | Twomile Creek-Kentucky River | 051002050107 | NAICS/SIC indication |  |  |  | 2023 | 05100210000000 | KENTUCKY RIVER | 2 | 0.955 | 1.0953 | NPDES | 0.955 | 1.4776 | 1827714 | Kentucky River | 6 | 5680.395 | 9151.813 | 9301.692 | 11385.966 | 8899.612 | 6747.2 | 3619.344 | 1738.23 | 1408.013 | 1111.145 | 1493.732 | 3567.827 | 7277.788 | QE_09 | 1111.145 | 2716.7359 | 1912.1366 | 13888.4963 | 6889.2472 | 3.6127 | 2716.7359 | 30Q5 Flow | 6889.2472 | HM Flow | 1912.1366 | 7Q10 Flow |  | 365 | 0.019133 | 0.010006 | 0.0070427 | 0.0027773 | 3 | 4 | 0 | 0 | 39 | 1 | 0 | 0 | 0.788 | 32 | 0 | 0 | 1.2698e-05 | 3.3354e-06 | DMR | [16 empty] | 0.33255 | 0.17392 | 0.12241 | 0.048271 | 0.00022071 | 5.7972e-05 | NO | NHDPlus
2020 | WINCHESTER MUNICIPAL UTILITIES | 110064596361 | KY0108740 | WINCHESTER | CLARK | KY |  | 37.9156 | -84.2683 |  | 4952 | Sewerage Systems | 221320 | Sewage Treatment Facilities | IS4 | Utilities | Waste handling, treatment, and disposal - POTW | 1 | 9.3944 | KY0108740 | Twomile Creek-Kentucky River | 051002050107 | NAICS/SIC indication |  |  |  | 2023 | 05100210000000 | KENTUCKY RIVER | 2 | 0.955 | 1.0953 | NPDES | 0.955 | 1.4776 | 1827714 | Kentucky River | 6 | 5680.395 | 9151.813 | 9301.692 | 11385.966 | 8899.612 | 6747.2 | 3619.344 | 1738.23 | 1408.013 | 1111.145 | 1493.732 | 3567.827 | 7277.788 | QE_09 | 1111.145 | 2716.7359 | 1912.1366 | 13888.4963 | 6889.2472 | 3.6127 | 2716.7359 | 30Q5 Flow | 6889.2472 | HM Flow | 1912.1366 | 7Q10 Flow |  | 365 | 0.025738 | 0.01346 | 0.0094739 | 0.003736 | 3 | 4 | 0 | 0 | 39 | 1 | 0 | 0 | 0.788 | 32 | 0 | 0 | 1.7082e-05 | 4.4868e-06 | DMR | [16 empty] | 0.44735 | 0.23395 | 0.16466 | 0.064935 | 0.0002969 | 7.7984e-05 | NO | NHDPlus
2020 | WILLIAMSTOWN/DRY RIDGE WRF | 110045091379 | KY0109991 | WILLIAMSTOWN | GRANT | KY |  | 38.6312 | -84.6188 |  | 4952 | Sewerage Systems | 221320 | Sewage Treatment Facilities | IS4 | Utilities | Waste handling, treatment, and disposal - POTW | 1 | 4.1446 | KY0109991 | Clarks Creek | 051002051308 | NAICS/SIC indication |  |  |  | 2023 | 05100210000000 | CLARK?S CREEK, CLARKS CRK | 2 | 0.65 | 0.66908 | NPDES | 0.65 | 1.0057 | 1823860 |  | 2 | 12.627 | 36.639 | 68.508 | 33.207 | 20.175 | 15.409 | 9.666 | 6.054 | 4.453 | 3.89 | 4.208 | 5.466 | 18.332 | QE_09 | 3.89 | 9.511 | 5.486 | 30.8729 | 15.1333 | 2.4589 | 9.511 | 30Q5 Flow | 15.1333 | HM Flow | 5.486 | 7Q10 Flow |  | 365 | 0.011355 | 2.0698 | 1.1939 | 0.75033 | 3 | 4 | 0 | 0 | 39 | 1 | 0 | 0 | 0.788 | 32 | 0 | 0 | 0.0026267 | 0.00068994 | DMR | [16 empty] | 0.19736 | 35.9756 | 20.7508 | 13.0414 | 0.045654 | 0.011992 | NO | NHDPlus
2021 | WILLIAMSTOWN/DRY RIDGE WRF | 110045091379 | KY0109991 | WILLIAMSTOWN | GRANT | KY |  | 38.6312 | -84.6188 |  | 4952 | Sewerage Systems | 221320 | Sewage Treatment Facilities | IS4 | Utilities | Waste handling, treatment, and disposal - POTW | 1 | 4.5452 | KY0109991 | Clarks Creek | 051002051308 | NAICS/SIC indication |  |  |  | 2023 | 05100210000000 | CLARK?S CREEK, CLARKS CRK | 2 | 0.65 | 0.66908 | NPDES | 0.65 | 1.0057 | 1823860 |  | 2 | 12.627 | 36.639 | 68.508 | 33.207 | 20.175 | 15.409 | 9.666 | 6.054 | 4.453 | 3.89 | 4.208 | 5.466 | 18.332 | QE_09 | 3.89 | 9.511 | 5.486 | 30.8729 | 15.1333 | 2.4589 | 9.511 | 30Q5 Flow | 15.1333 | HM Flow | 5.486 | 7Q10 Flow |  | 365 | 0.012453 | 2.2699 | 1.3093 | 0.82286 | 3 | 4 | 0 | 0 | 39 | 1 | 0 | 0 | 0.788 | 32 | 0 | 0 | 0.0028806 | 0.00075664 | DMR | [16 empty] | 0.21644 | 39.4532 | 22.7567 | 14.3021 | 0.050068 | 0.013151 | NO | NHDPlus
2021 | OLDHAM COUNTY ENVIRONMENTAL AUTHORITY REGIONAL WWTP | 110064615590 | KY0111716 | CRESTWOOD | OLDHAM | KY |  | 38.3298 | -85.5407 |  | 4952 | Sewerage Systems | 221320 | Sewage Treatment Facilities | IS4 | Utilities | Waste handling, treatment, and disposal - POTW | 1 | 1.1847 | KY0111716 | South Fork Harrods Creek | 051401010504 | NAICS/SIC indication |  |  |  | 2023 | 05140100000000 | HITE CRK, UT TO HITE CREEK | 1.25 | 0.276 | 0.27542 | NPDES | 0.276 | 0.42704 | 10163680 | Hite Creek | 1 | 8.476 | 26.431 | 50.721 | 22.237 | 12.868 | 9.819 | 6.096 | 3.895 | 2.586 | 2.414 | 2.617 | 5.578 | 13.465 | QE_09 | 2.414 | 5.9022 | 3.3477 | 20.7237 | 9.5422 | 1.0441 | 5.9022 | 30Q5 Flow | 9.5422 | HM Flow | 3.3477 | 7Q10 Flow |  | 365 | 0.0032456 | 0.96951 | 0.5499 | 0.34014 | 3 | 4 | 0 | 0 | 39 | 1 | 0 | 0 | 0.788 | 32 | 0 | 0 | 0.0012303 | 0.00032317 | DMR | [16 empty] | 0.056412 | 16.851 | 9.5578 | 5.9119 | 0.021385 | 0.005617 | NO | NHDPlus
2022 | OLDHAM COUNTY ENVIRONMENTAL AUTHORITY REGIONAL WWTP | 110064615590 | KY0111716 | CRESTWOOD | OLDHAM | KY |  | 38.3298 | -85.5407 |  | 4952 | Sewerage Systems | 221320 | Sewage Treatment Facilities | IS4 | Utilities | Waste handling, treatment, and disposal - POTW | 1 | 0.97398 | KY0111716 | South Fork Harrods Creek | 051401010504 | NAICS/SIC indication |  |  |  | 2023 | 05140100000000 | HITE CRK, UT TO HITE CREEK | 1.25 | 0.276 | 0.27542 | NPDES | 0.276 | 0.42704 | 10163680 | Hite Creek | 1 | 8.476 | 26.431 | 50.721 | 22.237 | 12.868 | 9.819 | 6.096 | 3.895 | 2.586 | 2.414 | 2.617 | 5.578 | 13.465 | QE_09 | 2.414 | 5.9022 | 3.3477 | 20.7237 | 9.5422 | 1.0441 | 5.9022 | 30Q5 Flow | 9.5422 | HM Flow | 3.3477 | 7Q10 Flow |  | 365 | 0.0026684 | 0.79709 | 0.45211 | 0.27965 | 3 | 4 | 0 | 0 | 39 | 1 | 0 | 0 | 0.788 | 32 | 0 | 0 | 0.0010115 | 0.0002657 | DMR | [16 empty] | 0.04638 | 13.8542 | 7.858 | 4.8605 | 0.017581 | 0.0046181 | NO | NHDPlus
2023 | OLDHAM COUNTY ENVIRONMENTAL AUTHORITY REGIONAL WWTP | 110064615590 | KY0111716 | CRESTWOOD | OLDHAM | KY |  | 38.3298 | -85.5407 |  | 4952 | Sewerage Systems | 221320 | Sewage Treatment Facilities | IS4 | Utilities | Waste handling, treatment, and disposal - POTW | 1 | 0.74257 | KY0111716 | South Fork Harrods Creek | 051401010504 | NAICS/SIC indication |  |  |  | 2023 | 05140100000000 | HITE CRK, UT TO HITE CREEK | 1.25 | 0.276 | 0.27542 | NPDES | 0.276 | 0.42704 | 10163680 | Hite Creek | 1 | 8.476 | 26.431 | 50.721 | 22.237 | 12.868 | 9.819 | 6.096 | 3.895 | 2.586 | 2.414 | 2.617 | 5.578 | 13.465 | QE_09 | 2.414 | 5.9022 | 3.3477 | 20.7237 | 9.5422 | 1.0441 | 5.9022 | 30Q5 Flow | 9.5422 | HM Flow | 3.3477 | 7Q10 Flow |  | 365 | 0.0020344 | 0.60771 | 0.34469 | 0.21321 | 3 | 4 | 0 | 0 | 39 | 1 | 0 | 0 | 0.788 | 32 | 0 | 0 | 0.00077121 | 0.00020257 | DMR | [16 empty] | 0.03536 | 10.5626 | 5.9911 | 3.7057 | 0.013404 | 0.0035209 | NO | NHDPlus
2019 | WESTLAKE US 2 LLC | 110000494894 | LA0000761 | WESTLAKE | CALCASIEU | LA |  | 30.2235 | -93.2869 | Yes | 2869 | Industrial Organic Chemicals, Nec | 325998 | All Other Miscellaneous Chemical Product and Preparation Manufacturing | IS34 | All Other Chemical Product and Preparation Manufacturing | Manufacturing | 1 | 252.7533 | LA0000761 | Maple Fork-Bayou D'Inde | 080802060301 | Test Orders indicate Manufacturing |  |  |  | 2023 | 08080210000000 | BAYOU D'INDE & BAYOU VERDINE |  | 231.553 | 21.4747 | NPDES | 231.553 | 358.2657 | 3710376 |  | 1 | 11.947 | 21.874 | 18.379 | 14.122 | 11.906 | 11.329 | 8.397 | 3.526 | 2.9 | 5.095 | 14.387 | 31.71 | 18.298 | QE_08 | 2.9 | 7.0905 | 4.0477 | 29.2103 | 12.4645 | 875.9554 | 875.9554 | Plant Flow | 875.9554 | Plant Flow | 875.9554 | Plant Flow |  | 350 | 0.72215 | 0.82442 | 0.82442 | 0.82442 | 3 | 4 | 0 | 0 | 39 | 1 | 0 | 0 | 0.788 | 32 | 0 | 0 | 0.0010462 | 0.00027481 | DMR | [16 empty] | 12.0359 | 13.7403 | 13.7403 | 13.7403 | 0.017437 | 0.0045801 | NO | PlantFlow
2020 | WESTLAKE US 2 LLC | 110000494894 | LA0000761 | WESTLAKE | CALCASIEU | LA |  | 30.2235 | -93.2869 | Yes | 2869 | Industrial Organic Chemicals, Nec | 325998 | All Other Miscellaneous Chemical Product and Preparation Manufacturing | IS34 | All Other Chemical Product and Preparation Manufacturing | Manufacturing | 1 | 0.46269 | LA0000761 | Maple Fork-Bayou D'Inde | 080802060301 | Test Orders indicate Manufacturing |  |  |  | 2023 | 08080210000000 | BAYOU D'INDE & BAYOU VERDINE |  | 231.553 | 21.4747 | NPDES | 231.553 | 358.2657 | 3710376 |  | 1 | 11.947 | 21.874 | 18.379 | 14.122 | 11.906 | 11.329 | 8.397 | 3.526 | 2.9 | 5.095 | 14.387 | 31.71 | 18.298 | QE_08 | 2.9 | 7.0905 | 4.0477 | 29.2103 | 12.4645 | 875.9554 | 875.9554 | Plant Flow | 875.9554 | Plant Flow | 875.9554 | Plant Flow |  | 350 | 0.001322 | 0.0015092 | 0.0015092 | 0.0015092 | 3 | 4 | 0 | 0 | 39 | 1 | 0 | 0 | 0.788 | 32 | 0 | 0 | 1.9152e-06 | 5.0306e-07 | DMR | [16 empty] | 0.022033 | 0.025153 | 0.025153 | 0.025153 | 3.192e-05 | 8.3844e-06 | NO | PlantFlow
2021 | WESTLAKE US 2 LLC | 110000494894 | LA0000761 | WESTLAKE | CALCASIEU | LA |  | 30.2235 | -93.2869 | Yes | 2869 | Industrial Organic Chemicals, Nec | 325998 | All Other Miscellaneous Chemical Product and Preparation Manufacturing | IS34 | All Other Chemical Product and Preparation Manufacturing | Manufacturing | 1 | 790.6378 | LA0000761 | Maple Fork-Bayou D'Inde | 080802060301 | Test Orders indicate Manufacturing |  |  |  | 2023 | 08080210000000 | BAYOU D'INDE & BAYOU VERDINE |  | 231.553 | 21.4747 | NPDES | 231.553 | 358.2657 | 3710376 |  | 1 | 11.947 | 21.874 | 18.379 | 14.122 | 11.906 | 11.329 | 8.397 | 3.526 | 2.9 | 5.095 | 14.387 | 31.71 | 18.298 | QE_08 | 2.9 | 7.0905 | 4.0477 | 29.2103 | 12.4645 | 875.9554 | 875.9554 | Plant Flow | 875.9554 | Plant Flow | 875.9554 | Plant Flow |  | 350 | 2.259 | 2.5789 | 2.5789 | 2.5789 | 3 | 4 | 0 | 0 | 39 | 1 | 0 | 0 | 0.788 | 32 | 0 | 0 | 0.0032727 | 0.00085962 | DMR | [16 empty] | 37.6494 | 42.981 | 42.981 | 42.981 | 0.054544 | 0.014327 | NO | PlantFlow
2022 | WESTLAKE US 2 LLC | 110000494894 | LA0000761 | WESTLAKE | CALCASIEU | LA |  | 30.2235 | -93.2869 | Yes | 2869 | Industrial Organic Chemicals, Nec | 325998 | All Other Miscellaneous Chemical Product and Preparation Manufacturing | IS34 | All Other Chemical Product and Preparation Manufacturing | Manufacturing | 1 | 48.839 | LA0000761 | Maple Fork-Bayou D'Inde | 080802060301 | Test Orders indicate Manufacturing |  |  |  | 2023 | 08080210000000 | BAYOU D'INDE & BAYOU VERDINE |  | 231.553 | 21.4747 | NPDES | 231.553 | 358.2657 | 3710376 |  | 1 | 11.947 | 21.874 | 18.379 | 14.122 | 11.906 | 11.329 | 8.397 | 3.526 | 2.9 | 5.095 | 14.387 | 31.71 | 18.298 | QE_08 | 2.9 | 7.0905 | 4.0477 | 29.2103 | 12.4645 | 875.9554 | 875.9554 | Plant Flow | 875.9554 | Plant Flow | 875.9554 | Plant Flow |  | 350 | 0.13954 | 0.1593 | 0.1593 | 0.1593 | 3 | 4 | 0 | 0 | 39 | 1 | 0 | 0 | 0.788 | 32 | 0 | 0 | 0.00020216 | 5.31e-05 | DMR | [16 empty] | 2.3257 | 2.655 | 2.655 | 2.655 | 0.0033693 | 0.000885 | NO | PlantFlow
2019 | EQUISTAR CHEMICALS LP - LAKE CHARLES POLYMERS SITE | 110000597266 | LA0003689 | WESTLAKE | CALCASIEU | LA |  | 30.1939 | -93.3213 |  | 2821 | Plastics Materials and Resins | 325211 | Plastics Material and Resin Manufacturing | IS22 | Plastic Material and Resin Manufacturing | Waste handling, treatment, and disposal - Remediation or Monitoring | 1 | 0.33142 | LA0003689 | Maple Fork-Bayou D'Inde | 080802060301 | No organochlorines are reported to 2022 TRI |  |  |  | 2023 | 08080210000000 | 0315 |  | 3.53 | 0.68954 | NPDES | 3.53 | 5.4617 | 3710396 | Calcasieu River | 6 | 5013.579 | 9805.35 | 8660.519 | 7750.04 | 5947.416 | 5175.768 | 3357.274 | 3306.233 | 2095.605 | 2513.001 | 1824.319 | 2581.103 | 7652.296 | QE_10 | 1824.319 | 4460.4377 | 3194.6889 | 12258.1394 | 8621.1816 | 13.3538 | 4460.4377 | 30Q5 Flow | 8621.1816 | HM Flow | 3194.6889 | 7Q10 Flow |  | 365 | 0.000908 | 0.00028422 | 0.00020357 | 0.00010532 | 3 | 4 | 0 | 0 | 39 | 1 | 0 | 0 | 0.788 | 32 | 0 | 0 | 3.6069e-07 | 9.4741e-08 | DMR | [16 empty] | 0.015782 | 0.00494 | 0.0035382 | 0.0018306 | 6.2691e-06 | 1.6467e-06 | NO | NHDPlus
2020 | EQUISTAR CHEMICALS LP - LAKE CHARLES POLYMERS SITE | 110000597266 | LA0003689 | WESTLAKE | CALCASIEU | LA |  | 30.1939 | -93.3213 |  | 2821 | Plastics Materials and Resins | 325211 | Plastics Material and Resin Manufacturing | IS22 | Plastic Material and Resin Manufacturing | Waste handling, treatment, and disposal - Remediation or Monitoring | 1 | 0.41428 | LA0003689 | Maple Fork-Bayou D'Inde | 080802060301 | No organochlorines are reported to 2022 TRI |  |  |  | 2023 | 08080210000000 | 0315 |  | 3.53 | 0.68954 | NPDES | 3.53 | 5.4617 | 3710396 | Calcasieu River | 6 | 5013.579 | 9805.35 | 8660.519 | 7750.04 | 5947.416 | 5175.768 | 3357.274 | 3306.233 | 2095.605 | 2513.001 | 1824.319 | 2581.103 | 7652.296 | QE_10 | 1824.319 | 4460.4377 | 3194.6889 | 12258.1394 | 8621.1816 | 13.3538 | 4460.4377 | 30Q5 Flow | 8621.1816 | HM Flow | 3194.6889 | 7Q10 Flow |  | 365 | 0.001135 | 0.00035528 | 0.00025446 | 0.00013165 | 3 | 4 | 0 | 0 | 39 | 1 | 0 | 0 | 0.788 | 32 | 0 | 0 | 4.5086e-07 | 1.1843e-07 | DMR | [16 empty] | 0.019727 | 0.0061751 | 0.0044227 | 0.0022882 | 7.8364e-06 | 2.0584e-06 | NO | NHDPlus
2021 | EQUISTAR CHEMICALS LP - LAKE CHARLES POLYMERS SITE | 110000597266 | LA0003689 | WESTLAKE | CALCASIEU | LA |  | 30.1939 | -93.3213 |  | 2821 | Plastics Materials and Resins | 325211 | Plastics Material and Resin Manufacturing | IS22 | Plastic Material and Resin Manufacturing | Waste handling, treatment, and disposal - Remediation or Monitoring | 1 | 0.82855 | LA0003689 | Maple Fork-Bayou D'Inde | 080802060301 | No organochlorines are reported to 2022 TRI |  |  |  | 2023 | 08080210000000 | 0315 |  | 3.53 | 0.68954 | NPDES | 3.53 | 5.4617 | 3710396 | Calcasieu River | 6 | 5013.579 | 9805.35 | 8660.519 | 7750.04 | 5947.416 | 5175.768 | 3357.274 | 3306.233 | 2095.605 | 2513.001 | 1824.319 | 2581.103 | 7652.296 | QE_10 | 1824.319 | 4460.4377 | 3194.6889 | 12258.1394 | 8621.1816 | 13.3538 | 4460.4377 | 30Q5 Flow | 8621.1816 | HM Flow | 3194.6889 | 7Q10 Flow |  | 365 | 0.00227 | 0.00071055 | 0.00050892 | 0.0002633 | 3 | 4 | 0 | 0 | 39 | 1 | 0 | 0 | 0.788 | 32 | 0 | 0 | 9.0172e-07 | 2.3685e-07 | DMR | [16 empty] | 0.039455 | 0.01235 | 0.0088455 | 0.0045765 | 1.5673e-05 | 4.1167e-06 | NO | NHDPlus
2019 | SYNGENTA CROP PROTECTION, LLC. - ST GABRIEL PLANT | 110000597426 | LA0005487 | SAINT GABRIEL | IBERVILLE | LA |  | 30.2413 | -91.1009 |  | 2819 | Industrial Inorganic Chemicals, Nec | 331313 | Alumina Refining and Primary Aluminum Production | IS38 | Primary Metal Manufacturing | Waste handling, treatment, and disposal - Remediation or Monitoring | 1 | 0.82855 | LA0005487 | Bayou Braud | 080702020801 | 2022 TRI indicates Paraquat dichloride is added as a formulation component; Carbon Tet is a byproduct |  |  |  | 2023 | 08070200000000 | 0402 |  | 29.55 | 1.3791 | NPDES | 29.55 | 45.7206 | 18991630 |  | 1 | 6.003 | 9.828 | 10.04 | 8.593 | 8.932 | 5.102 | 3.253 | 1.305 | 1.308 | 1.905 | 4.8 | 16.174 | 8.531 | QE_07 | 1.305 | 3.1907 | 1.771 | 14.6773 | 5.7034 | 111.7864 | 111.7864 | Plant Flow | 111.7864 | Plant Flow | 111.7864 | Plant Flow |  | 365 | 0.00227 | 0.020307 | 0.020307 | 0.020307 | 3 | 4 | 0 | 0 | 39 | 1 | 0 | 0 | 0.788 | 32 | 0 | 0 | 2.577e-05 | 6.7689e-06 | DMR | [16 empty] | 0.039455 | 0.35295 | 0.35295 | 0.35295 | 0.0004479 | 0.00011765 | NO | PlantFlow
2020 | SYNGENTA CROP PROTECTION, LLC. - ST GABRIEL PLANT | 110000597426 | LA0005487 | SAINT GABRIEL | IBERVILLE | LA |  | 30.2413 | -91.1009 |  | 2819 | Industrial Inorganic Chemicals, Nec | 331313 | Alumina Refining and Primary Aluminum Production | IS38 | Primary Metal Manufacturing | Waste handling, treatment, and disposal - Remediation or Monitoring | 1 | 0.82855 | LA0005487 | Bayou Braud | 080702020801 | 2022 TRI indicates Paraquat dichloride is added as a formulation component; Carbon Tet is a byproduct |  |  |  | 2023 | 08070200000000 | 0402 |  | 29.55 | 1.3791 | NPDES | 29.55 | 45.7206 | 18991630 |  | 1 | 6.003 | 9.828 | 10.04 | 8.593 | 8.932 | 5.102 | 3.253 | 1.305 | 1.308 | 1.905 | 4.8 | 16.174 | 8.531 | QE_07 | 1.305 | 3.1907 | 1.771 | 14.6773 | 5.7034 | 111.7864 | 111.7864 | Plant Flow | 111.7864 | Plant Flow | 111.7864 | Plant Flow |  | 365 | 0.00227 | 0.020307 | 0.020307 | 0.020307 | 3 | 4 | 0 | 0 | 39 | 1 | 0 | 0 | 0.788 | 32 | 0 | 0 | 2.577e-05 | 6.7689e-06 | DMR | [16 empty] | 0.039455 | 0.35295 | 0.35295 | 0.35295 | 0.0004479 | 0.00011765 | NO | PlantFlow
2021 | SYNGENTA CROP PROTECTION, LLC. - ST GABRIEL PLANT | 110000597426 | LA0005487 | SAINT GABRIEL | IBERVILLE | LA |  | 30.2413 | -91.1009 |  | 2819 | Industrial Inorganic Chemicals, Nec | 331313 | Alumina Refining and Primary Aluminum Production | IS38 | Primary Metal Manufacturing | Waste handling, treatment, and disposal - Remediation or Monitoring | 1 | 0.82855 | LA0005487 | Bayou Braud | 080702020801 | 2022 TRI indicates Paraquat dichloride is added as a formulation component; Carbon Tet is a byproduct |  |  |  | 2023 | 08070200000000 | 0402 |  | 29.55 | 1.3791 | NPDES | 29.55 | 45.7206 | 18991630 |  | 1 | 6.003 | 9.828 | 10.04 | 8.593 | 8.932 | 5.102 | 3.253 | 1.305 | 1.308 | 1.905 | 4.8 | 16.174 | 8.531 | QE_07 | 1.305 | 3.1907 | 1.771 | 14.6773 | 5.7034 | 111.7864 | 111.7864 | Plant Flow | 111.7864 | Plant Flow | 111.7864 | Plant Flow |  | 365 | 0.00227 | 0.020307 | 0.020307 | 0.020307 | 3 | 4 | 0 | 0 | 39 | 1 | 0 | 0 | 0.788 | 32 | 0 | 0 | 2.577e-05 | 6.7689e-06 | DMR | [16 empty] | 0.039455 | 0.35295 | 0.35295 | 0.35295 | 0.0004479 | 0.00011765 | NO | PlantFlow
2022 | SYNGENTA CROP PROTECTION, LLC. - ST GABRIEL PLANT | 110000597426 | LA0005487 | SAINT GABRIEL | IBERVILLE | LA |  | 30.2413 | -91.1009 |  | 2819 | Industrial Inorganic Chemicals, Nec | 331313 | Alumina Refining and Primary Aluminum Production | IS38 | Primary Metal Manufacturing | Waste handling, treatment, and disposal - Remediation or Monitoring | 1 | 0.82855 | LA0005487 | Bayou Braud | 080702020801 | 2022 TRI indicates Paraquat dichloride is added as a formulation component; Carbon Tet is a byproduct |  |  |  | 2023 | 08070200000000 | 0402 |  | 29.55 | 1.3791 | NPDES | 29.55 | 45.7206 | 18991630 |  | 1 | 6.003 | 9.828 | 10.04 | 8.593 | 8.932 | 5.102 | 3.253 | 1.305 | 1.308 | 1.905 | 4.8 | 16.174 | 8.531 | QE_07 | 1.305 | 3.1907 | 1.771 | 14.6773 | 5.7034 | 111.7864 | 111.7864 | Plant Flow | 111.7864 | Plant Flow | 111.7864 | Plant Flow |  | 365 | 0.00227 | 0.020307 | 0.020307 | 0.020307 | 3 | 4 | 0 | 0 | 39 | 1 | 0 | 0 | 0.788 | 32 | 0 | 0 | 2.577e-05 | 6.7689e-06 | DMR | [16 empty] | 0.039455 | 0.35295 | 0.35295 | 0.35295 | 0.0004479 | 0.00011765 | NO | PlantFlow
2023 | SYNGENTA CROP PROTECTION, LLC. - ST GABRIEL PLANT | 110000597426 | LA0005487 | SAINT GABRIEL | IBERVILLE | LA |  | 30.2413 | -91.1009 |  | 2819 | Industrial Inorganic Chemicals, Nec | 331313 | Alumina Refining and Primary Aluminum Production | IS38 | Primary Metal Manufacturing | Waste handling, treatment, and disposal - Remediation or Monitoring | 1 | 0.82855 | LA0005487 | Bayou Braud | 080702020801 | 2022 TRI indicates Paraquat dichloride is added as a formulation component; Carbon Tet is a byproduct |  |  |  | 2023 | 08070200000000 | 0402 |  | 29.55 | 1.3791 | NPDES | 29.55 | 45.7206 | 18991630 |  | 1 | 6.003 | 9.828 | 10.04 | 8.593 | 8.932 | 5.102 | 3.253 | 1.305 | 1.308 | 1.905 | 4.8 | 16.174 | 8.531 | QE_07 | 1.305 | 3.1907 | 1.771 | 14.6773 | 5.7034 | 111.7864 | 111.7864 | Plant Flow | 111.7864 | Plant Flow | 111.7864 | Plant Flow |  | 365 | 0.00227 | 0.020307 | 0.020307 | 0.020307 | 3 | 4 | 0 | 0 | 39 | 1 | 0 | 0 | 0.788 | 32 | 0 | 0 | 2.577e-05 | 6.7689e-06 | DMR | [16 empty] | 0.039455 | 0.35295 | 0.35295 | 0.35295 | 0.0004479 | 0.00011765 | NO | PlantFlow
2020 | OAK POINT PLANT | 110000575244 | LA0005738 | BELLE CHASSE | PLAQUEMINES PARISH | LA |  | 29.8083 | -90.01 |  | 2869 | Industrial Organic Chemicals, Nec | 325998 | All Other Miscellaneous Chemical Product and Preparation Manufacturing | IS34 | All Other Chemical Product and Preparation Manufacturing | Waste handling, treatment, and disposal - Remediation or Monitoring | 1 | 0.031064 | LA0005738 | Planters Canal | 080903010404 | No organochlorines are reported to 2022 TRI |  |  |  | 2023 | 08090300000000 | MISSISSIPPI RIVER |  | 28.2187 | 2.7468 | NPDES | 28.2187 | 43.6608 | [22 empty] | 106.8193 | 106.8193 | Flow Lookup Failed | 106.8193 | Flow Lookup Failed | 106.8193 | Flow Lookup Failed | PlantFlowUsed | 365 | 8.5108e-05 | 0.00079674 | 0.00079674 | 0.00079674 | 3 | 4 | 0 | 0 | 39 | 1 | 0 | 0 | 0.788 | 32 | 0 | 0 | 1.0111e-06 | 2.6558e-07 | DMR | [16 empty] | 0.0014793 | 0.013848 | 0.013848 | 0.013848 | 1.7574e-05 | 4.6161e-06 | NO | PlantFlow
2019 | HONEYWELL INTERNATIONAL INC - GEISMAR COMPLEX | 110033659878 | LA0006181 | GEISMAR | ASCENSION | LA |  | 30.2219 | -91.0515 |  | 2869 | Industrial Organic Chemicals, Nec | 325998 | All Other Miscellaneous Chemical Product and Preparation Manufacturing | IS34 | All Other Chemical Product and Preparation Manufacturing | Waste handling, treatment, and disposal - Remediation or Monitoring | 1 | 3.4799 | LA0006181 | Grand Goudine Bayou-New River | 080702040103 | 2022 reports PCE and Chloroform used as reactant |  |  |  | 2023 | 08070200000000 | MISSISSIPPI R & B BRAUD-BLIND R |  | 1.399 | 0.27469 | NPDES | 1.399 | 2.1646 | 18991380 |  | 1 | 0.457 | 0.699 | 0.722 | 0.626 | 0.672 | 0.398 | 0.233 | 0.066 | 0.067 | 0.119 | 0.566 | 2.354 | 0.664 | QE_07 | 0.066 | 0.16137 | 0.080636 | 1.1174 | 0.30655 | 5.2924 | 5.2924 | Plant Flow | 5.2924 | Plant Flow | 5.2924 | Plant Flow |  | 365 | 0.009534 | 1.8015 | 1.8015 | 1.8015 | 3 | 4 | 0 | 0 | 39 | 1 | 0 | 0 | 0.788 | 32 | 0 | 0 | 0.0022861 | 0.00060049 | DMR | [16 empty] | 0.16571 | 31.3112 | 31.3112 | 31.3112 | 0.039735 | 0.010437 | NO | PlantFlow
2020 | HONEYWELL INTERNATIONAL INC - GEISMAR COMPLEX | 110033659878 | LA0006181 | GEISMAR | ASCENSION | LA |  | 30.2219 | -91.0515 |  | 2869 | Industrial Organic Chemicals, Nec | 325998 | All Other Miscellaneous Chemical Product and Preparation Manufacturing | IS34 | All Other Chemical Product and Preparation Manufacturing | Waste handling, treatment, and disposal - Remediation or Monitoring | 1 | 3.1485 | LA0006181 | Grand Goudine Bayou-New River | 080702040103 | 2022 reports PCE and Chloroform used as reactant |  |  |  | 2023 | 08070200000000 | MISSISSIPPI R & B BRAUD-BLIND R |  | 1.399 | 0.27469 | NPDES | 1.399 | 2.1646 | 18991380 |  | 1 | 0.457 | 0.699 | 0.722 | 0.626 | 0.672 | 0.398 | 0.233 | 0.066 | 0.067 | 0.119 | 0.566 | 2.354 | 0.664 | QE_07 | 0.066 | 0.16137 | 0.080636 | 1.1174 | 0.30655 | 5.2924 | 5.2924 | Plant Flow | 5.2924 | Plant Flow | 5.2924 | Plant Flow |  | 365 | 0.008626 | 1.6299 | 1.6299 | 1.6299 | 3 | 4 | 0 | 0 | 39 | 1 | 0 | 0 | 0.788 | 32 | 0 | 0 | 0.0020684 | 0.0005433 | DMR | [16 empty] | 0.14993 | 28.3292 | 28.3292 | 28.3292 | 0.035951 | 0.0094431 | NO | PlantFlow
2021 | HONEYWELL INTERNATIONAL INC - GEISMAR COMPLEX | 110033659878 | LA0006181 | GEISMAR | ASCENSION | LA |  | 30.2219 | -91.0515 |  | 2869 | Industrial Organic Chemicals, Nec | 325998 | All Other Miscellaneous Chemical Product and Preparation Manufacturing | IS34 | All Other Chemical Product and Preparation Manufacturing | Waste handling, treatment, and disposal - Remediation or Monitoring | 1 | 3.977 | LA0006181 | Grand Goudine Bayou-New River | 080702040103 | 2022 reports PCE and Chloroform used as reactant |  |  |  | 2023 | 08070200000000 | MISSISSIPPI R & B BRAUD-BLIND R |  | 1.399 | 0.27469 | NPDES | 1.399 | 2.1646 | 18991380 |  | 1 | 0.457 | 0.699 | 0.722 | 0.626 | 0.672 | 0.398 | 0.233 | 0.066 | 0.067 | 0.119 | 0.566 | 2.354 | 0.664 | QE_07 | 0.066 | 0.16137 | 0.080636 | 1.1174 | 0.30655 | 5.2924 | 5.2924 | Plant Flow | 5.2924 | Plant Flow | 5.2924 | Plant Flow |  | 365 | 0.010896 | 2.0588 | 2.0588 | 2.0588 | 3 | 4 | 0 | 0 | 39 | 1 | 0 | 0 | 0.788 | 32 | 0 | 0 | 0.0026127 | 0.00068627 | DMR | [16 empty] | 0.18938 | 35.7842 | 35.7842 | 35.7842 | 0.045411 | 0.011928 | NO | PlantFlow
2023 | HONEYWELL INTERNATIONAL INC - GEISMAR COMPLEX | 110033659878 | LA0006181 | GEISMAR | ASCENSION | LA |  | 30.2219 | -91.0515 |  | 2869 | Industrial Organic Chemicals, Nec | 325998 | All Other Miscellaneous Chemical Product and Preparation Manufacturing | IS34 | All Other Chemical Product and Preparation Manufacturing | Waste handling, treatment, and disposal - Remediation or Monitoring | 1 | 3.8113 | LA0006181 | Grand Goudine Bayou-New River | 080702040103 | 2022 reports PCE and Chloroform used as reactant |  |  |  | 2023 | 08070200000000 | MISSISSIPPI R & B BRAUD-BLIND R |  | 1.399 | 0.27469 | NPDES | 1.399 | 2.1646 | 18991380 |  | 1 | 0.457 | 0.699 | 0.722 | 0.626 | 0.672 | 0.398 | 0.233 | 0.066 | 0.067 | 0.119 | 0.566 | 2.354 | 0.664 | QE_07 | 0.066 | 0.16137 | 0.080636 | 1.1174 | 0.30655 | 5.2924 | 5.2924 | Plant Flow | 5.2924 | Plant Flow | 5.2924 | Plant Flow |  | 365 | 0.010442 | 1.973 | 1.973 | 1.973 | 3 | 4 | 0 | 0 | 39 | 1 | 0 | 0 | 0.788 | 32 | 0 | 0 | 0.0025038 | 0.00065768 | DMR | [16 empty] | 0.18149 | 34.2932 | 34.2932 | 34.2932 | 0.043519 | 0.011431 | NO | PlantFlow
2019 | NALCO COMPANY | 110007015871 | LA0038890 | GARYVILLE | ST. JOHN PARISH | LA |  | 30.0486 | -90.6309 |  | 2869 | Industrial Organic Chemicals, Nec | 325998 | All Other Miscellaneous Chemical Product and Preparation Manufacturing | IS34 | All Other Chemical Product and Preparation Manufacturing | Waste handling, treatment, and disposal - Remediation or Monitoring | 1 | 0.082855 | LA0038890 | Hope Canal-Pipeline Canal | 080702040302 | 2022 TRI reports Allyl Chloride, Benzyl Chloride, and Epichlorohydrin are used as reactants |  |  |  | 2023 | 08070200000000 | MISSISSIPPI RIVER |  | 13.17 | 0.1928 | NPDES | 13.17 | 20.377 | [22 empty] | 49.8538 | 49.8538 | Flow Lookup Failed | 49.8538 | Flow Lookup Failed | 49.8538 | Flow Lookup Failed | PlantFlowUsed | 365 | 0.000227 | 0.0045533 | 0.0045533 | 0.0045533 | 3 | 4 | 0 | 0 | 39 | 1 | 0 | 0 | 0.788 | 32 | 0 | 0 | 5.7783e-06 | 1.5178e-06 | DMR | [16 empty] | 0.0039455 | 0.079141 | 0.079141 | 0.079141 | 0.00010043 | 2.638e-05 | NO | PlantFlow
2020 | NALCO COMPANY | 110007015871 | LA0038890 | GARYVILLE | ST. JOHN PARISH | LA |  | 30.0486 | -90.6309 |  | 2869 | Industrial Organic Chemicals, Nec | 325998 | All Other Miscellaneous Chemical Product and Preparation Manufacturing | IS34 | All Other Chemical Product and Preparation Manufacturing | Waste handling, treatment, and disposal - Remediation or Monitoring | 1 | 0.082855 | LA0038890 | Hope Canal-Pipeline Canal | 080702040302 | 2022 TRI reports Allyl Chloride, Benzyl Chloride, and Epichlorohydrin are used as reactants |  |  |  | 2023 | 08070200000000 | MISSISSIPPI RIVER |  | 13.17 | 0.1928 | NPDES | 13.17 | 20.377 | [22 empty] | 49.8538 | 49.8538 | Flow Lookup Failed | 49.8538 | Flow Lookup Failed | 49.8538 | Flow Lookup Failed | PlantFlowUsed | 365 | 0.000227 | 0.0045533 | 0.0045533 | 0.0045533 | 3 | 4 | 0 | 0 | 39 | 1 | 0 | 0 | 0.788 | 32 | 0 | 0 | 5.7783e-06 | 1.5178e-06 | DMR | [16 empty] | 0.0039455 | 0.079141 | 0.079141 | 0.079141 | 0.00010043 | 2.638e-05 | NO | PlantFlow
2021 | NALCO COMPANY | 110007015871 | LA0038890 | GARYVILLE | ST. JOHN PARISH | LA |  | 30.0486 | -90.6309 |  | 2869 | Industrial Organic Chemicals, Nec | 325998 | All Other Miscellaneous Chemical Product and Preparation Manufacturing | IS34 | All Other Chemical Product and Preparation Manufacturing | Waste handling, treatment, and disposal - Remediation or Monitoring | 1 | 0.16571 | LA0038890 | Hope Canal-Pipeline Canal | 080702040302 | 2022 TRI reports Allyl Chloride, Benzyl Chloride, and Epichlorohydrin are used as reactants |  |  |  | 2023 | 08070200000000 | MISSISSIPPI RIVER |  | 13.17 | 0.1928 | NPDES | 13.17 | 20.377 | [22 empty] | 49.8538 | 49.8538 | Flow Lookup Failed | 49.8538 | Flow Lookup Failed | 49.8538 | Flow Lookup Failed | PlantFlowUsed | 365 | 0.000454 | 0.0091066 | 0.0091066 | 0.0091066 | 3 | 4 | 0 | 0 | 39 | 1 | 0 | 0 | 0.788 | 32 | 0 | 0 | 1.1557e-05 | 3.0355e-06 | DMR | [16 empty] | 0.007891 | 0.15828 | 0.15828 | 0.15828 | 0.00020087 | 5.2761e-05 | NO | PlantFlow
2022 | NALCO COMPANY | 110007015871 | LA0038890 | GARYVILLE | ST. JOHN PARISH | LA |  | 30.0486 | -90.6309 |  | 2869 | Industrial Organic Chemicals, Nec | 325998 | All Other Miscellaneous Chemical Product and Preparation Manufacturing | IS34 | All Other Chemical Product and Preparation Manufacturing | Waste handling, treatment, and disposal - Remediation or Monitoring | 1 | 0.082855 | LA0038890 | Hope Canal-Pipeline Canal | 080702040302 | 2022 TRI reports Allyl Chloride, Benzyl Chloride, and Epichlorohydrin are used as reactants |  |  |  | 2023 | 08070200000000 | MISSISSIPPI RIVER |  | 13.17 | 0.1928 | NPDES | 13.17 | 20.377 | [22 empty] | 49.8538 | 49.8538 | Flow Lookup Failed | 49.8538 | Flow Lookup Failed | 49.8538 | Flow Lookup Failed | PlantFlowUsed | 365 | 0.000227 | 0.0045533 | 0.0045533 | 0.0045533 | 3 | 4 | 0 | 0 | 39 | 1 | 0 | 0 | 0.788 | 32 | 0 | 0 | 5.7783e-06 | 1.5178e-06 | DMR | [16 empty] | 0.0039455 | 0.079141 | 0.079141 | 0.079141 | 0.00010043 | 2.638e-05 | NO | PlantFlow
2023 | NALCO COMPANY | 110007015871 | LA0038890 | GARYVILLE | ST. JOHN PARISH | LA |  | 30.0486 | -90.6309 |  | 2869 | Industrial Organic Chemicals, Nec | 325998 | All Other Miscellaneous Chemical Product and Preparation Manufacturing | IS34 | All Other Chemical Product and Preparation Manufacturing | Waste handling, treatment, and disposal - Remediation or Monitoring | 1 | 0.082855 | LA0038890 | Hope Canal-Pipeline Canal | 080702040302 | 2022 TRI reports Allyl Chloride, Benzyl Chloride, and Epichlorohydrin are used as reactants |  |  |  | 2023 | 08070200000000 | MISSISSIPPI RIVER |  | 13.17 | 0.1928 | NPDES | 13.17 | 20.377 | [22 empty] | 49.8538 | 49.8538 | Flow Lookup Failed | 49.8538 | Flow Lookup Failed | 49.8538 | Flow Lookup Failed | PlantFlowUsed | 365 | 0.000227 | 0.0045533 | 0.0045533 | 0.0045533 | 3 | 4 | 0 | 0 | 39 | 1 | 0 | 0 | 0.788 | 32 | 0 | 0 | 5.7783e-06 | 1.5178e-06 | DMR | [16 empty] | 0.0039455 | 0.079141 | 0.079141 | 0.079141 | 0.00010043 | 2.638e-05 | NO | PlantFlow
2019 | TAMINCO EASTMAN US - ST GABRIEL PLANT | 110056972432 | LA0046361 | SAINT GABRIEL | IBERVILLE | LA |  | 30.2508 | -91.0923 |  | 2869 | Industrial Organic Chemicals, Nec | 325998 | All Other Miscellaneous Chemical Product and Preparation Manufacturing | IS34 | All Other Chemical Product and Preparation Manufacturing | Waste handling, treatment, and disposal - Remediation or Monitoring | 1 | 0.41428 | LA0046361 | Bayou Braud | 080702020801 | No organochlorines are reported to 2022 TRI |  |  |  | 2023 | 08070200000000 |  |  |  | 0.37096 | NPDES | 0.37096 | 0.57396 | 18991368 |  | 1 | 1.179 | 1.852 | 1.906 | 1.652 | 1.744 | 1.02 | 0.617 | 0.198 | 0.2 | 0.331 | 1.244 | 4.707 | 1.701 | QE_07 | 0.198 | 0.48411 | 0.25145 | 2.8826 | 0.89913 | 1.4033 | 1.4033 | Plant Flow | 1.4033 | Plant Flow | 1.4033 | Plant Flow |  | 365 | 0.001135 | 0.8088 | 0.8088 | 0.8088 | 3 | 4 | 0 | 0 | 39 | 1 | 0 | 0 | 0.788 | 32 | 0 | 0 | 0.0010264 | 0.0002696 | DMR | [16 empty] | 0.019727 | 14.0577 | 14.0577 | 14.0577 | 0.01784 | 0.0046859 | NO | PlantFlow
2020 | TAMINCO EASTMAN US - ST GABRIEL PLANT | 110056972432 | LA0046361 | SAINT GABRIEL | IBERVILLE | LA |  | 30.2508 | -91.0923 |  | 2869 | Industrial Organic Chemicals, Nec | 325998 | All Other Miscellaneous Chemical Product and Preparation Manufacturing | IS34 | All Other Chemical Product and Preparation Manufacturing | Waste handling, treatment, and disposal - Remediation or Monitoring | 1 | 0.41428 | LA0046361 | Bayou Braud | 080702020801 | No organochlorines are reported to 2022 TRI |  |  |  | 2023 | 08070200000000 |  |  |  | 0.37096 | NPDES | 0.37096 | 0.57396 | 18991368 |  | 1 | 1.179 | 1.852 | 1.906 | 1.652 | 1.744 | 1.02 | 0.617 | 0.198 | 0.2 | 0.331 | 1.244 | 4.707 | 1.701 | QE_07 | 0.198 | 0.48411 | 0.25145 | 2.8826 | 0.89913 | 1.4033 | 1.4033 | Plant Flow | 1.4033 | Plant Flow | 1.4033 | Plant Flow |  | 365 | 0.001135 | 0.8088 | 0.8088 | 0.8088 | 3 | 4 | 0 | 0 | 39 | 1 | 0 | 0 | 0.788 | 32 | 0 | 0 | 0.0010264 | 0.0002696 | DMR | [16 empty] | 0.019727 | 14.0577 | 14.0577 | 14.0577 | 0.01784 | 0.0046859 | NO | PlantFlow
2021 | TAMINCO EASTMAN US - ST GABRIEL PLANT | 110056972432 | LA0046361 | SAINT GABRIEL | IBERVILLE | LA |  | 30.2508 | -91.0923 |  | 2869 | Industrial Organic Chemicals, Nec | 325998 | All Other Miscellaneous Chemical Product and Preparation Manufacturing | IS34 | All Other Chemical Product and Preparation Manufacturing | Waste handling, treatment, and disposal - Remediation or Monitoring | 1 | 0.41428 | LA0046361 | Bayou Braud | 080702020801 | No organochlorines are reported to 2022 TRI |  |  |  | 2023 | 08070200000000 |  |  |  | 0.37096 | NPDES | 0.37096 | 0.57396 | 18991368 |  | 1 | 1.179 | 1.852 | 1.906 | 1.652 | 1.744 | 1.02 | 0.617 | 0.198 | 0.2 | 0.331 | 1.244 | 4.707 | 1.701 | QE_07 | 0.198 | 0.48411 | 0.25145 | 2.8826 | 0.89913 | 1.4033 | 1.4033 | Plant Flow | 1.4033 | Plant Flow | 1.4033 | Plant Flow |  | 365 | 0.001135 | 0.8088 | 0.8088 | 0.8088 | 3 | 4 | 0 | 0 | 39 | 1 | 0 | 0 | 0.788 | 32 | 0 | 0 | 0.0010264 | 0.0002696 | DMR | [16 empty] | 0.019727 | 14.0577 | 14.0577 | 14.0577 | 0.01784 | 0.0046859 | NO | PlantFlow
2022 | TAMINCO EASTMAN US - ST GABRIEL PLANT | 110056972432 | LA0046361 | SAINT GABRIEL | IBERVILLE | LA |  | 30.2508 | -91.0923 |  | 2869 | Industrial Organic Chemicals, Nec | 325998 | All Other Miscellaneous Chemical Product and Preparation Manufacturing | IS34 | All Other Chemical Product and Preparation Manufacturing | Waste handling, treatment, and disposal - Remediation or Monitoring | 1 | 0.41428 | LA0046361 | Bayou Braud | 080702020801 | No organochlorines are reported to 2022 TRI |  |  |  | 2023 | 08070200000000 |  |  |  | 0.37096 | NPDES | 0.37096 | 0.57396 | 18991368 |  | 1 | 1.179 | 1.852 | 1.906 | 1.652 | 1.744 | 1.02 | 0.617 | 0.198 | 0.2 | 0.331 | 1.244 | 4.707 | 1.701 | QE_07 | 0.198 | 0.48411 | 0.25145 | 2.8826 | 0.89913 | 1.4033 | 1.4033 | Plant Flow | 1.4033 | Plant Flow | 1.4033 | Plant Flow |  | 365 | 0.001135 | 0.8088 | 0.8088 | 0.8088 | 3 | 4 | 0 | 0 | 39 | 1 | 0 | 0 | 0.788 | 32 | 0 | 0 | 0.0010264 | 0.0002696 | DMR | [16 empty] | 0.019727 | 14.0577 | 14.0577 | 14.0577 | 0.01784 | 0.0046859 | NO | PlantFlow
2019 | BERCEN CHEMICALS LLC | 110000597355 | LA0048704 | DENHAM SPRINGS | LIVINGSTON | LA |  | 30.4868 | -90.9255 |  | 2899 | Chemical Preparations, Nec | 325998 | All Other Miscellaneous Chemical Product and Preparation Manufacturing | IS34 | All Other Chemical Product and Preparation Manufacturing | Waste handling, treatment, and disposal - Remediation or Monitoring | 1 | 0.033142 | LA0048704 | Grays Creek-Amite River | 080702020903 | No organochlorines are reported to 2022 TRI |  |  |  | 2023 | 08070200000000 | DIXON CANAL GRAYS CREEK |  | 1.5149 | 0.045665 | NPDES | 1.5149 | 2.3439 | 18990410 |  | 1 | 2.904 | 4.378 | 4.513 | 4.042 | 4.334 | 2.701 | 1.531 | 0.552 | 0.583 | 0.85 | 5.335 | 10.045 | 3.973 | QE_07 | 0.552 | 1.3496 | 0.72676 | 7.1002 | 2.4742 | 5.7308 | 5.7308 | Plant Flow | 5.7308 | Plant Flow | 5.7308 | Plant Flow |  | 365 | 9.08e-05 | 0.015844 | 0.015844 | 0.015844 | 3 | 4 | 0 | 0 | 39 | 1 | 0 | 0 | 0.788 | 32 | 0 | 0 | 2.0107e-05 | 5.2814e-06 | DMR | [16 empty] | 0.0015782 | 0.27539 | 0.27539 | 0.27539 | 0.00034948 | 9.1796e-05 | NO | PlantFlow
2020 | BERCEN CHEMICALS LLC | 110000597355 | LA0048704 | DENHAM SPRINGS | LIVINGSTON | LA |  | 30.4868 | -90.9255 |  | 2899 | Chemical Preparations, Nec | 325998 | All Other Miscellaneous Chemical Product and Preparation Manufacturing | IS34 | All Other Chemical Product and Preparation Manufacturing | Waste handling, treatment, and disposal - Remediation or Monitoring | 1 | 0.033142 | LA0048704 | Grays Creek-Amite River | 080702020903 | No organochlorines are reported to 2022 TRI |  |  |  | 2023 | 08070200000000 | DIXON CANAL GRAYS CREEK |  | 1.5149 | 0.045665 | NPDES | 1.5149 | 2.3439 | 18990410 |  | 1 | 2.904 | 4.378 | 4.513 | 4.042 | 4.334 | 2.701 | 1.531 | 0.552 | 0.583 | 0.85 | 5.335 | 10.045 | 3.973 | QE_07 | 0.552 | 1.3496 | 0.72676 | 7.1002 | 2.4742 | 5.7308 | 5.7308 | Plant Flow | 5.7308 | Plant Flow | 5.7308 | Plant Flow |  | 365 | 9.08e-05 | 0.015844 | 0.015844 | 0.015844 | 3 | 4 | 0 | 0 | 39 | 1 | 0 | 0 | 0.788 | 32 | 0 | 0 | 2.0107e-05 | 5.2814e-06 | DMR | [16 empty] | 0.0015782 | 0.27539 | 0.27539 | 0.27539 | 0.00034948 | 9.1796e-05 | NO | PlantFlow
2021 | BERCEN CHEMICALS LLC | 110000597355 | LA0048704 | DENHAM SPRINGS | LIVINGSTON | LA |  | 30.4868 | -90.9255 |  | 2899 | Chemical Preparations, Nec | 325998 | All Other Miscellaneous Chemical Product and Preparation Manufacturing | IS34 | All Other Chemical Product and Preparation Manufacturing | Waste handling, treatment, and disposal - Remediation or Monitoring | 1 | 0.016571 | LA0048704 | Grays Creek-Amite River | 080702020903 | No organochlorines are reported to 2022 TRI |  |  |  | 2023 | 08070200000000 | DIXON CANAL GRAYS CREEK |  | 1.5149 | 0.045665 | NPDES | 1.5149 | 2.3439 | 18990410 |  | 1 | 2.904 | 4.378 | 4.513 | 4.042 | 4.334 | 2.701 | 1.531 | 0.552 | 0.583 | 0.85 | 5.335 | 10.045 | 3.973 | QE_07 | 0.552 | 1.3496 | 0.72676 | 7.1002 | 2.4742 | 5.7308 | 5.7308 | Plant Flow | 5.7308 | Plant Flow | 5.7308 | Plant Flow |  | 365 | 4.54e-05 | 0.0079221 | 0.0079221 | 0.0079221 | 3 | 4 | 0 | 0 | 39 | 1 | 0 | 0 | 0.788 | 32 | 0 | 0 | 1.0053e-05 | 2.6407e-06 | DMR | [16 empty] | 0.0007891 | 0.13769 | 0.13769 | 0.13769 | 0.00017474 | 4.5898e-05 | NO | PlantFlow
2022 | BERCEN CHEMICALS LLC | 110000597355 | LA0048704 | DENHAM SPRINGS | LIVINGSTON | LA |  | 30.4868 | -90.9255 |  | 2899 | Chemical Preparations, Nec | 325998 | All Other Miscellaneous Chemical Product and Preparation Manufacturing | IS34 | All Other Chemical Product and Preparation Manufacturing | Waste handling, treatment, and disposal - Remediation or Monitoring | 1 | 8.2855e-05 | LA0048704 | Grays Creek-Amite River | 080702020903 | No organochlorines are reported to 2022 TRI |  |  |  | 2023 | 08070200000000 | DIXON CANAL GRAYS CREEK |  | 1.5149 | 0.045665 | NPDES | 1.5149 | 2.3439 | 18990410 |  | 1 | 2.904 | 4.378 | 4.513 | 4.042 | 4.334 | 2.701 | 1.531 | 0.552 | 0.583 | 0.85 | 5.335 | 10.045 | 3.973 | QE_07 | 0.552 | 1.3496 | 0.72676 | 7.1002 | 2.4742 | 5.7308 | 5.7308 | Plant Flow | 5.7308 | Plant Flow | 5.7308 | Plant Flow |  | 365 | 2.27e-07 | 3.961e-05 | 3.961e-05 | 3.961e-05 | 3 | 4 | 0 | 0 | 39 | 1 | 0 | 0 | 0.788 | 32 | 0 | 0 | 5.0267e-08 | 1.3203e-08 | DMR | [16 empty] | 3.9455e-06 | 0.00068847 | 0.00068847 | 0.00068847 | 8.7369e-07 | 2.2949e-07 | NO | PlantFlow
2019 | SUNBEAM PRODUCTS INC. | 110001131837 | LA0086304 | COUSHATTA | RED RIVER | LA |  | 32.0085 | -93.3357 |  | 4226 | Special Warehousing and Storage, Nec | 493190 | Other Warehousing and Storage | IS46 | Wholesale and Retail Trade | Waste handling, treatment, and disposal - Remediation or Monitoring | 1 | 0.019047 | LA0086304 | Bayou Nicholas | 1.11E+11 | Nothing reported to 2022 TRI |  |  |  | 2023 | 1.11E+13 |  |  | 0.5 |  | NPDES | 0.5 | 0.77362 | 19944961 |  | 1 | 5.101 | 29.929 | 22.594 | 11.161 | 10.575 | 6.275 | 4.077 | 1.368 | 0.664 | 0.791 | 1.175 | 1.049 | 16.618 | QE_08 | 0.664 | 1.6235 | 0.87992 | 12.4719 | 3.5893 | 1.8915 | 1.8915 | Plant Flow | 3.5893 | HM Flow | 1.8915 | Plant Flow |  | 365 | 5.2182e-05 | 0.027588 | 0.027588 | 0.014538 | 3 | 4 | 0 | 0 | 39 | 1 | 0 | 0 | 0.788 | 32 | 0 | 0 | 3.501e-05 | 9.196e-06 | DMR | [16 empty] | 0.00090698 | 0.47951 | 0.47951 | 0.25269 | 0.00060851 | 0.00015984 | NO | NHDPlus
2020 | SUNBEAM PRODUCTS INC. | 110001131837 | LA0086304 | COUSHATTA | RED RIVER | LA |  | 32.0085 | -93.3357 |  | 4226 | Special Warehousing and Storage, Nec | 493190 | Other Warehousing and Storage | IS46 | Wholesale and Retail Trade | Waste handling, treatment, and disposal - Remediation or Monitoring | 1 | 0.011922 | LA0086304 | Bayou Nicholas | 1.11E+11 | Nothing reported to 2022 TRI |  |  |  | 2023 | 1.11E+13 |  |  | 0.5 |  | NPDES | 0.5 | 0.77362 | 19944961 |  | 1 | 5.101 | 29.929 | 22.594 | 11.161 | 10.575 | 6.275 | 4.077 | 1.368 | 0.664 | 0.791 | 1.175 | 1.049 | 16.618 | QE_08 | 0.664 | 1.6235 | 0.87992 | 12.4719 | 3.5893 | 1.8915 | 1.8915 | Plant Flow | 3.5893 | HM Flow | 1.8915 | Plant Flow |  | 365 | 3.2663e-05 | 0.017268 | 0.017268 | 0.0091001 | 3 | 4 | 0 | 0 | 39 | 1 | 0 | 0 | 0.788 | 32 | 0 | 0 | 2.1914e-05 | 5.7561e-06 | DMR | [16 empty] | 0.00056771 | 0.30014 | 0.30014 | 0.15817 | 0.00038089 | 0.00010005 | NO | NHDPlus
2019 | QUALAWASH HOLDINGS LLC - QUALA - GEISMAR TERMINAL 260 | 110000911309 | LA0098191 | GEISMAR | ASCENSION | LA |  | 30.233 | -91.0221 |  | 4789 | Transportation Services, Nec | 722310 | Food Service Contractors | NAICS/SIC Not Provided | NAICS/SIC Not Provided | Waste handling, treatment, and disposal - Remediation or Monitoring | 1 | 0.011141 | LA0098191 | Grand Goudine Bayou-New River | 080702040103 | Nothing reported to 2022 TRI |  |  |  | 2023 | 08070200000000 | NEW RIVER |  | 0.5 | 0.0011836 | NPDES | 0.5 | 0.77362 | 15209315 | New River | 2 | 5.894 | 9.44 | 9.716 | 8.45 | 8.863 | 5.079 | 3.128 | 1.304 | 1.254 | 1.824 | 5.224 | 16.641 | 8.312 | QE_08 | 1.254 | 3.066 | 1.6994 | 14.4108 | 5.5269 | 1.8915 | 3.066 | 30Q5 Flow | 5.5269 | HM Flow | 1.8915 | Plant Flow |  | 365 | 3.0522e-05 | 0.016137 | 0.0099551 | 0.0055226 | 3 | 4 | 0 | 0 | 39 | 1 | 0 | 0 | 0.788 | 32 | 0 | 0 | 2.0478e-05 | 5.3789e-06 | DMR | [16 empty] | 0.00053051 | 0.28047 | 0.17303 | 0.095987 | 0.00035593 | 9.3491e-05 | NO | NHDPlus
2020 | QUALAWASH HOLDINGS LLC - QUALA - GEISMAR TERMINAL 260 | 110000911309 | LA0098191 | GEISMAR | ASCENSION | LA |  | 30.233 | -91.0221 |  | 4789 | Transportation Services, Nec | 722310 | Food Service Contractors | NAICS/SIC Not Provided | NAICS/SIC Not Provided | Waste handling, treatment, and disposal - Remediation or Monitoring | 1 | 0.019372 | LA0098191 | Grand Goudine Bayou-New River | 080702040103 | Nothing reported to 2022 TRI |  |  |  | 2023 | 08070200000000 | NEW RIVER |  | 0.5 | 0.0011836 | NPDES | 0.5 | 0.77362 | 15209315 | New River | 2 | 5.894 | 9.44 | 9.716 | 8.45 | 8.863 | 5.079 | 3.128 | 1.304 | 1.254 | 1.824 | 5.224 | 16.641 | 8.312 | QE_08 | 1.254 | 3.066 | 1.6994 | 14.4108 | 5.5269 | 1.8915 | 3.066 | 30Q5 Flow | 5.5269 | HM Flow | 1.8915 | Plant Flow |  | 365 | 5.3073e-05 | 0.028059 | 0.01731 | 0.0096027 | 3 | 4 | 0 | 0 | 39 | 1 | 0 | 0 | 0.788 | 32 | 0 | 0 | 3.5608e-05 | 9.353e-06 | DMR | [16 empty] | 0.00092246 | 0.48769 | 0.30087 | 0.1669 | 0.0006189 | 0.00016256 | NO | NHDPlus
2021 | QUALAWASH HOLDINGS LLC - QUALA - GEISMAR TERMINAL 260 | 110000911309 | LA0098191 | GEISMAR | ASCENSION | LA |  | 30.233 | -91.0221 |  | 4789 | Transportation Services, Nec | 722310 | Food Service Contractors | NAICS/SIC Not Provided | NAICS/SIC Not Provided | Waste handling, treatment, and disposal - Remediation or Monitoring | 1 | 0.0034713 | LA0098191 | Grand Goudine Bayou-New River | 080702040103 | Nothing reported to 2022 TRI |  |  |  | 2023 | 08070200000000 | NEW RIVER |  | 0.5 | 0.0011836 | NPDES | 0.5 | 0.77362 | 15209315 | New River | 2 | 5.894 | 9.44 | 9.716 | 8.45 | 8.863 | 5.079 | 3.128 | 1.304 | 1.254 | 1.824 | 5.224 | 16.641 | 8.312 | QE_08 | 1.254 | 3.066 | 1.6994 | 14.4108 | 5.5269 | 1.8915 | 3.066 | 30Q5 Flow | 5.5269 | HM Flow | 1.8915 | Plant Flow |  | 365 | 9.5105e-06 | 0.0050281 | 0.0031019 | 0.0017208 | 3 | 4 | 0 | 0 | 39 | 1 | 0 | 0 | 0.788 | 32 | 0 | 0 | 6.3808e-06 | 1.676e-06 | DMR | [16 empty] | 0.0001653 | 0.087393 | 0.053914 | 0.029909 | 0.0001109 | 2.9131e-05 | NO | NHDPlus
2022 | QUALAWASH HOLDINGS LLC - QUALA - GEISMAR TERMINAL 260 | 110000911309 | LA0098191 | GEISMAR | ASCENSION | LA |  | 30.233 | -91.0221 |  | 4789 | Transportation Services, Nec | 722310 | Food Service Contractors | NAICS/SIC Not Provided | NAICS/SIC Not Provided | Waste handling, treatment, and disposal - Remediation or Monitoring | 1 | 0.00132 | LA0098191 | Grand Goudine Bayou-New River | 080702040103 | Nothing reported to 2022 TRI |  |  |  | 2023 | 08070200000000 | NEW RIVER |  | 0.5 | 0.0011836 | NPDES | 0.5 | 0.77362 | 15209315 | New River | 2 | 5.894 | 9.44 | 9.716 | 8.45 | 8.863 | 5.079 | 3.128 | 1.304 | 1.254 | 1.824 | 5.224 | 16.641 | 8.312 | QE_08 | 1.254 | 3.066 | 1.6994 | 14.4108 | 5.5269 | 1.8915 | 3.066 | 30Q5 Flow | 5.5269 | HM Flow | 1.8915 | Plant Flow |  | 365 | 3.6165e-06 | 0.001912 | 0.0011795 | 0.00065434 | 3 | 4 | 0 | 0 | 39 | 1 | 0 | 0 | 0.788 | 32 | 0 | 0 | 2.4264e-06 | 6.3732e-07 | DMR | [16 empty] | 6.2857e-05 | 0.033232 | 0.020501 | 0.011373 | 4.2172e-05 | 1.1077e-05 | NO | NHDPlus
2020 | AMCOL HEALTH & BEAUTY SOLUTIONS INC | 110000846602 | LA0108936 | LAFAYETTE | LAFAYETTE | LA |  | 30.2708 | -92.0373 |  | 2821 | Plastics Materials and Resins | 325211 | Plastics Material and Resin Manufacturing | IS22 | Plastic Material and Resin Manufacturing | Waste handling, treatment, and disposal - Remediation or Monitoring | 1 | 0.0026525 | LA0108936 | Francois Coulee-Vermilion River | 080801030105 | Nothing reported to 2022 TRI |  |  |  | 2023 | 08080100000000 | VERMILION RIVER |  | 0.5 | 0.051234 | NPDES | 0.5 | 0.77362 | 21898555 | Francois Coulee | 1 | 1.547 | 2.644 | 2.396 | 1.962 | 1.956 | 1.344 | 0.79 | 0.272 | 0.228 | 0.415 | 2.127 | 6.57 | 2.45 | QE_08 | 0.228 | 0.55746 | 0.29099 | 3.7824 | 1.1083 | 1.8915 | 1.8915 | Plant Flow | 1.8915 | Plant Flow | 1.8915 | Plant Flow |  | 365 | 7.2672e-06 | 0.0038421 | 0.0038421 | 0.0038421 | 3 | 4 | 0 | 0 | 39 | 1 | 0 | 0 | 0.788 | 32 | 0 | 0 | 4.8757e-06 | 1.2807e-06 | DMR | [16 empty] | 0.00012631 | 0.066779 | 0.066779 | 0.066779 | 8.4745e-05 | 2.226e-05 | NO | PlantFlow
2022 | AMCOL HEALTH & BEAUTY SOLUTIONS INC | 110000846602 | LA0108936 | LAFAYETTE | LAFAYETTE | LA |  | 30.2708 | -92.0373 |  | 2821 | Plastics Materials and Resins | 325211 | Plastics Material and Resin Manufacturing | IS22 | Plastic Material and Resin Manufacturing | Waste handling, treatment, and disposal - Remediation or Monitoring | 1 | 0.0095878 | LA0108936 | Francois Coulee-Vermilion River | 080801030105 | Nothing reported to 2022 TRI |  |  |  | 2023 | 08080100000000 | VERMILION RIVER |  | 0.5 | 0.051234 | NPDES | 0.5 | 0.77362 | 21898555 | Francois Coulee | 1 | 1.547 | 2.644 | 2.396 | 1.962 | 1.956 | 1.344 | 0.79 | 0.272 | 0.228 | 0.415 | 2.127 | 6.57 | 2.45 | QE_08 | 0.228 | 0.55746 | 0.29099 | 3.7824 | 1.1083 | 1.8915 | 1.8915 | Plant Flow | 1.8915 | Plant Flow | 1.8915 | Plant Flow |  | 365 | 2.6268e-05 | 0.013887 | 0.013887 | 0.013887 | 3 | 4 | 0 | 0 | 39 | 1 | 0 | 0 | 0.788 | 32 | 0 | 0 | 1.7624e-05 | 4.6292e-06 | DMR | [16 empty] | 0.00045656 | 0.24138 | 0.24138 | 0.24138 | 0.00030632 | 8.0459e-05 | NO | PlantFlow
2023 | AMCOL HEALTH & BEAUTY SOLUTIONS INC | 110000846602 | LA0108936 | LAFAYETTE | LAFAYETTE | LA |  | 30.2708 | -92.0373 |  | 2821 | Plastics Materials and Resins | 325211 | Plastics Material and Resin Manufacturing | IS22 | Plastic Material and Resin Manufacturing | Waste handling, treatment, and disposal - Remediation or Monitoring | 1 | 0.0040638 | LA0108936 | Francois Coulee-Vermilion River | 080801030105 | Nothing reported to 2022 TRI |  |  |  | 2023 | 08080100000000 | VERMILION RIVER |  | 0.5 | 0.051234 | NPDES | 0.5 | 0.77362 | 21898555 | Francois Coulee | 1 | 1.547 | 2.644 | 2.396 | 1.962 | 1.956 | 1.344 | 0.79 | 0.272 | 0.228 | 0.415 | 2.127 | 6.57 | 2.45 | QE_08 | 0.228 | 0.55746 | 0.29099 | 3.7824 | 1.1083 | 1.8915 | 1.8915 | Plant Flow | 1.8915 | Plant Flow | 1.8915 | Plant Flow |  | 365 | 1.1134e-05 | 0.0058862 | 0.0058862 | 0.0058862 | 3 | 4 | 0 | 0 | 39 | 1 | 0 | 0 | 0.788 | 32 | 0 | 0 | 7.4698e-06 | 1.9621e-06 | DMR | [16 empty] | 0.00019351 | 0.10231 | 0.10231 | 0.10231 | 0.00012983 | 3.4102e-05 | NO | PlantFlow
2019 | GREATER BATON ROUGE PORT COMMISSION - BARGE TERMINAL PROPERTY | 110012254363 | LA0115606 | BATON ROUGE | EAST BATON ROUGE | LA |  | 30.5638 | -91.2126 |  | 4491 | Marine Cargo Handling | 488320 | Marine Cargo Handling | IS46 | Wholesale and Retail Trade | Waste handling, treatment, and disposal - Remediation or Monitoring | 1 | 5.8632e-05 | LA0115606 | Devils Swamp-Bayou Baton Rouge | 080702010402 | Nothing reported to 2022 TRI |  |  |  | 2023 | 08070200000000 | MISSISSIPPI RIVER |  | 6.3e-05 | 0.00057767 | NPDES | 6.3e-05 | 9.7476e-05 | 19085395 |  | 2 | 53.017 | 91.913 | 92.9 | 78.801 | 82.66 | 50.099 | 30.589 | 15.778 | 15.89 | 17.836 | 27.228 | 77.117 | 70.965 | QE_07 | 15.778 | 38.577 | 23.3755 | 129.6259 | 66.3982 | 0.00023833 | 38.577 | 30Q5 Flow | 66.3982 | HM Flow | 23.3755 | 7Q10 Flow |  | 365 | 1.6064e-07 | 6.872e-06 | 4.1641e-06 | 2.4193e-06 | 3 | 4 | 0 | 0 | 39 | 1 | 0 | 0 | 0.788 | 32 | 0 | 0 | 8.7209e-09 | 2.2907e-09 | DMR | [16 empty] | 2.792e-06 | 0.00011944 | 7.2375e-05 | 4.205e-05 | 1.5158e-07 | 3.9814e-08 | NO | NHDPlus
2020 | GREATER BATON ROUGE PORT COMMISSION - BARGE TERMINAL PROPERTY | 110012254363 | LA0115606 | BATON ROUGE | EAST BATON ROUGE | LA |  | 30.5638 | -91.2126 |  | 4491 | Marine Cargo Handling | 488320 | Marine Cargo Handling | IS46 | Wholesale and Retail Trade | Waste handling, treatment, and disposal - Remediation or Monitoring | 1 | 0.00014784 | LA0115606 | Devils Swamp-Bayou Baton Rouge | 080702010402 | Nothing reported to 2022 TRI |  |  |  | 2023 | 08070200000000 | MISSISSIPPI RIVER |  | 6.3e-05 | 0.00057767 | NPDES | 6.3e-05 | 9.7476e-05 | 19085395 |  | 2 | 53.017 | 91.913 | 92.9 | 78.801 | 82.66 | 50.099 | 30.589 | 15.778 | 15.89 | 17.836 | 27.228 | 77.117 | 70.965 | QE_07 | 15.778 | 38.577 | 23.3755 | 129.6259 | 66.3982 | 0.00023833 | 38.577 | 30Q5 Flow | 66.3982 | HM Flow | 23.3755 | 7Q10 Flow |  | 365 | 4.0503e-07 | 1.7327e-05 | 1.0499e-05 | 6.1e-06 | 3 | 4 | 0 | 0 | 39 | 1 | 0 | 0 | 0.788 | 32 | 0 | 0 | 2.1989e-08 | 5.7757e-09 | DMR | [16 empty] | 7.0398e-06 | 0.00030116 | 0.00018249 | 0.00010602 | 3.8219e-07 | 1.0039e-07 | NO | NHDPlus
2021 | GREATER BATON ROUGE PORT COMMISSION - BARGE TERMINAL PROPERTY | 110012254363 | LA0115606 | BATON ROUGE | EAST BATON ROUGE | LA |  | 30.5638 | -91.2126 |  | 4491 | Marine Cargo Handling | 488320 | Marine Cargo Handling | IS46 | Wholesale and Retail Trade | Waste handling, treatment, and disposal - Remediation or Monitoring | 1 | 1.3898e-05 | LA0115606 | Devils Swamp-Bayou Baton Rouge | 080702010402 | Nothing reported to 2022 TRI |  |  |  | 2023 | 08070200000000 | MISSISSIPPI RIVER |  | 6.3e-05 | 0.00057767 | NPDES | 6.3e-05 | 9.7476e-05 | 19085395 |  | 2 | 53.017 | 91.913 | 92.9 | 78.801 | 82.66 | 50.099 | 30.589 | 15.778 | 15.89 | 17.836 | 27.228 | 77.117 | 70.965 | QE_07 | 15.778 | 38.577 | 23.3755 | 129.6259 | 66.3982 | 0.00023833 | 38.577 | 30Q5 Flow | 66.3982 | HM Flow | 23.3755 | 7Q10 Flow |  | 365 | 3.8076e-08 | 1.6289e-06 | 9.8702e-07 | 5.7345e-07 | 3 | 4 | 0 | 0 | 39 | 1 | 0 | 0 | 0.788 | 32 | 0 | 0 | 2.0671e-09 | 5.4296e-10 | DMR | [16 empty] | 6.618e-07 | 2.8312e-05 | 1.7155e-05 | 9.9671e-06 | 3.5929e-08 | 9.4372e-09 | NO | NHDPlus
2022 | GREATER BATON ROUGE PORT COMMISSION - BARGE TERMINAL PROPERTY | 110012254363 | LA0115606 | BATON ROUGE | EAST BATON ROUGE | LA |  | 30.5638 | -91.2126 |  | 4491 | Marine Cargo Handling | 488320 | Marine Cargo Handling | IS46 | Wholesale and Retail Trade | Waste handling, treatment, and disposal - Remediation or Monitoring | 1 | 6.3985e-06 | LA0115606 | Devils Swamp-Bayou Baton Rouge | 080702010402 | Nothing reported to 2022 TRI |  |  |  | 2023 | 08070200000000 | MISSISSIPPI RIVER |  | 6.3e-05 | 0.00057767 | NPDES | 6.3e-05 | 9.7476e-05 | 19085395 |  | 2 | 53.017 | 91.913 | 92.9 | 78.801 | 82.66 | 50.099 | 30.589 | 15.778 | 15.89 | 17.836 | 27.228 | 77.117 | 70.965 | QE_07 | 15.778 | 38.577 | 23.3755 | 129.6259 | 66.3982 | 0.00023833 | 38.577 | 30Q5 Flow | 66.3982 | HM Flow | 23.3755 | 7Q10 Flow |  | 365 | 1.753e-08 | 7.4994e-07 | 4.5442e-07 | 2.6402e-07 | 3 | 4 | 0 | 0 | 39 | 1 | 0 | 0 | 0.788 | 32 | 0 | 0 | 9.517e-10 | 2.4998e-10 | DMR | [16 empty] | 3.0469e-07 | 1.3035e-05 | 7.8983e-06 | 4.5889e-06 | 1.6542e-08 | 4.3449e-09 | NO | NHDPlus
2023 | GREATER BATON ROUGE PORT COMMISSION - BARGE TERMINAL PROPERTY | 110012254363 | LA0115606 | BATON ROUGE | EAST BATON ROUGE | LA |  | 30.5638 | -91.2126 |  | 4491 | Marine Cargo Handling | 488320 | Marine Cargo Handling | IS46 | Wholesale and Retail Trade | Waste handling, treatment, and disposal - Remediation or Monitoring | 1 | 0.00043461 | LA0115606 | Devils Swamp-Bayou Baton Rouge | 080702010402 | Nothing reported to 2022 TRI |  |  |  | 2023 | 08070200000000 | MISSISSIPPI RIVER |  | 6.3e-05 | 0.00057767 | NPDES | 6.3e-05 | 9.7476e-05 | 19085395 |  | 2 | 53.017 | 91.913 | 92.9 | 78.801 | 82.66 | 50.099 | 30.589 | 15.778 | 15.89 | 17.836 | 27.228 | 77.117 | 70.965 | QE_07 | 15.778 | 38.577 | 23.3755 | 129.6259 | 66.3982 | 0.00023833 | 38.577 | 30Q5 Flow | 66.3982 | HM Flow | 23.3755 | 7Q10 Flow |  | 365 | 1.1907e-06 | 5.0939e-05 | 3.0866e-05 | 1.7933e-05 | 3 | 4 | 0 | 0 | 39 | 1 | 0 | 0 | 0.788 | 32 | 0 | 0 | 6.4643e-08 | 1.698e-08 | DMR | [16 empty] | 2.0696e-05 | 0.00088536 | 0.00053648 | 0.00031169 | 1.1236e-06 | 2.9512e-07 | NO | NHDPlus
2019 | KINDER MORGAN SEVEN OAKS TERMINAL | 110000834688 | LA0124583 | WESTWEGO | JEFFERSON PARISH | LA |  | 29.9246 | -90.1453 |  | 4226 | Special Warehousing and Storage, Nec | 493190 | Other Warehousing and Storage | IS46 | Wholesale and Retail Trade | Waste handling, treatment, and disposal - Remediation or Monitoring | 1 | 0.25074 | LA0124583 | Westwego-Main Canal | 080903010307 | Nothing reported to 2022 TRI |  |  |  | 2023 | 08090100000000 |  |  |  | 0.01235 | NPDES | 0.01235 | 0.019108 | 22795715 | Mississippi River | 10 | 539541.86 | 653609.688 | 682231.197 | 812107.037 | 865334.427 | 704763.175 | 532565.949 | 487183.803 | 376281.158 | 297283.605 | 283373.967 | 371520.464 | 626222.097 | QE_10 | 283373.967 | 692845.8851 | 592679.7124 | 1319173.252 | 1408629.737 | 0.04672 | 692845.8851 | 30Q5 Flow | 1408629.737 | HM Flow | 592679.7124 | 7Q10 Flow |  | 365 | 0.00068696 | 1.1591e-06 | 9.9151e-07 | 4.8768e-07 | 3 | 4 | 0 | 0 | 39 | 1 | 0 | 0 | 0.788 | 32 | 0 | 0 | 1.4709e-09 | 3.8636e-10 | DMR | [16 empty] | 0.01194 | 2.0146e-05 | 1.7233e-05 | 8.4764e-06 | 2.5566e-08 | 6.7153e-09 | NO | NHDPlus
2020 | KINDER MORGAN SEVEN OAKS TERMINAL | 110000834688 | LA0124583 | WESTWEGO | JEFFERSON PARISH | LA |  | 29.9246 | -90.1453 |  | 4226 | Special Warehousing and Storage, Nec | 493190 | Other Warehousing and Storage | IS46 | Wholesale and Retail Trade | Waste handling, treatment, and disposal - Remediation or Monitoring | 1 | 0.31542 | LA0124583 | Westwego-Main Canal | 080903010307 | Uncertain, possibly a remediation site |  |  |  | 2023 | 08090100000000 |  |  |  | 0.01235 | NPDES | 0.01235 | 0.019108 | 22795715 | Mississippi River | 10 | 539541.86 | 653609.688 | 682231.197 | 812107.037 | 865334.427 | 704763.175 | 532565.949 | 487183.803 | 376281.158 | 297283.605 | 283373.967 | 371520.464 | 626222.097 | QE_10 | 283373.967 | 692845.8851 | 592679.7124 | 1319173.252 | 1408629.737 | 0.04672 | 692845.8851 | 30Q5 Flow | 1408629.737 | HM Flow | 592679.7124 | 7Q10 Flow |  | 365 | 0.00086418 | 1.4581e-06 | 1.2473e-06 | 6.1349e-07 | 3 | 4 | 0 | 0 | 39 | 1 | 0 | 0 | 0.788 | 32 | 0 | 0 | 1.8504e-09 | 4.8603e-10 | DMR | [16 empty] | 0.01502 | 2.5343e-05 | 2.1679e-05 | 1.0663e-05 | 3.2161e-08 | 8.4476e-09 | NO | NHDPlus
2021 | KINDER MORGAN SEVEN OAKS TERMINAL | 110000834688 | LA0124583 | WESTWEGO | JEFFERSON PARISH | LA |  | 29.9246 | -90.1453 |  | 4226 | Special Warehousing and Storage, Nec | 493190 | Other Warehousing and Storage | IS46 | Wholesale and Retail Trade | Waste handling, treatment, and disposal - Remediation or Monitoring | 1 | 0.37187 | LA0124583 | Westwego-Main Canal | 080903010307 | Uncertain, possibly a remediation site |  |  |  | 2023 | 08090100000000 |  |  |  | 0.01235 | NPDES | 0.01235 | 0.019108 | 22795715 | Mississippi River | 10 | 539541.86 | 653609.688 | 682231.197 | 812107.037 | 865334.427 | 704763.175 | 532565.949 | 487183.803 | 376281.158 | 297283.605 | 283373.967 | 371520.464 | 626222.097 | QE_10 | 283373.967 | 692845.8851 | 592679.7124 | 1319173.252 | 1408629.737 | 0.04672 | 692845.8851 | 30Q5 Flow | 1408629.737 | HM Flow | 592679.7124 | 7Q10 Flow |  | 365 | 0.0010188 | 1.719e-06 | 1.4705e-06 | 7.2327e-07 | 3 | 4 | 0 | 0 | 39 | 1 | 0 | 0 | 0.788 | 32 | 0 | 0 | 2.1815e-09 | 5.7301e-10 | DMR | [16 empty] | 0.017708 | 2.9878e-05 | 2.5559e-05 | 1.2571e-05 | 3.7916e-08 | 9.9594e-09 | NO | NHDPlus
2022 | KINDER MORGAN SEVEN OAKS TERMINAL | 110000834688 | LA0124583 | WESTWEGO | JEFFERSON PARISH | LA |  | 29.9246 | -90.1453 |  | 4226 | Special Warehousing and Storage, Nec | 493190 | Other Warehousing and Storage | IS46 | Wholesale and Retail Trade | Waste handling, treatment, and disposal - Remediation or Monitoring | 1 | 0.195 | LA0124583 | Westwego-Main Canal | 080903010307 | Nothing reported to 2022 TRI |  |  |  | 2023 | 08090100000000 |  |  |  | 0.01235 | NPDES | 0.01235 | 0.019108 | 22795715 | Mississippi River | 10 | 539541.86 | 653609.688 | 682231.197 | 812107.037 | 865334.427 | 704763.175 | 532565.949 | 487183.803 | 376281.158 | 297283.605 | 283373.967 | 371520.464 | 626222.097 | QE_10 | 283373.967 | 692845.8851 | 592679.7124 | 1319173.252 | 1408629.737 | 0.04672 | 692845.8851 | 30Q5 Flow | 1408629.737 | HM Flow | 592679.7124 | 7Q10 Flow |  | 365 | 0.00053423 | 9.0139e-07 | 7.7107e-07 | 3.7926e-07 | 3 | 4 | 0 | 0 | 39 | 1 | 0 | 0 | 0.788 | 32 | 0 | 0 | 1.1439e-09 | 3.0046e-10 | DMR | [16 empty] | 0.0092855 | 1.5667e-05 | 1.3402e-05 | 6.5919e-06 | 1.9882e-08 | 5.2223e-09 | NO | NHDPlus
2023 | KINDER MORGAN SEVEN OAKS TERMINAL | 110000834688 | LA0124583 | WESTWEGO | JEFFERSON PARISH | LA |  | 29.9246 | -90.1453 |  | 4226 | Special Warehousing and Storage, Nec | 493190 | Other Warehousing and Storage | IS46 | Wholesale and Retail Trade | Waste handling, treatment, and disposal - Remediation or Monitoring | 1 | 0.017405 | LA0124583 | Westwego-Main Canal | 080903010307 | Nothing reported to 2022 TRI |  |  |  | 2023 | 08090100000000 |  |  |  | 0.01235 | NPDES | 0.01235 | 0.019108 | 22795715 | Mississippi River | 10 | 539541.86 | 653609.688 | 682231.197 | 812107.037 | 865334.427 | 704763.175 | 532565.949 | 487183.803 | 376281.158 | 297283.605 | 283373.967 | 371520.464 | 626222.097 | QE_10 | 283373.967 | 692845.8851 | 592679.7124 | 1319173.252 | 1408629.737 | 0.04672 | 692845.8851 | 30Q5 Flow | 1408629.737 | HM Flow | 592679.7124 | 7Q10 Flow |  | 365 | 4.7685e-05 | 8.0457e-08 | 6.8826e-08 | 3.3852e-08 | 3 | 4 | 0 | 0 | 39 | 1 | 0 | 0 | 0.788 | 32 | 0 | 0 | 1.021e-10 | 2.6819e-11 | DMR | [16 empty] | 0.00082882 | 1.3984e-06 | 1.1963e-06 | 5.8839e-07 | 1.7747e-09 | 4.6614e-10 | NO | NHDPlus
2019 | BIO-LAB, INC., A CHEMTURA COMPANY | 110064611969 | LA0125041 | WESTLAKE | CALCASIEU | LA |  | 30.2377 | -93.2587 |  | 2819 | Industrial Inorganic Chemicals, Nec | 331313 | Alumina Refining and Primary Aluminum Production | IS38 | Primary Metal Manufacturing | Waste handling, treatment, and disposal - Remediation or Monitoring | 1 | 2.5904 | LA0125041 | Bayou Verdine-Calcasieu River | 080802060302 | 2022 TRI only contains 1 chemical Chlorine |  |  |  | 2023 | 08080210000000 |  |  |  | 9.2203 | NPDES | 9.2203 | 14.2659 | 3710376 |  | 1 | 11.947 | 21.874 | 18.379 | 14.122 | 11.906 | 11.329 | 8.397 | 3.526 | 2.9 | 5.095 | 14.387 | 31.71 | 18.298 | QE_08 | 2.9 | 7.0905 | 4.0477 | 29.2103 | 12.4645 | 34.88 | 34.88 | Plant Flow | 34.88 | Plant Flow | 34.88 | Plant Flow |  | 365 | 0.0070969 | 0.20347 | 0.20347 | 0.20347 | 3 | 4 | 0 | 0 | 39 | 1 | 0 | 0 | 0.788 | 32 | 0 | 0 | 0.00025821 | 6.7822e-05 | DMR | [16 empty] | 0.12335 | 3.5364 | 3.5364 | 3.5364 | 0.0044879 | 0.0011788 | NO | PlantFlow
2019 | LOTTE CHEMICAL LOUISIANA LLC | 110070208769 | LA0127268 | WESTLAKE | CALCASIEU | LA |  | 30.2142 | -93.3086 |  | 2869 | Industrial Organic Chemicals, Nec | 325998 | All Other Miscellaneous Chemical Product and Preparation Manufacturing | IS34 | All Other Chemical Product and Preparation Manufacturing | Waste handling, treatment, and disposal - Remediation or Monitoring | 1 | 4.8884 | LA0127268 | Maple Fork-Bayou D'Inde | 080802060301 | 2022 TRI reports chloroethane as chemical processing aid and inhibitor; chloroform as ancillary and other |  |  |  | 2023 | 08080210000000 |  |  |  | 2.5678 | NPDES | 2.5678 | 3.973 | 3710242 | Bayou d'Inde | 2 | 44.476 | 83.144 | 69.559 | 52.99 | 43.535 | 42.23 | 33 | 16.276 | 13.028 | 20.64 | 48.478 | 86.604 | 67.576 | QE_08 | 13.028 | 31.8533 | 19.1716 | 108.7433 | 54.7701 | 9.714 | 31.8533 | 30Q5 Flow | 54.7701 | HM Flow | 19.1716 | 7Q10 Flow |  | 365 | 0.013393 | 0.69859 | 0.42046 | 0.24453 | 3 | 4 | 0 | 0 | 39 | 1 | 0 | 0 | 0.788 | 32 | 0 | 0 | 0.00088653 | 0.00023286 | DMR | [16 empty] | 0.23278 | 12.1421 | 7.308 | 4.2502 | 0.015409 | 0.0040474 | NO | NHDPlus
2019 | TEXAS INSTRUMENTS, INC. | 110064621805 | MA0001791 | ATTLEBORO | BRISTOL | MA |  | 41.9526 | -71.2697 |  | 3356 | Nonferrous Rolling and Drawing, Nec | 331491 | Nonferrous Metal (except Copper and Aluminum) Rolling, Drawing, and Extruding | IS38 | Primary Metal Manufacturing | Waste handling, treatment, and disposal - Remediation or Monitoring | 1 | 0.10537 | MA0001791 | Ten Mile River | 010900040401 | Rememediation site that Texas Instruments is still responsible for following their uranium operations that ceased in 1981 |  |  |  | 2023 | 01090000000000 | SPEEDWAY/TENMILE;COOPERS PD -BROOK, |  |  | 0.12022 | NPDES | 0.12022 | 0.18601 | 6129511 |  | 2 | 12.957 | 26.513 | 44.256 | 191.492 | 47.636 | 12.317 | 6.921 | 3.285 | 2.957 | 2.583 | 5.569 | 11.995 | 24.735 | QE_09 | 2.583 | 6.3154 | 3.5906 | 31.6797 | 12.1233 | 0.45479 | 6.3154 | 30Q5 Flow | 12.1233 | HM Flow | 3.5906 | 7Q10 Flow |  | 365 | 0.00028869 | 0.080401 | 0.045712 | 0.023813 | 3 | 4 | 0 | 0 | 39 | 1 | 0 | 0 | 0.788 | 32 | 0 | 0 | 0.00010203 | 2.68e-05 | DMR | [16 empty] | 0.0050177 | 1.3974 | 0.79451 | 0.41389 | 0.0017734 | 0.00046581 | NO | NHDPlus
2020 | TEXAS INSTRUMENTS, INC. | 110064621805 | MA0001791 | ATTLEBORO | BRISTOL | MA |  | 41.9526 | -71.2697 |  | 3356 | Nonferrous Rolling and Drawing, Nec | 331491 | Nonferrous Metal (except Copper and Aluminum) Rolling, Drawing, and Extruding | IS38 | Primary Metal Manufacturing | Waste handling, treatment, and disposal - Remediation or Monitoring | 1 | 0.095465 | MA0001791 | Ten Mile River | 010900040401 | Rememediation site that Texas Instruments is still responsible for following their uranium operations that ceased in 1981 |  |  |  | 2023 | 01090000000000 | SPEEDWAY/TENMILE;COOPERS PD -BROOK, |  |  | 0.12022 | NPDES | 0.12022 | 0.18601 | 6129511 |  | 2 | 12.957 | 26.513 | 44.256 | 191.492 | 47.636 | 12.317 | 6.921 | 3.285 | 2.957 | 2.583 | 5.569 | 11.995 | 24.735 | QE_09 | 2.583 | 6.3154 | 3.5906 | 31.6797 | 12.1233 | 0.45479 | 6.3154 | 30Q5 Flow | 12.1233 | HM Flow | 3.5906 | 7Q10 Flow |  | 365 | 0.00026155 | 0.072842 | 0.041414 | 0.021574 | 3 | 4 | 0 | 0 | 39 | 1 | 0 | 0 | 0.788 | 32 | 0 | 0 | 9.2439e-05 | 2.4281e-05 | DMR | [16 empty] | 0.0045459 | 1.2661 | 0.71982 | 0.37498 | 0.0016067 | 0.00042202 | NO | NHDPlus
2021 | TEXAS INSTRUMENTS, INC. | 110064621805 | MA0001791 | ATTLEBORO | BRISTOL | MA |  | 41.9526 | -71.2697 |  | 3356 | Nonferrous Rolling and Drawing, Nec | 331491 | Nonferrous Metal (except Copper and Aluminum) Rolling, Drawing, and Extruding | IS38 | Primary Metal Manufacturing | Waste handling, treatment, and disposal - Remediation or Monitoring | 1 | 0.11128 | MA0001791 | Ten Mile River | 010900040401 | Rememediation site that Texas Instruments is still responsible for following their uranium operations that ceased in 1981 |  |  |  | 2023 | 01090000000000 | SPEEDWAY/TENMILE;COOPERS PD -BROOK, |  |  | 0.12022 | NPDES | 0.12022 | 0.18601 | 6129511 |  | 2 | 12.957 | 26.513 | 44.256 | 191.492 | 47.636 | 12.317 | 6.921 | 3.285 | 2.957 | 2.583 | 5.569 | 11.995 | 24.735 | QE_09 | 2.583 | 6.3154 | 3.5906 | 31.6797 | 12.1233 | 0.45479 | 6.3154 | 30Q5 Flow | 12.1233 | HM Flow | 3.5906 | 7Q10 Flow |  | 365 | 0.00030488 | 0.08491 | 0.048275 | 0.025148 | 3 | 4 | 0 | 0 | 39 | 1 | 0 | 0 | 0.788 | 32 | 0 | 0 | 0.00010775 | 2.8303e-05 | DMR | [16 empty] | 0.0052991 | 1.4758 | 0.83907 | 0.4371 | 0.0018729 | 0.00049194 | NO | NHDPlus
2022 | TEXAS INSTRUMENTS, INC. | 110064621805 | MA0001791 | ATTLEBORO | BRISTOL | MA |  | 41.9526 | -71.2697 |  | 3356 | Nonferrous Rolling and Drawing, Nec | 331491 | Nonferrous Metal (except Copper and Aluminum) Rolling, Drawing, and Extruding | IS38 | Primary Metal Manufacturing | Waste handling, treatment, and disposal - Remediation or Monitoring | 1 | 0.095242 | MA0001791 | Ten Mile River | 010900040401 | Rememediation site that Texas Instruments is still responsible for following their uranium operations that ceased in 1981 |  |  |  | 2023 | 01090000000000 | SPEEDWAY/TENMILE;COOPERS PD -BROOK, |  |  | 0.12022 | NPDES | 0.12022 | 0.18601 | 6129511 |  | 2 | 12.957 | 26.513 | 44.256 | 191.492 | 47.636 | 12.317 | 6.921 | 3.285 | 2.957 | 2.583 | 5.569 | 11.995 | 24.735 | QE_09 | 2.583 | 6.3154 | 3.5906 | 31.6797 | 12.1233 | 0.45479 | 6.3154 | 30Q5 Flow | 12.1233 | HM Flow | 3.5906 | 7Q10 Flow |  | 365 | 0.00026094 | 0.072672 | 0.041318 | 0.021524 | 3 | 4 | 0 | 0 | 39 | 1 | 0 | 0 | 0.788 | 32 | 0 | 0 | 9.2224e-05 | 2.4224e-05 | DMR | [16 empty] | 0.0045354 | 1.2631 | 0.71814 | 0.3741 | 0.0016029 | 0.00042104 | NO | NHDPlus
2023 | TEXAS INSTRUMENTS, INC. | 110064621805 | MA0001791 | ATTLEBORO | BRISTOL | MA |  | 41.9526 | -71.2697 |  | 3356 | Nonferrous Rolling and Drawing, Nec | 331491 | Nonferrous Metal (except Copper and Aluminum) Rolling, Drawing, and Extruding | IS38 | Primary Metal Manufacturing | Waste handling, treatment, and disposal - Remediation or Monitoring | 1 | 0.11421 | MA0001791 | Ten Mile River | 010900040401 | Rememediation site that Texas Instruments is still responsible for following their uranium operations that ceased in 1981 |  |  |  | 2023 | 01090000000000 | SPEEDWAY/TENMILE;COOPERS PD -BROOK, |  |  | 0.12022 | NPDES | 0.12022 | 0.18601 | 6129511 |  | 2 | 12.957 | 26.513 | 44.256 | 191.492 | 47.636 | 12.317 | 6.921 | 3.285 | 2.957 | 2.583 | 5.569 | 11.995 | 24.735 | QE_09 | 2.583 | 6.3154 | 3.5906 | 31.6797 | 12.1233 | 0.45479 | 6.3154 | 30Q5 Flow | 12.1233 | HM Flow | 3.5906 | 7Q10 Flow |  | 365 | 0.00031292 | 0.087148 | 0.049548 | 0.025811 | 3 | 4 | 0 | 0 | 39 | 1 | 0 | 0 | 0.788 | 32 | 0 | 0 | 0.00011059 | 2.9049e-05 | DMR | [16 empty] | 0.0054388 | 1.5147 | 0.86119 | 0.44862 | 0.0019222 | 0.00050491 | NO | NHDPlus
2023 | 115KV UNDERGROUND TRANSMISSION LINE - ANDREW SQUARE TO DEWAR STREET | 110071445083 | MAG912023 | BOSTON | SUFFOLK COUNTY | MA |  | 42.3132 | -71.0461 |  | 4959 | Sanitary Services, Nec | 562998 | All Other Miscellaneous Waste Management Services | IS47 | Services | Waste handling, treatment, and disposal - Remediation or Monitoring | 1 | 0.0046591 | MAG912023 | Charles River-Frontal Boston Harbor | 010900010704 | Uncertain, possibly a remediation site | [36 empty] | Permit Lookup Failed |  |  |  | Permit Lookup Failed | EffluentConc | 365 | 1.2765e-05 | 0.83 | 0.83 | 0.83 | 3 | 4 | 0 | 0 | 39 | 1 | 0 | 0 | 0.788 | 32 | 0 | 0 | 0.0010533 | 0.00027667 | DMR | [16 empty] | 0.00022186 | 0.83 |  |  | 0.0010533 | 0.00027667 | NO | Effluent
2023 | CUSHING VILLAGE | 110071514272 | MAG912067 | BELMONT | MIDDLESEX COUNTY | MA |  | 42.3805 | -71.175 |  | 4959 | Sanitary Services, Nec | 562998 | All Other Miscellaneous Waste Management Services | IS47 | Services | Waste handling, treatment, and disposal - POTW | 1 | 0.032979 | MAG912067 | Mystic River-Frontal Boston Harbor | 010900010502 | NAICS/SIC indication | [36 empty] | Permit Lookup Failed |  |  |  | Permit Lookup Failed | EffluentConc | 365 | 9.0355e-05 | 1 | 1 | 1 | 3 | 4 | 0 | 0 | 39 | 1 | 0 | 0 | 0.788 | 32 | 0 | 0 | 0.001269 | 0.00033333 | DMR | [16 empty] | 0.0015705 | 1 |  |  | 0.001269 | 0.00033333 | NO | Effluent
2020 | HERITAGE AT SILVER SPRING TITLEHOLDER, LLC | 110037096674 | MD0071790 | SILVER SPRING | MONTGOMERY | MD |  | 38.9873 | -77.0267 |  | 1522 | Residential Construction, Nec | 236220 | Commercial and Institutional Building Construction | IS5 | Construction | Waste handling, treatment, and disposal - Remediation or Monitoring | 1 | 0.027312 | MD0071790 | Lower Rock Creek | 020700100102 | Sic/Naics does not indicate usage of chemicals |  |  |  | 2023 | 02070010000000 | ROCK CREEK |  |  | 0.052993 | NPDES | 0.052993 | 0.081992 | 22338431 | Rock Creek | 3 | 78.589 | 90.116 | 95.993 | 107.155 | 96.414 | 93.11 | 78.369 | 60.663 | 53.419 | 69.602 | 54.528 | 65.919 | 79.26 | QE_08 | 53.419 | 130.6088 | 82.6129 | 192.1491 | 160.5716 | 0.20047 | 130.6088 | 30Q5 Flow | 160.5716 | HM Flow | 82.6129 | 7Q10 Flow |  | 365 | 7.4827e-05 | 0.00090576 | 0.00057291 | 0.00046601 | 3 | 4 | 0 | 0 | 39 | 1 | 0 | 0 | 0.788 | 32 | 0 | 0 | 1.1494e-06 | 3.0192e-07 | DMR | [16 empty] | 0.0013006 | 0.015743 | 0.0099577 | 0.0080996 | 1.9978e-05 | 5.2476e-06 | NO | NHDPlus
2021 | HERITAGE AT SILVER SPRING TITLEHOLDER, LLC | 110037096674 | MD0071790 | SILVER SPRING | MONTGOMERY | MD |  | 38.9873 | -77.0267 |  | 1522 | Residential Construction, Nec | 236220 | Commercial and Institutional Building Construction | IS5 | Construction | Waste handling, treatment, and disposal - Remediation or Monitoring | 1 | 0.069468 | MD0071790 | Lower Rock Creek | 020700100102 | Sic/Naics does not indicate usage of chemicals |  |  |  | 2023 | 02070010000000 | ROCK CREEK |  |  | 0.052993 | NPDES | 0.052993 | 0.081992 | 22338431 | Rock Creek | 3 | 78.589 | 90.116 | 95.993 | 107.155 | 96.414 | 93.11 | 78.369 | 60.663 | 53.419 | 69.602 | 54.528 | 65.919 | 79.26 | QE_08 | 53.419 | 130.6088 | 82.6129 | 192.1491 | 160.5716 | 0.20047 | 130.6088 | 30Q5 Flow | 160.5716 | HM Flow | 82.6129 | 7Q10 Flow |  | 365 | 0.00019032 | 0.0023038 | 0.0014572 | 0.0011853 | 3 | 4 | 0 | 0 | 39 | 1 | 0 | 0 | 0.788 | 32 | 0 | 0 | 2.9236e-06 | 7.6794e-07 | DMR | [16 empty] | 0.003308 | 0.040042 | 0.025328 | 0.020602 | 5.0815e-05 | 1.3347e-05 | NO | NHDPlus
2019 | RILLS BUS SERVICE | 110041245015 | MDGVW3674 | WESTMINSTER | CARROLL | MD |  | 39.5674 | -76.9204 | [5 empty] | NAICS/SIC Not Provided | NAICS/SIC Not Provided | Waste handling, treatment, and disposal - Remediation or Monitoring | 1 | 0.00069422 | MDGVW3674 | Headwaters North Branch Patapsco River | 020600030802 | Nothing reported to 2022 TRI |  |  |  | 2023 | 02060000000000 |  |  |  | 0.000297 | NPDES | 0.000297 | 0.00045953 | 11687294 | West Branch North Branch Patapsco River | 2 | 22.086 | 54.883 | 87.96 | 82.826 | 32.335 | 23.955 | 18.135 | 10.771 | 8.323 | 10.458 | 9.792 | 20.117 | 33.554 | QE_08 | 8.323 | 20.3496 | 12.0562 | 54 | 30.4472 | 0.0011235 | 20.3496 | 30Q5 Flow | 30.4472 | HM Flow | 12.0562 | 7Q10 Flow |  | 365 | 1.902e-06 | 0.00015776 | 9.3464e-05 | 6.2467e-05 | 3 | 4 | 0 | 0 | 39 | 1 | 0 | 0 | 0.788 | 32 | 0 | 0 | 2.002e-07 | 5.2586e-08 | DMR | [16 empty] | 3.3058e-05 | 0.002742 | 0.0016245 | 0.0010857 | 3.4797e-06 | 9.1399e-07 | NO | NHDPlus
2020 | RILLS BUS SERVICE | 110041245015 | MDGVW3674 | WESTMINSTER | CARROLL | MD |  | 39.5674 | -76.9204 | [5 empty] | NAICS/SIC Not Provided | NAICS/SIC Not Provided | Waste handling, treatment, and disposal - Remediation or Monitoring | 1 | 0.00075639 | MDGVW3674 | Headwaters North Branch Patapsco River | 020600030802 | Nothing reported to 2022 TRI |  |  |  | 2023 | 02060000000000 |  |  |  | 0.000297 | NPDES | 0.000297 | 0.00045953 | 11687294 | West Branch North Branch Patapsco River | 2 | 22.086 | 54.883 | 87.96 | 82.826 | 32.335 | 23.955 | 18.135 | 10.771 | 8.323 | 10.458 | 9.792 | 20.117 | 33.554 | QE_08 | 8.323 | 20.3496 | 12.0562 | 54 | 30.4472 | 0.0011235 | 20.3496 | 30Q5 Flow | 30.4472 | HM Flow | 12.0562 | 7Q10 Flow |  | 365 | 2.0723e-06 | 0.00017189 | 0.00010183 | 6.8062e-05 | 3 | 4 | 0 | 0 | 39 | 1 | 0 | 0 | 0.788 | 32 | 0 | 0 | 2.1813e-07 | 5.7295e-08 | DMR | [16 empty] | 3.6018e-05 | 0.0029875 | 0.00177 | 0.001183 | 3.7913e-06 | 9.9584e-07 | NO | NHDPlus
2021 | RILLS BUS SERVICE | 110041245015 | MDGVW3674 | WESTMINSTER | CARROLL | MD |  | 39.5674 | -76.9204 | [5 empty] | NAICS/SIC Not Provided | NAICS/SIC Not Provided | Waste handling, treatment, and disposal - Remediation or Monitoring | 1 | 0.00073912 | MDGVW3674 | Headwaters North Branch Patapsco River | 020600030802 | Nothing reported to 2022 TRI |  |  |  | 2023 | 02060000000000 |  |  |  | 0.000297 | NPDES | 0.000297 | 0.00045953 | 11687294 | West Branch North Branch Patapsco River | 2 | 22.086 | 54.883 | 87.96 | 82.826 | 32.335 | 23.955 | 18.135 | 10.771 | 8.323 | 10.458 | 9.792 | 20.117 | 33.554 | QE_08 | 8.323 | 20.3496 | 12.0562 | 54 | 30.4472 | 0.0011235 | 20.3496 | 30Q5 Flow | 30.4472 | HM Flow | 12.0562 | 7Q10 Flow |  | 365 | 2.025e-06 | 0.00016796 | 9.9509e-05 | 6.6508e-05 | 3 | 4 | 0 | 0 | 39 | 1 | 0 | 0 | 0.788 | 32 | 0 | 0 | 2.1315e-07 | 5.5987e-08 | DMR | [16 empty] | 3.5196e-05 | 0.0029193 | 0.0017296 | 0.001156 | 3.7047e-06 | 9.7311e-07 | NO | NHDPlus
2022 | RILLS BUS SERVICE | 110041245015 | MDGVW3674 | WESTMINSTER | CARROLL | MD |  | 39.5674 | -76.9204 | [5 empty] | NAICS/SIC Not Provided | NAICS/SIC Not Provided | Waste handling, treatment, and disposal - Remediation or Monitoring | 1 | 0.0010603 | MDGVW3674 | Headwaters North Branch Patapsco River | 020600030802 | Nothing reported to 2022 TRI |  |  |  | 2023 | 02060000000000 |  |  |  | 0.000297 | NPDES | 0.000297 | 0.00045953 | 11687294 | West Branch North Branch Patapsco River | 2 | 22.086 | 54.883 | 87.96 | 82.826 | 32.335 | 23.955 | 18.135 | 10.771 | 8.323 | 10.458 | 9.792 | 20.117 | 33.554 | QE_08 | 8.323 | 20.3496 | 12.0562 | 54 | 30.4472 | 0.0011235 | 20.3496 | 30Q5 Flow | 30.4472 | HM Flow | 12.0562 | 7Q10 Flow |  | 365 | 2.905e-06 | 0.00024095 | 0.00014275 | 9.541e-05 | 3 | 4 | 0 | 0 | 39 | 1 | 0 | 0 | 0.788 | 32 | 0 | 0 | 3.0578e-07 | 8.0318e-08 | DMR | [16 empty] | 5.0491e-05 | 0.004188 | 0.0024812 | 0.0016583 | 5.3147e-06 | 1.396e-06 | NO | NHDPlus
2023 | RILLS BUS SERVICE | 110041245015 | MDGVW3674 | WESTMINSTER | CARROLL | MD |  | 39.5674 | -76.9204 | [5 empty] | NAICS/SIC Not Provided | NAICS/SIC Not Provided | Waste handling, treatment, and disposal - Remediation or Monitoring | 1 | 0.0010258 | MDGVW3674 | Headwaters North Branch Patapsco River | 020600030802 | Nothing reported to 2022 TRI |  |  |  | 2023 | 02060000000000 |  |  |  | 0.000297 | NPDES | 0.000297 | 0.00045953 | 11687294 | West Branch North Branch Patapsco River | 2 | 22.086 | 54.883 | 87.96 | 82.826 | 32.335 | 23.955 | 18.135 | 10.771 | 8.323 | 10.458 | 9.792 | 20.117 | 33.554 | QE_08 | 8.323 | 20.3496 | 12.0562 | 54 | 30.4472 | 0.0011235 | 20.3496 | 30Q5 Flow | 30.4472 | HM Flow | 12.0562 | 7Q10 Flow |  | 365 | 2.8104e-06 | 0.0002331 | 0.0001381 | 9.2303e-05 | 3 | 4 | 0 | 0 | 39 | 1 | 0 | 0 | 0.788 | 32 | 0 | 0 | 2.9582e-07 | 7.7702e-08 | DMR | [16 empty] | 4.8847e-05 | 0.0040516 | 0.0024004 | 0.0016043 | 5.1416e-06 | 1.3505e-06 | NO | NHDPlus
2019 | HOLTRACHEM MANUFACTURING CO | 110000314598 | ME0000639 | ORRINGTON | PENOBSCOT | ME |  | 44.74 | -68.8247 |  | 2812 | Alkalies and Chlorine | 325180 | Other Basic Inorganic Chemical Manufacturing | IS19 | All Other Basic Inorganic Chemical Manufacturing | Waste handling, treatment, and disposal - Remediation or Monitoring | 1 | 0.015466 | ME0000639 | Cove Brook-Penobscot River | 010200051007 | Nothing reported to 2022 TRI |  |  |  | 2023 | 01020010000000 | PENOBSCOT RIVER, TIDEWATER | 0.25 |  | 0.035203 | NPDES | 0.035203 | 0.054466 | 1736956 | Penobscot River | 7 | 14383.466 | 10363.905 | 10443.59 | 13766.304 | 41866.513 | 24433.656 | 13639.135 | 8855.457 | 7717.899 | 7939.819 | 11415.234 | 16050.994 | 14393.251 | QE_08 | 7717.899 | 18870.1687 | 14219.2307 | 35167.3985 | 32360.0625 | 0.13317 | 18870.1687 | 30Q5 Flow | 32360.0625 | HM Flow | 14219.2307 | 7Q10 Flow |  | 365 | 4.2371e-05 | 2.9799e-06 | 2.2454e-06 | 1.3094e-06 | 3 | 4 | 0 | 0 | 39 | 1 | 0 | 0 | 0.788 | 32 | 0 | 0 | 3.7815e-09 | 9.9329e-10 | DMR | [16 empty] | 0.00073645 | 5.1793e-05 | 3.9027e-05 | 2.2758e-05 | 6.5727e-08 | 1.7264e-08 | NO | NHDPlus
2019 | DUPONT-CHEMOURS MONTAGUE SITE | 110009291872 | MI0000884 | MONTAGUE | MUSKEGON | MI |  | 43.394 | -86.398 |  | 2869 | Industrial Organic Chemicals, Nec | 325998 | All Other Miscellaneous Chemical Product and Preparation Manufacturing | IS34 | All Other Chemical Product and Preparation Manufacturing | Waste handling, treatment, and disposal - Remediation or Monitoring | 1 | 0.040746 | MI0000884 | White Lake-White River | 040601010904 | Nothing reported to 2022 TRI |  |  |  | 2023 | 04060100000000 | LAKE MICHIGAN |  |  | 1.0258 | NPDES | 1.0258 | 1.5872 | 8996538 |  | -9 | 0 | 0 | 0 | 0 | 0 | 0 | 0 | 0 | 0 | 0 | 0 | 0 | 0 | [6 empty] | 3.8832 | 3.8832 | Coastal | 3.8832 | Coastal | 3.8832 | Coastal | PlantFlowUsed | 365 | 0.00011163 | 0.028747 | 0.028747 | 0.028747 | 3 | 4 | 0 | 0 | 39 | 1 | 0 | 0 | 0.788 | 32 | 0 | 0 | 3.6481e-05 | 9.5824e-06 | DMR | [16 empty] | 0.0019403 | 0.49966 | 0.49966 | 0.49966 | 0.00063408 | 0.00016655 | NO | PlantFlow
2020 | DUPONT-CHEMOURS MONTAGUE SITE | 110009291872 | MI0000884 | MONTAGUE | MUSKEGON | MI |  | 43.394 | -86.398 |  | 2869 | Industrial Organic Chemicals, Nec | 325998 | All Other Miscellaneous Chemical Product and Preparation Manufacturing | IS34 | All Other Chemical Product and Preparation Manufacturing | Waste handling, treatment, and disposal - Remediation or Monitoring | 1 | 0.042772 | MI0000884 | White Lake-White River | 040601010904 | Nothing reported to 2022 TRI |  |  |  | 2023 | 04060100000000 | LAKE MICHIGAN |  |  | 1.0258 | NPDES | 1.0258 | 1.5872 | 8996538 |  | -9 | 0 | 0 | 0 | 0 | 0 | 0 | 0 | 0 | 0 | 0 | 0 | 0 | 0 | [6 empty] | 3.8832 | 3.8832 | Coastal | 3.8832 | Coastal | 3.8832 | Coastal | PlantFlowUsed | 365 | 0.00011718 | 0.030177 | 0.030177 | 0.030177 | 3 | 4 | 0 | 0 | 39 | 1 | 0 | 0 | 0.788 | 32 | 0 | 0 | 3.8296e-05 | 1.0059e-05 | DMR | [16 empty] | 0.0020367 | 0.5245 | 0.5245 | 0.5245 | 0.00066561 | 0.00017483 | NO | PlantFlow
2021 | DUPONT-CHEMOURS MONTAGUE SITE | 110009291872 | MI0000884 | MONTAGUE | MUSKEGON | MI |  | 43.394 | -86.398 |  | 2869 | Industrial Organic Chemicals, Nec | 325998 | All Other Miscellaneous Chemical Product and Preparation Manufacturing | IS34 | All Other Chemical Product and Preparation Manufacturing | Waste handling, treatment, and disposal - Remediation or Monitoring | 1 | 0.038393 | MI0000884 | White Lake-White River | 040601010904 | Nothing reported to 2022 TRI |  |  |  | 2023 | 04060100000000 | LAKE MICHIGAN |  |  | 1.0258 | NPDES | 1.0258 | 1.5872 | 8996538 |  | -9 | 0 | 0 | 0 | 0 | 0 | 0 | 0 | 0 | 0 | 0 | 0 | 0 | 0 | [6 empty] | 3.8832 | 3.8832 | Coastal | 3.8832 | Coastal | 3.8832 | Coastal | PlantFlowUsed | 365 | 0.00010519 | 0.027087 | 0.027087 | 0.027087 | 3 | 4 | 0 | 0 | 39 | 1 | 0 | 0 | 0.788 | 32 | 0 | 0 | 3.4375e-05 | 9.0291e-06 | DMR | [16 empty] | 0.0018282 | 0.4708 | 0.4708 | 0.4708 | 0.00059747 | 0.00015693 | NO | PlantFlow
2022 | DUPONT-CHEMOURS MONTAGUE SITE | 110009291872 | MI0000884 | MONTAGUE | MUSKEGON | MI |  | 43.394 | -86.398 |  | 2869 | Industrial Organic Chemicals, Nec | 325998 | All Other Miscellaneous Chemical Product and Preparation Manufacturing | IS34 | All Other Chemical Product and Preparation Manufacturing | Waste handling, treatment, and disposal - Remediation or Monitoring | 1 | 0.13325 | MI0000884 | White Lake-White River | 040601010904 | Nothing reported to 2022 TRI |  |  |  | 2023 | 04060100000000 | LAKE MICHIGAN |  |  | 1.0258 | NPDES | 1.0258 | 1.5872 | 8996538 |  | -9 | 0 | 0 | 0 | 0 | 0 | 0 | 0 | 0 | 0 | 0 | 0 | 0 | 0 | [6 empty] | 3.8832 | 3.8832 | Coastal | 3.8832 | Coastal | 3.8832 | Coastal | PlantFlowUsed | 365 | 0.00036508 | 0.094015 | 0.094015 | 0.094015 | 3 | 4 | 0 | 0 | 39 | 1 | 0 | 0 | 0.788 | 32 | 0 | 0 | 0.00011931 | 3.1338e-05 | DMR | [16 empty] | 0.0063454 | 1.6341 | 1.6341 | 1.6341 | 0.0020737 | 0.00054469 | NO | PlantFlow
2023 | DUPONT-CHEMOURS MONTAGUE SITE | 110009291872 | MI0000884 | MONTAGUE | MUSKEGON | MI |  | 43.394 | -86.398 |  | 2869 | Industrial Organic Chemicals, Nec | 325998 | All Other Miscellaneous Chemical Product and Preparation Manufacturing | IS34 | All Other Chemical Product and Preparation Manufacturing | Waste handling, treatment, and disposal - Remediation or Monitoring | 1 | 0.15662 | MI0000884 | White Lake-White River | 040601010904 | Nothing reported to 2022 TRI |  |  |  | 2023 | 04060100000000 | LAKE MICHIGAN |  |  | 1.0258 | NPDES | 1.0258 | 1.5872 | 8996538 |  | -9 | 0 | 0 | 0 | 0 | 0 | 0 | 0 | 0 | 0 | 0 | 0 | 0 | 0 | [6 empty] | 3.8832 | 3.8832 | Coastal | 3.8832 | Coastal | 3.8832 | Coastal | PlantFlowUsed | 365 | 0.0004291 | 0.1105 | 0.1105 | 0.1105 | 3 | 4 | 0 | 0 | 39 | 1 | 0 | 0 | 0.788 | 32 | 0 | 0 | 0.00014023 | 3.6834e-05 | DMR | [16 empty] | 0.0074582 | 1.9206 | 1.9206 | 1.9206 | 0.0024373 | 0.00064021 | NO | PlantFlow
2019 | ELECTROLUX HOME PRODUCTS (FORMERLY FRIGIDAIRE) | 110000408238 | MI0002135 | GREENVILLE | MONTCALM | MI |  | 43.186 | -85.2567 |  | 3632 | Household Refrigerators and Freezers | 335220 | Major Household Appliance Manufacturing | IS42 | Electrical Equipment, Appliance, and Component Manufacturing | Waste handling, treatment, and disposal - Remediation or Monitoring | 1 | 0.055561 | MI0002135 | Sanderson Lake-Flat River | 040500060206 | Nothing reported to 2022 TRI |  |  |  | 2023 | 04050010000000 | FLAT RIVER |  |  | 0.0019062 | NPDES | 0.0019062 | 0.0029493 | 9004859 | Flat River | 4 | 281.639 | 173.86 | 191.284 | 900.968 | 994.691 | 323.521 | 219.832 | 150.694 | 143.791 | 136.31 | 97.562 | 260.338 | 198.542 | QE_10 | 97.562 | 238.5379 | 154.1134 | 688.6039 | 414.3286 | 0.0072109 | 238.5379 | 30Q5 Flow | 414.3286 | HM Flow | 154.1134 | 7Q10 Flow |  | 365 | 0.00015222 | 0.00098772 | 0.00063814 | 0.00036739 | 3 | 4 | 0 | 0 | 39 | 1 | 0 | 0 | 0.788 | 32 | 0 | 0 | 1.2535e-06 | 3.2924e-07 | DMR | [16 empty] | 0.0026458 | 0.017168 | 0.011092 | 0.0063856 | 2.1786e-05 | 5.7225e-06 | NO | NHDPlus
2020 | ELECTROLUX HOME PRODUCTS (FORMERLY FRIGIDAIRE) | 110000408238 | MI0002135 | GREENVILLE | MONTCALM | MI |  | 43.186 | -85.2567 |  | 3632 | Household Refrigerators and Freezers | 335220 | Major Household Appliance Manufacturing | IS42 | Electrical Equipment, Appliance, and Component Manufacturing | Waste handling, treatment, and disposal - Remediation or Monitoring | 1 | 0.013346 | MI0002135 | Sanderson Lake-Flat River | 040500060206 | Nothing reported to 2022 TRI |  |  |  | 2023 | 04050010000000 | FLAT RIVER |  |  | 0.0019062 | NPDES | 0.0019062 | 0.0029493 | 9004859 | Flat River | 4 | 281.639 | 173.86 | 191.284 | 900.968 | 994.691 | 323.521 | 219.832 | 150.694 | 143.791 | 136.31 | 97.562 | 260.338 | 198.542 | QE_10 | 97.562 | 238.5379 | 154.1134 | 688.6039 | 414.3286 | 0.0072109 | 238.5379 | 30Q5 Flow | 414.3286 | HM Flow | 154.1134 | 7Q10 Flow |  | 365 | 3.6565e-05 | 0.00023726 | 0.00015329 | 8.8252e-05 | 3 | 4 | 0 | 0 | 39 | 1 | 0 | 0 | 0.788 | 32 | 0 | 0 | 3.0109e-07 | 7.9087e-08 | DMR | [16 empty] | 0.00063554 | 0.0041238 | 0.0026643 | 0.0015339 | 5.2333e-06 | 1.3746e-06 | NO | NHDPlus
2021 | ELECTROLUX HOME PRODUCTS (FORMERLY FRIGIDAIRE) | 110000408238 | MI0002135 | GREENVILLE | MONTCALM | MI |  | 43.186 | -85.2567 |  | 3632 | Household Refrigerators and Freezers | 335220 | Major Household Appliance Manufacturing | IS42 | Electrical Equipment, Appliance, and Component Manufacturing | Waste handling, treatment, and disposal - Remediation or Monitoring | 1 | 0.00048064 | MI0002135 | Sanderson Lake-Flat River | 040500060206 | Nothing reported to 2022 TRI |  |  |  | 2023 | 04050010000000 | FLAT RIVER |  |  | 0.0019062 | NPDES | 0.0019062 | 0.0029493 | 9004859 | Flat River | 4 | 281.639 | 173.86 | 191.284 | 900.968 | 994.691 | 323.521 | 219.832 | 150.694 | 143.791 | 136.31 | 97.562 | 260.338 | 198.542 | QE_10 | 97.562 | 238.5379 | 154.1134 | 688.6039 | 414.3286 | 0.0072109 | 238.5379 | 30Q5 Flow | 414.3286 | HM Flow | 154.1134 | 7Q10 Flow |  | 365 | 1.3168e-06 | 8.5445e-06 | 5.5204e-06 | 3.1782e-06 | 3 | 4 | 0 | 0 | 39 | 1 | 0 | 0 | 0.788 | 32 | 0 | 0 | 1.0843e-08 | 2.8482e-09 | DMR | [16 empty] | 2.2888e-05 | 0.00014851 | 9.5949e-05 | 5.524e-05 | 1.8847e-07 | 4.9504e-08 | NO | NHDPlus
2022 | ELECTROLUX HOME PRODUCTS (FORMERLY FRIGIDAIRE) | 110000408238 | MI0002135 | GREENVILLE | MONTCALM | MI |  | 43.186 | -85.2567 |  | 3632 | Household Refrigerators and Freezers | 335220 | Major Household Appliance Manufacturing | IS42 | Electrical Equipment, Appliance, and Component Manufacturing | Waste handling, treatment, and disposal - Remediation or Monitoring | 1 | 0.0054561 | MI0002135 | Sanderson Lake-Flat River | 040500060206 | Nothing reported to 2022 TRI |  |  |  | 2023 | 04050010000000 | FLAT RIVER |  |  | 0.0019062 | NPDES | 0.0019062 | 0.0029493 | 9004859 | Flat River | 4 | 281.639 | 173.86 | 191.284 | 900.968 | 994.691 | 323.521 | 219.832 | 150.694 | 143.791 | 136.31 | 97.562 | 260.338 | 198.542 | QE_10 | 97.562 | 238.5379 | 154.1134 | 688.6039 | 414.3286 | 0.0072109 | 238.5379 | 30Q5 Flow | 414.3286 | HM Flow | 154.1134 | 7Q10 Flow |  | 365 | 1.4948e-05 | 9.6994e-05 | 6.2666e-05 | 3.6078e-05 | 3 | 4 | 0 | 0 | 39 | 1 | 0 | 0 | 0.788 | 32 | 0 | 0 | 1.2309e-07 | 3.2331e-08 | DMR | [16 empty] | 0.00025981 | 0.0016859 | 0.0010892 | 0.00062707 | 2.1394e-06 | 5.6195e-07 | NO | NHDPlus
2023 | ELECTROLUX HOME PRODUCTS (FORMERLY FRIGIDAIRE) | 110000408238 | MI0002135 | GREENVILLE | MONTCALM | MI |  | 43.186 | -85.2567 |  | 3632 | Household Refrigerators and Freezers | 335220 | Major Household Appliance Manufacturing | IS42 | Electrical Equipment, Appliance, and Component Manufacturing | Waste handling, treatment, and disposal - Remediation or Monitoring | 1 | 0.0013021 | MI0002135 | Sanderson Lake-Flat River | 040500060206 | Nothing reported to 2022 TRI |  |  |  | 2023 | 04050010000000 | FLAT RIVER |  |  | 0.0019062 | NPDES | 0.0019062 | 0.0029493 | 9004859 | Flat River | 4 | 281.639 | 173.86 | 191.284 | 900.968 | 994.691 | 323.521 | 219.832 | 150.694 | 143.791 | 136.31 | 97.562 | 260.338 | 198.542 | QE_10 | 97.562 | 238.5379 | 154.1134 | 688.6039 | 414.3286 | 0.0072109 | 238.5379 | 30Q5 Flow | 414.3286 | HM Flow | 154.1134 | 7Q10 Flow |  | 365 | 3.5675e-06 | 2.3149e-05 | 1.4956e-05 | 8.6104e-06 | 3 | 4 | 0 | 0 | 39 | 1 | 0 | 0 | 0.788 | 32 | 0 | 0 | 2.9377e-08 | 7.7162e-09 | DMR | [16 empty] | 6.2007e-05 | 0.00040235 | 0.00025995 | 0.00014966 | 5.1059e-07 | 1.3412e-07 | NO | NHDPlus
2021 | TRANE TECHNOLOGIES GWCU | 110009900884 | MI0003859 | BATTLE CREEK | CALHOUN | MI |  | 42.2937 | -85.2236 |  | 9999 | Nonclassifiable Establishments | 0 | 0 | NAICS/SIC Not Provided | NAICS/SIC Not Provided | Waste handling, treatment, and disposal - Remediation or Monitoring | 1 | 0.08617 | MI0003859 | Minges Brook | 040500030410 | Uncertain, possibly a remediation site |  |  |  | 2023 | 04050000000000 | KALAMAZOO RIVER |  |  | 0.12866 | NPDES | 0.12866 | 0.19906 | 3473353 | Kalamazoo River | 5 | 764.943 | 780.75 | 847.034 | 1216.361 | 1191.096 | 881.029 | 711.5 | 530.491 | 489.017 | 510.046 | 577.381 | 691.388 | 762.058 | QE_08 | 489.017 | 1195.6406 | 817.5705 | 1870.2763 | 1669.6396 | 0.48671 | 1195.6406 | 30Q5 Flow | 1669.6396 | HM Flow | 817.5705 | 7Q10 Flow |  | 365 | 0.00023608 | 0.00028876 | 0.00019745 | 0.0001414 | 3 | 4 | 0 | 0 | 39 | 1 | 0 | 0 | 0.788 | 32 | 0 | 0 | 3.6645e-07 | 9.6253e-08 | DMR | [16 empty] | 0.0041033 | 0.0050189 | 0.0034319 | 0.0024576 | 6.3692e-06 | 1.673e-06 | NO | NHDPlus
2022 | TRANE TECHNOLOGIES GWCU | 110009900884 | MI0003859 | BATTLE CREEK | CALHOUN | MI |  | 42.2937 | -85.2236 |  | 9999 | Nonclassifiable Establishments | 0 | 0 | NAICS/SIC Not Provided | NAICS/SIC Not Provided | Waste handling, treatment, and disposal - Remediation or Monitoring | 1 | 0.098875 | MI0003859 | Minges Brook | 040500030410 | Uncertain, possibly a remediation site |  |  |  | 2023 | 04050000000000 | KALAMAZOO RIVER |  |  | 0.12866 | NPDES | 0.12866 | 0.19906 | 3473353 | Kalamazoo River | 5 | 764.943 | 780.75 | 847.034 | 1216.361 | 1191.096 | 881.029 | 711.5 | 530.491 | 489.017 | 510.046 | 577.381 | 691.388 | 762.058 | QE_08 | 489.017 | 1195.6406 | 817.5705 | 1870.2763 | 1669.6396 | 0.48671 | 1195.6406 | 30Q5 Flow | 1669.6396 | HM Flow | 817.5705 | 7Q10 Flow |  | 365 | 0.00027089 | 0.00033134 | 0.00022656 | 0.00016224 | 3 | 4 | 0 | 0 | 39 | 1 | 0 | 0 | 0.788 | 32 | 0 | 0 | 4.2048e-07 | 1.1045e-07 | DMR | [16 empty] | 0.0047083 | 0.0057589 | 0.0039379 | 0.00282 | 7.3083e-06 | 1.9196e-06 | NO | NHDPlus
2023 | TRANE TECHNOLOGIES GWCU | 110009900884 | MI0003859 | BATTLE CREEK | CALHOUN | MI |  | 42.2937 | -85.2236 |  | 9999 | Nonclassifiable Establishments | 0 | 0 | NAICS/SIC Not Provided | NAICS/SIC Not Provided | Waste handling, treatment, and disposal - Remediation or Monitoring | 1 | 0.088866 | MI0003859 | Minges Brook | 040500030410 | Uncertain, possibly a remediation site |  |  |  | 2023 | 04050000000000 | KALAMAZOO RIVER |  |  | 0.12866 | NPDES | 0.12866 | 0.19906 | 3473353 | Kalamazoo River | 5 | 764.943 | 780.75 | 847.034 | 1216.361 | 1191.096 | 881.029 | 711.5 | 530.491 | 489.017 | 510.046 | 577.381 | 691.388 | 762.058 | QE_08 | 489.017 | 1195.6406 | 817.5705 | 1870.2763 | 1669.6396 | 0.48671 | 1195.6406 | 30Q5 Flow | 1669.6396 | HM Flow | 817.5705 | 7Q10 Flow |  | 365 | 0.00024347 | 0.0002978 | 0.00020363 | 0.00014582 | 3 | 4 | 0 | 0 | 39 | 1 | 0 | 0 | 0.788 | 32 | 0 | 0 | 3.7791e-07 | 9.9265e-08 | DMR | [16 empty] | 0.0042317 | 0.005176 | 0.0035393 | 0.0025345 | 6.5685e-06 | 1.7253e-06 | NO | NHDPlus
2019 | MAHLE INC-MUSKEGON HTS COMPLEX | 110000410957 | MI0004057 | MUSKEGON | MUSKEGON | MI |  | 43.215 | -86.2457 |  | 3714 | Motor Vehicle Parts and Accessories | 336390 | Other Motor Vehicle Parts Manufacturing | IS43 | Transportation Equipment Manufacturing | Waste handling, treatment, and disposal - Remediation or Monitoring | 1 | 0.15481 | MI0004057 | Muskegon Lake-Muskegon River | 040601021004 | Nothing reported to 2022 TRI |  |  |  | 2023 | 04060100000000 | RUDDIMAN CREEK |  |  | 0.2785 | NPDES | 0.2785 | 0.4309 | 12135302 | Ruddiman Creek | 1 | 0.391 | 0.53 | 0.755 | 16.771 | 1.424 | 0.45 | 0.335 | 0.163 | 0.196 | 0.244 | 0.444 | 0.445 | 0.55 | QE_07 | 0.163 | 0.39853 | 0.20559 | 0.95599 | 0.47734 | 1.0536 | 1.0536 | Plant Flow | 1.0536 | Plant Flow | 1.0536 | Plant Flow |  | 365 | 0.00042415 | 0.40259 | 0.40259 | 0.40259 | 3 | 4 | 0 | 0 | 39 | 1 | 0 | 0 | 0.788 | 32 | 0 | 0 | 0.0005109 | 0.0001342 | DMR | [16 empty] | 0.0073721 | 6.9974 | 6.9974 | 6.9974 | 0.0088799 | 0.0023325 | NO | PlantFlow
2020 | MAHLE INC-MUSKEGON HTS COMPLEX | 110000410957 | MI0004057 | MUSKEGON | MUSKEGON | MI |  | 43.215 | -86.2457 |  | 3714 | Motor Vehicle Parts and Accessories | 336390 | Other Motor Vehicle Parts Manufacturing | IS43 | Transportation Equipment Manufacturing | Waste handling, treatment, and disposal - Remediation or Monitoring | 1 | 0.19567 | MI0004057 | Muskegon Lake-Muskegon River | 040601021004 | Nothing reported to 2022 TRI |  |  |  | 2023 | 04060100000000 | RUDDIMAN CREEK |  |  | 0.2785 | NPDES | 0.2785 | 0.4309 | 12135302 | Ruddiman Creek | 1 | 0.391 | 0.53 | 0.755 | 16.771 | 1.424 | 0.45 | 0.335 | 0.163 | 0.196 | 0.244 | 0.444 | 0.445 | 0.55 | QE_07 | 0.163 | 0.39853 | 0.20559 | 0.95599 | 0.47734 | 1.0536 | 1.0536 | Plant Flow | 1.0536 | Plant Flow | 1.0536 | Plant Flow |  | 365 | 0.00053609 | 0.50884 | 0.50884 | 0.50884 | 3 | 4 | 0 | 0 | 39 | 1 | 0 | 0 | 0.788 | 32 | 0 | 0 | 0.00064573 | 0.00016961 | DMR | [16 empty] | 0.0093177 | 8.844 | 8.844 | 8.844 | 0.011223 | 0.002948 | NO | PlantFlow
2021 | MAHLE INC-MUSKEGON HTS COMPLEX | 110000410957 | MI0004057 | MUSKEGON | MUSKEGON | MI |  | 43.215 | -86.2457 |  | 3714 | Motor Vehicle Parts and Accessories | 336390 | Other Motor Vehicle Parts Manufacturing | IS43 | Transportation Equipment Manufacturing | Waste handling, treatment, and disposal - Remediation or Monitoring | 1 | 0.20719 | MI0004057 | Muskegon Lake-Muskegon River | 040601021004 | Nothing reported to 2022 TRI |  |  |  | 2023 | 04060100000000 | RUDDIMAN CREEK |  |  | 0.2785 | NPDES | 0.2785 | 0.4309 | 12135302 | Ruddiman Creek | 1 | 0.391 | 0.53 | 0.755 | 16.771 | 1.424 | 0.45 | 0.335 | 0.163 | 0.196 | 0.244 | 0.444 | 0.445 | 0.55 | QE_07 | 0.163 | 0.39853 | 0.20559 | 0.95599 | 0.47734 | 1.0536 | 1.0536 | Plant Flow | 1.0536 | Plant Flow | 1.0536 | Plant Flow |  | 365 | 0.00056764 | 0.53878 | 0.53878 | 0.53878 | 3 | 4 | 0 | 0 | 39 | 1 | 0 | 0 | 0.788 | 32 | 0 | 0 | 0.00068373 | 0.00017959 | DMR | [16 empty] | 0.0098661 | 9.3645 | 9.3645 | 9.3645 | 0.011884 | 0.0031215 | NO | PlantFlow
2022 | MAHLE INC-MUSKEGON HTS COMPLEX | 110000410957 | MI0004057 | MUSKEGON | MUSKEGON | MI |  | 43.215 | -86.2457 |  | 3714 | Motor Vehicle Parts and Accessories | 336390 | Other Motor Vehicle Parts Manufacturing | IS43 | Transportation Equipment Manufacturing | Waste handling, treatment, and disposal - Remediation or Monitoring | 1 | 0.216 | MI0004057 | Muskegon Lake-Muskegon River | 040601021004 | Nothing reported to 2022 TRI |  |  |  | 2023 | 04060100000000 | RUDDIMAN CREEK |  |  | 0.2785 | NPDES | 0.2785 | 0.4309 | 12135302 | Ruddiman Creek | 1 | 0.391 | 0.53 | 0.755 | 16.771 | 1.424 | 0.45 | 0.335 | 0.163 | 0.196 | 0.244 | 0.444 | 0.445 | 0.55 | QE_07 | 0.163 | 0.39853 | 0.20559 | 0.95599 | 0.47734 | 1.0536 | 1.0536 | Plant Flow | 1.0536 | Plant Flow | 1.0536 | Plant Flow |  | 365 | 0.00059177 | 0.56169 | 0.56169 | 0.56169 | 3 | 4 | 0 | 0 | 39 | 1 | 0 | 0 | 0.788 | 32 | 0 | 0 | 0.00071281 | 0.00018723 | DMR | [16 empty] | 0.010286 | 9.7627 | 9.7627 | 9.7627 | 0.012389 | 0.0032542 | NO | PlantFlow
2023 | MAHLE INC-MUSKEGON HTS COMPLEX | 110000410957 | MI0004057 | MUSKEGON | MUSKEGON | MI |  | 43.215 | -86.2457 |  | 3714 | Motor Vehicle Parts and Accessories | 336390 | Other Motor Vehicle Parts Manufacturing | IS43 | Transportation Equipment Manufacturing | Waste handling, treatment, and disposal - Remediation or Monitoring | 1 | 0.19231 | MI0004057 | Muskegon Lake-Muskegon River | 040601021004 | Nothing reported to 2022 TRI |  |  |  | 2023 | 04060100000000 | RUDDIMAN CREEK |  |  | 0.2785 | NPDES | 0.2785 | 0.4309 | 12135302 | Ruddiman Creek | 1 | 0.391 | 0.53 | 0.755 | 16.771 | 1.424 | 0.45 | 0.335 | 0.163 | 0.196 | 0.244 | 0.444 | 0.445 | 0.55 | QE_07 | 0.163 | 0.39853 | 0.20559 | 0.95599 | 0.47734 | 1.0536 | 1.0536 | Plant Flow | 1.0536 | Plant Flow | 1.0536 | Plant Flow |  | 365 | 0.00052687 | 0.50009 | 0.50009 | 0.50009 | 3 | 4 | 0 | 0 | 39 | 1 | 0 | 0 | 0.788 | 32 | 0 | 0 | 0.00063463 | 0.0001667 | DMR | [16 empty] | 0.0091574 | 8.692 | 8.692 | 8.692 | 0.01103 | 0.0028973 | NO | PlantFlow
2020 | BRADFORD WHITE CORPORATION | 110000410190 | MI0004405 | MIDDLEVILLE | BARRY | MI |  | 42.7183 | -85.4632 |  | 3639 | Household Appliances, Nec | 335220 | Major Household Appliance Manufacturing | IS42 | Electrical Equipment, Appliance, and Component Manufacturing | Waste handling, treatment, and disposal - Remediation or Monitoring | 1 | 0.037398 | MI0004405 | Turner Creek-Thornapple River | 040500070406 | Probably has parts in need of Degreasing/Cleaning but unknown if t-DCE is used |  |  |  | 2023 | 04050010000000 | THORNAPPLE RIVER |  |  | 0.056325 | NPDES | 0.056325 | 0.087148 | 12144898 | Thornapple River | 4 | 521.499 | 543.383 | 596.249 | 1075.243 | 1098.742 | 529.517 | 406.317 | 257.245 | 223.13 | 248.815 | 292.262 | 450.119 | 551.188 | QE_08 | 223.13 | 545.5501 | 362.881 | 1275.0587 | 889.6169 | 0.21308 | 545.5501 | 30Q5 Flow | 889.6169 | HM Flow | 362.881 | 7Q10 Flow |  | 365 | 0.00010246 | 0.00028235 | 0.00018781 | 0.00011517 | 3 | 4 | 0 | 0 | 39 | 1 | 0 | 0 | 0.788 | 32 | 0 | 0 | 3.5831e-07 | 9.4117e-08 | DMR | [16 empty] | 0.0017808 | 0.0049075 | 0.0032643 | 0.0020018 | 6.2278e-06 | 1.6358e-06 | NO | NHDPlus
2021 | BRADFORD WHITE CORPORATION | 110000410190 | MI0004405 | MIDDLEVILLE | BARRY | MI |  | 42.7183 | -85.4632 |  | 3639 | Household Appliances, Nec | 335220 | Major Household Appliance Manufacturing | IS42 | Electrical Equipment, Appliance, and Component Manufacturing | Waste handling, treatment, and disposal - Remediation or Monitoring | 1 | 0.036593 | MI0004405 | Turner Creek-Thornapple River | 040500070406 | Probably has parts in need of Degreasing/Cleaning but unknown if t-DCE is used |  |  |  | 2023 | 04050010000000 | THORNAPPLE RIVER |  |  | 0.056325 | NPDES | 0.056325 | 0.087148 | 12144898 | Thornapple River | 4 | 521.499 | 543.383 | 596.249 | 1075.243 | 1098.742 | 529.517 | 406.317 | 257.245 | 223.13 | 248.815 | 292.262 | 450.119 | 551.188 | QE_08 | 223.13 | 545.5501 | 362.881 | 1275.0587 | 889.6169 | 0.21308 | 545.5501 | 30Q5 Flow | 889.6169 | HM Flow | 362.881 | 7Q10 Flow |  | 365 | 0.00010026 | 0.00027628 | 0.00018377 | 0.0001127 | 3 | 4 | 0 | 0 | 39 | 1 | 0 | 0 | 0.788 | 32 | 0 | 0 | 3.5061e-07 | 9.2092e-08 | DMR | [16 empty] | 0.0017425 | 0.004802 | 0.0031941 | 0.0019588 | 6.0939e-06 | 1.6007e-06 | NO | NHDPlus
2022 | BRADFORD WHITE CORPORATION | 110000410190 | MI0004405 | MIDDLEVILLE | BARRY | MI |  | 42.7183 | -85.4632 |  | 3639 | Household Appliances, Nec | 335220 | Major Household Appliance Manufacturing | IS42 | Electrical Equipment, Appliance, and Component Manufacturing | Waste handling, treatment, and disposal - Remediation or Monitoring | 1 | 5.7668 | MI0004405 | Turner Creek-Thornapple River | 040500070406 | Probably has parts in need of Degreasing/Cleaning but unknown if t-DCE is used |  |  |  | 2023 | 04050010000000 | THORNAPPLE RIVER |  |  | 0.056325 | NPDES | 0.056325 | 0.087148 | 12144898 | Thornapple River | 4 | 521.499 | 543.383 | 596.249 | 1075.243 | 1098.742 | 529.517 | 406.317 | 257.245 | 223.13 | 248.815 | 292.262 | 450.119 | 551.188 | QE_08 | 223.13 | 545.5501 | 362.881 | 1275.0587 | 889.6169 | 0.21308 | 545.5501 | 30Q5 Flow | 889.6169 | HM Flow | 362.881 | 7Q10 Flow |  | 365 | 0.015799 | 0.043539 | 0.02896 | 0.01776 | 3 | 4 | 0 | 0 | 39 | 1 | 0 | 0 | 0.788 | 32 | 0 | 0 | 5.5252e-05 | 1.4513e-05 | DMR | [16 empty] | 0.27461 | 0.75674 | 0.50336 | 0.30868 | 0.00096033 | 0.00025225 | NO | NHDPlus
2023 | BRADFORD WHITE CORPORATION | 110000410190 | MI0004405 | MIDDLEVILLE | BARRY | MI |  | 42.7183 | -85.4632 |  | 3639 | Household Appliances, Nec | 335220 | Major Household Appliance Manufacturing | IS42 | Electrical Equipment, Appliance, and Component Manufacturing | Waste handling, treatment, and disposal - Remediation or Monitoring | 1 | 0.038902 | MI0004405 | Turner Creek-Thornapple River | 040500070406 | Probably has parts in need of Degreasing/Cleaning but unknown if t-DCE is used |  |  |  | 2023 | 04050010000000 | THORNAPPLE RIVER |  |  | 0.056325 | NPDES | 0.056325 | 0.087148 | 12144898 | Thornapple River | 4 | 521.499 | 543.383 | 596.249 | 1075.243 | 1098.742 | 529.517 | 406.317 | 257.245 | 223.13 | 248.815 | 292.262 | 450.119 | 551.188 | QE_08 | 223.13 | 545.5501 | 362.881 | 1275.0587 | 889.6169 | 0.21308 | 545.5501 | 30Q5 Flow | 889.6169 | HM Flow | 362.881 | 7Q10 Flow |  | 365 | 0.00010658 | 0.00029371 | 0.00019537 | 0.00011981 | 3 | 4 | 0 | 0 | 39 | 1 | 0 | 0 | 0.788 | 32 | 0 | 0 | 3.7273e-07 | 9.7904e-08 | DMR | [16 empty] | 0.0018525 | 0.005105 | 0.0033956 | 0.0020824 | 6.4784e-06 | 1.7017e-06 | NO | NHDPlus
2021 | COOPER INDUSTRIES LLC-GWCU | 110009900679 | MI0025321 | ALBION | CALHOUN | MI |  | 42.251 | -84.7366 |  | 1799 | Special Trade Contractors, Nec | 562910 | Remediation Services | IS47 | Services | Waste handling, treatment, and disposal - Remediation or Monitoring | 1 | 0.074281 | MI0025321 | Montcalm Lake-Kalamazoo River | 040500030406 | Uncertain, possibly a remediation site |  |  |  | 2023 | 04050000000000 | KALAMAZOO RIVER |  |  | 0.11375 | NPDES | 0.11375 | 0.176 | 3470981 | North Branch Kalamazoo River | 3 | 106.445 | 85.3 | 95.784 | 630.057 | 353.007 | 117.78 | 82.291 | 55.932 | 48.956 | 49.717 | 40.051 | 89.332 | 97.936 | QE_10 | 40.051 | 97.9242 | 61.3144 | 260.2567 | 157.2233 | 0.43031 | 97.9242 | 30Q5 Flow | 157.2233 | HM Flow | 61.3144 | 7Q10 Flow |  | 365 | 0.00020351 | 0.0033191 | 0.0020782 | 0.0012944 | 3 | 4 | 0 | 0 | 39 | 1 | 0 | 0 | 0.788 | 32 | 0 | 0 | 4.2121e-06 | 1.1064e-06 | DMR | [16 empty] | 0.0035372 | 0.057689 | 0.036122 | 0.022498 | 7.321e-05 | 1.923e-05 | NO | NHDPlus
2022 | COOPER INDUSTRIES LLC-GWCU | 110009900679 | MI0025321 | ALBION | CALHOUN | MI |  | 42.251 | -84.7366 |  | 1799 | Special Trade Contractors, Nec | 562910 | Remediation Services | IS47 | Services | Waste handling, treatment, and disposal - Remediation or Monitoring | 1 | 0.070585 | MI0025321 | Montcalm Lake-Kalamazoo River | 040500030406 | Uncertain, possibly a remediation site |  |  |  | 2023 | 04050000000000 | KALAMAZOO RIVER |  |  | 0.11375 | NPDES | 0.11375 | 0.176 | 3470981 | North Branch Kalamazoo River | 3 | 106.445 | 85.3 | 95.784 | 630.057 | 353.007 | 117.78 | 82.291 | 55.932 | 48.956 | 49.717 | 40.051 | 89.332 | 97.936 | QE_10 | 40.051 | 97.9242 | 61.3144 | 260.2567 | 157.2233 | 0.43031 | 97.9242 | 30Q5 Flow | 157.2233 | HM Flow | 61.3144 | 7Q10 Flow |  | 365 | 0.00019338 | 0.003154 | 0.0019748 | 0.00123 | 3 | 4 | 0 | 0 | 39 | 1 | 0 | 0 | 0.788 | 32 | 0 | 0 | 4.0025e-06 | 1.0513e-06 | DMR | [16 empty] | 0.0033612 | 0.054819 | 0.034324 | 0.021378 | 6.9567e-05 | 1.8273e-05 | NO | NHDPlus
2023 | COOPER INDUSTRIES LLC-GWCU | 110009900679 | MI0025321 | ALBION | CALHOUN | MI |  | 42.251 | -84.7366 |  | 1799 | Special Trade Contractors, Nec | 562910 | Remediation Services | IS47 | Services | Waste handling, treatment, and disposal - Remediation or Monitoring | 1 | 0.078614 | MI0025321 | Montcalm Lake-Kalamazoo River | 040500030406 | Uncertain, possibly a remediation site |  |  |  | 2023 | 04050000000000 | KALAMAZOO RIVER |  |  | 0.11375 | NPDES | 0.11375 | 0.176 | 3470981 | North Branch Kalamazoo River | 3 | 106.445 | 85.3 | 95.784 | 630.057 | 353.007 | 117.78 | 82.291 | 55.932 | 48.956 | 49.717 | 40.051 | 89.332 | 97.936 | QE_10 | 40.051 | 97.9242 | 61.3144 | 260.2567 | 157.2233 | 0.43031 | 97.9242 | 30Q5 Flow | 157.2233 | HM Flow | 61.3144 | 7Q10 Flow |  | 365 | 0.00021538 | 0.0035127 | 0.0021995 | 0.0013699 | 3 | 4 | 0 | 0 | 39 | 1 | 0 | 0 | 0.788 | 32 | 0 | 0 | 4.4578e-06 | 1.1709e-06 | DMR | [16 empty] | 0.0037435 | 0.061055 | 0.038229 | 0.02381 | 7.7481e-05 | 2.0352e-05 | NO | NHDPlus
2020 | WACKER CHEM CORP | 110056966699 | MI0026034 | ADRIAN | LENAWEE | MI |  | 41.9489 | -83.9586 |  | 2821 | Plastics Materials and Resins | 325211 | Plastics Material and Resin Manufacturing | IS22 | Plastic Material and Resin Manufacturing | Waste handling, treatment, and disposal - Remediation or Monitoring | 1 | 4.6221e-06 | MI0026034 | Red Mill Pond-River Raisin | 041000020108 | No organochlorines are reported to 2022 TRI |  |  |  | 2023 | 04100000000000 | RIVER RAISIN |  |  | 0.054583 | NPDES | 0.054583 | 0.084453 | 13229540 | River Raisin | 3 | 224.333 | 199.546 | 252.732 | 459.392 | 395.903 | 258.336 | 187.68 | 116.395 | 101.274 | 117.115 | 106.121 | 151.568 | 219.013 | QE_08 | 101.274 | 247.6137 | 160.1875 | 548.4914 | 380.0841 | 0.20649 | 247.6137 | 30Q5 Flow | 380.0841 | HM Flow | 160.1875 | 7Q10 Flow |  | 365 | 1.2663e-08 | 7.9053e-08 | 5.1141e-08 | 3.3317e-08 | 3 | 4 | 0 | 0 | 39 | 1 | 0 | 0 | 0.788 | 32 | 0 | 0 | 1.0032e-10 | 2.6351e-11 | DMR | [16 empty] | 2.201e-07 | 1.374e-06 | 8.8888e-07 | 5.7908e-07 | 1.7437e-09 | 4.5801e-10 | NO | NHDPlus
2022 | WACKER CHEM CORP | 110056966699 | MI0026034 | ADRIAN | LENAWEE | MI |  | 41.9489 | -83.9586 |  | 2821 | Plastics Materials and Resins | 325211 | Plastics Material and Resin Manufacturing | IS22 | Plastic Material and Resin Manufacturing | Waste handling, treatment, and disposal - Remediation or Monitoring | 1 | 3.2355e-06 | MI0026034 | Red Mill Pond-River Raisin | 041000020108 | No organochlorines are reported to 2022 TRI |  |  |  | 2023 | 04100000000000 | RIVER RAISIN |  |  | 0.054583 | NPDES | 0.054583 | 0.084453 | 13229540 | River Raisin | 3 | 224.333 | 199.546 | 252.732 | 459.392 | 395.903 | 258.336 | 187.68 | 116.395 | 101.274 | 117.115 | 106.121 | 151.568 | 219.013 | QE_08 | 101.274 | 247.6137 | 160.1875 | 548.4914 | 380.0841 | 0.20649 | 247.6137 | 30Q5 Flow | 380.0841 | HM Flow | 160.1875 | 7Q10 Flow |  | 365 | 8.8643e-09 | 5.5337e-08 | 3.5799e-08 | 2.3322e-08 | 3 | 4 | 0 | 0 | 39 | 1 | 0 | 0 | 0.788 | 32 | 0 | 0 | 7.0225e-11 | 1.8446e-11 | DMR | [16 empty] | 1.5407e-07 | 9.6181e-07 | 6.2222e-07 | 4.0536e-07 | 1.2206e-09 | 3.206e-10 | NO | NHDPlus
2023 | WACKER CHEM CORP | 110056966699 | MI0026034 | ADRIAN | LENAWEE | MI |  | 41.9489 | -83.9586 |  | 2821 | Plastics Materials and Resins | 325211 | Plastics Material and Resin Manufacturing | IS22 | Plastic Material and Resin Manufacturing | Waste handling, treatment, and disposal - Remediation or Monitoring | 1 | 4.4919e-06 | MI0026034 | Red Mill Pond-River Raisin | 041000020108 | No organochlorines are reported to 2022 TRI |  |  |  | 2023 | 04100000000000 | RIVER RAISIN |  |  | 0.054583 | NPDES | 0.054583 | 0.084453 | 13229540 | River Raisin | 3 | 224.333 | 199.546 | 252.732 | 459.392 | 395.903 | 258.336 | 187.68 | 116.395 | 101.274 | 117.115 | 106.121 | 151.568 | 219.013 | QE_08 | 101.274 | 247.6137 | 160.1875 | 548.4914 | 380.0841 | 0.20649 | 247.6137 | 30Q5 Flow | 380.0841 | HM Flow | 160.1875 | 7Q10 Flow |  | 365 | 1.2307e-08 | 7.6826e-08 | 4.9701e-08 | 3.2379e-08 | 3 | 4 | 0 | 0 | 39 | 1 | 0 | 0 | 0.788 | 32 | 0 | 0 | 9.7495e-11 | 2.5609e-11 | DMR | [16 empty] | 2.139e-07 | 1.3353e-06 | 8.6385e-07 | 5.6277e-07 | 1.6946e-09 | 4.451e-10 | NO | NHDPlus
2021 | VERONA WELL FIELD RD/RA GROUP | 110006040989 | MI0042994 | BATTLE CREEK | CALHOUN | MI |  | 42.3388 | -85.144 |  | 9999 | Nonclassifiable Establishments | 0 | 0 | NAICS/SIC Not Provided | NAICS/SIC Not Provided | Waste handling, treatment, and disposal - Remediation or Monitoring | 1 | 0.84247 | MI0042994 | Spring Lakes-Battle Creek | 040500030312 | Uncertain, possibly a remediation site |  |  |  | 2023 | 04050000000000 | BATTLE CREEK RIVER |  |  | 4.0192 | NPDES | 4.0192 | 6.2186 | 3473341 | Battle Creek | 4 | 232.161 | 244.344 | 278.332 | 460.746 | 434.021 | 265.393 | 182.304 | 115.395 | 102.582 | 116.722 | 151.967 | 200.174 | 238.16 | QE_08 | 102.582 | 250.8117 | 162.3297 | 567.6308 | 389.1439 | 15.2043 | 250.8117 | 30Q5 Flow | 389.1439 | HM Flow | 162.3297 | 7Q10 Flow |  | 365 | 0.0023081 | 0.014219 | 0.0092026 | 0.0059313 | 3 | 4 | 0 | 0 | 39 | 1 | 0 | 0 | 0.788 | 32 | 0 | 0 | 1.8044e-05 | 4.7396e-06 | DMR | [16 empty] | 0.040117 | 0.24714 | 0.15995 | 0.10309 | 0.00031362 | 8.2378e-05 | NO | NHDPlus
2022 | VERONA WELL FIELD RD/RA GROUP | 110006040989 | MI0042994 | BATTLE CREEK | CALHOUN | MI |  | 42.3388 | -85.144 |  | 9999 | Nonclassifiable Establishments | 0 | 0 | NAICS/SIC Not Provided | NAICS/SIC Not Provided | Waste handling, treatment, and disposal - Remediation or Monitoring | 1 | 0.87464 | MI0042994 | Spring Lakes-Battle Creek | 040500030312 | Uncertain, possibly a remediation site |  |  |  | 2023 | 04050000000000 | BATTLE CREEK RIVER |  |  | 4.0192 | NPDES | 4.0192 | 6.2186 | 3473341 | Battle Creek | 4 | 232.161 | 244.344 | 278.332 | 460.746 | 434.021 | 265.393 | 182.304 | 115.395 | 102.582 | 116.722 | 151.967 | 200.174 | 238.16 | QE_08 | 102.582 | 250.8117 | 162.3297 | 567.6308 | 389.1439 | 15.2043 | 250.8117 | 30Q5 Flow | 389.1439 | HM Flow | 162.3297 | 7Q10 Flow |  | 365 | 0.0023963 | 0.014762 | 0.009554 | 0.0061578 | 3 | 4 | 0 | 0 | 39 | 1 | 0 | 0 | 0.788 | 32 | 0 | 0 | 1.8733e-05 | 4.9206e-06 | DMR | [16 empty] | 0.041649 | 0.25657 | 0.16606 | 0.10703 | 0.0003256 | 8.5524e-05 | NO | NHDPlus
2023 | VERONA WELL FIELD RD/RA GROUP | 110006040989 | MI0042994 | BATTLE CREEK | CALHOUN | MI |  | 42.3388 | -85.144 |  | 9999 | Nonclassifiable Establishments | 0 | 0 | NAICS/SIC Not Provided | NAICS/SIC Not Provided | Waste handling, treatment, and disposal - Remediation or Monitoring | 1 | 0.9042 | MI0042994 | Spring Lakes-Battle Creek | 040500030312 | Uncertain, possibly a remediation site |  |  |  | 2023 | 04050000000000 | BATTLE CREEK RIVER |  |  | 4.0192 | NPDES | 4.0192 | 6.2186 | 3473341 | Battle Creek | 4 | 232.161 | 244.344 | 278.332 | 460.746 | 434.021 | 265.393 | 182.304 | 115.395 | 102.582 | 116.722 | 151.967 | 200.174 | 238.16 | QE_08 | 102.582 | 250.8117 | 162.3297 | 567.6308 | 389.1439 | 15.2043 | 250.8117 | 30Q5 Flow | 389.1439 | HM Flow | 162.3297 | 7Q10 Flow |  | 365 | 0.0024773 | 0.015261 | 0.009877 | 0.0063659 | 3 | 4 | 0 | 0 | 39 | 1 | 0 | 0 | 0.788 | 32 | 0 | 0 | 1.9366e-05 | 5.0869e-06 | DMR | [16 empty] | 0.043057 | 0.26524 | 0.17167 | 0.11065 | 0.0003366 | 8.8415e-05 | NO | NHDPlus
2019 | MDOT-SECONDARY COMPLEX | 110009900312 | MI0046841 | LANSING | INGHAM | MI |  | 42.6726 | -84.664 |  | 9199 | General Government, Nec | 921190 | Other General Government Support | IS47 | Services | Waste handling, treatment, and disposal - Remediation or Monitoring | 1 | 0.003 | MI0046841 | Silver Creek-Grand River | 040500040703 | Sic/Naics does not indicate usage of chemicals |  |  |  | 2023 | 04050000000000 | MARSH ADJACENT TO AN UNNAMED TRIBUTARY TO WHALEY D, WHALEY DRAIN |  |  | 0.0038244 | NPDES | 0.0038244 | 0.0059173 | 12242834 |  | 1 | 0.075 | 0.054 | 0.086 | 5.092 | 0.34 | 0.107 | 0.08 | 0.036 | 0.038 | 0.06 | 0.096 | 0.096 | 0.059 | QE_07 | 0.036 | 0.08802 | 0.043055 | 0.18337 | 0.092222 | 0.014468 | 0.08802 | 30Q5 Flow | 0.092222 | HM Flow | 0.043055 | 7Q10 Flow |  | 365 | 8.2192e-06 | 0.1909 | 0.093379 | 0.089123 | 3 | 4 | 0 | 0 | 39 | 1 | 0 | 0 | 0.788 | 32 | 0 | 0 | 0.00024226 | 6.3633e-05 | DMR | [16 empty] | 0.00014286 | 3.318 | 1.623 | 1.549 | 0.0042107 | 0.001106 | NO | NHDPlus
2020 | MDOT-SECONDARY COMPLEX | 110009900312 | MI0046841 | LANSING | INGHAM | MI |  | 42.6726 | -84.664 |  | 9199 | General Government, Nec | 921190 | Other General Government Support | IS47 | Services | Waste handling, treatment, and disposal - Remediation or Monitoring | 1 | 0.0037977 | MI0046841 | Silver Creek-Grand River | 040500040703 | Sic/Naics does not indicate usage of chemicals |  |  |  | 2023 | 04050000000000 | MARSH ADJACENT TO AN UNNAMED TRIBUTARY TO WHALEY D, WHALEY DRAIN |  |  | 0.0038244 | NPDES | 0.0038244 | 0.0059173 | 12242834 |  | 1 | 0.075 | 0.054 | 0.086 | 5.092 | 0.34 | 0.107 | 0.08 | 0.036 | 0.038 | 0.06 | 0.096 | 0.096 | 0.059 | QE_07 | 0.036 | 0.08802 | 0.043055 | 0.18337 | 0.092222 | 0.014468 | 0.08802 | 30Q5 Flow | 0.092222 | HM Flow | 0.043055 | 7Q10 Flow |  | 365 | 1.0405e-05 | 0.24166 | 0.11821 | 0.11282 | 3 | 4 | 0 | 0 | 39 | 1 | 0 | 0 | 0.788 | 32 | 0 | 0 | 0.00030668 | 8.0554e-05 | DMR | [16 empty] | 0.00018084 | 4.2003 | 2.0546 | 1.961 | 0.0053304 | 0.0014001 | NO | NHDPlus
2021 | MDOT-SECONDARY COMPLEX | 110009900312 | MI0046841 | LANSING | INGHAM | MI |  | 42.6726 | -84.664 |  | 9199 | General Government, Nec | 921190 | Other General Government Support | IS47 | Services | Waste handling, treatment, and disposal - Remediation or Monitoring | 1 | 0.0040279 | MI0046841 | Silver Creek-Grand River | 040500040703 | Sic/Naics does not indicate usage of chemicals |  |  |  | 2023 | 04050000000000 | MARSH ADJACENT TO AN UNNAMED TRIBUTARY TO WHALEY D, WHALEY DRAIN |  |  | 0.0038244 | NPDES | 0.0038244 | 0.0059173 | 12242834 |  | 1 | 0.075 | 0.054 | 0.086 | 5.092 | 0.34 | 0.107 | 0.08 | 0.036 | 0.038 | 0.06 | 0.096 | 0.096 | 0.059 | QE_07 | 0.036 | 0.08802 | 0.043055 | 0.18337 | 0.092222 | 0.014468 | 0.08802 | 30Q5 Flow | 0.092222 | HM Flow | 0.043055 | 7Q10 Flow |  | 365 | 1.1035e-05 | 0.25631 | 0.12537 | 0.11966 | 3 | 4 | 0 | 0 | 39 | 1 | 0 | 0 | 0.788 | 32 | 0 | 0 | 0.00032527 | 8.5437e-05 | DMR | [16 empty] | 0.00019181 | 4.4549 | 2.1791 | 2.0798 | 0.0056535 | 0.001485 | NO | NHDPlus
2022 | MDOT-SECONDARY COMPLEX | 110009900312 | MI0046841 | LANSING | INGHAM | MI |  | 42.6726 | -84.664 |  | 9199 | General Government, Nec | 921190 | Other General Government Support | IS47 | Services | Waste handling, treatment, and disposal - Remediation or Monitoring | 1 | 0.0025295 | MI0046841 | Silver Creek-Grand River | 040500040703 | Sic/Naics does not indicate usage of chemicals |  |  |  | 2023 | 04050000000000 | MARSH ADJACENT TO AN UNNAMED TRIBUTARY TO WHALEY D, WHALEY DRAIN |  |  | 0.0038244 | NPDES | 0.0038244 | 0.0059173 | 12242834 |  | 1 | 0.075 | 0.054 | 0.086 | 5.092 | 0.34 | 0.107 | 0.08 | 0.036 | 0.038 | 0.06 | 0.096 | 0.096 | 0.059 | QE_07 | 0.036 | 0.08802 | 0.043055 | 0.18337 | 0.092222 | 0.014468 | 0.08802 | 30Q5 Flow | 0.092222 | HM Flow | 0.043055 | 7Q10 Flow |  | 365 | 6.9302e-06 | 0.16096 | 0.078735 | 0.075146 | 3 | 4 | 0 | 0 | 39 | 1 | 0 | 0 | 0.788 | 32 | 0 | 0 | 0.00020427 | 5.3654e-05 | DMR | [16 empty] | 0.00012045 | 2.7977 | 1.3685 | 1.3061 | 0.0035503 | 0.00093256 | NO | NHDPlus
2023 | MDOT-SECONDARY COMPLEX | 110009900312 | MI0046841 | LANSING | INGHAM | MI |  | 42.6726 | -84.664 |  | 9199 | General Government, Nec | 921190 | Other General Government Support | IS47 | Services | Waste handling, treatment, and disposal - Remediation or Monitoring | 1 | 0.0033003 | MI0046841 | Silver Creek-Grand River | 040500040703 | Sic/Naics does not indicate usage of chemicals |  |  |  | 2023 | 04050000000000 | MARSH ADJACENT TO AN UNNAMED TRIBUTARY TO WHALEY D, WHALEY DRAIN |  |  | 0.0038244 | NPDES | 0.0038244 | 0.0059173 | 12242834 |  | 1 | 0.075 | 0.054 | 0.086 | 5.092 | 0.34 | 0.107 | 0.08 | 0.036 | 0.038 | 0.06 | 0.096 | 0.096 | 0.059 | QE_07 | 0.036 | 0.08802 | 0.043055 | 0.18337 | 0.092222 | 0.014468 | 0.08802 | 30Q5 Flow | 0.092222 | HM Flow | 0.043055 | 7Q10 Flow |  | 365 | 9.0419e-06 | 0.21001 | 0.10273 | 0.098044 | 3 | 4 | 0 | 0 | 39 | 1 | 0 | 0 | 0.788 | 32 | 0 | 0 | 0.00026651 | 7.0003e-05 | DMR | [16 empty] | 0.00015716 | 3.6501 | 1.7855 | 1.7041 | 0.0046322 | 0.0012167 | NO | NHDPlus
2019 | REXAIR INC | 110001301074 | MI0047104 | CADILLAC | WEXFORD | MI |  | 44.2608 | -85.4089 |  | 3635 | Household Vacuum Cleaners | 335210 | Small Electrical Appliance Manufacturing | IS42 | Electrical Equipment, Appliance, and Component Manufacturing | Waste handling, treatment, and disposal - Remediation or Monitoring | 1 | 0.070594 | MI0047104 | Pleasant Lake-Clam River | 040601020303 | Nothing reported to 2022 TRI |  |  |  | 2023 | 04060100000000 | CLAM RIVER |  |  | 0.52567 | NPDES | 0.52567 | 0.81333 | 12130204 | Clam River | 1 | 88.473 | 68.609 | 76.727 | 97.825 | 238.778 | 124.995 | 83.491 | 54.22 | 47.295 | 46.641 | 112.853 | 121.276 | 75.818 | QE_09 | 46.641 | 114.0367 | 71.787 | 216.3154 | 157.156 | 1.9886 | 114.0367 | 30Q5 Flow | 157.156 | HM Flow | 71.787 | 7Q10 Flow |  | 365 | 0.00019341 | 0.0026942 | 0.001696 | 0.0012307 | 3 | 4 | 0 | 0 | 39 | 1 | 0 | 0 | 0.788 | 32 | 0 | 0 | 3.419e-06 | 8.9807e-07 | DMR | [16 empty] | 0.0033616 | 0.046828 | 0.029478 | 0.02139 | 5.9426e-05 | 1.5609e-05 | NO | NHDPlus
2020 | REXAIR INC | 110001301074 | MI0047104 | CADILLAC | WEXFORD | MI |  | 44.2608 | -85.4089 |  | 3635 | Household Vacuum Cleaners | 335210 | Small Electrical Appliance Manufacturing | IS42 | Electrical Equipment, Appliance, and Component Manufacturing | Waste handling, treatment, and disposal - Remediation or Monitoring | 1 | 0.054624 | MI0047104 | Pleasant Lake-Clam River | 040601020303 | Sic/Naics does not indicate usage of chemicals |  |  |  | 2023 | 04060100000000 | CLAM RIVER |  |  | 0.52567 | NPDES | 0.52567 | 0.81333 | 12130204 | Clam River | 1 | 88.473 | 68.609 | 76.727 | 97.825 | 238.778 | 124.995 | 83.491 | 54.22 | 47.295 | 46.641 | 112.853 | 121.276 | 75.818 | QE_09 | 46.641 | 114.0367 | 71.787 | 216.3154 | 157.156 | 1.9886 | 114.0367 | 30Q5 Flow | 157.156 | HM Flow | 71.787 | 7Q10 Flow |  | 365 | 0.00014965 | 0.0020847 | 0.0013123 | 0.00095226 | 3 | 4 | 0 | 0 | 39 | 1 | 0 | 0 | 0.788 | 32 | 0 | 0 | 2.6456e-06 | 6.949e-07 | DMR | [16 empty] | 0.0026011 | 0.036234 | 0.02281 | 0.016551 | 4.5982e-05 | 1.2078e-05 | NO | NHDPlus
2021 | REXAIR INC | 110001301074 | MI0047104 | CADILLAC | WEXFORD | MI |  | 44.2608 | -85.4089 |  | 3635 | Household Vacuum Cleaners | 335210 | Small Electrical Appliance Manufacturing | IS42 | Electrical Equipment, Appliance, and Component Manufacturing | Waste handling, treatment, and disposal - Remediation or Monitoring | 1 | 0.045204 | MI0047104 | Pleasant Lake-Clam River | 040601020303 | Nothing reported to 2022 TRI |  |  |  | 2023 | 04060100000000 | CLAM RIVER |  |  | 0.52567 | NPDES | 0.52567 | 0.81333 | 12130204 | Clam River | 1 | 88.473 | 68.609 | 76.727 | 97.825 | 238.778 | 124.995 | 83.491 | 54.22 | 47.295 | 46.641 | 112.853 | 121.276 | 75.818 | QE_09 | 46.641 | 114.0367 | 71.787 | 216.3154 | 157.156 | 1.9886 | 114.0367 | 30Q5 Flow | 157.156 | HM Flow | 71.787 | 7Q10 Flow |  | 365 | 0.00012385 | 0.0017252 | 0.001086 | 0.00078805 | 3 | 4 | 0 | 0 | 39 | 1 | 0 | 0 | 0.788 | 32 | 0 | 0 | 2.1893e-06 | 5.7507e-07 | DMR | [16 empty] | 0.0021526 | 0.029986 | 0.018876 | 0.013697 | 3.8053e-05 | 9.9952e-06 | NO | NHDPlus
2022 | REXAIR INC | 110001301074 | MI0047104 | CADILLAC | WEXFORD | MI |  | 44.2608 | -85.4089 |  | 3635 | Household Vacuum Cleaners | 335210 | Small Electrical Appliance Manufacturing | IS42 | Electrical Equipment, Appliance, and Component Manufacturing | Waste handling, treatment, and disposal - Remediation or Monitoring | 1 | 0.012086 | MI0047104 | Pleasant Lake-Clam River | 040601020303 | Nothing reported to 2022 TRI |  |  |  | 2023 | 04060100000000 | CLAM RIVER |  |  | 0.52567 | NPDES | 0.52567 | 0.81333 | 12130204 | Clam River | 1 | 88.473 | 68.609 | 76.727 | 97.825 | 238.778 | 124.995 | 83.491 | 54.22 | 47.295 | 46.641 | 112.853 | 121.276 | 75.818 | QE_09 | 46.641 | 114.0367 | 71.787 | 216.3154 | 157.156 | 1.9886 | 114.0367 | 30Q5 Flow | 157.156 | HM Flow | 71.787 | 7Q10 Flow |  | 365 | 3.3111e-05 | 0.00046124 | 0.00029035 | 0.00021069 | 3 | 4 | 0 | 0 | 39 | 1 | 0 | 0 | 0.788 | 32 | 0 | 0 | 5.8533e-07 | 1.5375e-07 | DMR | [16 empty] | 0.0005755 | 0.0080168 | 0.0050466 | 0.003662 | 1.0174e-05 | 2.6723e-06 | NO | NHDPlus
2023 | REXAIR INC | 110001301074 | MI0047104 | CADILLAC | WEXFORD | MI |  | 44.2608 | -85.4089 |  | 3635 | Household Vacuum Cleaners | 335210 | Small Electrical Appliance Manufacturing | IS42 | Electrical Equipment, Appliance, and Component Manufacturing | Waste handling, treatment, and disposal - Remediation or Monitoring | 1 | 0.13383 | MI0047104 | Pleasant Lake-Clam River | 040601020303 | Nothing reported to 2022 TRI |  |  |  | 2023 | 04060100000000 | CLAM RIVER |  |  | 0.52567 | NPDES | 0.52567 | 0.81333 | 12130204 | Clam River | 1 | 88.473 | 68.609 | 76.727 | 97.825 | 238.778 | 124.995 | 83.491 | 54.22 | 47.295 | 46.641 | 112.853 | 121.276 | 75.818 | QE_09 | 46.641 | 114.0367 | 71.787 | 216.3154 | 157.156 | 1.9886 | 114.0367 | 30Q5 Flow | 157.156 | HM Flow | 71.787 | 7Q10 Flow |  | 365 | 0.00036665 | 0.0051075 | 0.0032152 | 0.002333 | 3 | 4 | 0 | 0 | 39 | 1 | 0 | 0 | 0.788 | 32 | 0 | 0 | 6.4816e-06 | 1.7025e-06 | DMR | [16 empty] | 0.0063728 | 0.088773 | 0.055883 | 0.040551 | 0.00011266 | 2.9591e-05 | NO | NHDPlus
2019 | WOOD - H&H TUBE GWCU | 110000412296 | MI0047392 | VANDERBILT | OTSEGO COUNTY | MI |  | 45.1454 | -84.6607 |  | 1799 | Special Trade Contractors, Nec | 562910 | Remediation Services | IS47 | Services | Waste handling, treatment, and disposal - Remediation or Monitoring | 1 | 0.26101 | MI0047392 | Club Stream | 040700040102 | Uncertain, possibly a remediation site |  |  |  | 2023 | 04070000000000 | BEGENY POND |  |  | 0.47721 | NPDES | 0.47721 | 0.73835 | 12503415 |  | 1 | 8.426 | 6.077 | 7.443 | 19.774 | 24.028 | 14.729 | 9.888 | 5.706 | 4.865 | 5.23 | 10.302 | 13.692 | 6.628 | QE_08 | 4.865 | 11.8949 | 6.9152 | 20.6015 | 14.2018 | 1.8053 | 11.8949 | 30Q5 Flow | 14.2018 | HM Flow | 6.9152 | 7Q10 Flow |  | 365 | 0.0007151 | 0.10341 | 0.060118 | 0.050352 | 3 | 4 | 0 | 0 | 39 | 1 | 0 | 0 | 0.788 | 32 | 0 | 0 | 0.00013123 | 3.447e-05 | DMR | [16 empty] | 0.012429 | 1.7973 | 1.0449 | 0.87517 | 0.0022809 | 0.00059912 | NO | NHDPlus
2020 | WOOD - H&H TUBE GWCU | 110000412296 | MI0047392 | VANDERBILT | OTSEGO COUNTY | MI |  | 45.1454 | -84.6607 |  | 1799 | Special Trade Contractors, Nec | 562910 | Remediation Services | IS47 | Services | Waste handling, treatment, and disposal - Remediation or Monitoring | 1 | 0.24758 | MI0047392 | Club Stream | 040700040102 | Uncertain, possibly a remediation site |  |  |  | 2023 | 04070000000000 | BEGENY POND |  |  | 0.47721 | NPDES | 0.47721 | 0.73835 | 12503415 |  | 1 | 8.426 | 6.077 | 7.443 | 19.774 | 24.028 | 14.729 | 9.888 | 5.706 | 4.865 | 5.23 | 10.302 | 13.692 | 6.628 | QE_08 | 4.865 | 11.8949 | 6.9152 | 20.6015 | 14.2018 | 1.8053 | 11.8949 | 30Q5 Flow | 14.2018 | HM Flow | 6.9152 | 7Q10 Flow |  | 365 | 0.0006783 | 0.098087 | 0.057024 | 0.047761 | 3 | 4 | 0 | 0 | 39 | 1 | 0 | 0 | 0.788 | 32 | 0 | 0 | 0.00012448 | 3.2696e-05 | DMR | [16 empty] | 0.011789 | 1.7049 | 0.99114 | 0.83013 | 0.0021635 | 0.00056828 | NO | NHDPlus
2021 | WOOD - H&H TUBE GWCU | 110000412296 | MI0047392 | VANDERBILT | OTSEGO COUNTY | MI |  | 45.1454 | -84.6607 |  | 1799 | Special Trade Contractors, Nec | 562910 | Remediation Services | IS47 | Services | Waste handling, treatment, and disposal - Remediation or Monitoring | 1 | 0.2616 | MI0047392 | Club Stream | 040700040102 | Uncertain, possibly a remediation site |  |  |  | 2023 | 04070000000000 | BEGENY POND |  |  | 0.47721 | NPDES | 0.47721 | 0.73835 | 12503415 |  | 1 | 8.426 | 6.077 | 7.443 | 19.774 | 24.028 | 14.729 | 9.888 | 5.706 | 4.865 | 5.23 | 10.302 | 13.692 | 6.628 | QE_08 | 4.865 | 11.8949 | 6.9152 | 20.6015 | 14.2018 | 1.8053 | 11.8949 | 30Q5 Flow | 14.2018 | HM Flow | 6.9152 | 7Q10 Flow |  | 365 | 0.00071672 | 0.10364 | 0.060255 | 0.050467 | 3 | 4 | 0 | 0 | 39 | 1 | 0 | 0 | 0.788 | 32 | 0 | 0 | 0.00013153 | 3.4548e-05 | DMR | [16 empty] | 0.012457 | 1.8014 | 1.0473 | 0.87716 | 0.0022861 | 0.00060048 | NO | NHDPlus
2022 | WOOD - H&H TUBE GWCU | 110000412296 | MI0047392 | VANDERBILT | OTSEGO COUNTY | MI |  | 45.1454 | -84.6607 |  | 1799 | Special Trade Contractors, Nec | 562910 | Remediation Services | IS47 | Services | Waste handling, treatment, and disposal - Remediation or Monitoring | 1 | 0.23823 | MI0047392 | Club Stream | 040700040102 | Uncertain, possibly a remediation site |  |  |  | 2023 | 04070000000000 | BEGENY POND |  |  | 0.47721 | NPDES | 0.47721 | 0.73835 | 12503415 |  | 1 | 8.426 | 6.077 | 7.443 | 19.774 | 24.028 | 14.729 | 9.888 | 5.706 | 4.865 | 5.23 | 10.302 | 13.692 | 6.628 | QE_08 | 4.865 | 11.8949 | 6.9152 | 20.6015 | 14.2018 | 1.8053 | 11.8949 | 30Q5 Flow | 14.2018 | HM Flow | 6.9152 | 7Q10 Flow |  | 365 | 0.00065268 | 0.094383 | 0.054871 | 0.045957 | 3 | 4 | 0 | 0 | 39 | 1 | 0 | 0 | 0.788 | 32 | 0 | 0 | 0.00011978 | 3.1461e-05 | DMR | [16 empty] | 0.011344 | 1.6405 | 0.9537 | 0.79878 | 0.0020818 | 0.00054682 | NO | NHDPlus
2023 | WOOD - H&H TUBE GWCU | 110000412296 | MI0047392 | VANDERBILT | OTSEGO COUNTY | MI |  | 45.1454 | -84.6607 |  | 1799 | Special Trade Contractors, Nec | 562910 | Remediation Services | IS47 | Services | Waste handling, treatment, and disposal - Remediation or Monitoring | 1 | 0.21081 | MI0047392 | Club Stream | 040700040102 | Uncertain, possibly a remediation site |  |  |  | 2023 | 04070000000000 | BEGENY POND |  |  | 0.47721 | NPDES | 0.47721 | 0.73835 | 12503415 |  | 1 | 8.426 | 6.077 | 7.443 | 19.774 | 24.028 | 14.729 | 9.888 | 5.706 | 4.865 | 5.23 | 10.302 | 13.692 | 6.628 | QE_08 | 4.865 | 11.8949 | 6.9152 | 20.6015 | 14.2018 | 1.8053 | 11.8949 | 30Q5 Flow | 14.2018 | HM Flow | 6.9152 | 7Q10 Flow |  | 365 | 0.00057755 | 0.083519 | 0.048555 | 0.040667 | 3 | 4 | 0 | 0 | 39 | 1 | 0 | 0 | 0.788 | 32 | 0 | 0 | 0.00010599 | 2.784e-05 | DMR | [16 empty] | 0.010038 | 1.4516 | 0.84393 | 0.70684 | 0.0018422 | 0.00048388 | NO | NHDPlus
2022 | STURGIS-BIG HILL ROAD LF | 110009900330 | MI0047716 | STURGIS | ST. JOSEPH | MI |  | 41.8026 | -85.3881 |  | 4953 | Refuse Systems | 562920 | Materials Recovery Facilities | IS47 | Services | Waste handling, treatment, and disposal - non-POTW WWT | 1 | 0.050407 | MI0047716 | Clear Lake-Fawn River | 040500010806 | NAICS/SIC indication |  |  |  | 2023 | 04050000000000 | MOE DRAIN |  |  | 0.21097 | NPDES | 0.21097 | 0.32641 | 12263094 |  | 1 | 1.177 | 1.402 | 1.781 | 35.973 | 3.733 | 1.306 | 0.992 | 0.528 | 0.541 | 0.668 | 0.943 | 1.898 | 1.482 | QE_07 | 0.528 | 1.291 | 0.69408 | 2.8778 | 1.5736 | 0.79808 | 1.291 | 30Q5 Flow | 1.5736 | HM Flow | 0.79808 | Plant Flow |  | 365 | 0.0001381 | 0.17304 | 0.10698 | 0.087763 | 3 | 4 | 0 | 0 | 39 | 1 | 0 | 0 | 0.788 | 32 | 0 | 0 | 0.0002196 | 5.7681e-05 | DMR | [16 empty] | 0.0024003 | 3.0076 | 1.8594 | 1.5254 | 0.0038168 | 0.0010025 | NO | NHDPlus
2023 | STURGIS-BIG HILL ROAD LF | 110009900330 | MI0047716 | STURGIS | ST. JOSEPH | MI |  | 41.8026 | -85.3881 |  | 4953 | Refuse Systems | 562920 | Materials Recovery Facilities | IS47 | Services | Waste handling, treatment, and disposal - non-POTW WWT | 1 | 0.052608 | MI0047716 | Clear Lake-Fawn River | 040500010806 | NAICS/SIC indication |  |  |  | 2023 | 04050000000000 | MOE DRAIN |  |  | 0.21097 | NPDES | 0.21097 | 0.32641 | 12263094 |  | 1 | 1.177 | 1.402 | 1.781 | 35.973 | 3.733 | 1.306 | 0.992 | 0.528 | 0.541 | 0.668 | 0.943 | 1.898 | 1.482 | QE_07 | 0.528 | 1.291 | 0.69408 | 2.8778 | 1.5736 | 0.79808 | 1.291 | 30Q5 Flow | 1.5736 | HM Flow | 0.79808 | Plant Flow |  | 365 | 0.00014413 | 0.1806 | 0.11165 | 0.091595 | 3 | 4 | 0 | 0 | 39 | 1 | 0 | 0 | 0.788 | 32 | 0 | 0 | 0.00022919 | 6.02e-05 | DMR | [16 empty] | 0.0025051 | 3.139 | 1.9405 | 1.592 | 0.0039835 | 0.0010463 | NO | NHDPlus
2019 | FOREST LAWN LANDFILL | 110001847761 | MI0048631 | THREE OAKS | BERRIEN | MI |  | 41.776 | -86.6549 |  | 4953 | Refuse Systems | 562920 | Materials Recovery Facilities | IS47 | Services | Waste handling, treatment, and disposal - Landfill | 1 | 0.035547 | MI0048631 | South Branch Galien River | 040400010206 | NAICS/SIC indication |  |  |  | 2023 | 04040000000000 | SOUTH BRANCH GALIEN RIVER, SOUTH BRANCH OF THE GALIEN RIVER |  |  | 0 | NPDES | 0 | 0 | 3396684 | South Branch Galien River | 4 | 70.223 | 82.874 | 112.138 | 338.13 | 136.48 | 62.79 | 50.867 | 35.76 | 32.224 | 34.077 | 36.809 | 77.471 | 94.025 | QE_08 | 32.224 | 78.7873 | 48.9558 | 171.6944 | 114.0536 | 0 | 78.7873 | 30Q5 Flow | 114.0536 | HM Flow | 48.9558 | 7Q10 Flow |  | 365 | 9.739e-05 | 0.0019893 | 0.0012361 | 0.0008539 | 3 | 4 | 0 | 0 | 39 | 1 | 0 | 0 | 0.788 | 32 | 0 | 0 | 2.5245e-06 | 6.6311e-07 | DMR | [16 empty] | 0.0016927 | 0.034577 | 0.021485 | 0.014842 | 4.3879e-05 | 1.1526e-05 | NO | NHDPlus
2020 | FOREST LAWN LANDFILL | 110001847761 | MI0048631 | THREE OAKS | BERRIEN | MI |  | 41.776 | -86.6549 |  | 4953 | Refuse Systems | 562920 | Materials Recovery Facilities | IS47 | Services | Waste handling, treatment, and disposal - Landfill | 1 | 0.055976 | MI0048631 | South Branch Galien River | 040400010206 | NAICS/SIC indication |  |  |  | 2023 | 04040000000000 | SOUTH BRANCH GALIEN RIVER, SOUTH BRANCH OF THE GALIEN RIVER |  |  | 0 | NPDES | 0 | 0 | 3396684 | South Branch Galien River | 4 | 70.223 | 82.874 | 112.138 | 338.13 | 136.48 | 62.79 | 50.867 | 35.76 | 32.224 | 34.077 | 36.809 | 77.471 | 94.025 | QE_08 | 32.224 | 78.7873 | 48.9558 | 171.6944 | 114.0536 | 0 | 78.7873 | 30Q5 Flow | 114.0536 | HM Flow | 48.9558 | 7Q10 Flow |  | 365 | 0.00015336 | 0.0031326 | 0.0019465 | 0.0013446 | 3 | 4 | 0 | 0 | 39 | 1 | 0 | 0 | 0.788 | 32 | 0 | 0 | 3.9754e-06 | 1.0442e-06 | DMR | [16 empty] | 0.0026655 | 0.054447 | 0.033832 | 0.023371 | 6.9095e-05 | 1.8149e-05 | NO | NHDPlus
2021 | FOREST LAWN LANDFILL | 110001847761 | MI0048631 | THREE OAKS | BERRIEN | MI |  | 41.776 | -86.6549 |  | 4953 | Refuse Systems | 562920 | Materials Recovery Facilities | IS47 | Services | Waste handling, treatment, and disposal - Landfill | 1 | 0.0016624 | MI0048631 | South Branch Galien River | 040400010206 | NAICS/SIC indication |  |  |  | 2023 | 04040000000000 | SOUTH BRANCH GALIEN RIVER, SOUTH BRANCH OF THE GALIEN RIVER |  |  | 0 | NPDES | 0 | 0 | 3396684 | South Branch Galien River | 4 | 70.223 | 82.874 | 112.138 | 338.13 | 136.48 | 62.79 | 50.867 | 35.76 | 32.224 | 34.077 | 36.809 | 77.471 | 94.025 | QE_08 | 32.224 | 78.7873 | 48.9558 | 171.6944 | 114.0536 | 0 | 78.7873 | 30Q5 Flow | 114.0536 | HM Flow | 48.9558 | 7Q10 Flow |  | 365 | 4.5544e-06 | 9.3032e-05 | 5.7807e-05 | 3.9932e-05 | 3 | 4 | 0 | 0 | 39 | 1 | 0 | 0 | 0.788 | 32 | 0 | 0 | 1.1806e-07 | 3.1011e-08 | DMR | [16 empty] | 7.9161e-05 | 0.001617 | 0.0010047 | 0.00069406 | 2.052e-06 | 5.3899e-07 | NO | NHDPlus
2019 | CITY ENVIRONMENTAL SERVICES LF, INC. OF HASTINGS | 110034151450 | MI0050199 | HASTINGS | BARRY | MI |  | 42.6657 | -85.2907 |  | 4953 | Refuse Systems | 562920 | Materials Recovery Facilities | IS47 | Services | Waste handling, treatment, and disposal - non-POTW WWT | 1 | 0.013692 | MI0050199 | Butler Creek-Thornapple River | 040500070402 | NAICS/SIC indication |  |  |  | 2023 | 04050010000000 | CARTER LAKE, WETLANDS ADJACENT TO AN UNNAMED TRIBUTARY TO CARTE |  |  | 0.00925 | NPDES | 0.00925 | 0.014312 | 12145452 |  | 2 | 10.941 | 10.53 | 13.04 | 135.248 | 38.524 | 12.151 | 8.814 | 5.117 | 4.868 | 5.922 | 6.289 | 13.371 | 11.554 | QE_08 | 4.868 | 11.9022 | 6.9196 | 26.7506 | 16.075 | 0.034992 | 11.9022 | 30Q5 Flow | 16.075 | HM Flow | 6.9196 | 7Q10 Flow |  | 365 | 3.7513e-05 | 0.0054212 | 0.0031518 | 0.0023336 | 3 | 4 | 0 | 0 | 39 | 1 | 0 | 0 | 0.788 | 32 | 0 | 0 | 6.8798e-06 | 1.8071e-06 | DMR | [16 empty] | 0.00065201 | 0.094226 | 0.054781 | 0.040561 | 0.00011958 | 3.1409e-05 | NO | NHDPlus
2020 | CITY ENVIRONMENTAL SERVICES LF, INC. OF HASTINGS | 110034151450 | MI0050199 | HASTINGS | BARRY | MI |  | 42.6657 | -85.2907 |  | 4953 | Refuse Systems | 562920 | Materials Recovery Facilities | IS47 | Services | Waste handling, treatment, and disposal - non-POTW WWT | 1 | 0.017193 | MI0050199 | Butler Creek-Thornapple River | 040500070402 | NAICS/SIC indication |  |  |  | 2023 | 04050010000000 | CARTER LAKE, WETLANDS ADJACENT TO AN UNNAMED TRIBUTARY TO CARTE |  |  | 0.00925 | NPDES | 0.00925 | 0.014312 | 12145452 |  | 2 | 10.941 | 10.53 | 13.04 | 135.248 | 38.524 | 12.151 | 8.814 | 5.117 | 4.868 | 5.922 | 6.289 | 13.371 | 11.554 | QE_08 | 4.868 | 11.9022 | 6.9196 | 26.7506 | 16.075 | 0.034992 | 11.9022 | 30Q5 Flow | 16.075 | HM Flow | 6.9196 | 7Q10 Flow |  | 365 | 4.7105e-05 | 0.0068075 | 0.0039577 | 0.0029303 | 3 | 4 | 0 | 0 | 39 | 1 | 0 | 0 | 0.788 | 32 | 0 | 0 | 8.6389e-06 | 2.2692e-06 | DMR | [16 empty] | 0.00081873 | 0.11832 | 0.068788 | 0.050932 | 0.00015015 | 3.944e-05 | NO | NHDPlus
2021 | CITY ENVIRONMENTAL SERVICES LF, INC. OF HASTINGS | 110034151450 | MI0050199 | HASTINGS | BARRY | MI |  | 42.6657 | -85.2907 |  | 4953 | Refuse Systems | 562920 | Materials Recovery Facilities | IS47 | Services | Waste handling, treatment, and disposal - non-POTW WWT | 1 | 0.015159 | MI0050199 | Butler Creek-Thornapple River | 040500070402 | NAICS/SIC indication |  |  |  | 2023 | 04050010000000 | CARTER LAKE, WETLANDS ADJACENT TO AN UNNAMED TRIBUTARY TO CARTE |  |  | 0.00925 | NPDES | 0.00925 | 0.014312 | 12145452 |  | 2 | 10.941 | 10.53 | 13.04 | 135.248 | 38.524 | 12.151 | 8.814 | 5.117 | 4.868 | 5.922 | 6.289 | 13.371 | 11.554 | QE_08 | 4.868 | 11.9022 | 6.9196 | 26.7506 | 16.075 | 0.034992 | 11.9022 | 30Q5 Flow | 16.075 | HM Flow | 6.9196 | 7Q10 Flow |  | 365 | 4.1531e-05 | 0.006002 | 0.0034894 | 0.0025836 | 3 | 4 | 0 | 0 | 39 | 1 | 0 | 0 | 0.788 | 32 | 0 | 0 | 7.6167e-06 | 2.0007e-06 | DMR | [16 empty] | 0.00072185 | 0.10432 | 0.060649 | 0.044905 | 0.00013239 | 3.4773e-05 | NO | NHDPlus
2022 | CITY ENVIRONMENTAL SERVICES LF, INC. OF HASTINGS | 110034151450 | MI0050199 | HASTINGS | BARRY | MI |  | 42.6657 | -85.2907 |  | 4953 | Refuse Systems | 562920 | Materials Recovery Facilities | IS47 | Services | Waste handling, treatment, and disposal - non-POTW WWT | 1 | 0.015414 | MI0050199 | Butler Creek-Thornapple River | 040500070402 | NAICS/SIC indication |  |  |  | 2023 | 04050010000000 | CARTER LAKE, WETLANDS ADJACENT TO AN UNNAMED TRIBUTARY TO CARTE |  |  | 0.00925 | NPDES | 0.00925 | 0.014312 | 12145452 |  | 2 | 10.941 | 10.53 | 13.04 | 135.248 | 38.524 | 12.151 | 8.814 | 5.117 | 4.868 | 5.922 | 6.289 | 13.371 | 11.554 | QE_08 | 4.868 | 11.9022 | 6.9196 | 26.7506 | 16.075 | 0.034992 | 11.9022 | 30Q5 Flow | 16.075 | HM Flow | 6.9196 | 7Q10 Flow |  | 365 | 4.2231e-05 | 0.0061031 | 0.0035482 | 0.0026271 | 3 | 4 | 0 | 0 | 39 | 1 | 0 | 0 | 0.788 | 32 | 0 | 0 | 7.7451e-06 | 2.0344e-06 | DMR | [16 empty] | 0.00073402 | 0.10608 | 0.061671 | 0.045662 | 0.00013462 | 3.5359e-05 | NO | NHDPlus
2023 | CITY ENVIRONMENTAL SERVICES LF, INC. OF HASTINGS | 110034151450 | MI0050199 | HASTINGS | BARRY | MI |  | 42.6657 | -85.2907 |  | 4953 | Refuse Systems | 562920 | Materials Recovery Facilities | IS47 | Services | Waste handling, treatment, and disposal - non-POTW WWT | 1 | 0.01074 | MI0050199 | Butler Creek-Thornapple River | 040500070402 | NAICS/SIC indication |  |  |  | 2023 | 04050010000000 | CARTER LAKE, WETLANDS ADJACENT TO AN UNNAMED TRIBUTARY TO CARTE |  |  | 0.00925 | NPDES | 0.00925 | 0.014312 | 12145452 |  | 2 | 10.941 | 10.53 | 13.04 | 135.248 | 38.524 | 12.151 | 8.814 | 5.117 | 4.868 | 5.922 | 6.289 | 13.371 | 11.554 | QE_08 | 4.868 | 11.9022 | 6.9196 | 26.7506 | 16.075 | 0.034992 | 11.9022 | 30Q5 Flow | 16.075 | HM Flow | 6.9196 | 7Q10 Flow |  | 365 | 2.9424e-05 | 0.0042523 | 0.0024722 | 0.0018304 | 3 | 4 | 0 | 0 | 39 | 1 | 0 | 0 | 0.788 | 32 | 0 | 0 | 5.3964e-06 | 1.4174e-06 | DMR | [16 empty] | 0.00051143 | 0.073909 | 0.042969 | 0.031815 | 9.3794e-05 | 2.4636e-05 | NO | NHDPlus
2022 | STURGIS WELL FIELD-SF | 110009900116 | MI0053465 | STURGIS | SAINT JOSEPH | MI |  | 41.8048 | -85.4138 |  | 2591 | Drapery Hardware and Blinds and Shades | 337920 | Blind and Shade Manufacturing | NAICS/SIC Not Provided | NAICS/SIC Not Provided | Waste handling, treatment, and disposal - Remediation or Monitoring | 1 | 0.19717 | MI0053465 | Wegner Ditch-Fawn River | 040500010807 | Uncertain, possibly a remediation site |  |  |  | 2023 | 04050000000000 | NYE DRAIN |  |  | 1.0234 | NPDES | 1.0234 | 1.5834 | 12260728 | Nye Drain | 1 | 5.677 | 6.375 | 7.895 | 104.163 | 17.166 | 6.02 | 4.442 | 2.633 | 2.499 | 2.98 | 3.46 | 7.504 | 7.079 | QE_08 | 2.499 | 6.11 | 3.4698 | 13.8802 | 8.0519 | 3.8713 | 6.11 | 30Q5 Flow | 8.0519 | HM Flow | 3.8713 | Plant Flow |  | 365 | 0.00054019 | 0.13953 | 0.08841 | 0.067088 | 3 | 4 | 0 | 0 | 39 | 1 | 0 | 0 | 0.788 | 32 | 0 | 0 | 0.00017707 | 4.6512e-05 | DMR | [16 empty] | 0.009389 | 2.4252 | 1.5366 | 1.1661 | 0.0030777 | 0.00080841 | NO | NHDPlus
2023 | STURGIS WELL FIELD-SF | 110009900116 | MI0053465 | STURGIS | SAINT JOSEPH | MI |  | 41.8048 | -85.4138 |  | 2591 | Drapery Hardware and Blinds and Shades | 337920 | Blind and Shade Manufacturing | NAICS/SIC Not Provided | NAICS/SIC Not Provided | Waste handling, treatment, and disposal - Remediation or Monitoring | 1 | 0.16452 | MI0053465 | Wegner Ditch-Fawn River | 040500010807 | Uncertain, possibly a remediation site |  |  |  | 2023 | 04050000000000 | NYE DRAIN |  |  | 1.0234 | NPDES | 1.0234 | 1.5834 | 12260728 | Nye Drain | 1 | 5.677 | 6.375 | 7.895 | 104.163 | 17.166 | 6.02 | 4.442 | 2.633 | 2.499 | 2.98 | 3.46 | 7.504 | 7.079 | QE_08 | 2.499 | 6.11 | 3.4698 | 13.8802 | 8.0519 | 3.8713 | 6.11 | 30Q5 Flow | 8.0519 | HM Flow | 3.8713 | Plant Flow |  | 365 | 0.00045073 | 0.11643 | 0.073769 | 0.055978 | 3 | 4 | 0 | 0 | 39 | 1 | 0 | 0 | 0.788 | 32 | 0 | 0 | 0.00014775 | 3.8809e-05 | DMR | [16 empty] | 0.0078341 | 2.0236 | 1.2822 | 0.97295 | 0.002568 | 0.00067454 | NO | NHDPlus
2020 | EGLE-RRD-AUSTIN TUBE PROD | 110009899967 | MI0054224 | BALDWIN | LAKE | MI |  | 43.9058 | -85.8019 |  | 3317 | Steel Pipe and Tubes | 331210 | Iron and Steel Pipe and Tube Manufacturing from Purchased Steel | IS38 | Primary Metal Manufacturing | Waste handling, treatment, and disposal - Remediation or Monitoring | 1 | 0.035864 | MI0054224 | Sanborn Creek | 040601010502 | Nothing reported to 2022 TRI |  |  |  | 2023 | 04060100000000 | LITTLE LEVERENTZ LAKE |  |  | 0 | NPDES | 0 | 0 | 8990506 |  | 1 | 2.982 | 2.164 | 3.041 | 26.912 | 12.874 | 4.018 | 2.868 | 1.521 | 1.566 | 1.683 | 2.209 | 5.338 | 2.259 | QE_07 | 1.521 | 3.7188 | 2.0753 | 7.291 | 4.4712 | 0 | 3.7188 | 30Q5 Flow | 4.4712 | HM Flow | 2.0753 | 7Q10 Flow |  | 365 | 9.8257e-05 | 0.047346 | 0.026421 | 0.021976 | 3 | 4 | 0 | 0 | 39 | 1 | 0 | 0 | 0.788 | 32 | 0 | 0 | 6.0084e-05 | 1.5782e-05 | DMR | [16 empty] | 0.0017078 | 0.82292 | 0.45923 | 0.38196 | 0.0010443 | 0.00027431 | NO | NHDPlus
2019 | PIANO FACTORY-GRAND HAVEN | 110006739832 | MI0054399 | GRAND HAVEN | OTTAWA | MI |  | 43.0647 | -86.2335 |  | 5812 | Eating Places | 722515 | Snack and Nonalcoholic Beverage Bars | NAICS/SIC Not Provided | NAICS/SIC Not Provided | Waste handling, treatment, and disposal - Remediation or Monitoring | 1 | 0.03555 | MI0054399 | Lloyd Bayou-Grand River | 040500060712 | Nothing reported to 2022 TRI |  |  |  | 2023 | 04050010000000 | GRAND RIVER |  |  | 0.036083 | NPDES | 0.036083 | 0.055829 | 9005799 | Grand River | 6 | 5048.873 | 5182.411 | 5400.666 | 8786.526 | 9514.595 | 5773.043 | 4084.276 | 2762.913 | 2444.977 | 2763.755 | 3254.875 | 4280.408 | 5194.331 | QE_08 | 2444.977 | 5977.9389 | 4325.9261 | 12344.4328 | 10225.3673 | 0.1365 | 5977.9389 | 30Q5 Flow | 10225.3673 | HM Flow | 4325.9261 | 7Q10 Flow |  | 365 | 9.7398e-05 | 2.2515e-05 | 1.6293e-05 | 9.5251e-06 | 3 | 4 | 0 | 0 | 39 | 1 | 0 | 0 | 0.788 | 32 | 0 | 0 | 2.8572e-08 | 7.505e-09 | DMR | [16 empty] | 0.0016929 | 0.00039133 | 0.00028319 | 0.00016556 | 4.9661e-07 | 1.3044e-07 | NO | NHDPlus
2020 | PIANO FACTORY-GRAND HAVEN | 110006739832 | MI0054399 | GRAND HAVEN | OTTAWA | MI |  | 43.0647 | -86.2335 |  | 5812 | Eating Places | 722515 | Snack and Nonalcoholic Beverage Bars | NAICS/SIC Not Provided | NAICS/SIC Not Provided | Waste handling, treatment, and disposal - Remediation or Monitoring | 1 | 0.0057327 | MI0054399 | Lloyd Bayou-Grand River | 040500060712 | Nothing reported to 2022 TRI |  |  |  | 2023 | 04050010000000 | GRAND RIVER |  |  | 0.036083 | NPDES | 0.036083 | 0.055829 | 9005799 | Grand River | 6 | 5048.873 | 5182.411 | 5400.666 | 8786.526 | 9514.595 | 5773.043 | 4084.276 | 2762.913 | 2444.977 | 2763.755 | 3254.875 | 4280.408 | 5194.331 | QE_08 | 2444.977 | 5977.9389 | 4325.9261 | 12344.4328 | 10225.3673 | 0.1365 | 5977.9389 | 30Q5 Flow | 10225.3673 | HM Flow | 4325.9261 | 7Q10 Flow |  | 365 | 1.5706e-05 | 3.6306e-06 | 2.6273e-06 | 1.536e-06 | 3 | 4 | 0 | 0 | 39 | 1 | 0 | 0 | 0.788 | 32 | 0 | 0 | 4.6074e-09 | 1.2102e-09 | DMR | [16 empty] | 0.00027298 | 6.3104e-05 | 4.5665e-05 | 2.6697e-05 | 8.0081e-08 | 2.1035e-08 | NO | NHDPlus
2021 | PIANO FACTORY-GRAND HAVEN | 110006739832 | MI0054399 | GRAND HAVEN | OTTAWA | MI |  | 43.0647 | -86.2335 |  | 5812 | Eating Places | 722515 | Snack and Nonalcoholic Beverage Bars | NAICS/SIC Not Provided | NAICS/SIC Not Provided | Waste handling, treatment, and disposal - Remediation or Monitoring | 1 | 0.021791 | MI0054399 | Lloyd Bayou-Grand River | 040500060712 | Nothing reported to 2022 TRI |  |  |  | 2023 | 04050010000000 | GRAND RIVER |  |  | 0.036083 | NPDES | 0.036083 | 0.055829 | 9005799 | Grand River | 6 | 5048.873 | 5182.411 | 5400.666 | 8786.526 | 9514.595 | 5773.043 | 4084.276 | 2762.913 | 2444.977 | 2763.755 | 3254.875 | 4280.408 | 5194.331 | QE_08 | 2444.977 | 5977.9389 | 4325.9261 | 12344.4328 | 10225.3673 | 0.1365 | 5977.9389 | 30Q5 Flow | 10225.3673 | HM Flow | 4325.9261 | 7Q10 Flow |  | 365 | 5.9703e-05 | 1.3801e-05 | 9.9871e-06 | 5.8387e-06 | 3 | 4 | 0 | 0 | 39 | 1 | 0 | 0 | 0.788 | 32 | 0 | 0 | 1.7514e-08 | 4.6004e-09 | DMR | [16 empty] | 0.0010377 | 0.00023988 | 0.00017359 | 0.00010148 | 3.0441e-07 | 7.9959e-08 | NO | NHDPlus
2022 | PIANO FACTORY-GRAND HAVEN | 110006739832 | MI0054399 | GRAND HAVEN | OTTAWA | MI |  | 43.0647 | -86.2335 |  | 5812 | Eating Places | 722515 | Snack and Nonalcoholic Beverage Bars | NAICS/SIC Not Provided | NAICS/SIC Not Provided | Waste handling, treatment, and disposal - Remediation or Monitoring | 1 | 5.5844 | MI0054399 | Lloyd Bayou-Grand River | 040500060712 | NAICS/SIC indication |  |  |  | 2023 | 04050010000000 | GRAND RIVER |  |  | 0.036083 | NPDES | 0.036083 | 0.055829 | 9005799 | Grand River | 6 | 5048.873 | 5182.411 | 5400.666 | 8786.526 | 9514.595 | 5773.043 | 4084.276 | 2762.913 | 2444.977 | 2763.755 | 3254.875 | 4280.408 | 5194.331 | QE_08 | 2444.977 | 5977.9389 | 4325.9261 | 12344.4328 | 10225.3673 | 0.1365 | 5977.9389 | 30Q5 Flow | 10225.3673 | HM Flow | 4325.9261 | 7Q10 Flow |  | 365 | 0.0153 | 0.0035367 | 0.0025593 | 0.0014962 | 3 | 4 | 0 | 0 | 39 | 1 | 0 | 0 | 0.788 | 32 | 0 | 0 | 4.4882e-06 | 1.1789e-06 | DMR | [16 empty] | 0.26592 | 0.061472 | 0.044484 | 0.026006 | 7.801e-05 | 2.0491e-05 | NO | NHDPlus
2023 | PIANO FACTORY-GRAND HAVEN | 110006739832 | MI0054399 | GRAND HAVEN | OTTAWA | MI |  | 43.0647 | -86.2335 |  | 5812 | Eating Places | 722515 | Snack and Nonalcoholic Beverage Bars | NAICS/SIC Not Provided | NAICS/SIC Not Provided | Waste handling, treatment, and disposal - Remediation or Monitoring | 1 | 0.012064 | MI0054399 | Lloyd Bayou-Grand River | 040500060712 | Nothing reported to 2022 TRI |  |  |  | 2023 | 04050010000000 | GRAND RIVER |  |  | 0.036083 | NPDES | 0.036083 | 0.055829 | 9005799 | Grand River | 6 | 5048.873 | 5182.411 | 5400.666 | 8786.526 | 9514.595 | 5773.043 | 4084.276 | 2762.913 | 2444.977 | 2763.755 | 3254.875 | 4280.408 | 5194.331 | QE_08 | 2444.977 | 5977.9389 | 4325.9261 | 12344.4328 | 10225.3673 | 0.1365 | 5977.9389 | 30Q5 Flow | 10225.3673 | HM Flow | 4325.9261 | 7Q10 Flow |  | 365 | 3.3051e-05 | 7.6402e-06 | 5.5288e-06 | 3.2322e-06 | 3 | 4 | 0 | 0 | 39 | 1 | 0 | 0 | 0.788 | 32 | 0 | 0 | 9.6957e-09 | 2.5467e-09 | DMR | [16 empty] | 0.00057445 | 0.00013279 | 9.6096e-05 | 5.6179e-05 | 1.6852e-07 | 4.4264e-08 | NO | NHDPlus
2022 | CADILLAC FINANCING AUTH GWCU | 110006739878 | MI0054925 | CADILLAC | WEXFORD | MI |  | 44.2504 | -85.4023 |  | 9999 | Nonclassifiable Establishments | 0 | 0 | NAICS/SIC Not Provided | NAICS/SIC Not Provided | Waste handling, treatment, and disposal - Remediation or Monitoring | 1 | 0.22743 | MI0054925 | Lake Cadillac-Clam River | 040601020302 | Uncertain, possibly a remediation site |  |  |  | 2023 | 04060100000000 | CLAM RIVER |  |  | 2.0191 | NPDES | 2.0191 | 3.124 | 12130204 | Clam River | 1 | 88.473 | 68.609 | 76.727 | 97.825 | 238.778 | 124.995 | 83.491 | 54.22 | 47.295 | 46.641 | 112.853 | 121.276 | 75.818 | QE_09 | 46.641 | 114.0367 | 71.787 | 216.3154 | 157.156 | 7.6381 | 114.0367 | 30Q5 Flow | 157.156 | HM Flow | 71.787 | 7Q10 Flow |  | 365 | 0.0006231 | 0.0086798 | 0.005464 | 0.0039648 | 3 | 4 | 0 | 0 | 39 | 1 | 0 | 0 | 0.788 | 32 | 0 | 0 | 1.1015e-05 | 2.8933e-06 | DMR | [16 empty] | 0.01083 | 0.15086 | 0.09497 | 0.068913 | 0.00019145 | 5.0288e-05 | NO | NHDPlus
2023 | CADILLAC FINANCING AUTH GWCU | 110006739878 | MI0054925 | CADILLAC | WEXFORD | MI |  | 44.2504 | -85.4023 |  | 9999 | Nonclassifiable Establishments | 0 | 0 | NAICS/SIC Not Provided | NAICS/SIC Not Provided | Waste handling, treatment, and disposal - Remediation or Monitoring | 1 | 0.49487 | MI0054925 | Lake Cadillac-Clam River | 040601020302 | Uncertain, possibly a remediation site |  |  |  | 2023 | 04060100000000 | CLAM RIVER |  |  | 2.0191 | NPDES | 2.0191 | 3.124 | 12130204 | Clam River | 1 | 88.473 | 68.609 | 76.727 | 97.825 | 238.778 | 124.995 | 83.491 | 54.22 | 47.295 | 46.641 | 112.853 | 121.276 | 75.818 | QE_09 | 46.641 | 114.0367 | 71.787 | 216.3154 | 157.156 | 7.6381 | 114.0367 | 30Q5 Flow | 157.156 | HM Flow | 71.787 | 7Q10 Flow |  | 365 | 0.0013558 | 0.018886 | 0.011889 | 0.0086271 | 3 | 4 | 0 | 0 | 39 | 1 | 0 | 0 | 0.788 | 32 | 0 | 0 | 2.3967e-05 | 6.2955e-06 | DMR | [16 empty] | 0.023565 | 0.32826 | 0.20664 | 0.14995 | 0.00041658 | 0.00010942 | NO | NHDPlus
2021 | STP NO. 2 GWCU-LUDINGTON | 110006739789 | MI0055531 | LUDINGTON | MASON | MI |  | 43.9778 | -86.4578 |  | 9999 | Nonclassifiable Establishments | 0 | 0 | NAICS/SIC Not Provided | NAICS/SIC Not Provided | Waste handling, treatment, and disposal - Remediation or Monitoring | 1 | 0.026652 | MI0055531 | Lincoln Lake-Lincoln River | 040601010203 | Uncertain, possibly a remediation site |  |  |  | 2023 | 04060100000000 | LINCOLN LAKE |  |  | 0.039758 | NPDES | 0.039758 | 0.061515 | 8992068 | Lincoln River | 3 | 99.234 | 106.394 | 116.878 | 470.867 | 323.239 | 102.074 | 71.1 | 46.834 | 46.431 | 47.914 | 38.912 | 117.035 | 121.464 | QE_10 | 38.912 | 95.1394 | 59.5102 | 242.6259 | 149.6054 | 0.1504 | 95.1394 | 30Q5 Flow | 149.6054 | HM Flow | 59.5102 | 7Q10 Flow |  | 365 | 7.302e-05 | 0.001227 | 0.00076751 | 0.00048809 | 3 | 4 | 0 | 0 | 39 | 1 | 0 | 0 | 0.788 | 32 | 0 | 0 | 1.5571e-06 | 4.0901e-07 | DMR | [16 empty] | 0.0012692 | 0.021327 | 0.01334 | 0.0084834 | 2.7065e-05 | 7.1089e-06 | NO | NHDPlus
2022 | STP NO. 2 GWCU-LUDINGTON | 110006739789 | MI0055531 | LUDINGTON | MASON | MI |  | 43.9778 | -86.4578 |  | 9999 | Nonclassifiable Establishments | 0 | 0 | NAICS/SIC Not Provided | NAICS/SIC Not Provided | Waste handling, treatment, and disposal - Remediation or Monitoring | 1 | 0.026413 | MI0055531 | Lincoln Lake-Lincoln River | 040601010203 | Uncertain, possibly a remediation site |  |  |  | 2023 | 04060100000000 | LINCOLN LAKE |  |  | 0.039758 | NPDES | 0.039758 | 0.061515 | 8992068 | Lincoln River | 3 | 99.234 | 106.394 | 116.878 | 470.867 | 323.239 | 102.074 | 71.1 | 46.834 | 46.431 | 47.914 | 38.912 | 117.035 | 121.464 | QE_10 | 38.912 | 95.1394 | 59.5102 | 242.6259 | 149.6054 | 0.1504 | 95.1394 | 30Q5 Flow | 149.6054 | HM Flow | 59.5102 | 7Q10 Flow |  | 365 | 7.2365e-05 | 0.001216 | 0.00076062 | 0.00048371 | 3 | 4 | 0 | 0 | 39 | 1 | 0 | 0 | 0.788 | 32 | 0 | 0 | 1.5432e-06 | 4.0534e-07 | DMR | [16 empty] | 0.0012578 | 0.021135 | 0.01322 | 0.0084073 | 2.6822e-05 | 7.0451e-06 | NO | NHDPlus
2023 | STP NO. 2 GWCU-LUDINGTON | 110006739789 | MI0055531 | LUDINGTON | MASON | MI |  | 43.9778 | -86.4578 |  | 9999 | Nonclassifiable Establishments | 0 | 0 | NAICS/SIC Not Provided | NAICS/SIC Not Provided | Waste handling, treatment, and disposal - Remediation or Monitoring | 1 | 0.027437 | MI0055531 | Lincoln Lake-Lincoln River | 040601010203 | Uncertain, possibly a remediation site |  |  |  | 2023 | 04060100000000 | LINCOLN LAKE |  |  | 0.039758 | NPDES | 0.039758 | 0.061515 | 8992068 | Lincoln River | 3 | 99.234 | 106.394 | 116.878 | 470.867 | 323.239 | 102.074 | 71.1 | 46.834 | 46.431 | 47.914 | 38.912 | 117.035 | 121.464 | QE_10 | 38.912 | 95.1394 | 59.5102 | 242.6259 | 149.6054 | 0.1504 | 95.1394 | 30Q5 Flow | 149.6054 | HM Flow | 59.5102 | 7Q10 Flow |  | 365 | 7.5171e-05 | 0.0012632 | 0.00079012 | 0.00050246 | 3 | 4 | 0 | 0 | 39 | 1 | 0 | 0 | 0.788 | 32 | 0 | 0 | 1.603e-06 | 4.2105e-07 | DMR | [16 empty] | 0.0013065 | 0.021955 | 0.013733 | 0.0087333 | 2.7862e-05 | 7.3183e-06 | NO | NHDPlus
2019 | KELSEY-HAYES MILFORD GWCU | 110003597395 | MI0055883 | MILFORD | OAKLAND | MI |  | 42.5916 | -83.6026 |  | 1799 | Special Trade Contractors, Nec | 562910 | Remediation Services | IS47 | Services | Waste handling, treatment, and disposal - Remediation or Monitoring | 1 | 0.28252 | MI0055883 | Pettibone Creek | 040900050104 | Uncertain, possibly a remediation site |  |  |  | 2023 | 04090010000000 | MILL POND |  |  | 0.32438 | NPDES | 0.32438 | 0.5019 | 13173555 | Huron River | 4 | 80.692 | 30.575 | 34.099 | 509.596 | 279.494 | 98.75 | 71.53 | 48.172 | 44.218 | 48.911 | 43.045 | 31.231 | 34.571 | QE_01 | 30.575 | 74.7555 | 46.3648 | 197.291 | 118.2004 | 1.2271 | 74.7555 | 30Q5 Flow | 118.2004 | HM Flow | 46.3648 | 7Q10 Flow |  | 365 | 0.00077402 | 0.016694 | 0.010354 | 0.0065483 | 3 | 4 | 0 | 0 | 39 | 1 | 0 | 0 | 0.788 | 32 | 0 | 0 | 2.1185e-05 | 5.5647e-06 | DMR | [16 empty] | 0.013453 | 0.29016 | 0.17996 | 0.11382 | 0.00036822 | 9.672e-05 | NO | NHDPlus
2020 | KELSEY-HAYES MILFORD GWCU | 110003597395 | MI0055883 | MILFORD | OAKLAND | MI |  | 42.5916 | -83.6026 |  | 1799 | Special Trade Contractors, Nec | 562910 | Remediation Services | IS47 | Services | Waste handling, treatment, and disposal - Remediation or Monitoring | 1 | 0.095097 | MI0055883 | Pettibone Creek | 040900050104 | Uncertain, possibly a remediation site |  |  |  | 2023 | 04090010000000 | MILL POND |  |  | 0.32438 | NPDES | 0.32438 | 0.5019 | 13173555 | Huron River | 4 | 80.692 | 30.575 | 34.099 | 509.596 | 279.494 | 98.75 | 71.53 | 48.172 | 44.218 | 48.911 | 43.045 | 31.231 | 34.571 | QE_01 | 30.575 | 74.7555 | 46.3648 | 197.291 | 118.2004 | 1.2271 | 74.7555 | 30Q5 Flow | 118.2004 | HM Flow | 46.3648 | 7Q10 Flow |  | 365 | 0.00026054 | 0.0056193 | 0.0034852 | 0.0022042 | 3 | 4 | 0 | 0 | 39 | 1 | 0 | 0 | 0.788 | 32 | 0 | 0 | 7.1311e-06 | 1.8731e-06 | DMR | [16 empty] | 0.0045284 | 0.097669 | 0.060576 | 0.038311 | 0.00012395 | 3.2556e-05 | NO | NHDPlus
2021 | KELSEY-HAYES MILFORD GWCU | 110003597395 | MI0055883 | MILFORD | OAKLAND | MI |  | 42.5916 | -83.6026 |  | 1799 | Special Trade Contractors, Nec | 562910 | Remediation Services | IS47 | Services | Waste handling, treatment, and disposal - Remediation or Monitoring | 1 | 0.25481 | MI0055883 | Pettibone Creek | 040900050104 | Uncertain, possibly a remediation site |  |  |  | 2023 | 04090010000000 | MILL POND |  |  | 0.32438 | NPDES | 0.32438 | 0.5019 | 13173555 | Huron River | 4 | 80.692 | 30.575 | 34.099 | 509.596 | 279.494 | 98.75 | 71.53 | 48.172 | 44.218 | 48.911 | 43.045 | 31.231 | 34.571 | QE_01 | 30.575 | 74.7555 | 46.3648 | 197.291 | 118.2004 | 1.2271 | 74.7555 | 30Q5 Flow | 118.2004 | HM Flow | 46.3648 | 7Q10 Flow |  | 365 | 0.0006981 | 0.015057 | 0.0093384 | 0.0059061 | 3 | 4 | 0 | 0 | 39 | 1 | 0 | 0 | 0.788 | 32 | 0 | 0 | 1.9107e-05 | 5.0189e-06 | DMR | [16 empty] | 0.012134 | 0.2617 | 0.16231 | 0.10265 | 0.00033211 | 8.7233e-05 | NO | NHDPlus
2022 | KELSEY-HAYES MILFORD GWCU | 110003597395 | MI0055883 | MILFORD | OAKLAND | MI |  | 42.5916 | -83.6026 |  | 1799 | Special Trade Contractors, Nec | 562910 | Remediation Services | IS47 | Services | Waste handling, treatment, and disposal - Remediation or Monitoring | 1 | 0.25226 | MI0055883 | Pettibone Creek | 040900050104 | Uncertain, possibly a remediation site |  |  |  | 2023 | 04090010000000 | MILL POND |  |  | 0.32438 | NPDES | 0.32438 | 0.5019 | 13173555 | Huron River | 4 | 80.692 | 30.575 | 34.099 | 509.596 | 279.494 | 98.75 | 71.53 | 48.172 | 44.218 | 48.911 | 43.045 | 31.231 | 34.571 | QE_01 | 30.575 | 74.7555 | 46.3648 | 197.291 | 118.2004 | 1.2271 | 74.7555 | 30Q5 Flow | 118.2004 | HM Flow | 46.3648 | 7Q10 Flow |  | 365 | 0.00069112 | 0.014906 | 0.0092451 | 0.005847 | 3 | 4 | 0 | 0 | 39 | 1 | 0 | 0 | 0.788 | 32 | 0 | 0 | 1.8916e-05 | 4.9687e-06 | DMR | [16 empty] | 0.012012 | 0.25908 | 0.16069 | 0.10163 | 0.00032878 | 8.6361e-05 | NO | NHDPlus
2023 | KELSEY-HAYES MILFORD GWCU | 110003597395 | MI0055883 | MILFORD | OAKLAND | MI |  | 42.5916 | -83.6026 |  | 1799 | Special Trade Contractors, Nec | 562910 | Remediation Services | IS47 | Services | Waste handling, treatment, and disposal - Remediation or Monitoring | 1 | 0.22491 | MI0055883 | Pettibone Creek | 040900050104 | Uncertain, possibly a remediation site |  |  |  | 2023 | 04090010000000 | MILL POND |  |  | 0.32438 | NPDES | 0.32438 | 0.5019 | 13173555 | Huron River | 4 | 80.692 | 30.575 | 34.099 | 509.596 | 279.494 | 98.75 | 71.53 | 48.172 | 44.218 | 48.911 | 43.045 | 31.231 | 34.571 | QE_01 | 30.575 | 74.7555 | 46.3648 | 197.291 | 118.2004 | 1.2271 | 74.7555 | 30Q5 Flow | 118.2004 | HM Flow | 46.3648 | 7Q10 Flow |  | 365 | 0.0006162 | 0.01329 | 0.0082429 | 0.0052132 | 3 | 4 | 0 | 0 | 39 | 1 | 0 | 0 | 0.788 | 32 | 0 | 0 | 1.6866e-05 | 4.4301e-06 | DMR | [16 empty] | 0.01071 | 0.231 | 0.14327 | 0.09061 | 0.00029314 | 7.6999e-05 | NO | NHDPlus
2021 | EGLE-RRD-GREGORY-MAIN ST GWCU | 110016695272 | MI0057392 | GREGORY | LIVINGSTON | MI |  | 42.4561 | -84.0842 |  | 9511 | Air, Water, and Solid Waste Management | 924110 | Administration of Air and Water Resource and Solid Waste Management Programs | IS47 | Services | Waste handling, treatment, and disposal - Remediation or Monitoring | 1 | 0.013128 | MI0057392 | Middle Portage Creek | 040900050305 | GWCU and SIC indicate groundwater cleanup |  |  |  | 2023 | 04090010000000 | PORTAGE CREEK, UNNAMED TRIBUTARY TO PORTAGE RIVER |  |  | 0.016208 | NPDES | 0.016208 | 0.025078 | 13177069 |  | 1 | 1.201 | 0.79 | 1.025 | 35.519 | 5.032 | 1.587 | 1.191 | 0.648 | 0.618 | 0.809 | 1.052 | 0.596 | 0.832 | QE_11 | 0.596 | 1.4572 | 0.78681 | 2.9364 | 1.7025 | 0.061315 | 1.4572 | 30Q5 Flow | 1.7025 | HM Flow | 0.78681 | 7Q10 Flow |  | 365 | 3.5966e-05 | 0.045711 | 0.024682 | 0.021125 | 3 | 4 | 0 | 0 | 39 | 1 | 0 | 0 | 0.788 | 32 | 0 | 0 | 5.8009e-05 | 1.5237e-05 | DMR | [16 empty] | 0.00062513 | 0.79451 | 0.42899 | 0.36717 | 0.0010083 | 0.00026484 | NO | NHDPlus
2022 | EGLE-RRD-GREGORY-MAIN ST GWCU | 110016695272 | MI0057392 | GREGORY | LIVINGSTON | MI |  | 42.4561 | -84.0842 |  | 9511 | Air, Water, and Solid Waste Management | 924110 | Administration of Air and Water Resource and Solid Waste Management Programs | IS47 | Services | Waste handling, treatment, and disposal - Remediation or Monitoring | 1 | 0.011822 | MI0057392 | Middle Portage Creek | 040900050305 | GWCU and SIC indicate groundwater cleanup |  |  |  | 2023 | 04090010000000 | PORTAGE CREEK, UNNAMED TRIBUTARY TO PORTAGE RIVER |  |  | 0.016208 | NPDES | 0.016208 | 0.025078 | 13177069 |  | 1 | 1.201 | 0.79 | 1.025 | 35.519 | 5.032 | 1.587 | 1.191 | 0.648 | 0.618 | 0.809 | 1.052 | 0.596 | 0.832 | QE_11 | 0.596 | 1.4572 | 0.78681 | 2.9364 | 1.7025 | 0.061315 | 1.4572 | 30Q5 Flow | 1.7025 | HM Flow | 0.78681 | 7Q10 Flow |  | 365 | 3.2388e-05 | 0.041163 | 0.022226 | 0.019023 | 3 | 4 | 0 | 0 | 39 | 1 | 0 | 0 | 0.788 | 32 | 0 | 0 | 5.2237e-05 | 1.3721e-05 | DMR | [16 empty] | 0.00056293 | 0.71545 | 0.38631 | 0.33064 | 0.00090794 | 0.00023848 | NO | NHDPlus
2023 | EGLE-RRD-GREGORY-MAIN ST GWCU | 110016695272 | MI0057392 | GREGORY | LIVINGSTON | MI |  | 42.4561 | -84.0842 |  | 9511 | Air, Water, and Solid Waste Management | 924110 | Administration of Air and Water Resource and Solid Waste Management Programs | IS47 | Services | Waste handling, treatment, and disposal - Remediation or Monitoring | 1 | 0.011171 | MI0057392 | Middle Portage Creek | 040900050305 | GWCU and SIC indicate groundwater cleanup |  |  |  | 2023 | 04090010000000 | PORTAGE CREEK, UNNAMED TRIBUTARY TO PORTAGE RIVER |  |  | 0.016208 | NPDES | 0.016208 | 0.025078 | 13177069 |  | 1 | 1.201 | 0.79 | 1.025 | 35.519 | 5.032 | 1.587 | 1.191 | 0.648 | 0.618 | 0.809 | 1.052 | 0.596 | 0.832 | QE_11 | 0.596 | 1.4572 | 0.78681 | 2.9364 | 1.7025 | 0.061315 | 1.4572 | 30Q5 Flow | 1.7025 | HM Flow | 0.78681 | 7Q10 Flow |  | 365 | 3.0607e-05 | 0.038899 | 0.021004 | 0.017977 | 3 | 4 | 0 | 0 | 39 | 1 | 0 | 0 | 0.788 | 32 | 0 | 0 | 4.9365e-05 | 1.2966e-05 | DMR | [16 empty] | 0.00053197 | 0.67611 | 0.36506 | 0.31246 | 0.00085801 | 0.00022537 | NO | NHDPlus
2019 | ROBERT BOSCH CORPORATION CHASSIS DIVISION | 110000409406 | MI0058659 | SAINT JOSEPH | BERRIEN | MI |  | 42.0495 | -86.5119 |  | 3321 | Gray and Ductile Iron Foundries | 331511 | Iron Foundries | IS38 | Primary Metal Manufacturing | Waste handling, treatment, and disposal - Remediation or Monitoring | 1 | 0.012397 | MI0058659 | Hickory Creek | 040500012607 | 2022 TRI contains 1 chemical Lead |  |  |  | 2023 | 04050000000000 | HICKORY CREEK |  |  | 0.013626 | NPDES | 0.013626 | 0.021083 | 12257052 | Hickory Creek | 3 | 56.731 | 77.288 | 111.02 | 537.206 | 136.009 | 47.042 | 34.023 | 22.456 | 21.152 | 24.913 | 21.954 | 62.371 | 88.752 | QE_08 | 21.152 | 51.7164 | 31.6622 | 138.7066 | 81.0602 | 0.051548 | 51.7164 | 30Q5 Flow | 81.0602 | HM Flow | 31.6622 | 7Q10 Flow |  | 365 | 3.3963e-05 | 0.0010727 | 0.00065673 | 0.00041899 | 3 | 4 | 0 | 0 | 39 | 1 | 0 | 0 | 0.788 | 32 | 0 | 0 | 1.3613e-06 | 3.5756e-07 | DMR | [16 empty] | 0.00059032 | 0.018644 | 0.011415 | 0.0072824 | 2.366e-05 | 6.2147e-06 | NO | NHDPlus
2020 | ROBERT BOSCH CORPORATION CHASSIS DIVISION | 110000409406 | MI0058659 | SAINT JOSEPH | BERRIEN | MI |  | 42.0495 | -86.5119 |  | 3321 | Gray and Ductile Iron Foundries | 331511 | Iron Foundries | IS38 | Primary Metal Manufacturing | Waste handling, treatment, and disposal - Remediation or Monitoring | 1 | 0.0075539 | MI0058659 | Hickory Creek | 040500012607 | 2022 TRI contains 1 chemical Lead |  |  |  | 2023 | 04050000000000 | HICKORY CREEK |  |  | 0.013626 | NPDES | 0.013626 | 0.021083 | 12257052 | Hickory Creek | 3 | 56.731 | 77.288 | 111.02 | 537.206 | 136.009 | 47.042 | 34.023 | 22.456 | 21.152 | 24.913 | 21.954 | 62.371 | 88.752 | QE_08 | 21.152 | 51.7164 | 31.6622 | 138.7066 | 81.0602 | 0.051548 | 51.7164 | 30Q5 Flow | 81.0602 | HM Flow | 31.6622 | 7Q10 Flow |  | 365 | 2.0696e-05 | 0.00065364 | 0.00040017 | 0.00025531 | 3 | 4 | 0 | 0 | 39 | 1 | 0 | 0 | 0.788 | 32 | 0 | 0 | 8.2949e-07 | 2.1788e-07 | DMR | [16 empty] | 0.00035971 | 0.011361 | 0.0069554 | 0.0044375 | 1.4417e-05 | 3.7869e-06 | NO | NHDPlus
2021 | ROBERT BOSCH CORPORATION CHASSIS DIVISION | 110000409406 | MI0058659 | SAINT JOSEPH | BERRIEN | MI |  | 42.0495 | -86.5119 |  | 3321 | Gray and Ductile Iron Foundries | 331511 | Iron Foundries | IS38 | Primary Metal Manufacturing | Waste handling, treatment, and disposal - Remediation or Monitoring | 1 | 0.007977 | MI0058659 | Hickory Creek | 040500012607 | 2022 TRI contains 1 chemical Lead |  |  |  | 2023 | 04050000000000 | HICKORY CREEK |  |  | 0.013626 | NPDES | 0.013626 | 0.021083 | 12257052 | Hickory Creek | 3 | 56.731 | 77.288 | 111.02 | 537.206 | 136.009 | 47.042 | 34.023 | 22.456 | 21.152 | 24.913 | 21.954 | 62.371 | 88.752 | QE_08 | 21.152 | 51.7164 | 31.6622 | 138.7066 | 81.0602 | 0.051548 | 51.7164 | 30Q5 Flow | 81.0602 | HM Flow | 31.6622 | 7Q10 Flow |  | 365 | 2.1855e-05 | 0.00069025 | 0.00042259 | 0.00026961 | 3 | 4 | 0 | 0 | 39 | 1 | 0 | 0 | 0.788 | 32 | 0 | 0 | 8.7595e-07 | 2.3008e-07 | DMR | [16 empty] | 0.00037986 | 0.011997 | 0.007345 | 0.0046861 | 1.5225e-05 | 3.9991e-06 | NO | NHDPlus
2022 | ROBERT BOSCH CORPORATION CHASSIS DIVISION | 110000409406 | MI0058659 | SAINT JOSEPH | BERRIEN | MI |  | 42.0495 | -86.5119 |  | 3321 | Gray and Ductile Iron Foundries | 331511 | Iron Foundries | IS38 | Primary Metal Manufacturing | Waste handling, treatment, and disposal - Remediation or Monitoring | 1 | 0.010509 | MI0058659 | Hickory Creek | 040500012607 | 2022 TRI contains 1 chemical Lead |  |  |  | 2023 | 04050000000000 | HICKORY CREEK |  |  | 0.013626 | NPDES | 0.013626 | 0.021083 | 12257052 | Hickory Creek | 3 | 56.731 | 77.288 | 111.02 | 537.206 | 136.009 | 47.042 | 34.023 | 22.456 | 21.152 | 24.913 | 21.954 | 62.371 | 88.752 | QE_08 | 21.152 | 51.7164 | 31.6622 | 138.7066 | 81.0602 | 0.051548 | 51.7164 | 30Q5 Flow | 81.0602 | HM Flow | 31.6622 | 7Q10 Flow |  | 365 | 2.8792e-05 | 0.00090934 | 0.00055673 | 0.00035519 | 3 | 4 | 0 | 0 | 39 | 1 | 0 | 0 | 0.788 | 32 | 0 | 0 | 1.154e-06 | 3.0311e-07 | DMR | [16 empty] | 0.00050043 | 0.015805 | 0.0096764 | 0.0061735 | 2.0057e-05 | 5.2684e-06 | NO | NHDPlus
2023 | ROBERT BOSCH CORPORATION CHASSIS DIVISION | 110000409406 | MI0058659 | SAINT JOSEPH | BERRIEN | MI |  | 42.0495 | -86.5119 |  | 3321 | Gray and Ductile Iron Foundries | 331511 | Iron Foundries | IS38 | Primary Metal Manufacturing | Waste handling, treatment, and disposal - Remediation or Monitoring | 1 | 0.0094573 | MI0058659 | Hickory Creek | 040500012607 | 2022 TRI contains 1 chemical Lead |  |  |  | 2023 | 04050000000000 | HICKORY CREEK |  |  | 0.013626 | NPDES | 0.013626 | 0.021083 | 12257052 | Hickory Creek | 3 | 56.731 | 77.288 | 111.02 | 537.206 | 136.009 | 47.042 | 34.023 | 22.456 | 21.152 | 24.913 | 21.954 | 62.371 | 88.752 | QE_08 | 21.152 | 51.7164 | 31.6622 | 138.7066 | 81.0602 | 0.051548 | 51.7164 | 30Q5 Flow | 81.0602 | HM Flow | 31.6622 | 7Q10 Flow |  | 365 | 2.591e-05 | 0.00081834 | 0.00050101 | 0.00031964 | 3 | 4 | 0 | 0 | 39 | 1 | 0 | 0 | 0.788 | 32 | 0 | 0 | 1.0385e-06 | 2.7278e-07 | DMR | [16 empty] | 0.00045035 | 0.014224 | 0.008708 | 0.0055557 | 1.805e-05 | 4.7412e-06 | NO | NHDPlus
2019 | GOULD ELECTRONICS-HOWELL GWCU | 110003614358 | MI0059987 | HOWELL | LIVINGSTON | MI |  | 42.6065 | -83.9215 |  | 4959 | Sanitary Services, Nec | 562998 | All Other Miscellaneous Waste Management Services | IS47 | Services | Waste handling, treatment, and disposal - Remediation or Monitoring | 1 | 0.041548 | MI0059987 | Bogue Creek | 040802030104 | GWCU is abbreviation for groundwater control unit |  |  |  | 2023 | 04080200000000 | THOMPSON LAKE |  |  | 0.024167 | NPDES | 0.024167 | 0.037391 | 13031675 |  | 2 | 7.61 | 2.248 | 2.885 | 122.114 | 32.241 | 10.179 | 7.495 | 4.239 | 4.239 | 5.021 | 5.152 | 2.139 | 2.477 | QE_11 | 2.139 | 5.2298 | 2.9537 | 18.6064 | 8.4624 | 0.091421 | 5.2298 | 30Q5 Flow | 8.4624 | HM Flow | 2.9537 | 7Q10 Flow |  | 365 | 0.00011383 | 0.038538 | 0.021766 | 0.013451 | 3 | 4 | 0 | 0 | 39 | 1 | 0 | 0 | 0.788 | 32 | 0 | 0 | 4.8906e-05 | 1.2846e-05 | DMR | [16 empty] | 0.0019785 | 0.66982 | 0.37831 | 0.2338 | 0.00085003 | 0.00022327 | NO | NHDPlus
2020 | GOULD ELECTRONICS-HOWELL GWCU | 110003614358 | MI0059987 | HOWELL | LIVINGSTON | MI |  | 42.6065 | -83.9215 |  | 4959 | Sanitary Services, Nec | 562998 | All Other Miscellaneous Waste Management Services | IS47 | Services | Waste handling, treatment, and disposal - Remediation or Monitoring | 1 | 0.029413 | MI0059987 | Bogue Creek | 040802030104 | GWCU is abbreviation for groundwater control unit |  |  |  | 2023 | 04080200000000 | THOMPSON LAKE |  |  | 0.024167 | NPDES | 0.024167 | 0.037391 | 13031675 |  | 2 | 7.61 | 2.248 | 2.885 | 122.114 | 32.241 | 10.179 | 7.495 | 4.239 | 4.239 | 5.021 | 5.152 | 2.139 | 2.477 | QE_11 | 2.139 | 5.2298 | 2.9537 | 18.6064 | 8.4624 | 0.091421 | 5.2298 | 30Q5 Flow | 8.4624 | HM Flow | 2.9537 | 7Q10 Flow |  | 365 | 8.0584e-05 | 0.027282 | 0.015409 | 0.0095226 | 3 | 4 | 0 | 0 | 39 | 1 | 0 | 0 | 0.788 | 32 | 0 | 0 | 3.4622e-05 | 9.0941e-06 | DMR | [16 empty] | 0.0014006 | 0.47419 | 0.26782 | 0.16551 | 0.00060176 | 0.00015806 | NO | NHDPlus
2021 | GOULD ELECTRONICS-HOWELL GWCU | 110003614358 | MI0059987 | HOWELL | LIVINGSTON | MI |  | 42.6065 | -83.9215 |  | 4959 | Sanitary Services, Nec | 562998 | All Other Miscellaneous Waste Management Services | IS47 | Services | Waste handling, treatment, and disposal - Remediation or Monitoring | 1 | 0.035091 | MI0059987 | Bogue Creek | 040802030104 | GWCU is abbreviation for groundwater control unit |  |  |  | 2023 | 04080200000000 | THOMPSON LAKE |  |  | 0.024167 | NPDES | 0.024167 | 0.037391 | 13031675 |  | 2 | 7.61 | 2.248 | 2.885 | 122.114 | 32.241 | 10.179 | 7.495 | 4.239 | 4.239 | 5.021 | 5.152 | 2.139 | 2.477 | QE_11 | 2.139 | 5.2298 | 2.9537 | 18.6064 | 8.4624 | 0.091421 | 5.2298 | 30Q5 Flow | 8.4624 | HM Flow | 2.9537 | 7Q10 Flow |  | 365 | 9.614e-05 | 0.032549 | 0.018383 | 0.011361 | 3 | 4 | 0 | 0 | 39 | 1 | 0 | 0 | 0.788 | 32 | 0 | 0 | 4.1305e-05 | 1.085e-05 | DMR | [16 empty] | 0.001671 | 0.56573 | 0.31951 | 0.19746 | 0.00071793 | 0.00018858 | NO | NHDPlus
2022 | GOULD ELECTRONICS-HOWELL GWCU | 110003614358 | MI0059987 | HOWELL | LIVINGSTON | MI |  | 42.6065 | -83.9215 |  | 4959 | Sanitary Services, Nec | 562998 | All Other Miscellaneous Waste Management Services | IS47 | Services | Waste handling, treatment, and disposal - Remediation or Monitoring | 1 | 0.016376 | MI0059987 | Bogue Creek | 040802030104 | GWCU is abbreviation for groundwater control unit |  |  |  | 2023 | 04080200000000 | THOMPSON LAKE |  |  | 0.024167 | NPDES | 0.024167 | 0.037391 | 13031675 |  | 2 | 7.61 | 2.248 | 2.885 | 122.114 | 32.241 | 10.179 | 7.495 | 4.239 | 4.239 | 5.021 | 5.152 | 2.139 | 2.477 | QE_11 | 2.139 | 5.2298 | 2.9537 | 18.6064 | 8.4624 | 0.091421 | 5.2298 | 30Q5 Flow | 8.4624 | HM Flow | 2.9537 | 7Q10 Flow |  | 365 | 4.4865e-05 | 0.015189 | 0.0085787 | 0.0053017 | 3 | 4 | 0 | 0 | 39 | 1 | 0 | 0 | 0.788 | 32 | 0 | 0 | 1.9276e-05 | 5.0631e-06 | DMR | [16 empty] | 0.0007798 | 0.264 | 0.14911 | 0.092149 | 0.00033503 | 8.8002e-05 | NO | NHDPlus
2023 | GOULD ELECTRONICS-HOWELL GWCU | 110003614358 | MI0059987 | HOWELL | LIVINGSTON | MI |  | 42.6065 | -83.9215 |  | 4959 | Sanitary Services, Nec | 562998 | All Other Miscellaneous Waste Management Services | IS47 | Services | Waste handling, treatment, and disposal - Remediation or Monitoring | 1 | 0.018011 | MI0059987 | Bogue Creek | 040802030104 | GWCU is abbreviation for groundwater control unit |  |  |  | 2023 | 04080200000000 | THOMPSON LAKE |  |  | 0.024167 | NPDES | 0.024167 | 0.037391 | 13031675 |  | 2 | 7.61 | 2.248 | 2.885 | 122.114 | 32.241 | 10.179 | 7.495 | 4.239 | 4.239 | 5.021 | 5.152 | 2.139 | 2.477 | QE_11 | 2.139 | 5.2298 | 2.9537 | 18.6064 | 8.4624 | 0.091421 | 5.2298 | 30Q5 Flow | 8.4624 | HM Flow | 2.9537 | 7Q10 Flow |  | 365 | 4.9345e-05 | 0.016706 | 0.0094354 | 0.0058312 | 3 | 4 | 0 | 0 | 39 | 1 | 0 | 0 | 0.788 | 32 | 0 | 0 | 2.1201e-05 | 5.5687e-06 | DMR | [16 empty] | 0.00085767 | 0.29037 | 0.164 | 0.10135 | 0.00036849 | 9.679e-05 | NO | NHDPlus
2019 | WAYLAND RECYCLING SITE-RRD | 110070389730 | MI0060251 | WAYLAND | ALLEGAN COUNTY | MI |  | 42.6776 | -85.6541 | [5 empty] | NAICS/SIC Not Provided | NAICS/SIC Not Provided | Waste handling, treatment, and disposal - Remediation or Monitoring | 1 | 0.1372 | MI0060251 | Buskirk Creek-Rabbit River | 040500030805 | Name indicates recycling site | [36 empty] | Permit Lookup Failed |  |  |  | Permit Lookup Failed | EffluentConc | 365 | 0.00037589 | 4.8 | 4.8 | 4.8 | 3 | 4 | 0 | 0 | 39 | 1 | 0 | 0 | 0.788 | 32 | 0 | 0 | 0.0060914 | 0.0016 | DMR | [16 empty] | 0.0065333 | 4.8 |  |  | 0.0060914 | 0.0016 | NO | Effluent
2023 | EGLE-RRD-STAR WATCHCASE GWCU | 110071223319 | MI0060285 | LUDINGTON | MASON COUNTY | MI |  | 43.9535 | -86.4514 |  | 3873 | Watches, Clocks, Watchcases, and Parts | 334519 | Other Measuring and Controlling Device Manufacturing | IS41 | Computer and Electronic Product Manufacturing | Waste handling, treatment, and disposal - Remediation or Monitoring | 1 | 0.051597 | MI0060285 | Pere Marquette Lake-Pere Marquette River | 040601010509 | GWCU is abbreviation for groundwater control unit | [15 empty] | 849 | 868 | 903 | 1254 | 1267 | 888 | 763 | 592 | 579 | 658 | 692 | 845 | 914 | [7 empty] | 1416.5677 | Permit Lookup Failed | 1933.086 |  | 974.4373 | Permit Lookup Failed | Pere Marquette River (04060101008729) | 365 | 0.00014136 | 0.00014507 | 9.9791e-05 | 7.3127e-05 | 3 | 4 | 0 | 0 | 39 | 1 | 0 | 0 | 0.788 | 32 | 0 | 0 | 1.841e-07 | 4.8357e-08 | DMR | [16 empty] | 0.002457 | 0.0025214 | 0.0017345 | 0.001271 | 3.1998e-06 | 8.4048e-07 | NO | Surrogate NHDPlus
2021 | FORMER NAVAL INDUSTRIAL RESERVE ORDNANCE PLANT | 110035765794 | MNG790159 | FRIDLEY | ANOKA | MN |  | 45.0555 | -93.2798 |  | 3489 | Ordnance and Accessories, Nec | 332994 | Small Arms, Ordnance, and Ordnance Accessories Manufacturing | IS39 | Fabricated Metal Product Manufacturing | Waste handling, treatment, and disposal - Remediation or Monitoring | 1 | 0.0059162 | MNG790159 | Durnam Island-Mississippi River | 070102060702 | Name indicates location was formerly a facility |  |  |  | 2023 | 07010210000000 | MISSISSIPPI RIVER | 1.44 | 1.44 | 0.75801 | NPDES | 1.44 | 2.228 | 1100800 | Mississippi River | 7 | 9982.556 | 5454.137 | 5244.374 | 10308.73 | 19943.896 | 16806.884 | 11944.139 | 10618.022 | 7045.492 | 7011.525 | 8484.542 | 9210.052 | 6617.763 | QE_02 | 5244.374 | 12822.4303 | 9531.5584 | 24407.2274 | 21831.9293 | 5.4475 | 12822.4303 | 30Q5 Flow | 21831.9293 | HM Flow | 9531.5584 | 7Q10 Flow |  | 365 | 1.6209e-05 | 1.7005e-06 | 1.2641e-06 | 7.4243e-07 | 3 | 4 | 0 | 0 | 39 | 1 | 0 | 0 | 0.788 | 32 | 0 | 0 | 2.158e-09 | 5.6684e-10 | DMR | [16 empty] | 0.00028172 | 2.9557e-05 | 2.1971e-05 | 1.2904e-05 | 3.7509e-08 | 9.8523e-09 | NO | NHDPlus
2022 | CENTRAL CITY TUNNEL | 110067874312 | MNG790264 | MINNEAPOLIS | HENNEPIN | MN |  | 44.98 | -93.2641 |  | 1799 | Special Trade Contractors, Nec | 562910 | Remediation Services | IS47 | Services | Waste handling, treatment, and disposal - Remediation or Monitoring | 1 | 0.77983 | MNG790264 | Saint Anthony Falls-Mississippi River | 070102060703 | Uncertain, possibly a remediation site | [36 empty] | Permit Lookup Failed |  |  |  | Permit Lookup Failed | EffluentConc | 365 | 0.0021365 | 1.1 | 1.1 | 1.1 | 3 | 4 | 0 | 0 | 39 | 1 | 0 | 0 | 0.788 | 32 | 0 | 0 | 0.0013959 | 0.00036667 | DMR | [16 empty] | 0.037135 | 1.1 |  |  | 0.0013959 | 0.00036667 | NO | Effluent
2023 | CENTRAL CITY TUNNEL | 110067874312 | MNG790264 | MINNEAPOLIS | HENNEPIN | MN |  | 44.98 | -93.2641 |  | 1799 | Special Trade Contractors, Nec | 562910 | Remediation Services | IS47 | Services | Waste handling, treatment, and disposal - Remediation or Monitoring | 1 | 0.22525 | MNG790264 | Saint Anthony Falls-Mississippi River | 070102060703 | Uncertain, possibly a remediation site | [36 empty] | Permit Lookup Failed |  |  |  | Permit Lookup Failed | EffluentConc | 365 | 0.00061713 | 1.1 | 1.1 | 1.1 | 3 | 4 | 0 | 0 | 39 | 1 | 0 | 0 | 0.788 | 32 | 0 | 0 | 0.0013959 | 0.00036667 | DMR | [16 empty] | 0.010726 | 1.1 |  |  | 0.0013959 | 0.00036667 | NO | Effluent
2023 | WESTINGHOUSE ELECTRIC CO. L.L.C. | 110000440416 | MO0000761 | HEMATITE | JEFFERSON | MO |  | 38.2092 | -90.4769 |  | 1795 | Wrecking and Demolition Work | 238910 | Site Preparation Contractors | IS5 | Construction | Waste handling, treatment, and disposal - Remediation or Monitoring | 1 | 0.00015905 | MO0000761 | Middle Joachim Creek | 071401010802 | NAICS sounds like Groundwater Remediation or Groundwater/Surfacewater monitoring | MO0000761 |  |  | 2023 | 07140100000000 | TRIBUTARY TO JOACHIM CREEK |  |  | 0.00023 | NPDES | 0.00023 | 0.00035586 | 3627483 |  | 1 | 1.389 | 2.161 | 2.607 | 32.15 | 3.872 | 1.469 | 0.756 | 0.387 | 0.218 | 0.355 | 0.337 | 2.704 | 1.619 | QE_08 | 0.218 | 0.53301 | 0.27778 | 3.3961 | 1.0265 | 0.00087008 | 0.53301 | 30Q5 Flow | 1.0265 | HM Flow | 0.27778 | 7Q10 Flow |  | 365 | 4.3574e-07 | 0.0015686 | 0.00081752 | 0.00042448 | 3 | 4 | 0 | 0 | 39 | 1 | 0 | 0 | 0.788 | 32 | 0 | 0 | 1.9907e-06 | 5.2288e-07 | DMR | [16 empty] | 7.5736e-06 | 0.027264 | 0.014209 | 0.0073778 | 3.46e-05 | 9.0881e-06 | NO | NHDPlus
2020 | BAYER CROPSCIENCE | 110000443226 | MO0002526 | KANSAS CITY | JACKSON | MO |  | 38.9697 | -94.4659 |  | 2879 | Agricultural Chemicals, Nec | 325320 | Pesticide and Other Agricultural Chemical Manufacturing | IS25 | Pesticide, Fertilizer, and Other Agricultural Chemical Manufacturing | Waste handling, treatment, and disposal - Remediation or Monitoring | 1 | 3.3142 | MO0002526 | Little Cedar Creek-Little Blue River | 1.03E+11 | 2022 TRI reports chloroform as byproduct |  |  |  | 2023 | 1.03E+13 | BLUE RIVER, TRIBUTARY TO BLUE R. |  |  | 0.44083 | NPDES | 0.44083 | 0.68207 | 4391195 | Blue River | 5 | 253.758 | 174.336 | 243.466 | 331.376 | 367.054 | 438.202 | 339.232 | 193.428 | 106.344 | 246.044 | 179.04 | 229.647 | 231.544 | QE_08 | 106.344 | 260.0098 | 168.4963 | 620.4352 | 414.3055 | 1.6677 | 260.0098 | 30Q5 Flow | 414.3055 | HM Flow | 168.4963 | 7Q10 Flow |  | 365 | 0.00908 | 0.053888 | 0.034922 | 0.021916 | 3 | 4 | 0 | 0 | 39 | 1 | 0 | 0 | 0.788 | 32 | 0 | 0 | 6.8386e-05 | 1.7963e-05 | DMR | [16 empty] | 0.15782 | 0.93663 | 0.60697 | 0.38092 | 0.0011886 | 0.00031221 | NO | NHDPlus
2021 | BAYER CROPSCIENCE | 110000443226 | MO0002526 | KANSAS CITY | JACKSON | MO |  | 38.9697 | -94.4659 |  | 2879 | Agricultural Chemicals, Nec | 325320 | Pesticide and Other Agricultural Chemical Manufacturing | IS25 | Pesticide, Fertilizer, and Other Agricultural Chemical Manufacturing | Waste handling, treatment, and disposal - Remediation or Monitoring | 1 | 9.9426 | MO0002526 | Little Cedar Creek-Little Blue River | 1.03E+11 | 2022 TRI reports chloroform as byproduct |  |  |  | 2023 | 1.03E+13 | BLUE RIVER, TRIBUTARY TO BLUE R. |  |  | 0.44083 | NPDES | 0.44083 | 0.68207 | 4391195 | Blue River | 5 | 253.758 | 174.336 | 243.466 | 331.376 | 367.054 | 438.202 | 339.232 | 193.428 | 106.344 | 246.044 | 179.04 | 229.647 | 231.544 | QE_08 | 106.344 | 260.0098 | 168.4963 | 620.4352 | 414.3055 | 1.6677 | 260.0098 | 30Q5 Flow | 414.3055 | HM Flow | 168.4963 | 7Q10 Flow |  | 365 | 0.02724 | 0.16167 | 0.10477 | 0.065749 | 3 | 4 | 0 | 0 | 39 | 1 | 0 | 0 | 0.788 | 32 | 0 | 0 | 0.00020516 | 5.3888e-05 | DMR | [16 empty] | 0.47346 | 2.8099 | 1.8209 | 1.1428 | 0.0035659 | 0.00093663 | NO | NHDPlus
2022 | BAYER CROPSCIENCE | 110000443226 | MO0002526 | KANSAS CITY | JACKSON | MO |  | 38.9697 | -94.4659 |  | 2879 | Agricultural Chemicals, Nec | 325320 | Pesticide and Other Agricultural Chemical Manufacturing | IS25 | Pesticide, Fertilizer, and Other Agricultural Chemical Manufacturing | Waste handling, treatment, and disposal - Remediation or Monitoring | 1 | 1.6571 | MO0002526 | Little Cedar Creek-Little Blue River | 1.03E+11 | 2022 TRI reports chloroform as byproduct |  |  |  | 2023 | 1.03E+13 | BLUE RIVER, TRIBUTARY TO BLUE R. |  |  | 0.44083 | NPDES | 0.44083 | 0.68207 | 4391195 | Blue River | 5 | 253.758 | 174.336 | 243.466 | 331.376 | 367.054 | 438.202 | 339.232 | 193.428 | 106.344 | 246.044 | 179.04 | 229.647 | 231.544 | QE_08 | 106.344 | 260.0098 | 168.4963 | 620.4352 | 414.3055 | 1.6677 | 260.0098 | 30Q5 Flow | 414.3055 | HM Flow | 168.4963 | 7Q10 Flow |  | 365 | 0.00454 | 0.026944 | 0.017461 | 0.010958 | 3 | 4 | 0 | 0 | 39 | 1 | 0 | 0 | 0.788 | 32 | 0 | 0 | 3.4193e-05 | 8.9814e-06 | DMR | [16 empty] | 0.07891 | 0.46832 | 0.30349 | 0.19046 | 0.00059431 | 0.00015611 | NO | NHDPlus
2023 | BAYER CROPSCIENCE | 110000443226 | MO0002526 | KANSAS CITY | JACKSON | MO |  | 38.9697 | -94.4659 |  | 2879 | Agricultural Chemicals, Nec | 325320 | Pesticide and Other Agricultural Chemical Manufacturing | IS25 | Pesticide, Fertilizer, and Other Agricultural Chemical Manufacturing | Waste handling, treatment, and disposal - Remediation or Monitoring | 1 | 9.9426 | MO0002526 | Little Cedar Creek-Little Blue River | 1.03E+11 | 2022 TRI reports chloroform as byproduct |  |  |  | 2023 | 1.03E+13 | BLUE RIVER, TRIBUTARY TO BLUE R. |  |  | 0.44083 | NPDES | 0.44083 | 0.68207 | 4391195 | Blue River | 5 | 253.758 | 174.336 | 243.466 | 331.376 | 367.054 | 438.202 | 339.232 | 193.428 | 106.344 | 246.044 | 179.04 | 229.647 | 231.544 | QE_08 | 106.344 | 260.0098 | 168.4963 | 620.4352 | 414.3055 | 1.6677 | 260.0098 | 30Q5 Flow | 414.3055 | HM Flow | 168.4963 | 7Q10 Flow |  | 365 | 0.02724 | 0.16167 | 0.10477 | 0.065749 | 3 | 4 | 0 | 0 | 39 | 1 | 0 | 0 | 0.788 | 32 | 0 | 0 | 0.00020516 | 5.3888e-05 | DMR | [16 empty] | 0.47346 | 2.8099 | 1.8209 | 1.1428 | 0.0035659 | 0.00093663 | NO | NHDPlus
2019 | WASHINGTON WWTP | 110000737123 | MO0025810 | WASHINGTON | FRANKLIN | MO |  | 38.5441 | -90.9626 |  | 4952 | Sewerage Systems | 221320 | Sewage Treatment Facilities | IS4 | Utilities | Waste handling, treatment, and disposal - POTW | 1 | 25.5732 | MO0025810 | Dubois Creek-Missouri River | 1.03E+11 | NAICS/SIC indication |  |  |  | 2023 | 1.03E+13 | MISSOURI R., TRIBUTARY TO BUSCH CR. |  |  | 1.9992 | NPDES | 1.9992 | 3.0932 | 6010292 | Missouri River | 9 | 96630.222 | 60733.494 | 78962.642 | 108723.547 | 131078.892 | 134425.827 | 127125.255 | 106639.853 | 81782.45 | 79287.523 | 85456.117 | 89718.52 | 78885.568 | QE_01 | 60733.494 | 148492.6504 | 120321.1525 | 236259.7115 | 258975.9875 | 7.5628 | 148492.6504 | 30Q5 Flow | 258975.9875 | HM Flow | 120321.1525 | 7Q10 Flow |  | 365 | 0.070063 | 0.0005823 | 0.00047183 | 0.00027054 | 3 | 4 | 0 | 0 | 39 | 1 | 0 | 0 | 0.788 | 32 | 0 | 0 | 7.3896e-07 | 1.941e-07 | DMR | [16 empty] | 1.2178 | 0.010121 | 0.0082009 | 0.0047022 | 1.2844e-05 | 3.3737e-06 | NO | NHDPlus
2020 | WASHINGTON WWTP | 110000737123 | MO0025810 | WASHINGTON | FRANKLIN | MO |  | 38.5441 | -90.9626 |  | 4952 | Sewerage Systems | 221320 | Sewage Treatment Facilities | IS4 | Utilities | Waste handling, treatment, and disposal - POTW | 1 | 13.5287 | MO0025810 | Dubois Creek-Missouri River | 1.03E+11 | NAICS/SIC indication |  |  |  | 2023 | 1.03E+13 | MISSOURI R., TRIBUTARY TO BUSCH CR. |  |  | 1.9992 | NPDES | 1.9992 | 3.0932 | 6010292 | Missouri River | 9 | 96630.222 | 60733.494 | 78962.642 | 108723.547 | 131078.892 | 134425.827 | 127125.255 | 106639.853 | 81782.45 | 79287.523 | 85456.117 | 89718.52 | 78885.568 | QE_01 | 60733.494 | 148492.6504 | 120321.1525 | 236259.7115 | 258975.9875 | 7.5628 | 148492.6504 | 30Q5 Flow | 258975.9875 | HM Flow | 120321.1525 | 7Q10 Flow |  | 365 | 0.037065 | 0.00030805 | 0.00024961 | 0.00014312 | 3 | 4 | 0 | 0 | 39 | 1 | 0 | 0 | 0.788 | 32 | 0 | 0 | 3.9093e-07 | 1.0268e-07 | DMR | [16 empty] | 0.64423 | 0.0053542 | 0.0043384 | 0.0024876 | 6.7947e-06 | 1.7847e-06 | NO | NHDPlus
2021 | WASHINGTON WWTP | 110000737123 | MO0025810 | WASHINGTON | FRANKLIN | MO |  | 38.5441 | -90.9626 |  | 4952 | Sewerage Systems | 221320 | Sewage Treatment Facilities | IS4 | Utilities | Waste handling, treatment, and disposal - POTW | 1 | 18.2694 | MO0025810 | Dubois Creek-Missouri River | 1.03E+11 | NAICS/SIC indication |  |  |  | 2023 | 1.03E+13 | MISSOURI R., TRIBUTARY TO BUSCH CR. |  |  | 1.9992 | NPDES | 1.9992 | 3.0932 | 6010292 | Missouri River | 9 | 96630.222 | 60733.494 | 78962.642 | 108723.547 | 131078.892 | 134425.827 | 127125.255 | 106639.853 | 81782.45 | 79287.523 | 85456.117 | 89718.52 | 78885.568 | QE_01 | 60733.494 | 148492.6504 | 120321.1525 | 236259.7115 | 258975.9875 | 7.5628 | 148492.6504 | 30Q5 Flow | 258975.9875 | HM Flow | 120321.1525 | 7Q10 Flow |  | 365 | 0.050053 | 0.000416 | 0.00033708 | 0.00019327 | 3 | 4 | 0 | 0 | 39 | 1 | 0 | 0 | 0.788 | 32 | 0 | 0 | 5.2792e-07 | 1.3867e-07 | DMR | [16 empty] | 0.86997 | 0.0072304 | 0.0058587 | 0.0033593 | 9.1757e-06 | 2.4101e-06 | NO | NHDPlus
2019 | BROWNING FERRIS INDUSTRIES KC | 110000614746 | MO0099503 | LIBERTY | CLAY | MO |  | 39.2484 | -94.2932 |  | 4953 | Refuse Systems | 562920 | Materials Recovery Facilities | IS47 | Services | Waste handling, treatment, and disposal - non-POTW WWT | 1 | 0.0498 | MO0099503 | Dry Creek-Missouri River | 1.03E+11 | NAICS/SIC indication |  |  |  | 2023 | 1.03E+13 | TRIBUTARY TO COOLEY LAKE, TRIBUTARY TO MISSOURI R. |  |  | 0.033036 | NPDES | 0.033036 | 0.051115 | 4390003 |  | 2 | 2.542 | 1.79 | 2.908 | 8.29 | 6.762 | 4.235 | 3.437 | 2.067 | 0.93 | 1.115 | 1.689 | 5.313 | 2.722 | QE_08 | 0.93 | 2.2738 | 1.2471 | 6.2152 | 3.13 | 0.12498 | 2.2738 | 30Q5 Flow | 3.13 | HM Flow | 1.2471 | 7Q10 Flow |  | 365 | 0.00013644 | 0.1094 | 0.060004 | 0.043591 | 3 | 4 | 0 | 0 | 39 | 1 | 0 | 0 | 0.788 | 32 | 0 | 0 | 0.00013884 | 3.6468e-05 | DMR | [16 empty] | 0.0023714 | 1.9015 | 1.0429 | 0.75765 | 0.0024131 | 0.00063384 | NO | NHDPlus
2020 | BROWNING FERRIS INDUSTRIES KC | 110000614746 | MO0099503 | LIBERTY | CLAY | MO |  | 39.2484 | -94.2932 |  | 4953 | Refuse Systems | 562920 | Materials Recovery Facilities | IS47 | Services | Waste handling, treatment, and disposal - non-POTW WWT | 1 | 0.026634 | MO0099503 | Dry Creek-Missouri River | 1.03E+11 | NAICS/SIC indication |  |  |  | 2023 | 1.03E+13 | TRIBUTARY TO COOLEY LAKE, TRIBUTARY TO MISSOURI R. |  |  | 0.033036 | NPDES | 0.033036 | 0.051115 | 4390003 |  | 2 | 2.542 | 1.79 | 2.908 | 8.29 | 6.762 | 4.235 | 3.437 | 2.067 | 0.93 | 1.115 | 1.689 | 5.313 | 2.722 | QE_08 | 0.93 | 2.2738 | 1.2471 | 6.2152 | 3.13 | 0.12498 | 2.2738 | 30Q5 Flow | 3.13 | HM Flow | 1.2471 | 7Q10 Flow |  | 365 | 7.297e-05 | 0.058511 | 0.032091 | 0.023313 | 3 | 4 | 0 | 0 | 39 | 1 | 0 | 0 | 0.788 | 32 | 0 | 0 | 7.4252e-05 | 1.9504e-05 | DMR | [16 empty] | 0.0012683 | 1.017 | 0.55778 | 0.40521 | 0.0012906 | 0.00033899 | NO | NHDPlus
2021 | BROWNING FERRIS INDUSTRIES KC | 110000614746 | MO0099503 | LIBERTY | CLAY | MO |  | 39.2484 | -94.2932 |  | 4953 | Refuse Systems | 562920 | Materials Recovery Facilities | IS47 | Services | Waste handling, treatment, and disposal - non-POTW WWT | 1 | 0.0088883 | MO0099503 | Dry Creek-Missouri River | 1.03E+11 | NAICS/SIC indication |  |  |  | 2023 | 1.03E+13 | TRIBUTARY TO COOLEY LAKE, TRIBUTARY TO MISSOURI R. |  |  | 0.033036 | NPDES | 0.033036 | 0.051115 | 4390003 |  | 2 | 2.542 | 1.79 | 2.908 | 8.29 | 6.762 | 4.235 | 3.437 | 2.067 | 0.93 | 1.115 | 1.689 | 5.313 | 2.722 | QE_08 | 0.93 | 2.2738 | 1.2471 | 6.2152 | 3.13 | 0.12498 | 2.2738 | 30Q5 Flow | 3.13 | HM Flow | 1.2471 | 7Q10 Flow |  | 365 | 2.4351e-05 | 0.019526 | 0.010709 | 0.00778 | 3 | 4 | 0 | 0 | 39 | 1 | 0 | 0 | 0.788 | 32 | 0 | 0 | 2.4779e-05 | 6.5087e-06 | DMR | [16 empty] | 0.00042325 | 0.33938 | 0.18614 | 0.13522 | 0.00043069 | 0.00011313 | NO | NHDPlus
2022 | BROWNING FERRIS INDUSTRIES KC | 110000614746 | MO0099503 | LIBERTY | CLAY | MO |  | 39.2484 | -94.2932 |  | 4953 | Refuse Systems | 562920 | Materials Recovery Facilities | IS47 | Services | Waste handling, treatment, and disposal - non-POTW WWT | 1 | 0.023035 | MO0099503 | Dry Creek-Missouri River | 1.03E+11 | NAICS/SIC indication |  |  |  | 2023 | 1.03E+13 | TRIBUTARY TO COOLEY LAKE, TRIBUTARY TO MISSOURI R. |  |  | 0.033036 | NPDES | 0.033036 | 0.051115 | 4390003 |  | 2 | 2.542 | 1.79 | 2.908 | 8.29 | 6.762 | 4.235 | 3.437 | 2.067 | 0.93 | 1.115 | 1.689 | 5.313 | 2.722 | QE_08 | 0.93 | 2.2738 | 1.2471 | 6.2152 | 3.13 | 0.12498 | 2.2738 | 30Q5 Flow | 3.13 | HM Flow | 1.2471 | 7Q10 Flow |  | 365 | 6.3109e-05 | 0.050604 | 0.027755 | 0.020163 | 3 | 4 | 0 | 0 | 39 | 1 | 0 | 0 | 0.788 | 32 | 0 | 0 | 6.4218e-05 | 1.6868e-05 | DMR | [16 empty] | 0.0010969 | 0.87954 | 0.4824 | 0.35045 | 0.0011162 | 0.00029318 | NO | NHDPlus
2019 | GREEN AMERICA RECYCLING LLC | 110000595981 | MO0111686 | HANNIBAL | MARION | MO |  | 39.6625 | -91.3017 |  | 3241 | Cement, Hydraulic | 327310 | Cement Manufacturing | IS37 | Nonmetallic Mineral Product Manufacturing (includes clay, glass, cement, concrete, lime, gypsum, and other nonmetallic mineral product manufacturing) | Waste handling, treatment, and disposal - Remediation or Monitoring | 1 | 0.49735 | MO0111686 | Fools Creek-Mississippi River | 071100040504 | Cement Kiln |  |  |  | 2023 | 07110000000000 | MISSISSIPPI RIVER, TRIBUTARY TO FALL CREEK, TRIBUTARY TO MARBLE CREEK, TRIBUTARY TO MISSISSIPPI R. |  |  | 0.076517 | NPDES | 0.076517 | 0.11839 | 2926511 |  | 2 | 2.013 | 0.772 | 1.994 | 41.52 | 5.582 | 2.734 | 1.348 | 0.772 | 0.428 | 0.624 | 0.6 | 4.189 | 1.241 | QE_08 | 0.428 | 1.0465 | 0.55848 | 4.9218 | 1.7989 | 0.28946 | 1.0465 | 30Q5 Flow | 1.7989 | HM Flow | 0.55848 | 7Q10 Flow |  | 365 | 0.0013626 | 2.4398 | 1.3021 | 0.75744 | 3 | 4 | 0 | 0 | 39 | 1 | 0 | 0 | 0.788 | 32 | 0 | 0 | 0.0030962 | 0.00081328 | DMR | [16 empty] | 0.023683 | 42.4067 | 22.6319 | 13.1651 | 0.053816 | 0.014136 | NO | NHDPlus
2020 | GREEN AMERICA RECYCLING LLC | 110000595981 | MO0111686 | HANNIBAL | MARION | MO |  | 39.6625 | -91.3017 |  | 3241 | Cement, Hydraulic | 327310 | Cement Manufacturing | IS37 | Nonmetallic Mineral Product Manufacturing (includes clay, glass, cement, concrete, lime, gypsum, and other nonmetallic mineral product manufacturing) | Waste handling, treatment, and disposal - Remediation or Monitoring | 1 | 0.41446 | MO0111686 | Fools Creek-Mississippi River | 071100040504 | Cement Kiln |  |  |  | 2023 | 07110000000000 | MISSISSIPPI RIVER, TRIBUTARY TO FALL CREEK, TRIBUTARY TO MARBLE CREEK, TRIBUTARY TO MISSISSIPPI R. |  |  | 0.076517 | NPDES | 0.076517 | 0.11839 | 2926511 |  | 2 | 2.013 | 0.772 | 1.994 | 41.52 | 5.582 | 2.734 | 1.348 | 0.772 | 0.428 | 0.624 | 0.6 | 4.189 | 1.241 | QE_08 | 0.428 | 1.0465 | 0.55848 | 4.9218 | 1.7989 | 0.28946 | 1.0465 | 30Q5 Flow | 1.7989 | HM Flow | 0.55848 | 7Q10 Flow |  | 365 | 0.0011355 | 2.0332 | 1.0851 | 0.6312 | 3 | 4 | 0 | 0 | 39 | 1 | 0 | 0 | 0.788 | 32 | 0 | 0 | 0.0025802 | 0.00067773 | DMR | [16 empty] | 0.019736 | 35.3389 | 18.8599 | 10.9709 | 0.044846 | 0.01178 | NO | NHDPlus
2021 | GREEN AMERICA RECYCLING LLC | 110000595981 | MO0111686 | HANNIBAL | MARION | MO |  | 39.6625 | -91.3017 |  | 3241 | Cement, Hydraulic | 327310 | Cement Manufacturing | IS37 | Nonmetallic Mineral Product Manufacturing (includes clay, glass, cement, concrete, lime, gypsum, and other nonmetallic mineral product manufacturing) | Waste handling, treatment, and disposal - Remediation or Monitoring | 1 | 3.7163 | MO0111686 | Fools Creek-Mississippi River | 071100040504 | Cement Kiln |  |  |  | 2023 | 07110000000000 | MISSISSIPPI RIVER, TRIBUTARY TO FALL CREEK, TRIBUTARY TO MARBLE CREEK, TRIBUTARY TO MISSISSIPPI R. |  |  | 0.076517 | NPDES | 0.076517 | 0.11839 | 2926511 |  | 2 | 2.013 | 0.772 | 1.994 | 41.52 | 5.582 | 2.734 | 1.348 | 0.772 | 0.428 | 0.624 | 0.6 | 4.189 | 1.241 | QE_08 | 0.428 | 1.0465 | 0.55848 | 4.9218 | 1.7989 | 0.28946 | 1.0465 | 30Q5 Flow | 1.7989 | HM Flow | 0.55848 | 7Q10 Flow |  | 365 | 0.010182 | 18.231 | 9.7297 | 5.6598 | 3 | 4 | 0 | 0 | 39 | 1 | 0 | 0 | 0.788 | 32 | 0 | 0 | 0.023136 | 0.006077 | DMR | [16 empty] | 0.17697 | 316.8722 | 169.1108 | 98.3724 | 0.40212 | 0.10562 | NO | NHDPlus
2022 | GREEN AMERICA RECYCLING LLC | 110000595981 | MO0111686 | HANNIBAL | MARION | MO |  | 39.6625 | -91.3017 |  | 3241 | Cement, Hydraulic | 327310 | Cement Manufacturing | IS37 | Nonmetallic Mineral Product Manufacturing (includes clay, glass, cement, concrete, lime, gypsum, and other nonmetallic mineral product manufacturing) | Waste handling, treatment, and disposal - Remediation or Monitoring | 1 | 2.2104 | MO0111686 | Fools Creek-Mississippi River | 071100040504 | Cement Kiln |  |  |  | 2023 | 07110000000000 | MISSISSIPPI RIVER, TRIBUTARY TO FALL CREEK, TRIBUTARY TO MARBLE CREEK, TRIBUTARY TO MISSISSIPPI R. |  |  | 0.076517 | NPDES | 0.076517 | 0.11839 | 2926511 |  | 2 | 2.013 | 0.772 | 1.994 | 41.52 | 5.582 | 2.734 | 1.348 | 0.772 | 0.428 | 0.624 | 0.6 | 4.189 | 1.241 | QE_08 | 0.428 | 1.0465 | 0.55848 | 4.9218 | 1.7989 | 0.28946 | 1.0465 | 30Q5 Flow | 1.7989 | HM Flow | 0.55848 | 7Q10 Flow |  | 365 | 0.006056 | 10.8437 | 5.7872 | 3.3664 | 3 | 4 | 0 | 0 | 39 | 1 | 0 | 0 | 0.788 | 32 | 0 | 0 | 0.013761 | 0.0036146 | DMR | [16 empty] | 0.10526 | 188.4742 | 100.5863 | 58.5114 | 0.23918 | 0.062825 | NO | NHDPlus
2023 | GREEN AMERICA RECYCLING LLC | 110000595981 | MO0111686 | HANNIBAL | MARION | MO |  | 39.6625 | -91.3017 |  | 3241 | Cement, Hydraulic | 327310 | Cement Manufacturing | IS37 | Nonmetallic Mineral Product Manufacturing (includes clay, glass, cement, concrete, lime, gypsum, and other nonmetallic mineral product manufacturing) | Waste handling, treatment, and disposal - Remediation or Monitoring | 1 | 0.44209 | MO0111686 | Fools Creek-Mississippi River | 071100040504 | Cement Kiln |  |  |  | 2023 | 07110000000000 | MISSISSIPPI RIVER, TRIBUTARY TO FALL CREEK, TRIBUTARY TO MARBLE CREEK, TRIBUTARY TO MISSISSIPPI R. |  |  | 0.076517 | NPDES | 0.076517 | 0.11839 | 2926511 |  | 2 | 2.013 | 0.772 | 1.994 | 41.52 | 5.582 | 2.734 | 1.348 | 0.772 | 0.428 | 0.624 | 0.6 | 4.189 | 1.241 | QE_08 | 0.428 | 1.0465 | 0.55848 | 4.9218 | 1.7989 | 0.28946 | 1.0465 | 30Q5 Flow | 1.7989 | HM Flow | 0.55848 | 7Q10 Flow |  | 365 | 0.0012112 | 2.1687 | 1.1574 | 0.67328 | 3 | 4 | 0 | 0 | 39 | 1 | 0 | 0 | 0.788 | 32 | 0 | 0 | 0.0027522 | 0.00072291 | DMR | [16 empty] | 0.021052 | 37.6948 | 20.1173 | 11.7023 | 0.047836 | 0.012565 | NO | NHDPlus
2021 | SECO PRODS CORP | 110000595909 | MO0129313 | WASHINGTON | FRANKLIN | MO |  | 38.5391 | -90.9711 |  | 3499 | Fabricated Metal Products, Nec | 337215 | Showcase, Partition, Shelving, and Locker Manufacturing | IS44 | Furniture and Related Product Manufacturing | Waste handling, treatment, and disposal - Remediation or Monitoring | 1 | 0.017162 | MO0129313 | Dubois Creek-Missouri River | 1.03E+11 | Nothing reported to 2022 TRI |  |  |  | 2023 | 1.03E+13 | DUBOIS CR. |  |  | 0.046684 | NPDES | 0.046684 | 0.072232 | 6009886 |  | 4 | 29.905 | 39.568 | 56.878 | 89.956 | 62.94 | 36.587 | 26.919 | 16.281 | 7.19 | 9.95 | 12.224 | 31.276 | 76.652 | QE_08 | 7.19 | 17.5795 | 10.3615 | 73.1174 | 32.3216 | 0.17661 | 17.5795 | 30Q5 Flow | 32.3216 | HM Flow | 10.3615 | 7Q10 Flow |  | 365 | 4.7018e-05 | 0.0045378 | 0.0026746 | 0.0014547 | 3 | 4 | 0 | 0 | 39 | 1 | 0 | 0 | 0.788 | 32 | 0 | 0 | 5.7586e-06 | 1.5126e-06 | DMR | [16 empty] | 0.00081722 | 0.078871 | 0.046487 | 0.025284 | 0.00010009 | 2.629e-05 | NO | NHDPlus
2022 | SECO PRODS CORP | 110000595909 | MO0129313 | WASHINGTON | FRANKLIN | MO |  | 38.5391 | -90.9711 |  | 3499 | Fabricated Metal Products, Nec | 337215 | Showcase, Partition, Shelving, and Locker Manufacturing | IS44 | Furniture and Related Product Manufacturing | Waste handling, treatment, and disposal - Remediation or Monitoring | 1 | 0.03429 | MO0129313 | Dubois Creek-Missouri River | 1.03E+11 | Nothing reported to 2022 TRI |  |  |  | 2023 | 1.03E+13 | DUBOIS CR. |  |  | 0.046684 | NPDES | 0.046684 | 0.072232 | 6009886 |  | 4 | 29.905 | 39.568 | 56.878 | 89.956 | 62.94 | 36.587 | 26.919 | 16.281 | 7.19 | 9.95 | 12.224 | 31.276 | 76.652 | QE_08 | 7.19 | 17.5795 | 10.3615 | 73.1174 | 32.3216 | 0.17661 | 17.5795 | 30Q5 Flow | 32.3216 | HM Flow | 10.3615 | 7Q10 Flow |  | 365 | 9.3944e-05 | 0.0090666 | 0.005344 | 0.0029065 | 3 | 4 | 0 | 0 | 39 | 1 | 0 | 0 | 0.788 | 32 | 0 | 0 | 1.1506e-05 | 3.0222e-06 | DMR | [16 empty] | 0.0016328 | 0.15759 | 0.092883 | 0.050518 | 0.00019998 | 5.2529e-05 | NO | NHDPlus
2023 | SECO PRODS CORP | 110000595909 | MO0129313 | WASHINGTON | FRANKLIN | MO |  | 38.5391 | -90.9711 |  | 3499 | Fabricated Metal Products, Nec | 337215 | Showcase, Partition, Shelving, and Locker Manufacturing | IS44 | Furniture and Related Product Manufacturing | Waste handling, treatment, and disposal - Remediation or Monitoring | 1 | 0.03219 | MO0129313 | Dubois Creek-Missouri River | 1.03E+11 | Nothing reported to 2022 TRI |  |  |  | 2023 | 1.03E+13 | DUBOIS CR. |  |  | 0.046684 | NPDES | 0.046684 | 0.072232 | 6009886 |  | 4 | 29.905 | 39.568 | 56.878 | 89.956 | 62.94 | 36.587 | 26.919 | 16.281 | 7.19 | 9.95 | 12.224 | 31.276 | 76.652 | QE_08 | 7.19 | 17.5795 | 10.3615 | 73.1174 | 32.3216 | 0.17661 | 17.5795 | 30Q5 Flow | 32.3216 | HM Flow | 10.3615 | 7Q10 Flow |  | 365 | 8.8191e-05 | 0.0085115 | 0.0050167 | 0.0027286 | 3 | 4 | 0 | 0 | 39 | 1 | 0 | 0 | 0.788 | 32 | 0 | 0 | 1.0801e-05 | 2.8372e-06 | DMR | [16 empty] | 0.0015329 | 0.14794 | 0.087196 | 0.047425 | 0.00018774 | 4.9312e-05 | NO | NHDPlus
2019 | CALUMET MISSOURI, LLC | 110054612558 | MO0137243 | LOUISIANA | PIKE | MO |  | 39.4234 | -91.0257 |  | 2869 | Industrial Organic Chemicals, Nec | 325998 | All Other Miscellaneous Chemical Product and Preparation Manufacturing | IS34 | All Other Chemical Product and Preparation Manufacturing | Waste handling, treatment, and disposal - Remediation or Monitoring | 1 | 0.15127 | MO0137243 | Buffalo Creek-Mississippi River | 071100040702 | Nothing reported to 2022 TRI |  |  |  | 2023 | 07110000000000 | TRIBUTARY TO BUFFALO CR. |  |  | 0.010895 | NPDES | 0.010895 | 0.016857 | 2931679 | Buffalo Creek | 4 | 41.432 | 31.965 | 53.337 | 221.79 | 90.942 | 55.593 | 32.612 | 22.622 | 13.408 | 15.796 | 11.915 | 32.201 | 35.313 | QE_10 | 11.915 | 29.132 | 17.4787 | 101.3007 | 50.3289 | 0.041216 | 29.132 | 30Q5 Flow | 50.3289 | HM Flow | 17.4787 | 7Q10 Flow |  | 365 | 0.00041445 | 0.023711 | 0.014226 | 0.0082348 | 3 | 4 | 0 | 0 | 39 | 1 | 0 | 0 | 0.788 | 32 | 0 | 0 | 3.0091e-05 | 7.9038e-06 | DMR | [16 empty] | 0.0072035 | 0.41213 | 0.24727 | 0.14313 | 0.000523 | 0.00013738 | NO | NHDPlus
2020 | CALUMET MISSOURI, LLC | 110054612558 | MO0137243 | LOUISIANA | PIKE | MO |  | 39.4234 | -91.0257 |  | 2869 | Industrial Organic Chemicals, Nec | 325998 | All Other Miscellaneous Chemical Product and Preparation Manufacturing | IS34 | All Other Chemical Product and Preparation Manufacturing | Waste handling, treatment, and disposal - Remediation or Monitoring | 1 | 0.10319 | MO0137243 | Buffalo Creek-Mississippi River | 071100040702 | Nothing reported to 2022 TRI |  |  |  | 2023 | 07110000000000 | TRIBUTARY TO BUFFALO CR. |  |  | 0.010895 | NPDES | 0.010895 | 0.016857 | 2931679 | Buffalo Creek | 4 | 41.432 | 31.965 | 53.337 | 221.79 | 90.942 | 55.593 | 32.612 | 22.622 | 13.408 | 15.796 | 11.915 | 32.201 | 35.313 | QE_10 | 11.915 | 29.132 | 17.4787 | 101.3007 | 50.3289 | 0.041216 | 29.132 | 30Q5 Flow | 50.3289 | HM Flow | 17.4787 | 7Q10 Flow |  | 365 | 0.00028272 | 0.016175 | 0.0097049 | 0.0056175 | 3 | 4 | 0 | 0 | 39 | 1 | 0 | 0 | 0.788 | 32 | 0 | 0 | 2.0527e-05 | 5.3918e-06 | DMR | [16 empty] | 0.004914 | 0.28114 | 0.16868 | 0.097638 | 0.00035678 | 9.3714e-05 | NO | NHDPlus
2021 | CALUMET MISSOURI, LLC | 110054612558 | MO0137243 | LOUISIANA | PIKE | MO |  | 39.4234 | -91.0257 |  | 2869 | Industrial Organic Chemicals, Nec | 325998 | All Other Miscellaneous Chemical Product and Preparation Manufacturing | IS34 | All Other Chemical Product and Preparation Manufacturing | Waste handling, treatment, and disposal - Remediation or Monitoring | 1 | 0.018435 | MO0137243 | Buffalo Creek-Mississippi River | 071100040702 | Nothing reported to 2022 TRI |  |  |  | 2023 | 07110000000000 | TRIBUTARY TO BUFFALO CR. |  |  | 0.010895 | NPDES | 0.010895 | 0.016857 | 2931679 | Buffalo Creek | 4 | 41.432 | 31.965 | 53.337 | 221.79 | 90.942 | 55.593 | 32.612 | 22.622 | 13.408 | 15.796 | 11.915 | 32.201 | 35.313 | QE_10 | 11.915 | 29.132 | 17.4787 | 101.3007 | 50.3289 | 0.041216 | 29.132 | 30Q5 Flow | 50.3289 | HM Flow | 17.4787 | 7Q10 Flow |  | 365 | 5.0506e-05 | 0.0028896 | 0.0017337 | 0.0010035 | 3 | 4 | 0 | 0 | 39 | 1 | 0 | 0 | 0.788 | 32 | 0 | 0 | 3.667e-06 | 9.6319e-07 | DMR | [16 empty] | 0.00087784 | 0.050223 | 0.030133 | 0.017442 | 6.3735e-05 | 1.6741e-05 | NO | NHDPlus
2022 | CALUMET MISSOURI, LLC | 110054612558 | MO0137243 | LOUISIANA | PIKE | MO |  | 39.4234 | -91.0257 |  | 2869 | Industrial Organic Chemicals, Nec | 325998 | All Other Miscellaneous Chemical Product and Preparation Manufacturing | IS34 | All Other Chemical Product and Preparation Manufacturing | Waste handling, treatment, and disposal - Remediation or Monitoring | 1 | 0.09063 | MO0137243 | Buffalo Creek-Mississippi River | 071100040702 | Nothing reported to 2022 TRI |  |  |  | 2023 | 07110000000000 | TRIBUTARY TO BUFFALO CR. |  |  | 0.010895 | NPDES | 0.010895 | 0.016857 | 2931679 | Buffalo Creek | 4 | 41.432 | 31.965 | 53.337 | 221.79 | 90.942 | 55.593 | 32.612 | 22.622 | 13.408 | 15.796 | 11.915 | 32.201 | 35.313 | QE_10 | 11.915 | 29.132 | 17.4787 | 101.3007 | 50.3289 | 0.041216 | 29.132 | 30Q5 Flow | 50.3289 | HM Flow | 17.4787 | 7Q10 Flow |  | 365 | 0.0002483 | 0.014206 | 0.0085233 | 0.0049336 | 3 | 4 | 0 | 0 | 39 | 1 | 0 | 0 | 0.788 | 32 | 0 | 0 | 1.8028e-05 | 4.7353e-06 | DMR | [16 empty] | 0.0043157 | 0.24691 | 0.14814 | 0.08575 | 0.00031334 | 8.2304e-05 | NO | NHDPlus
2023 | CALUMET MISSOURI, LLC | 110054612558 | MO0137243 | LOUISIANA | PIKE | MO |  | 39.4234 | -91.0257 |  | 2869 | Industrial Organic Chemicals, Nec | 325998 | All Other Miscellaneous Chemical Product and Preparation Manufacturing | IS34 | All Other Chemical Product and Preparation Manufacturing | Waste handling, treatment, and disposal - Remediation or Monitoring | 1 | 0.16024 | MO0137243 | Buffalo Creek-Mississippi River | 071100040702 | Nothing reported to 2022 TRI |  |  |  | 2023 | 07110000000000 | TRIBUTARY TO BUFFALO CR. |  |  | 0.010895 | NPDES | 0.010895 | 0.016857 | 2931679 | Buffalo Creek | 4 | 41.432 | 31.965 | 53.337 | 221.79 | 90.942 | 55.593 | 32.612 | 22.622 | 13.408 | 15.796 | 11.915 | 32.201 | 35.313 | QE_10 | 11.915 | 29.132 | 17.4787 | 101.3007 | 50.3289 | 0.041216 | 29.132 | 30Q5 Flow | 50.3289 | HM Flow | 17.4787 | 7Q10 Flow |  | 365 | 0.00043901 | 0.025117 | 0.01507 | 0.0087229 | 3 | 4 | 0 | 0 | 39 | 1 | 0 | 0 | 0.788 | 32 | 0 | 0 | 3.1874e-05 | 8.3723e-06 | DMR | [16 empty] | 0.0076304 | 0.43656 | 0.26193 | 0.15161 | 0.00055401 | 0.00014552 | NO | NHDPlus
2019 | US AIR FORCE OFFUTT AFB NE | 110001512603 | NE0121789 | OFFUTT A F B | SARPY | NE |  | 41.1119 | -95.9237 |  | 9711 | National Security | 928110 | National Security | IS47 | Services | Waste handling, treatment, and disposal - POTW | 1 | 0.022815 | NE0121789 | Mud Creek-Papillion Creek | 1.02E+11 | Uncertain, possibly a remediation site |  |  |  | 2023 | 1.02E+13 | PAPILLION CREEK |  | 0.0022 | 0.0052 | NPDES | 0.0022 | 0.0034039 | 17219232 |  | 1 | 0.389 | 0.096 | 0.157 | 1.219 | 1.795 | 1.052 | 0.918 | 0.628 | 0.329 | 0.25 | 0.576 | 0.296 | 0.128 | QE_01 | 0.096 | 0.23472 | 0.11885 | 0.9511 | 0.35188 | 0.0083225 | 0.23472 | 30Q5 Flow | 0.35188 | HM Flow | 0.11885 | 7Q10 Flow |  | 365 | 6.2506e-05 | 0.52595 | 0.2663 | 0.17764 | 3 | 4 | 0 | 0 | 39 | 1 | 0 | 0 | 0.788 | 32 | 0 | 0 | 0.00066744 | 0.00017532 | DMR | [16 empty] | 0.0010864 | 9.1414 | 4.6286 | 3.0875 | 0.011601 | 0.0030471 | NO | NHDPlus
2020 | US AIR FORCE OFFUTT AFB NE | 110001512603 | NE0121789 | OFFUTT A F B | SARPY | NE |  | 41.1119 | -95.9237 |  | 9711 | National Security | 928110 | National Security | IS47 | Services | Waste handling, treatment, and disposal - POTW | 1 | 0.0010736 | NE0121789 | Mud Creek-Papillion Creek | 1.02E+11 | Uncertain, possibly a remediation site |  |  |  | 2023 | 1.02E+13 | PAPILLION CREEK |  | 0.0022 | 0.0052 | NPDES | 0.0022 | 0.0034039 | 17219232 |  | 1 | 0.389 | 0.096 | 0.157 | 1.219 | 1.795 | 1.052 | 0.918 | 0.628 | 0.329 | 0.25 | 0.576 | 0.296 | 0.128 | QE_01 | 0.096 | 0.23472 | 0.11885 | 0.9511 | 0.35188 | 0.0083225 | 0.23472 | 30Q5 Flow | 0.35188 | HM Flow | 0.11885 | 7Q10 Flow |  | 365 | 2.9414e-06 | 0.02475 | 0.012532 | 0.0083592 | 3 | 4 | 0 | 0 | 39 | 1 | 0 | 0 | 0.788 | 32 | 0 | 0 | 3.1408e-05 | 8.2499e-06 | DMR | [16 empty] | 5.1125e-05 | 0.43017 | 0.21781 | 0.14529 | 0.00054591 | 0.00014339 | NO | NHDPlus
2021 | US AIR FORCE OFFUTT AFB NE | 110001512603 | NE0121789 | OFFUTT A F B | SARPY | NE |  | 41.1119 | -95.9237 |  | 9711 | National Security | 928110 | National Security | IS47 | Services | Waste handling, treatment, and disposal - POTW | 1 | 0.011936 | NE0121789 | Mud Creek-Papillion Creek | 1.02E+11 | Uncertain, possibly a remediation site |  |  |  | 2023 | 1.02E+13 | PAPILLION CREEK |  | 0.0022 | 0.0052 | NPDES | 0.0022 | 0.0034039 | 17219232 |  | 1 | 0.389 | 0.096 | 0.157 | 1.219 | 1.795 | 1.052 | 0.918 | 0.628 | 0.329 | 0.25 | 0.576 | 0.296 | 0.128 | QE_01 | 0.096 | 0.23472 | 0.11885 | 0.9511 | 0.35188 | 0.0083225 | 0.23472 | 30Q5 Flow | 0.35188 | HM Flow | 0.11885 | 7Q10 Flow |  | 365 | 3.2702e-05 | 0.27517 | 0.13933 | 0.092937 | 3 | 4 | 0 | 0 | 39 | 1 | 0 | 0 | 0.788 | 32 | 0 | 0 | 0.0003492 | 9.1722e-05 | DMR | [16 empty] | 0.0005684 | 4.7827 | 2.4216 | 1.6153 | 0.0060694 | 0.0015942 | NO | NHDPlus
2022 | US AIR FORCE OFFUTT AFB NE | 110001512603 | NE0121789 | OFFUTT A F B | SARPY | NE |  | 41.1119 | -95.9237 |  | 9711 | National Security | 928110 | National Security | IS47 | Services | Waste handling, treatment, and disposal - POTW | 1 | 0.0029406 | NE0121789 | Mud Creek-Papillion Creek | 1.02E+11 | Uncertain, possibly a remediation site |  |  |  | 2023 | 1.02E+13 | PAPILLION CREEK |  | 0.0022 | 0.0052 | NPDES | 0.0022 | 0.0034039 | 17219232 |  | 1 | 0.389 | 0.096 | 0.157 | 1.219 | 1.795 | 1.052 | 0.918 | 0.628 | 0.329 | 0.25 | 0.576 | 0.296 | 0.128 | QE_01 | 0.096 | 0.23472 | 0.11885 | 0.9511 | 0.35188 | 0.0083225 | 0.23472 | 30Q5 Flow | 0.35188 | HM Flow | 0.11885 | 7Q10 Flow |  | 365 | 8.0563e-06 | 0.067788 | 0.034323 | 0.022895 | 3 | 4 | 0 | 0 | 39 | 1 | 0 | 0 | 0.788 | 32 | 0 | 0 | 8.6026e-05 | 2.2596e-05 | DMR | [16 empty] | 0.00014003 | 1.1782 | 0.59657 | 0.39794 | 0.0014952 | 0.00039274 | NO | NHDPlus
2023 | US AIR FORCE OFFUTT AFB NE | 110001512603 | NE0121789 | OFFUTT A F B | SARPY | NE |  | 41.1119 | -95.9237 |  | 9711 | National Security | 928110 | National Security | IS47 | Services | Waste handling, treatment, and disposal - POTW | 1 | 0.0050842 | NE0121789 | Mud Creek-Papillion Creek | 1.02E+11 | Uncertain, possibly a remediation site |  |  |  | 2023 | 1.02E+13 | PAPILLION CREEK |  | 0.0022 | 0.0052 | NPDES | 0.0022 | 0.0034039 | 17219232 |  | 1 | 0.389 | 0.096 | 0.157 | 1.219 | 1.795 | 1.052 | 0.918 | 0.628 | 0.329 | 0.25 | 0.576 | 0.296 | 0.128 | QE_01 | 0.096 | 0.23472 | 0.11885 | 0.9511 | 0.35188 | 0.0083225 | 0.23472 | 30Q5 Flow | 0.35188 | HM Flow | 0.11885 | 7Q10 Flow |  | 365 | 1.3929e-05 | 0.1172 | 0.059345 | 0.039586 | 3 | 4 | 0 | 0 | 39 | 1 | 0 | 0 | 0.788 | 32 | 0 | 0 | 0.00014874 | 3.9068e-05 | DMR | [16 empty] | 0.0002421 | 2.0371 | 1.0315 | 0.68804 | 0.0025852 | 0.00067904 | NO | NHDPlus
2019 | PHILLIPS 66 BAYWAY REFINERY | 110041133163 | NJ0001511 | LINDEN | UNION | NJ |  | 40.6401 | -74.2189 |  | 2911 | Petroleum Refining | 324110 | Petroleum Refineries | IS11 | Petroleum Refineries | Waste handling, treatment, and disposal - Remediation or Monitoring | 1 | 2 | NJ0001511 | Morses Creek-Arthur Kill | 020301040204 | 2022 TRI reports PCE use as a chemical processing aid |  |  |  | 2023 | 02030100000000 | MORSES CREEK, UNT RAHWAY RIVER |  | 371 | 77.265 | NPDES | 371 | 574.0223 | 6261642 | Morses Creek | 2 | 14 | 43.439 | 81.808 | 67.672 | 20.845 | 15.412 | 11.223 | 7.051 | 5.591 | 6.703 | 11.188 | 18.631 | 23.914 | QE_08 | 5.591 | 13.6699 | 7.9862 | 34.2298 | 19.5507 | 1403.4776 | 1403.4776 | Plant Flow | 1403.4776 | Plant Flow | 1403.4776 | Plant Flow |  | 365 | 0.0054795 | 0.0039042 | 0.0039042 | 0.0039042 | 3 | 4 | 0 | 0 | 39 | 1 | 0 | 0 | 0.788 | 32 | 0 | 0 | 4.9546e-06 | 1.3014e-06 | DMR | [16 empty] | 0.095238 | 0.067859 | 0.067859 | 0.067859 | 8.6115e-05 | 2.262e-05 | NO | PlantFlow
2020 | PHILLIPS 66 BAYWAY REFINERY | 110041133163 | NJ0001511 | LINDEN | UNION | NJ |  | 40.6401 | -74.2189 |  | 2911 | Petroleum Refining | 324110 | Petroleum Refineries | IS11 | Petroleum Refineries | Waste handling, treatment, and disposal - Remediation or Monitoring | 1 | 2.305 | NJ0001511 | Morses Creek-Arthur Kill | 020301040204 | 2022 TRI reports PCE use as a chemical processing aid |  |  |  | 2023 | 02030100000000 | MORSES CREEK, UNT RAHWAY RIVER |  | 371 | 77.265 | NPDES | 371 | 574.0223 | 6261642 | Morses Creek | 2 | 14 | 43.439 | 81.808 | 67.672 | 20.845 | 15.412 | 11.223 | 7.051 | 5.591 | 6.703 | 11.188 | 18.631 | 23.914 | QE_08 | 5.591 | 13.6699 | 7.9862 | 34.2298 | 19.5507 | 1403.4776 | 1403.4776 | Plant Flow | 1403.4776 | Plant Flow | 1403.4776 | Plant Flow |  | 365 | 0.0063151 | 0.0044996 | 0.0044996 | 0.0044996 | 3 | 4 | 0 | 0 | 39 | 1 | 0 | 0 | 0.788 | 32 | 0 | 0 | 5.7101e-06 | 1.4999e-06 | DMR | [16 empty] | 0.10976 | 0.078207 | 0.078207 | 0.078207 | 9.9248e-05 | 2.6069e-05 | NO | PlantFlow
2021 | PHILLIPS 66 BAYWAY REFINERY | 110041133163 | NJ0001511 | LINDEN | UNION | NJ |  | 40.6401 | -74.2189 |  | 2911 | Petroleum Refining | 324110 | Petroleum Refineries | IS11 | Petroleum Refineries | Waste handling, treatment, and disposal - Remediation or Monitoring | 1 | 1.845 | NJ0001511 | Morses Creek-Arthur Kill | 020301040204 | 2022 TRI reports PCE use as a chemical processing aid |  |  |  | 2023 | 02030100000000 | MORSES CREEK, UNT RAHWAY RIVER |  | 371 | 77.265 | NPDES | 371 | 574.0223 | 6261642 | Morses Creek | 2 | 14 | 43.439 | 81.808 | 67.672 | 20.845 | 15.412 | 11.223 | 7.051 | 5.591 | 6.703 | 11.188 | 18.631 | 23.914 | QE_08 | 5.591 | 13.6699 | 7.9862 | 34.2298 | 19.5507 | 1403.4776 | 1403.4776 | Plant Flow | 1403.4776 | Plant Flow | 1403.4776 | Plant Flow |  | 365 | 0.0050548 | 0.0036016 | 0.0036016 | 0.0036016 | 3 | 4 | 0 | 0 | 39 | 1 | 0 | 0 | 0.788 | 32 | 0 | 0 | 4.5706e-06 | 1.2005e-06 | DMR | [16 empty] | 0.087857 | 0.0626 | 0.0626 | 0.0626 | 7.9441e-05 | 2.0867e-05 | NO | PlantFlow
2022 | PHILLIPS 66 BAYWAY REFINERY | 110041133163 | NJ0001511 | LINDEN | UNION | NJ |  | 40.6401 | -74.2189 |  | 2911 | Petroleum Refining | 324110 | Petroleum Refineries | IS11 | Petroleum Refineries | Waste handling, treatment, and disposal - Remediation or Monitoring | 1 | 1.995 | NJ0001511 | Morses Creek-Arthur Kill | 020301040204 | 2022 TRI reports PCE use as a chemical processing aid |  |  |  | 2023 | 02030100000000 | MORSES CREEK, UNT RAHWAY RIVER |  | 371 | 77.265 | NPDES | 371 | 574.0223 | 6261642 | Morses Creek | 2 | 14 | 43.439 | 81.808 | 67.672 | 20.845 | 15.412 | 11.223 | 7.051 | 5.591 | 6.703 | 11.188 | 18.631 | 23.914 | QE_08 | 5.591 | 13.6699 | 7.9862 | 34.2298 | 19.5507 | 1403.4776 | 1403.4776 | Plant Flow | 1403.4776 | Plant Flow | 1403.4776 | Plant Flow |  | 365 | 0.0054658 | 0.0038944 | 0.0038944 | 0.0038944 | 3 | 4 | 0 | 0 | 39 | 1 | 0 | 0 | 0.788 | 32 | 0 | 0 | 4.9422e-06 | 1.2981e-06 | DMR | [16 empty] | 0.095 | 0.067689 | 0.067689 | 0.067689 | 8.59e-05 | 2.2563e-05 | NO | PlantFlow
2023 | PHILLIPS 66 BAYWAY REFINERY | 110041133163 | NJ0001511 | LINDEN | UNION | NJ |  | 40.6401 | -74.2189 |  | 2911 | Petroleum Refining | 324110 | Petroleum Refineries | IS11 | Petroleum Refineries | Waste handling, treatment, and disposal - Remediation or Monitoring | 1 | 2.305 | NJ0001511 | Morses Creek-Arthur Kill | 020301040204 | 2022 TRI reports PCE use as a chemical processing aid |  |  |  | 2023 | 02030100000000 | MORSES CREEK, UNT RAHWAY RIVER |  | 371 | 77.265 | NPDES | 371 | 574.0223 | 6261642 | Morses Creek | 2 | 14 | 43.439 | 81.808 | 67.672 | 20.845 | 15.412 | 11.223 | 7.051 | 5.591 | 6.703 | 11.188 | 18.631 | 23.914 | QE_08 | 5.591 | 13.6699 | 7.9862 | 34.2298 | 19.5507 | 1403.4776 | 1403.4776 | Plant Flow | 1403.4776 | Plant Flow | 1403.4776 | Plant Flow |  | 365 | 0.0063151 | 0.0044996 | 0.0044996 | 0.0044996 | 3 | 4 | 0 | 0 | 39 | 1 | 0 | 0 | 0.788 | 32 | 0 | 0 | 5.7101e-06 | 1.4999e-06 | DMR | [16 empty] | 0.10976 | 0.078207 | 0.078207 | 0.078207 | 9.9248e-05 | 2.6069e-05 | NO | PlantFlow
2023 | AVANTOR PERFORMANCE MATERIALS | 110000322311 | NJ0004006 | PHILLIPSBURG | WARREN | NJ |  | 40.7031 | -75.1977 |  | 2819 | Industrial Inorganic Chemicals, Nec | 331313 | Alumina Refining and Primary Aluminum Production | IS38 | Primary Metal Manufacturing | Waste handling, treatment, and disposal - Remediation or Monitoring | 1 | 0.1544 | NJ0004006 | Buckhorn Creek-Delaware River | 020401050603 | 2022 TRI indicates repackaging of methylene chloride |  |  |  | 2023 | 02040110000000 | DELAWARE RIVER | 2.75 | 1.9 | 2.2892 | NPDES | 1.9 | 2.9397 | 2588431 | Delaware River | 6 | 8215.675 | 8785.29 | 9272.262 | 14003.505 | 15567.763 | 10695.307 | 6836.136 | 4505.025 | 3406.52 | 3924.028 | 5150.47 | 7069.405 | 9504.832 | QE_08 | 3406.52 | 8328.8998 | 6097.9706 | 20087.2249 | 15559.6866 | 7.1876 | 8328.8998 | 30Q5 Flow | 15559.6866 | HM Flow | 6097.9706 | 7Q10 Flow |  | 365 | 0.00042301 | 6.937e-05 | 5.0789e-05 | 2.7187e-05 | 3 | 4 | 0 | 0 | 39 | 1 | 0 | 0 | 0.788 | 32 | 0 | 0 | 8.8032e-08 | 2.3123e-08 | DMR | [16 empty] | 0.0073524 | 0.0012057 | 0.00088276 | 0.00047253 | 1.5301e-06 | 4.019e-07 | NO | NHDPlus
2019 | MEXICHEM - SPECIALTY RESINS INC. | 110041022274 | NJ0004286 | PEDRICKTOWN | SALEM | NJ |  | 39.7669 | -75.4214 |  | 2821 | Plastics Materials and Resins | 325211 | Plastics Material and Resin Manufacturing | IS22 | Plastic Material and Resin Manufacturing | Waste handling, treatment, and disposal - Remediation or Monitoring | 1 | 2.015e-05 | NJ0004286 | Salem Canal-Whooping John Creek | 020402060103 | 2022 TRI reports vinyl chloride is used as a reactant |  |  |  | 2023 | 02040210000000 | DELAWARE RIVER |  |  | 0.58333 | NPDES | 0.58333 | 0.90255 | [22 empty] | 2.2082 | 2.2082 | Flow Lookup Failed | 2.2082 | Flow Lookup Failed | 2.2082 | Flow Lookup Failed | PlantFlowUsed | 365 | 5.5205e-08 | 2.5001e-05 | 2.5001e-05 | 2.5001e-05 | 3 | 4 | 0 | 0 | 39 | 1 | 0 | 0 | 0.788 | 32 | 0 | 0 | 3.1727e-08 | 8.3336e-09 | DMR | [16 empty] | 9.5952e-07 | 0.00043454 | 0.00043454 | 0.00043454 | 5.5144e-07 | 1.4485e-07 | NO | PlantFlow
2020 | MEXICHEM - SPECIALTY RESINS INC. | 110041022274 | NJ0004286 | PEDRICKTOWN | SALEM | NJ |  | 39.7669 | -75.4214 |  | 2821 | Plastics Materials and Resins | 325211 | Plastics Material and Resin Manufacturing | IS22 | Plastic Material and Resin Manufacturing | Waste handling, treatment, and disposal - Remediation or Monitoring | 1 | 1.05e-05 | NJ0004286 | Salem Canal-Whooping John Creek | 020402060103 | 2022 TRI reports vinyl chloride is used as a reactant |  |  |  | 2023 | 02040210000000 | DELAWARE RIVER |  |  | 0.58333 | NPDES | 0.58333 | 0.90255 | [22 empty] | 2.2082 | 2.2082 | Flow Lookup Failed | 2.2082 | Flow Lookup Failed | 2.2082 | Flow Lookup Failed | PlantFlowUsed | 365 | 2.8767e-08 | 1.3028e-05 | 1.3028e-05 | 1.3028e-05 | 3 | 4 | 0 | 0 | 39 | 1 | 0 | 0 | 0.788 | 32 | 0 | 0 | 1.6533e-08 | 4.3426e-09 | DMR | [16 empty] | 5e-07 | 0.00022643 | 0.00022643 | 0.00022643 | 2.8735e-07 | 7.5478e-08 | NO | PlantFlow
2021 | MEXICHEM - SPECIALTY RESINS INC. | 110041022274 | NJ0004286 | PEDRICKTOWN | SALEM | NJ |  | 39.7669 | -75.4214 |  | 2821 | Plastics Materials and Resins | 325211 | Plastics Material and Resin Manufacturing | IS22 | Plastic Material and Resin Manufacturing | Waste handling, treatment, and disposal - Remediation or Monitoring | 1 | 1.35e-05 | NJ0004286 | Salem Canal-Whooping John Creek | 020402060103 | 2022 TRI reports vinyl chloride is used as a reactant |  |  |  | 2023 | 02040210000000 | DELAWARE RIVER |  |  | 0.58333 | NPDES | 0.58333 | 0.90255 | [22 empty] | 2.2082 | 2.2082 | Flow Lookup Failed | 2.2082 | Flow Lookup Failed | 2.2082 | Flow Lookup Failed | PlantFlowUsed | 365 | 3.6986e-08 | 1.675e-05 | 1.675e-05 | 1.675e-05 | 3 | 4 | 0 | 0 | 39 | 1 | 0 | 0 | 0.788 | 32 | 0 | 0 | 2.1256e-08 | 5.5833e-09 | DMR | [16 empty] | 6.4286e-07 | 0.00029113 | 0.00029113 | 0.00029113 | 3.6945e-07 | 9.7043e-08 | NO | PlantFlow
2022 | MEXICHEM - SPECIALTY RESINS INC. | 110041022274 | NJ0004286 | PEDRICKTOWN | SALEM | NJ |  | 39.7669 | -75.4214 |  | 2821 | Plastics Materials and Resins | 325211 | Plastics Material and Resin Manufacturing | IS22 | Plastic Material and Resin Manufacturing | Waste handling, treatment, and disposal - Remediation or Monitoring | 1 | 3.32e-05 | NJ0004286 | Salem Canal-Whooping John Creek | 020402060103 | 2022 TRI reports vinyl chloride is used as a reactant |  |  |  | 2023 | 02040210000000 | DELAWARE RIVER |  |  | 0.58333 | NPDES | 0.58333 | 0.90255 | [22 empty] | 2.2082 | 2.2082 | Flow Lookup Failed | 2.2082 | Flow Lookup Failed | 2.2082 | Flow Lookup Failed | PlantFlowUsed | 365 | 9.0959e-08 | 4.1192e-05 | 4.1192e-05 | 4.1192e-05 | 3 | 4 | 0 | 0 | 39 | 1 | 0 | 0 | 0.788 | 32 | 0 | 0 | 5.2274e-08 | 1.3731e-08 | DMR | [16 empty] | 1.581e-06 | 0.00071596 | 0.00071596 | 0.00071596 | 9.0858e-07 | 2.3865e-07 | NO | PlantFlow
2023 | MEXICHEM - SPECIALTY RESINS INC. | 110041022274 | NJ0004286 | PEDRICKTOWN | SALEM | NJ |  | 39.7669 | -75.4214 |  | 2821 | Plastics Materials and Resins | 325211 | Plastics Material and Resin Manufacturing | IS22 | Plastic Material and Resin Manufacturing | Waste handling, treatment, and disposal - Remediation or Monitoring | 1 | 2.89e-05 | NJ0004286 | Salem Canal-Whooping John Creek | 020402060103 | 2022 TRI reports vinyl chloride is used as a reactant |  |  |  | 2023 | 02040210000000 | DELAWARE RIVER |  |  | 0.58333 | NPDES | 0.58333 | 0.90255 | [22 empty] | 2.2082 | 2.2082 | Flow Lookup Failed | 2.2082 | Flow Lookup Failed | 2.2082 | Flow Lookup Failed | PlantFlowUsed | 365 | 7.9178e-08 | 3.5857e-05 | 3.5857e-05 | 3.5857e-05 | 3 | 4 | 0 | 0 | 39 | 1 | 0 | 0 | 0.788 | 32 | 0 | 0 | 4.5504e-08 | 1.1952e-08 | DMR | [16 empty] | 1.3762e-06 | 0.00062323 | 0.00062323 | 0.00062323 | 7.909e-07 | 2.0774e-07 | NO | PlantFlow
2019 | DELAWARE RIVER PLANT | 110000582003 | NJ0005045 | BRIDGEPORT | GLOUCESTER | NJ |  | 39.8014 | -75.355 |  | 2869 | Industrial Organic Chemicals, Nec | 325998 | All Other Miscellaneous Chemical Product and Preparation Manufacturing | IS34 | All Other Chemical Product and Preparation Manufacturing | Waste handling, treatment, and disposal - Remediation or Monitoring | 1 | 0.2135 | NJ0005045 | Raccoon Creek | 020402020606 | 2022 TRI reports chloroethane as byproduct |  |  |  | 2023 | 02040200000000 | DELAWARE RIVER ZONE 4 | 2 | 0.95 | 0.49042 | NPDES | 0.95 | 1.4699 | 4495118 |  | 2 | 0.023 | 0.198 | 0.835 | 0.442 | 0.038 | 0.046 | 0.044 | 0.034 | 0.027 | 0.057 | 0.07 | 0.036 | 0.039 | QE_08 | 0.027 | 0.066015 | 0.031966 | 0.056235 | 0.044734 | 3.5938 | 3.5938 | Plant Flow | 3.5938 | Plant Flow | 3.5938 | Plant Flow |  | 365 | 0.00058493 | 0.16276 | 0.16276 | 0.16276 | 3 | 4 | 0 | 0 | 39 | 1 | 0 | 0 | 0.788 | 32 | 0 | 0 | 0.00020655 | 5.4254e-05 | DMR | [16 empty] | 0.010167 | 2.8289 | 2.8289 | 2.8289 | 0.00359 | 0.00094298 | NO | PlantFlow
2020 | DELAWARE RIVER PLANT | 110000582003 | NJ0005045 | BRIDGEPORT | GLOUCESTER | NJ |  | 39.8014 | -75.355 |  | 2869 | Industrial Organic Chemicals, Nec | 325998 | All Other Miscellaneous Chemical Product and Preparation Manufacturing | IS34 | All Other Chemical Product and Preparation Manufacturing | Waste handling, treatment, and disposal - Remediation or Monitoring | 1 | 0.2206 | NJ0005045 | Raccoon Creek | 020402020606 | 2022 TRI reports chloroethane as byproduct |  |  |  | 2023 | 02040200000000 | DELAWARE RIVER ZONE 4 | 2 | 0.95 | 0.49042 | NPDES | 0.95 | 1.4699 | 4495118 |  | 2 | 0.023 | 0.198 | 0.835 | 0.442 | 0.038 | 0.046 | 0.044 | 0.034 | 0.027 | 0.057 | 0.07 | 0.036 | 0.039 | QE_08 | 0.027 | 0.066015 | 0.031966 | 0.056235 | 0.044734 | 3.5938 | 3.5938 | Plant Flow | 3.5938 | Plant Flow | 3.5938 | Plant Flow |  | 365 | 0.00060438 | 0.16817 | 0.16817 | 0.16817 | 3 | 4 | 0 | 0 | 39 | 1 | 0 | 0 | 0.788 | 32 | 0 | 0 | 0.00021342 | 5.6058e-05 | DMR | [16 empty] | 0.010505 | 2.923 | 2.923 | 2.923 | 0.0037094 | 0.00097434 | NO | PlantFlow
2021 | DELAWARE RIVER PLANT | 110000582003 | NJ0005045 | BRIDGEPORT | GLOUCESTER | NJ |  | 39.8014 | -75.355 |  | 2869 | Industrial Organic Chemicals, Nec | 325998 | All Other Miscellaneous Chemical Product and Preparation Manufacturing | IS34 | All Other Chemical Product and Preparation Manufacturing | Waste handling, treatment, and disposal - Remediation or Monitoring | 1 | 1.033 | NJ0005045 | Raccoon Creek | 020402020606 | 2022 TRI reports chloroethane as byproduct |  |  |  | 2023 | 02040200000000 | DELAWARE RIVER ZONE 4 | 2 | 0.95 | 0.49042 | NPDES | 0.95 | 1.4699 | 4495118 |  | 2 | 0.023 | 0.198 | 0.835 | 0.442 | 0.038 | 0.046 | 0.044 | 0.034 | 0.027 | 0.057 | 0.07 | 0.036 | 0.039 | QE_08 | 0.027 | 0.066015 | 0.031966 | 0.056235 | 0.044734 | 3.5938 | 3.5938 | Plant Flow | 3.5938 | Plant Flow | 3.5938 | Plant Flow |  | 365 | 0.0028301 | 0.7875 | 0.7875 | 0.7875 | 3 | 4 | 0 | 0 | 39 | 1 | 0 | 0 | 0.788 | 32 | 0 | 0 | 0.00099937 | 0.0002625 | DMR | [16 empty] | 0.04919 | 13.6876 | 13.6876 | 13.6876 | 0.01737 | 0.0045625 | NO | PlantFlow
2022 | DELAWARE RIVER PLANT | 110000582003 | NJ0005045 | BRIDGEPORT | GLOUCESTER | NJ |  | 39.8014 | -75.355 |  | 2869 | Industrial Organic Chemicals, Nec | 325998 | All Other Miscellaneous Chemical Product and Preparation Manufacturing | IS34 | All Other Chemical Product and Preparation Manufacturing | Waste handling, treatment, and disposal - Remediation or Monitoring | 1 | 0.9015 | NJ0005045 | Raccoon Creek | 020402020606 | 2022 TRI reports chloroethane as byproduct |  |  |  | 2023 | 02040200000000 | DELAWARE RIVER ZONE 4 | 2 | 0.95 | 0.49042 | NPDES | 0.95 | 1.4699 | 4495118 |  | 2 | 0.023 | 0.198 | 0.835 | 0.442 | 0.038 | 0.046 | 0.044 | 0.034 | 0.027 | 0.057 | 0.07 | 0.036 | 0.039 | QE_08 | 0.027 | 0.066015 | 0.031966 | 0.056235 | 0.044734 | 3.5938 | 3.5938 | Plant Flow | 3.5938 | Plant Flow | 3.5938 | Plant Flow |  | 365 | 0.0024699 | 0.68725 | 0.68725 | 0.68725 | 3 | 4 | 0 | 0 | 39 | 1 | 0 | 0 | 0.788 | 32 | 0 | 0 | 0.00087215 | 0.00022908 | DMR | [16 empty] | 0.042929 | 11.9451 | 11.9451 | 11.9451 | 0.015159 | 0.0039817 | NO | PlantFlow
2023 | DELAWARE RIVER PLANT | 110000582003 | NJ0005045 | BRIDGEPORT | GLOUCESTER | NJ |  | 39.8014 | -75.355 |  | 2869 | Industrial Organic Chemicals, Nec | 325998 | All Other Miscellaneous Chemical Product and Preparation Manufacturing | IS34 | All Other Chemical Product and Preparation Manufacturing | Waste handling, treatment, and disposal - Remediation or Monitoring | 1 | 0.2149 | NJ0005045 | Raccoon Creek | 020402020606 | 2022 TRI reports chloroethane as byproduct |  |  |  | 2023 | 02040200000000 | DELAWARE RIVER ZONE 4 | 2 | 0.95 | 0.49042 | NPDES | 0.95 | 1.4699 | 4495118 |  | 2 | 0.023 | 0.198 | 0.835 | 0.442 | 0.038 | 0.046 | 0.044 | 0.034 | 0.027 | 0.057 | 0.07 | 0.036 | 0.039 | QE_08 | 0.027 | 0.066015 | 0.031966 | 0.056235 | 0.044734 | 3.5938 | 3.5938 | Plant Flow | 3.5938 | Plant Flow | 3.5938 | Plant Flow |  | 365 | 0.00058877 | 0.16383 | 0.16383 | 0.16383 | 3 | 4 | 0 | 0 | 39 | 1 | 0 | 0 | 0.788 | 32 | 0 | 0 | 0.0002079 | 5.4609e-05 | DMR | [16 empty] | 0.010233 | 2.8475 | 2.8475 | 2.8475 | 0.0036136 | 0.00094916 | NO | PlantFlow
2019 | CHEMOURS-CHAMBERS WORKS | 110007970142 | NJ0005100 | PENNS GROVE | SALEM | NJ |  | 39.6983 | -75.504 |  | 2869 | Industrial Organic Chemicals, Nec | 325998 | All Other Miscellaneous Chemical Product and Preparation Manufacturing | IS34 | All Other Chemical Product and Preparation Manufacturing | Waste handling, treatment, and disposal - Remediation or Monitoring | 1 | 0.4125 | NJ0005100 | Salem Canal-Whooping John Creek | 020402060103 | No organochlorines are reported to 2022 TRI |  |  |  | 2023 | 02040210000000 | DELAWARE RIVER |  | 62.6 | 2.775 | NPDES | 62.6 | 96.8566 | 24903448 |  | 4 | 4.419 | 18.727 | 36.804 | 30.075 | 7.001 | 5.41 | 4.175 | 2.686 | 2.273 | 2.966 | 3.164 | 3.543 | 7.032 | QE_08 | 2.273 | 5.5575 | 3.1455 | 10.8044 | 6.7751 | 236.8132 | 236.8132 | Plant Flow | 236.8132 | Plant Flow | 236.8132 | Plant Flow |  | 365 | 0.0011301 | 0.0047723 | 0.0047723 | 0.0047723 | 3 | 4 | 0 | 0 | 39 | 1 | 0 | 0 | 0.788 | 32 | 0 | 0 | 6.0562e-06 | 1.5908e-06 | DMR | [16 empty] | 0.019643 | 0.082947 | 0.082947 | 0.082947 | 0.00010526 | 2.7649e-05 | NO | PlantFlow
2020 | CHEMOURS-CHAMBERS WORKS | 110007970142 | NJ0005100 | PENNS GROVE | SALEM | NJ |  | 39.6983 | -75.504 |  | 2869 | Industrial Organic Chemicals, Nec | 325998 | All Other Miscellaneous Chemical Product and Preparation Manufacturing | IS34 | All Other Chemical Product and Preparation Manufacturing | Waste handling, treatment, and disposal - Remediation or Monitoring | 1 | 0.365 | NJ0005100 | Salem Canal-Whooping John Creek | 020402060103 | No organochlorines are reported to 2022 TRI |  |  |  | 2023 | 02040210000000 | DELAWARE RIVER |  | 62.6 | 2.775 | NPDES | 62.6 | 96.8566 | 24903448 |  | 4 | 4.419 | 18.727 | 36.804 | 30.075 | 7.001 | 5.41 | 4.175 | 2.686 | 2.273 | 2.966 | 3.164 | 3.543 | 7.032 | QE_08 | 2.273 | 5.5575 | 3.1455 | 10.8044 | 6.7751 | 236.8132 | 236.8132 | Plant Flow | 236.8132 | Plant Flow | 236.8132 | Plant Flow |  | 365 | 0.001 | 0.0042227 | 0.0042227 | 0.0042227 | 3 | 4 | 0 | 0 | 39 | 1 | 0 | 0 | 0.788 | 32 | 0 | 0 | 5.3588e-06 | 1.4076e-06 | DMR | [16 empty] | 0.017381 | 0.073395 | 0.073395 | 0.073395 | 9.3141e-05 | 2.4465e-05 | NO | PlantFlow
2021 | CHEMOURS-CHAMBERS WORKS | 110007970142 | NJ0005100 | PENNS GROVE | SALEM | NJ |  | 39.6983 | -75.504 |  | 2869 | Industrial Organic Chemicals, Nec | 325998 | All Other Miscellaneous Chemical Product and Preparation Manufacturing | IS34 | All Other Chemical Product and Preparation Manufacturing | Waste handling, treatment, and disposal - Remediation or Monitoring | 1 | 1.168 | NJ0005100 | Salem Canal-Whooping John Creek | 020402060103 | No organochlorines are reported to 2022 TRI |  |  |  | 2023 | 02040210000000 | DELAWARE RIVER |  | 62.6 | 2.775 | NPDES | 62.6 | 96.8566 | 24903448 |  | 4 | 4.419 | 18.727 | 36.804 | 30.075 | 7.001 | 5.41 | 4.175 | 2.686 | 2.273 | 2.966 | 3.164 | 3.543 | 7.032 | QE_08 | 2.273 | 5.5575 | 3.1455 | 10.8044 | 6.7751 | 236.8132 | 236.8132 | Plant Flow | 236.8132 | Plant Flow | 236.8132 | Plant Flow |  | 365 | 0.0032 | 0.013513 | 0.013513 | 0.013513 | 3 | 4 | 0 | 0 | 39 | 1 | 0 | 0 | 0.788 | 32 | 0 | 0 | 1.7148e-05 | 4.5043e-06 | DMR | [16 empty] | 0.055619 | 0.23486 | 0.23486 | 0.23486 | 0.00029805 | 7.8288e-05 | NO | PlantFlow
2022 | CHEMOURS-CHAMBERS WORKS | 110007970142 | NJ0005100 | PENNS GROVE | SALEM | NJ |  | 39.6983 | -75.504 |  | 2869 | Industrial Organic Chemicals, Nec | 325998 | All Other Miscellaneous Chemical Product and Preparation Manufacturing | IS34 | All Other Chemical Product and Preparation Manufacturing | Waste handling, treatment, and disposal - Remediation or Monitoring | 1 | 0.971 | NJ0005100 | Salem Canal-Whooping John Creek | 020402060103 | No organochlorines are reported to 2022 TRI |  |  |  | 2023 | 02040210000000 | DELAWARE RIVER |  | 62.6 | 2.775 | NPDES | 62.6 | 96.8566 | 24903448 |  | 4 | 4.419 | 18.727 | 36.804 | 30.075 | 7.001 | 5.41 | 4.175 | 2.686 | 2.273 | 2.966 | 3.164 | 3.543 | 7.032 | QE_08 | 2.273 | 5.5575 | 3.1455 | 10.8044 | 6.7751 | 236.8132 | 236.8132 | Plant Flow | 236.8132 | Plant Flow | 236.8132 | Plant Flow |  | 365 | 0.0026603 | 0.011234 | 0.011234 | 0.011234 | 3 | 4 | 0 | 0 | 39 | 1 | 0 | 0 | 0.788 | 32 | 0 | 0 | 1.4256e-05 | 3.7445e-06 | DMR | [16 empty] | 0.046238 | 0.19525 | 0.19525 | 0.19525 | 0.00024778 | 6.5084e-05 | NO | PlantFlow
2023 | CHEMOURS-CHAMBERS WORKS | 110007970142 | NJ0005100 | PENNS GROVE | SALEM | NJ |  | 39.6983 | -75.504 |  | 2869 | Industrial Organic Chemicals, Nec | 325998 | All Other Miscellaneous Chemical Product and Preparation Manufacturing | IS34 | All Other Chemical Product and Preparation Manufacturing | Waste handling, treatment, and disposal - Remediation or Monitoring | 1 | 0.808 | NJ0005100 | Salem Canal-Whooping John Creek | 020402060103 | No organochlorines are reported to 2022 TRI |  |  |  | 2023 | 02040210000000 | DELAWARE RIVER |  | 62.6 | 2.775 | NPDES | 62.6 | 96.8566 | 24903448 |  | 4 | 4.419 | 18.727 | 36.804 | 30.075 | 7.001 | 5.41 | 4.175 | 2.686 | 2.273 | 2.966 | 3.164 | 3.543 | 7.032 | QE_08 | 2.273 | 5.5575 | 3.1455 | 10.8044 | 6.7751 | 236.8132 | 236.8132 | Plant Flow | 236.8132 | Plant Flow | 236.8132 | Plant Flow |  | 365 | 0.0022137 | 0.0093479 | 0.0093479 | 0.0093479 | 3 | 4 | 0 | 0 | 39 | 1 | 0 | 0 | 0.788 | 32 | 0 | 0 | 1.1863e-05 | 3.116e-06 | DMR | [16 empty] | 0.038476 | 0.16247 | 0.16247 | 0.16247 | 0.00020619 | 5.4158e-05 | NO | PlantFlow
2019 | SOLVAY SOLEXIS INC | 110013317614 | NJ0005185 | THOROFARE | GLOUCESTER | NJ |  | 39.8455 | -75.2095 |  | 2821 | Plastics Materials and Resins | 325211 | Plastics Material and Resin Manufacturing | IS22 | Plastic Material and Resin Manufacturing | Waste handling, treatment, and disposal - Remediation or Monitoring | 1 | 4.5e-05 | NJ0005185 | Woodbury Creek-Delaware River | 020402020507 | 2022 TRI reports that 1-Chloro-1,1-difluoroethane is used as a reactant |  |  |  | 2023 | 02040200000000 | DELAWARE RIVER (ZONE 4) | 0.727 | 0.41 | 0.32266 | NPDES | 0.41 | 0.63436 | 4496190 |  | 1 | 0.99 | 5.279 | 12.69 | 9.134 | 1.65 | 1.304 | 1.082 | 0.769 | 0.665 | 0.966 | 1.099 | 0.727 | 1.566 | QE_08 | 0.665 | 1.6259 | 0.8813 | 2.4205 | 1.6542 | 1.551 | 1.6259 | 30Q5 Flow | 1.6542 | HM Flow | 1.551 | Plant Flow |  | 365 | 1.2329e-07 | 7.9488e-05 | 7.5827e-05 | 7.4529e-05 | 3 | 4 | 0 | 0 | 39 | 1 | 0 | 0 | 0.788 | 32 | 0 | 0 | 1.0087e-07 | 2.6496e-08 | DMR | [16 empty] | 2.1429e-06 | 0.0013816 | 0.0013179 | 0.0012954 | 1.7533e-06 | 4.6053e-07 | NO | NHDPlus
2020 | SOLVAY SOLEXIS INC | 110013317614 | NJ0005185 | THOROFARE | GLOUCESTER | NJ |  | 39.8455 | -75.2095 |  | 2821 | Plastics Materials and Resins | 325211 | Plastics Material and Resin Manufacturing | IS22 | Plastic Material and Resin Manufacturing | Waste handling, treatment, and disposal - Remediation or Monitoring | 1 | 0.00961 | NJ0005185 | Woodbury Creek-Delaware River | 020402020507 | 2022 TRI reports that 1-Chloro-1,1-difluoroethane is used as a reactant |  |  |  | 2023 | 02040200000000 | DELAWARE RIVER (ZONE 4) | 0.727 | 0.41 | 0.32266 | NPDES | 0.41 | 0.63436 | 4496190 |  | 1 | 0.99 | 5.279 | 12.69 | 9.134 | 1.65 | 1.304 | 1.082 | 0.769 | 0.665 | 0.966 | 1.099 | 0.727 | 1.566 | QE_08 | 0.665 | 1.6259 | 0.8813 | 2.4205 | 1.6542 | 1.551 | 1.6259 | 30Q5 Flow | 1.6542 | HM Flow | 1.551 | Plant Flow |  | 365 | 2.6329e-05 | 0.016975 | 0.016193 | 0.015916 | 3 | 4 | 0 | 0 | 39 | 1 | 0 | 0 | 0.788 | 32 | 0 | 0 | 2.1542e-05 | 5.6584e-06 | DMR | [16 empty] | 0.00045762 | 0.29505 | 0.28145 | 0.27664 | 0.00037442 | 9.8348e-05 | NO | NHDPlus
2021 | SOLVAY SOLEXIS INC | 110013317614 | NJ0005185 | THOROFARE | GLOUCESTER | NJ |  | 39.8455 | -75.2095 |  | 2821 | Plastics Materials and Resins | 325211 | Plastics Material and Resin Manufacturing | IS22 | Plastic Material and Resin Manufacturing | Waste handling, treatment, and disposal - Remediation or Monitoring | 1 | 0.018137 | NJ0005185 | Woodbury Creek-Delaware River | 020402020507 | 2022 TRI reports that 1-Chloro-1,1-difluoroethane is used as a reactant |  |  |  | 2023 | 02040200000000 | DELAWARE RIVER (ZONE 4) | 0.727 | 0.41 | 0.32266 | NPDES | 0.41 | 0.63436 | 4496190 |  | 1 | 0.99 | 5.279 | 12.69 | 9.134 | 1.65 | 1.304 | 1.082 | 0.769 | 0.665 | 0.966 | 1.099 | 0.727 | 1.566 | QE_08 | 0.665 | 1.6259 | 0.8813 | 2.4205 | 1.6542 | 1.551 | 1.6259 | 30Q5 Flow | 1.6542 | HM Flow | 1.551 | Plant Flow |  | 365 | 4.9689e-05 | 0.032037 | 0.030561 | 0.030038 | 3 | 4 | 0 | 0 | 39 | 1 | 0 | 0 | 0.788 | 32 | 0 | 0 | 4.0656e-05 | 1.0679e-05 | DMR | [16 empty] | 0.00086365 | 0.55683 | 0.53117 | 0.52208 | 0.00070663 | 0.00018561 | NO | NHDPlus
2023 | SOLVAY SOLEXIS INC | 110013317614 | NJ0005185 | THOROFARE | GLOUCESTER | NJ |  | 39.8455 | -75.2095 |  | 2821 | Plastics Materials and Resins | 325211 | Plastics Material and Resin Manufacturing | IS22 | Plastic Material and Resin Manufacturing | Waste handling, treatment, and disposal - Remediation or Monitoring | 1 | 0.022562 | NJ0005185 | Woodbury Creek-Delaware River | 020402020507 | 2022 TRI reports that 1-Chloro-1,1-difluoroethane is used as a reactant |  |  |  | 2023 | 02040200000000 | DELAWARE RIVER (ZONE 4) | 0.727 | 0.41 | 0.32266 | NPDES | 0.41 | 0.63436 | 4496190 |  | 1 | 0.99 | 5.279 | 12.69 | 9.134 | 1.65 | 1.304 | 1.082 | 0.769 | 0.665 | 0.966 | 1.099 | 0.727 | 1.566 | QE_08 | 0.665 | 1.6259 | 0.8813 | 2.4205 | 1.6542 | 1.551 | 1.6259 | 30Q5 Flow | 1.6542 | HM Flow | 1.551 | Plant Flow |  | 365 | 6.1813e-05 | 0.039853 | 0.038017 | 0.037367 | 3 | 4 | 0 | 0 | 39 | 1 | 0 | 0 | 0.788 | 32 | 0 | 0 | 5.0576e-05 | 1.3284e-05 | DMR | [16 empty] | 0.0010744 | 0.69269 | 0.66078 | 0.64947 | 0.00087905 | 0.0002309 | NO | NHDPlus
2019 | FIRMENICH INCORPORATED | 110000321651 | NJ0031445 | PLAINSBORO | MIDDLESEX | NJ |  | 40.3319 | -74.6197 |  | 2869 | Industrial Organic Chemicals, Nec | 325998 | All Other Miscellaneous Chemical Product and Preparation Manufacturing | IS34 | All Other Chemical Product and Preparation Manufacturing | Waste handling, treatment, and disposal - Remediation or Monitoring | 1 | 0.008475 | NJ0031445 | Devils Brook | 020301050306 | Nothing reported to 2022 TRI |  |  |  | 2023 | 02060000000000 | MILLSTONE RIVER | 0.036 | 0.04 | 0.04075 | NPDES | 0.04 | 0.061889 | 4769406 |  | -9 | 0 | 0 | 0 | 0 | 0 | 0 | 0 | 0 | 0 | 0 | 0 | 0 | 0 | [6 empty] | 0.15142 | 0.15142 | Coastal | 0.15142 | Coastal | 0.15142 | Coastal | PlantFlowUsed | 365 | 2.3219e-05 | 0.15335 | 0.15335 | 0.15335 | 3 | 4 | 0 | 0 | 39 | 1 | 0 | 0 | 0.788 | 32 | 0 | 0 | 0.0001946 | 5.1116e-05 | DMR | [16 empty] | 0.00040357 | 2.6653 | 2.6653 | 2.6653 | 0.0033824 | 0.00088844 | NO | PlantFlow
2020 | FIRMENICH INCORPORATED | 110000321651 | NJ0031445 | PLAINSBORO | MIDDLESEX | NJ |  | 40.3319 | -74.6197 |  | 2869 | Industrial Organic Chemicals, Nec | 325998 | All Other Miscellaneous Chemical Product and Preparation Manufacturing | IS34 | All Other Chemical Product and Preparation Manufacturing | Waste handling, treatment, and disposal - Remediation or Monitoring | 1 | 0.008615 | NJ0031445 | Devils Brook | 020301050306 | Nothing reported to 2022 TRI |  |  |  | 2023 | 02060000000000 | MILLSTONE RIVER | 0.036 | 0.04 | 0.04075 | NPDES | 0.04 | 0.061889 | 4769406 |  | -9 | 0 | 0 | 0 | 0 | 0 | 0 | 0 | 0 | 0 | 0 | 0 | 0 | 0 | [6 empty] | 0.15142 | 0.15142 | Coastal | 0.15142 | Coastal | 0.15142 | Coastal | PlantFlowUsed | 365 | 2.3603e-05 | 0.15588 | 0.15588 | 0.15588 | 3 | 4 | 0 | 0 | 39 | 1 | 0 | 0 | 0.788 | 32 | 0 | 0 | 0.00019782 | 5.196e-05 | DMR | [16 empty] | 0.00041024 | 2.7093 | 2.7093 | 2.7093 | 0.0034382 | 0.00090311 | NO | PlantFlow
2021 | FIRMENICH INCORPORATED | 110000321651 | NJ0031445 | PLAINSBORO | MIDDLESEX | NJ |  | 40.3319 | -74.6197 |  | 2869 | Industrial Organic Chemicals, Nec | 325998 | All Other Miscellaneous Chemical Product and Preparation Manufacturing | IS34 | All Other Chemical Product and Preparation Manufacturing | Waste handling, treatment, and disposal - Remediation or Monitoring | 1 | 0.021576 | NJ0031445 | Devils Brook | 020301050306 | Nothing reported to 2022 TRI |  |  |  | 2023 | 02060000000000 | MILLSTONE RIVER | 0.036 | 0.04 | 0.04075 | NPDES | 0.04 | 0.061889 | 4769406 |  | -9 | 0 | 0 | 0 | 0 | 0 | 0 | 0 | 0 | 0 | 0 | 0 | 0 | 0 | [6 empty] | 0.15142 | 0.15142 | Coastal | 0.15142 | Coastal | 0.15142 | Coastal | PlantFlowUsed | 365 | 5.9112e-05 | 0.3904 | 0.3904 | 0.3904 | 3 | 4 | 0 | 0 | 39 | 1 | 0 | 0 | 0.788 | 32 | 0 | 0 | 0.00049543 | 0.00013013 | DMR | [16 empty] | 0.0010274 | 6.7855 | 6.7855 | 6.7855 | 0.008611 | 0.0022618 | NO | PlantFlow
2022 | FIRMENICH INCORPORATED | 110000321651 | NJ0031445 | PLAINSBORO | MIDDLESEX | NJ |  | 40.3319 | -74.6197 |  | 2869 | Industrial Organic Chemicals, Nec | 325998 | All Other Miscellaneous Chemical Product and Preparation Manufacturing | IS34 | All Other Chemical Product and Preparation Manufacturing | Waste handling, treatment, and disposal - Remediation or Monitoring | 1 | 0.030695 | NJ0031445 | Devils Brook | 020301050306 | Nothing reported to 2022 TRI |  |  |  | 2023 | 02060000000000 | MILLSTONE RIVER | 0.036 | 0.04 | 0.04075 | NPDES | 0.04 | 0.061889 | 4769406 |  | -9 | 0 | 0 | 0 | 0 | 0 | 0 | 0 | 0 | 0 | 0 | 0 | 0 | 0 | [6 empty] | 0.15142 | 0.15142 | Coastal | 0.15142 | Coastal | 0.15142 | Coastal | PlantFlowUsed | 365 | 8.4096e-05 | 0.55539 | 0.55539 | 0.55539 | 3 | 4 | 0 | 0 | 39 | 1 | 0 | 0 | 0.788 | 32 | 0 | 0 | 0.00070482 | 0.00018513 | DMR | [16 empty] | 0.0014617 | 9.6533 | 9.6533 | 9.6533 | 0.01225 | 0.0032178 | NO | PlantFlow
2023 | FIRMENICH INCORPORATED | 110000321651 | NJ0031445 | PLAINSBORO | MIDDLESEX | NJ |  | 40.3319 | -74.6197 |  | 2869 | Industrial Organic Chemicals, Nec | 325998 | All Other Miscellaneous Chemical Product and Preparation Manufacturing | IS34 | All Other Chemical Product and Preparation Manufacturing | Waste handling, treatment, and disposal - Remediation or Monitoring | 1 | 0.0031 | NJ0031445 | Devils Brook | 020301050306 | Nothing reported to 2022 TRI |  |  |  | 2023 | 02060000000000 | MILLSTONE RIVER | 0.036 | 0.04 | 0.04075 | NPDES | 0.04 | 0.061889 | 4769406 |  | -9 | 0 | 0 | 0 | 0 | 0 | 0 | 0 | 0 | 0 | 0 | 0 | 0 | 0 | [6 empty] | 0.15142 | 0.15142 | Coastal | 0.15142 | Coastal | 0.15142 | Coastal | PlantFlowUsed | 365 | 8.4932e-06 | 0.056091 | 0.056091 | 0.056091 | 3 | 4 | 0 | 0 | 39 | 1 | 0 | 0 | 0.788 | 32 | 0 | 0 | 7.1182e-05 | 1.8697e-05 | DMR | [16 empty] | 0.00014762 | 0.97492 | 0.97492 | 0.97492 | 0.0012372 | 0.00032497 | NO | PlantFlow
2019 | HERCULES GIBBSTOWN GROUNDWATER TREATMENT SITE | 110070210457 | NJG005134 | GREENWICH TWP | GLOUCESTER | NJ |  | 39.8277 | -75.2778 |  | 2869 | Industrial Organic Chemicals, Nec | 325998 | All Other Miscellaneous Chemical Product and Preparation Manufacturing | IS34 | All Other Chemical Product and Preparation Manufacturing | Waste handling, treatment, and disposal - Remediation or Monitoring | 1 | 0.0036858 | NJG005134 | Woodbury Creek-Delaware River | 020402020507 | Name indicates Groundwater Treatment |  |  |  | 2023 | 02040200000000 | DELAWARE RIVER | 0.432 | 0.185 | 0.16364 | NPDES | 0.185 | 0.28624 | 4495726 | Clonmell Creek | 1 | 4.437 | 19.201 | 37.839 | 30.771 | 7.298 | 5.176 | 4.022 | 2.723 | 2.398 | 3.114 | 3.312 | 2.656 | 6.888 | QE_08 | 2.398 | 5.8631 | 3.3247 | 10.8484 | 6.999 | 0.69985 | 5.8631 | 30Q5 Flow | 6.999 | HM Flow | 3.3247 | 7Q10 Flow |  | 365 | 1.0098e-05 | 0.0030373 | 0.0017223 | 0.0014428 | 3 | 4 | 0 | 0 | 39 | 1 | 0 | 0 | 0.788 | 32 | 0 | 0 | 3.8544e-06 | 1.0124e-06 | DMR | [16 empty] | 0.00017552 | 0.052791 | 0.029936 | 0.025077 | 6.6994e-05 | 1.7597e-05 | NO | NHDPlus
2020 | HERCULES GIBBSTOWN GROUNDWATER TREATMENT SITE | 110070210457 | NJG005134 | GREENWICH TWP | GLOUCESTER | NJ |  | 39.8277 | -75.2778 |  | 2869 | Industrial Organic Chemicals, Nec | 325998 | All Other Miscellaneous Chemical Product and Preparation Manufacturing | IS34 | All Other Chemical Product and Preparation Manufacturing | Waste handling, treatment, and disposal - Remediation or Monitoring | 1 | 0.0034536 | NJG005134 | Woodbury Creek-Delaware River | 020402020507 | Name indicates Groundwater Treatment |  |  |  | 2023 | 02040200000000 | DELAWARE RIVER | 0.432 | 0.185 | 0.16364 | NPDES | 0.185 | 0.28624 | 4495726 | Clonmell Creek | 1 | 4.437 | 19.201 | 37.839 | 30.771 | 7.298 | 5.176 | 4.022 | 2.723 | 2.398 | 3.114 | 3.312 | 2.656 | 6.888 | QE_08 | 2.398 | 5.8631 | 3.3247 | 10.8484 | 6.999 | 0.69985 | 5.8631 | 30Q5 Flow | 6.999 | HM Flow | 3.3247 | 7Q10 Flow |  | 365 | 9.4619e-06 | 0.0028459 | 0.0016138 | 0.0013519 | 3 | 4 | 0 | 0 | 39 | 1 | 0 | 0 | 0.788 | 32 | 0 | 0 | 3.6115e-06 | 9.4863e-07 | DMR | [16 empty] | 0.00016446 | 0.049464 | 0.028049 | 0.023497 | 6.2772e-05 | 1.6488e-05 | NO | NHDPlus
2021 | HERCULES GIBBSTOWN GROUNDWATER TREATMENT SITE | 110070210457 | NJG005134 | GREENWICH TWP | GLOUCESTER | NJ |  | 39.8277 | -75.2778 |  | 2869 | Industrial Organic Chemicals, Nec | 325998 | All Other Miscellaneous Chemical Product and Preparation Manufacturing | IS34 | All Other Chemical Product and Preparation Manufacturing | Waste handling, treatment, and disposal - Remediation or Monitoring | 1 | 0.0031019 | NJG005134 | Woodbury Creek-Delaware River | 020402020507 | Name indicates Groundwater Treatment |  |  |  | 2023 | 02040200000000 | DELAWARE RIVER | 0.432 | 0.185 | 0.16364 | NPDES | 0.185 | 0.28624 | 4495726 | Clonmell Creek | 1 | 4.437 | 19.201 | 37.839 | 30.771 | 7.298 | 5.176 | 4.022 | 2.723 | 2.398 | 3.114 | 3.312 | 2.656 | 6.888 | QE_08 | 2.398 | 5.8631 | 3.3247 | 10.8484 | 6.999 | 0.69985 | 5.8631 | 30Q5 Flow | 6.999 | HM Flow | 3.3247 | 7Q10 Flow |  | 365 | 8.4984e-06 | 0.0025561 | 0.0014495 | 0.0012142 | 3 | 4 | 0 | 0 | 39 | 1 | 0 | 0 | 0.788 | 32 | 0 | 0 | 3.2438e-06 | 8.5204e-07 | DMR | [16 empty] | 0.00014771 | 0.044428 | 0.025193 | 0.021105 | 5.6381e-05 | 1.4809e-05 | NO | NHDPlus
2022 | HERCULES GIBBSTOWN GROUNDWATER TREATMENT SITE | 110070210457 | NJG005134 | GREENWICH TWP | GLOUCESTER | NJ |  | 39.8277 | -75.2778 |  | 2869 | Industrial Organic Chemicals, Nec | 325998 | All Other Miscellaneous Chemical Product and Preparation Manufacturing | IS34 | All Other Chemical Product and Preparation Manufacturing | Waste handling, treatment, and disposal - Remediation or Monitoring | 1 | 0.0033072 | NJG005134 | Woodbury Creek-Delaware River | 020402020507 | Name indicates Groundwater Treatment |  |  |  | 2023 | 02040200000000 | DELAWARE RIVER | 0.432 | 0.185 | 0.16364 | NPDES | 0.185 | 0.28624 | 4495726 | Clonmell Creek | 1 | 4.437 | 19.201 | 37.839 | 30.771 | 7.298 | 5.176 | 4.022 | 2.723 | 2.398 | 3.114 | 3.312 | 2.656 | 6.888 | QE_08 | 2.398 | 5.8631 | 3.3247 | 10.8484 | 6.999 | 0.69985 | 5.8631 | 30Q5 Flow | 6.999 | HM Flow | 3.3247 | 7Q10 Flow |  | 365 | 9.0608e-06 | 0.0027253 | 0.0015454 | 0.0012946 | 3 | 4 | 0 | 0 | 39 | 1 | 0 | 0 | 0.788 | 32 | 0 | 0 | 3.4585e-06 | 9.0843e-07 | DMR | [16 empty] | 0.00015749 | 0.047368 | 0.026861 | 0.022501 | 6.0112e-05 | 1.5789e-05 | NO | NHDPlus
2023 | HERCULES GIBBSTOWN GROUNDWATER TREATMENT SITE | 110070210457 | NJG005134 | GREENWICH TWP | GLOUCESTER | NJ |  | 39.8277 | -75.2778 |  | 2869 | Industrial Organic Chemicals, Nec | 325998 | All Other Miscellaneous Chemical Product and Preparation Manufacturing | IS34 | All Other Chemical Product and Preparation Manufacturing | Waste handling, treatment, and disposal - Remediation or Monitoring | 1 | 0.0022851 | NJG005134 | Woodbury Creek-Delaware River | 020402020507 | Name indicates Groundwater Treatment |  |  |  | 2023 | 02040200000000 | DELAWARE RIVER | 0.432 | 0.185 | 0.16364 | NPDES | 0.185 | 0.28624 | 4495726 | Clonmell Creek | 1 | 4.437 | 19.201 | 37.839 | 30.771 | 7.298 | 5.176 | 4.022 | 2.723 | 2.398 | 3.114 | 3.312 | 2.656 | 6.888 | QE_08 | 2.398 | 5.8631 | 3.3247 | 10.8484 | 6.999 | 0.69985 | 5.8631 | 30Q5 Flow | 6.999 | HM Flow | 3.3247 | 7Q10 Flow |  | 365 | 6.2605e-06 | 0.001883 | 0.0010678 | 0.00089449 | 3 | 4 | 0 | 0 | 39 | 1 | 0 | 0 | 0.788 | 32 | 0 | 0 | 2.3896e-06 | 6.2767e-07 | DMR | [16 empty] | 0.00010881 | 0.032728 | 0.018559 | 0.015547 | 4.1534e-05 | 1.0909e-05 | NO | NHDPlus
2019 | CHEMICAL LEAMAN TANK LINES INC | 110009721836 | NJG105589 | BRIDGEPORT | GLOUCESTER | NJ |  | 39.7993 | -75.333 |  | 4213 | Trucking, Except Local | 484230 | Specialized Freight (except Used Goods) Trucking, Long-Distance | NAICS/SIC Not Provided | NAICS/SIC Not Provided | Waste handling, treatment, and disposal - Remediation or Monitoring | 1 | 0.020696 | NJG105589 | Repaupo Creek-Delaware River | 020402020607 | Uncertain, possibly a remediation site |  |  |  | 2023 | 02040200000000 | MOSS BRANCH (CEDAR SWAMP) | 0.3312 | 0.288 | 0.20823 | NPDES | 0.288 | 0.4456 | [22 empty] | 1.0902 | 1.0902 | Flow Lookup Failed | 1.0902 | Flow Lookup Failed | 1.0902 | Flow Lookup Failed | PlantFlowUsed | 365 | 5.6702e-05 | 0.05201 | 0.05201 | 0.05201 | 3 | 4 | 0 | 0 | 39 | 1 | 0 | 0 | 0.788 | 32 | 0 | 0 | 6.6003e-05 | 1.7337e-05 | DMR | [16 empty] | 0.00098553 | 0.90399 | 0.90399 | 0.90399 | 0.0011472 | 0.00030133 | NO | PlantFlow
2020 | CHEMICAL LEAMAN TANK LINES INC | 110009721836 | NJG105589 | BRIDGEPORT | GLOUCESTER | NJ |  | 39.7993 | -75.333 |  | 4213 | Trucking, Except Local | 484230 | Specialized Freight (except Used Goods) Trucking, Long-Distance | NAICS/SIC Not Provided | NAICS/SIC Not Provided | Waste handling, treatment, and disposal - Remediation or Monitoring | 1 | 0.013676 | NJG105589 | Repaupo Creek-Delaware River | 020402020607 | Uncertain, possibly a remediation site |  |  |  | 2023 | 02040200000000 | MOSS BRANCH (CEDAR SWAMP) | 0.3312 | 0.288 | 0.20823 | NPDES | 0.288 | 0.4456 | [22 empty] | 1.0902 | 1.0902 | Flow Lookup Failed | 1.0902 | Flow Lookup Failed | 1.0902 | Flow Lookup Failed | PlantFlowUsed | 365 | 3.747e-05 | 0.03437 | 0.03437 | 0.03437 | 3 | 4 | 0 | 0 | 39 | 1 | 0 | 0 | 0.788 | 32 | 0 | 0 | 4.3616e-05 | 1.1457e-05 | DMR | [16 empty] | 0.00065126 | 0.59738 | 0.59738 | 0.59738 | 0.00075809 | 0.00019913 | NO | PlantFlow
2021 | CHEMICAL LEAMAN TANK LINES INC | 110009721836 | NJG105589 | BRIDGEPORT | GLOUCESTER | NJ |  | 39.7993 | -75.333 |  | 4213 | Trucking, Except Local | 484230 | Specialized Freight (except Used Goods) Trucking, Long-Distance | NAICS/SIC Not Provided | NAICS/SIC Not Provided | Waste handling, treatment, and disposal - Remediation or Monitoring | 1 | 0.015736 | NJG105589 | Repaupo Creek-Delaware River | 020402020607 | Uncertain, possibly a remediation site |  |  |  | 2023 | 02040200000000 | MOSS BRANCH (CEDAR SWAMP) | 0.3312 | 0.288 | 0.20823 | NPDES | 0.288 | 0.4456 | [22 empty] | 1.0902 | 1.0902 | Flow Lookup Failed | 1.0902 | Flow Lookup Failed | 1.0902 | Flow Lookup Failed | PlantFlowUsed | 365 | 4.3111e-05 | 0.039544 | 0.039544 | 0.039544 | 3 | 4 | 0 | 0 | 39 | 1 | 0 | 0 | 0.788 | 32 | 0 | 0 | 5.0183e-05 | 1.3181e-05 | DMR | [16 empty] | 0.00074931 | 0.68732 | 0.68732 | 0.68732 | 0.00087223 | 0.00022911 | NO | PlantFlow
2022 | CHEMICAL LEAMAN TANK LINES INC | 110009721836 | NJG105589 | BRIDGEPORT | GLOUCESTER | NJ |  | 39.7993 | -75.333 |  | 4213 | Trucking, Except Local | 484230 | Specialized Freight (except Used Goods) Trucking, Long-Distance | NAICS/SIC Not Provided | NAICS/SIC Not Provided | Waste handling, treatment, and disposal - Remediation or Monitoring | 1 | 0.014778 | NJG105589 | Repaupo Creek-Delaware River | 020402020607 | Uncertain, possibly a remediation site |  |  |  | 2023 | 02040200000000 | MOSS BRANCH (CEDAR SWAMP) | 0.3312 | 0.288 | 0.20823 | NPDES | 0.288 | 0.4456 | [22 empty] | 1.0902 | 1.0902 | Flow Lookup Failed | 1.0902 | Flow Lookup Failed | 1.0902 | Flow Lookup Failed | PlantFlowUsed | 365 | 4.0487e-05 | 0.037137 | 0.037137 | 0.037137 | 3 | 4 | 0 | 0 | 39 | 1 | 0 | 0 | 0.788 | 32 | 0 | 0 | 4.7129e-05 | 1.2379e-05 | DMR | [16 empty] | 0.0007037 | 0.64548 | 0.64548 | 0.64548 | 0.00081914 | 0.00021516 | NO | PlantFlow
2023 | CHEMICAL LEAMAN TANK LINES INC | 110009721836 | NJG105589 | BRIDGEPORT | GLOUCESTER | NJ |  | 39.7993 | -75.333 |  | 4213 | Trucking, Except Local | 484230 | Specialized Freight (except Used Goods) Trucking, Long-Distance | NAICS/SIC Not Provided | NAICS/SIC Not Provided | Waste handling, treatment, and disposal - Remediation or Monitoring | 1 | 0.011518 | NJG105589 | Repaupo Creek-Delaware River | 020402020607 | Uncertain, possibly a remediation site |  |  |  | 2023 | 02040200000000 | MOSS BRANCH (CEDAR SWAMP) | 0.3312 | 0.288 | 0.20823 | NPDES | 0.288 | 0.4456 | [22 empty] | 1.0902 | 1.0902 | Flow Lookup Failed | 1.0902 | Flow Lookup Failed | 1.0902 | Flow Lookup Failed | PlantFlowUsed | 365 | 3.1557e-05 | 0.028946 | 0.028946 | 0.028946 | 3 | 4 | 0 | 0 | 39 | 1 | 0 | 0 | 0.788 | 32 | 0 | 0 | 3.6734e-05 | 9.6487e-06 | DMR | [16 empty] | 0.00054849 | 0.50311 | 0.50311 | 0.50311 | 0.00063846 | 0.0001677 | NO | PlantFlow
2019 | 601 NASSAU ST ASSOC LLC | 110070220269 | NJG129127 | NORTH BRUNSWICK TWP | MIDDLESEX | NJ |  | 40.4716 | -74.447 |  | 3053 | Gaskets; Packing and Sealing Devices | 339991 | Gasket, Packing, and Sealing Device Manufacturing | IS45 | Miscellaneous Manufacturing | Waste handling, treatment, and disposal - Remediation or Monitoring | 1 | 0.0021569 | NJG129127 | Lawrence Brook | 020301050505 | Remediation site, found court document indicating operations ceased in 1987 following organochlorine discharge |  |  |  | 2023 | 02030110000000 | MILE RUN | 0.03 | 0.0072 | 0.0025632 | NPDES | 0.0072 | 0.01114 | 9515508 |  | 1 | 7.498 | 22.399 | 46.088 | 44.09 | 11.802 | 9.078 | 6.716 | 4.196 | 3.335 | 3.995 | 9.797 | 10.853 | 12.798 | QE_08 | 3.335 | 8.154 | 4.6778 | 18.3325 | 10.831 | 0.027237 | 8.154 | 30Q5 Flow | 10.831 | HM Flow | 4.6778 | 7Q10 Flow |  | 365 | 5.9093e-06 | 0.0012632 | 0.0007247 | 0.00054559 | 3 | 4 | 0 | 0 | 39 | 1 | 0 | 0 | 0.788 | 32 | 0 | 0 | 1.6031e-06 | 4.2108e-07 | DMR | [16 empty] | 0.00010271 | 0.021956 | 0.012596 | 0.0094829 | 2.7863e-05 | 7.3188e-06 | NO | NHDPlus
2020 | 601 NASSAU ST ASSOC LLC | 110070220269 | NJG129127 | NORTH BRUNSWICK TWP | MIDDLESEX | NJ |  | 40.4716 | -74.447 |  | 3053 | Gaskets; Packing and Sealing Devices | 339991 | Gasket, Packing, and Sealing Device Manufacturing | IS45 | Miscellaneous Manufacturing | Waste handling, treatment, and disposal - Remediation or Monitoring | 1 | 0.0013328 | NJG129127 | Lawrence Brook | 020301050505 | Remediation site, found court document indicating operations ceased in 1987 following organochlorine discharge |  |  |  | 2023 | 02030110000000 | MILE RUN | 0.03 | 0.0072 | 0.0025632 | NPDES | 0.0072 | 0.01114 | 9515508 |  | 1 | 7.498 | 22.399 | 46.088 | 44.09 | 11.802 | 9.078 | 6.716 | 4.196 | 3.335 | 3.995 | 9.797 | 10.853 | 12.798 | QE_08 | 3.335 | 8.154 | 4.6778 | 18.3325 | 10.831 | 0.027237 | 8.154 | 30Q5 Flow | 10.831 | HM Flow | 4.6778 | 7Q10 Flow |  | 365 | 3.6514e-06 | 0.00078057 | 0.0004478 | 0.00033713 | 3 | 4 | 0 | 0 | 39 | 1 | 0 | 0 | 0.788 | 32 | 0 | 0 | 9.9057e-07 | 2.6019e-07 | DMR | [16 empty] | 6.3465e-05 | 0.013567 | 0.0077832 | 0.0058596 | 1.7217e-05 | 4.5224e-06 | NO | NHDPlus
2021 | 601 NASSAU ST ASSOC LLC | 110070220269 | NJG129127 | NORTH BRUNSWICK TWP | MIDDLESEX | NJ |  | 40.4716 | -74.447 |  | 3053 | Gaskets; Packing and Sealing Devices | 339991 | Gasket, Packing, and Sealing Device Manufacturing | IS45 | Miscellaneous Manufacturing | Waste handling, treatment, and disposal - Remediation or Monitoring | 1 | 0.0019155 | NJG129127 | Lawrence Brook | 020301050505 | Remediation site, found court document indicating operations ceased in 1987 following organochlorine discharge |  |  |  | 2023 | 02030110000000 | MILE RUN | 0.03 | 0.0072 | 0.0025632 | NPDES | 0.0072 | 0.01114 | 9515508 |  | 1 | 7.498 | 22.399 | 46.088 | 44.09 | 11.802 | 9.078 | 6.716 | 4.196 | 3.335 | 3.995 | 9.797 | 10.853 | 12.798 | QE_08 | 3.335 | 8.154 | 4.6778 | 18.3325 | 10.831 | 0.027237 | 8.154 | 30Q5 Flow | 10.831 | HM Flow | 4.6778 | 7Q10 Flow |  | 365 | 5.2479e-06 | 0.0011219 | 0.00064359 | 0.00048453 | 3 | 4 | 0 | 0 | 39 | 1 | 0 | 0 | 0.788 | 32 | 0 | 0 | 1.4237e-06 | 3.7395e-07 | DMR | [16 empty] | 9.1213e-05 | 0.019499 | 0.011186 | 0.0084215 | 2.4745e-05 | 6.4997e-06 | NO | NHDPlus
2022 | 601 NASSAU ST ASSOC LLC | 110070220269 | NJG129127 | NORTH BRUNSWICK TWP | MIDDLESEX | NJ |  | 40.4716 | -74.447 |  | 3053 | Gaskets; Packing and Sealing Devices | 339991 | Gasket, Packing, and Sealing Device Manufacturing | IS45 | Miscellaneous Manufacturing | Waste handling, treatment, and disposal - Remediation or Monitoring | 1 | 0.0010124 | NJG129127 | Lawrence Brook | 020301050505 | Remediation site, found court document indicating operations ceased in 1987 following organochlorine discharge |  |  |  | 2023 | 02030110000000 | MILE RUN | 0.03 | 0.0072 | 0.0025632 | NPDES | 0.0072 | 0.01114 | 9515508 |  | 1 | 7.498 | 22.399 | 46.088 | 44.09 | 11.802 | 9.078 | 6.716 | 4.196 | 3.335 | 3.995 | 9.797 | 10.853 | 12.798 | QE_08 | 3.335 | 8.154 | 4.6778 | 18.3325 | 10.831 | 0.027237 | 8.154 | 30Q5 Flow | 10.831 | HM Flow | 4.6778 | 7Q10 Flow |  | 365 | 2.7737e-06 | 0.00059295 | 0.00034017 | 0.00025609 | 3 | 4 | 0 | 0 | 39 | 1 | 0 | 0 | 0.788 | 32 | 0 | 0 | 7.5247e-07 | 1.9765e-07 | DMR | [16 empty] | 4.821e-05 | 0.010306 | 0.0059124 | 0.0044511 | 1.3079e-05 | 3.4353e-06 | NO | NHDPlus
2023 | 601 NASSAU ST ASSOC LLC | 110070220269 | NJG129127 | NORTH BRUNSWICK TWP | MIDDLESEX | NJ |  | 40.4716 | -74.447 |  | 3053 | Gaskets; Packing and Sealing Devices | 339991 | Gasket, Packing, and Sealing Device Manufacturing | IS45 | Miscellaneous Manufacturing | Waste handling, treatment, and disposal - Remediation or Monitoring | 1 | 0.0011696 | NJG129127 | Lawrence Brook | 020301050505 | Remediation site, found court document indicating operations ceased in 1987 following organochlorine discharge |  |  |  | 2023 | 02030110000000 | MILE RUN | 0.03 | 0.0072 | 0.0025632 | NPDES | 0.0072 | 0.01114 | 9515508 |  | 1 | 7.498 | 22.399 | 46.088 | 44.09 | 11.802 | 9.078 | 6.716 | 4.196 | 3.335 | 3.995 | 9.797 | 10.853 | 12.798 | QE_08 | 3.335 | 8.154 | 4.6778 | 18.3325 | 10.831 | 0.027237 | 8.154 | 30Q5 Flow | 10.831 | HM Flow | 4.6778 | 7Q10 Flow |  | 365 | 3.2044e-06 | 0.00068502 | 0.00039298 | 0.00029586 | 3 | 4 | 0 | 0 | 39 | 1 | 0 | 0 | 0.788 | 32 | 0 | 0 | 8.6931e-07 | 2.2834e-07 | DMR | [16 empty] | 5.5695e-05 | 0.011906 | 0.0068304 | 0.0051422 | 1.5109e-05 | 3.9687e-06 | NO | NHDPlus
2019 | GARDEN STATE TILE DISTRIBUTORS INC | 110070220772 | NJG129526 | SOUTH BRUNSWICK TWP | MIDDLESEX | NJ |  | 40.3828 | -74.5016 |  | 3492 | Fluid Power Valves and Hose Fittings | 332912 | Fluid Power Valve and Hose Fitting Manufacturing | IS39 | Fabricated Metal Product Manufacturing | Waste handling, treatment, and disposal - Remediation or Monitoring | 1 | 0.0073252 | NJG129526 | Lawrence Brook | 020301050505 | Name indicates distribution center |  |  |  | 2023 | 02030110000000 | GREAT DITCH | 0.0648 | 0.033 | 0.027 | NPDES | 0.033 | 0.051059 | 9515702 |  | 1 | 12.826 | 34.885 | 66.268 | 68.151 | 19.981 | 14.771 | 10.685 | 6.608 | 5.253 | 6.047 | 16.618 | 17.497 | 21.627 | QE_08 | 5.253 | 12.8435 | 7.4869 | 31.3594 | 18.1007 | 0.12484 | 12.8435 | 30Q5 Flow | 18.1007 | HM Flow | 7.4869 | 7Q10 Flow |  | 365 | 2.0069e-05 | 0.0026805 | 0.0015626 | 0.0011087 | 3 | 4 | 0 | 0 | 39 | 1 | 0 | 0 | 0.788 | 32 | 0 | 0 | 3.4017e-06 | 8.9351e-07 | DMR | [16 empty] | 0.00034882 | 0.04659 | 0.027159 | 0.019271 | 5.9125e-05 | 1.553e-05 | NO | NHDPlus
2020 | GARDEN STATE TILE DISTRIBUTORS INC | 110070220772 | NJG129526 | SOUTH BRUNSWICK TWP | MIDDLESEX | NJ |  | 40.3828 | -74.5016 |  | 3492 | Fluid Power Valves and Hose Fittings | 332912 | Fluid Power Valve and Hose Fitting Manufacturing | IS39 | Fabricated Metal Product Manufacturing | Waste handling, treatment, and disposal - Remediation or Monitoring | 1 | 0.021942 | NJG129526 | Lawrence Brook | 020301050505 | Name indicates distribution center |  |  |  | 2023 | 02030110000000 | GREAT DITCH | 0.0648 | 0.033 | 0.027 | NPDES | 0.033 | 0.051059 | 9515702 |  | 1 | 12.826 | 34.885 | 66.268 | 68.151 | 19.981 | 14.771 | 10.685 | 6.608 | 5.253 | 6.047 | 16.618 | 17.497 | 21.627 | QE_08 | 5.253 | 12.8435 | 7.4869 | 31.3594 | 18.1007 | 0.12484 | 12.8435 | 30Q5 Flow | 18.1007 | HM Flow | 7.4869 | 7Q10 Flow |  | 365 | 6.0114e-05 | 0.0080293 | 0.0046805 | 0.0033211 | 3 | 4 | 0 | 0 | 39 | 1 | 0 | 0 | 0.788 | 32 | 0 | 0 | 1.0189e-05 | 2.6764e-06 | DMR | [16 empty] | 0.0010448 | 0.13956 | 0.081352 | 0.057724 | 0.0001771 | 4.6519e-05 | NO | NHDPlus
2021 | GARDEN STATE TILE DISTRIBUTORS INC | 110070220772 | NJG129526 | SOUTH BRUNSWICK TWP | MIDDLESEX | NJ |  | 40.3828 | -74.5016 |  | 3492 | Fluid Power Valves and Hose Fittings | 332912 | Fluid Power Valve and Hose Fitting Manufacturing | IS39 | Fabricated Metal Product Manufacturing | Waste handling, treatment, and disposal - Remediation or Monitoring | 1 | 0.024251 | NJG129526 | Lawrence Brook | 020301050505 | Name indicates distribution center |  |  |  | 2023 | 02030110000000 | GREAT DITCH | 0.0648 | 0.033 | 0.027 | NPDES | 0.033 | 0.051059 | 9515702 |  | 1 | 12.826 | 34.885 | 66.268 | 68.151 | 19.981 | 14.771 | 10.685 | 6.608 | 5.253 | 6.047 | 16.618 | 17.497 | 21.627 | QE_08 | 5.253 | 12.8435 | 7.4869 | 31.3594 | 18.1007 | 0.12484 | 12.8435 | 30Q5 Flow | 18.1007 | HM Flow | 7.4869 | 7Q10 Flow |  | 365 | 6.6441e-05 | 0.0088742 | 0.0051731 | 0.0036706 | 3 | 4 | 0 | 0 | 39 | 1 | 0 | 0 | 0.788 | 32 | 0 | 0 | 1.1262e-05 | 2.9581e-06 | DMR | [16 empty] | 0.0011548 | 0.15424 | 0.089913 | 0.063799 | 0.00019574 | 5.1414e-05 | NO | NHDPlus
2022 | GARDEN STATE TILE DISTRIBUTORS INC | 110070220772 | NJG129526 | SOUTH BRUNSWICK TWP | MIDDLESEX | NJ |  | 40.3828 | -74.5016 |  | 3492 | Fluid Power Valves and Hose Fittings | 332912 | Fluid Power Valve and Hose Fitting Manufacturing | IS39 | Fabricated Metal Product Manufacturing | Waste handling, treatment, and disposal - Remediation or Monitoring | 1 | 0.022106 | NJG129526 | Lawrence Brook | 020301050505 | Name indicates distribution center |  |  |  | 2023 | 02030110000000 | GREAT DITCH | 0.0648 | 0.033 | 0.027 | NPDES | 0.033 | 0.051059 | 9515702 |  | 1 | 12.826 | 34.885 | 66.268 | 68.151 | 19.981 | 14.771 | 10.685 | 6.608 | 5.253 | 6.047 | 16.618 | 17.497 | 21.627 | QE_08 | 5.253 | 12.8435 | 7.4869 | 31.3594 | 18.1007 | 0.12484 | 12.8435 | 30Q5 Flow | 18.1007 | HM Flow | 7.4869 | 7Q10 Flow |  | 365 | 6.0564e-05 | 0.0080893 | 0.0047155 | 0.0033459 | 3 | 4 | 0 | 0 | 39 | 1 | 0 | 0 | 0.788 | 32 | 0 | 0 | 1.0266e-05 | 2.6964e-06 | DMR | [16 empty] | 0.0010527 | 0.1406 | 0.08196 | 0.058155 | 0.00017843 | 4.6866e-05 | NO | NHDPlus
2023 | GARDEN STATE TILE DISTRIBUTORS INC | 110070220772 | NJG129526 | SOUTH BRUNSWICK TWP | MIDDLESEX | NJ |  | 40.3828 | -74.5016 |  | 3492 | Fluid Power Valves and Hose Fittings | 332912 | Fluid Power Valve and Hose Fitting Manufacturing | IS39 | Fabricated Metal Product Manufacturing | Waste handling, treatment, and disposal - Remediation or Monitoring | 1 | 0.018656 | NJG129526 | Lawrence Brook | 020301050505 | Name indicates distribution center |  |  |  | 2023 | 02030110000000 | GREAT DITCH | 0.0648 | 0.033 | 0.027 | NPDES | 0.033 | 0.051059 | 9515702 |  | 1 | 12.826 | 34.885 | 66.268 | 68.151 | 19.981 | 14.771 | 10.685 | 6.608 | 5.253 | 6.047 | 16.618 | 17.497 | 21.627 | QE_08 | 5.253 | 12.8435 | 7.4869 | 31.3594 | 18.1007 | 0.12484 | 12.8435 | 30Q5 Flow | 18.1007 | HM Flow | 7.4869 | 7Q10 Flow |  | 365 | 5.1114e-05 | 0.0068271 | 0.0039797 | 0.0028239 | 3 | 4 | 0 | 0 | 39 | 1 | 0 | 0 | 0.788 | 32 | 0 | 0 | 8.6638e-06 | 2.2757e-06 | DMR | [16 empty] | 0.0008884 | 0.11866 | 0.069171 | 0.049081 | 0.00015058 | 3.9554e-05 | NO | NHDPlus
2019 | STEARNS & FOSTER BEDDING CO FORMER | 110070212323 | NJG132829 | SOUTH BRUNSWICK TWP | MIDDLESEX | NJ |  | 40.4285 | -74.5187 | [5 empty] | NAICS/SIC Not Provided | NAICS/SIC Not Provided | Waste handling, treatment, and disposal - Remediation or Monitoring | 1 | 0.001899 | NJG132829 | Lawrence Brook | 020301050505 | Uncertain, possibly a remediation site |  |  |  | 2023 | 02030110000000 | OAKEYS BROOK | 0.072 | 0.072 | 0.020028 | NPDES | 0.072 | 0.1114 | 9514846 | Oakeys Brook | 1 | 1.611 | 5.543 | 13.963 | 12.959 | 2.557 | 2.245 | 1.769 | 1.179 | 0.917 | 1.192 | 3.909 | 2.961 | 2.799 | QE_08 | 0.917 | 2.2421 | 1.2291 | 3.9389 | 2.5024 | 0.27237 | 2.2421 | 30Q5 Flow | 2.5024 | HM Flow | 1.2291 | 7Q10 Flow |  | 365 | 5.2028e-06 | 0.0042331 | 0.0023206 | 0.0020791 | 3 | 4 | 0 | 0 | 39 | 1 | 0 | 0 | 0.788 | 32 | 0 | 0 | 5.3719e-06 | 1.411e-06 | DMR | [16 empty] | 9.043e-05 | 0.073575 | 0.040333 | 0.036137 | 9.3369e-05 | 2.4525e-05 | NO | NHDPlus
2020 | STEARNS & FOSTER BEDDING CO FORMER | 110070212323 | NJG132829 | SOUTH BRUNSWICK TWP | MIDDLESEX | NJ |  | 40.4285 | -74.5187 | [5 empty] | NAICS/SIC Not Provided | NAICS/SIC Not Provided | Waste handling, treatment, and disposal - Remediation or Monitoring | 1 | 0.00088892 | NJG132829 | Lawrence Brook | 020301050505 | Uncertain, possibly a remediation site |  |  |  | 2023 | 02030110000000 | OAKEYS BROOK | 0.072 | 0.072 | 0.020028 | NPDES | 0.072 | 0.1114 | 9514846 | Oakeys Brook | 1 | 1.611 | 5.543 | 13.963 | 12.959 | 2.557 | 2.245 | 1.769 | 1.179 | 0.917 | 1.192 | 3.909 | 2.961 | 2.799 | QE_08 | 0.917 | 2.2421 | 1.2291 | 3.9389 | 2.5024 | 0.27237 | 2.2421 | 30Q5 Flow | 2.5024 | HM Flow | 1.2291 | 7Q10 Flow |  | 365 | 2.4354e-06 | 0.0019815 | 0.0010862 | 0.00097322 | 3 | 4 | 0 | 0 | 39 | 1 | 0 | 0 | 0.788 | 32 | 0 | 0 | 2.5146e-06 | 6.6049e-07 | DMR | [16 empty] | 4.2329e-05 | 0.03444 | 0.01888 | 0.016915 | 4.3705e-05 | 1.148e-05 | NO | NHDPlus
2021 | STEARNS & FOSTER BEDDING CO FORMER | 110070212323 | NJG132829 | SOUTH BRUNSWICK TWP | MIDDLESEX | NJ |  | 40.4285 | -74.5187 | [5 empty] | NAICS/SIC Not Provided | NAICS/SIC Not Provided | Waste handling, treatment, and disposal - Remediation or Monitoring | 1 | 0.0017743 | NJG132829 | Lawrence Brook | 020301050505 | Uncertain, possibly a remediation site |  |  |  | 2023 | 02030110000000 | OAKEYS BROOK | 0.072 | 0.072 | 0.020028 | NPDES | 0.072 | 0.1114 | 9514846 | Oakeys Brook | 1 | 1.611 | 5.543 | 13.963 | 12.959 | 2.557 | 2.245 | 1.769 | 1.179 | 0.917 | 1.192 | 3.909 | 2.961 | 2.799 | QE_08 | 0.917 | 2.2421 | 1.2291 | 3.9389 | 2.5024 | 0.27237 | 2.2421 | 30Q5 Flow | 2.5024 | HM Flow | 1.2291 | 7Q10 Flow |  | 365 | 4.8611e-06 | 0.003955 | 0.0021681 | 0.0019426 | 3 | 4 | 0 | 0 | 39 | 1 | 0 | 0 | 0.788 | 32 | 0 | 0 | 5.0191e-06 | 1.3183e-06 | DMR | [16 empty] | 8.449e-05 | 0.068742 | 0.037684 | 0.033763 | 8.7236e-05 | 2.2914e-05 | NO | NHDPlus
2022 | STEARNS & FOSTER BEDDING CO FORMER | 110070212323 | NJG132829 | SOUTH BRUNSWICK TWP | MIDDLESEX | NJ |  | 40.4285 | -74.5187 | [5 empty] | NAICS/SIC Not Provided | NAICS/SIC Not Provided | Waste handling, treatment, and disposal - Remediation or Monitoring | 1 | 0.001302 | NJG132829 | Lawrence Brook | 020301050505 | Uncertain, possibly a remediation site |  |  |  | 2023 | 02030110000000 | OAKEYS BROOK | 0.072 | 0.072 | 0.020028 | NPDES | 0.072 | 0.1114 | 9514846 | Oakeys Brook | 1 | 1.611 | 5.543 | 13.963 | 12.959 | 2.557 | 2.245 | 1.769 | 1.179 | 0.917 | 1.192 | 3.909 | 2.961 | 2.799 | QE_08 | 0.917 | 2.2421 | 1.2291 | 3.9389 | 2.5024 | 0.27237 | 2.2421 | 30Q5 Flow | 2.5024 | HM Flow | 1.2291 | 7Q10 Flow |  | 365 | 3.5672e-06 | 0.0029023 | 0.0015911 | 0.0014255 | 3 | 4 | 0 | 0 | 39 | 1 | 0 | 0 | 0.788 | 32 | 0 | 0 | 3.6832e-06 | 9.6745e-07 | DMR | [16 empty] | 6.2002e-05 | 0.050445 | 0.027654 | 0.024777 | 6.4017e-05 | 1.6815e-05 | NO | NHDPlus
2023 | STEARNS & FOSTER BEDDING CO FORMER | 110070212323 | NJG132829 | SOUTH BRUNSWICK TWP | MIDDLESEX | NJ |  | 40.4285 | -74.5187 | [5 empty] | NAICS/SIC Not Provided | NAICS/SIC Not Provided | Waste handling, treatment, and disposal - Remediation or Monitoring | 1 | 0.0017107 | NJG132829 | Lawrence Brook | 020301050505 | Uncertain, possibly a remediation site |  |  |  | 2023 | 02030110000000 | OAKEYS BROOK | 0.072 | 0.072 | 0.020028 | NPDES | 0.072 | 0.1114 | 9514846 | Oakeys Brook | 1 | 1.611 | 5.543 | 13.963 | 12.959 | 2.557 | 2.245 | 1.769 | 1.179 | 0.917 | 1.192 | 3.909 | 2.961 | 2.799 | QE_08 | 0.917 | 2.2421 | 1.2291 | 3.9389 | 2.5024 | 0.27237 | 2.2421 | 30Q5 Flow | 2.5024 | HM Flow | 1.2291 | 7Q10 Flow |  | 365 | 4.6869e-06 | 0.0038133 | 0.0020904 | 0.0018729 | 3 | 4 | 0 | 0 | 39 | 1 | 0 | 0 | 0.788 | 32 | 0 | 0 | 4.8392e-06 | 1.2711e-06 | DMR | [16 empty] | 8.1462e-05 | 0.066279 | 0.036334 | 0.032554 | 8.411e-05 | 2.2093e-05 | NO | NHDPlus
2019 | PENN COLOR INC FORMER MANVILLE, NJ FACILITY | 110070217974 | NJG156922 | HILLSBOROUGH TWP | SOMERSET | NJ |  | 40.5252 | -74.601 |  | 2851 | Paints and Allied Products | 325510 | Paint and Coating Manufacturing | IS27 | Paint and Coating Manufacturing | Waste handling, treatment, and disposal - Remediation or Monitoring | 1 | 0.00028224 | NJG156922 | Royce Brook | 020301050311 | Nothing reported to 2022 TRI |  |  |  | 2023 | 02030110000000 | ROYCE BROOK | 0.02 | 0.02 | 0.0026716 | NPDES | 0.02 | 0.030945 | 9513538 | Royce Brook | 2 | 20.744 | 48.495 | 85.342 | 103.205 | 32.929 | 23.582 | 16.606 | 10.096 | 8.026 | 8.96 | 26.742 | 27.263 | 34.678 | QE_08 | 8.026 | 19.6235 | 11.6111 | 50.7188 | 28.9503 | 0.075659 | 19.6235 | 30Q5 Flow | 28.9503 | HM Flow | 11.6111 | 7Q10 Flow |  | 365 | 7.7327e-07 | 6.6597e-05 | 3.9405e-05 | 2.671e-05 | 3 | 4 | 0 | 0 | 39 | 1 | 0 | 0 | 0.788 | 32 | 0 | 0 | 8.4514e-08 | 2.2199e-08 | DMR | [16 empty] | 1.344e-05 | 0.0011575 | 0.0006849 | 0.00046425 | 1.4689e-06 | 3.8584e-07 | NO | NHDPlus
2020 | PENN COLOR INC FORMER MANVILLE, NJ FACILITY | 110070217974 | NJG156922 | HILLSBOROUGH TWP | SOMERSET | NJ |  | 40.5252 | -74.601 |  | 2851 | Paints and Allied Products | 325510 | Paint and Coating Manufacturing | IS27 | Paint and Coating Manufacturing | Waste handling, treatment, and disposal - Remediation or Monitoring | 1 | 0.00033339 | NJG156922 | Royce Brook | 020301050311 | Nothing reported to 2022 TRI |  |  |  | 2023 | 02030110000000 | ROYCE BROOK | 0.02 | 0.02 | 0.0026716 | NPDES | 0.02 | 0.030945 | 9513538 | Royce Brook | 2 | 20.744 | 48.495 | 85.342 | 103.205 | 32.929 | 23.582 | 16.606 | 10.096 | 8.026 | 8.96 | 26.742 | 27.263 | 34.678 | QE_08 | 8.026 | 19.6235 | 11.6111 | 50.7188 | 28.9503 | 0.075659 | 19.6235 | 30Q5 Flow | 28.9503 | HM Flow | 11.6111 | 7Q10 Flow |  | 365 | 9.134e-07 | 7.8666e-05 | 4.6546e-05 | 3.1551e-05 | 3 | 4 | 0 | 0 | 39 | 1 | 0 | 0 | 0.788 | 32 | 0 | 0 | 9.983e-08 | 2.6222e-08 | DMR | [16 empty] | 1.5876e-05 | 0.0013673 | 0.00080902 | 0.00054838 | 1.7351e-06 | 4.5576e-07 | NO | NHDPlus
2021 | PENN COLOR INC FORMER MANVILLE, NJ FACILITY | 110070217974 | NJG156922 | HILLSBOROUGH TWP | SOMERSET | NJ |  | 40.5252 | -74.601 |  | 2851 | Paints and Allied Products | 325510 | Paint and Coating Manufacturing | IS27 | Paint and Coating Manufacturing | Waste handling, treatment, and disposal - Remediation or Monitoring | 1 | 1.8753e-05 | NJG156922 | Royce Brook | 020301050311 | Nothing reported to 2022 TRI |  |  |  | 2023 | 02030110000000 | ROYCE BROOK | 0.02 | 0.02 | 0.0026716 | NPDES | 0.02 | 0.030945 | 9513538 | Royce Brook | 2 | 20.744 | 48.495 | 85.342 | 103.205 | 32.929 | 23.582 | 16.606 | 10.096 | 8.026 | 8.96 | 26.742 | 27.263 | 34.678 | QE_08 | 8.026 | 19.6235 | 11.6111 | 50.7188 | 28.9503 | 0.075659 | 19.6235 | 30Q5 Flow | 28.9503 | HM Flow | 11.6111 | 7Q10 Flow |  | 365 | 5.1379e-08 | 4.425e-06 | 2.6183e-06 | 1.7747e-06 | 3 | 4 | 0 | 0 | 39 | 1 | 0 | 0 | 0.788 | 32 | 0 | 0 | 5.6155e-09 | 1.475e-09 | DMR | [16 empty] | 8.9302e-07 | 7.6911e-05 | 4.5508e-05 | 3.0847e-05 | 9.7602e-08 | 2.5637e-08 | NO | NHDPlus
2022 | PENN COLOR INC FORMER MANVILLE, NJ FACILITY | 110070217974 | NJG156922 | HILLSBOROUGH TWP | SOMERSET | NJ |  | 40.5252 | -74.601 |  | 2851 | Paints and Allied Products | 325510 | Paint and Coating Manufacturing | IS27 | Paint and Coating Manufacturing | Waste handling, treatment, and disposal - Remediation or Monitoring | 1 | 0.00037954 | NJG156922 | Royce Brook | 020301050311 | Nothing reported to 2022 TRI |  |  |  | 2023 | 02030110000000 | ROYCE BROOK | 0.02 | 0.02 | 0.0026716 | NPDES | 0.02 | 0.030945 | 9513538 | Royce Brook | 2 | 20.744 | 48.495 | 85.342 | 103.205 | 32.929 | 23.582 | 16.606 | 10.096 | 8.026 | 8.96 | 26.742 | 27.263 | 34.678 | QE_08 | 8.026 | 19.6235 | 11.6111 | 50.7188 | 28.9503 | 0.075659 | 19.6235 | 30Q5 Flow | 28.9503 | HM Flow | 11.6111 | 7Q10 Flow |  | 365 | 1.0398e-06 | 8.9554e-05 | 5.2989e-05 | 3.5918e-05 | 3 | 4 | 0 | 0 | 39 | 1 | 0 | 0 | 0.788 | 32 | 0 | 0 | 1.1365e-07 | 2.9851e-08 | DMR | [16 empty] | 1.8073e-05 | 0.0015565 | 0.000921 | 0.00062428 | 1.9753e-06 | 5.1885e-07 | NO | NHDPlus
2023 | PENN COLOR INC FORMER MANVILLE, NJ FACILITY | 110070217974 | NJG156922 | HILLSBOROUGH TWP | SOMERSET | NJ |  | 40.5252 | -74.601 |  | 2851 | Paints and Allied Products | 325510 | Paint and Coating Manufacturing | IS27 | Paint and Coating Manufacturing | Waste handling, treatment, and disposal - Remediation or Monitoring | 1 | 0.00044448 | NJG156922 | Royce Brook | 020301050311 | Nothing reported to 2022 TRI |  |  |  | 2023 | 02030110000000 | ROYCE BROOK | 0.02 | 0.02 | 0.0026716 | NPDES | 0.02 | 0.030945 | 9513538 | Royce Brook | 2 | 20.744 | 48.495 | 85.342 | 103.205 | 32.929 | 23.582 | 16.606 | 10.096 | 8.026 | 8.96 | 26.742 | 27.263 | 34.678 | QE_08 | 8.026 | 19.6235 | 11.6111 | 50.7188 | 28.9503 | 0.075659 | 19.6235 | 30Q5 Flow | 28.9503 | HM Flow | 11.6111 | 7Q10 Flow |  | 365 | 1.2178e-06 | 0.00010488 | 6.2056e-05 | 4.2064e-05 | 3 | 4 | 0 | 0 | 39 | 1 | 0 | 0 | 0.788 | 32 | 0 | 0 | 1.3309e-07 | 3.4959e-08 | DMR | [16 empty] | 2.1166e-05 | 0.0018229 | 0.0010786 | 0.00073111 | 2.3133e-06 | 6.0763e-07 | NO | NHDPlus
2019 | SOMERSET ST GROUNDWATER TREATMENT FACILITY | 110070219521 | NJG167916 | HOPEWELL BORO | MERCER | NJ |  | 40.3934 | -74.7581 | [5 empty] | NAICS/SIC Not Provided | NAICS/SIC Not Provided | Waste handling, treatment, and disposal - Remediation or Monitoring | 1 | 0.060173 | NJG167916 | Beden Brook | 020301050309 | Uncertain, possibly a remediation site |  |  |  | 2023 | 02030110000000 | BEDEN BROOK |  |  | 0.013584 | NPDES | 0.013584 | 0.021018 | 9515558 | Beden Brook | 1 | 3.47 | 10.68 | 24.229 | 23.096 | 5.324 | 4.622 | 3.544 | 2.238 | 1.784 | 2.388 | 7.644 | 5.821 | 5.952 | QE_08 | 1.784 | 4.3619 | 2.4478 | 8.4841 | 5.2618 | 0.051388 | 4.3619 | 30Q5 Flow | 5.2618 | HM Flow | 2.4478 | 7Q10 Flow |  | 365 | 0.00016486 | 0.067348 | 0.037795 | 0.031331 | 3 | 4 | 0 | 0 | 39 | 1 | 0 | 0 | 0.788 | 32 | 0 | 0 | 8.5467e-05 | 2.2449e-05 | DMR | [16 empty] | 0.0028654 | 1.1706 | 0.65691 | 0.54456 | 0.0014855 | 0.00039019 | NO | NHDPlus
2020 | SOMERSET ST GROUNDWATER TREATMENT FACILITY | 110070219521 | NJG167916 | HOPEWELL BORO | MERCER | NJ |  | 40.3934 | -74.7581 | [5 empty] | NAICS/SIC Not Provided | NAICS/SIC Not Provided | Waste handling, treatment, and disposal - Remediation or Monitoring | 1 | 0.096146 | NJG167916 | Beden Brook | 020301050309 | Uncertain, possibly a remediation site |  |  |  | 2023 | 02030110000000 | BEDEN BROOK |  |  | 0.013584 | NPDES | 0.013584 | 0.021018 | 9515558 | Beden Brook | 1 | 3.47 | 10.68 | 24.229 | 23.096 | 5.324 | 4.622 | 3.544 | 2.238 | 1.784 | 2.388 | 7.644 | 5.821 | 5.952 | QE_08 | 1.784 | 4.3619 | 2.4478 | 8.4841 | 5.2618 | 0.051388 | 4.3619 | 30Q5 Flow | 5.2618 | HM Flow | 2.4478 | 7Q10 Flow |  | 365 | 0.00026341 | 0.10761 | 0.06039 | 0.050061 | 3 | 4 | 0 | 0 | 39 | 1 | 0 | 0 | 0.788 | 32 | 0 | 0 | 0.00013656 | 3.587e-05 | DMR | [16 empty] | 0.0045784 | 1.8704 | 1.0496 | 0.87011 | 0.0023736 | 0.00062346 | NO | NHDPlus
2021 | SOMERSET ST GROUNDWATER TREATMENT FACILITY | 110070219521 | NJG167916 | HOPEWELL BORO | MERCER | NJ |  | 40.3934 | -74.7581 | [5 empty] | NAICS/SIC Not Provided | NAICS/SIC Not Provided | Waste handling, treatment, and disposal - Remediation or Monitoring | 1 | 0.018892 | NJG167916 | Beden Brook | 020301050309 | Uncertain, possibly a remediation site |  |  |  | 2023 | 02030110000000 | BEDEN BROOK |  |  | 0.013584 | NPDES | 0.013584 | 0.021018 | 9515558 | Beden Brook | 1 | 3.47 | 10.68 | 24.229 | 23.096 | 5.324 | 4.622 | 3.544 | 2.238 | 1.784 | 2.388 | 7.644 | 5.821 | 5.952 | QE_08 | 1.784 | 4.3619 | 2.4478 | 8.4841 | 5.2618 | 0.051388 | 4.3619 | 30Q5 Flow | 5.2618 | HM Flow | 2.4478 | 7Q10 Flow |  | 365 | 5.1758e-05 | 0.021144 | 0.011866 | 0.0098365 | 3 | 4 | 0 | 0 | 39 | 1 | 0 | 0 | 0.788 | 32 | 0 | 0 | 2.6833e-05 | 7.0481e-06 | DMR | [16 empty] | 0.0008996 | 0.36751 | 0.20624 | 0.17097 | 0.00046638 | 0.0001225 | NO | NHDPlus
2022 | SOMERSET ST GROUNDWATER TREATMENT FACILITY | 110070219521 | NJG167916 | HOPEWELL BORO | MERCER | NJ |  | 40.3934 | -74.7581 | [5 empty] | NAICS/SIC Not Provided | NAICS/SIC Not Provided | Waste handling, treatment, and disposal - Remediation or Monitoring | 1 | 0.040966 | NJG167916 | Beden Brook | 020301050309 | Uncertain, possibly a remediation site |  |  |  | 2023 | 02030110000000 | BEDEN BROOK |  |  | 0.013584 | NPDES | 0.013584 | 0.021018 | 9515558 | Beden Brook | 1 | 3.47 | 10.68 | 24.229 | 23.096 | 5.324 | 4.622 | 3.544 | 2.238 | 1.784 | 2.388 | 7.644 | 5.821 | 5.952 | QE_08 | 1.784 | 4.3619 | 2.4478 | 8.4841 | 5.2618 | 0.051388 | 4.3619 | 30Q5 Flow | 5.2618 | HM Flow | 2.4478 | 7Q10 Flow |  | 365 | 0.00011224 | 0.045851 | 0.025731 | 0.02133 | 3 | 4 | 0 | 0 | 39 | 1 | 0 | 0 | 0.788 | 32 | 0 | 0 | 5.8187e-05 | 1.5284e-05 | DMR | [16 empty] | 0.0019508 | 0.79694 | 0.44723 | 0.37074 | 0.0010113 | 0.00026565 | NO | NHDPlus
2023 | SOMERSET ST GROUNDWATER TREATMENT FACILITY | 110070219521 | NJG167916 | HOPEWELL BORO | MERCER | NJ |  | 40.3934 | -74.7581 | [5 empty] | NAICS/SIC Not Provided | NAICS/SIC Not Provided | Waste handling, treatment, and disposal - Remediation or Monitoring | 1 | 0.046839 | NJG167916 | Beden Brook | 020301050309 | Uncertain, possibly a remediation site |  |  |  | 2023 | 02030110000000 | BEDEN BROOK |  |  | 0.013584 | NPDES | 0.013584 | 0.021018 | 9515558 | Beden Brook | 1 | 3.47 | 10.68 | 24.229 | 23.096 | 5.324 | 4.622 | 3.544 | 2.238 | 1.784 | 2.388 | 7.644 | 5.821 | 5.952 | QE_08 | 1.784 | 4.3619 | 2.4478 | 8.4841 | 5.2618 | 0.051388 | 4.3619 | 30Q5 Flow | 5.2618 | HM Flow | 2.4478 | 7Q10 Flow |  | 365 | 0.00012833 | 0.052425 | 0.02942 | 0.024388 | 3 | 4 | 0 | 0 | 39 | 1 | 0 | 0 | 0.788 | 32 | 0 | 0 | 6.6529e-05 | 1.7475e-05 | DMR | [16 empty] | 0.0022304 | 0.91119 | 0.51135 | 0.42389 | 0.0011563 | 0.00030373 | NO | NHDPlus
2019 | FORMER NUODEX CORP FACILITY | 110070215141 | NJG197548 | WOODBRIDGE TWP | MIDDLESEX | NJ |  | 40.5159 | -74.3252 | [5 empty] | NAICS/SIC Not Provided | NAICS/SIC Not Provided | Waste handling, treatment, and disposal - Remediation or Monitoring | 1 | 0.0034725 | NJG197548 | Mill Brook-Raritan River | 020301050507 | Name indicates location was formerly a facility | NJG197548 |  |  | 2023 | 02030110000000 | RARITAN RIVER | 0.0936 | 0.0576 | 0.036122 | NPDES | 0.0576 | 0.08912 | 9513868 |  | 1 | 3.631 | 13.548 | 30.97 | 22.806 | 5.474 | 4.454 | 3.475 | 2.238 | 1.738 | 2.355 | 4.135 | 5.683 | 6.318 | QE_08 | 1.738 | 4.2494 | 2.3825 | 8.8778 | 5.2963 | 0.2179 | 4.2494 | 30Q5 Flow | 5.2963 | HM Flow | 2.3825 | 7Q10 Flow |  | 365 | 9.5137e-06 | 0.0039931 | 0.0022388 | 0.0017963 | 3 | 4 | 0 | 0 | 39 | 1 | 0 | 0 | 0.788 | 32 | 0 | 0 | 5.0674e-06 | 1.331e-06 | DMR | [16 empty] | 0.00016536 | 0.069405 | 0.038913 | 0.031222 | 8.8077e-05 | 2.3135e-05 | NO | NHDPlus
2020 | FORMER NUODEX CORP FACILITY | 110070215141 | NJG197548 | WOODBRIDGE TWP | MIDDLESEX | NJ |  | 40.5159 | -74.3252 | [5 empty] | NAICS/SIC Not Provided | NAICS/SIC Not Provided | Waste handling, treatment, and disposal - Remediation or Monitoring | 1 | 0.0032762 | NJG197548 | Mill Brook-Raritan River | 020301050507 | Name indicates location was formerly a facility | NJG197548 |  |  | 2023 | 02030110000000 | RARITAN RIVER | 0.0936 | 0.0576 | 0.036122 | NPDES | 0.0576 | 0.08912 | 9513868 |  | 1 | 3.631 | 13.548 | 30.97 | 22.806 | 5.474 | 4.454 | 3.475 | 2.238 | 1.738 | 2.355 | 4.135 | 5.683 | 6.318 | QE_08 | 1.738 | 4.2494 | 2.3825 | 8.8778 | 5.2963 | 0.2179 | 4.2494 | 30Q5 Flow | 5.2963 | HM Flow | 2.3825 | 7Q10 Flow |  | 365 | 8.976e-06 | 0.0037674 | 0.0021123 | 0.0016948 | 3 | 4 | 0 | 0 | 39 | 1 | 0 | 0 | 0.788 | 32 | 0 | 0 | 4.781e-06 | 1.2558e-06 | DMR | [16 empty] | 0.00015601 | 0.065481 | 0.036714 | 0.029457 | 8.3098e-05 | 2.1827e-05 | NO | NHDPlus
2021 | FORMER NUODEX CORP FACILITY | 110070215141 | NJG197548 | WOODBRIDGE TWP | MIDDLESEX | NJ |  | 40.5159 | -74.3252 | [5 empty] | NAICS/SIC Not Provided | NAICS/SIC Not Provided | Waste handling, treatment, and disposal - Remediation or Monitoring | 1 | 0.0072204 | NJG197548 | Mill Brook-Raritan River | 020301050507 | Name indicates location was formerly a facility | NJG197548 |  |  | 2023 | 02030110000000 | RARITAN RIVER | 0.0936 | 0.0576 | 0.036122 | NPDES | 0.0576 | 0.08912 | 9513868 |  | 1 | 3.631 | 13.548 | 30.97 | 22.806 | 5.474 | 4.454 | 3.475 | 2.238 | 1.738 | 2.355 | 4.135 | 5.683 | 6.318 | QE_08 | 1.738 | 4.2494 | 2.3825 | 8.8778 | 5.2963 | 0.2179 | 4.2494 | 30Q5 Flow | 5.2963 | HM Flow | 2.3825 | 7Q10 Flow |  | 365 | 1.9782e-05 | 0.0083029 | 0.0046552 | 0.0037351 | 3 | 4 | 0 | 0 | 39 | 1 | 0 | 0 | 0.788 | 32 | 0 | 0 | 1.0537e-05 | 2.7676e-06 | DMR | [16 empty] | 0.00034383 | 0.14431 | 0.080912 | 0.064919 | 0.00018314 | 4.8104e-05 | NO | NHDPlus
2019 | FORMER REXON FACILITY AKA ENJEMS MILLWORKS | 110070213656 | NJG218316 | WAYNE TWP | PASSAIC | NJ |  | 40.892 | -74.2494 |  | 9999 | Nonclassifiable Establishments | 0 | 0 | NAICS/SIC Not Provided | NAICS/SIC Not Provided | Waste handling, treatment, and disposal - Remediation or Monitoring | 1 | 0.00042768 | NJG218316 | Preakness Brook-Passaic River | 020301030801 | Uncertain, possibly a remediation site |  |  |  | 2023 | 02030100000000 | PASSAIC RIVER |  |  | 0 | NPDES | 0 | 0 | 6250676 | Passaic River | 6 | 1151.464 | 1300.363 | 1395.059 | 1988.38 | 2107.345 | 1463.354 | 922.638 | 653.115 | 477.283 | 618.175 | 605.507 | 942.028 | 1366.002 | QE_08 | 477.283 | 1166.9511 | 797.2709 | 2815.3154 | 1998.0676 | 0 | 1166.9511 | 30Q5 Flow | 1998.0676 | HM Flow | 797.2709 | 7Q10 Flow |  | 365 | 1.1717e-06 | 1.4697e-06 | 1.0041e-06 | 5.8643e-07 | 3 | 4 | 0 | 0 | 39 | 1 | 0 | 0 | 0.788 | 32 | 0 | 0 | 1.8651e-09 | 4.8989e-10 | DMR | [16 empty] | 2.0366e-05 | 2.5544e-05 | 1.7452e-05 | 1.0193e-05 | 3.2417e-08 | 8.5148e-09 | NO | NHDPlus
2020 | FORMER REXON FACILITY AKA ENJEMS MILLWORKS | 110070213656 | NJG218316 | WAYNE TWP | PASSAIC | NJ |  | 40.892 | -74.2494 |  | 9999 | Nonclassifiable Establishments | 0 | 0 | NAICS/SIC Not Provided | NAICS/SIC Not Provided | Waste handling, treatment, and disposal - Remediation or Monitoring | 1 | 0.00034819 | NJG218316 | Preakness Brook-Passaic River | 020301030801 | Uncertain, possibly a remediation site |  |  |  | 2023 | 02030100000000 | PASSAIC RIVER |  |  | 0 | NPDES | 0 | 0 | 6250676 | Passaic River | 6 | 1151.464 | 1300.363 | 1395.059 | 1988.38 | 2107.345 | 1463.354 | 922.638 | 653.115 | 477.283 | 618.175 | 605.507 | 942.028 | 1366.002 | QE_08 | 477.283 | 1166.9511 | 797.2709 | 2815.3154 | 1998.0676 | 0 | 1166.9511 | 30Q5 Flow | 1998.0676 | HM Flow | 797.2709 | 7Q10 Flow |  | 365 | 9.5395e-07 | 1.1965e-06 | 8.1747e-07 | 4.7743e-07 | 3 | 4 | 0 | 0 | 39 | 1 | 0 | 0 | 0.788 | 32 | 0 | 0 | 1.5184e-09 | 3.9884e-10 | DMR | [16 empty] | 1.658e-05 | 2.0797e-05 | 1.4208e-05 | 8.2983e-06 | 2.6392e-08 | 6.9322e-09 | NO | NHDPlus
2021 | FORMER REXON FACILITY AKA ENJEMS MILLWORKS | 110070213656 | NJG218316 | WAYNE TWP | PASSAIC | NJ |  | 40.892 | -74.2494 |  | 9999 | Nonclassifiable Establishments | 0 | 0 | NAICS/SIC Not Provided | NAICS/SIC Not Provided | Waste handling, treatment, and disposal - Remediation or Monitoring | 1 | 0.00017693 | NJG218316 | Preakness Brook-Passaic River | 020301030801 | Uncertain, possibly a remediation site |  |  |  | 2023 | 02030100000000 | PASSAIC RIVER |  |  | 0 | NPDES | 0 | 0 | 6250676 | Passaic River | 6 | 1151.464 | 1300.363 | 1395.059 | 1988.38 | 2107.345 | 1463.354 | 922.638 | 653.115 | 477.283 | 618.175 | 605.507 | 942.028 | 1366.002 | QE_08 | 477.283 | 1166.9511 | 797.2709 | 2815.3154 | 1998.0676 | 0 | 1166.9511 | 30Q5 Flow | 1998.0676 | HM Flow | 797.2709 | 7Q10 Flow |  | 365 | 4.8474e-07 | 6.08e-07 | 4.1539e-07 | 2.4261e-07 | 3 | 4 | 0 | 0 | 39 | 1 | 0 | 0 | 0.788 | 32 | 0 | 0 | 7.7158e-10 | 2.0267e-10 | DMR | [16 empty] | 8.4253e-06 | 1.0568e-05 | 7.2199e-06 | 4.2167e-06 | 1.3411e-08 | 3.5226e-09 | NO | NHDPlus
2022 | FORMER REXON FACILITY AKA ENJEMS MILLWORKS | 110070213656 | NJG218316 | WAYNE TWP | PASSAIC | NJ |  | 40.892 | -74.2494 |  | 9999 | Nonclassifiable Establishments | 0 | 0 | NAICS/SIC Not Provided | NAICS/SIC Not Provided | Waste handling, treatment, and disposal - Remediation or Monitoring | 1 | 8.796e-06 | NJG218316 | Preakness Brook-Passaic River | 020301030801 | Uncertain, possibly a remediation site |  |  |  | 2023 | 02030100000000 | PASSAIC RIVER |  |  | 0 | NPDES | 0 | 0 | 6250676 | Passaic River | 6 | 1151.464 | 1300.363 | 1395.059 | 1988.38 | 2107.345 | 1463.354 | 922.638 | 653.115 | 477.283 | 618.175 | 605.507 | 942.028 | 1366.002 | QE_08 | 477.283 | 1166.9511 | 797.2709 | 2815.3154 | 1998.0676 | 0 | 1166.9511 | 30Q5 Flow | 1998.0676 | HM Flow | 797.2709 | 7Q10 Flow |  | 365 | 2.4099e-08 | 3.0227e-08 | 2.0651e-08 | 1.2061e-08 | 3 | 4 | 0 | 0 | 39 | 1 | 0 | 0 | 0.788 | 32 | 0 | 0 | 3.8359e-11 | 1.0076e-11 | DMR | [16 empty] | 4.1886e-07 | 5.2537e-07 | 3.5893e-07 | 2.0963e-07 | 6.6671e-10 | 1.7512e-10 | NO | NHDPlus
2021 | FORMER SUMITOMO MACHINERY CORP | 110070940491 | NJG317705 | TETERBORO BORO | BERGEN | NJ |  | 40.8569 | -74.0679 |  | 4959 | Sanitary Services, Nec | 562998 | All Other Miscellaneous Waste Management Services | IS47 | Services | Waste handling, treatment, and disposal - Remediation or Monitoring | 1 | 0.00040271 | NJG317705 | Lower Hackensack River | 020301030906 | Name indicates location was formerly a facility | [15 empty] | 3 | 11 | 27 | 22 | 5 | 4 | 3 | 2 | 2 | 1 | 3 | 5 | 6 | [7 empty] | 2.4466 | Permit Lookup Failed | 3.5308 |  | 1.3453 | Permit Lookup Failed | Berrys Creek(02030103000233) | 365 | 1.1033e-06 | 0.0008201 | 0.00045096 | 0.00031248 | 3 | 4 | 0 | 0 | 39 | 1 | 0 | 0 | 0.788 | 32 | 0 | 0 | 1.0407e-06 | 2.7337e-07 | DMR | [16 empty] | 1.9176e-05 | 0.014254 | 0.0078381 | 0.0054311 | 1.8089e-05 | 4.7514e-06 | NO | Surrogate NHDPlus
2022 | FORMER SUMITOMO MACHINERY CORP | 110070940491 | NJG317705 | TETERBORO BORO | BERGEN | NJ |  | 40.8569 | -74.0679 |  | 4959 | Sanitary Services, Nec | 562998 | All Other Miscellaneous Waste Management Services | IS47 | Services | Waste handling, treatment, and disposal - Remediation or Monitoring | 1 | 0.00014772 | NJG317705 | Lower Hackensack River | 020301030906 | Name indicates location was formerly a facility | [15 empty] | 3 | 11 | 27 | 22 | 5 | 4 | 3 | 2 | 2 | 1 | 3 | 5 | 6 | [7 empty] | 2.4466 | Permit Lookup Failed | 3.5308 |  | 1.3453 | Permit Lookup Failed | Berrys Creek(02030103000233) | 365 | 4.0471e-07 | 0.00030083 | 0.00016542 | 0.00011462 | 3 | 4 | 0 | 0 | 39 | 1 | 0 | 0 | 0.788 | 32 | 0 | 0 | 3.8176e-07 | 1.0028e-07 | DMR | [16 empty] | 7.0342e-06 | 0.0052286 | 0.0028751 | 0.0019922 | 6.6353e-06 | 1.7429e-06 | NO | Surrogate NHDPlus
2021 | APS FOUR CORNERS POWER PLANT | 110042068473 | NN0000019 | FRUITLAND | SAN JUAN | NM |  | 36.6888 | -108.4804 |  | 4911 | Electric Services | 221122 | Electric Power Distribution | IS4 | Utilities | Waste handling, treatment, and disposal - Remediation or Monitoring | 1 | 1.6192 | NN0000019 | Morgan Lake-Chaco River | 1.41E+11 | NAICS/SIC indication |  |  |  | 2023 | 1.41E+13 | MORGAN LAKE/CHACO RIVER/SAN JUAN |  | 1712 | 285.5896 | NPDES | 1712 | 2648.8578 | [22 empty] | 6480.6219 | 6480.6219 | Flow Lookup Failed | 6480.6219 | Flow Lookup Failed | 6480.6219 | Flow Lookup Failed | PlantFlowUsed | 365 | 0.0044362 | 0.00068454 | 0.00068454 | 0.00068454 | 3 | 4 | 0 | 0 | 39 | 1 | 0 | 0 | 0.788 | 32 | 0 | 0 | 8.687e-07 | 2.2818e-07 | DMR | [16 empty] | 0.077106 | 0.011898 | 0.011898 | 0.011898 | 1.5099e-05 | 3.966e-06 | NO | PlantFlow
2023 | ENGLISH LEASE, BOUNDARY BUTTE | 110010134185 | NN0020133 | SAN JUAN COUNTY | SAN JUAN | UT |  | 37.0417 | -109.5007 |  | 1311 | Crude Petroleum and Natural Gas | 211120 | Crude Petroleum Extraction | IS2 | Oil and Gas Drilling, Extraction, and Support Activities | Waste handling, treatment, and disposal - Remediation or Monitoring | 1 | 0.0011241 | NN0020133 | Upper Gothic Creek | 1.41E+11 | Uncertain, possibly a remediation site |  |  |  | 2023 | 1.41E+13 | TO GOTHIC CREEK TRIBUTARY TO SAN JUAN RIVER | 0.03 |  | 0.0049958 | NPDES | 0.0049958 | 0.0077297 | 1400116 |  | 1 | 0.211 | 0 | 2.732 | 3.012 | 3.978 | 0.466 | 0 | 0.097 | 0.084 | 0.098 | 0.135 | 0.277 | 0 | QE_01 | 0.084 | 0.20538 | 0.1035 | 0.51589 | 0.24411 | 0.018899 | 0.20538 | 30Q5 Flow | 0.24411 | HM Flow | 0.1035 | 7Q10 Flow |  | 365 | 3.0798e-06 | 0.029756 | 0.014996 | 0.012616 | 3 | 4 | 0 | 0 | 39 | 1 | 0 | 0 | 0.788 | 32 | 0 | 0 | 3.7762e-05 | 9.9188e-06 | DMR | [16 empty] | 5.3531e-05 | 0.51719 | 0.26064 | 0.21929 | 0.00065634 | 0.0001724 | NO | NHDPlus
2020 | TUBA CITY WWTP | 110024409344 | NN0020290 | TUBA CITY | COCONINO | AZ |  | 36.0914 | -111.2896 |  | 4952 | Sewerage Systems | 221320 | Sewage Treatment Facilities | IS4 | Utilities | Waste handling, treatment, and disposal - POTW | 1 | 0.75773 | NN0020290 | Kerley Valley-Moenkopi Wash (Local Drainage) | 1.5E+11 | NAICS/SIC indication |  |  |  | 2023 | 1.41E+13 | KERLEY VALLEY-MOENKOPI WASH (LOCAL DRAINAGE) | 1.1 | 0.462 | 0.33225 | NPDES | 0.462 | 0.71482 | 944080103 | Chinle Wash | 6 | 95.935 | 6.032 | 50.928 | 254.563 | 178.954 | 268.497 | 101.795 | 96.484 | 53.648 | 35.9 | 34.366 | 36.777 | 2.9 | QE_12 | 2.9 | 7.0905 | 4.0477 | 234.5599 | 33.3894 | 1.7477 | 7.0905 | 30Q5 Flow | 33.3894 | HM Flow | 4.0477 | 7Q10 Flow |  | 365 | 0.002076 | 0.51287 | 0.29278 | 0.062174 | 3 | 4 | 0 | 0 | 39 | 1 | 0 | 0 | 0.788 | 32 | 0 | 0 | 0.00065085 | 0.00017096 | DMR | [16 empty] | 0.036082 | 8.9142 | 5.0888 | 1.0807 | 0.011312 | 0.0029714 | NO | NHDPlus
2022 | TUBA CITY WWTP | 110024409344 | NN0020290 | TUBA CITY | COCONINO | AZ |  | 36.0914 | -111.2896 |  | 4952 | Sewerage Systems | 221320 | Sewage Treatment Facilities | IS4 | Utilities | Waste handling, treatment, and disposal - POTW | 1 | 0.99173 | NN0020290 | Kerley Valley-Moenkopi Wash (Local Drainage) | 1.5E+11 | NAICS/SIC indication |  |  |  | 2023 | 1.41E+13 | KERLEY VALLEY-MOENKOPI WASH (LOCAL DRAINAGE) | 1.1 | 0.462 | 0.33225 | NPDES | 0.462 | 0.71482 | 944080103 | Chinle Wash | 6 | 95.935 | 6.032 | 50.928 | 254.563 | 178.954 | 268.497 | 101.795 | 96.484 | 53.648 | 35.9 | 34.366 | 36.777 | 2.9 | QE_12 | 2.9 | 7.0905 | 4.0477 | 234.5599 | 33.3894 | 1.7477 | 7.0905 | 30Q5 Flow | 33.3894 | HM Flow | 4.0477 | 7Q10 Flow |  | 365 | 0.0027171 | 0.67126 | 0.3832 | 0.081375 | 3 | 4 | 0 | 0 | 39 | 1 | 0 | 0 | 0.788 | 32 | 0 | 0 | 0.00085185 | 0.00022375 | DMR | [16 empty] | 0.047225 | 11.6671 | 6.6604 | 1.4144 | 0.014806 | 0.003889 | NO | NHDPlus
2023 | TUBA CITY WWTP | 110024409344 | NN0020290 | TUBA CITY | COCONINO | AZ |  | 36.0914 | -111.2896 |  | 4952 | Sewerage Systems | 221320 | Sewage Treatment Facilities | IS4 | Utilities | Waste handling, treatment, and disposal - POTW | 1 | 1.2318 | NN0020290 | Kerley Valley-Moenkopi Wash (Local Drainage) | 1.5E+11 | NAICS/SIC indication |  |  |  | 2023 | 1.41E+13 | KERLEY VALLEY-MOENKOPI WASH (LOCAL DRAINAGE) | 1.1 | 0.462 | 0.33225 | NPDES | 0.462 | 0.71482 | 944080103 | Chinle Wash | 6 | 95.935 | 6.032 | 50.928 | 254.563 | 178.954 | 268.497 | 101.795 | 96.484 | 53.648 | 35.9 | 34.366 | 36.777 | 2.9 | QE_12 | 2.9 | 7.0905 | 4.0477 | 234.5599 | 33.3894 | 1.7477 | 7.0905 | 30Q5 Flow | 33.3894 | HM Flow | 4.0477 | 7Q10 Flow |  | 365 | 0.0033748 | 0.83374 | 0.47596 | 0.10107 | 3 | 4 | 0 | 0 | 39 | 1 | 0 | 0 | 0.788 | 32 | 0 | 0 | 0.0010581 | 0.00027791 | DMR | [16 empty] | 0.058657 | 14.4913 | 8.2726 | 1.7567 | 0.01839 | 0.0048304 | NO | NHDPlus
2023 | SHIPROCK WWTF | 110024409362 | NN0020621 | SHIPROCK | SAN JUAN | NM |  | 36.787 | -108.7115 |  | 4952 | Sewerage Systems | 221320 | Sewage Treatment Facilities | IS4 | Utilities | Waste handling, treatment, and disposal - POTW | 1 | 0.80348 | NN0020621 | Rattlesnake Wash-San Juan River | 1.41E+11 | NAICS/SIC indication |  |  |  | 2023 | 1.41E+13 | SAN JUAN RIVER | 1 | 0.63 | 0.29083 | NPDES | 0.63 | 0.97475 | 17002446 |  | 1 | 0.015 | 0 | 0 | 0.527 | 0.992 | 0.04 | 0 | 0.006 | 0.006 | 0.007 | 0.011 | 0.028 | 0 | QE_01 | 0.006 | 0.01467 | 0.0067372 | 0.036675 | 0.015473 | 2.3833 | 2.3833 | Plant Flow | 2.3833 | Plant Flow | 2.3833 | Plant Flow |  | 365 | 0.0022013 | 0.92366 | 0.92366 | 0.92366 | 3 | 4 | 0 | 0 | 39 | 1 | 0 | 0 | 0.788 | 32 | 0 | 0 | 0.0011722 | 0.00030789 | DMR | [16 empty] | 0.038261 | 16.054 | 16.054 | 16.054 | 0.020373 | 0.0053513 | NO | PlantFlow
2020 | WINDOW ROCK WASTEWATER TREATMENT FACILITY | 110024409433 | NN0021555 | FORT DEFIANCE | APACHE | AZ |  | 35.6395 | -109.0809 |  | 4952 | Sewerage Systems | 221320 | Sewage Treatment Facilities | IS4 | Utilities | Waste handling, treatment, and disposal - POTW | 1 | 0.89932 | NN0021555 | Black Creek Valley-Black Creek | 1.5E+11 | NAICS/SIC indication |  |  |  | 2023 | 1.41E+13 | BLACK CREEK | 1.2 | 0.326 | 0.39167 | NPDES | 0.326 | 0.5044 | 944080103 | Chinle Wash | 6 | 95.935 | 6.032 | 50.928 | 254.563 | 178.954 | 268.497 | 101.795 | 96.484 | 53.648 | 35.9 | 34.366 | 36.777 | 2.9 | QE_12 | 2.9 | 7.0905 | 4.0477 | 234.5599 | 33.3894 | 1.2332 | 7.0905 | 30Q5 Flow | 33.3894 | HM Flow | 4.0477 | 7Q10 Flow |  | 365 | 0.0024639 | 0.60871 | 0.34749 | 0.073792 | 3 | 4 | 0 | 0 | 39 | 1 | 0 | 0 | 0.788 | 32 | 0 | 0 | 0.00077247 | 0.0002029 | DMR | [16 empty] | 0.042825 | 10.5799 | 6.0397 | 1.2826 | 0.013426 | 0.0035266 | NO | NHDPlus
2022 | WINDOW ROCK WASTEWATER TREATMENT FACILITY | 110024409433 | NN0021555 | FORT DEFIANCE | APACHE | AZ |  | 35.6395 | -109.0809 |  | 4952 | Sewerage Systems | 221320 | Sewage Treatment Facilities | IS4 | Utilities | Waste handling, treatment, and disposal - POTW | 1 | 1.1605 | NN0021555 | Black Creek Valley-Black Creek | 1.5E+11 | NAICS/SIC indication |  |  |  | 2023 | 1.41E+13 | BLACK CREEK | 1.2 | 0.326 | 0.39167 | NPDES | 0.326 | 0.5044 | 944080103 | Chinle Wash | 6 | 95.935 | 6.032 | 50.928 | 254.563 | 178.954 | 268.497 | 101.795 | 96.484 | 53.648 | 35.9 | 34.366 | 36.777 | 2.9 | QE_12 | 2.9 | 7.0905 | 4.0477 | 234.5599 | 33.3894 | 1.2332 | 7.0905 | 30Q5 Flow | 33.3894 | HM Flow | 4.0477 | 7Q10 Flow |  | 365 | 0.0031794 | 0.78548 | 0.44841 | 0.095222 | 3 | 4 | 0 | 0 | 39 | 1 | 0 | 0 | 0.788 | 32 | 0 | 0 | 0.0009968 | 0.00026183 | DMR | [16 empty] | 0.055261 | 13.6523 | 7.7937 | 1.655 | 0.017325 | 0.0045508 | NO | NHDPlus
2023 | WINDOW ROCK WASTEWATER TREATMENT FACILITY | 110024409433 | NN0021555 | FORT DEFIANCE | APACHE | AZ |  | 35.6395 | -109.0809 |  | 4952 | Sewerage Systems | 221320 | Sewage Treatment Facilities | IS4 | Utilities | Waste handling, treatment, and disposal - POTW | 1 | 0.4559 | NN0021555 | Black Creek Valley-Black Creek | 1.5E+11 | NAICS/SIC indication |  |  |  | 2023 | 1.41E+13 | BLACK CREEK | 1.2 | 0.326 | 0.39167 | NPDES | 0.326 | 0.5044 | 944080103 | Chinle Wash | 6 | 95.935 | 6.032 | 50.928 | 254.563 | 178.954 | 268.497 | 101.795 | 96.484 | 53.648 | 35.9 | 34.366 | 36.777 | 2.9 | QE_12 | 2.9 | 7.0905 | 4.0477 | 234.5599 | 33.3894 | 1.2332 | 7.0905 | 30Q5 Flow | 33.3894 | HM Flow | 4.0477 | 7Q10 Flow |  | 365 | 0.0012491 | 0.30858 | 0.17616 | 0.037409 | 3 | 4 | 0 | 0 | 39 | 1 | 0 | 0 | 0.788 | 32 | 0 | 0 | 0.0003916 | 0.00010286 | DMR | [16 empty] | 0.02171 | 5.3634 | 3.0618 | 0.6502 | 0.0068064 | 0.0017878 | NO | NHDPlus
2021 | NORTHERN EDGE CASINO | 110064631457 | NN0030343 | FRUITLAND | SAN JUAN | NM |  | 36.7163 | -108.2557 |  | 4952 | Sewerage Systems | 221320 | Sewage Treatment Facilities | IS4 | Utilities | Waste handling, treatment, and disposal - POTW | 1 | 0.11143 | NN0030343 | Ojo Amarillo Canyon-San Juan River | 1.41E+11 | NAICS/SIC indication |  |  |  | 2023 | 1.41E+13 | DRAINAGE WASH TRIBUTORY TO SAN JUAN RIVER | 0.03 | 0.013 | 0.011833 | NPDES | 0.013 | 0.020114 | 17002530 |  | 1 | 0.014 | 0 | 0 | 0.488 | 0.933 | 0.036 | 0 | 0.005 | 0.006 | 0.006 | 0.01 | 0.025 | 0 | QE_01 | 0.005 | 0.012225 | 0.0055784 | 0.03423 | 0.013494 | 0.049178 | 0.049178 | Plant Flow | 0.049178 | Plant Flow | 0.049178 | Plant Flow |  | 365 | 0.00030529 | 6.2078 | 6.2078 | 6.2078 | 3 | 4 | 0 | 0 | 39 | 1 | 0 | 0 | 0.788 | 32 | 0 | 0 | 0.0078779 | 0.0020693 | DMR | [16 empty] | 0.0053062 | 107.897 | 107.897 | 107.897 | 0.13693 | 0.035966 | NO | PlantFlow
2021 | FALLON WASTEWATER TREATMENT PLANT | 110000734616 | NV0020061 | FALLON | CHURCHILL | NV |  | 39.4639 | -118.7553 |  | 4952 | Sewerage Systems | 221320 | Sewage Treatment Facilities | IS4 | Utilities | Waste handling, treatment, and disposal - POTW | 1 | 3.592 | NV0020061 | South Branch-Carson River | 1.61E+11 | NAICS/SIC indication |  |  |  | 2023 | 1.61E+13 | GROUNDWATER, NA, NEW RIVER DRAIN VIA UNNAMED DITCH |  |  | 1.1858 | NPDES | 1.1858 | 1.8348 | [22 empty] | 4.4889 | 4.4889 | Flow Lookup Failed | 4.4889 | Flow Lookup Failed | 4.4889 | Flow Lookup Failed | PlantFlowUsed | 365 | 0.009841 | 2.1923 | 2.1923 | 2.1923 | 3 | 4 | 0 | 0 | 39 | 1 | 0 | 0 | 0.788 | 32 | 0 | 0 | 0.0027821 | 0.00073077 | DMR | [16 empty] | 0.17105 | 38.1045 | 38.1045 | 38.1045 | 0.048356 | 0.012701 | NO | PlantFlow
2023 | GOLDEN NUGGET | 110004300596 | NV0022993 | LAS VEGAS | CLARK | NV |  | 36.1708 | -115.1443 |  | 7011 | Hotels and Motels | 721199 | All Other Traveler Accommodation | NAICS/SIC Not Provided | NAICS/SIC Not Provided | Waste handling, treatment, and disposal - Remediation or Monitoring | 1 | 0.0022899 | NV0022993 | City of Las Vegas-Las Vegas Wash | 1.5E+11 | Uncertain, possibly a remediation site | [36 empty] | Permit Lookup Failed |  |  |  | Permit Lookup Failed | EffluentConc | 365 | 6.2736e-06 | 1 | 1 | 1 | 3 | 4 | 0 | 0 | 39 | 1 | 0 | 0 | 0.788 | 32 | 0 | 0 | 0.001269 | 0.00033333 | DMR | [16 empty] | 0.00010904 | 1 |  |  | 0.001269 | 0.00033333 | NO | Effluent
2019 | MARYLAND VILLAS APARTMENT COMPLEX | 110008995490 | NV0023043 | LAS VEGAS | CLARK COUNTY | NV |  | 36.1766 | -115.1289 |  | 6513 | Apartment Building Operators | 531110 | Lessors of Residential Buildings and Dwellings | IS47 | Services | Waste handling, treatment, and disposal - Remediation or Monitoring | 1 | 0.059292 | NV0023043 | City of Las Vegas-Las Vegas Wash | 1.5E+11 | Uncertain, possibly a remediation site |  |  |  | 2023 | 1.5E+13 | LAS VEGAS WASH VIA CLARK COUNTY STORM DRAIN SYSTEM | 0.4 | 0.4 | 0.0080967 | NPDES | 0.4 | 0.61889 | [22 empty] | 1.5142 | 1.5142 | Flow Lookup Failed | 1.5142 | Flow Lookup Failed | 1.5142 | Flow Lookup Failed | PlantFlowUsed | 365 | 0.00016244 | 0.10728 | 0.10728 | 0.10728 | 3 | 4 | 0 | 0 | 39 | 1 | 0 | 0 | 0.788 | 32 | 0 | 0 | 0.00013614 | 3.5761e-05 | DMR | [16 empty] | 0.0028234 | 1.8647 | 1.8647 | 1.8647 | 0.0023663 | 0.00062156 | NO | PlantFlow
2021 | MARYLAND VILLAS APARTMENT COMPLEX | 110008995490 | NV0023043 | LAS VEGAS | CLARK COUNTY | NV |  | 36.1766 | -115.1289 |  | 6513 | Apartment Building Operators | 531110 | Lessors of Residential Buildings and Dwellings | IS47 | Services | Waste handling, treatment, and disposal - Remediation or Monitoring | 1 | 0.0058715 | NV0023043 | City of Las Vegas-Las Vegas Wash | 1.5E+11 | Uncertain, possibly a remediation site |  |  |  | 2023 | 1.5E+13 | LAS VEGAS WASH VIA CLARK COUNTY STORM DRAIN SYSTEM | 0.4 | 0.4 | 0.0080967 | NPDES | 0.4 | 0.61889 | [22 empty] | 1.5142 | 1.5142 | Flow Lookup Failed | 1.5142 | Flow Lookup Failed | 1.5142 | Flow Lookup Failed | PlantFlowUsed | 365 | 1.6086e-05 | 0.010624 | 0.010624 | 0.010624 | 3 | 4 | 0 | 0 | 39 | 1 | 0 | 0 | 0.788 | 32 | 0 | 0 | 1.3482e-05 | 3.5413e-06 | DMR | [16 empty] | 0.00027959 | 0.18465 | 0.18465 | 0.18465 | 0.00023433 | 6.1551e-05 | NO | PlantFlow
2022 | MARYLAND VILLAS APARTMENT COMPLEX | 110008995490 | NV0023043 | LAS VEGAS | CLARK COUNTY | NV |  | 36.1766 | -115.1289 |  | 6513 | Apartment Building Operators | 531110 | Lessors of Residential Buildings and Dwellings | IS47 | Services | Waste handling, treatment, and disposal - Remediation or Monitoring | 1 | 0.0015197 | NV0023043 | City of Las Vegas-Las Vegas Wash | 1.5E+11 | Uncertain, possibly a remediation site |  |  |  | 2023 | 1.5E+13 | LAS VEGAS WASH VIA CLARK COUNTY STORM DRAIN SYSTEM | 0.4 | 0.4 | 0.0080967 | NPDES | 0.4 | 0.61889 | [22 empty] | 1.5142 | 1.5142 | Flow Lookup Failed | 1.5142 | Flow Lookup Failed | 1.5142 | Flow Lookup Failed | PlantFlowUsed | 365 | 4.1635e-06 | 0.0027497 | 0.0027497 | 0.0027497 | 3 | 4 | 0 | 0 | 39 | 1 | 0 | 0 | 0.788 | 32 | 0 | 0 | 3.4895e-06 | 9.1657e-07 | DMR | [16 empty] | 7.2366e-05 | 0.047792 | 0.047792 | 0.047792 | 6.065e-05 | 1.5931e-05 | NO | PlantFlow
2023 | MARYLAND VILLAS APARTMENT COMPLEX | 110008995490 | NV0023043 | LAS VEGAS | CLARK COUNTY | NV |  | 36.1766 | -115.1289 |  | 6513 | Apartment Building Operators | 531110 | Lessors of Residential Buildings and Dwellings | IS47 | Services | Waste handling, treatment, and disposal - Remediation or Monitoring | 1 | 0.25151 | NV0023043 | City of Las Vegas-Las Vegas Wash | 1.5E+11 | Uncertain, possibly a remediation site |  |  |  | 2023 | 1.5E+13 | LAS VEGAS WASH VIA CLARK COUNTY STORM DRAIN SYSTEM | 0.4 | 0.4 | 0.0080967 | NPDES | 0.4 | 0.61889 | [22 empty] | 1.5142 | 1.5142 | Flow Lookup Failed | 1.5142 | Flow Lookup Failed | 1.5142 | Flow Lookup Failed | PlantFlowUsed | 365 | 0.00068906 | 0.45508 | 0.45508 | 0.45508 | 3 | 4 | 0 | 0 | 39 | 1 | 0 | 0 | 0.788 | 32 | 0 | 0 | 0.00057751 | 0.00015169 | DMR | [16 empty] | 0.011977 | 7.9096 | 7.9096 | 7.9096 | 0.010038 | 0.0026365 | NO | PlantFlow
2019 | EMD ACQUISITION LLC | 110043808467 | NV0023060 | HENDERSON | CLARK | NV |  | 36.0354 | -114.9999 |  | 1799 | Special Trade Contractors, Nec | 562910 | Remediation Services | IS47 | Services | Waste handling, treatment, and disposal - Remediation or Monitoring | 1 | 0.29664 | NV0023060 | City of Henderson-Las Vegas Wash | 1.5E+11 | Uncertain, possibly a remediation site |  |  |  | 2023 | 1.5E+13 | LAS VEGAS WASH, MONITORING | 2000 | 2000 | 1.6575 | NPDES | 2000 | 3094.46 | [22 empty] | 7570.82 | 7570.82 | Flow Lookup Failed | 7570.82 | Flow Lookup Failed | 7570.82 | Flow Lookup Failed | PlantFlowUsed | 365 | 0.0008127 | 0.00010735 | 0.00010735 | 0.00010735 | 3 | 4 | 0 | 0 | 39 | 1 | 0 | 0 | 0.788 | 32 | 0 | 0 | 1.3623e-07 | 3.5782e-08 | DMR | [16 empty] | 0.014125 | 0.0018658 | 0.0018658 | 0.0018658 | 2.3677e-06 | 6.2193e-07 | NO | PlantFlow
2020 | EMD ACQUISITION LLC | 110043808467 | NV0023060 | HENDERSON | CLARK | NV |  | 36.0354 | -114.9999 |  | 1799 | Special Trade Contractors, Nec | 562910 | Remediation Services | IS47 | Services | Waste handling, treatment, and disposal - Remediation or Monitoring | 1 | 0.3428 | NV0023060 | City of Henderson-Las Vegas Wash | 1.5E+11 | Uncertain, possibly a remediation site |  |  |  | 2023 | 1.5E+13 | LAS VEGAS WASH, MONITORING | 2000 | 2000 | 1.6575 | NPDES | 2000 | 3094.46 | [22 empty] | 7570.82 | 7570.82 | Flow Lookup Failed | 7570.82 | Flow Lookup Failed | 7570.82 | Flow Lookup Failed | PlantFlowUsed | 365 | 0.00093919 | 0.00012405 | 0.00012405 | 0.00012405 | 3 | 4 | 0 | 0 | 39 | 1 | 0 | 0 | 0.788 | 32 | 0 | 0 | 1.5743e-07 | 4.1351e-08 | DMR | [16 empty] | 0.016324 | 0.0021562 | 0.0021562 | 0.0021562 | 2.7363e-06 | 7.1872e-07 | NO | PlantFlow
2021 | EMD ACQUISITION LLC | 110043808467 | NV0023060 | HENDERSON | CLARK | NV |  | 36.0354 | -114.9999 |  | 1799 | Special Trade Contractors, Nec | 562910 | Remediation Services | IS47 | Services | Waste handling, treatment, and disposal - Remediation or Monitoring | 1 | 0.62498 | NV0023060 | City of Henderson-Las Vegas Wash | 1.5E+11 | Uncertain, possibly a remediation site |  |  |  | 2023 | 1.5E+13 | LAS VEGAS WASH, MONITORING | 2000 | 2000 | 1.6575 | NPDES | 2000 | 3094.46 | [22 empty] | 7570.82 | 7570.82 | Flow Lookup Failed | 7570.82 | Flow Lookup Failed | 7570.82 | Flow Lookup Failed | PlantFlowUsed | 365 | 0.0017123 | 0.00022617 | 0.00022617 | 0.00022617 | 3 | 4 | 0 | 0 | 39 | 1 | 0 | 0 | 0.788 | 32 | 0 | 0 | 2.8702e-07 | 7.5389e-08 | DMR | [16 empty] | 0.029761 | 0.003931 | 0.003931 | 0.003931 | 4.9886e-06 | 1.3103e-06 | NO | PlantFlow
2022 | EMD ACQUISITION LLC | 110043808467 | NV0023060 | HENDERSON | CLARK | NV |  | 36.0354 | -114.9999 |  | 1799 | Special Trade Contractors, Nec | 562910 | Remediation Services | IS47 | Services | Waste handling, treatment, and disposal - Remediation or Monitoring | 1 | 0.58161 | NV0023060 | City of Henderson-Las Vegas Wash | 1.5E+11 | Uncertain, possibly a remediation site |  |  |  | 2023 | 1.5E+13 | LAS VEGAS WASH, MONITORING | 2000 | 2000 | 1.6575 | NPDES | 2000 | 3094.46 | [22 empty] | 7570.82 | 7570.82 | Flow Lookup Failed | 7570.82 | Flow Lookup Failed | 7570.82 | Flow Lookup Failed | PlantFlowUsed | 365 | 0.0015935 | 0.00021047 | 0.00021047 | 0.00021047 | 3 | 4 | 0 | 0 | 39 | 1 | 0 | 0 | 0.788 | 32 | 0 | 0 | 2.671e-07 | 7.0158e-08 | DMR | [16 empty] | 0.027696 | 0.0036582 | 0.0036582 | 0.0036582 | 4.6424e-06 | 1.2194e-06 | NO | PlantFlow
2023 | EMD ACQUISITION LLC | 110043808467 | NV0023060 | HENDERSON | CLARK | NV |  | 36.0354 | -114.9999 |  | 1799 | Special Trade Contractors, Nec | 562910 | Remediation Services | IS47 | Services | Waste handling, treatment, and disposal - Remediation or Monitoring | 1 | 0.59191 | NV0023060 | City of Henderson-Las Vegas Wash | 1.5E+11 | Uncertain, possibly a remediation site |  |  |  | 2023 | 1.5E+13 | LAS VEGAS WASH, MONITORING | 2000 | 2000 | 1.6575 | NPDES | 2000 | 3094.46 | [22 empty] | 7570.82 | 7570.82 | Flow Lookup Failed | 7570.82 | Flow Lookup Failed | 7570.82 | Flow Lookup Failed | PlantFlowUsed | 365 | 0.0016217 | 0.0002142 | 0.0002142 | 0.0002142 | 3 | 4 | 0 | 0 | 39 | 1 | 0 | 0 | 0.788 | 32 | 0 | 0 | 2.7183e-07 | 7.14e-08 | DMR | [16 empty] | 0.028186 | 0.003723 | 0.003723 | 0.003723 | 4.7246e-06 | 1.241e-06 | NO | PlantFlow
2019 | THE STIRLING CLUB | 110020039402 | NV0023256 | LAS VEGAS | CLARK | NV |  | 36.1375 | -115.1548 |  | 7011 | Hotels and Motels | 721199 | All Other Traveler Accommodation | NAICS/SIC Not Provided | NAICS/SIC Not Provided | Waste handling, treatment, and disposal - Remediation or Monitoring | 1 | 1.8135e-08 | NV0023256 | City of Las Vegas-Las Vegas Wash | 1.5E+11 | Uncertain, possibly a remediation site |  |  |  | 2023 | 1.5E+13 | LAS VEGAS WASH VIA STORM DRAIN | 0.129 | 0.129 | 0.0056917 | NPDES | 0.129 | 0.19959 | 22069994 | Flamingo Wash | 3 | 2.141 | 13.016 | 10.823 | 5.581 | 1.049 | 0.864 | 0 | 0.726 | 1.979 | 1.466 | 1.261 | 3.142 | 18.234 | QE_06 | 0.726 | 1.7751 | 0.96511 | 5.2347 | 2.5051 | 0.488 | 1.7751 | 30Q5 Flow | 2.5051 | HM Flow | 0.96511 | 7Q10 Flow |  | 365 | 4.9685e-11 | 5.1481e-08 | 2.7991e-08 | 1.9834e-08 | 3 | 4 | 0 | 0 | 39 | 1 | 0 | 0 | 0.788 | 32 | 0 | 0 | 6.5332e-11 | 1.716e-11 | DMR | [16 empty] | 8.6358e-10 | 8.948e-07 | 4.8651e-07 | 3.4473e-07 | 1.1355e-09 | 2.9827e-10 | NO | NHDPlus
2020 | THE STIRLING CLUB | 110020039402 | NV0023256 | LAS VEGAS | CLARK | NV |  | 36.1375 | -115.1548 |  | 7011 | Hotels and Motels | 721199 | All Other Traveler Accommodation | NAICS/SIC Not Provided | NAICS/SIC Not Provided | Waste handling, treatment, and disposal - Remediation or Monitoring | 1 | 2.0059e-08 | NV0023256 | City of Las Vegas-Las Vegas Wash | 1.5E+11 | Uncertain, possibly a remediation site |  |  |  | 2023 | 1.5E+13 | LAS VEGAS WASH VIA STORM DRAIN | 0.129 | 0.129 | 0.0056917 | NPDES | 0.129 | 0.19959 | 22069994 | Flamingo Wash | 3 | 2.141 | 13.016 | 10.823 | 5.581 | 1.049 | 0.864 | 0 | 0.726 | 1.979 | 1.466 | 1.261 | 3.142 | 18.234 | QE_06 | 0.726 | 1.7751 | 0.96511 | 5.2347 | 2.5051 | 0.488 | 1.7751 | 30Q5 Flow | 2.5051 | HM Flow | 0.96511 | 7Q10 Flow |  | 365 | 5.4955e-11 | 5.6942e-08 | 3.096e-08 | 2.1937e-08 | 3 | 4 | 0 | 0 | 39 | 1 | 0 | 0 | 0.788 | 32 | 0 | 0 | 7.2261e-11 | 1.8981e-11 | DMR | [16 empty] | 9.5517e-10 | 9.897e-07 | 5.3811e-07 | 3.8129e-07 | 1.256e-09 | 3.299e-10 | NO | NHDPlus
2021 | THE STIRLING CLUB | 110020039402 | NV0023256 | LAS VEGAS | CLARK | NV |  | 36.1375 | -115.1548 |  | 7011 | Hotels and Motels | 721199 | All Other Traveler Accommodation | NAICS/SIC Not Provided | NAICS/SIC Not Provided | Waste handling, treatment, and disposal - Remediation or Monitoring | 1 | 0.0033081 | NV0023256 | City of Las Vegas-Las Vegas Wash | 1.5E+11 | Uncertain, possibly a remediation site |  |  |  | 2023 | 1.5E+13 | LAS VEGAS WASH VIA STORM DRAIN | 0.129 | 0.129 | 0.0056917 | NPDES | 0.129 | 0.19959 | 22069994 | Flamingo Wash | 3 | 2.141 | 13.016 | 10.823 | 5.581 | 1.049 | 0.864 | 0 | 0.726 | 1.979 | 1.466 | 1.261 | 3.142 | 18.234 | QE_06 | 0.726 | 1.7751 | 0.96511 | 5.2347 | 2.5051 | 0.488 | 1.7751 | 30Q5 Flow | 2.5051 | HM Flow | 0.96511 | 7Q10 Flow |  | 365 | 9.0633e-06 | 0.0093909 | 0.0051059 | 0.003618 | 3 | 4 | 0 | 0 | 39 | 1 | 0 | 0 | 0.788 | 32 | 0 | 0 | 1.1917e-05 | 3.1303e-06 | DMR | [16 empty] | 0.00015753 | 0.16322 | 0.088745 | 0.062884 | 0.00020714 | 5.4408e-05 | NO | NHDPlus
2022 | THE STIRLING CLUB | 110020039402 | NV0023256 | LAS VEGAS | CLARK | NV |  | 36.1375 | -115.1548 |  | 7011 | Hotels and Motels | 721199 | All Other Traveler Accommodation | NAICS/SIC Not Provided | NAICS/SIC Not Provided | Waste handling, treatment, and disposal - Remediation or Monitoring | 1 | 6.7078e-09 | NV0023256 | City of Las Vegas-Las Vegas Wash | 1.5E+11 | Uncertain, possibly a remediation site |  |  |  | 2023 | 1.5E+13 | LAS VEGAS WASH VIA STORM DRAIN | 0.129 | 0.129 | 0.0056917 | NPDES | 0.129 | 0.19959 | 22069994 | Flamingo Wash | 3 | 2.141 | 13.016 | 10.823 | 5.581 | 1.049 | 0.864 | 0 | 0.726 | 1.979 | 1.466 | 1.261 | 3.142 | 18.234 | QE_06 | 0.726 | 1.7751 | 0.96511 | 5.2347 | 2.5051 | 0.488 | 1.7751 | 30Q5 Flow | 2.5051 | HM Flow | 0.96511 | 7Q10 Flow |  | 365 | 1.8377e-11 | 1.9042e-08 | 1.0353e-08 | 7.3361e-09 | 3 | 4 | 0 | 0 | 39 | 1 | 0 | 0 | 0.788 | 32 | 0 | 0 | 2.4165e-11 | 6.3473e-12 | DMR | [16 empty] | 3.1942e-10 | 3.3096e-07 | 1.7995e-07 | 1.2751e-07 | 4.2001e-10 | 1.1032e-10 | NO | NHDPlus
2023 | THE STIRLING CLUB | 110020039402 | NV0023256 | LAS VEGAS | CLARK | NV |  | 36.1375 | -115.1548 |  | 7011 | Hotels and Motels | 721199 | All Other Traveler Accommodation | NAICS/SIC Not Provided | NAICS/SIC Not Provided | Waste handling, treatment, and disposal - Remediation or Monitoring | 1 | 0.0019505 | NV0023256 | City of Las Vegas-Las Vegas Wash | 1.5E+11 | Uncertain, possibly a remediation site |  |  |  | 2023 | 1.5E+13 | LAS VEGAS WASH VIA STORM DRAIN | 0.129 | 0.129 | 0.0056917 | NPDES | 0.129 | 0.19959 | 22069994 | Flamingo Wash | 3 | 2.141 | 13.016 | 10.823 | 5.581 | 1.049 | 0.864 | 0 | 0.726 | 1.979 | 1.466 | 1.261 | 3.142 | 18.234 | QE_06 | 0.726 | 1.7751 | 0.96511 | 5.2347 | 2.5051 | 0.488 | 1.7751 | 30Q5 Flow | 2.5051 | HM Flow | 0.96511 | 7Q10 Flow |  | 365 | 5.3439e-06 | 0.005537 | 0.0030105 | 0.0021332 | 3 | 4 | 0 | 0 | 39 | 1 | 0 | 0 | 0.788 | 32 | 0 | 0 | 7.0267e-06 | 1.8457e-06 | DMR | [16 empty] | 9.2881e-05 | 0.096239 | 0.052326 | 0.037077 | 0.00012213 | 3.208e-05 | NO | NHDPlus
2019 | LAS VEGAS ACADEMY | 110017237373 | NV0023485 | LAS VEGAS | CLARK | NV |  | 36.1648 | -115.1407 |  | 8211 | Elementary and Secondary Schools | 611110 | Elementary and Secondary Schools | IS47 | Services | Waste handling, treatment, and disposal - Remediation or Monitoring | 1 | 0.00051807 | NV0023485 | City of Las Vegas-Las Vegas Wash | 1.5E+11 | Sic/Naics does not indicate usage of chemicals |  |  |  | 2023 | 1.5E+13 | LAS VEGAS WASH | 0.1 | 0.1 | 0.11106 | NPDES | 0.1 | 0.15472 | [22 empty] | 0.37854 | 0.37854 | Flow Lookup Failed | 0.37854 | Flow Lookup Failed | 0.37854 | Flow Lookup Failed | PlantFlowUsed | 365 | 1.4194e-06 | 0.0037496 | 0.0037496 | 0.0037496 | 3 | 4 | 0 | 0 | 39 | 1 | 0 | 0 | 0.788 | 32 | 0 | 0 | 4.7584e-06 | 1.2499e-06 | DMR | [16 empty] | 2.467e-05 | 0.065172 | 0.065172 | 0.065172 | 8.2705e-05 | 2.1724e-05 | NO | PlantFlow
2020 | LAS VEGAS ACADEMY | 110017237373 | NV0023485 | LAS VEGAS | CLARK | NV |  | 36.1648 | -115.1407 |  | 8211 | Elementary and Secondary Schools | 611110 | Elementary and Secondary Schools | IS47 | Services | Waste handling, treatment, and disposal - Remediation or Monitoring | 1 | 0.0033502 | NV0023485 | City of Las Vegas-Las Vegas Wash | 1.5E+11 | Sic/Naics does not indicate usage of chemicals |  |  |  | 2023 | 1.5E+13 | LAS VEGAS WASH | 0.1 | 0.1 | 0.11106 | NPDES | 0.1 | 0.15472 | [22 empty] | 0.37854 | 0.37854 | Flow Lookup Failed | 0.37854 | Flow Lookup Failed | 0.37854 | Flow Lookup Failed | PlantFlowUsed | 365 | 9.1786e-06 | 0.024247 | 0.024247 | 0.024247 | 3 | 4 | 0 | 0 | 39 | 1 | 0 | 0 | 0.788 | 32 | 0 | 0 | 3.0771e-05 | 8.0825e-06 | DMR | [16 empty] | 0.00015953 | 0.42144 | 0.42144 | 0.42144 | 0.00053483 | 0.00014048 | NO | PlantFlow
2020 | HUGHES CENTER | 110037274133 | NV0023604 | LAS VEGAS | CLARK | NV |  | 36.1191 | -115.1573 |  | 6512 | Nonresidential Building Operators | 711310 | Promoters of Performing Arts, Sports, and Similar Events with Facilities | NAICS/SIC Not Provided | NAICS/SIC Not Provided | Waste handling, treatment, and disposal - Remediation or Monitoring | 1 | 0.0023037 | NV0023604 | Tropicana Wash | 1.5E+11 | Sic/Naics does not indicate usage of chemicals |  |  |  | 2023 | 1.5E+13 |  | 0.049 | 0.049 | 7.3417e-05 | NPDES | 0.049 | 0.075814 | 22069994 | Flamingo Wash | 3 | 2.141 | 13.016 | 10.823 | 5.581 | 1.049 | 0.864 | 0 | 0.726 | 1.979 | 1.466 | 1.261 | 3.142 | 18.234 | QE_06 | 0.726 | 1.7751 | 0.96511 | 5.2347 | 2.5051 | 0.18536 | 1.7751 | 30Q5 Flow | 2.5051 | HM Flow | 0.96511 | 7Q10 Flow |  | 365 | 6.3115e-06 | 0.0065396 | 0.0035556 | 0.0025195 | 3 | 4 | 0 | 0 | 39 | 1 | 0 | 0 | 0.788 | 32 | 0 | 0 | 8.299e-06 | 2.1799e-06 | DMR | [16 empty] | 0.0001097 | 0.11366 | 0.061801 | 0.043791 | 0.00014424 | 3.7888e-05 | NO | NHDPlus
2021 | HUGHES CENTER | 110037274133 | NV0023604 | LAS VEGAS | CLARK | NV |  | 36.1191 | -115.1573 |  | 6512 | Nonresidential Building Operators | 711310 | Promoters of Performing Arts, Sports, and Similar Events with Facilities | NAICS/SIC Not Provided | NAICS/SIC Not Provided | Waste handling, treatment, and disposal - Remediation or Monitoring | 1 | 0.00064103 | NV0023604 | Tropicana Wash | 1.5E+11 | Sic/Naics does not indicate usage of chemicals |  |  |  | 2023 | 1.5E+13 |  | 0.049 | 0.049 | 7.3417e-05 | NPDES | 0.049 | 0.075814 | 22069994 | Flamingo Wash | 3 | 2.141 | 13.016 | 10.823 | 5.581 | 1.049 | 0.864 | 0 | 0.726 | 1.979 | 1.466 | 1.261 | 3.142 | 18.234 | QE_06 | 0.726 | 1.7751 | 0.96511 | 5.2347 | 2.5051 | 0.18536 | 1.7751 | 30Q5 Flow | 2.5051 | HM Flow | 0.96511 | 7Q10 Flow |  | 365 | 1.7562e-06 | 0.0018197 | 0.0009894 | 0.00070107 | 3 | 4 | 0 | 0 | 39 | 1 | 0 | 0 | 0.788 | 32 | 0 | 0 | 2.3093e-06 | 6.0657e-07 | DMR | [16 empty] | 3.0525e-05 | 0.031629 | 0.017197 | 0.012185 | 4.0138e-05 | 1.0543e-05 | NO | NHDPlus
2022 | HUGHES CENTER | 110037274133 | NV0023604 | LAS VEGAS | CLARK | NV |  | 36.1191 | -115.1573 |  | 6512 | Nonresidential Building Operators | 711310 | Promoters of Performing Arts, Sports, and Similar Events with Facilities | NAICS/SIC Not Provided | NAICS/SIC Not Provided | Waste handling, treatment, and disposal - Remediation or Monitoring | 1 | 1.3815e-06 | NV0023604 | Tropicana Wash | 1.5E+11 | Sic/Naics does not indicate usage of chemicals |  |  |  | 2023 | 1.5E+13 |  | 0.049 | 0.049 | 7.3417e-05 | NPDES | 0.049 | 0.075814 | 22069994 | Flamingo Wash | 3 | 2.141 | 13.016 | 10.823 | 5.581 | 1.049 | 0.864 | 0 | 0.726 | 1.979 | 1.466 | 1.261 | 3.142 | 18.234 | QE_06 | 0.726 | 1.7751 | 0.96511 | 5.2347 | 2.5051 | 0.18536 | 1.7751 | 30Q5 Flow | 2.5051 | HM Flow | 0.96511 | 7Q10 Flow |  | 365 | 3.785e-09 | 3.9218e-06 | 2.1323e-06 | 1.5109e-06 | 3 | 4 | 0 | 0 | 39 | 1 | 0 | 0 | 0.788 | 32 | 0 | 0 | 4.9769e-09 | 1.3073e-09 | DMR | [16 empty] | 6.5787e-08 | 6.8165e-05 | 3.7062e-05 | 2.6262e-05 | 8.6504e-08 | 2.2722e-08 | NO | NHDPlus
2023 | HUGHES CENTER | 110037274133 | NV0023604 | LAS VEGAS | CLARK | NV |  | 36.1191 | -115.1573 |  | 6512 | Nonresidential Building Operators | 711310 | Promoters of Performing Arts, Sports, and Similar Events with Facilities | NAICS/SIC Not Provided | NAICS/SIC Not Provided | Waste handling, treatment, and disposal - Remediation or Monitoring | 1 | 2.0723e-06 | NV0023604 | Tropicana Wash | 1.5E+11 | Sic/Naics does not indicate usage of chemicals |  |  |  | 2023 | 1.5E+13 |  | 0.049 | 0.049 | 7.3417e-05 | NPDES | 0.049 | 0.075814 | 22069994 | Flamingo Wash | 3 | 2.141 | 13.016 | 10.823 | 5.581 | 1.049 | 0.864 | 0 | 0.726 | 1.979 | 1.466 | 1.261 | 3.142 | 18.234 | QE_06 | 0.726 | 1.7751 | 0.96511 | 5.2347 | 2.5051 | 0.18536 | 1.7751 | 30Q5 Flow | 2.5051 | HM Flow | 0.96511 | 7Q10 Flow |  | 365 | 5.6775e-09 | 5.8827e-06 | 3.1985e-06 | 2.2664e-06 | 3 | 4 | 0 | 0 | 39 | 1 | 0 | 0 | 0.788 | 32 | 0 | 0 | 7.4654e-09 | 1.9609e-09 | DMR | [16 empty] | 9.868e-08 | 0.00010225 | 5.5593e-05 | 3.9392e-05 | 1.2976e-07 | 3.4082e-08 | NO | NHDPlus
2019 | RESORTS WORLD LAS VEGAS | 110041253256 | NV0023621 | LAS VEGAS | CLARK | NV |  | 36.1326 | -115.1648 |  | 7011 | Hotels and Motels | 721199 | All Other Traveler Accommodation | NAICS/SIC Not Provided | NAICS/SIC Not Provided | Waste handling, treatment, and disposal - Remediation or Monitoring | 1 | 0.078747 | NV0023621 | City of Las Vegas-Las Vegas Wash | 1.5E+11 | Uncertain, possibly a remediation site |  |  |  | 2023 | 1.5E+13 | FLAMINGO WASH VIA STORM DRAIN | 0.66 | 0.43 | 0.15092 | NPDES | 0.43 | 0.66531 | 22069994 | Flamingo Wash | 3 | 2.141 | 13.016 | 10.823 | 5.581 | 1.049 | 0.864 | 0 | 0.726 | 1.979 | 1.466 | 1.261 | 3.142 | 18.234 | QE_06 | 0.726 | 1.7751 | 0.96511 | 5.2347 | 2.5051 | 1.6267 | 1.7751 | 30Q5 Flow | 2.5051 | HM Flow | 1.6267 | Plant Flow |  | 365 | 0.00021574 | 0.13263 | 0.12154 | 0.086123 | 3 | 4 | 0 | 0 | 39 | 1 | 0 | 0 | 0.788 | 32 | 0 | 0 | 0.00016831 | 4.421e-05 | DMR | [16 empty] | 0.0037499 | 2.3052 | 2.1125 | 1.4969 | 0.0029254 | 0.00076841 | NO | NHDPlus
2020 | RESORTS WORLD LAS VEGAS | 110041253256 | NV0023621 | LAS VEGAS | CLARK | NV |  | 36.1326 | -115.1648 |  | 7011 | Hotels and Motels | 721199 | All Other Traveler Accommodation | NAICS/SIC Not Provided | NAICS/SIC Not Provided | Waste handling, treatment, and disposal - Remediation or Monitoring | 1 | 0.12226 | NV0023621 | City of Las Vegas-Las Vegas Wash | 1.5E+11 | Uncertain, possibly a remediation site |  |  |  | 2023 | 1.5E+13 | FLAMINGO WASH VIA STORM DRAIN | 0.66 | 0.43 | 0.15092 | NPDES | 0.43 | 0.66531 | 22069994 | Flamingo Wash | 3 | 2.141 | 13.016 | 10.823 | 5.581 | 1.049 | 0.864 | 0 | 0.726 | 1.979 | 1.466 | 1.261 | 3.142 | 18.234 | QE_06 | 0.726 | 1.7751 | 0.96511 | 5.2347 | 2.5051 | 1.6267 | 1.7751 | 30Q5 Flow | 2.5051 | HM Flow | 1.6267 | Plant Flow |  | 365 | 0.00033497 | 0.20593 | 0.18871 | 0.13372 | 3 | 4 | 0 | 0 | 39 | 1 | 0 | 0 | 0.788 | 32 | 0 | 0 | 0.00026133 | 6.8642e-05 | DMR | [16 empty] | 0.0058221 | 3.5792 | 3.28 | 2.3241 | 0.0045421 | 0.0011931 | NO | NHDPlus
2021 | RESORTS WORLD LAS VEGAS | 110041253256 | NV0023621 | LAS VEGAS | CLARK | NV |  | 36.1326 | -115.1648 |  | 7011 | Hotels and Motels | 721199 | All Other Traveler Accommodation | NAICS/SIC Not Provided | NAICS/SIC Not Provided | Waste handling, treatment, and disposal - Remediation or Monitoring | 1 | 0.10361 | NV0023621 | City of Las Vegas-Las Vegas Wash | 1.5E+11 | Uncertain, possibly a remediation site |  |  |  | 2023 | 1.5E+13 | FLAMINGO WASH VIA STORM DRAIN | 0.66 | 0.43 | 0.15092 | NPDES | 0.43 | 0.66531 | 22069994 | Flamingo Wash | 3 | 2.141 | 13.016 | 10.823 | 5.581 | 1.049 | 0.864 | 0 | 0.726 | 1.979 | 1.466 | 1.261 | 3.142 | 18.234 | QE_06 | 0.726 | 1.7751 | 0.96511 | 5.2347 | 2.5051 | 1.6267 | 1.7751 | 30Q5 Flow | 2.5051 | HM Flow | 1.6267 | Plant Flow |  | 365 | 0.00028388 | 0.17451 | 0.15992 | 0.11332 | 3 | 4 | 0 | 0 | 39 | 1 | 0 | 0 | 0.788 | 32 | 0 | 0 | 0.00022146 | 5.8171e-05 | DMR | [16 empty] | 0.004934 | 3.0332 | 2.7796 | 1.9696 | 0.0038492 | 0.0010111 | NO | NHDPlus
2022 | RESORTS WORLD LAS VEGAS | 110041253256 | NV0023621 | LAS VEGAS | CLARK | NV |  | 36.1326 | -115.1648 |  | 7011 | Hotels and Motels | 721199 | All Other Traveler Accommodation | NAICS/SIC Not Provided | NAICS/SIC Not Provided | Waste handling, treatment, and disposal - Remediation or Monitoring | 1 | 0.096707 | NV0023621 | City of Las Vegas-Las Vegas Wash | 1.5E+11 | Uncertain, possibly a remediation site |  |  |  | 2023 | 1.5E+13 | FLAMINGO WASH VIA STORM DRAIN | 0.66 | 0.43 | 0.15092 | NPDES | 0.43 | 0.66531 | 22069994 | Flamingo Wash | 3 | 2.141 | 13.016 | 10.823 | 5.581 | 1.049 | 0.864 | 0 | 0.726 | 1.979 | 1.466 | 1.261 | 3.142 | 18.234 | QE_06 | 0.726 | 1.7751 | 0.96511 | 5.2347 | 2.5051 | 1.6267 | 1.7751 | 30Q5 Flow | 2.5051 | HM Flow | 1.6267 | Plant Flow |  | 365 | 0.00026495 | 0.16288 | 0.14926 | 0.10577 | 3 | 4 | 0 | 0 | 39 | 1 | 0 | 0 | 0.788 | 32 | 0 | 0 | 0.0002067 | 5.4293e-05 | DMR | [16 empty] | 0.0046051 | 2.831 | 2.5943 | 1.8383 | 0.0035926 | 0.00094366 | NO | NHDPlus
2023 | RESORTS WORLD LAS VEGAS | 110041253256 | NV0023621 | LAS VEGAS | CLARK | NV |  | 36.1326 | -115.1648 |  | 7011 | Hotels and Motels | 721199 | All Other Traveler Accommodation | NAICS/SIC Not Provided | NAICS/SIC Not Provided | Waste handling, treatment, and disposal - Remediation or Monitoring | 1 | 0.1271 | NV0023621 | City of Las Vegas-Las Vegas Wash | 1.5E+11 | Uncertain, possibly a remediation site |  |  |  | 2023 | 1.5E+13 | FLAMINGO WASH VIA STORM DRAIN | 0.66 | 0.43 | 0.15092 | NPDES | 0.43 | 0.66531 | 22069994 | Flamingo Wash | 3 | 2.141 | 13.016 | 10.823 | 5.581 | 1.049 | 0.864 | 0 | 0.726 | 1.979 | 1.466 | 1.261 | 3.142 | 18.234 | QE_06 | 0.726 | 1.7751 | 0.96511 | 5.2347 | 2.5051 | 1.6267 | 1.7751 | 30Q5 Flow | 2.5051 | HM Flow | 1.6267 | Plant Flow |  | 365 | 0.00034822 | 0.21407 | 0.19617 | 0.13901 | 3 | 4 | 0 | 0 | 39 | 1 | 0 | 0 | 0.788 | 32 | 0 | 0 | 0.00027166 | 7.1356e-05 | DMR | [16 empty] | 0.0060524 | 3.7207 | 3.4097 | 2.416 | 0.0047217 | 0.0012402 | NO | NHDPlus
2019 | TERRIBLE HERBST # 225 | 110041903223 | NV0023809 | LAS VEGAS | CLARK | NV |  | 36.0741 | -115.1727 |  | 5541 | Gasoline Service Stations | 447190 | Other Gasoline Stations | NAICS/SIC Not Provided | NAICS/SIC Not Provided | Waste handling, treatment, and disposal - Remediation or Monitoring | 1 | 0.0023918 | NV0023809 | Tropicana Wash | 1.5E+11 | Uncertain, possibly a remediation site |  |  |  | 2023 | 1.5E+13 | LAS VEGAS WASH VIA THE CLARK COUNTY STORM DRAIN SY | 0.0288 | 0.0288 | 0 | NPDES | 0.0288 | 0.04456 | 22070156 |  | 4 | 0.087 | 3.433 | 1.04 | 0.233 | 0 | 0 | 0 | 0.026 | 0.101 | 0.059 | 0 | 0.235 | 6.008 | QE_04 | 0.026 | 0.06357 | 0.030741 | 0.21271 | 0.082142 | 0.10895 | 0.10895 | Plant Flow | 0.10895 | Plant Flow | 0.10895 | Plant Flow |  | 365 | 6.5528e-06 | 0.060145 | 0.060145 | 0.060145 | 3 | 4 | 0 | 0 | 39 | 1 | 0 | 0 | 0.788 | 32 | 0 | 0 | 7.6327e-05 | 2.0048e-05 | DMR | [16 empty] | 0.00011389 | 1.0454 | 1.0454 | 1.0454 | 0.0013266 | 0.00034846 | NO | PlantFlow
2020 | TERRIBLE HERBST # 225 | 110041903223 | NV0023809 | LAS VEGAS | CLARK | NV |  | 36.0741 | -115.1727 |  | 5541 | Gasoline Service Stations | 447190 | Other Gasoline Stations | NAICS/SIC Not Provided | NAICS/SIC Not Provided | Waste handling, treatment, and disposal - Remediation or Monitoring | 1 | 0.0018133 | NV0023809 | Tropicana Wash | 1.5E+11 | Uncertain, possibly a remediation site |  |  |  | 2023 | 1.5E+13 | LAS VEGAS WASH VIA THE CLARK COUNTY STORM DRAIN SY | 0.0288 | 0.0288 | 0 | NPDES | 0.0288 | 0.04456 | 22070156 |  | 4 | 0.087 | 3.433 | 1.04 | 0.233 | 0 | 0 | 0 | 0.026 | 0.101 | 0.059 | 0 | 0.235 | 6.008 | QE_04 | 0.026 | 0.06357 | 0.030741 | 0.21271 | 0.082142 | 0.10895 | 0.10895 | Plant Flow | 0.10895 | Plant Flow | 0.10895 | Plant Flow |  | 365 | 4.9678e-06 | 0.045598 | 0.045598 | 0.045598 | 3 | 4 | 0 | 0 | 39 | 1 | 0 | 0 | 0.788 | 32 | 0 | 0 | 5.7865e-05 | 1.5199e-05 | DMR | [16 empty] | 8.6345e-05 | 0.79253 | 0.79253 | 0.79253 | 0.0010057 | 0.00026418 | NO | PlantFlow
2020 | VILLAGE SHOP #4/SINCLAIR STATION | 110064418553 | NV0024220 | LAS VEGAS | CLARK COUNTY | NV |  | 36.2 | -115.1966 |  | 5541 | Gasoline Service Stations | 447190 | Other Gasoline Stations | NAICS/SIC Not Provided | NAICS/SIC Not Provided | Waste handling, treatment, and disposal - Remediation or Monitoring | 1 | 0.007253 | NV0024220 | City of Las Vegas-Las Vegas Wash | 1.5E+11 | Uncertain, possibly a remediation site |  |  |  | 2023 | 1.5E+13 | LAS VEGAS WASH | 0.0288 | 0.0288 | 0 | NPDES | 0.0288 | 0.04456 | [22 empty] | 0.10902 | 0.10902 | Flow Lookup Failed | 0.10902 | Flow Lookup Failed | 0.10902 | Flow Lookup Failed | PlantFlowUsed | 365 | 1.9871e-05 | 0.18227 | 0.18227 | 0.18227 | 3 | 4 | 0 | 0 | 39 | 1 | 0 | 0 | 0.788 | 32 | 0 | 0 | 0.00023131 | 6.0757e-05 | DMR | [16 empty] | 0.00034538 | 3.1681 | 3.1681 | 3.1681 | 0.0040204 | 0.001056 | NO | PlantFlow
2021 | VILLAGE SHOP #4/SINCLAIR STATION | 110064418553 | NV0024220 | LAS VEGAS | CLARK COUNTY | NV |  | 36.2 | -115.1966 |  | 5541 | Gasoline Service Stations | 447190 | Other Gasoline Stations | NAICS/SIC Not Provided | NAICS/SIC Not Provided | Waste handling, treatment, and disposal - Remediation or Monitoring | 1 | 0.0049735 | NV0024220 | City of Las Vegas-Las Vegas Wash | 1.5E+11 | Uncertain, possibly a remediation site |  |  |  | 2023 | 1.5E+13 | LAS VEGAS WASH | 0.0288 | 0.0288 | 0 | NPDES | 0.0288 | 0.04456 | [22 empty] | 0.10902 | 0.10902 | Flow Lookup Failed | 0.10902 | Flow Lookup Failed | 0.10902 | Flow Lookup Failed | PlantFlowUsed | 365 | 1.3626e-05 | 0.12499 | 0.12499 | 0.12499 | 3 | 4 | 0 | 0 | 39 | 1 | 0 | 0 | 0.788 | 32 | 0 | 0 | 0.00015861 | 4.1662e-05 | DMR | [16 empty] | 0.00023683 | 2.1724 | 2.1724 | 2.1724 | 0.0027568 | 0.00072413 | NO | PlantFlow
2021 | ALLEGIANT STADIUM | 110070948151 | NV0024239 | LAS VEGAS | CLARK COUNTY | NV |  | 36.0909 | -115.1833 |  | 7941 | Sports Clubs, Managers, and Promoters | 711410 | Agents and Managers for Artists, Athletes, Entertainers, and Other Public Figures | NAICS/SIC Not Provided | NAICS/SIC Not Provided | Waste handling, treatment, and disposal - Remediation or Monitoring | 1 | 0.040707 | NV0024239 | Tropicana Wash | 1.5E+11 | Uncertain, possibly a remediation site | [36 empty] | Permit Lookup Failed |  |  |  | Permit Lookup Failed | EffluentConc | 365 | 0.00011153 | 5 | 5 | 5 | 3 | 4 | 0 | 0 | 39 | 1 | 0 | 0 | 0.788 | 32 | 0 | 0 | 0.0063452 | 0.0016667 | DMR | [16 empty] | 0.0019384 | 5 |  |  | 0.0063452 | 0.0016667 | NO | Effluent
2022 | ALLEGIANT STADIUM | 110070948151 | NV0024239 | LAS VEGAS | CLARK COUNTY | NV |  | 36.0909 | -115.1833 |  | 7941 | Sports Clubs, Managers, and Promoters | 711410 | Agents and Managers for Artists, Athletes, Entertainers, and Other Public Figures | NAICS/SIC Not Provided | NAICS/SIC Not Provided | Waste handling, treatment, and disposal - Remediation or Monitoring | 1 | 0.040109 | NV0024239 | Tropicana Wash | 1.5E+11 | Uncertain, possibly a remediation site | [36 empty] | Permit Lookup Failed |  |  |  | Permit Lookup Failed | EffluentConc | 365 | 0.00010989 | 5 | 5 | 5 | 3 | 4 | 0 | 0 | 39 | 1 | 0 | 0 | 0.788 | 32 | 0 | 0 | 0.0063452 | 0.0016667 | DMR | [16 empty] | 0.00191 | 5 |  |  | 0.0063452 | 0.0016667 | NO | Effluent
2023 | ALLEGIANT STADIUM | 110070948151 | NV0024239 | LAS VEGAS | CLARK COUNTY | NV |  | 36.0909 | -115.1833 |  | 7941 | Sports Clubs, Managers, and Promoters | 711410 | Agents and Managers for Artists, Athletes, Entertainers, and Other Public Figures | NAICS/SIC Not Provided | NAICS/SIC Not Provided | Waste handling, treatment, and disposal - Remediation or Monitoring | 1 | 0.062714 | NV0024239 | Tropicana Wash | 1.5E+11 | Uncertain, possibly a remediation site | [36 empty] | Permit Lookup Failed |  |  |  | Permit Lookup Failed | EffluentConc | 365 | 0.00017182 | 5 | 5 | 5 | 3 | 4 | 0 | 0 | 39 | 1 | 0 | 0 | 0.788 | 32 | 0 | 0 | 0.0063452 | 0.0016667 | DMR | [16 empty] | 0.0029864 | 5 |  |  | 0.0063452 | 0.0016667 | NO | Effluent
2021 | CARRIER CORPORATION | 110011779147 | NY0001163 | SYRACUSE | ONONDAGA | NY |  | 43.0759 | -76.0891 |  | 3585 | Refrigeration and Heating Equipment | 336390 | Other Motor Vehicle Parts Manufacturing | IS43 | Transportation Equipment Manufacturing | Waste handling, treatment, and disposal - Remediation or Monitoring | 1 | 0.74354 | NY0001163 | Ley Creek Branches | 041402011508 | Probably has parts in need of Degreasing/Cleaning but unknown if t-DCE is used | NY0001163 |  |  | 2023 | 04140200000000 | SANDERS CK |  | 0.333 | 0.19333 | NPDES | 0.333 | 0.51523 | 21974385 | South Branch Ley Creek | 1 | 17.304 | 20.481 | 24.67 | 138.737 | 56.363 | 18.299 | 12.752 | 7.832 | 6.294 | 7.81 | 18.372 | 26.399 | 22.858 | QE_08 | 6.294 | 15.3888 | 9.0279 | 42.3081 | 23.1249 | 1.2597 | 15.3888 | 30Q5 Flow | 23.1249 | HM Flow | 9.0279 | 7Q10 Flow |  | 365 | 0.0020371 | 0.22565 | 0.13238 | 0.088092 | 3 | 4 | 0 | 0 | 39 | 1 | 0 | 0 | 0.788 | 32 | 0 | 0 | 0.00028635 | 7.5215e-05 | DMR | [16 empty] | 0.035407 | 3.9219 | 2.3008 | 1.5311 | 0.0049771 | 0.0013073 | NO | NHDPlus
2022 | CARRIER CORPORATION | 110011779147 | NY0001163 | SYRACUSE | ONONDAGA | NY |  | 43.0759 | -76.0891 |  | 3585 | Refrigeration and Heating Equipment | 336390 | Other Motor Vehicle Parts Manufacturing | IS43 | Transportation Equipment Manufacturing | Waste handling, treatment, and disposal - Remediation or Monitoring | 1 | 0.61811 | NY0001163 | Ley Creek Branches | 041402011508 | Probably has parts in need of Degreasing/Cleaning but unknown if t-DCE is used | NY0001163 |  |  | 2023 | 04140200000000 | SANDERS CK |  | 0.333 | 0.19333 | NPDES | 0.333 | 0.51523 | 21974385 | South Branch Ley Creek | 1 | 17.304 | 20.481 | 24.67 | 138.737 | 56.363 | 18.299 | 12.752 | 7.832 | 6.294 | 7.81 | 18.372 | 26.399 | 22.858 | QE_08 | 6.294 | 15.3888 | 9.0279 | 42.3081 | 23.1249 | 1.2597 | 15.3888 | 30Q5 Flow | 23.1249 | HM Flow | 9.0279 | 7Q10 Flow |  | 365 | 0.0016934 | 0.18758 | 0.11004 | 0.073231 | 3 | 4 | 0 | 0 | 39 | 1 | 0 | 0 | 0.788 | 32 | 0 | 0 | 0.00023805 | 6.2527e-05 | DMR | [16 empty] | 0.029434 | 3.2603 | 1.9127 | 1.2728 | 0.0041375 | 0.0010868 | NO | NHDPlus
2023 | CARRIER CORPORATION | 110011779147 | NY0001163 | SYRACUSE | ONONDAGA | NY |  | 43.0759 | -76.0891 |  | 3585 | Refrigeration and Heating Equipment | 336390 | Other Motor Vehicle Parts Manufacturing | IS43 | Transportation Equipment Manufacturing | Waste handling, treatment, and disposal - Remediation or Monitoring | 1 | 0.74757 | NY0001163 | Ley Creek Branches | 041402011508 | Probably has parts in need of Degreasing/Cleaning but unknown if t-DCE is used | NY0001163 |  |  | 2023 | 04140200000000 | SANDERS CK |  | 0.333 | 0.19333 | NPDES | 0.333 | 0.51523 | 21974385 | South Branch Ley Creek | 1 | 17.304 | 20.481 | 24.67 | 138.737 | 56.363 | 18.299 | 12.752 | 7.832 | 6.294 | 7.81 | 18.372 | 26.399 | 22.858 | QE_08 | 6.294 | 15.3888 | 9.0279 | 42.3081 | 23.1249 | 1.2597 | 15.3888 | 30Q5 Flow | 23.1249 | HM Flow | 9.0279 | 7Q10 Flow |  | 365 | 0.0020481 | 0.22687 | 0.13309 | 0.088568 | 3 | 4 | 0 | 0 | 39 | 1 | 0 | 0 | 0.788 | 32 | 0 | 0 | 0.0002879 | 7.5622e-05 | DMR | [16 empty] | 0.035598 | 3.9432 | 2.3133 | 1.5394 | 0.005004 | 0.0013144 | NO | NHDPlus
2019 | HOOKER CHEM & PLASTICS | 110000734661 | NY0001198 | NORTH TONAWANDA | NIAGARA | NY |  | 43.048 | -78.8592 |  | 9511 | Air, Water, and Solid Waste Management | 924110 | Administration of Air and Water Resource and Solid Waste Management Programs | IS47 | Services | Waste handling, treatment, and disposal - Remediation or Monitoring | 1 | 0.015853 | NY0001198 | City of North Tonawanda-Niagara River | 041201040604 | NAICS/SIC indicates Disposal or Remediation |  |  |  | 2023 | 04120100000000 | NIAGARA R |  | 0.597 | 0.11184 | NPDES | 0.597 | 0.9237 | [22 empty] | 2.2599 | 2.2599 | Flow Lookup Failed | 2.2599 | Flow Lookup Failed | 2.2599 | Flow Lookup Failed | PlantFlowUsed | 365 | 4.3433e-05 | 0.019219 | 0.019219 | 0.019219 | 3 | 4 | 0 | 0 | 39 | 1 | 0 | 0 | 0.788 | 32 | 0 | 0 | 2.439e-05 | 6.4064e-06 | DMR | [16 empty] | 0.00075491 | 0.33405 | 0.33405 | 0.33405 | 0.00042392 | 0.00011135 | NO | PlantFlow
2020 | HOOKER CHEM & PLASTICS | 110000734661 | NY0001198 | NORTH TONAWANDA | NIAGARA | NY |  | 43.048 | -78.8592 |  | 9511 | Air, Water, and Solid Waste Management | 924110 | Administration of Air and Water Resource and Solid Waste Management Programs | IS47 | Services | Waste handling, treatment, and disposal - Remediation or Monitoring | 1 | 0.0075227 | NY0001198 | City of North Tonawanda-Niagara River | 041201040604 | NAICS/SIC indicates Disposal or Remediation |  |  |  | 2023 | 04120100000000 | NIAGARA R |  | 0.597 | 0.11184 | NPDES | 0.597 | 0.9237 | [22 empty] | 2.2599 | 2.2599 | Flow Lookup Failed | 2.2599 | Flow Lookup Failed | 2.2599 | Flow Lookup Failed | PlantFlowUsed | 365 | 2.061e-05 | 0.00912 | 0.00912 | 0.00912 | 3 | 4 | 0 | 0 | 39 | 1 | 0 | 0 | 0.788 | 32 | 0 | 0 | 1.1574e-05 | 3.04e-06 | DMR | [16 empty] | 0.00035822 | 0.15851 | 0.15851 | 0.15851 | 0.00020116 | 5.2838e-05 | NO | PlantFlow
2021 | HOOKER CHEM & PLASTICS | 110000734661 | NY0001198 | NORTH TONAWANDA | NIAGARA | NY |  | 43.048 | -78.8592 |  | 9511 | Air, Water, and Solid Waste Management | 924110 | Administration of Air and Water Resource and Solid Waste Management Programs | IS47 | Services | Waste handling, treatment, and disposal - Remediation or Monitoring | 1 | 0.0097633 | NY0001198 | City of North Tonawanda-Niagara River | 041201040604 | NAICS/SIC indicates Disposal or Remediation |  |  |  | 2023 | 04120100000000 | NIAGARA R |  | 0.597 | 0.11184 | NPDES | 0.597 | 0.9237 | [22 empty] | 2.2599 | 2.2599 | Flow Lookup Failed | 2.2599 | Flow Lookup Failed | 2.2599 | Flow Lookup Failed | PlantFlowUsed | 365 | 2.6749e-05 | 0.011836 | 0.011836 | 0.011836 | 3 | 4 | 0 | 0 | 39 | 1 | 0 | 0 | 0.788 | 32 | 0 | 0 | 1.5021e-05 | 3.9454e-06 | DMR | [16 empty] | 0.00046492 | 0.20573 | 0.20573 | 0.20573 | 0.00026107 | 6.8575e-05 | NO | PlantFlow
2022 | HOOKER CHEM & PLASTICS | 110000734661 | NY0001198 | NORTH TONAWANDA | NIAGARA | NY |  | 43.048 | -78.8592 |  | 9511 | Air, Water, and Solid Waste Management | 924110 | Administration of Air and Water Resource and Solid Waste Management Programs | IS47 | Services | Waste handling, treatment, and disposal - Remediation or Monitoring | 1 | 0.015323 | NY0001198 | City of North Tonawanda-Niagara River | 041201040604 | NAICS/SIC indicates Disposal or Remediation |  |  |  | 2023 | 04120100000000 | NIAGARA R |  | 0.597 | 0.11184 | NPDES | 0.597 | 0.9237 | [22 empty] | 2.2599 | 2.2599 | Flow Lookup Failed | 2.2599 | Flow Lookup Failed | 2.2599 | Flow Lookup Failed | PlantFlowUsed | 365 | 4.1982e-05 | 0.018577 | 0.018577 | 0.018577 | 3 | 4 | 0 | 0 | 39 | 1 | 0 | 0 | 0.788 | 32 | 0 | 0 | 2.3575e-05 | 6.1923e-06 | DMR | [16 empty] | 0.00072968 | 0.32288 | 0.32288 | 0.32288 | 0.00040975 | 0.00010763 | NO | PlantFlow
2023 | HOOKER CHEM & PLASTICS | 110000734661 | NY0001198 | NORTH TONAWANDA | NIAGARA | NY |  | 43.048 | -78.8592 |  | 9511 | Air, Water, and Solid Waste Management | 924110 | Administration of Air and Water Resource and Solid Waste Management Programs | IS47 | Services | Waste handling, treatment, and disposal - Remediation or Monitoring | 1 | 0.04225 | NY0001198 | City of North Tonawanda-Niagara River | 041201040604 | NAICS/SIC indicates Disposal or Remediation |  |  |  | 2023 | 04120100000000 | NIAGARA R |  | 0.597 | 0.11184 | NPDES | 0.597 | 0.9237 | [22 empty] | 2.2599 | 2.2599 | Flow Lookup Failed | 2.2599 | Flow Lookup Failed | 2.2599 | Flow Lookup Failed | PlantFlowUsed | 365 | 0.00011575 | 0.051221 | 0.051221 | 0.051221 | 3 | 4 | 0 | 0 | 39 | 1 | 0 | 0 | 0.788 | 32 | 0 | 0 | 6.5001e-05 | 1.7074e-05 | DMR | [16 empty] | 0.0020119 | 0.89027 | 0.89027 | 0.89027 | 0.0011298 | 0.00029676 | NO | PlantFlow
2019 | ELM HOLDINGS INC | 110000737365 | NY0001988 | SANBORN | NIAGARA | NY |  | 43.1298 | -78.9397 |  | 9511 | Air, Water, and Solid Waste Management | 924110 | Administration of Air and Water Resource and Solid Waste Management Programs | IS47 | Services | Waste handling, treatment, and disposal - Remediation or Monitoring | 1 | 0.014577 | NY0001988 | Cayuga Creek | 041201040603 | NAICS/SIC indicates Disposal or Remediation |  |  |  | 2023 | 04120100000000 | CAYUGA CK |  | 0.18 | 0.035748 | NPDES | 0.18 | 0.2785 | 15567119 |  | 1 | 0.729 | 1.002 | 1.385 | 20.547 | 2.829 | 0.891 | 0.647 | 0.32 | 0.321 | 0.449 | 0.667 | 0.703 | 1.106 | QE_07 | 0.32 | 0.7824 | 0.4133 | 1.7824 | 0.94233 | 0.68093 | 0.7824 | 30Q5 Flow | 0.94233 | HM Flow | 0.68093 | Plant Flow |  | 365 | 3.9937e-05 | 0.05865 | 0.051044 | 0.042381 | 3 | 4 | 0 | 0 | 39 | 1 | 0 | 0 | 0.788 | 32 | 0 | 0 | 7.4429e-05 | 1.955e-05 | DMR | [16 empty] | 0.00069414 | 1.0194 | 0.8872 | 0.73662 | 0.0012937 | 0.0003398 | NO | NHDPlus
2020 | ELM HOLDINGS INC | 110000737365 | NY0001988 | SANBORN | NIAGARA | NY |  | 43.1298 | -78.9397 |  | 9511 | Air, Water, and Solid Waste Management | 924110 | Administration of Air and Water Resource and Solid Waste Management Programs | IS47 | Services | Waste handling, treatment, and disposal - Remediation or Monitoring | 1 | 0.0077042 | NY0001988 | Cayuga Creek | 041201040603 | NAICS/SIC indicates Disposal or Remediation |  |  |  | 2023 | 04120100000000 | CAYUGA CK |  | 0.18 | 0.035748 | NPDES | 0.18 | 0.2785 | 15567119 |  | 1 | 0.729 | 1.002 | 1.385 | 20.547 | 2.829 | 0.891 | 0.647 | 0.32 | 0.321 | 0.449 | 0.667 | 0.703 | 1.106 | QE_07 | 0.32 | 0.7824 | 0.4133 | 1.7824 | 0.94233 | 0.68093 | 0.7824 | 30Q5 Flow | 0.94233 | HM Flow | 0.68093 | Plant Flow |  | 365 | 2.1107e-05 | 0.030998 | 0.026978 | 0.022399 | 3 | 4 | 0 | 0 | 39 | 1 | 0 | 0 | 0.788 | 32 | 0 | 0 | 3.9337e-05 | 1.0333e-05 | DMR | [16 empty] | 0.00036687 | 0.53877 | 0.4689 | 0.38932 | 0.00068372 | 0.00017959 | NO | NHDPlus
2021 | ELM HOLDINGS INC | 110000737365 | NY0001988 | SANBORN | NIAGARA | NY |  | 43.1298 | -78.9397 |  | 9511 | Air, Water, and Solid Waste Management | 924110 | Administration of Air and Water Resource and Solid Waste Management Programs | IS47 | Services | Waste handling, treatment, and disposal - Remediation or Monitoring | 1 | 0.011333 | NY0001988 | Cayuga Creek | 041201040603 | NAICS/SIC indicates Disposal or Remediation |  |  |  | 2023 | 04120100000000 | CAYUGA CK |  | 0.18 | 0.035748 | NPDES | 0.18 | 0.2785 | 15567119 |  | 1 | 0.729 | 1.002 | 1.385 | 20.547 | 2.829 | 0.891 | 0.647 | 0.32 | 0.321 | 0.449 | 0.667 | 0.703 | 1.106 | QE_07 | 0.32 | 0.7824 | 0.4133 | 1.7824 | 0.94233 | 0.68093 | 0.7824 | 30Q5 Flow | 0.94233 | HM Flow | 0.68093 | Plant Flow |  | 365 | 3.105e-05 | 0.045599 | 0.039686 | 0.03295 | 3 | 4 | 0 | 0 | 39 | 1 | 0 | 0 | 0.788 | 32 | 0 | 0 | 5.7867e-05 | 1.52e-05 | DMR | [16 empty] | 0.00053968 | 0.79256 | 0.68977 | 0.57271 | 0.0010058 | 0.00026419 | NO | NHDPlus
2022 | ELM HOLDINGS INC | 110000737365 | NY0001988 | SANBORN | NIAGARA | NY |  | 43.1298 | -78.9397 |  | 9511 | Air, Water, and Solid Waste Management | 924110 | Administration of Air and Water Resource and Solid Waste Management Programs | IS47 | Services | Waste handling, treatment, and disposal - Remediation or Monitoring | 1 | 0.016525 | NY0001988 | Cayuga Creek | 041201040603 | NAICS/SIC indicates Disposal or Remediation |  |  |  | 2023 | 04120100000000 | CAYUGA CK |  | 0.18 | 0.035748 | NPDES | 0.18 | 0.2785 | 15567119 |  | 1 | 0.729 | 1.002 | 1.385 | 20.547 | 2.829 | 0.891 | 0.647 | 0.32 | 0.321 | 0.449 | 0.667 | 0.703 | 1.106 | QE_07 | 0.32 | 0.7824 | 0.4133 | 1.7824 | 0.94233 | 0.68093 | 0.7824 | 30Q5 Flow | 0.94233 | HM Flow | 0.68093 | Plant Flow |  | 365 | 4.5275e-05 | 0.066489 | 0.057867 | 0.048046 | 3 | 4 | 0 | 0 | 39 | 1 | 0 | 0 | 0.788 | 32 | 0 | 0 | 8.4377e-05 | 2.2163e-05 | DMR | [16 empty] | 0.00078692 | 1.1556 | 1.0058 | 0.83508 | 0.0014666 | 0.00038522 | NO | NHDPlus
2023 | ELM HOLDINGS INC | 110000737365 | NY0001988 | SANBORN | NIAGARA | NY |  | 43.1298 | -78.9397 |  | 9511 | Air, Water, and Solid Waste Management | 924110 | Administration of Air and Water Resource and Solid Waste Management Programs | IS47 | Services | Waste handling, treatment, and disposal - Remediation or Monitoring | 1 | 0.012616 | NY0001988 | Cayuga Creek | 041201040603 | NAICS/SIC indicates Disposal or Remediation |  |  |  | 2023 | 04120100000000 | CAYUGA CK |  | 0.18 | 0.035748 | NPDES | 0.18 | 0.2785 | 15567119 |  | 1 | 0.729 | 1.002 | 1.385 | 20.547 | 2.829 | 0.891 | 0.647 | 0.32 | 0.321 | 0.449 | 0.667 | 0.703 | 1.106 | QE_07 | 0.32 | 0.7824 | 0.4133 | 1.7824 | 0.94233 | 0.68093 | 0.7824 | 30Q5 Flow | 0.94233 | HM Flow | 0.68093 | Plant Flow |  | 365 | 3.4565e-05 | 0.050762 | 0.044179 | 0.036681 | 3 | 4 | 0 | 0 | 39 | 1 | 0 | 0 | 0.788 | 32 | 0 | 0 | 6.4418e-05 | 1.6921e-05 | DMR | [16 empty] | 0.00060078 | 0.88229 | 0.76787 | 0.63755 | 0.0011197 | 0.0002941 | NO | NHDPlus
2019 | AMPHENOL CORP - AEROSPACE OPERATIONS | 110000326193 | NY0003824 | SIDNEY | DELAWARE | NY |  | 42.3089 | -75.3975 |  | 3471 | Plating and Polishing | 332813 | Electroplating, Plating, Polishing, Anodizing, and Coloring | IS39 | Fabricated Metal Product Manufacturing | Waste handling, treatment, and disposal - Remediation or Monitoring | 1 | 0.10683 | NY0003824 | Martin Brook-Susquehanna River | 020501011105 | Possibly Cleaner/Degreaser, but no evidence of t-DCE use |  |  |  | 2023 | 02050100000000 | SUSQUEHANNA R |  | 1.345 | 0.034911 | NPDES | 1.345 | 2.081 | [22 empty] | 5.0914 | 5.0914 | Flow Lookup Failed | 5.0914 | Flow Lookup Failed | 5.0914 | Flow Lookup Failed | PlantFlowUsed | 365 | 0.00029269 | 0.057487 | 0.057487 | 0.057487 | 3 | 4 | 0 | 0 | 39 | 1 | 0 | 0 | 0.788 | 32 | 0 | 0 | 7.2954e-05 | 1.9162e-05 | DMR | [16 empty] | 0.0050872 | 0.99919 | 0.99919 | 0.99919 | 0.001268 | 0.00033306 | NO | PlantFlow
2020 | AMPHENOL CORP - AEROSPACE OPERATIONS | 110000326193 | NY0003824 | SIDNEY | DELAWARE | NY |  | 42.3089 | -75.3975 |  | 3471 | Plating and Polishing | 332813 | Electroplating, Plating, Polishing, Anodizing, and Coloring | IS39 | Fabricated Metal Product Manufacturing | Waste handling, treatment, and disposal - Remediation or Monitoring | 1 | 0.091623 | NY0003824 | Martin Brook-Susquehanna River | 020501011105 | Possibly Cleaner/Degreaser, but no evidence of t-DCE use |  |  |  | 2023 | 02050100000000 | SUSQUEHANNA R |  | 1.345 | 0.034911 | NPDES | 1.345 | 2.081 | [22 empty] | 5.0914 | 5.0914 | Flow Lookup Failed | 5.0914 | Flow Lookup Failed | 5.0914 | Flow Lookup Failed | PlantFlowUsed | 365 | 0.00025102 | 0.049304 | 0.049304 | 0.049304 | 3 | 4 | 0 | 0 | 39 | 1 | 0 | 0 | 0.788 | 32 | 0 | 0 | 6.2568e-05 | 1.6435e-05 | DMR | [16 empty] | 0.004363 | 0.85694 | 0.85694 | 0.85694 | 0.0010875 | 0.00028565 | NO | PlantFlow
2021 | AMPHENOL CORP - AEROSPACE OPERATIONS | 110000326193 | NY0003824 | SIDNEY | DELAWARE | NY |  | 42.3089 | -75.3975 |  | 3471 | Plating and Polishing | 332813 | Electroplating, Plating, Polishing, Anodizing, and Coloring | IS39 | Fabricated Metal Product Manufacturing | Waste handling, treatment, and disposal - Remediation or Monitoring | 1 | 0.053623 | NY0003824 | Martin Brook-Susquehanna River | 020501011105 | Possibly Cleaner/Degreaser, but no evidence of t-DCE use |  |  |  | 2023 | 02050100000000 | SUSQUEHANNA R |  | 1.345 | 0.034911 | NPDES | 1.345 | 2.081 | [22 empty] | 5.0914 | 5.0914 | Flow Lookup Failed | 5.0914 | Flow Lookup Failed | 5.0914 | Flow Lookup Failed | PlantFlowUsed | 365 | 0.00014691 | 0.028855 | 0.028855 | 0.028855 | 3 | 4 | 0 | 0 | 39 | 1 | 0 | 0 | 0.788 | 32 | 0 | 0 | 3.6618e-05 | 9.6184e-06 | DMR | [16 empty] | 0.0025535 | 0.50153 | 0.50153 | 0.50153 | 0.00063646 | 0.00016718 | NO | PlantFlow
2022 | AMPHENOL CORP - AEROSPACE OPERATIONS | 110000326193 | NY0003824 | SIDNEY | DELAWARE | NY |  | 42.3089 | -75.3975 |  | 3471 | Plating and Polishing | 332813 | Electroplating, Plating, Polishing, Anodizing, and Coloring | IS39 | Fabricated Metal Product Manufacturing | Waste handling, treatment, and disposal - Remediation or Monitoring | 1 | 0.03786 | NY0003824 | Martin Brook-Susquehanna River | 020501011105 | Possibly Cleaner/Degreaser, but no evidence of t-DCE use |  |  |  | 2023 | 02050100000000 | SUSQUEHANNA R |  | 1.345 | 0.034911 | NPDES | 1.345 | 2.081 | [22 empty] | 5.0914 | 5.0914 | Flow Lookup Failed | 5.0914 | Flow Lookup Failed | 5.0914 | Flow Lookup Failed | PlantFlowUsed | 365 | 0.00010373 | 0.020373 | 0.020373 | 0.020373 | 3 | 4 | 0 | 0 | 39 | 1 | 0 | 0 | 0.788 | 32 | 0 | 0 | 2.5854e-05 | 6.791e-06 | DMR | [16 empty] | 0.0018029 | 0.3541 | 0.3541 | 0.3541 | 0.00044937 | 0.00011803 | NO | PlantFlow
2023 | AMPHENOL CORP - AEROSPACE OPERATIONS | 110000326193 | NY0003824 | SIDNEY | DELAWARE | NY |  | 42.3089 | -75.3975 |  | 3471 | Plating and Polishing | 332813 | Electroplating, Plating, Polishing, Anodizing, and Coloring | IS39 | Fabricated Metal Product Manufacturing | Waste handling, treatment, and disposal - Remediation or Monitoring | 1 | 0.044776 | NY0003824 | Martin Brook-Susquehanna River | 020501011105 | Possibly Cleaner/Degreaser, but no evidence of t-DCE use |  |  |  | 2023 | 02050100000000 | SUSQUEHANNA R |  | 1.345 | 0.034911 | NPDES | 1.345 | 2.081 | [22 empty] | 5.0914 | 5.0914 | Flow Lookup Failed | 5.0914 | Flow Lookup Failed | 5.0914 | Flow Lookup Failed | PlantFlowUsed | 365 | 0.00012267 | 0.024094 | 0.024094 | 0.024094 | 3 | 4 | 0 | 0 | 39 | 1 | 0 | 0 | 0.788 | 32 | 0 | 0 | 3.0577e-05 | 8.0315e-06 | DMR | [16 empty] | 0.0021322 | 0.41878 | 0.41878 | 0.41878 | 0.00053145 | 0.00013959 | NO | PlantFlow
2021 | PAWLING ENGINEERED PRODUCTS INC | 110000324765 | NY0004618 | PAWLING | DUTCHESS | NY |  | 41.5702 | -73.5996 |  | 3069 | Fabricated Rubber Products, Nec | 339930 | Doll, Toy, and Game Manufacturing | IS45 | Miscellaneous Manufacturing | Waste handling, treatment, and disposal - Remediation or Monitoring | 1 | 0.0077653 | NY0004618 | Swamp River | 011000050505 | Nothing reported to 2022 TRI |  |  |  | 2023 | 01100010000000 | SWAMP R & GW |  | 0.147 | 0.0015034 | NPDES | 0.147 | 0.22744 | 7713102 |  | 2 | 10.013 | 13.318 | 13.496 | 124.88 | 40.195 | 11.873 | 6.637 | 3.174 | 2.715 | 4.735 | 7.296 | 9.638 | 14.955 | QE_08 | 2.715 | 6.6381 | 3.7807 | 24.4817 | 11.0418 | 0.55609 | 6.6381 | 30Q5 Flow | 11.0418 | HM Flow | 3.7807 | 7Q10 Flow |  | 365 | 2.1275e-05 | 0.0056272 | 0.0032049 | 0.0019267 | 3 | 4 | 0 | 0 | 39 | 1 | 0 | 0 | 0.788 | 32 | 0 | 0 | 7.1411e-06 | 1.8757e-06 | DMR | [16 empty] | 0.00036978 | 0.097805 | 0.055705 | 0.033489 | 0.00012412 | 3.2602e-05 | NO | NHDPlus
2022 | PAWLING ENGINEERED PRODUCTS INC | 110000324765 | NY0004618 | PAWLING | DUTCHESS | NY |  | 41.5702 | -73.5996 |  | 3069 | Fabricated Rubber Products, Nec | 339930 | Doll, Toy, and Game Manufacturing | IS45 | Miscellaneous Manufacturing | Waste handling, treatment, and disposal - Remediation or Monitoring | 1 | 0.0077223 | NY0004618 | Swamp River | 011000050505 | Nothing reported to 2022 TRI |  |  |  | 2023 | 01100010000000 | SWAMP R & GW |  | 0.147 | 0.0015034 | NPDES | 0.147 | 0.22744 | 7713102 |  | 2 | 10.013 | 13.318 | 13.496 | 124.88 | 40.195 | 11.873 | 6.637 | 3.174 | 2.715 | 4.735 | 7.296 | 9.638 | 14.955 | QE_08 | 2.715 | 6.6381 | 3.7807 | 24.4817 | 11.0418 | 0.55609 | 6.6381 | 30Q5 Flow | 11.0418 | HM Flow | 3.7807 | 7Q10 Flow |  | 365 | 2.1157e-05 | 0.005596 | 0.0031872 | 0.0019161 | 3 | 4 | 0 | 0 | 39 | 1 | 0 | 0 | 0.788 | 32 | 0 | 0 | 7.1015e-06 | 1.8653e-06 | DMR | [16 empty] | 0.00036773 | 0.097264 | 0.055396 | 0.033303 | 0.00012343 | 3.2421e-05 | NO | NHDPlus
2023 | PAWLING ENGINEERED PRODUCTS INC | 110000324765 | NY0004618 | PAWLING | DUTCHESS | NY |  | 41.5702 | -73.5996 |  | 3069 | Fabricated Rubber Products, Nec | 339930 | Doll, Toy, and Game Manufacturing | IS45 | Miscellaneous Manufacturing | Waste handling, treatment, and disposal - Remediation or Monitoring | 1 | 0.011982 | NY0004618 | Swamp River | 011000050505 | Nothing reported to 2022 TRI |  |  |  | 2023 | 01100010000000 | SWAMP R & GW |  | 0.147 | 0.0015034 | NPDES | 0.147 | 0.22744 | 7713102 |  | 2 | 10.013 | 13.318 | 13.496 | 124.88 | 40.195 | 11.873 | 6.637 | 3.174 | 2.715 | 4.735 | 7.296 | 9.638 | 14.955 | QE_08 | 2.715 | 6.6381 | 3.7807 | 24.4817 | 11.0418 | 0.55609 | 6.6381 | 30Q5 Flow | 11.0418 | HM Flow | 3.7807 | 7Q10 Flow |  | 365 | 3.2826e-05 | 0.0086825 | 0.0049451 | 0.0029729 | 3 | 4 | 0 | 0 | 39 | 1 | 0 | 0 | 0.788 | 32 | 0 | 0 | 1.1018e-05 | 2.8942e-06 | DMR | [16 empty] | 0.00057055 | 0.15091 | 0.085951 | 0.051672 | 0.00019151 | 5.0304e-05 | NO | NHDPlus
2019 | GENERAL ELECTRIC CO CPQP | 110000324569 | NY0007048 | FORT EDWARD | WASHINGTON | NY |  | 43.2857 | -73.5892 |  | 3612 | Power, Distribution and Specialty Transformers | 335311 | Power, Distribution, and Specialty Transformer Manufacturing | IS42 | Electrical Equipment, Appliance, and Component Manufacturing | Waste handling, treatment, and disposal - Remediation or Monitoring | 1 | 0.24648 | NY0007048 | Glens Falls Feeder Canal-Hudson River | 020200030506 | Nothing reported to 2022 TRI |  |  |  | 2023 | 02020000000000 | HUDSON R, HUDSON RIVER |  | 0.13 |  | NPDES | 0.13 | 0.20114 | 932020140 | Hudson River | 6 | 5219.214 | 5590.451 | 5459.208 | 6418.89 | 10161.191 | 7527.824 | 4043.581 | 2926.777 | 2988.325 | 3184.012 | 4312.575 | 5537.075 | 5641.985 | QE_07 | 2926.777 | 7155.934 | 5211.2702 | 12760.9144 | 11511.5117 | 0.49178 | 7155.934 | 30Q5 Flow | 11511.5117 | HM Flow | 5211.2702 | 7Q10 Flow |  | 365 | 0.00067528 | 0.00012958 | 9.4366e-05 | 5.8661e-05 | 3 | 4 | 0 | 0 | 39 | 1 | 0 | 0 | 0.788 | 32 | 0 | 0 | 1.6444e-07 | 4.3193e-08 | DMR | [16 empty] | 0.011737 | 0.0022522 | 0.0016402 | 0.0010196 | 2.8582e-06 | 7.5074e-07 | NO | NHDPlus
2020 | GENERAL ELECTRIC CO CPQP | 110000324569 | NY0007048 | FORT EDWARD | WASHINGTON | NY |  | 43.2857 | -73.5892 |  | 3612 | Power, Distribution and Specialty Transformers | 335311 | Power, Distribution, and Specialty Transformer Manufacturing | IS42 | Electrical Equipment, Appliance, and Component Manufacturing | Waste handling, treatment, and disposal - Remediation or Monitoring | 1 | 0.32688 | NY0007048 | Glens Falls Feeder Canal-Hudson River | 020200030506 | Nothing reported to 2022 TRI |  |  |  | 2023 | 02020000000000 | HUDSON R, HUDSON RIVER |  | 0.13 |  | NPDES | 0.13 | 0.20114 | 932020140 | Hudson River | 6 | 5219.214 | 5590.451 | 5459.208 | 6418.89 | 10161.191 | 7527.824 | 4043.581 | 2926.777 | 2988.325 | 3184.012 | 4312.575 | 5537.075 | 5641.985 | QE_07 | 2926.777 | 7155.934 | 5211.2702 | 12760.9144 | 11511.5117 | 0.49178 | 7155.934 | 30Q5 Flow | 11511.5117 | HM Flow | 5211.2702 | 7Q10 Flow |  | 365 | 0.00089556 | 0.00017185 | 0.00012515 | 7.7797e-05 | 3 | 4 | 0 | 0 | 39 | 1 | 0 | 0 | 0.788 | 32 | 0 | 0 | 2.1808e-07 | 5.7284e-08 | DMR | [16 empty] | 0.015566 | 0.0029869 | 0.0021752 | 0.0013522 | 3.7905e-06 | 9.9564e-07 | NO | NHDPlus
2019 | CHICAGO PNEUMATIC TOOL CO | 110019560722 | NY0108537 | FRANKFORT | HERKIMER | NY |  | 43.0878 | -75.1824 |  | 9511 | Air, Water, and Solid Waste Management | 924110 | Administration of Air and Water Resource and Solid Waste Management Programs | IS47 | Services | Waste handling, treatment, and disposal - Remediation or Monitoring | 1 | 0.025043 | NY0108537 | Reall Creek-Mohawk River | 020200040311 | NAICS/SIC indication |  |  |  | 2023 | 02020000000000 | MOHAWK R TR |  |  | 0.005116 | NPDES | 0.005116 | 0.0079156 | 22743241 |  | 1 | 2.457 | 3.28 | 5.254 | 9.182 | 7.222 | 5.28 | 3.982 | 2.273 | 1.701 | 2.809 | 6.909 | 5.264 | 2.593 | QE_08 | 1.701 | 4.1589 | 2.33 | 6.0073 | 4.3491 | 0.019354 | 4.1589 | 30Q5 Flow | 4.3491 | HM Flow | 2.33 | 7Q10 Flow |  | 365 | 6.8611e-05 | 0.029447 | 0.016497 | 0.015776 | 3 | 4 | 0 | 0 | 39 | 1 | 0 | 0 | 0.788 | 32 | 0 | 0 | 3.7369e-05 | 9.8155e-06 | DMR | [16 empty] | 0.0011925 | 0.51181 | 0.28674 | 0.2742 | 0.0006495 | 0.0001706 | NO | NHDPlus
2020 | CHICAGO PNEUMATIC TOOL CO | 110019560722 | NY0108537 | FRANKFORT | HERKIMER | NY |  | 43.0878 | -75.1824 |  | 9511 | Air, Water, and Solid Waste Management | 924110 | Administration of Air and Water Resource and Solid Waste Management Programs | IS47 | Services | Waste handling, treatment, and disposal - Remediation or Monitoring | 1 | 0.020187 | NY0108537 | Reall Creek-Mohawk River | 020200040311 | NAICS/SIC indication |  |  |  | 2023 | 02020000000000 | MOHAWK R TR |  |  | 0.005116 | NPDES | 0.005116 | 0.0079156 | 22743241 |  | 1 | 2.457 | 3.28 | 5.254 | 9.182 | 7.222 | 5.28 | 3.982 | 2.273 | 1.701 | 2.809 | 6.909 | 5.264 | 2.593 | QE_08 | 1.701 | 4.1589 | 2.33 | 6.0073 | 4.3491 | 0.019354 | 4.1589 | 30Q5 Flow | 4.3491 | HM Flow | 2.33 | 7Q10 Flow |  | 365 | 5.5307e-05 | 0.023736 | 0.013298 | 0.012717 | 3 | 4 | 0 | 0 | 39 | 1 | 0 | 0 | 0.788 | 32 | 0 | 0 | 3.0122e-05 | 7.9121e-06 | DMR | [16 empty] | 0.00096128 | 0.41256 | 0.23114 | 0.22103 | 0.00052355 | 0.00013752 | NO | NHDPlus
2021 | CHICAGO PNEUMATIC TOOL CO | 110019560722 | NY0108537 | FRANKFORT | HERKIMER | NY |  | 43.0878 | -75.1824 |  | 9511 | Air, Water, and Solid Waste Management | 924110 | Administration of Air and Water Resource and Solid Waste Management Programs | IS47 | Services | Waste handling, treatment, and disposal - Remediation or Monitoring | 1 | 0.034574 | NY0108537 | Reall Creek-Mohawk River | 020200040311 | NAICS/SIC indication |  |  |  | 2023 | 02020000000000 | MOHAWK R TR |  |  | 0.005116 | NPDES | 0.005116 | 0.0079156 | 22743241 |  | 1 | 2.457 | 3.28 | 5.254 | 9.182 | 7.222 | 5.28 | 3.982 | 2.273 | 1.701 | 2.809 | 6.909 | 5.264 | 2.593 | QE_08 | 1.701 | 4.1589 | 2.33 | 6.0073 | 4.3491 | 0.019354 | 4.1589 | 30Q5 Flow | 4.3491 | HM Flow | 2.33 | 7Q10 Flow |  | 365 | 9.4725e-05 | 0.040654 | 0.022776 | 0.02178 | 3 | 4 | 0 | 0 | 39 | 1 | 0 | 0 | 0.788 | 32 | 0 | 0 | 5.1591e-05 | 1.3551e-05 | DMR | [16 empty] | 0.0016464 | 0.7066 | 0.39587 | 0.37856 | 0.0008967 | 0.00023553 | NO | NHDPlus
2022 | CHICAGO PNEUMATIC TOOL CO | 110019560722 | NY0108537 | FRANKFORT | HERKIMER | NY |  | 43.0878 | -75.1824 |  | 9511 | Air, Water, and Solid Waste Management | 924110 | Administration of Air and Water Resource and Solid Waste Management Programs | IS47 | Services | Waste handling, treatment, and disposal - Remediation or Monitoring | 1 | 0.020644 | NY0108537 | Reall Creek-Mohawk River | 020200040311 | NAICS/SIC indication |  |  |  | 2023 | 02020000000000 | MOHAWK R TR |  |  | 0.005116 | NPDES | 0.005116 | 0.0079156 | 22743241 |  | 1 | 2.457 | 3.28 | 5.254 | 9.182 | 7.222 | 5.28 | 3.982 | 2.273 | 1.701 | 2.809 | 6.909 | 5.264 | 2.593 | QE_08 | 1.701 | 4.1589 | 2.33 | 6.0073 | 4.3491 | 0.019354 | 4.1589 | 30Q5 Flow | 4.3491 | HM Flow | 2.33 | 7Q10 Flow |  | 365 | 5.6559e-05 | 0.024274 | 0.013599 | 0.013005 | 3 | 4 | 0 | 0 | 39 | 1 | 0 | 0 | 0.788 | 32 | 0 | 0 | 3.0804e-05 | 8.0913e-06 | DMR | [16 empty] | 0.00098304 | 0.4219 | 0.23637 | 0.22603 | 0.00053541 | 0.00014063 | NO | NHDPlus
2023 | CHICAGO PNEUMATIC TOOL CO | 110019560722 | NY0108537 | FRANKFORT | HERKIMER | NY |  | 43.0878 | -75.1824 |  | 9511 | Air, Water, and Solid Waste Management | 924110 | Administration of Air and Water Resource and Solid Waste Management Programs | IS47 | Services | Waste handling, treatment, and disposal - Remediation or Monitoring | 1 | 0.017744 | NY0108537 | Reall Creek-Mohawk River | 020200040311 | NAICS/SIC indication |  |  |  | 2023 | 02020000000000 | MOHAWK R TR |  |  | 0.005116 | NPDES | 0.005116 | 0.0079156 | 22743241 |  | 1 | 2.457 | 3.28 | 5.254 | 9.182 | 7.222 | 5.28 | 3.982 | 2.273 | 1.701 | 2.809 | 6.909 | 5.264 | 2.593 | QE_08 | 1.701 | 4.1589 | 2.33 | 6.0073 | 4.3491 | 0.019354 | 4.1589 | 30Q5 Flow | 4.3491 | HM Flow | 2.33 | 7Q10 Flow |  | 365 | 4.8615e-05 | 0.020865 | 0.011689 | 0.011178 | 3 | 4 | 0 | 0 | 39 | 1 | 0 | 0 | 0.788 | 32 | 0 | 0 | 2.6478e-05 | 6.9548e-06 | DMR | [16 empty] | 0.00084498 | 0.36265 | 0.20317 | 0.19429 | 0.00046021 | 0.00012088 | NO | NHDPlus
2019 | INTERTEK TESTING SERVICES | 110009827143 | NY0108995 | CORTLAND | CORTLAND | NY |  | 42.5935 | -76.1554 |  | 9999 | Nonclassifiable Establishments | 0 | 0 | NAICS/SIC Not Provided | NAICS/SIC Not Provided | Waste handling, treatment, and disposal - Remediation or Monitoring | 1 | 0.63469 | NY0108995 | Upper Tioughnioga River | 020501020403 | Uncertain, possibly a remediation site |  |  |  | 2023 | 02050100000000 | TIOUGHNIOGA R |  | 0.216 | 0.21823 | NPDES | 0.216 | 0.3342 | 9422409 | Tioughnioga River | 5 | 485.886 | 341.679 | 333.979 | 602.86 | 1088.704 | 685.839 | 397.654 | 200.581 | 156.314 | 213.361 | 337.082 | 433.688 | 461.134 | QE_08 | 156.314 | 382.1858 | 251.052 | 1187.9853 | 702.025 | 0.81712 | 382.1858 | 30Q5 Flow | 702.025 | HM Flow | 251.052 | 7Q10 Flow |  | 365 | 0.0017389 | 0.0069264 | 0.0045498 | 0.002477 | 3 | 4 | 0 | 0 | 39 | 1 | 0 | 0 | 0.788 | 32 | 0 | 0 | 8.7898e-06 | 2.3088e-06 | DMR | [16 empty] | 0.030223 | 0.12039 | 0.07908 | 0.043052 | 0.00015278 | 4.0129e-05 | NO | NHDPlus
2020 | INTERTEK TESTING SERVICES | 110009827143 | NY0108995 | CORTLAND | CORTLAND | NY |  | 42.5935 | -76.1554 |  | 9999 | Nonclassifiable Establishments | 0 | 0 | NAICS/SIC Not Provided | NAICS/SIC Not Provided | Waste handling, treatment, and disposal - Remediation or Monitoring | 1 | 0.50757 | NY0108995 | Upper Tioughnioga River | 020501020403 | Uncertain, possibly a remediation site |  |  |  | 2023 | 02050100000000 | TIOUGHNIOGA R |  | 0.216 | 0.21823 | NPDES | 0.216 | 0.3342 | 9422409 | Tioughnioga River | 5 | 485.886 | 341.679 | 333.979 | 602.86 | 1088.704 | 685.839 | 397.654 | 200.581 | 156.314 | 213.361 | 337.082 | 433.688 | 461.134 | QE_08 | 156.314 | 382.1858 | 251.052 | 1187.9853 | 702.025 | 0.81712 | 382.1858 | 30Q5 Flow | 702.025 | HM Flow | 251.052 | 7Q10 Flow |  | 365 | 0.0013906 | 0.0055391 | 0.0036386 | 0.0019809 | 3 | 4 | 0 | 0 | 39 | 1 | 0 | 0 | 0.788 | 32 | 0 | 0 | 7.0293e-06 | 1.8464e-06 | DMR | [16 empty] | 0.02417 | 0.096275 | 0.063242 | 0.034429 | 0.00012218 | 3.2092e-05 | NO | NHDPlus
2021 | INTERTEK TESTING SERVICES | 110009827143 | NY0108995 | CORTLAND | CORTLAND | NY |  | 42.5935 | -76.1554 |  | 9999 | Nonclassifiable Establishments | 0 | 0 | NAICS/SIC Not Provided | NAICS/SIC Not Provided | Waste handling, treatment, and disposal - Remediation or Monitoring | 1 | 0.89393 | NY0108995 | Upper Tioughnioga River | 020501020403 | Uncertain, possibly a remediation site |  |  |  | 2023 | 02050100000000 | TIOUGHNIOGA R |  | 0.216 | 0.21823 | NPDES | 0.216 | 0.3342 | 9422409 | Tioughnioga River | 5 | 485.886 | 341.679 | 333.979 | 602.86 | 1088.704 | 685.839 | 397.654 | 200.581 | 156.314 | 213.361 | 337.082 | 433.688 | 461.134 | QE_08 | 156.314 | 382.1858 | 251.052 | 1187.9853 | 702.025 | 0.81712 | 382.1858 | 30Q5 Flow | 702.025 | HM Flow | 251.052 | 7Q10 Flow |  | 365 | 0.0024491 | 0.0097554 | 0.0064082 | 0.0034886 | 3 | 4 | 0 | 0 | 39 | 1 | 0 | 0 | 0.788 | 32 | 0 | 0 | 1.238e-05 | 3.2518e-06 | DMR | [16 empty] | 0.042568 | 0.16956 | 0.11138 | 0.060636 | 0.00021518 | 5.6519e-05 | NO | NHDPlus
2022 | INTERTEK TESTING SERVICES | 110009827143 | NY0108995 | CORTLAND | CORTLAND | NY |  | 42.5935 | -76.1554 |  | 9999 | Nonclassifiable Establishments | 0 | 0 | NAICS/SIC Not Provided | NAICS/SIC Not Provided | Waste handling, treatment, and disposal - Remediation or Monitoring | 1 | 0.88666 | NY0108995 | Upper Tioughnioga River | 020501020403 | Uncertain, possibly a remediation site |  |  |  | 2023 | 02050100000000 | TIOUGHNIOGA R |  | 0.216 | 0.21823 | NPDES | 0.216 | 0.3342 | 9422409 | Tioughnioga River | 5 | 485.886 | 341.679 | 333.979 | 602.86 | 1088.704 | 685.839 | 397.654 | 200.581 | 156.314 | 213.361 | 337.082 | 433.688 | 461.134 | QE_08 | 156.314 | 382.1858 | 251.052 | 1187.9853 | 702.025 | 0.81712 | 382.1858 | 30Q5 Flow | 702.025 | HM Flow | 251.052 | 7Q10 Flow |  | 365 | 0.0024292 | 0.0096761 | 0.0063561 | 0.0034603 | 3 | 4 | 0 | 0 | 39 | 1 | 0 | 0 | 0.788 | 32 | 0 | 0 | 1.2279e-05 | 3.2254e-06 | DMR | [16 empty] | 0.042222 | 0.16818 | 0.11048 | 0.060143 | 0.00021343 | 5.606e-05 | NO | NHDPlus
2023 | INTERTEK TESTING SERVICES | 110009827143 | NY0108995 | CORTLAND | CORTLAND | NY |  | 42.5935 | -76.1554 |  | 9999 | Nonclassifiable Establishments | 0 | 0 | NAICS/SIC Not Provided | NAICS/SIC Not Provided | Waste handling, treatment, and disposal - Remediation or Monitoring | 1 | 0.71618 | NY0108995 | Upper Tioughnioga River | 020501020403 | Uncertain, possibly a remediation site |  |  |  | 2023 | 02050100000000 | TIOUGHNIOGA R |  | 0.216 | 0.21823 | NPDES | 0.216 | 0.3342 | 9422409 | Tioughnioga River | 5 | 485.886 | 341.679 | 333.979 | 602.86 | 1088.704 | 685.839 | 397.654 | 200.581 | 156.314 | 213.361 | 337.082 | 433.688 | 461.134 | QE_08 | 156.314 | 382.1858 | 251.052 | 1187.9853 | 702.025 | 0.81712 | 382.1858 | 30Q5 Flow | 702.025 | HM Flow | 251.052 | 7Q10 Flow |  | 365 | 0.0019622 | 0.0078157 | 0.005134 | 0.002795 | 3 | 4 | 0 | 0 | 39 | 1 | 0 | 0 | 0.788 | 32 | 0 | 0 | 9.9184e-06 | 2.6052e-06 | DMR | [16 empty] | 0.034104 | 0.13584 | 0.089234 | 0.04858 | 0.00017239 | 4.5282e-05 | NO | NHDPlus
2019 | LOCKHEED MARTIN CORP - FRENCH RD FAC | 110000738916 | NY0121894 | UTICA | ONEIDA | NY |  | 43.0898 | -75.2803 |  | 3369 | Nonferrous Foundries, Nec | 331529 | Other Nonferrous Metal Foundries (except Die-Casting) | IS38 | Primary Metal Manufacturing | Waste handling, treatment, and disposal - Remediation or Monitoring | 1 | 0.0080783 | NY0121894 | Crane Creek-Mohawk River | 020200040310 | 2022 TRI indicates that a facility using the same NPDES permit reported 1 chemical DEHP as an article component |  |  |  | 2023 | 02020000000000 | NAIL CK TR |  | 0.3 | 0 | NPDES | 0.3 | 0.46417 | 22743201 | Sauquoit Creek | 3 | 83.214 | 58.38 | 59.349 | 103.222 | 192.026 | 162.292 | 102.876 | 50.629 | 38.237 | 66.003 | 101.424 | 106.964 | 68.741 | QE_08 | 38.237 | 93.489 | 58.4419 | 203.4572 | 136.2815 | 1.1349 | 93.489 | 30Q5 Flow | 136.2815 | HM Flow | 58.4419 | 7Q10 Flow |  | 365 | 2.2132e-05 | 0.00037871 | 0.00023674 | 0.0001624 | 3 | 4 | 0 | 0 | 39 | 1 | 0 | 0 | 0.788 | 32 | 0 | 0 | 4.8059e-07 | 1.2624e-07 | DMR | [16 empty] | 0.00038468 | 0.0065823 | 0.0041147 | 0.0028227 | 8.3532e-06 | 2.1941e-06 | NO | NHDPlus
2020 | LOCKHEED MARTIN CORP - FRENCH RD FAC | 110000738916 | NY0121894 | UTICA | ONEIDA | NY |  | 43.0898 | -75.2803 |  | 3369 | Nonferrous Foundries, Nec | 331529 | Other Nonferrous Metal Foundries (except Die-Casting) | IS38 | Primary Metal Manufacturing | Waste handling, treatment, and disposal - Remediation or Monitoring | 1 | 0.0062949 | NY0121894 | Crane Creek-Mohawk River | 020200040310 | 2022 TRI indicates that a facility using the same NPDES permit reported 1 chemical DEHP as an article component |  |  |  | 2023 | 02020000000000 | NAIL CK TR |  | 0.3 | 0 | NPDES | 0.3 | 0.46417 | 22743201 | Sauquoit Creek | 3 | 83.214 | 58.38 | 59.349 | 103.222 | 192.026 | 162.292 | 102.876 | 50.629 | 38.237 | 66.003 | 101.424 | 106.964 | 68.741 | QE_08 | 38.237 | 93.489 | 58.4419 | 203.4572 | 136.2815 | 1.1349 | 93.489 | 30Q5 Flow | 136.2815 | HM Flow | 58.4419 | 7Q10 Flow |  | 365 | 1.7246e-05 | 0.0002951 | 0.00018448 | 0.00012655 | 3 | 4 | 0 | 0 | 39 | 1 | 0 | 0 | 0.788 | 32 | 0 | 0 | 3.745e-07 | 9.8368e-08 | DMR | [16 empty] | 0.00029976 | 0.0051292 | 0.0032064 | 0.0021996 | 6.5091e-06 | 1.7097e-06 | NO | NHDPlus
2021 | LOCKHEED MARTIN CORP - FRENCH RD FAC | 110000738916 | NY0121894 | UTICA | ONEIDA | NY |  | 43.0898 | -75.2803 |  | 3369 | Nonferrous Foundries, Nec | 331529 | Other Nonferrous Metal Foundries (except Die-Casting) | IS38 | Primary Metal Manufacturing | Waste handling, treatment, and disposal - Remediation or Monitoring | 1 | 0.0032384 | NY0121894 | Crane Creek-Mohawk River | 020200040310 | 2022 TRI indicates that a facility using the same NPDES permit reported 1 chemical DEHP as an article component |  |  |  | 2023 | 02020000000000 | NAIL CK TR |  | 0.3 | 0 | NPDES | 0.3 | 0.46417 | 22743201 | Sauquoit Creek | 3 | 83.214 | 58.38 | 59.349 | 103.222 | 192.026 | 162.292 | 102.876 | 50.629 | 38.237 | 66.003 | 101.424 | 106.964 | 68.741 | QE_08 | 38.237 | 93.489 | 58.4419 | 203.4572 | 136.2815 | 1.1349 | 93.489 | 30Q5 Flow | 136.2815 | HM Flow | 58.4419 | 7Q10 Flow |  | 365 | 8.8722e-06 | 0.00015181 | 9.4901e-05 | 6.5102e-05 | 3 | 4 | 0 | 0 | 39 | 1 | 0 | 0 | 0.788 | 32 | 0 | 0 | 1.9266e-07 | 5.0604e-08 | DMR | [16 empty] | 0.00015421 | 0.0026386 | 0.0016495 | 0.0011315 | 3.3485e-06 | 8.7955e-07 | NO | NHDPlus
2019 | JMT PROPERTIES INC | 110000616414 | NY0162540 | BROCKPORT | MONROE | NY |  | 43.2118 | -77.9294 |  | 9511 | Air, Water, and Solid Waste Management | 924110 | Administration of Air and Water Resource and Solid Waste Management Programs | IS47 | Services | Waste handling, treatment, and disposal - Remediation or Monitoring | 1 | 0.0058112 | NY0162540 | Brockport Creek-Otis Creek | 041300010202 | NAICS/SIC indicates Disposal or Remediation |  |  |  | 2023 | 04130000000000 | BARGE CANAL |  |  | 0.014797 | NPDES | 0.014797 | 0.022894 | 904130059 | Erie Canal | 3 | 0 | 0 | 0 | 0 | 0 | 0 | 0 | 0 | 0 | 0 | 0 | 0 | 0 | QE_01 | 0 | 0 | 0 | 0 | 0 | 0.055977 | 0.055977 | Plant Flow | 0.055977 | Plant Flow | 0.055977 | Plant Flow |  | 365 | 1.5921e-05 | 0.28442 | 0.28442 | 0.28442 | 3 | 4 | 0 | 0 | 39 | 1 | 0 | 0 | 0.788 | 32 | 0 | 0 | 0.00036094 | 9.4808e-05 | DMR | [16 empty] | 0.00027672 | 4.9435 | 4.9435 | 4.9435 | 0.0062735 | 0.0016478 | NO | PlantFlow
2020 | JMT PROPERTIES INC | 110000616414 | NY0162540 | BROCKPORT | MONROE | NY |  | 43.2118 | -77.9294 |  | 9511 | Air, Water, and Solid Waste Management | 924110 | Administration of Air and Water Resource and Solid Waste Management Programs | IS47 | Services | Waste handling, treatment, and disposal - Remediation or Monitoring | 1 | 0.013661 | NY0162540 | Brockport Creek-Otis Creek | 041300010202 | NAICS/SIC indicates Disposal or Remediation |  |  |  | 2023 | 04130000000000 | BARGE CANAL |  |  | 0.014797 | NPDES | 0.014797 | 0.022894 | 904130059 | Erie Canal | 3 | 0 | 0 | 0 | 0 | 0 | 0 | 0 | 0 | 0 | 0 | 0 | 0 | 0 | QE_01 | 0 | 0 | 0 | 0 | 0 | 0.055977 | 0.055977 | Plant Flow | 0.055977 | Plant Flow | 0.055977 | Plant Flow |  | 365 | 3.7427e-05 | 0.66862 | 0.66862 | 0.66862 | 3 | 4 | 0 | 0 | 39 | 1 | 0 | 0 | 0.788 | 32 | 0 | 0 | 0.0008485 | 0.00022287 | DMR | [16 empty] | 0.00065052 | 11.6212 | 11.6212 | 11.6212 | 0.014748 | 0.0038737 | NO | PlantFlow
2021 | JMT PROPERTIES INC | 110000616414 | NY0162540 | BROCKPORT | MONROE | NY |  | 43.2118 | -77.9294 |  | 9511 | Air, Water, and Solid Waste Management | 924110 | Administration of Air and Water Resource and Solid Waste Management Programs | IS47 | Services | Waste handling, treatment, and disposal - Remediation or Monitoring | 1 | 0.012934 | NY0162540 | Brockport Creek-Otis Creek | 041300010202 | NAICS/SIC indicates Disposal or Remediation |  |  |  | 2023 | 04130000000000 | BARGE CANAL |  |  | 0.014797 | NPDES | 0.014797 | 0.022894 | 904130059 | Erie Canal | 3 | 0 | 0 | 0 | 0 | 0 | 0 | 0 | 0 | 0 | 0 | 0 | 0 | 0 | QE_01 | 0 | 0 | 0 | 0 | 0 | 0.055977 | 0.055977 | Plant Flow | 0.055977 | Plant Flow | 0.055977 | Plant Flow |  | 365 | 3.5437e-05 | 0.63306 | 0.63306 | 0.63306 | 3 | 4 | 0 | 0 | 39 | 1 | 0 | 0 | 0.788 | 32 | 0 | 0 | 0.00080338 | 0.00021102 | DMR | [16 empty] | 0.00061593 | 11.0033 | 11.0033 | 11.0033 | 0.013964 | 0.0036678 | NO | PlantFlow
2022 | JMT PROPERTIES INC | 110000616414 | NY0162540 | BROCKPORT | MONROE | NY |  | 43.2118 | -77.9294 |  | 9511 | Air, Water, and Solid Waste Management | 924110 | Administration of Air and Water Resource and Solid Waste Management Programs | IS47 | Services | Waste handling, treatment, and disposal - Remediation or Monitoring | 1 | 0.011949 | NY0162540 | Brockport Creek-Otis Creek | 041300010202 | NAICS/SIC indicates Disposal or Remediation |  |  |  | 2023 | 04130000000000 | BARGE CANAL |  |  | 0.014797 | NPDES | 0.014797 | 0.022894 | 904130059 | Erie Canal | 3 | 0 | 0 | 0 | 0 | 0 | 0 | 0 | 0 | 0 | 0 | 0 | 0 | 0 | QE_01 | 0 | 0 | 0 | 0 | 0 | 0.055977 | 0.055977 | Plant Flow | 0.055977 | Plant Flow | 0.055977 | Plant Flow |  | 365 | 3.2738e-05 | 0.58485 | 0.58485 | 0.58485 | 3 | 4 | 0 | 0 | 39 | 1 | 0 | 0 | 0.788 | 32 | 0 | 0 | 0.00074219 | 0.00019495 | DMR | [16 empty] | 0.00056901 | 10.1652 | 10.1652 | 10.1652 | 0.0129 | 0.0033884 | NO | PlantFlow
2023 | JMT PROPERTIES INC | 110000616414 | NY0162540 | BROCKPORT | MONROE | NY |  | 43.2118 | -77.9294 |  | 9511 | Air, Water, and Solid Waste Management | 924110 | Administration of Air and Water Resource and Solid Waste Management Programs | IS47 | Services | Waste handling, treatment, and disposal - Remediation or Monitoring | 1 | 0.010231 | NY0162540 | Brockport Creek-Otis Creek | 041300010202 | NAICS/SIC indicates Disposal or Remediation |  |  |  | 2023 | 04130000000000 | BARGE CANAL |  |  | 0.014797 | NPDES | 0.014797 | 0.022894 | 904130059 | Erie Canal | 3 | 0 | 0 | 0 | 0 | 0 | 0 | 0 | 0 | 0 | 0 | 0 | 0 | 0 | QE_01 | 0 | 0 | 0 | 0 | 0 | 0.055977 | 0.055977 | Plant Flow | 0.055977 | Plant Flow | 0.055977 | Plant Flow |  | 365 | 2.803e-05 | 0.50074 | 0.50074 | 0.50074 | 3 | 4 | 0 | 0 | 39 | 1 | 0 | 0 | 0.788 | 32 | 0 | 0 | 0.00063546 | 0.00016691 | DMR | [16 empty] | 0.00048719 | 8.7033 | 8.7033 | 8.7033 | 0.011045 | 0.0029011 | NO | PlantFlow
2019 | MONARCH CHEMICALS | 110002321345 | NY0257206 | UTICA | ONEIDA | NY |  | 43.1072 | -75.2258 |  | 5169 | Chemicals and Allied Products, Nec | 425120 | Wholesale Trade Agents and Brokers | IS46 | Wholesale and Retail Trade | Waste handling, treatment, and disposal - Remediation or Monitoring | 1 | 0.0070433 | NY0257206 | Reall Creek-Mohawk River | 020200040311 | Nothing reported to 2022 TRI |  |  |  | 2023 | 02020000000000 | MOHAWK R |  |  | 0.0087 | NPDES | 0.0087 | 0.013461 | 22743687 |  | 5 | 419.388 | 249.035 | 200.013 | 453.562 | 1028.637 | 699.059 | 411.683 | 192.314 | 149.082 | 188.791 | 308.474 | 424.21 | 360.435 | QE_08 | 149.082 | 364.5037 | 239.0379 | 1025.3985 | 637.3285 | 0.032912 | 364.5037 | 30Q5 Flow | 637.3285 | HM Flow | 239.0379 | 7Q10 Flow |  | 365 | 1.9297e-05 | 8.0726e-05 | 5.294e-05 | 3.0277e-05 | 3 | 4 | 0 | 0 | 39 | 1 | 0 | 0 | 0.788 | 32 | 0 | 0 | 1.0244e-07 | 2.6909e-08 | DMR | [16 empty] | 0.00033539 | 0.0014031 | 0.00092014 | 0.00052625 | 1.7806e-06 | 4.677e-07 | NO | NHDPlus
2020 | MONARCH CHEMICALS | 110002321345 | NY0257206 | UTICA | ONEIDA | NY |  | 43.1072 | -75.2258 |  | 5169 | Chemicals and Allied Products, Nec | 425120 | Wholesale Trade Agents and Brokers | IS46 | Wholesale and Retail Trade | Waste handling, treatment, and disposal - Remediation or Monitoring | 1 | 0.0027484 | NY0257206 | Reall Creek-Mohawk River | 020200040311 | Nothing reported to 2022 TRI |  |  |  | 2023 | 02020000000000 | MOHAWK R |  |  | 0.0087 | NPDES | 0.0087 | 0.013461 | 22743687 |  | 5 | 419.388 | 249.035 | 200.013 | 453.562 | 1028.637 | 699.059 | 411.683 | 192.314 | 149.082 | 188.791 | 308.474 | 424.21 | 360.435 | QE_08 | 149.082 | 364.5037 | 239.0379 | 1025.3985 | 637.3285 | 0.032912 | 364.5037 | 30Q5 Flow | 637.3285 | HM Flow | 239.0379 | 7Q10 Flow |  | 365 | 7.5298e-06 | 3.15e-05 | 2.0658e-05 | 1.1815e-05 | 3 | 4 | 0 | 0 | 39 | 1 | 0 | 0 | 0.788 | 32 | 0 | 0 | 3.9975e-08 | 1.05e-08 | DMR | [16 empty] | 0.00013087 | 0.00054751 | 0.00035905 | 0.00020535 | 6.948e-07 | 1.825e-07 | NO | NHDPlus
2021 | MONARCH CHEMICALS | 110002321345 | NY0257206 | UTICA | ONEIDA | NY |  | 43.1072 | -75.2258 |  | 5169 | Chemicals and Allied Products, Nec | 425120 | Wholesale Trade Agents and Brokers | IS46 | Wholesale and Retail Trade | Waste handling, treatment, and disposal - Remediation or Monitoring | 1 | 0.0057761 | NY0257206 | Reall Creek-Mohawk River | 020200040311 | Nothing reported to 2022 TRI |  |  |  | 2023 | 02020000000000 | MOHAWK R |  |  | 0.0087 | NPDES | 0.0087 | 0.013461 | 22743687 |  | 5 | 419.388 | 249.035 | 200.013 | 453.562 | 1028.637 | 699.059 | 411.683 | 192.314 | 149.082 | 188.791 | 308.474 | 424.21 | 360.435 | QE_08 | 149.082 | 364.5037 | 239.0379 | 1025.3985 | 637.3285 | 0.032912 | 364.5037 | 30Q5 Flow | 637.3285 | HM Flow | 239.0379 | 7Q10 Flow |  | 365 | 1.5825e-05 | 6.6202e-05 | 4.3415e-05 | 2.483e-05 | 3 | 4 | 0 | 0 | 39 | 1 | 0 | 0 | 0.788 | 32 | 0 | 0 | 8.4013e-08 | 2.2067e-08 | DMR | [16 empty] | 0.00027505 | 0.0011507 | 0.00075459 | 0.00043157 | 1.4602e-06 | 3.8355e-07 | NO | NHDPlus
2022 | MONARCH CHEMICALS | 110002321345 | NY0257206 | UTICA | ONEIDA | NY |  | 43.1072 | -75.2258 |  | 5169 | Chemicals and Allied Products, Nec | 425120 | Wholesale Trade Agents and Brokers | IS46 | Wholesale and Retail Trade | Waste handling, treatment, and disposal - Remediation or Monitoring | 1 | 0.0059607 | NY0257206 | Reall Creek-Mohawk River | 020200040311 | Nothing reported to 2022 TRI |  |  |  | 2023 | 02020000000000 | MOHAWK R |  |  | 0.0087 | NPDES | 0.0087 | 0.013461 | 22743687 |  | 5 | 419.388 | 249.035 | 200.013 | 453.562 | 1028.637 | 699.059 | 411.683 | 192.314 | 149.082 | 188.791 | 308.474 | 424.21 | 360.435 | QE_08 | 149.082 | 364.5037 | 239.0379 | 1025.3985 | 637.3285 | 0.032912 | 364.5037 | 30Q5 Flow | 637.3285 | HM Flow | 239.0379 | 7Q10 Flow |  | 365 | 1.6331e-05 | 6.8318e-05 | 4.4802e-05 | 2.5624e-05 | 3 | 4 | 0 | 0 | 39 | 1 | 0 | 0 | 0.788 | 32 | 0 | 0 | 8.6698e-08 | 2.2773e-08 | DMR | [16 empty] | 0.00028384 | 0.0011874 | 0.00077871 | 0.00044536 | 1.5069e-06 | 3.9581e-07 | NO | NHDPlus
2023 | MONARCH CHEMICALS | 110002321345 | NY0257206 | UTICA | ONEIDA | NY |  | 43.1072 | -75.2258 |  | 5169 | Chemicals and Allied Products, Nec | 425120 | Wholesale Trade Agents and Brokers | IS46 | Wholesale and Retail Trade | Waste handling, treatment, and disposal - Remediation or Monitoring | 1 | 0.0060084 | NY0257206 | Reall Creek-Mohawk River | 020200040311 | Nothing reported to 2022 TRI |  |  |  | 2023 | 02020000000000 | MOHAWK R |  |  | 0.0087 | NPDES | 0.0087 | 0.013461 | 22743687 |  | 5 | 419.388 | 249.035 | 200.013 | 453.562 | 1028.637 | 699.059 | 411.683 | 192.314 | 149.082 | 188.791 | 308.474 | 424.21 | 360.435 | QE_08 | 149.082 | 364.5037 | 239.0379 | 1025.3985 | 637.3285 | 0.032912 | 364.5037 | 30Q5 Flow | 637.3285 | HM Flow | 239.0379 | 7Q10 Flow |  | 365 | 1.6461e-05 | 6.8865e-05 | 4.5161e-05 | 2.5829e-05 | 3 | 4 | 0 | 0 | 39 | 1 | 0 | 0 | 0.788 | 32 | 0 | 0 | 8.7392e-08 | 2.2955e-08 | DMR | [16 empty] | 0.00028611 | 0.0011969 | 0.00078494 | 0.00044893 | 1.519e-06 | 3.9898e-07 | NO | NHDPlus
2019 | REVVITY, INC | 110015744024 | NY0270491 | WOODSTOCK | ULSTER | NY |  | 42.0256 | -74.0993 |  | 9511 | Air, Water, and Solid Waste Management | 924110 | Administration of Air and Water Resource and Solid Waste Management Programs | IS47 | Services | Waste handling, treatment, and disposal - Remediation or Monitoring | 1 | 0.08327 | NY0270491 | Saw Kill | 020200060907 | NAICS/SIC indicates Disposal or Remediation |  |  |  | 2023 | 02020010000000 | SAWKILL CK UNTR |  |  | 0.027892 | NPDES | 0.027892 | 0.043155 | 6189660 | Saw Kill | 2 | 54.07 | 42.4 | 45.426 | 90.844 | 110.057 | 105.844 | 74.154 | 37.271 | 29.974 | 50.765 | 75.98 | 67.026 | 48.125 | QE_08 | 29.974 | 73.2861 | 45.4217 | 132.2005 | 96.7052 | 0.10551 | 73.2861 | 30Q5 Flow | 96.7052 | HM Flow | 45.4217 | 7Q10 Flow |  | 365 | 0.00022814 | 0.0050227 | 0.003113 | 0.0023591 | 3 | 4 | 0 | 0 | 39 | 1 | 0 | 0 | 0.788 | 32 | 0 | 0 | 6.3739e-06 | 1.6742e-06 | DMR | [16 empty] | 0.0039652 | 0.087299 | 0.054106 | 0.041003 | 0.00011078 | 2.91e-05 | NO | NHDPlus
2020 | REVVITY, INC | 110015744024 | NY0270491 | WOODSTOCK | ULSTER | NY |  | 42.0256 | -74.0993 |  | 9511 | Air, Water, and Solid Waste Management | 924110 | Administration of Air and Water Resource and Solid Waste Management Programs | IS47 | Services | Waste handling, treatment, and disposal - Remediation or Monitoring | 1 | 0.087019 | NY0270491 | Saw Kill | 020200060907 | NAICS/SIC indicates Disposal or Remediation |  |  |  | 2023 | 02020010000000 | SAWKILL CK UNTR |  |  | 0.027892 | NPDES | 0.027892 | 0.043155 | 6189660 | Saw Kill | 2 | 54.07 | 42.4 | 45.426 | 90.844 | 110.057 | 105.844 | 74.154 | 37.271 | 29.974 | 50.765 | 75.98 | 67.026 | 48.125 | QE_08 | 29.974 | 73.2861 | 45.4217 | 132.2005 | 96.7052 | 0.10551 | 73.2861 | 30Q5 Flow | 96.7052 | HM Flow | 45.4217 | 7Q10 Flow |  | 365 | 0.00023841 | 0.0052488 | 0.0032531 | 0.0024653 | 3 | 4 | 0 | 0 | 39 | 1 | 0 | 0 | 0.788 | 32 | 0 | 0 | 6.6609e-06 | 1.7496e-06 | DMR | [16 empty] | 0.0041438 | 0.091229 | 0.056542 | 0.042849 | 0.00011577 | 3.041e-05 | NO | NHDPlus
2021 | REVVITY, INC | 110015744024 | NY0270491 | WOODSTOCK | ULSTER | NY |  | 42.0256 | -74.0993 |  | 9511 | Air, Water, and Solid Waste Management | 924110 | Administration of Air and Water Resource and Solid Waste Management Programs | IS47 | Services | Waste handling, treatment, and disposal - Remediation or Monitoring | 1 | 0.094579 | NY0270491 | Saw Kill | 020200060907 | NAICS/SIC indicates Disposal or Remediation |  |  |  | 2023 | 02020010000000 | SAWKILL CK UNTR |  |  | 0.027892 | NPDES | 0.027892 | 0.043155 | 6189660 | Saw Kill | 2 | 54.07 | 42.4 | 45.426 | 90.844 | 110.057 | 105.844 | 74.154 | 37.271 | 29.974 | 50.765 | 75.98 | 67.026 | 48.125 | QE_08 | 29.974 | 73.2861 | 45.4217 | 132.2005 | 96.7052 | 0.10551 | 73.2861 | 30Q5 Flow | 96.7052 | HM Flow | 45.4217 | 7Q10 Flow |  | 365 | 0.00025912 | 0.0057048 | 0.0035357 | 0.0026795 | 3 | 4 | 0 | 0 | 39 | 1 | 0 | 0 | 0.788 | 32 | 0 | 0 | 7.2395e-06 | 1.9016e-06 | DMR | [16 empty] | 0.0045037 | 0.099154 | 0.061454 | 0.046572 | 0.00012583 | 3.3051e-05 | NO | NHDPlus
2022 | REVVITY, INC | 110015744024 | NY0270491 | WOODSTOCK | ULSTER | NY |  | 42.0256 | -74.0993 |  | 9511 | Air, Water, and Solid Waste Management | 924110 | Administration of Air and Water Resource and Solid Waste Management Programs | IS47 | Services | Waste handling, treatment, and disposal - Remediation or Monitoring | 1 | 0.081062 | NY0270491 | Saw Kill | 020200060907 | NAICS/SIC indicates Disposal or Remediation |  |  |  | 2023 | 02020010000000 | SAWKILL CK UNTR |  |  | 0.027892 | NPDES | 0.027892 | 0.043155 | 6189660 | Saw Kill | 2 | 54.07 | 42.4 | 45.426 | 90.844 | 110.057 | 105.844 | 74.154 | 37.271 | 29.974 | 50.765 | 75.98 | 67.026 | 48.125 | QE_08 | 29.974 | 73.2861 | 45.4217 | 132.2005 | 96.7052 | 0.10551 | 73.2861 | 30Q5 Flow | 96.7052 | HM Flow | 45.4217 | 7Q10 Flow |  | 365 | 0.00022209 | 0.0048895 | 0.0030304 | 0.0022965 | 3 | 4 | 0 | 0 | 39 | 1 | 0 | 0 | 0.788 | 32 | 0 | 0 | 6.2049e-06 | 1.6298e-06 | DMR | [16 empty] | 0.0038601 | 0.084983 | 0.052671 | 0.039916 | 0.00010785 | 2.8328e-05 | NO | NHDPlus
2023 | REVVITY, INC | 110015744024 | NY0270491 | WOODSTOCK | ULSTER | NY |  | 42.0256 | -74.0993 |  | 9511 | Air, Water, and Solid Waste Management | 924110 | Administration of Air and Water Resource and Solid Waste Management Programs | IS47 | Services | Waste handling, treatment, and disposal - Remediation or Monitoring | 1 | 0.096209 | NY0270491 | Saw Kill | 020200060907 | NAICS/SIC indicates Disposal or Remediation |  |  |  | 2023 | 02020010000000 | SAWKILL CK UNTR |  |  | 0.027892 | NPDES | 0.027892 | 0.043155 | 6189660 | Saw Kill | 2 | 54.07 | 42.4 | 45.426 | 90.844 | 110.057 | 105.844 | 74.154 | 37.271 | 29.974 | 50.765 | 75.98 | 67.026 | 48.125 | QE_08 | 29.974 | 73.2861 | 45.4217 | 132.2005 | 96.7052 | 0.10551 | 73.2861 | 30Q5 Flow | 96.7052 | HM Flow | 45.4217 | 7Q10 Flow |  | 365 | 0.00026359 | 0.0058031 | 0.0035967 | 0.0027257 | 3 | 4 | 0 | 0 | 39 | 1 | 0 | 0 | 0.788 | 32 | 0 | 0 | 7.3643e-06 | 1.9344e-06 | DMR | [16 empty] | 0.0045814 | 0.10086 | 0.062514 | 0.047375 | 0.000128 | 3.3621e-05 | NO | NHDPlus
2019 | D H HOLDINGS GWRS - FAYETTE TUBULAR PRODUCTS INC | 110058286331 | OH0143880 | FAYETTE | FULTON | OH |  | 41.6786 | -84.3256 |  | 8999 | Services, Nec | 711510 | Independent Artists, Writers, and Performers | NAICS/SIC Not Provided | NAICS/SIC Not Provided | Waste handling, treatment, and disposal - Remediation or Monitoring | 1 | 0.10697 | OH0143880 | Deer Creek-Bean Creek | 041000060202 | Uncertain, possibly a remediation site | [15 empty] | 3 | 3 | 4 | 75 | 8 | 4 | 3 | 2 | 1 | 2 | 2 | 2 | 4 | [7 empty] | 2.4466 | Permit Lookup Failed | 3.5308 |  | 1.3453 | Permit Lookup Failed | Spring creek (04100006000482) | 365 | 0.00029307 | 0.21784 | 0.11979 | 0.083003 | 3 | 4 | 0 | 0 | 39 | 1 | 0 | 0 | 0.788 | 32 | 0 | 0 | 0.00027645 | 7.2614e-05 | DMR | [16 empty] | 0.0050938 | 3.7863 | 2.082 | 1.4427 | 0.004805 | 0.0012621 | NO | Surrogate NHDPlus
2019 | BOEING COMPANY (THE) | 110000487633 | OR0031828 | PORTLAND | MULTNOMAH | OR |  | 45.5438 | -122.4666 |  | 3728 | Aircraft Parts and Auxiliary Equipment, NEC (research and development not producing prototypes) | 541713 | Research and Development in Nanotechnology | IS47 | Services | Waste handling, treatment, and disposal - Remediation or Monitoring | 1 | 0.0099868 | OR0031828 | Columbia Slough-Frontal Columbia River | 1.71E+11 | 2022 TRI indicates PCE is used as a manufacturing aid |  |  |  | 2023 | 1.71E+13 | COLUMBIA SLOUGH |  |  | 0.08928 | NPDES | 0.08928 | 0.13814 | 23815100 |  | 1 | 21.315 | 141.009 | 156.898 | 90.039 | 35.303 | 13.196 | 6.052 | 2.658 | 2.109 | 3.276 | 3.967 | 19.018 | 85.54 | QE_08 | 2.109 | 5.1565 | 2.9109 | 52.1149 | 13.6634 | 0.33774 | 5.1565 | 30Q5 Flow | 13.6634 | HM Flow | 2.9109 | 7Q10 Flow |  | 365 | 2.7361e-05 | 0.0093996 | 0.0053061 | 0.0020025 | 3 | 4 | 0 | 0 | 39 | 1 | 0 | 0 | 0.788 | 32 | 0 | 0 | 1.1928e-05 | 3.1332e-06 | DMR | [16 empty] | 0.00047556 | 0.16337 | 0.092226 | 0.034805 | 0.00020733 | 5.4458e-05 | NO | NHDPlus
2020 | BOEING COMPANY (THE) | 110000487633 | OR0031828 | PORTLAND | MULTNOMAH | OR |  | 45.5438 | -122.4666 |  | 3728 | Aircraft Parts and Auxiliary Equipment, NEC (research and development not producing prototypes) | 541713 | Research and Development in Nanotechnology | IS47 | Services | Waste handling, treatment, and disposal - Remediation or Monitoring | 1 | 0.0014125 | OR0031828 | Columbia Slough-Frontal Columbia River | 1.71E+11 | 2022 TRI indicates PCE is used as a manufacturing aid |  |  |  | 2023 | 1.71E+13 | COLUMBIA SLOUGH |  |  | 0.08928 | NPDES | 0.08928 | 0.13814 | 23815100 |  | 1 | 21.315 | 141.009 | 156.898 | 90.039 | 35.303 | 13.196 | 6.052 | 2.658 | 2.109 | 3.276 | 3.967 | 19.018 | 85.54 | QE_08 | 2.109 | 5.1565 | 2.9109 | 52.1149 | 13.6634 | 0.33774 | 5.1565 | 30Q5 Flow | 13.6634 | HM Flow | 2.9109 | 7Q10 Flow |  | 365 | 3.8698e-06 | 0.0013294 | 0.00075047 | 0.00028322 | 3 | 4 | 0 | 0 | 39 | 1 | 0 | 0 | 0.788 | 32 | 0 | 0 | 1.6871e-06 | 4.4314e-07 | DMR | [16 empty] | 6.7261e-05 | 0.023107 | 0.013044 | 0.0049227 | 2.9323e-05 | 7.7023e-06 | NO | NHDPlus
2021 | BOEING COMPANY (THE) | 110000487633 | OR0031828 | PORTLAND | MULTNOMAH | OR |  | 45.5438 | -122.4666 |  | 3728 | Aircraft Parts and Auxiliary Equipment, NEC (research and development not producing prototypes) | 541713 | Research and Development in Nanotechnology | IS47 | Services | Waste handling, treatment, and disposal - Remediation or Monitoring | 1 | 0.012533 | OR0031828 | Columbia Slough-Frontal Columbia River | 1.71E+11 | 2022 TRI indicates PCE is used as a manufacturing aid |  |  |  | 2023 | 1.71E+13 | COLUMBIA SLOUGH |  |  | 0.08928 | NPDES | 0.08928 | 0.13814 | 23815100 |  | 1 | 21.315 | 141.009 | 156.898 | 90.039 | 35.303 | 13.196 | 6.052 | 2.658 | 2.109 | 3.276 | 3.967 | 19.018 | 85.54 | QE_08 | 2.109 | 5.1565 | 2.9109 | 52.1149 | 13.6634 | 0.33774 | 5.1565 | 30Q5 Flow | 13.6634 | HM Flow | 2.9109 | 7Q10 Flow |  | 365 | 3.4338e-05 | 0.011796 | 0.0066591 | 0.0025131 | 3 | 4 | 0 | 0 | 39 | 1 | 0 | 0 | 0.788 | 32 | 0 | 0 | 1.497e-05 | 3.9321e-06 | DMR | [16 empty] | 0.00059682 | 0.20503 | 0.11574 | 0.04368 | 0.00026019 | 6.8344e-05 | NO | NHDPlus
2022 | BOEING COMPANY (THE) | 110000487633 | OR0031828 | PORTLAND | MULTNOMAH | OR |  | 45.5438 | -122.4666 |  | 3728 | Aircraft Parts and Auxiliary Equipment, NEC (research and development not producing prototypes) | 541713 | Research and Development in Nanotechnology | IS47 | Services | Waste handling, treatment, and disposal - Remediation or Monitoring | 1 | 0.012334 | OR0031828 | Columbia Slough-Frontal Columbia River | 1.71E+11 | 2022 TRI indicates PCE is used as a manufacturing aid |  |  |  | 2023 | 1.71E+13 | COLUMBIA SLOUGH |  |  | 0.08928 | NPDES | 0.08928 | 0.13814 | 23815100 |  | 1 | 21.315 | 141.009 | 156.898 | 90.039 | 35.303 | 13.196 | 6.052 | 2.658 | 2.109 | 3.276 | 3.967 | 19.018 | 85.54 | QE_08 | 2.109 | 5.1565 | 2.9109 | 52.1149 | 13.6634 | 0.33774 | 5.1565 | 30Q5 Flow | 13.6634 | HM Flow | 2.9109 | 7Q10 Flow |  | 365 | 3.3792e-05 | 0.011609 | 0.0065534 | 0.0024732 | 3 | 4 | 0 | 0 | 39 | 1 | 0 | 0 | 0.788 | 32 | 0 | 0 | 1.4732e-05 | 3.8697e-06 | DMR | [16 empty] | 0.00058735 | 0.20178 | 0.1139 | 0.042987 | 0.00025606 | 6.7259e-05 | NO | NHDPlus
2023 | BOEING COMPANY (THE) | 110000487633 | OR0031828 | PORTLAND | MULTNOMAH | OR |  | 45.5438 | -122.4666 |  | 3728 | Aircraft Parts and Auxiliary Equipment, NEC (research and development not producing prototypes) | 541713 | Research and Development in Nanotechnology | IS47 | Services | Waste handling, treatment, and disposal - Remediation or Monitoring | 1 | 0.012334 | OR0031828 | Columbia Slough-Frontal Columbia River | 1.71E+11 | 2022 TRI indicates PCE is used as a manufacturing aid |  |  |  | 2023 | 1.71E+13 | COLUMBIA SLOUGH |  |  | 0.08928 | NPDES | 0.08928 | 0.13814 | 23815100 |  | 1 | 21.315 | 141.009 | 156.898 | 90.039 | 35.303 | 13.196 | 6.052 | 2.658 | 2.109 | 3.276 | 3.967 | 19.018 | 85.54 | QE_08 | 2.109 | 5.1565 | 2.9109 | 52.1149 | 13.6634 | 0.33774 | 5.1565 | 30Q5 Flow | 13.6634 | HM Flow | 2.9109 | 7Q10 Flow |  | 365 | 3.3792e-05 | 0.011609 | 0.0065534 | 0.0024732 | 3 | 4 | 0 | 0 | 39 | 1 | 0 | 0 | 0.788 | 32 | 0 | 0 | 1.4732e-05 | 3.8697e-06 | DMR | [16 empty] | 0.00058735 | 0.20178 | 0.1139 | 0.042987 | 0.00025606 | 6.7259e-05 | NO | NHDPlus
2019 | UNIVAR SOLUTIONS USA | 110000487447 | OR0034606 | PORTLAND | MULTNOMAH | OR |  | 45.5486 | -122.7229 |  | 5169 | Chemicals and Allied Products, Nec | 425120 | Wholesale Trade Agents and Brokers | IS46 | Wholesale and Retail Trade | Waste handling, treatment, and disposal - Remediation or Monitoring | 1 | 0.0029101 | OR0034606 | Willamette River | 1.71E+11 | No organochlorines are reported to 2022 TRI |  |  |  | 2023 | 1.71E+13 | WILLAMETTE RIVER |  |  | 0.008232 | NPDES | 0.008232 | 0.012737 | 23815040 | Willamette River | 7 | 33991.174 | 67772.297 | 57202.436 | 45453.554 | 35460.963 | 27013.117 | 18438.363 | 9710.432 | 8587.433 | 11515.038 | 16295.559 | 41128.059 | 69271.854 | QE_08 | 8587.433 | 20996.1687 | 15880.8006 | 83108.0049 | 51661.8604 | 0.031141 | 20996.1687 | 30Q5 Flow | 51661.8604 | HM Flow | 15880.8006 | 7Q10 Flow |  | 365 | 7.9728e-06 | 5.0204e-07 | 3.7973e-07 | 1.5433e-07 | 3 | 4 | 0 | 0 | 39 | 1 | 0 | 0 | 0.788 | 32 | 0 | 0 | 6.3711e-10 | 1.6735e-10 | DMR | [16 empty] | 0.00013858 | 8.726e-06 | 6.6e-06 | 2.6824e-06 | 1.1074e-08 | 2.9087e-09 | NO | NHDPlus
2020 | UNIVAR SOLUTIONS USA | 110000487447 | OR0034606 | PORTLAND | MULTNOMAH | OR |  | 45.5486 | -122.7229 |  | 5169 | Chemicals and Allied Products, Nec | 425120 | Wholesale Trade Agents and Brokers | IS46 | Wholesale and Retail Trade | Waste handling, treatment, and disposal - Remediation or Monitoring | 1 | 0.0031111 | OR0034606 | Willamette River | 1.71E+11 | No organochlorines are reported to 2022 TRI |  |  |  | 2023 | 1.71E+13 | WILLAMETTE RIVER |  |  | 0.008232 | NPDES | 0.008232 | 0.012737 | 23815040 | Willamette River | 7 | 33991.174 | 67772.297 | 57202.436 | 45453.554 | 35460.963 | 27013.117 | 18438.363 | 9710.432 | 8587.433 | 11515.038 | 16295.559 | 41128.059 | 69271.854 | QE_08 | 8587.433 | 20996.1687 | 15880.8006 | 83108.0049 | 51661.8604 | 0.031141 | 20996.1687 | 30Q5 Flow | 51661.8604 | HM Flow | 15880.8006 | 7Q10 Flow |  | 365 | 8.5235e-06 | 5.3671e-07 | 4.0595e-07 | 1.6499e-07 | 3 | 4 | 0 | 0 | 39 | 1 | 0 | 0 | 0.788 | 32 | 0 | 0 | 6.8111e-10 | 1.789e-10 | DMR | [16 empty] | 0.00014815 | 9.3286e-06 | 7.0558e-06 | 2.8676e-06 | 1.1838e-08 | 3.1095e-09 | NO | NHDPlus
2021 | UNIVAR SOLUTIONS USA | 110000487447 | OR0034606 | PORTLAND | MULTNOMAH | OR |  | 45.5486 | -122.7229 |  | 5169 | Chemicals and Allied Products, Nec | 425120 | Wholesale Trade Agents and Brokers | IS46 | Wholesale and Retail Trade | Waste handling, treatment, and disposal - Remediation or Monitoring | 1 | 0.0017918 | OR0034606 | Willamette River | 1.71E+11 | No organochlorines are reported to 2022 TRI |  |  |  | 2023 | 1.71E+13 | WILLAMETTE RIVER |  |  | 0.008232 | NPDES | 0.008232 | 0.012737 | 23815040 | Willamette River | 7 | 33991.174 | 67772.297 | 57202.436 | 45453.554 | 35460.963 | 27013.117 | 18438.363 | 9710.432 | 8587.433 | 11515.038 | 16295.559 | 41128.059 | 69271.854 | QE_08 | 8587.433 | 20996.1687 | 15880.8006 | 83108.0049 | 51661.8604 | 0.031141 | 20996.1687 | 30Q5 Flow | 51661.8604 | HM Flow | 15880.8006 | 7Q10 Flow |  | 365 | 4.909e-06 | 3.0912e-07 | 2.3381e-07 | 9.5022e-08 | 3 | 4 | 0 | 0 | 39 | 1 | 0 | 0 | 0.788 | 32 | 0 | 0 | 3.9228e-10 | 1.0304e-10 | DMR | [16 empty] | 8.5324e-05 | 5.3728e-06 | 4.0638e-06 | 1.6516e-06 | 6.8182e-09 | 1.7909e-09 | NO | NHDPlus
2022 | UNIVAR SOLUTIONS USA | 110000487447 | OR0034606 | PORTLAND | MULTNOMAH | OR |  | 45.5486 | -122.7229 |  | 5169 | Chemicals and Allied Products, Nec | 425120 | Wholesale Trade Agents and Brokers | IS46 | Wholesale and Retail Trade | Waste handling, treatment, and disposal - Remediation or Monitoring | 1 | 0.0015276 | OR0034606 | Willamette River | 1.71E+11 | No organochlorines are reported to 2022 TRI |  |  |  | 2023 | 1.71E+13 | WILLAMETTE RIVER |  |  | 0.008232 | NPDES | 0.008232 | 0.012737 | 23815040 | Willamette River | 7 | 33991.174 | 67772.297 | 57202.436 | 45453.554 | 35460.963 | 27013.117 | 18438.363 | 9710.432 | 8587.433 | 11515.038 | 16295.559 | 41128.059 | 69271.854 | QE_08 | 8587.433 | 20996.1687 | 15880.8006 | 83108.0049 | 51661.8604 | 0.031141 | 20996.1687 | 30Q5 Flow | 51661.8604 | HM Flow | 15880.8006 | 7Q10 Flow |  | 365 | 4.1853e-06 | 2.6355e-07 | 1.9934e-07 | 8.1014e-08 | 3 | 4 | 0 | 0 | 39 | 1 | 0 | 0 | 0.788 | 32 | 0 | 0 | 3.3445e-10 | 8.7848e-11 | DMR | [16 empty] | 7.2745e-05 | 4.5807e-06 | 3.4647e-06 | 1.4081e-06 | 5.813e-09 | 1.5269e-09 | NO | NHDPlus
2023 | UNIVAR SOLUTIONS USA | 110000487447 | OR0034606 | PORTLAND | MULTNOMAH | OR |  | 45.5486 | -122.7229 |  | 5169 | Chemicals and Allied Products, Nec | 425120 | Wholesale Trade Agents and Brokers | IS46 | Wholesale and Retail Trade | Waste handling, treatment, and disposal - Remediation or Monitoring | 1 | 0.0012108 | OR0034606 | Willamette River | 1.71E+11 | No organochlorines are reported to 2022 TRI |  |  |  | 2023 | 1.71E+13 | WILLAMETTE RIVER |  |  | 0.008232 | NPDES | 0.008232 | 0.012737 | 23815040 | Willamette River | 7 | 33991.174 | 67772.297 | 57202.436 | 45453.554 | 35460.963 | 27013.117 | 18438.363 | 9710.432 | 8587.433 | 11515.038 | 16295.559 | 41128.059 | 69271.854 | QE_08 | 8587.433 | 20996.1687 | 15880.8006 | 83108.0049 | 51661.8604 | 0.031141 | 20996.1687 | 30Q5 Flow | 51661.8604 | HM Flow | 15880.8006 | 7Q10 Flow |  | 365 | 3.3172e-06 | 2.0888e-07 | 1.5799e-07 | 6.4209e-08 | 3 | 4 | 0 | 0 | 39 | 1 | 0 | 0 | 0.788 | 32 | 0 | 0 | 2.6507e-10 | 6.9626e-11 | DMR | [16 empty] | 5.7655e-05 | 3.6305e-06 | 2.746e-06 | 1.116e-06 | 4.6072e-09 | 1.2102e-09 | NO | NHDPlus
2019 | BETTIS ATOMIC POWER LAB/W MIFFLIN | 110000701973 | PA0000914 | WEST MIFFLIN | ALLEGHENY | PA |  | 40.3592 | -79.9027 |  | 8733 | Noncommercial Research Organizations | 541720 | Research and Development in the Social Sciences and Humanities | IS47 | Services | Waste handling, treatment, and disposal - Remediation or Monitoring | 1 | 0.026204 | PA0000914 | Streets Run-Monongahela River | 050200050808 | NPDES permit indicates OUTFALL 007 is Treated, Contaminated Groundwater |  |  |  | 2023 | 05020010000000 | THOMPSON RUN, UNNAMED TRIB OF HUMMS RUN, UNNAMED TRIB OF MONONGAHELA RIVER, UNT OF MONONGAHELA RIVER | 0 |  | 0.038458 | NPDES | 0.038458 | 0.059504 | 3785873 | Monongahela River | 7 | 9961.336 | 14608.928 | 17797.029 | 18315.175 | 13284.047 | 11526.374 | 7018.136 | 5163.52 | 4262.547 | 3692.87 | 4713.362 | 8517.944 | 13417.307 | QE_09 | 3692.87 | 9029.022 | 6629.3702 | 24355.3447 | 17848.8073 | 0.14549 | 9029.022 | 30Q5 Flow | 17848.8073 | HM Flow | 6629.3702 | 7Q10 Flow |  | 365 | 7.1791e-05 | 1.0829e-05 | 7.9511e-06 | 4.0221e-06 | 3 | 4 | 0 | 0 | 39 | 1 | 0 | 0 | 0.788 | 32 | 0 | 0 | 1.3743e-08 | 3.6097e-09 | DMR | [16 empty] | 0.0012478 | 0.00018822 | 0.0001382 | 6.9909e-05 | 2.3886e-07 | 6.274e-08 | NO | NHDPlus
2020 | BETTIS ATOMIC POWER LAB/W MIFFLIN | 110000701973 | PA0000914 | WEST MIFFLIN | ALLEGHENY | PA |  | 40.3592 | -79.9027 |  | 8733 | Noncommercial Research Organizations | 541720 | Research and Development in the Social Sciences and Humanities | IS47 | Services | Waste handling, treatment, and disposal - Remediation or Monitoring | 1 | 0.02078 | PA0000914 | Streets Run-Monongahela River | 050200050808 | NPDES permit indicates OUTFALL 007 is Treated, Contaminated Groundwater |  |  |  | 2023 | 05020010000000 | THOMPSON RUN, UNNAMED TRIB OF HUMMS RUN, UNNAMED TRIB OF MONONGAHELA RIVER, UNT OF MONONGAHELA RIVER | 0 |  | 0.038458 | NPDES | 0.038458 | 0.059504 | 3785873 | Monongahela River | 7 | 9961.336 | 14608.928 | 17797.029 | 18315.175 | 13284.047 | 11526.374 | 7018.136 | 5163.52 | 4262.547 | 3692.87 | 4713.362 | 8517.944 | 13417.307 | QE_09 | 3692.87 | 9029.022 | 6629.3702 | 24355.3447 | 17848.8073 | 0.14549 | 9029.022 | 30Q5 Flow | 17848.8073 | HM Flow | 6629.3702 | 7Q10 Flow |  | 365 | 5.6931e-05 | 8.5876e-06 | 6.3053e-06 | 3.1896e-06 | 3 | 4 | 0 | 0 | 39 | 1 | 0 | 0 | 0.788 | 32 | 0 | 0 | 1.0898e-08 | 2.8625e-09 | DMR | [16 empty] | 0.00098951 | 0.00014926 | 0.00010959 | 5.5438e-05 | 1.8942e-07 | 4.9754e-08 | NO | NHDPlus
2021 | BETTIS ATOMIC POWER LAB/W MIFFLIN | 110000701973 | PA0000914 | WEST MIFFLIN | ALLEGHENY | PA |  | 40.3592 | -79.9027 |  | 8733 | Noncommercial Research Organizations | 541720 | Research and Development in the Social Sciences and Humanities | IS47 | Services | Waste handling, treatment, and disposal - Remediation or Monitoring | 1 | 0.02056 | PA0000914 | Streets Run-Monongahela River | 050200050808 | NPDES permit indicates OUTFALL 007 is Treated, Contaminated Groundwater |  |  |  | 2023 | 05020010000000 | THOMPSON RUN, UNNAMED TRIB OF HUMMS RUN, UNNAMED TRIB OF MONONGAHELA RIVER, UNT OF MONONGAHELA RIVER | 0 |  | 0.038458 | NPDES | 0.038458 | 0.059504 | 3785873 | Monongahela River | 7 | 9961.336 | 14608.928 | 17797.029 | 18315.175 | 13284.047 | 11526.374 | 7018.136 | 5163.52 | 4262.547 | 3692.87 | 4713.362 | 8517.944 | 13417.307 | QE_09 | 3692.87 | 9029.022 | 6629.3702 | 24355.3447 | 17848.8073 | 0.14549 | 9029.022 | 30Q5 Flow | 17848.8073 | HM Flow | 6629.3702 | 7Q10 Flow |  | 365 | 5.6329e-05 | 8.4969e-06 | 6.2387e-06 | 3.1559e-06 | 3 | 4 | 0 | 0 | 39 | 1 | 0 | 0 | 0.788 | 32 | 0 | 0 | 1.0783e-08 | 2.8323e-09 | DMR | [16 empty] | 0.00097905 | 0.00014768 | 0.00010843 | 5.4853e-05 | 1.8742e-07 | 4.9228e-08 | NO | NHDPlus
2022 | BETTIS ATOMIC POWER LAB/W MIFFLIN | 110000701973 | PA0000914 | WEST MIFFLIN | ALLEGHENY | PA |  | 40.3592 | -79.9027 |  | 8733 | Noncommercial Research Organizations | 541720 | Research and Development in the Social Sciences and Humanities | IS47 | Services | Waste handling, treatment, and disposal - Remediation or Monitoring | 1 | 0.025872 | PA0000914 | Streets Run-Monongahela River | 050200050808 | NPDES permit indicates OUTFALL 007 is Treated, Contaminated Groundwater |  |  |  | 2023 | 05020010000000 | THOMPSON RUN, UNNAMED TRIB OF HUMMS RUN, UNNAMED TRIB OF MONONGAHELA RIVER, UNT OF MONONGAHELA RIVER | 0 |  | 0.038458 | NPDES | 0.038458 | 0.059504 | 3785873 | Monongahela River | 7 | 9961.336 | 14608.928 | 17797.029 | 18315.175 | 13284.047 | 11526.374 | 7018.136 | 5163.52 | 4262.547 | 3692.87 | 4713.362 | 8517.944 | 13417.307 | QE_09 | 3692.87 | 9029.022 | 6629.3702 | 24355.3447 | 17848.8073 | 0.14549 | 9029.022 | 30Q5 Flow | 17848.8073 | HM Flow | 6629.3702 | 7Q10 Flow |  | 365 | 7.0883e-05 | 1.0692e-05 | 7.8506e-06 | 3.9713e-06 | 3 | 4 | 0 | 0 | 39 | 1 | 0 | 0 | 0.788 | 32 | 0 | 0 | 1.3569e-08 | 3.5641e-09 | DMR | [16 empty] | 0.001232 | 0.00018584 | 0.00013645 | 6.9025e-05 | 2.3584e-07 | 6.1947e-08 | NO | NHDPlus
2023 | BETTIS ATOMIC POWER LAB/W MIFFLIN | 110000701973 | PA0000914 | WEST MIFFLIN | ALLEGHENY | PA |  | 40.3592 | -79.9027 |  | 8733 | Noncommercial Research Organizations | 541720 | Research and Development in the Social Sciences and Humanities | IS47 | Services | Waste handling, treatment, and disposal - Remediation or Monitoring | 1 | 0.01395 | PA0000914 | Streets Run-Monongahela River | 050200050808 | NPDES permit indicates OUTFALL 007 is Treated, Contaminated Groundwater |  |  |  | 2023 | 05020010000000 | THOMPSON RUN, UNNAMED TRIB OF HUMMS RUN, UNNAMED TRIB OF MONONGAHELA RIVER, UNT OF MONONGAHELA RIVER | 0 |  | 0.038458 | NPDES | 0.038458 | 0.059504 | 3785873 | Monongahela River | 7 | 9961.336 | 14608.928 | 17797.029 | 18315.175 | 13284.047 | 11526.374 | 7018.136 | 5163.52 | 4262.547 | 3692.87 | 4713.362 | 8517.944 | 13417.307 | QE_09 | 3692.87 | 9029.022 | 6629.3702 | 24355.3447 | 17848.8073 | 0.14549 | 9029.022 | 30Q5 Flow | 17848.8073 | HM Flow | 6629.3702 | 7Q10 Flow |  | 365 | 3.8218e-05 | 5.765e-06 | 4.2328e-06 | 2.1412e-06 | 3 | 4 | 0 | 0 | 39 | 1 | 0 | 0 | 0.788 | 32 | 0 | 0 | 7.316e-09 | 1.9217e-09 | DMR | [16 empty] | 0.00066427 | 0.0001002 | 7.357e-05 | 3.7216e-05 | 1.2716e-07 | 3.34e-08 | NO | NHDPlus
2022 | SHELL CHEMICAL APPALACHIA LLC | 110000329038 | PA0002208 | MONACA | BEAVER | PA |  | 40.6706 | -80.3365 |  | 2869 | Industrial Organic Chemicals, Nec | 325998 | All Other Miscellaneous Chemical Product and Preparation Manufacturing | IS34 | All Other Chemical Product and Preparation Manufacturing | Waste handling, treatment, and disposal - Remediation or Monitoring | 1 | 0.00681 | PA0002208 | Sixmile Run-Ohio River | 050301010310 | No organochlorines are reported to 2022 TRI |  |  |  | 2023 | 05030100000000 | OHIO RIVER, POORHOUSE RUN, RACCOON CREEK, RAG RUN, UNNAMED STREAM, UNNAMED TRIB TO OHIO RIVER | 94.454 |  | 0.15489 | NPDES | 0.15489 | 0.23965 | 3819695 | Poorhouse Run | 1 | 0.478 | 1.446 | 4.499 | 1.63 | 0.804 | 0.564 | 0.383 | 0.27 | 0.175 | 0.266 | 0.279 | 0.374 | 0.812 | QE_08 | 0.175 | 0.42787 | 0.22127 | 1.1687 | 0.54667 | 0.58595 | 0.58595 | Plant Flow | 0.58595 | Plant Flow | 0.58595 | Plant Flow |  | 365 | 1.8658e-05 | 0.031842 | 0.031842 | 0.031842 | 3 | 4 | 0 | 0 | 39 | 1 | 0 | 0 | 0.788 | 32 | 0 | 0 | 4.0408e-05 | 1.0614e-05 | DMR | [16 empty] | 0.00032429 | 0.55344 | 0.55344 | 0.55344 | 0.00070234 | 0.00018448 | NO | PlantFlow
2023 | SHELL CHEMICAL APPALACHIA LLC | 110000329038 | PA0002208 | MONACA | BEAVER | PA |  | 40.6706 | -80.3365 |  | 2869 | Industrial Organic Chemicals, Nec | 325998 | All Other Miscellaneous Chemical Product and Preparation Manufacturing | IS34 | All Other Chemical Product and Preparation Manufacturing | Waste handling, treatment, and disposal - Remediation or Monitoring | 1 | 0.028148 | PA0002208 | Sixmile Run-Ohio River | 050301010310 | No organochlorines are reported to 2022 TRI |  |  |  | 2023 | 05030100000000 | OHIO RIVER, POORHOUSE RUN, RACCOON CREEK, RAG RUN, UNNAMED STREAM, UNNAMED TRIB TO OHIO RIVER | 94.454 |  | 0.15489 | NPDES | 0.15489 | 0.23965 | 3819695 | Poorhouse Run | 1 | 0.478 | 1.446 | 4.499 | 1.63 | 0.804 | 0.564 | 0.383 | 0.27 | 0.175 | 0.266 | 0.279 | 0.374 | 0.812 | QE_08 | 0.175 | 0.42787 | 0.22127 | 1.1687 | 0.54667 | 0.58595 | 0.58595 | Plant Flow | 0.58595 | Plant Flow | 0.58595 | Plant Flow |  | 365 | 7.7118e-05 | 0.13161 | 0.13161 | 0.13161 | 3 | 4 | 0 | 0 | 39 | 1 | 0 | 0 | 0.788 | 32 | 0 | 0 | 0.00016702 | 4.3871e-05 | DMR | [16 empty] | 0.0013404 | 2.2876 | 2.2876 | 2.2876 | 0.002903 | 0.00076252 | NO | PlantFlow
2019 | BVPV STYRENICS LLC/BEAVER | 110059344473 | PA0006254 | MONACA | BEAVER | PA |  | 40.6553 | -80.3564 |  | 2821 | Plastics Materials and Resins | 325211 | Plastics Material and Resin Manufacturing | IS22 | Plastic Material and Resin Manufacturing | Waste handling, treatment, and disposal - Remediation or Monitoring | 1 | 0.66284 | PA0006254 | Sixmile Run-Ohio River | 050301010310 | No organochlorines are reported to 2022 TRI |  |  |  | 2023 | 05030100000000 | OHIO RIVER, RACCOON CREEK, UNNAMED STREAM | 257.702 |  | 5.3188 | NPDES | 5.3188 | 8.2294 | 3821039 | Ohio River | 8 | 39643.415 | 49749.708 | 56627.259 | 69600.481 | 59707.694 | 42476.651 | 30605.953 | 21753.18 | 16544.479 | 17407.962 | 21209.422 | 34931.472 | 51748.344 | QE_08 | 16544.479 | 40451.0489 | 31310.2637 | 96927.665 | 80817.6593 | 20.1207 | 40451.0489 | 30Q5 Flow | 80817.6593 | HM Flow | 31310.2637 | 7Q10 Flow |  | 365 | 0.001816 | 5.8e-05 | 4.4894e-05 | 2.247e-05 | 3 | 4 | 0 | 0 | 39 | 1 | 0 | 0 | 0.788 | 32 | 0 | 0 | 7.3604e-08 | 1.9333e-08 | DMR | [16 empty] | 0.031564 | 0.0010081 | 0.0007803 | 0.00039056 | 1.2793e-06 | 3.3603e-07 | NO | NHDPlus
2020 | BVPV STYRENICS LLC/BEAVER | 110059344473 | PA0006254 | MONACA | BEAVER | PA |  | 40.6553 | -80.3564 |  | 2821 | Plastics Materials and Resins | 325211 | Plastics Material and Resin Manufacturing | IS22 | Plastic Material and Resin Manufacturing | Waste handling, treatment, and disposal - Remediation or Monitoring | 1 | 0.49713 | PA0006254 | Sixmile Run-Ohio River | 050301010310 | No organochlorines are reported to 2022 TRI |  |  |  | 2023 | 05030100000000 | OHIO RIVER, RACCOON CREEK, UNNAMED STREAM | 257.702 |  | 5.3188 | NPDES | 5.3188 | 8.2294 | 3821039 | Ohio River | 8 | 39643.415 | 49749.708 | 56627.259 | 69600.481 | 59707.694 | 42476.651 | 30605.953 | 21753.18 | 16544.479 | 17407.962 | 21209.422 | 34931.472 | 51748.344 | QE_08 | 16544.479 | 40451.0489 | 31310.2637 | 96927.665 | 80817.6593 | 20.1207 | 40451.0489 | 30Q5 Flow | 80817.6593 | HM Flow | 31310.2637 | 7Q10 Flow |  | 365 | 0.001362 | 4.35e-05 | 3.367e-05 | 1.6853e-05 | 3 | 4 | 0 | 0 | 39 | 1 | 0 | 0 | 0.788 | 32 | 0 | 0 | 5.5203e-08 | 1.45e-08 | DMR | [16 empty] | 0.023673 | 0.00075607 | 0.00058522 | 0.00029292 | 9.5948e-07 | 2.5202e-07 | NO | NHDPlus
2021 | BVPV STYRENICS LLC/BEAVER | 110059344473 | PA0006254 | MONACA | BEAVER | PA |  | 40.6553 | -80.3564 |  | 2821 | Plastics Materials and Resins | 325211 | Plastics Material and Resin Manufacturing | IS22 | Plastic Material and Resin Manufacturing | Waste handling, treatment, and disposal - Remediation or Monitoring | 1 | 0.57998 | PA0006254 | Sixmile Run-Ohio River | 050301010310 | No organochlorines are reported to 2022 TRI |  |  |  | 2023 | 05030100000000 | OHIO RIVER, RACCOON CREEK, UNNAMED STREAM | 257.702 |  | 5.3188 | NPDES | 5.3188 | 8.2294 | 3821039 | Ohio River | 8 | 39643.415 | 49749.708 | 56627.259 | 69600.481 | 59707.694 | 42476.651 | 30605.953 | 21753.18 | 16544.479 | 17407.962 | 21209.422 | 34931.472 | 51748.344 | QE_08 | 16544.479 | 40451.0489 | 31310.2637 | 96927.665 | 80817.6593 | 20.1207 | 40451.0489 | 30Q5 Flow | 80817.6593 | HM Flow | 31310.2637 | 7Q10 Flow |  | 365 | 0.001589 | 5.075e-05 | 3.9282e-05 | 1.9662e-05 | 3 | 4 | 0 | 0 | 39 | 1 | 0 | 0 | 0.788 | 32 | 0 | 0 | 6.4404e-08 | 1.6917e-08 | DMR | [16 empty] | 0.027618 | 0.00088209 | 0.00068276 | 0.00034174 | 1.1194e-06 | 2.9403e-07 | NO | NHDPlus
2022 | BVPV STYRENICS LLC/BEAVER | 110059344473 | PA0006254 | MONACA | BEAVER | PA |  | 40.6553 | -80.3564 |  | 2821 | Plastics Materials and Resins | 325211 | Plastics Material and Resin Manufacturing | IS22 | Plastic Material and Resin Manufacturing | Waste handling, treatment, and disposal - Remediation or Monitoring | 1 | 0.66284 | PA0006254 | Sixmile Run-Ohio River | 050301010310 | No organochlorines are reported to 2022 TRI |  |  |  | 2023 | 05030100000000 | OHIO RIVER, RACCOON CREEK, UNNAMED STREAM | 257.702 |  | 5.3188 | NPDES | 5.3188 | 8.2294 | 3821039 | Ohio River | 8 | 39643.415 | 49749.708 | 56627.259 | 69600.481 | 59707.694 | 42476.651 | 30605.953 | 21753.18 | 16544.479 | 17407.962 | 21209.422 | 34931.472 | 51748.344 | QE_08 | 16544.479 | 40451.0489 | 31310.2637 | 96927.665 | 80817.6593 | 20.1207 | 40451.0489 | 30Q5 Flow | 80817.6593 | HM Flow | 31310.2637 | 7Q10 Flow |  | 365 | 0.001816 | 5.8e-05 | 4.4894e-05 | 2.247e-05 | 3 | 4 | 0 | 0 | 39 | 1 | 0 | 0 | 0.788 | 32 | 0 | 0 | 7.3604e-08 | 1.9333e-08 | DMR | [16 empty] | 0.031564 | 0.0010081 | 0.0007803 | 0.00039056 | 1.2793e-06 | 3.3603e-07 | NO | NHDPlus
2023 | BVPV STYRENICS LLC/BEAVER | 110059344473 | PA0006254 | MONACA | BEAVER | PA |  | 40.6553 | -80.3564 |  | 2821 | Plastics Materials and Resins | 325211 | Plastics Material and Resin Manufacturing | IS22 | Plastic Material and Resin Manufacturing | Waste handling, treatment, and disposal - Remediation or Monitoring | 1 | 0.66284 | PA0006254 | Sixmile Run-Ohio River | 050301010310 | No organochlorines are reported to 2022 TRI |  |  |  | 2023 | 05030100000000 | OHIO RIVER, RACCOON CREEK, UNNAMED STREAM | 257.702 |  | 5.3188 | NPDES | 5.3188 | 8.2294 | 3821039 | Ohio River | 8 | 39643.415 | 49749.708 | 56627.259 | 69600.481 | 59707.694 | 42476.651 | 30605.953 | 21753.18 | 16544.479 | 17407.962 | 21209.422 | 34931.472 | 51748.344 | QE_08 | 16544.479 | 40451.0489 | 31310.2637 | 96927.665 | 80817.6593 | 20.1207 | 40451.0489 | 30Q5 Flow | 80817.6593 | HM Flow | 31310.2637 | 7Q10 Flow |  | 365 | 0.001816 | 5.8e-05 | 4.4894e-05 | 2.247e-05 | 3 | 4 | 0 | 0 | 39 | 1 | 0 | 0 | 0.788 | 32 | 0 | 0 | 7.3604e-08 | 1.9333e-08 | DMR | [16 empty] | 0.031564 | 0.0010081 | 0.0007803 | 0.00039056 | 1.2793e-06 | 3.3603e-07 | NO | NHDPlus
2019 | DIXON FESSLER USA | 110000584305 | PA0012149 | DEER LAKE | SCHUYLKILL | PA |  | 40.6276 | -76.0649 |  | 3951 | Pens and Mechanical Pencils | 339940 | Office Supplies (except Paper) Manufacturing | IS45 | Miscellaneous Manufacturing | Waste handling, treatment, and disposal - Remediation or Monitoring | 1 | 0.0072527 | PA0012149 | Deer Lake-Pine Creek | 020402030205 | NPDES permit indicates OUTFALL 001 is Groundwater Cleanup Discharge |  |  |  | 2023 | 02040200000000 | PINE CREEK, UNNAMED STREAM | 0.045 |  | 0.021042 | NPDES | 0.021042 | 0.032556 | 4779611 | Pine Creek | 3 | 26.684 | 38.627 | 63.698 | 113.963 | 52.747 | 36.035 | 26.861 | 14.263 | 10.923 | 19.685 | 39.36 | 36.235 | 38.56 | QE_08 | 10.923 | 26.7066 | 15.9745 | 65.2421 | 38.8921 | 0.0796 | 26.7066 | 30Q5 Flow | 38.8921 | HM Flow | 15.9745 | 7Q10 Flow |  | 365 | 1.987e-05 | 0.0012439 | 0.00074402 | 0.00051091 | 3 | 4 | 0 | 0 | 39 | 1 | 0 | 0 | 0.788 | 32 | 0 | 0 | 1.5785e-06 | 4.1462e-07 | DMR | [16 empty] | 0.00034536 | 0.02162 | 0.012932 | 0.0088801 | 2.7436e-05 | 7.2066e-06 | NO | NHDPlus
2020 | DIXON FESSLER USA | 110000584305 | PA0012149 | DEER LAKE | SCHUYLKILL | PA |  | 40.6276 | -76.0649 |  | 3951 | Pens and Mechanical Pencils | 339940 | Office Supplies (except Paper) Manufacturing | IS45 | Miscellaneous Manufacturing | Waste handling, treatment, and disposal - Remediation or Monitoring | 1 | 0.0059996 | PA0012149 | Deer Lake-Pine Creek | 020402030205 | NPDES permit indicates OUTFALL 001 is Groundwater Cleanup Discharge |  |  |  | 2023 | 02040200000000 | PINE CREEK, UNNAMED STREAM | 0.045 |  | 0.021042 | NPDES | 0.021042 | 0.032556 | 4779611 | Pine Creek | 3 | 26.684 | 38.627 | 63.698 | 113.963 | 52.747 | 36.035 | 26.861 | 14.263 | 10.923 | 19.685 | 39.36 | 36.235 | 38.56 | QE_08 | 10.923 | 26.7066 | 15.9745 | 65.2421 | 38.8921 | 0.0796 | 26.7066 | 30Q5 Flow | 38.8921 | HM Flow | 15.9745 | 7Q10 Flow |  | 365 | 1.6437e-05 | 0.001029 | 0.00061548 | 0.00042264 | 3 | 4 | 0 | 0 | 39 | 1 | 0 | 0 | 0.788 | 32 | 0 | 0 | 1.3058e-06 | 3.4299e-07 | DMR | [16 empty] | 0.0002857 | 0.017884 | 0.010698 | 0.0073459 | 2.2696e-05 | 5.9615e-06 | NO | NHDPlus
2021 | DIXON FESSLER USA | 110000584305 | PA0012149 | DEER LAKE | SCHUYLKILL | PA |  | 40.6276 | -76.0649 |  | 3951 | Pens and Mechanical Pencils | 339940 | Office Supplies (except Paper) Manufacturing | IS45 | Miscellaneous Manufacturing | Waste handling, treatment, and disposal - Remediation or Monitoring | 1 | 0.0058089 | PA0012149 | Deer Lake-Pine Creek | 020402030205 | NPDES permit indicates OUTFALL 001 is Groundwater Cleanup Discharge |  |  |  | 2023 | 02040200000000 | PINE CREEK, UNNAMED STREAM | 0.045 |  | 0.021042 | NPDES | 0.021042 | 0.032556 | 4779611 | Pine Creek | 3 | 26.684 | 38.627 | 63.698 | 113.963 | 52.747 | 36.035 | 26.861 | 14.263 | 10.923 | 19.685 | 39.36 | 36.235 | 38.56 | QE_08 | 10.923 | 26.7066 | 15.9745 | 65.2421 | 38.8921 | 0.0796 | 26.7066 | 30Q5 Flow | 38.8921 | HM Flow | 15.9745 | 7Q10 Flow |  | 365 | 1.5915e-05 | 0.00099626 | 0.00059592 | 0.00040921 | 3 | 4 | 0 | 0 | 39 | 1 | 0 | 0 | 0.788 | 32 | 0 | 0 | 1.2643e-06 | 3.3209e-07 | DMR | [16 empty] | 0.00027662 | 0.017316 | 0.010358 | 0.0071124 | 2.1975e-05 | 5.772e-06 | NO | NHDPlus
2022 | DIXON FESSLER USA | 110000584305 | PA0012149 | DEER LAKE | SCHUYLKILL | PA |  | 40.6276 | -76.0649 |  | 3951 | Pens and Mechanical Pencils | 339940 | Office Supplies (except Paper) Manufacturing | IS45 | Miscellaneous Manufacturing | Waste handling, treatment, and disposal - Remediation or Monitoring | 1 | 0.0078678 | PA0012149 | Deer Lake-Pine Creek | 020402030205 | NPDES permit indicates OUTFALL 001 is Groundwater Cleanup Discharge |  |  |  | 2023 | 02040200000000 | PINE CREEK, UNNAMED STREAM | 0.045 |  | 0.021042 | NPDES | 0.021042 | 0.032556 | 4779611 | Pine Creek | 3 | 26.684 | 38.627 | 63.698 | 113.963 | 52.747 | 36.035 | 26.861 | 14.263 | 10.923 | 19.685 | 39.36 | 36.235 | 38.56 | QE_08 | 10.923 | 26.7066 | 15.9745 | 65.2421 | 38.8921 | 0.0796 | 26.7066 | 30Q5 Flow | 38.8921 | HM Flow | 15.9745 | 7Q10 Flow |  | 365 | 2.1556e-05 | 0.0013494 | 0.00080713 | 0.00055424 | 3 | 4 | 0 | 0 | 39 | 1 | 0 | 0 | 0.788 | 32 | 0 | 0 | 1.7124e-06 | 4.4979e-07 | DMR | [16 empty] | 0.00037466 | 0.023453 | 0.014029 | 0.0096333 | 2.9763e-05 | 7.8178e-06 | NO | NHDPlus
2023 | DIXON FESSLER USA | 110000584305 | PA0012149 | DEER LAKE | SCHUYLKILL | PA |  | 40.6276 | -76.0649 |  | 3951 | Pens and Mechanical Pencils | 339940 | Office Supplies (except Paper) Manufacturing | IS45 | Miscellaneous Manufacturing | Waste handling, treatment, and disposal - Remediation or Monitoring | 1 | 0.0072436 | PA0012149 | Deer Lake-Pine Creek | 020402030205 | NPDES permit indicates OUTFALL 001 is Groundwater Cleanup Discharge |  |  |  | 2023 | 02040200000000 | PINE CREEK, UNNAMED STREAM | 0.045 |  | 0.021042 | NPDES | 0.021042 | 0.032556 | 4779611 | Pine Creek | 3 | 26.684 | 38.627 | 63.698 | 113.963 | 52.747 | 36.035 | 26.861 | 14.263 | 10.923 | 19.685 | 39.36 | 36.235 | 38.56 | QE_08 | 10.923 | 26.7066 | 15.9745 | 65.2421 | 38.8921 | 0.0796 | 26.7066 | 30Q5 Flow | 38.8921 | HM Flow | 15.9745 | 7Q10 Flow |  | 365 | 1.9845e-05 | 0.0012423 | 0.00074309 | 0.00051027 | 3 | 4 | 0 | 0 | 39 | 1 | 0 | 0 | 0.788 | 32 | 0 | 0 | 1.5765e-06 | 4.141e-07 | DMR | [16 empty] | 0.00034493 | 0.021593 | 0.012916 | 0.0088689 | 2.7402e-05 | 7.1975e-06 | NO | NHDPlus
2019 | ROHM & HAAS BRISTOL FACILITY | 110064634686 | PA0012769 | CROYDON | BUCKS | PA |  | 40.0953 | -74.8774 |  | 2821 | Plastics Materials and Resins | 325211 | Plastics Material and Resin Manufacturing | IS22 | Plastic Material and Resin Manufacturing | Waste handling, treatment, and disposal - Remediation or Monitoring | 1 | 0.0829 | PA0012769 | Mill Creek-Silver Lake | 020402010405 | No organochlorines are reported to 2022 TRI |  |  |  | 2023 | 02040200000000 | DELAWARE RIVER, MILL CREEK, UNNAMED TRIB OF DELAWARE RIVER, UNNAMED TRIB TO DELAWARE RIVER, UNT TO DELAWARE RIVER | 2.76 |  | 0.2426 | NPDES | 0.2426 | 0.37536 | 4481191 | Mill Creek | 3 | 30.431 | 90.379 | 144.618 | 130.098 | 44.216 | 30.959 | 21.897 | 13.592 | 11.608 | 12.661 | 19.666 | 33.046 | 49.753 | QE_08 | 11.608 | 28.3814 | 17.0127 | 74.4034 | 42.8497 | 0.91776 | 28.3814 | 30Q5 Flow | 42.8497 | HM Flow | 17.0127 | 7Q10 Flow |  | 365 | 0.00022712 | 0.01335 | 0.0080026 | 0.0053005 | 3 | 4 | 0 | 0 | 39 | 1 | 0 | 0 | 0.788 | 32 | 0 | 0 | 1.6942e-05 | 4.4501e-06 | DMR | [16 empty] | 0.0039476 | 0.23204 | 0.13909 | 0.092127 | 0.00029447 | 7.7347e-05 | NO | NHDPlus
2020 | ROHM & HAAS BRISTOL FACILITY | 110064634686 | PA0012769 | CROYDON | BUCKS | PA |  | 40.0953 | -74.8774 |  | 2821 | Plastics Materials and Resins | 325211 | Plastics Material and Resin Manufacturing | IS22 | Plastic Material and Resin Manufacturing | Waste handling, treatment, and disposal - Remediation or Monitoring | 1 | 0.084943 | PA0012769 | Mill Creek-Silver Lake | 020402010405 | No organochlorines are reported to 2022 TRI |  |  |  | 2023 | 02040200000000 | DELAWARE RIVER, MILL CREEK, UNNAMED TRIB OF DELAWARE RIVER, UNNAMED TRIB TO DELAWARE RIVER, UNT TO DELAWARE RIVER | 2.76 |  | 0.2426 | NPDES | 0.2426 | 0.37536 | 4481191 | Mill Creek | 3 | 30.431 | 90.379 | 144.618 | 130.098 | 44.216 | 30.959 | 21.897 | 13.592 | 11.608 | 12.661 | 19.666 | 33.046 | 49.753 | QE_08 | 11.608 | 28.3814 | 17.0127 | 74.4034 | 42.8497 | 0.91776 | 28.3814 | 30Q5 Flow | 42.8497 | HM Flow | 17.0127 | 7Q10 Flow |  | 365 | 0.00023272 | 0.013679 | 0.0081998 | 0.0054311 | 3 | 4 | 0 | 0 | 39 | 1 | 0 | 0 | 0.788 | 32 | 0 | 0 | 1.7359e-05 | 4.5598e-06 | DMR | [16 empty] | 0.0040449 | 0.23776 | 0.14252 | 0.094398 | 0.00030172 | 7.9253e-05 | NO | NHDPlus
2021 | ROHM & HAAS BRISTOL FACILITY | 110064634686 | PA0012769 | CROYDON | BUCKS | PA |  | 40.0953 | -74.8774 |  | 2821 | Plastics Materials and Resins | 325211 | Plastics Material and Resin Manufacturing | IS22 | Plastic Material and Resin Manufacturing | Waste handling, treatment, and disposal - Remediation or Monitoring | 1 | 0.091776 | PA0012769 | Mill Creek-Silver Lake | 020402010405 | No organochlorines are reported to 2022 TRI |  |  |  | 2023 | 02040200000000 | DELAWARE RIVER, MILL CREEK, UNNAMED TRIB OF DELAWARE RIVER, UNNAMED TRIB TO DELAWARE RIVER, UNT TO DELAWARE RIVER | 2.76 |  | 0.2426 | NPDES | 0.2426 | 0.37536 | 4481191 | Mill Creek | 3 | 30.431 | 90.379 | 144.618 | 130.098 | 44.216 | 30.959 | 21.897 | 13.592 | 11.608 | 12.661 | 19.666 | 33.046 | 49.753 | QE_08 | 11.608 | 28.3814 | 17.0127 | 74.4034 | 42.8497 | 0.91776 | 28.3814 | 30Q5 Flow | 42.8497 | HM Flow | 17.0127 | 7Q10 Flow |  | 365 | 0.00025144 | 0.01478 | 0.0088594 | 0.005868 | 3 | 4 | 0 | 0 | 39 | 1 | 0 | 0 | 0.788 | 32 | 0 | 0 | 1.8756e-05 | 4.9265e-06 | DMR | [16 empty] | 0.0043703 | 0.25688 | 0.15398 | 0.10199 | 0.00032599 | 8.5628e-05 | NO | NHDPlus
2022 | ROHM & HAAS BRISTOL FACILITY | 110064634686 | PA0012769 | CROYDON | BUCKS | PA |  | 40.0953 | -74.8774 |  | 2821 | Plastics Materials and Resins | 325211 | Plastics Material and Resin Manufacturing | IS22 | Plastic Material and Resin Manufacturing | Waste handling, treatment, and disposal - Remediation or Monitoring | 1 | 0.082106 | PA0012769 | Mill Creek-Silver Lake | 020402010405 | No organochlorines are reported to 2022 TRI |  |  |  | 2023 | 02040200000000 | DELAWARE RIVER, MILL CREEK, UNNAMED TRIB OF DELAWARE RIVER, UNNAMED TRIB TO DELAWARE RIVER, UNT TO DELAWARE RIVER | 2.76 |  | 0.2426 | NPDES | 0.2426 | 0.37536 | 4481191 | Mill Creek | 3 | 30.431 | 90.379 | 144.618 | 130.098 | 44.216 | 30.959 | 21.897 | 13.592 | 11.608 | 12.661 | 19.666 | 33.046 | 49.753 | QE_08 | 11.608 | 28.3814 | 17.0127 | 74.4034 | 42.8497 | 0.91776 | 28.3814 | 30Q5 Flow | 42.8497 | HM Flow | 17.0127 | 7Q10 Flow |  | 365 | 0.00022495 | 0.013222 | 0.0079259 | 0.0052497 | 3 | 4 | 0 | 0 | 39 | 1 | 0 | 0 | 0.788 | 32 | 0 | 0 | 1.678e-05 | 4.4074e-06 | DMR | [16 empty] | 0.0039098 | 0.22982 | 0.13776 | 0.091245 | 0.00029165 | 7.6605e-05 | NO | NHDPlus
2023 | ROHM & HAAS BRISTOL FACILITY | 110064634686 | PA0012769 | CROYDON | BUCKS | PA |  | 40.0953 | -74.8774 |  | 2821 | Plastics Materials and Resins | 325211 | Plastics Material and Resin Manufacturing | IS22 | Plastic Material and Resin Manufacturing | Waste handling, treatment, and disposal - Remediation or Monitoring | 1 | 0.10451 | PA0012769 | Mill Creek-Silver Lake | 020402010405 | No organochlorines are reported to 2022 TRI |  |  |  | 2023 | 02040200000000 | DELAWARE RIVER, MILL CREEK, UNNAMED TRIB OF DELAWARE RIVER, UNNAMED TRIB TO DELAWARE RIVER, UNT TO DELAWARE RIVER | 2.76 |  | 0.2426 | NPDES | 0.2426 | 0.37536 | 4481191 | Mill Creek | 3 | 30.431 | 90.379 | 144.618 | 130.098 | 44.216 | 30.959 | 21.897 | 13.592 | 11.608 | 12.661 | 19.666 | 33.046 | 49.753 | QE_08 | 11.608 | 28.3814 | 17.0127 | 74.4034 | 42.8497 | 0.91776 | 28.3814 | 30Q5 Flow | 42.8497 | HM Flow | 17.0127 | 7Q10 Flow |  | 365 | 0.00028633 | 0.01683 | 0.010089 | 0.0066822 | 3 | 4 | 0 | 0 | 39 | 1 | 0 | 0 | 0.788 | 32 | 0 | 0 | 2.1358e-05 | 5.6101e-06 | DMR | [16 empty] | 0.0049767 | 0.29253 | 0.17535 | 0.11614 | 0.00037123 | 9.7509e-05 | NO | NHDPlus
2019 | WASTE MANAGEMENT - GROWS FAIRLESS HILL LANDFILL | 110000817439 | PA0043818 | MORRISVILLE | BUCKS | PA |  | 40.1593 | -74.7767 |  | 4953 | Refuse Systems | 562920 | Materials Recovery Facilities | IS47 | Services | Waste handling, treatment, and disposal - Landfill | 1 | 0.14097 | PA0043818 | Van Sciver Lake-Delaware River | 020402010404 | NAICS/SIC indication |  |  |  | 2023 | 02040200000000 | DELAWARE RIVER, UNNAMED STREAM, UNNAMED TRIB OF DELAWARE RIVER, UNNAMED TRIB TO DELAWARE RIVER | 0 |  |  | NPDES | 0 | 0 | 4481931 |  | 1 | 0.045 | 0.34 | 1.286 | 0.676 | 0.068 | 0.077 | 0.074 | 0.057 | 0.044 | 0.075 | 0.113 | 0.113 | 0.083 | QE_08 | 0.044 | 0.10758 | 0.052996 | 0.11002 | 0.081227 | 0 | 0.10758 | 30Q5 Flow | 0.081227 | HM Flow | 0.052996 | 7Q10 Flow |  | 365 | 0.00038621 | 7.2876 | 3.59 | 4.7547 | 3 | 4 | 0 | 0 | 39 | 1 | 0 | 0 | 0.788 | 32 | 0 | 0 | 0.0092482 | 0.0024292 | DMR | [16 empty] | 0.0067127 | 126.6657 | 62.3977 | 82.6411 | 0.16074 | 0.042222 | NO | NHDPlus
2020 | WASTE MANAGEMENT - GROWS FAIRLESS HILL LANDFILL | 110000817439 | PA0043818 | MORRISVILLE | BUCKS | PA |  | 40.1593 | -74.7767 |  | 4953 | Refuse Systems | 562920 | Materials Recovery Facilities | IS47 | Services | Waste handling, treatment, and disposal - Landfill | 1 | 0.14483 | PA0043818 | Van Sciver Lake-Delaware River | 020402010404 | NAICS/SIC indication |  |  |  | 2023 | 02040200000000 | DELAWARE RIVER, UNNAMED STREAM, UNNAMED TRIB OF DELAWARE RIVER, UNNAMED TRIB TO DELAWARE RIVER | 0 |  |  | NPDES | 0 | 0 | 4481931 |  | 1 | 0.045 | 0.34 | 1.286 | 0.676 | 0.068 | 0.077 | 0.074 | 0.057 | 0.044 | 0.075 | 0.113 | 0.113 | 0.083 | QE_08 | 0.044 | 0.10758 | 0.052996 | 0.11002 | 0.081227 | 0 | 0.10758 | 30Q5 Flow | 0.081227 | HM Flow | 0.052996 | 7Q10 Flow |  | 365 | 0.00039678 | 7.4871 | 3.6883 | 4.8849 | 3 | 4 | 0 | 0 | 39 | 1 | 0 | 0 | 0.788 | 32 | 0 | 0 | 0.0095014 | 0.0024957 | DMR | [16 empty] | 0.0068965 | 130.1332 | 64.1059 | 84.9035 | 0.16514 | 0.043378 | NO | NHDPlus
2021 | WASTE MANAGEMENT - GROWS FAIRLESS HILL LANDFILL | 110000817439 | PA0043818 | MORRISVILLE | BUCKS | PA |  | 40.1593 | -74.7767 |  | 4953 | Refuse Systems | 562920 | Materials Recovery Facilities | IS47 | Services | Waste handling, treatment, and disposal - Landfill | 1 | 0.06213 | PA0043818 | Van Sciver Lake-Delaware River | 020402010404 | NAICS/SIC indication |  |  |  | 2023 | 02040200000000 | DELAWARE RIVER, UNNAMED STREAM, UNNAMED TRIB OF DELAWARE RIVER, UNNAMED TRIB TO DELAWARE RIVER | 0 |  |  | NPDES | 0 | 0 | 4481931 |  | 1 | 0.045 | 0.34 | 1.286 | 0.676 | 0.068 | 0.077 | 0.074 | 0.057 | 0.044 | 0.075 | 0.113 | 0.113 | 0.083 | QE_08 | 0.044 | 0.10758 | 0.052996 | 0.11002 | 0.081227 | 0 | 0.10758 | 30Q5 Flow | 0.081227 | HM Flow | 0.052996 | 7Q10 Flow |  | 365 | 0.00017022 | 3.2119 | 1.5823 | 2.0956 | 3 | 4 | 0 | 0 | 39 | 1 | 0 | 0 | 0.788 | 32 | 0 | 0 | 0.0040761 | 0.0010706 | DMR | [16 empty] | 0.0029586 | 55.8267 | 27.5012 | 36.4233 | 0.070846 | 0.018609 | NO | NHDPlus
2019 | CORCO CHEMICAL CORP | 110000772628 | PA0055913 | FAIRLESS HILLS | BUCKS | PA |  | 40.1773 | -74.8004 |  | 2819 | Industrial Inorganic Chemicals, Nec | 331313 | Alumina Refining and Primary Aluminum Production | IS38 | Primary Metal Manufacturing | Waste handling, treatment, and disposal - Remediation or Monitoring | 1 | 0.082892 | PA0055913 | Martins Creek | 020402010403 | NPDES permit indicates OUTFALL 001 is Groundwater Cleanup Discharge |  |  |  | 2023 | 02040200000000 | MARTINS CREEK | 0.122 |  | 0.435 | NPDES | 0.435 | 0.67305 | 4480895 | Rock Run | 1 | 7.339 | 26.784 | 52.088 | 41.784 | 10.783 | 8.086 | 6.151 | 4.128 | 3.399 | 4.272 | 6.041 | 9.551 | 12.579 | QE_08 | 3.399 | 8.3105 | 4.7708 | 17.9438 | 10.8388 | 1.6456 | 8.3105 | 30Q5 Flow | 10.8388 | HM Flow | 4.7708 | 7Q10 Flow |  | 365 | 0.0002271 | 0.047602 | 0.027327 | 0.020953 | 3 | 4 | 0 | 0 | 39 | 1 | 0 | 0 | 0.788 | 32 | 0 | 0 | 6.0409e-05 | 1.5867e-05 | DMR | [16 empty] | 0.0039472 | 0.82737 | 0.47497 | 0.36417 | 0.00105 | 0.00027579 | NO | NHDPlus
2020 | CORCO CHEMICAL CORP | 110000772628 | PA0055913 | FAIRLESS HILLS | BUCKS | PA |  | 40.1773 | -74.8004 |  | 2819 | Industrial Inorganic Chemicals, Nec | 331313 | Alumina Refining and Primary Aluminum Production | IS38 | Primary Metal Manufacturing | Waste handling, treatment, and disposal - Remediation or Monitoring | 1 | 0.082892 | PA0055913 | Martins Creek | 020402010403 | NPDES permit indicates OUTFALL 001 is Groundwater Cleanup Discharge |  |  |  | 2023 | 02040200000000 | MARTINS CREEK | 0.122 |  | 0.435 | NPDES | 0.435 | 0.67305 | 4480895 | Rock Run | 1 | 7.339 | 26.784 | 52.088 | 41.784 | 10.783 | 8.086 | 6.151 | 4.128 | 3.399 | 4.272 | 6.041 | 9.551 | 12.579 | QE_08 | 3.399 | 8.3105 | 4.7708 | 17.9438 | 10.8388 | 1.6456 | 8.3105 | 30Q5 Flow | 10.8388 | HM Flow | 4.7708 | 7Q10 Flow |  | 365 | 0.0002271 | 0.047602 | 0.027327 | 0.020953 | 3 | 4 | 0 | 0 | 39 | 1 | 0 | 0 | 0.788 | 32 | 0 | 0 | 6.0409e-05 | 1.5867e-05 | DMR | [16 empty] | 0.0039472 | 0.82737 | 0.47497 | 0.36417 | 0.00105 | 0.00027579 | NO | NHDPlus
2021 | CORCO CHEMICAL CORP | 110000772628 | PA0055913 | FAIRLESS HILLS | BUCKS | PA |  | 40.1773 | -74.8004 |  | 2819 | Industrial Inorganic Chemicals, Nec | 331313 | Alumina Refining and Primary Aluminum Production | IS38 | Primary Metal Manufacturing | Waste handling, treatment, and disposal - Remediation or Monitoring | 1 | 0.082892 | PA0055913 | Martins Creek | 020402010403 | NPDES permit indicates OUTFALL 001 is Groundwater Cleanup Discharge |  |  |  | 2023 | 02040200000000 | MARTINS CREEK | 0.122 |  | 0.435 | NPDES | 0.435 | 0.67305 | 4480895 | Rock Run | 1 | 7.339 | 26.784 | 52.088 | 41.784 | 10.783 | 8.086 | 6.151 | 4.128 | 3.399 | 4.272 | 6.041 | 9.551 | 12.579 | QE_08 | 3.399 | 8.3105 | 4.7708 | 17.9438 | 10.8388 | 1.6456 | 8.3105 | 30Q5 Flow | 10.8388 | HM Flow | 4.7708 | 7Q10 Flow |  | 365 | 0.0002271 | 0.047602 | 0.027327 | 0.020953 | 3 | 4 | 0 | 0 | 39 | 1 | 0 | 0 | 0.788 | 32 | 0 | 0 | 6.0409e-05 | 1.5867e-05 | DMR | [16 empty] | 0.0039472 | 0.82737 | 0.47497 | 0.36417 | 0.00105 | 0.00027579 | NO | NHDPlus
2022 | CORCO CHEMICAL CORP | 110000772628 | PA0055913 | FAIRLESS HILLS | BUCKS | PA |  | 40.1773 | -74.8004 |  | 2819 | Industrial Inorganic Chemicals, Nec | 331313 | Alumina Refining and Primary Aluminum Production | IS38 | Primary Metal Manufacturing | Waste handling, treatment, and disposal - Remediation or Monitoring | 1 | 0.10401 | PA0055913 | Martins Creek | 020402010403 | NPDES permit indicates OUTFALL 001 is Groundwater Cleanup Discharge |  |  |  | 2023 | 02040200000000 | MARTINS CREEK | 0.122 |  | 0.435 | NPDES | 0.435 | 0.67305 | 4480895 | Rock Run | 1 | 7.339 | 26.784 | 52.088 | 41.784 | 10.783 | 8.086 | 6.151 | 4.128 | 3.399 | 4.272 | 6.041 | 9.551 | 12.579 | QE_08 | 3.399 | 8.3105 | 4.7708 | 17.9438 | 10.8388 | 1.6456 | 8.3105 | 30Q5 Flow | 10.8388 | HM Flow | 4.7708 | 7Q10 Flow |  | 365 | 0.00028496 | 0.059731 | 0.03429 | 0.026291 | 3 | 4 | 0 | 0 | 39 | 1 | 0 | 0 | 0.788 | 32 | 0 | 0 | 7.58e-05 | 1.991e-05 | DMR | [16 empty] | 0.0049529 | 1.0382 | 0.59599 | 0.45696 | 0.0013175 | 0.00034606 | NO | NHDPlus
2023 | CORCO CHEMICAL CORP | 110000772628 | PA0055913 | FAIRLESS HILLS | BUCKS | PA |  | 40.1773 | -74.8004 |  | 2819 | Industrial Inorganic Chemicals, Nec | 331313 | Alumina Refining and Primary Aluminum Production | IS38 | Primary Metal Manufacturing | Waste handling, treatment, and disposal - Remediation or Monitoring | 1 | 0.16578 | PA0055913 | Martins Creek | 020402010403 | NPDES permit indicates OUTFALL 001 is Groundwater Cleanup Discharge |  |  |  | 2023 | 02040200000000 | MARTINS CREEK | 0.122 |  | 0.435 | NPDES | 0.435 | 0.67305 | 4480895 | Rock Run | 1 | 7.339 | 26.784 | 52.088 | 41.784 | 10.783 | 8.086 | 6.151 | 4.128 | 3.399 | 4.272 | 6.041 | 9.551 | 12.579 | QE_08 | 3.399 | 8.3105 | 4.7708 | 17.9438 | 10.8388 | 1.6456 | 8.3105 | 30Q5 Flow | 10.8388 | HM Flow | 4.7708 | 7Q10 Flow |  | 365 | 0.0004542 | 0.095204 | 0.054654 | 0.041905 | 3 | 4 | 0 | 0 | 39 | 1 | 0 | 0 | 0.788 | 32 | 0 | 0 | 0.00012082 | 3.1735e-05 | DMR | [16 empty] | 0.0078944 | 1.6547 | 0.94993 | 0.72835 | 0.0020999 | 0.00055158 | NO | NHDPlus
2019 | FORMER WESTINGHOUSE ELEVATOR PLT | 110071151044 | PA0081957 | GETTYSBURG | ADAMS | PA |  | 39.8591 | -77.2366 |  | 4959 | Sanitary Services, Nec | 562998 | All Other Miscellaneous Waste Management Services | IS47 | Services | Waste handling, treatment, and disposal - Remediation or Monitoring | 1 | 0.0056334 | PA0081957 | Upper Rock Creek | 020700090101 | Name indicates location was formerly a facility |  |  |  | 2023 | 02070010000000 | UNNAMED TRIB TO ROCK CREEK, UNT TO ROCK CREEK | 0.023 |  |  | NPDES | 0.023 | 0.035586 | 8447974 |  | 1 | 1.132 | 4.339 | 12.871 | 10.333 | 1.916 | 1.676 | 1.395 | 0.834 | 0.693 | 1.113 | 1.139 | 1.681 | 1.852 | QE_08 | 0.693 | 1.6944 | 0.91974 | 2.7677 | 1.8045 | 0.087008 | 1.6944 | 30Q5 Flow | 1.8045 | HM Flow | 0.91974 | 7Q10 Flow |  | 365 | 1.5434e-05 | 0.016781 | 0.0091089 | 0.0085529 | 3 | 4 | 0 | 0 | 39 | 1 | 0 | 0 | 0.788 | 32 | 0 | 0 | 2.1295e-05 | 5.5936e-06 | DMR | [16 empty] | 0.00026826 | 0.29167 | 0.15832 | 0.14866 | 0.00037013 | 9.7222e-05 | NO | NHDPlus
2020 | FORMER WESTINGHOUSE ELEVATOR PLT | 110071151044 | PA0081957 | GETTYSBURG | ADAMS | PA |  | 39.8591 | -77.2366 |  | 4959 | Sanitary Services, Nec | 562998 | All Other Miscellaneous Waste Management Services | IS47 | Services | Waste handling, treatment, and disposal - Remediation or Monitoring | 1 | 0.006515 | PA0081957 | Upper Rock Creek | 020700090101 | Name indicates location was formerly a facility |  |  |  | 2023 | 02070010000000 | UNNAMED TRIB TO ROCK CREEK, UNT TO ROCK CREEK | 0.023 |  |  | NPDES | 0.023 | 0.035586 | 8447974 |  | 1 | 1.132 | 4.339 | 12.871 | 10.333 | 1.916 | 1.676 | 1.395 | 0.834 | 0.693 | 1.113 | 1.139 | 1.681 | 1.852 | QE_08 | 0.693 | 1.6944 | 0.91974 | 2.7677 | 1.8045 | 0.087008 | 1.6944 | 30Q5 Flow | 1.8045 | HM Flow | 0.91974 | 7Q10 Flow |  | 365 | 1.7849e-05 | 0.019407 | 0.010534 | 0.0098914 | 3 | 4 | 0 | 0 | 39 | 1 | 0 | 0 | 0.788 | 32 | 0 | 0 | 2.4628e-05 | 6.469e-06 | DMR | [16 empty] | 0.00031024 | 0.33731 | 0.1831 | 0.17192 | 0.00042806 | 0.00011244 | NO | NHDPlus
2019 | SOUTHERN ALLEGHENIES LDFL | 110001057533 | PA0093866 | DAVIDSVILLE | SOMERSET | PA |  | 40.2317 | -78.9179 |  | 4952 | Sewerage Systems | 221320 | Sewage Treatment Facilities | IS4 | Utilities | Waste handling, treatment, and disposal - POTW | 1 | 0.037923 | PA0093866 | Lower Stonycreek River-Conemaugh River | 050100070310 | NAICS/SIC indication |  |  |  | 2023 | 05010010000000 | STONYCREEK RIVER, UNNAMED TRIB TO STONYCREEK RIVER, UNT TO STONYCREEK RIVER | 0 |  | 0.025349 | NPDES | 0.025349 | 0.039221 | 4753264 | Stonycreek River | 5 | 554.221 | 401.126 | 340.368 | 850.265 | 1345.871 | 842.085 | 492.392 | 268.381 | 201.66 | 253.903 | 357.862 | 568.165 | 549.982 | QE_08 | 201.66 | 493.0562 | 326.798 | 1355.0636 | 864.1648 | 0.095894 | 493.0562 | 30Q5 Flow | 864.1648 | HM Flow | 326.798 | 7Q10 Flow |  | 365 | 0.0001039 | 0.00031793 | 0.00021072 | 0.00012023 | 3 | 4 | 0 | 0 | 39 | 1 | 0 | 0 | 0.788 | 32 | 0 | 0 | 4.0346e-07 | 1.0598e-07 | DMR | [16 empty] | 0.0018059 | 0.0055259 | 0.0036626 | 0.0020897 | 7.0126e-06 | 1.842e-06 | NO | NHDPlus
2020 | SOUTHERN ALLEGHENIES LDFL | 110001057533 | PA0093866 | DAVIDSVILLE | SOMERSET | PA |  | 40.2317 | -78.9179 |  | 4952 | Sewerage Systems | 221320 | Sewage Treatment Facilities | IS4 | Utilities | Waste handling, treatment, and disposal - POTW | 1 | 0.019985 | PA0093866 | Lower Stonycreek River-Conemaugh River | 050100070310 | NAICS/SIC indication |  |  |  | 2023 | 05010010000000 | STONYCREEK RIVER, UNNAMED TRIB TO STONYCREEK RIVER, UNT TO STONYCREEK RIVER | 0 |  | 0.025349 | NPDES | 0.025349 | 0.039221 | 4753264 | Stonycreek River | 5 | 554.221 | 401.126 | 340.368 | 850.265 | 1345.871 | 842.085 | 492.392 | 268.381 | 201.66 | 253.903 | 357.862 | 568.165 | 549.982 | QE_08 | 201.66 | 493.0562 | 326.798 | 1355.0636 | 864.1648 | 0.095894 | 493.0562 | 30Q5 Flow | 864.1648 | HM Flow | 326.798 | 7Q10 Flow |  | 365 | 5.4754e-05 | 0.00016755 | 0.00011105 | 6.336e-05 | 3 | 4 | 0 | 0 | 39 | 1 | 0 | 0 | 0.788 | 32 | 0 | 0 | 2.1262e-07 | 5.5849e-08 | DMR | [16 empty] | 0.00095167 | 0.0029121 | 0.0019302 | 0.0011013 | 3.6956e-06 | 9.707e-07 | NO | NHDPlus
2021 | SOUTHERN ALLEGHENIES LDFL | 110001057533 | PA0093866 | DAVIDSVILLE | SOMERSET | PA |  | 40.2317 | -78.9179 |  | 4952 | Sewerage Systems | 221320 | Sewage Treatment Facilities | IS4 | Utilities | Waste handling, treatment, and disposal - POTW | 1 | 0.023854 | PA0093866 | Lower Stonycreek River-Conemaugh River | 050100070310 | NAICS/SIC indication |  |  |  | 2023 | 05010010000000 | STONYCREEK RIVER, UNNAMED TRIB TO STONYCREEK RIVER, UNT TO STONYCREEK RIVER | 0 |  | 0.025349 | NPDES | 0.025349 | 0.039221 | 4753264 | Stonycreek River | 5 | 554.221 | 401.126 | 340.368 | 850.265 | 1345.871 | 842.085 | 492.392 | 268.381 | 201.66 | 253.903 | 357.862 | 568.165 | 549.982 | QE_08 | 201.66 | 493.0562 | 326.798 | 1355.0636 | 864.1648 | 0.095894 | 493.0562 | 30Q5 Flow | 864.1648 | HM Flow | 326.798 | 7Q10 Flow |  | 365 | 6.5354e-05 | 0.00019998 | 0.00013255 | 7.5626e-05 | 3 | 4 | 0 | 0 | 39 | 1 | 0 | 0 | 0.788 | 32 | 0 | 0 | 2.5378e-07 | 6.6661e-08 | DMR | [16 empty] | 0.0011359 | 0.0034759 | 0.0023038 | 0.0013145 | 4.411e-06 | 1.1586e-06 | NO | NHDPlus
2022 | SOUTHERN ALLEGHENIES LDFL | 110001057533 | PA0093866 | DAVIDSVILLE | SOMERSET | PA |  | 40.2317 | -78.9179 |  | 4952 | Sewerage Systems | 221320 | Sewage Treatment Facilities | IS4 | Utilities | Waste handling, treatment, and disposal - POTW | 1 | 0.03577 | PA0093866 | Lower Stonycreek River-Conemaugh River | 050100070310 | NAICS/SIC indication |  |  |  | 2023 | 05010010000000 | STONYCREEK RIVER, UNNAMED TRIB TO STONYCREEK RIVER, UNT TO STONYCREEK RIVER | 0 |  | 0.025349 | NPDES | 0.025349 | 0.039221 | 4753264 | Stonycreek River | 5 | 554.221 | 401.126 | 340.368 | 850.265 | 1345.871 | 842.085 | 492.392 | 268.381 | 201.66 | 253.903 | 357.862 | 568.165 | 549.982 | QE_08 | 201.66 | 493.0562 | 326.798 | 1355.0636 | 864.1648 | 0.095894 | 493.0562 | 30Q5 Flow | 864.1648 | HM Flow | 326.798 | 7Q10 Flow |  | 365 | 9.7999e-05 | 0.00029988 | 0.00019876 | 0.0001134 | 3 | 4 | 0 | 0 | 39 | 1 | 0 | 0 | 0.788 | 32 | 0 | 0 | 3.8056e-07 | 9.9959e-08 | DMR | [16 empty] | 0.0017033 | 0.0052122 | 0.0034546 | 0.0019711 | 6.6144e-06 | 1.7374e-06 | NO | NHDPlus
2023 | SOUTHERN ALLEGHENIES LDFL | 110001057533 | PA0093866 | DAVIDSVILLE | SOMERSET | PA |  | 40.2317 | -78.9179 |  | 4952 | Sewerage Systems | 221320 | Sewage Treatment Facilities | IS4 | Utilities | Waste handling, treatment, and disposal - POTW | 1 | 0.28685 | PA0093866 | Lower Stonycreek River-Conemaugh River | 050100070310 | NAICS/SIC indication |  |  |  | 2023 | 05010010000000 | STONYCREEK RIVER, UNNAMED TRIB TO STONYCREEK RIVER, UNT TO STONYCREEK RIVER | 0 |  | 0.025349 | NPDES | 0.025349 | 0.039221 | 4753264 | Stonycreek River | 5 | 554.221 | 401.126 | 340.368 | 850.265 | 1345.871 | 842.085 | 492.392 | 268.381 | 201.66 | 253.903 | 357.862 | 568.165 | 549.982 | QE_08 | 201.66 | 493.0562 | 326.798 | 1355.0636 | 864.1648 | 0.095894 | 493.0562 | 30Q5 Flow | 864.1648 | HM Flow | 326.798 | 7Q10 Flow |  | 365 | 0.00078588 | 0.0024048 | 0.0015939 | 0.00090941 | 3 | 4 | 0 | 0 | 39 | 1 | 0 | 0 | 0.788 | 32 | 0 | 0 | 3.0518e-06 | 8.016e-07 | DMR | [16 empty] | 0.013659 | 0.041797 | 0.027703 | 0.015806 | 5.3042e-05 | 1.3932e-05 | NO | NHDPlus
2019 | SASOL CHEM USA LLC/OIL CITY | 110008476327 | PA0103381 | OIL CITY | VENANGO | PA |  | 41.4528 | -79.6903 |  | 2865 | Cyclic Crudes and Intermediates | 325194 | Cyclic Crude, Intermediate, and Gum and Wood Chemical Manufacturing | IS21 | All Other Basic Organic Chemical Manufacturing | Waste handling, treatment, and disposal - Remediation or Monitoring | 1 | 0.0082855 | PA0103381 | Oil Creek-Allegheny River | 050100030606 | 2022 TRI contains 1 chemical Cresol (mixed isomers) |  |  |  | 2023 | 05010000000000 | OIL CREEK, UNNAMED STREAM | 0.057 |  | 0.0205 | NPDES | 0.0205 | 0.031719 | 10222140 | Oil Creek | 4 | 594.255 | 649.639 | 766.114 | 1078.585 | 928.435 | 604.234 | 480.843 | 285.558 | 225.644 | 312.869 | 343.566 | 645.664 | 799.661 | QE_08 | 225.644 | 551.6968 | 367.1143 | 1452.9462 | 952.3833 | 0.077552 | 551.6968 | 30Q5 Flow | 952.3833 | HM Flow | 367.1143 | 7Q10 Flow |  | 365 | 2.27e-05 | 6.1834e-05 | 4.1146e-05 | 2.3835e-05 | 3 | 4 | 0 | 0 | 39 | 1 | 0 | 0 | 0.788 | 32 | 0 | 0 | 7.8469e-08 | 2.0611e-08 | DMR | [16 empty] | 0.00039455 | 0.0010747 | 0.00071515 | 0.00041427 | 1.3639e-06 | 3.5824e-07 | NO | NHDPlus
2020 | SASOL CHEM USA LLC/OIL CITY | 110008476327 | PA0103381 | OIL CITY | VENANGO | PA |  | 41.4528 | -79.6903 |  | 2865 | Cyclic Crudes and Intermediates | 325194 | Cyclic Crude, Intermediate, and Gum and Wood Chemical Manufacturing | IS21 | All Other Basic Organic Chemical Manufacturing | Waste handling, treatment, and disposal - Remediation or Monitoring | 1 | 0.0033142 | PA0103381 | Oil Creek-Allegheny River | 050100030606 | 2022 TRI contains 1 chemical Cresol (mixed isomers) |  |  |  | 2023 | 05010000000000 | OIL CREEK, UNNAMED STREAM | 0.057 |  | 0.0205 | NPDES | 0.0205 | 0.031719 | 10222140 | Oil Creek | 4 | 594.255 | 649.639 | 766.114 | 1078.585 | 928.435 | 604.234 | 480.843 | 285.558 | 225.644 | 312.869 | 343.566 | 645.664 | 799.661 | QE_08 | 225.644 | 551.6968 | 367.1143 | 1452.9462 | 952.3833 | 0.077552 | 551.6968 | 30Q5 Flow | 952.3833 | HM Flow | 367.1143 | 7Q10 Flow |  | 365 | 9.08e-06 | 2.4733e-05 | 1.6458e-05 | 9.534e-06 | 3 | 4 | 0 | 0 | 39 | 1 | 0 | 0 | 0.788 | 32 | 0 | 0 | 3.1388e-08 | 8.2445e-09 | DMR | [16 empty] | 0.00015782 | 0.00042989 | 0.00028606 | 0.00016571 | 5.4555e-07 | 1.433e-07 | NO | NHDPlus
2021 | SASOL CHEM USA LLC/OIL CITY | 110008476327 | PA0103381 | OIL CITY | VENANGO | PA |  | 41.4528 | -79.6903 |  | 2865 | Cyclic Crudes and Intermediates | 325194 | Cyclic Crude, Intermediate, and Gum and Wood Chemical Manufacturing | IS21 | All Other Basic Organic Chemical Manufacturing | Waste handling, treatment, and disposal - Remediation or Monitoring | 1 | 0.010771 | PA0103381 | Oil Creek-Allegheny River | 050100030606 | 2022 TRI contains 1 chemical Cresol (mixed isomers) |  |  |  | 2023 | 05010000000000 | OIL CREEK, UNNAMED STREAM | 0.057 |  | 0.0205 | NPDES | 0.0205 | 0.031719 | 10222140 | Oil Creek | 4 | 594.255 | 649.639 | 766.114 | 1078.585 | 928.435 | 604.234 | 480.843 | 285.558 | 225.644 | 312.869 | 343.566 | 645.664 | 799.661 | QE_08 | 225.644 | 551.6968 | 367.1143 | 1452.9462 | 952.3833 | 0.077552 | 551.6968 | 30Q5 Flow | 952.3833 | HM Flow | 367.1143 | 7Q10 Flow |  | 365 | 2.951e-05 | 8.0384e-05 | 5.349e-05 | 3.0985e-05 | 3 | 4 | 0 | 0 | 39 | 1 | 0 | 0 | 0.788 | 32 | 0 | 0 | 1.0201e-07 | 2.6795e-08 | DMR | [16 empty] | 0.00051291 | 0.0013971 | 0.0009297 | 0.00053856 | 1.773e-06 | 4.6571e-07 | NO | NHDPlus
2022 | SASOL CHEM USA LLC/OIL CITY | 110008476327 | PA0103381 | OIL CITY | VENANGO | PA |  | 41.4528 | -79.6903 |  | 2865 | Cyclic Crudes and Intermediates | 325194 | Cyclic Crude, Intermediate, and Gum and Wood Chemical Manufacturing | IS21 | All Other Basic Organic Chemical Manufacturing | Waste handling, treatment, and disposal - Remediation or Monitoring | 1 | 0.0024856 | PA0103381 | Oil Creek-Allegheny River | 050100030606 | 2022 TRI contains 1 chemical Cresol (mixed isomers) |  |  |  | 2023 | 05010000000000 | OIL CREEK, UNNAMED STREAM | 0.057 |  | 0.0205 | NPDES | 0.0205 | 0.031719 | 10222140 | Oil Creek | 4 | 594.255 | 649.639 | 766.114 | 1078.585 | 928.435 | 604.234 | 480.843 | 285.558 | 225.644 | 312.869 | 343.566 | 645.664 | 799.661 | QE_08 | 225.644 | 551.6968 | 367.1143 | 1452.9462 | 952.3833 | 0.077552 | 551.6968 | 30Q5 Flow | 952.3833 | HM Flow | 367.1143 | 7Q10 Flow |  | 365 | 6.81e-06 | 1.855e-05 | 1.2344e-05 | 7.1505e-06 | 3 | 4 | 0 | 0 | 39 | 1 | 0 | 0 | 0.788 | 32 | 0 | 0 | 2.3541e-08 | 6.1834e-09 | DMR | [16 empty] | 0.00011836 | 0.00032242 | 0.00021455 | 0.00012428 | 4.0916e-07 | 1.0747e-07 | NO | NHDPlus
2023 | SASOL CHEM USA LLC/OIL CITY | 110008476327 | PA0103381 | OIL CITY | VENANGO | PA |  | 41.4528 | -79.6903 |  | 2865 | Cyclic Crudes and Intermediates | 325194 | Cyclic Crude, Intermediate, and Gum and Wood Chemical Manufacturing | IS21 | All Other Basic Organic Chemical Manufacturing | Waste handling, treatment, and disposal - Remediation or Monitoring | 1 | 0.0024856 | PA0103381 | Oil Creek-Allegheny River | 050100030606 | 2022 TRI contains 1 chemical Cresol (mixed isomers) |  |  |  | 2023 | 05010000000000 | OIL CREEK, UNNAMED STREAM | 0.057 |  | 0.0205 | NPDES | 0.0205 | 0.031719 | 10222140 | Oil Creek | 4 | 594.255 | 649.639 | 766.114 | 1078.585 | 928.435 | 604.234 | 480.843 | 285.558 | 225.644 | 312.869 | 343.566 | 645.664 | 799.661 | QE_08 | 225.644 | 551.6968 | 367.1143 | 1452.9462 | 952.3833 | 0.077552 | 551.6968 | 30Q5 Flow | 952.3833 | HM Flow | 367.1143 | 7Q10 Flow |  | 365 | 6.81e-06 | 1.855e-05 | 1.2344e-05 | 7.1505e-06 | 3 | 4 | 0 | 0 | 39 | 1 | 0 | 0 | 0.788 | 32 | 0 | 0 | 2.3541e-08 | 6.1834e-09 | DMR | [16 empty] | 0.00011836 | 0.00032242 | 0.00021455 | 0.00012428 | 4.0916e-07 | 1.0747e-07 | NO | NHDPlus
2019 | IRVIN'S CORP DBA IRVIN'S TINWARE | 110017796330 | PA0113913 | MOUNT PLEASANT MILLS | SNYDER | PA |  | 40.7253 | -77.0569 |  | 3645 | Residential Lighting Fixtures | 335121 | Residential Electric Lighting Fixture Manufacturing | IS42 | Electrical Equipment, Appliance, and Component Manufacturing | Waste handling, treatment, and disposal - Remediation or Monitoring | 1 | 0.0043566 | PA0113913 | North Branch Mahantango Creek | 020503010601 | Nothing reported to 2022 TRI |  |  |  | 2023 | 02050300000000 | UNNAMED TRIB TO NORTH BRANCH MAHANTANGO CREEK, UNT TO NORTH BRANCH MAHANTANGO CREEK | 0.037 |  | 0.0033375 | NPDES | 0.0033375 | 0.0051639 | 4520142 |  | 1 | 1.494 | 2.708 | 6.265 | 10.104 | 3.493 | 2.688 | 2.413 | 1.373 | 1.019 | 2.118 | 4.834 | 2.979 | 2.009 | QE_08 | 1.019 | 2.4914 | 1.3709 | 3.6528 | 2.5647 | 0.012626 | 2.4914 | 30Q5 Flow | 2.5647 | HM Flow | 1.3709 | 7Q10 Flow |  | 365 | 1.1936e-05 | 0.0087068 | 0.0047908 | 0.0046538 | 3 | 4 | 0 | 0 | 39 | 1 | 0 | 0 | 0.788 | 32 | 0 | 0 | 1.1049e-05 | 2.9023e-06 | DMR | [16 empty] | 0.00020746 | 0.15133 | 0.083268 | 0.080888 | 0.00019205 | 5.0444e-05 | NO | NHDPlus
2020 | IRVIN'S CORP DBA IRVIN'S TINWARE | 110017796330 | PA0113913 | MOUNT PLEASANT MILLS | SNYDER | PA |  | 40.7253 | -77.0569 |  | 3645 | Residential Lighting Fixtures | 335121 | Residential Electric Lighting Fixture Manufacturing | IS42 | Electrical Equipment, Appliance, and Component Manufacturing | Waste handling, treatment, and disposal - Remediation or Monitoring | 1 | 0.0037447 | PA0113913 | North Branch Mahantango Creek | 020503010601 | Nothing reported to 2022 TRI |  |  |  | 2023 | 02050300000000 | UNNAMED TRIB TO NORTH BRANCH MAHANTANGO CREEK, UNT TO NORTH BRANCH MAHANTANGO CREEK | 0.037 |  | 0.0033375 | NPDES | 0.0033375 | 0.0051639 | 4520142 |  | 1 | 1.494 | 2.708 | 6.265 | 10.104 | 3.493 | 2.688 | 2.413 | 1.373 | 1.019 | 2.118 | 4.834 | 2.979 | 2.009 | QE_08 | 1.019 | 2.4914 | 1.3709 | 3.6528 | 2.5647 | 0.012626 | 2.4914 | 30Q5 Flow | 2.5647 | HM Flow | 1.3709 | 7Q10 Flow |  | 365 | 1.0259e-05 | 0.0074838 | 0.0041179 | 0.0040002 | 3 | 4 | 0 | 0 | 39 | 1 | 0 | 0 | 0.788 | 32 | 0 | 0 | 9.4972e-06 | 2.4946e-06 | DMR | [16 empty] | 0.00017832 | 0.13008 | 0.071572 | 0.069527 | 0.00016507 | 4.3359e-05 | NO | NHDPlus
2021 | IRVIN'S CORP DBA IRVIN'S TINWARE | 110017796330 | PA0113913 | MOUNT PLEASANT MILLS | SNYDER | PA |  | 40.7253 | -77.0569 |  | 3645 | Residential Lighting Fixtures | 335121 | Residential Electric Lighting Fixture Manufacturing | IS42 | Electrical Equipment, Appliance, and Component Manufacturing | Waste handling, treatment, and disposal - Remediation or Monitoring | 1 | 0.0040575 | PA0113913 | North Branch Mahantango Creek | 020503010601 | Nothing reported to 2022 TRI |  |  |  | 2023 | 02050300000000 | UNNAMED TRIB TO NORTH BRANCH MAHANTANGO CREEK, UNT TO NORTH BRANCH MAHANTANGO CREEK | 0.037 |  | 0.0033375 | NPDES | 0.0033375 | 0.0051639 | 4520142 |  | 1 | 1.494 | 2.708 | 6.265 | 10.104 | 3.493 | 2.688 | 2.413 | 1.373 | 1.019 | 2.118 | 4.834 | 2.979 | 2.009 | QE_08 | 1.019 | 2.4914 | 1.3709 | 3.6528 | 2.5647 | 0.012626 | 2.4914 | 30Q5 Flow | 2.5647 | HM Flow | 1.3709 | 7Q10 Flow |  | 365 | 1.1116e-05 | 0.008109 | 0.0044619 | 0.0043344 | 3 | 4 | 0 | 0 | 39 | 1 | 0 | 0 | 0.788 | 32 | 0 | 0 | 1.0291e-05 | 2.703e-06 | DMR | [16 empty] | 0.00019322 | 0.14094 | 0.077552 | 0.075335 | 0.00017886 | 4.6981e-05 | NO | NHDPlus
2022 | IRVIN'S CORP DBA IRVIN'S TINWARE | 110017796330 | PA0113913 | MOUNT PLEASANT MILLS | SNYDER | PA |  | 40.7253 | -77.0569 |  | 3645 | Residential Lighting Fixtures | 335121 | Residential Electric Lighting Fixture Manufacturing | IS42 | Electrical Equipment, Appliance, and Component Manufacturing | Waste handling, treatment, and disposal - Remediation or Monitoring | 1 | 0.0039197 | PA0113913 | North Branch Mahantango Creek | 020503010601 | Nothing reported to 2022 TRI |  |  |  | 2023 | 02050300000000 | UNNAMED TRIB TO NORTH BRANCH MAHANTANGO CREEK, UNT TO NORTH BRANCH MAHANTANGO CREEK | 0.037 |  | 0.0033375 | NPDES | 0.0033375 | 0.0051639 | 4520142 |  | 1 | 1.494 | 2.708 | 6.265 | 10.104 | 3.493 | 2.688 | 2.413 | 1.373 | 1.019 | 2.118 | 4.834 | 2.979 | 2.009 | QE_08 | 1.019 | 2.4914 | 1.3709 | 3.6528 | 2.5647 | 0.012626 | 2.4914 | 30Q5 Flow | 2.5647 | HM Flow | 1.3709 | 7Q10 Flow |  | 365 | 1.0739e-05 | 0.0078337 | 0.0043104 | 0.0041872 | 3 | 4 | 0 | 0 | 39 | 1 | 0 | 0 | 0.788 | 32 | 0 | 0 | 9.9412e-06 | 2.6112e-06 | DMR | [16 empty] | 0.00018665 | 0.13616 | 0.074918 | 0.072777 | 0.00017279 | 4.5386e-05 | NO | NHDPlus
2023 | IRVIN'S CORP DBA IRVIN'S TINWARE | 110017796330 | PA0113913 | MOUNT PLEASANT MILLS | SNYDER | PA |  | 40.7253 | -77.0569 |  | 3645 | Residential Lighting Fixtures | 335121 | Residential Electric Lighting Fixture Manufacturing | IS42 | Electrical Equipment, Appliance, and Component Manufacturing | Waste handling, treatment, and disposal - Remediation or Monitoring | 1 | 0.0044249 | PA0113913 | North Branch Mahantango Creek | 020503010601 | Nothing reported to 2022 TRI |  |  |  | 2023 | 02050300000000 | UNNAMED TRIB TO NORTH BRANCH MAHANTANGO CREEK, UNT TO NORTH BRANCH MAHANTANGO CREEK | 0.037 |  | 0.0033375 | NPDES | 0.0033375 | 0.0051639 | 4520142 |  | 1 | 1.494 | 2.708 | 6.265 | 10.104 | 3.493 | 2.688 | 2.413 | 1.373 | 1.019 | 2.118 | 4.834 | 2.979 | 2.009 | QE_08 | 1.019 | 2.4914 | 1.3709 | 3.6528 | 2.5647 | 0.012626 | 2.4914 | 30Q5 Flow | 2.5647 | HM Flow | 1.3709 | 7Q10 Flow |  | 365 | 1.2123e-05 | 0.0088432 | 0.0048658 | 0.0047267 | 3 | 4 | 0 | 0 | 39 | 1 | 0 | 0 | 0.788 | 32 | 0 | 0 | 1.1222e-05 | 2.9477e-06 | DMR | [16 empty] | 0.00021071 | 0.1537 | 0.084572 | 0.082155 | 0.00019505 | 5.1234e-05 | NO | NHDPlus
2019 | DRESSER MANUFACTURING DIVISION | 110020036209 | PA0114332 | WELLSBORO | TIOGA | PA |  | 41.7953 | -77.2997 |  | 9999 | Nonclassifiable Establishments | 0 | 0 | NAICS/SIC Not Provided | NAICS/SIC Not Provided | Waste handling, treatment, and disposal - Remediation or Monitoring | 1 | 0.021557 | PA0114332 | Marsh Creek-Pine Creek | 020502050303 | Uncertain, possibly a remediation site |  |  |  | 2023 | 02050210000000 | UNNAMED TRIB TO BALDWIN RUN, UNT TO BALDWIN RUN | 0.065 |  | 0 | NPDES | 0 | 0 | 8144630 |  | 1 | 2.705 | 3.834 | 6.131 | 12.867 | 8.232 | 5.223 | 4.744 | 2.621 | 1.993 | 2.514 | 5.169 | 5.047 | 3.15 | QE_08 | 1.993 | 4.8729 | 2.7453 | 6.6137 | 4.9827 | 0 | 4.8729 | 30Q5 Flow | 4.9827 | HM Flow | 2.7453 | 7Q10 Flow |  | 365 | 5.9061e-05 | 0.021514 | 0.01212 | 0.011853 | 3 | 4 | 0 | 0 | 39 | 1 | 0 | 0 | 0.788 | 32 | 0 | 0 | 2.7302e-05 | 7.1712e-06 | DMR | [16 empty] | 0.0010265 | 0.37393 | 0.21066 | 0.20602 | 0.00047453 | 0.00012464 | NO | NHDPlus
2020 | DRESSER MANUFACTURING DIVISION | 110020036209 | PA0114332 | WELLSBORO | TIOGA | PA |  | 41.7953 | -77.2997 |  | 9999 | Nonclassifiable Establishments | 0 | 0 | NAICS/SIC Not Provided | NAICS/SIC Not Provided | Waste handling, treatment, and disposal - Remediation or Monitoring | 1 | 0.01598 | PA0114332 | Marsh Creek-Pine Creek | 020502050303 | Uncertain, possibly a remediation site |  |  |  | 2023 | 02050210000000 | UNNAMED TRIB TO BALDWIN RUN, UNT TO BALDWIN RUN | 0.065 |  | 0 | NPDES | 0 | 0 | 8144630 |  | 1 | 2.705 | 3.834 | 6.131 | 12.867 | 8.232 | 5.223 | 4.744 | 2.621 | 1.993 | 2.514 | 5.169 | 5.047 | 3.15 | QE_08 | 1.993 | 4.8729 | 2.7453 | 6.6137 | 4.9827 | 0 | 4.8729 | 30Q5 Flow | 4.9827 | HM Flow | 2.7453 | 7Q10 Flow |  | 365 | 4.3782e-05 | 0.015948 | 0.0089848 | 0.0087867 | 3 | 4 | 0 | 0 | 39 | 1 | 0 | 0 | 0.788 | 32 | 0 | 0 | 2.0239e-05 | 5.316e-06 | DMR | [16 empty] | 0.00076097 | 0.27719 | 0.15616 | 0.15272 | 0.00035177 | 9.2397e-05 | NO | NHDPlus
2021 | DRESSER MANUFACTURING DIVISION | 110020036209 | PA0114332 | WELLSBORO | TIOGA | PA |  | 41.7953 | -77.2997 |  | 9999 | Nonclassifiable Establishments | 0 | 0 | NAICS/SIC Not Provided | NAICS/SIC Not Provided | Waste handling, treatment, and disposal - Remediation or Monitoring | 1 | 0.02031 | PA0114332 | Marsh Creek-Pine Creek | 020502050303 | Uncertain, possibly a remediation site |  |  |  | 2023 | 02050210000000 | UNNAMED TRIB TO BALDWIN RUN, UNT TO BALDWIN RUN | 0.065 |  | 0 | NPDES | 0 | 0 | 8144630 |  | 1 | 2.705 | 3.834 | 6.131 | 12.867 | 8.232 | 5.223 | 4.744 | 2.621 | 1.993 | 2.514 | 5.169 | 5.047 | 3.15 | QE_08 | 1.993 | 4.8729 | 2.7453 | 6.6137 | 4.9827 | 0 | 4.8729 | 30Q5 Flow | 4.9827 | HM Flow | 2.7453 | 7Q10 Flow |  | 365 | 5.5645e-05 | 0.020269 | 0.011419 | 0.011168 | 3 | 4 | 0 | 0 | 39 | 1 | 0 | 0 | 0.788 | 32 | 0 | 0 | 2.5722e-05 | 6.7564e-06 | DMR | [16 empty] | 0.00096716 | 0.3523 | 0.19848 | 0.1941 | 0.00044708 | 0.00011743 | NO | NHDPlus
2022 | DRESSER MANUFACTURING DIVISION | 110020036209 | PA0114332 | WELLSBORO | TIOGA | PA |  | 41.7953 | -77.2997 |  | 9999 | Nonclassifiable Establishments | 0 | 0 | NAICS/SIC Not Provided | NAICS/SIC Not Provided | Waste handling, treatment, and disposal - Remediation or Monitoring | 1 | 0.0071128 | PA0114332 | Marsh Creek-Pine Creek | 020502050303 | Uncertain, possibly a remediation site |  |  |  | 2023 | 02050210000000 | UNNAMED TRIB TO BALDWIN RUN, UNT TO BALDWIN RUN | 0.065 |  | 0 | NPDES | 0 | 0 | 8144630 |  | 1 | 2.705 | 3.834 | 6.131 | 12.867 | 8.232 | 5.223 | 4.744 | 2.621 | 1.993 | 2.514 | 5.169 | 5.047 | 3.15 | QE_08 | 1.993 | 4.8729 | 2.7453 | 6.6137 | 4.9827 | 0 | 4.8729 | 30Q5 Flow | 4.9827 | HM Flow | 2.7453 | 7Q10 Flow |  | 365 | 1.9487e-05 | 0.0070984 | 0.0039991 | 0.0039109 | 3 | 4 | 0 | 0 | 39 | 1 | 0 | 0 | 0.788 | 32 | 0 | 0 | 9.0081e-06 | 2.3661e-06 | DMR | [16 empty] | 0.0003387 | 0.12338 | 0.069508 | 0.067975 | 0.00015657 | 4.1126e-05 | NO | NHDPlus
2022 | WASTE MANAGEMENT - GROWS FAIRLESS HILL LANDFILL | 110000817439 | PA0244856 | MORRISVILLE | BUCKS | PA |  | 40.1593 | -74.7767 |  | 4953 | Refuse Systems | 562920 | Materials Recovery Facilities | IS47 | Services | Waste handling, treatment, and disposal - Landfill | 1 | 0.041337 | PA0244856 | Van Sciver Lake-Delaware River | 020402010404 | NAICS/SIC indication |  |  |  | 2023 | 02040200000000 | DELAWARE RIVER, UNNAMED STREAM, UNNAMED TRIB OF DELAWARE RIVER, UNNAMED TRIB TO DELAWARE RIVER | 0 |  |  | NPDES | 0 | 0 | 4481931 |  | 1 | 0.045 | 0.34 | 1.286 | 0.676 | 0.068 | 0.077 | 0.074 | 0.057 | 0.044 | 0.075 | 0.113 | 0.113 | 0.083 | QE_08 | 0.044 | 0.10758 | 0.052996 | 0.11002 | 0.081227 | 0 | 0.10758 | 30Q5 Flow | 0.081227 | HM Flow | 0.052996 | 7Q10 Flow |  | 365 | 0.00011325 | 2.137 | 1.0527 | 1.3943 | 3 | 4 | 0 | 0 | 39 | 1 | 0 | 0 | 0.788 | 32 | 0 | 0 | 0.0027119 | 0.00071233 | DMR | [16 empty] | 0.0019684 | 37.143 | 18.2973 | 24.2334 | 0.047136 | 0.012381 | NO | NHDPlus
2023 | WASTE MANAGEMENT - GROWS FAIRLESS HILL LANDFILL | 110000817439 | PA0244856 | MORRISVILLE | BUCKS | PA |  | 40.1593 | -74.7767 |  | 4953 | Refuse Systems | 562920 | Materials Recovery Facilities | IS47 | Services | Waste handling, treatment, and disposal - Landfill | 1 | 0.057817 | PA0244856 | Van Sciver Lake-Delaware River | 020402010404 | NAICS/SIC indication |  |  |  | 2023 | 02040200000000 | DELAWARE RIVER, UNNAMED STREAM, UNNAMED TRIB OF DELAWARE RIVER, UNNAMED TRIB TO DELAWARE RIVER | 0 |  |  | NPDES | 0 | 0 | 4481931 |  | 1 | 0.045 | 0.34 | 1.286 | 0.676 | 0.068 | 0.077 | 0.074 | 0.057 | 0.044 | 0.075 | 0.113 | 0.113 | 0.083 | QE_08 | 0.044 | 0.10758 | 0.052996 | 0.11002 | 0.081227 | 0 | 0.10758 | 30Q5 Flow | 0.081227 | HM Flow | 0.052996 | 7Q10 Flow |  | 365 | 0.0001584 | 2.989 | 1.4724 | 1.9501 | 3 | 4 | 0 | 0 | 39 | 1 | 0 | 0 | 0.788 | 32 | 0 | 0 | 0.0037931 | 0.00099633 | DMR | [16 empty] | 0.0027532 | 51.9513 | 25.5921 | 33.8948 | 0.065928 | 0.017317 | NO | NHDPlus
2022 | STANLEY BLACK AND DECKER | 110000581255 | RI0022942 | EAST GREENWICH | KENT | RI |  | 41.6339 | -71.4937 |  | 3315 | Steel Wire and Related Products | 332618 | Other Fabricated Wire Product Manufacturing | IS39 | Fabricated Metal Product Manufacturing | Waste handling, treatment, and disposal - Remediation or Monitoring | 1 | 0.23311 | RI0022942 | Hunt River | 010900040904 | Uncertain, possibly a remediation site |  |  |  | 2023 | 01090000000000 | TRIBUTARIES OF FRY BROOK |  |  | 0.13818 | NPDES | 0.13818 | 0.21379 | 6129705 |  | 1 | 1.263 | 3.538 | 6.433 | 36.317 | 2.965 | 1.09 | 0.803 | 0.342 | 0.355 | 0.333 | 0.257 | 1.064 | 2.491 | QE_10 | 0.257 | 0.62836 | 0.32938 | 3.088 | 1.0782 | 0.52272 | 0.62836 | 30Q5 Flow | 1.0782 | HM Flow | 0.52272 | Plant Flow |  | 365 | 0.00063867 | 1.2218 | 1.0164 | 0.59236 | 3 | 4 | 0 | 0 | 39 | 1 | 0 | 0 | 0.788 | 32 | 0 | 0 | 0.0015505 | 0.00040728 | DMR | [16 empty] | 0.011101 | 21.2365 | 17.666 | 10.2958 | 0.02695 | 0.0070788 | NO | NHDPlus
2023 | AIRPORT BUSINESS CENTER | 110013738045 | RI0023604 | WARWICK | KENT | RI |  | 41.7114 | -71.4267 |  | 9511 | Air, Water, and Solid Waste Management | 924110 | Administration of Air and Water Resource and Solid Waste Management Programs | IS47 | Services | Waste handling, treatment, and disposal - Remediation or Monitoring | 1 | 0.047237 | RI0023604 | Greenwich Bay | 010900040903 | NAICS sounds like Groundwater Remediation or Groundwater/Surfacewater monitoring |  |  |  | 2023 | 01090000000000 | TUSCATUCKET BROOK |  | 0.0072 | 0.012637 | NPDES | 0.0072 | 0.01114 | 6129083 | Tuscatucket Brook | 1 | 2.247 | 6.681 | 12.234 | 59.962 | 5.419 | 1.84 | 1.282 | 0.554 | 0.59 | 0.577 | 0.316 | 1.68 | 4.386 | QE_10 | 0.316 | 0.77262 | 0.40796 | 5.4939 | 1.5934 | 0.027237 | 0.77262 | 30Q5 Flow | 1.5934 | HM Flow | 0.40796 | 7Q10 Flow |  | 365 | 0.00012942 | 0.31723 | 0.1675 | 0.081221 | 3 | 4 | 0 | 0 | 39 | 1 | 0 | 0 | 0.788 | 32 | 0 | 0 | 0.00040257 | 0.00010574 | DMR | [16 empty] | 0.0022494 | 5.5137 | 2.9114 | 1.4117 | 0.0069971 | 0.0018379 | NO | NHDPlus
2022 | MILLIKEN & COMPANY/MAGNOLIA PLANT | 110000915984 | SC0003182 | BLACKSBURG | CHEROKEE | SC |  | 35.1186 | -81.5595 |  | 2261 | Finishing Plants, Cotton | 313310 | Textile and Fabric Finishing Mills | IS7 | Textiles, apparel, and leather manufacturing | Waste handling, treatment, and disposal - Remediation or Monitoring | 1 | 4.8967 | SC0003182 | Outlet Buffalo Creek | 030501050805 | Uncertain, possibly a remediation site |  |  |  | 2023 | 03050110000000 | BROAD RIVER |  |  | 0.38647 | NPDES | 0.38647 | 0.59796 | 12034939 | Buffalo Creek | 4 | 222.6 | 340.167 | 379.168 | 413.255 | 290.813 | 200.258 | 153.881 | 116.058 | 125.21 | 108.765 | 98.917 | 178.479 | 241.323 | QE_10 | 98.917 | 241.8509 | 156.3297 | 544.2543 | 373.6307 | 1.462 | 241.8509 | 30Q5 Flow | 373.6307 | HM Flow | 156.3297 | 7Q10 Flow |  | 365 | 0.013416 | 0.085817 | 0.055471 | 0.035906 | 3 | 4 | 0 | 0 | 39 | 1 | 0 | 0 | 0.788 | 32 | 0 | 0 | 0.0001089 | 2.8606e-05 | DMR | [16 empty] | 0.23318 | 1.4916 | 0.96414 | 0.62409 | 0.0018929 | 0.00049719 | NO | NHDPlus
2021 | SHAW INDUSTRIES GROUP INC PLANT 8S | 110000854246 | SC0003557 | COLUMBIA | RICHLAND | SC |  | 34.0472 | -81.1514 |  | 2824 | Organic Fibers, Noncellulosic | 325220 | Artificial and Synthetic Fibers and Filaments Manufacturing | IS24 | Organic Fiber Manufacturing | Waste handling, treatment, and disposal - Remediation or Monitoring | 1 | 0.33142 | SC0003557 | Outlet Saluda River | 030501091403 | 2022 TRI contains 1 chemical Nitrate Compounds |  |  |  | 2023 | 03050110000000 | KINLEY CREEK, SALUDA RIVER |  |  | 7.1344 | NPDES | 7.1344 | 11.0386 | 9869612 | Kinley Creek | 1 | 7.677 | 12.88 | 15.045 | 16.821 | 9.432 | 5.737 | 4.861 | 4.331 | 4.495 | 5.964 | 6.619 | 3.93 | 5.318 | QE_11 | 3.93 | 9.6088 | 5.5444 | 18.7702 | 12.0297 | 26.9893 | 26.9893 | Plant Flow | 26.9893 | Plant Flow | 26.9893 | Plant Flow |  | 365 | 0.000908 | 0.033643 | 0.033643 | 0.033643 | 3 | 4 | 0 | 0 | 39 | 1 | 0 | 0 | 0.788 | 32 | 0 | 0 | 4.2694e-05 | 1.1214e-05 | DMR | [16 empty] | 0.015782 | 0.58475 | 0.58475 | 0.58475 | 0.00074206 | 0.00019492 | NO | PlantFlow
2022 | SHAW INDUSTRIES GROUP INC PLANT 8S | 110000854246 | SC0003557 | COLUMBIA | RICHLAND | SC |  | 34.0472 | -81.1514 |  | 2824 | Organic Fibers, Noncellulosic | 325220 | Artificial and Synthetic Fibers and Filaments Manufacturing | IS24 | Organic Fiber Manufacturing | Waste handling, treatment, and disposal - Remediation or Monitoring | 1 | 0.33142 | SC0003557 | Outlet Saluda River | 030501091403 | 2022 TRI contains 1 chemical Nitrate Compounds |  |  |  | 2023 | 03050110000000 | KINLEY CREEK, SALUDA RIVER |  |  | 7.1344 | NPDES | 7.1344 | 11.0386 | 9869612 | Kinley Creek | 1 | 7.677 | 12.88 | 15.045 | 16.821 | 9.432 | 5.737 | 4.861 | 4.331 | 4.495 | 5.964 | 6.619 | 3.93 | 5.318 | QE_11 | 3.93 | 9.6088 | 5.5444 | 18.7702 | 12.0297 | 26.9893 | 26.9893 | Plant Flow | 26.9893 | Plant Flow | 26.9893 | Plant Flow |  | 365 | 0.000908 | 0.033643 | 0.033643 | 0.033643 | 3 | 4 | 0 | 0 | 39 | 1 | 0 | 0 | 0.788 | 32 | 0 | 0 | 4.2694e-05 | 1.1214e-05 | DMR | [16 empty] | 0.015782 | 0.58475 | 0.58475 | 0.58475 | 0.00074206 | 0.00019492 | NO | PlantFlow
2023 | SHAW INDUSTRIES GROUP INC PLANT 8S | 110000854246 | SC0003557 | COLUMBIA | RICHLAND | SC |  | 34.0472 | -81.1514 |  | 2824 | Organic Fibers, Noncellulosic | 325220 | Artificial and Synthetic Fibers and Filaments Manufacturing | IS24 | Organic Fiber Manufacturing | Waste handling, treatment, and disposal - Remediation or Monitoring | 1 | 0.33142 | SC0003557 | Outlet Saluda River | 030501091403 | 2022 TRI contains 1 chemical Nitrate Compounds |  |  |  | 2023 | 03050110000000 | KINLEY CREEK, SALUDA RIVER |  |  | 7.1344 | NPDES | 7.1344 | 11.0386 | 9869612 | Kinley Creek | 1 | 7.677 | 12.88 | 15.045 | 16.821 | 9.432 | 5.737 | 4.861 | 4.331 | 4.495 | 5.964 | 6.619 | 3.93 | 5.318 | QE_11 | 3.93 | 9.6088 | 5.5444 | 18.7702 | 12.0297 | 26.9893 | 26.9893 | Plant Flow | 26.9893 | Plant Flow | 26.9893 | Plant Flow |  | 365 | 0.000908 | 0.033643 | 0.033643 | 0.033643 | 3 | 4 | 0 | 0 | 39 | 1 | 0 | 0 | 0.788 | 32 | 0 | 0 | 4.2694e-05 | 1.1214e-05 | DMR | [16 empty] | 0.015782 | 0.58475 | 0.58475 | 0.58475 | 0.00074206 | 0.00019492 | NO | PlantFlow
2019 | FEDERAL PACIFIC ELEC ODELL DAM | 110002311551 | SC0047813 | EDGEFIELD | EDGEFIELD | SC |  | 33.7735 | -81.9049 |  | 4952 | Sewerage Systems | 221320 | Sewage Treatment Facilities | IS4 | Utilities | Waste handling, treatment, and disposal - POTW | 1 | 0.0012577 | SC0047813 | Beaverdam Creek-Turkey Creek | 030601070207 | NAICS/SIC indication |  |  |  | 2023 | 03060110000000 |  |  |  | 0.00045833 | NPDES | 0.00045833 | 0.00070915 | 11729216 | Beaverdam Creek | 1 | 2.323 | 3.876 | 4.436 | 4.782 | 2.958 | 1.794 | 1.372 | 1.232 | 1.111 | 1.765 | 2.308 | 1.358 | 2.13 | QE_08 | 1.111 | 2.7164 | 1.4992 | 5.6797 | 3.3202 | 0.0017339 | 2.7164 | 30Q5 Flow | 3.3202 | HM Flow | 1.4992 | 7Q10 Flow |  | 365 | 3.4456e-06 | 0.0022983 | 0.0012685 | 0.0010378 | 3 | 4 | 0 | 0 | 39 | 1 | 0 | 0 | 0.788 | 32 | 0 | 0 | 2.9166e-06 | 7.6611e-07 | DMR | [16 empty] | 5.9889e-05 | 0.039947 | 0.022047 | 0.018037 | 5.0694e-05 | 1.3316e-05 | NO | NHDPlus
2020 | FEDERAL PACIFIC ELEC ODELL DAM | 110002311551 | SC0047813 | EDGEFIELD | EDGEFIELD | SC |  | 33.7735 | -81.9049 |  | 4952 | Sewerage Systems | 221320 | Sewage Treatment Facilities | IS4 | Utilities | Waste handling, treatment, and disposal - POTW | 1 | 0.0004994 | SC0047813 | Beaverdam Creek-Turkey Creek | 030601070207 | NAICS/SIC indication |  |  |  | 2023 | 03060110000000 |  |  |  | 0.00045833 | NPDES | 0.00045833 | 0.00070915 | 11729216 | Beaverdam Creek | 1 | 2.323 | 3.876 | 4.436 | 4.782 | 2.958 | 1.794 | 1.372 | 1.232 | 1.111 | 1.765 | 2.308 | 1.358 | 2.13 | QE_08 | 1.111 | 2.7164 | 1.4992 | 5.6797 | 3.3202 | 0.0017339 | 2.7164 | 30Q5 Flow | 3.3202 | HM Flow | 1.4992 | 7Q10 Flow |  | 365 | 1.3682e-06 | 0.00091263 | 0.00050369 | 0.00041208 | 3 | 4 | 0 | 0 | 39 | 1 | 0 | 0 | 0.788 | 32 | 0 | 0 | 1.1582e-06 | 3.0421e-07 | DMR | [16 empty] | 2.3781e-05 | 0.015862 | 0.0087546 | 0.0071624 | 2.013e-05 | 5.2875e-06 | NO | NHDPlus
2021 | FEDERAL PACIFIC ELEC ODELL DAM | 110002311551 | SC0047813 | EDGEFIELD | EDGEFIELD | SC |  | 33.7735 | -81.9049 |  | 4952 | Sewerage Systems | 221320 | Sewage Treatment Facilities | IS4 | Utilities | Waste handling, treatment, and disposal - POTW | 1 | 0.00048845 | SC0047813 | Beaverdam Creek-Turkey Creek | 030601070207 | NAICS/SIC indication |  |  |  | 2023 | 03060110000000 |  |  |  | 0.00045833 | NPDES | 0.00045833 | 0.00070915 | 11729216 | Beaverdam Creek | 1 | 2.323 | 3.876 | 4.436 | 4.782 | 2.958 | 1.794 | 1.372 | 1.232 | 1.111 | 1.765 | 2.308 | 1.358 | 2.13 | QE_08 | 1.111 | 2.7164 | 1.4992 | 5.6797 | 3.3202 | 0.0017339 | 2.7164 | 30Q5 Flow | 3.3202 | HM Flow | 1.4992 | 7Q10 Flow |  | 365 | 1.3382e-06 | 0.00089263 | 0.00049265 | 0.00040305 | 3 | 4 | 0 | 0 | 39 | 1 | 0 | 0 | 0.788 | 32 | 0 | 0 | 1.1328e-06 | 2.9754e-07 | DMR | [16 empty] | 2.326e-05 | 0.015515 | 0.0085628 | 0.0070054 | 1.9689e-05 | 5.1716e-06 | NO | NHDPlus
2019 | EASTMAN CHEMICAL COMPANY | 110000574423 | TN0002640 | KINGSPORT | SULLIVAN | TN |  | 36.5271 | -82.5386 |  | 2869 | Industrial Organic Chemicals, Nec | 325998 | All Other Miscellaneous Chemical Product and Preparation Manufacturing | IS34 | All Other Chemical Product and Preparation Manufacturing | Waste handling, treatment, and disposal - Remediation or Monitoring | 1 | 0.53304 | TN0002640 | Kendrick Creek-South Fork Holston River | 060101020704 | 2022 TRI reports PCE as a byproduct | TN0073946 | TNG670430 | TN0002640 | 2023 | 06010100000000 | HOLSTON-SOUTH FORK (D/S OF WATAUGA), HORSE CREEK, SOUTH FORK HOLSTON RIVER | 486.7 | 471.1 | 34.4173 | NPDES | 471.1 | 728.9001 | 19753623 | South Fork Holston River | 6 | 2816.852 | 3950.091 | 4178.138 | 4394.602 | 3948.954 | 3266.912 | 2829.989 | 2315.313 | 1816.814 | 1246.574 | 1113.093 | 1573.181 | 2761.605 | QE_10 | 1113.093 | 2721.4988 | 1915.6069 | 6887.1687 | 4949.0724 | 1782.1517 | 2721.4988 | 30Q5 Flow | 4949.0724 | HM Flow | 1915.6069 | 7Q10 Flow |  | 365 | 0.0014604 | 0.00076236 | 0.00053661 | 0.00029508 | 3 | 4 | 0 | 0 | 39 | 1 | 0 | 0 | 0.788 | 32 | 0 | 0 | 9.6746e-07 | 2.5412e-07 | DMR | [16 empty] | 0.025383 | 0.013251 | 0.0093268 | 0.0051288 | 1.6815e-05 | 4.4169e-06 | NO | NHDPlus
2020 | BAE SYSTEMS ORDNANCE SYSTEMS INC. | 110070828339 | TN0003671 | KINGSPORT | HAWKINS COUNTY | TN |  | 36.5505 | -82.6348 |  | 2892 | Explosives | 325920 | Explosives Manufacturing | IS31 | Explosives Manufacturing | Waste handling, treatment, and disposal - Remediation or Monitoring | 1 | 1.4085 | TN0003671 | Holston River-Hord Creek | 060101040101 | NAICS/SIC indication |  |  |  | 2023 | 06010100000000 | AFG STREAM, ARNOTT CREEK, HOLSTON, HOLSTON RIVER, HOLSTON RV, MADD BRANCH, SOUTH FORK HOLSTON RIVER | 5.175 | 5.275 | 3.3001 | NPDES | 5.275 | 8.1616 | 22177442 |  | 1 | 4.2 | 8.631 | 9.536 | 9.113 | 6.416 | 4.876 | 2.474 | 1.77 | 1.51 | 1.631 | 2.7 | 1.593 | 4.655 | QE_08 | 1.51 | 3.6919 | 2.0597 | 10.2689 | 5.2357 | 19.9551 | 19.9551 | Plant Flow | 19.9551 | Plant Flow | 19.9551 | Plant Flow |  | 365 | 0.003859 | 0.19338 | 0.19338 | 0.19338 | 3 | 4 | 0 | 0 | 39 | 1 | 0 | 0 | 0.788 | 32 | 0 | 0 | 0.00024541 | 6.4461e-05 | DMR | [16 empty] | 0.067073 | 3.3612 | 3.3612 | 3.3612 | 0.0042655 | 0.0011204 | NO | PlantFlow
2021 | BAE SYSTEMS ORDNANCE SYSTEMS INC. | 110070828339 | TN0003671 | KINGSPORT | HAWKINS COUNTY | TN |  | 36.5505 | -82.6348 |  | 2892 | Explosives | 325920 | Explosives Manufacturing | IS31 | Explosives Manufacturing | Waste handling, treatment, and disposal - Remediation or Monitoring | 1 | 0.49713 | TN0003671 | Holston River-Hord Creek | 060101040101 | NAICS/SIC indication |  |  |  | 2023 | 06010100000000 | AFG STREAM, ARNOTT CREEK, HOLSTON, HOLSTON RIVER, HOLSTON RV, MADD BRANCH, SOUTH FORK HOLSTON RIVER | 5.175 | 5.275 | 3.3001 | NPDES | 5.275 | 8.1616 | 22177442 |  | 1 | 4.2 | 8.631 | 9.536 | 9.113 | 6.416 | 4.876 | 2.474 | 1.77 | 1.51 | 1.631 | 2.7 | 1.593 | 4.655 | QE_08 | 1.51 | 3.6919 | 2.0597 | 10.2689 | 5.2357 | 19.9551 | 19.9551 | Plant Flow | 19.9551 | Plant Flow | 19.9551 | Plant Flow |  | 365 | 0.001362 | 0.068253 | 0.068253 | 0.068253 | 3 | 4 | 0 | 0 | 39 | 1 | 0 | 0 | 0.788 | 32 | 0 | 0 | 8.6616e-05 | 2.2751e-05 | DMR | [16 empty] | 0.023673 | 1.1863 | 1.1863 | 1.1863 | 0.0015055 | 0.00039544 | NO | PlantFlow
2023 | JEFFERSON TERMINAL SOUTH | 110071710882 | TX0004669 | NEDERLAND | JEFFERSON | TX |  | 30.015 | -94.0291 |  | 2869 | Industrial Organic Chemicals, Nec | 325998 | All Other Miscellaneous Chemical Product and Preparation Manufacturing | IS34 | All Other Chemical Product and Preparation Manufacturing | Waste handling, treatment, and disposal - Remediation or Monitoring | 1 | 0.075969 | TX0004669 | Grays Bayou-Neches River | 1.2E+11 | 2022 TRI reports one chemical Chlorine as 'ANCILLARY OR OTHER USE' |  |  |  | 2023 | 1.2E+13 | NECHES RIVER TIDAL |  | 9.99 | 0.37227 | NPDES | 9.99 | 15.4568 | [22 empty] | 37.8162 | 37.8162 | Flow Lookup Failed | 37.8162 | Flow Lookup Failed | 37.8162 | Flow Lookup Failed | PlantFlowUsed | 365 | 0.00020814 | 0.0055039 | 0.0055039 | 0.0055039 | 3 | 4 | 0 | 0 | 39 | 1 | 0 | 0 | 0.788 | 32 | 0 | 0 | 6.9846e-06 | 1.8346e-06 | DMR | [16 empty] | 0.0036176 | 0.095662 | 0.095662 | 0.095662 | 0.0001214 | 3.1887e-05 | NO | PlantFlow
2022 | HUNTSMAN PETROCHEMICAL LLC - CONROE PLANT | 110000748095 | TX0005592 | CONROE | MONTGOMERY | TX |  | 30.3114 | -95.3871 |  | 2869 | Industrial Organic Chemicals, Nec | 325998 | All Other Miscellaneous Chemical Product and Preparation Manufacturing | IS34 | All Other Chemical Product and Preparation Manufacturing | Waste handling, treatment, and disposal - Remediation or Monitoring | 1 | 0.20714 | TX0005592 | Crystal Creek | 1.2E+11 | No organochlorines are reported to 2022 TRI | TX0005592 | TXR1510LO | TXR05FC17 | 2023 | 1.2E+13 | WEST FORK SAN JACINTO RIVER |  | 0.75 | 0.29031 | NPDES | 0.75 | 1.1604 | 1468026 | West Fork Crystal Creek | 1 | 15.446 | 32.886 | 32.145 | 21.752 | 14.522 | 15.861 | 13.795 | 3.961 | 2.69 | 2.176 | 3.766 | 2.465 | 26.308 | QE_09 | 2.176 | 5.3203 | 3.0066 | 37.7653 | 11.9444 | 2.8372 | 5.3203 | 30Q5 Flow | 11.9444 | HM Flow | 3.0066 | 7Q10 Flow |  | 365 | 0.0005675 | 0.18875 | 0.10667 | 0.047512 | 3 | 4 | 0 | 0 | 39 | 1 | 0 | 0 | 0.788 | 32 | 0 | 0 | 0.00023953 | 6.2916e-05 | DMR | [16 empty] | 0.0098637 | 3.2806 | 1.854 | 0.8258 | 0.0041632 | 0.0010935 | NO | NHDPlus
2023 | INVISTA HOUSTON | 110000461107 | TX0006068 | HOUSTON | HARRIS | TX |  | 29.7062 | -95.2511 |  | 2869 | Industrial Organic Chemicals, Nec | 325998 | All Other Miscellaneous Chemical Product and Preparation Manufacturing | IS34 | All Other Chemical Product and Preparation Manufacturing | Waste handling, treatment, and disposal - Remediation or Monitoring | 1 | 0.033142 | TX0006068 | Lower Sims Bayou | 1.2E+11 | No organochlorines are reported to 2022 TRI |  |  |  | 2023 | 1.2E+13 | HOUSTON SHIP CHANNEL/BUFFALO BAYOU TIDAL | 1.5 |  | 0.45743 | NPDES | 0.45743 | 0.70775 | 1439537 | Sims Bayou | 2 | 163.253 | 252.025 | 216.592 | 156.816 | 151.872 | 151.762 | 256.109 | 110.604 | 117.274 | 138.407 | 131.439 | 156.898 | 179.876 | QE_07 | 110.604 | 270.4254 | 175.4885 | 399.1516 | 343.9227 | 1.7305 | 270.4254 | 30Q5 Flow | 343.9227 | HM Flow | 175.4885 | 7Q10 Flow |  | 365 | 9.08e-05 | 0.00051741 | 0.00033577 | 0.00026401 | 3 | 4 | 0 | 0 | 39 | 1 | 0 | 0 | 0.788 | 32 | 0 | 0 | 6.5662e-07 | 1.7247e-07 | DMR | [16 empty] | 0.0015782 | 0.0089931 | 0.005836 | 0.0045888 | 1.1413e-05 | 2.9977e-06 | NO | NHDPlus
2019 | ECO SERVICES OPERATIONS HOUSTON | 110000460901 | TX0007072 | HOUSTON | HARRIS | TX |  | 29.7181 | -95.2687 |  | 2819 | Industrial Inorganic Chemicals, Nec | 331313 | Alumina Refining and Primary Aluminum Production | IS38 | Primary Metal Manufacturing | Waste handling, treatment, and disposal - Remediation or Monitoring | 1 | 9.8609 | TX0007072 | Lower Sims Bayou | 1.2E+11 | 2022 TRI reports other OrganoCl as ancillary | TX0007072 |  |  | 2023 | 1.2E+13 | HOUSTON SHIP CHANNEL/BUFFALO BAYOU TIDAL | 1.44 | 1.44 | 0.3888 | NPDES | 1.44 | 2.228 | 1439589 | Brays Bayou | 2 | 113.402 | 236.527 | 228.386 | 158.907 | 121.028 | 102.278 | 119.605 | 50.639 | 52.407 | 61.568 | 61.184 | 65.069 | 158.992 | QE_07 | 50.639 | 123.8117 | 78.1664 | 277.2665 | 185.2401 | 5.4475 | 123.8117 | 30Q5 Flow | 185.2401 | HM Flow | 78.1664 | 7Q10 Flow |  | 365 | 0.027016 | 0.34562 | 0.2182 | 0.14584 | 3 | 4 | 0 | 0 | 39 | 1 | 0 | 0 | 0.788 | 32 | 0 | 0 | 0.00043861 | 0.00011521 | DMR | [16 empty] | 0.46957 | 6.0073 | 3.7926 | 2.5349 | 0.0076234 | 0.0020024 | NO | NHDPlus
2020 | ECO SERVICES OPERATIONS HOUSTON | 110000460901 | TX0007072 | HOUSTON | HARRIS | TX |  | 29.7181 | -95.2687 |  | 2819 | Industrial Inorganic Chemicals, Nec | 331313 | Alumina Refining and Primary Aluminum Production | IS38 | Primary Metal Manufacturing | Waste handling, treatment, and disposal - Remediation or Monitoring | 1 | 9.9426 | TX0007072 | Lower Sims Bayou | 1.2E+11 | 2022 TRI reports other OrganoCl as ancillary | TX0007072 |  |  | 2023 | 1.2E+13 | HOUSTON SHIP CHANNEL/BUFFALO BAYOU TIDAL | 1.44 | 1.44 | 0.3888 | NPDES | 1.44 | 2.228 | 1439589 | Brays Bayou | 2 | 113.402 | 236.527 | 228.386 | 158.907 | 121.028 | 102.278 | 119.605 | 50.639 | 52.407 | 61.568 | 61.184 | 65.069 | 158.992 | QE_07 | 50.639 | 123.8117 | 78.1664 | 277.2665 | 185.2401 | 5.4475 | 123.8117 | 30Q5 Flow | 185.2401 | HM Flow | 78.1664 | 7Q10 Flow |  | 365 | 0.02724 | 0.34849 | 0.22001 | 0.14705 | 3 | 4 | 0 | 0 | 39 | 1 | 0 | 0 | 0.788 | 32 | 0 | 0 | 0.00044224 | 0.00011616 | DMR | [16 empty] | 0.47346 | 6.057 | 3.824 | 2.5559 | 0.0076866 | 0.002019 | NO | NHDPlus
2021 | ECO SERVICES OPERATIONS HOUSTON | 110000460901 | TX0007072 | HOUSTON | HARRIS | TX |  | 29.7181 | -95.2687 |  | 2819 | Industrial Inorganic Chemicals, Nec | 331313 | Alumina Refining and Primary Aluminum Production | IS38 | Primary Metal Manufacturing | Waste handling, treatment, and disposal - Remediation or Monitoring | 1 | 10.778 | TX0007072 | Lower Sims Bayou | 1.2E+11 | 2022 TRI reports other OrganoCl as ancillary | TX0007072 |  |  | 2023 | 1.2E+13 | HOUSTON SHIP CHANNEL/BUFFALO BAYOU TIDAL | 1.44 | 1.44 | 0.3888 | NPDES | 1.44 | 2.228 | 1439589 | Brays Bayou | 2 | 113.402 | 236.527 | 228.386 | 158.907 | 121.028 | 102.278 | 119.605 | 50.639 | 52.407 | 61.568 | 61.184 | 65.069 | 158.992 | QE_07 | 50.639 | 123.8117 | 78.1664 | 277.2665 | 185.2401 | 5.4475 | 123.8117 | 30Q5 Flow | 185.2401 | HM Flow | 78.1664 | 7Q10 Flow |  | 365 | 0.029529 | 0.37777 | 0.2385 | 0.15941 | 3 | 4 | 0 | 0 | 39 | 1 | 0 | 0 | 0.788 | 32 | 0 | 0 | 0.0004794 | 0.00012592 | DMR | [16 empty] | 0.51324 | 6.5659 | 4.1453 | 2.7707 | 0.0083324 | 0.0021886 | NO | NHDPlus
2020 | LA PORTE PLANT | 110045651344 | TX0007421 | LA PORTE | HARRIS COUNTY | TX |  | 29.7265 | -95.0898 |  | 2821 | Plastics Materials and Resins | 325211 | Plastics Material and Resin Manufacturing | IS22 | Plastic Material and Resin Manufacturing | Waste handling, treatment, and disposal - Remediation or Monitoring | 1 | 0.16571 | TX0007421 | Vince Bayou-Buffalo Bayou | 1.2E+11 | Nothing reported to 2022 TRI and does not have an active air permit |  |  |  | 2023 | 1.2E+13 | HOUSTON SHIP CHANNEL/SAN JACINTO RIVER TIDAL |  | 1.7 | 1.1342 | NPDES | 1.7 | 2.6303 | 1439481 | Tucker Bayou | 1 | 4.567 | 8.632 | 8.288 | 5.624 | 3.27 | 3.514 | 3.513 | 0.904 | 0.622 | 0.425 | 0.727 | 2.265 | 7.821 | QE_09 | 0.425 | 1.0391 | 0.55443 | 11.1663 | 2.6397 | 6.431 | 6.431 | Plant Flow | 6.431 | Plant Flow | 6.431 | Plant Flow |  | 365 | 0.000454 | 0.070595 | 0.070595 | 0.070595 | 3 | 4 | 0 | 0 | 39 | 1 | 0 | 0 | 0.788 | 32 | 0 | 0 | 8.9588e-05 | 2.3532e-05 | DMR | [16 empty] | 0.007891 | 1.227 | 1.227 | 1.227 | 0.0015571 | 0.000409 | NO | PlantFlow
2019 | CITY OF KINGSVILLE 3.0 MGD WASTEWATER TREATMENT PLANT | 110034247580 | TX0023418 | KINGSVILLE | KLEBERG | TX |  | 27.5231 | -97.8322 |  | 4952 | Sewerage Systems | 221320 | Sewage Treatment Facilities | IS4 | Utilities | Waste handling, treatment, and disposal - POTW | 1 | 0.36671 | TX0023418 | Tranquitas Creek | 1.21E+11 | NAICS/SIC indication |  |  |  | 2023 | 1.21E+13 | BAFFIN BAY/ALAZAN BAY/CAYO DEL GRULLO/LAGUNA SALAD, TRANQUITAS CREEK;SAN FERNANDO CREEK | 3 | 3 | 1.2325 | NPDES | 3 | 4.6417 | 1655121 | Tranquitas Creek | 1 | 12.321 | 7.757 | 8.962 | 8.071 | 7.729 | 16.673 | 25.815 | 6.282 | 9.465 | 9.775 | 14.207 | 4.94 | 9.255 | QE_11 | 4.94 | 12.0782 | 7.0256 | 30.1247 | 17.1473 | 11.3489 | 12.0782 | 30Q5 Flow | 17.1473 | HM Flow | 11.3489 | Plant Flow |  | 365 | 0.0010047 | 0.088527 | 0.083181 | 0.058591 | 3 | 4 | 0 | 0 | 39 | 1 | 0 | 0 | 0.788 | 32 | 0 | 0 | 0.00011234 | 2.9509e-05 | DMR | [16 empty] | 0.017462 | 1.5387 | 1.4458 | 1.0184 | 0.0019526 | 0.00051289 | NO | NHDPlus
2020 | CITY OF KINGSVILLE 3.0 MGD WASTEWATER TREATMENT PLANT | 110034247580 | TX0023418 | KINGSVILLE | KLEBERG | TX |  | 27.5231 | -97.8322 |  | 4952 | Sewerage Systems | 221320 | Sewage Treatment Facilities | IS4 | Utilities | Waste handling, treatment, and disposal - POTW | 1 | 121.4245 | TX0023418 | Tranquitas Creek | 1.21E+11 | NAICS/SIC indication |  |  |  | 2023 | 1.21E+13 | BAFFIN BAY/ALAZAN BAY/CAYO DEL GRULLO/LAGUNA SALAD, TRANQUITAS CREEK;SAN FERNANDO CREEK | 3 | 3 | 1.2325 | NPDES | 3 | 4.6417 | 1655121 | Tranquitas Creek | 1 | 12.321 | 7.757 | 8.962 | 8.071 | 7.729 | 16.673 | 25.815 | 6.282 | 9.465 | 9.775 | 14.207 | 4.94 | 9.255 | QE_11 | 4.94 | 12.0782 | 7.0256 | 30.1247 | 17.1473 | 11.3489 | 12.0782 | 30Q5 Flow | 17.1473 | HM Flow | 11.3489 | Plant Flow |  | 365 | 0.33267 | 29.313 | 27.5429 | 19.4007 | 3 | 4 | 0 | 0 | 39 | 1 | 0 | 0 | 0.788 | 32 | 0 | 0 | 0.037199 | 0.009771 | DMR | [16 empty] | 5.7821 | 509.4883 | 478.722 | 337.202 | 0.64656 | 0.16983 | NO | NHDPlus
2021 | CITY OF KINGSVILLE 3.0 MGD WASTEWATER TREATMENT PLANT | 110034247580 | TX0023418 | KINGSVILLE | KLEBERG | TX |  | 27.5231 | -97.8322 |  | 4952 | Sewerage Systems | 221320 | Sewage Treatment Facilities | IS4 | Utilities | Waste handling, treatment, and disposal - POTW | 1 | 0.43568 | TX0023418 | Tranquitas Creek | 1.21E+11 | NAICS/SIC indication |  |  |  | 2023 | 1.21E+13 | BAFFIN BAY/ALAZAN BAY/CAYO DEL GRULLO/LAGUNA SALAD, TRANQUITAS CREEK;SAN FERNANDO CREEK | 3 | 3 | 1.2325 | NPDES | 3 | 4.6417 | 1655121 | Tranquitas Creek | 1 | 12.321 | 7.757 | 8.962 | 8.071 | 7.729 | 16.673 | 25.815 | 6.282 | 9.465 | 9.775 | 14.207 | 4.94 | 9.255 | QE_11 | 4.94 | 12.0782 | 7.0256 | 30.1247 | 17.1473 | 11.3489 | 12.0782 | 30Q5 Flow | 17.1473 | HM Flow | 11.3489 | Plant Flow |  | 365 | 0.0011937 | 0.10518 | 0.098827 | 0.069611 | 3 | 4 | 0 | 0 | 39 | 1 | 0 | 0 | 0.788 | 32 | 0 | 0 | 0.00013347 | 3.5059e-05 | DMR | [16 empty] | 0.020747 | 1.8281 | 1.7177 | 1.2099 | 0.0023199 | 0.00060936 | NO | NHDPlus
2022 | CITY OF KINGSVILLE 3.0 MGD WASTEWATER TREATMENT PLANT | 110034247580 | TX0023418 | KINGSVILLE | KLEBERG | TX |  | 27.5231 | -97.8322 |  | 4952 | Sewerage Systems | 221320 | Sewage Treatment Facilities | IS4 | Utilities | Waste handling, treatment, and disposal - POTW | 1 | 26769.3134 | TX0023418 | Tranquitas Creek | 1.21E+11 | This entry is highlighted because it reports a disharge of 26769 kg of t-DCE in 2022, which is likely in error. NAICS/SIC indication |  |  |  | 2023 | 1.21E+13 | BAFFIN BAY/ALAZAN BAY/CAYO DEL GRULLO/LAGUNA SALAD, TRANQUITAS CREEK;SAN FERNANDO CREEK | 3 | 3 | 1.2325 | NPDES | 3 | 4.6417 | 1655121 | Tranquitas Creek | 1 | 12.321 | 7.757 | 8.962 | 8.071 | 7.729 | 16.673 | 25.815 | 6.282 | 9.465 | 9.775 | 14.207 | 4.94 | 9.255 | QE_11 | 4.94 | 12.0782 | 7.0256 | 30.1247 | 17.1473 | 11.3489 | 12.0782 | 30Q5 Flow | 17.1473 | HM Flow | 11.3489 | Plant Flow | EffluentConc | 365 | 73.3406 | 0.2 | 0.2 | 0.2 | 3 | 4 | 0 | 0 | 39 | 1 | 0 | 0 | 0.788 | 32 | 0 | 0 | 0.00025381 | 6.6667e-05 | DMR | [16 empty] | 1274.7292 | 0.2 | 105539.321 | 74339.7334 | 0.00025381 | 6.6667e-05 | NO | Effluent
2023 | CITY OF KINGSVILLE 3.0 MGD WASTEWATER TREATMENT PLANT | 110034247580 | TX0023418 | KINGSVILLE | KLEBERG | TX |  | 27.5231 | -97.8322 |  | 4952 | Sewerage Systems | 221320 | Sewage Treatment Facilities | IS4 | Utilities | Waste handling, treatment, and disposal - POTW | 1 | 0.36066 | TX0023418 | Tranquitas Creek | 1.21E+11 | NAICS/SIC indication |  |  |  | 2023 | 1.21E+13 | BAFFIN BAY/ALAZAN BAY/CAYO DEL GRULLO/LAGUNA SALAD, TRANQUITAS CREEK;SAN FERNANDO CREEK | 3 | 3 | 1.2325 | NPDES | 3 | 4.6417 | 1655121 | Tranquitas Creek | 1 | 12.321 | 7.757 | 8.962 | 8.071 | 7.729 | 16.673 | 25.815 | 6.282 | 9.465 | 9.775 | 14.207 | 4.94 | 9.255 | QE_11 | 4.94 | 12.0782 | 7.0256 | 30.1247 | 17.1473 | 11.3489 | 12.0782 | 30Q5 Flow | 17.1473 | HM Flow | 11.3489 | Plant Flow |  | 365 | 0.0009881 | 0.087066 | 0.081808 | 0.057624 | 3 | 4 | 0 | 0 | 39 | 1 | 0 | 0 | 0.788 | 32 | 0 | 0 | 0.00011049 | 2.9022e-05 | DMR | [16 empty] | 0.017174 | 1.5133 | 1.4219 | 1.0016 | 0.0019204 | 0.00050443 | NO | NHDPlus
2020 | KEESHAN AND BOST CHEMICAL CO., INC. | 110000599479 | TX0072168 | MANVEL | BRAZORIA | TX |  | 29.4584 | -95.3304 |  | 2869 | Industrial Organic Chemicals, Nec | 325998 | All Other Miscellaneous Chemical Product and Preparation Manufacturing | IS34 | All Other Chemical Product and Preparation Manufacturing | Waste handling, treatment, and disposal - Remediation or Monitoring | 1 | 0.014914 | TX0072168 | Mustang Bayou | 1.2E+11 | No organochlorines are reported to 2022 TRI |  |  |  | 2023 | 1.2E+13 | RAILSIDE DITCH; C-I-J DITCH; C-I DI | 0.033 | 0.033 | 0.0085446 | NPDES | 0.033 | 0.051059 | 1565976 | Mustang Bayou | 3 | 30.486 | 71.031 | 67.578 | 44.275 | 28.337 | 23.668 | 25.658 | 8.487 | 6.529 | 6.665 | 9.003 | 12.873 | 51.052 | QE_08 | 6.529 | 15.9633 | 9.3771 | 74.5379 | 30.8683 | 0.12484 | 15.9633 | 30Q5 Flow | 30.8683 | HM Flow | 9.3771 | 7Q10 Flow |  | 365 | 4.086e-05 | 0.0043574 | 0.0025596 | 0.0013237 | 3 | 4 | 0 | 0 | 39 | 1 | 0 | 0 | 0.788 | 32 | 0 | 0 | 5.5298e-06 | 1.4525e-06 | DMR | [16 empty] | 0.00071019 | 0.075737 | 0.044489 | 0.023007 | 9.6112e-05 | 2.5246e-05 | NO | NHDPlus
2021 | KEESHAN AND BOST CHEMICAL CO., INC. | 110000599479 | TX0072168 | MANVEL | BRAZORIA | TX |  | 29.4584 | -95.3304 |  | 2869 | Industrial Organic Chemicals, Nec | 325998 | All Other Miscellaneous Chemical Product and Preparation Manufacturing | IS34 | All Other Chemical Product and Preparation Manufacturing | Waste handling, treatment, and disposal - Remediation or Monitoring | 1 | 0.014914 | TX0072168 | Mustang Bayou | 1.2E+11 | No organochlorines are reported to 2022 TRI |  |  |  | 2023 | 1.2E+13 | RAILSIDE DITCH; C-I-J DITCH; C-I DI | 0.033 | 0.033 | 0.0085446 | NPDES | 0.033 | 0.051059 | 1565976 | Mustang Bayou | 3 | 30.486 | 71.031 | 67.578 | 44.275 | 28.337 | 23.668 | 25.658 | 8.487 | 6.529 | 6.665 | 9.003 | 12.873 | 51.052 | QE_08 | 6.529 | 15.9633 | 9.3771 | 74.5379 | 30.8683 | 0.12484 | 15.9633 | 30Q5 Flow | 30.8683 | HM Flow | 9.3771 | 7Q10 Flow |  | 365 | 4.086e-05 | 0.0043574 | 0.0025596 | 0.0013237 | 3 | 4 | 0 | 0 | 39 | 1 | 0 | 0 | 0.788 | 32 | 0 | 0 | 5.5298e-06 | 1.4525e-06 | DMR | [16 empty] | 0.00071019 | 0.075737 | 0.044489 | 0.023007 | 9.6112e-05 | 2.5246e-05 | NO | NHDPlus
2022 | KEESHAN AND BOST CHEMICAL CO., INC. | 110000599479 | TX0072168 | MANVEL | BRAZORIA | TX |  | 29.4584 | -95.3304 |  | 2869 | Industrial Organic Chemicals, Nec | 325998 | All Other Miscellaneous Chemical Product and Preparation Manufacturing | IS34 | All Other Chemical Product and Preparation Manufacturing | Waste handling, treatment, and disposal - Remediation or Monitoring | 1 | 0.014914 | TX0072168 | Mustang Bayou | 1.2E+11 | No organochlorines are reported to 2022 TRI |  |  |  | 2023 | 1.2E+13 | RAILSIDE DITCH; C-I-J DITCH; C-I DI | 0.033 | 0.033 | 0.0085446 | NPDES | 0.033 | 0.051059 | 1565976 | Mustang Bayou | 3 | 30.486 | 71.031 | 67.578 | 44.275 | 28.337 | 23.668 | 25.658 | 8.487 | 6.529 | 6.665 | 9.003 | 12.873 | 51.052 | QE_08 | 6.529 | 15.9633 | 9.3771 | 74.5379 | 30.8683 | 0.12484 | 15.9633 | 30Q5 Flow | 30.8683 | HM Flow | 9.3771 | 7Q10 Flow |  | 365 | 4.086e-05 | 0.0043574 | 0.0025596 | 0.0013237 | 3 | 4 | 0 | 0 | 39 | 1 | 0 | 0 | 0.788 | 32 | 0 | 0 | 5.5298e-06 | 1.4525e-06 | DMR | [16 empty] | 0.00071019 | 0.075737 | 0.044489 | 0.023007 | 9.6112e-05 | 2.5246e-05 | NO | NHDPlus
2023 | KEESHAN AND BOST CHEMICAL CO., INC. | 110000599479 | TX0072168 | MANVEL | BRAZORIA | TX |  | 29.4584 | -95.3304 |  | 2869 | Industrial Organic Chemicals, Nec | 325998 | All Other Miscellaneous Chemical Product and Preparation Manufacturing | IS34 | All Other Chemical Product and Preparation Manufacturing | Waste handling, treatment, and disposal - Remediation or Monitoring | 1 | 0.014914 | TX0072168 | Mustang Bayou | 1.2E+11 | No organochlorines are reported to 2022 TRI |  |  |  | 2023 | 1.2E+13 | RAILSIDE DITCH; C-I-J DITCH; C-I DI | 0.033 | 0.033 | 0.0085446 | NPDES | 0.033 | 0.051059 | 1565976 | Mustang Bayou | 3 | 30.486 | 71.031 | 67.578 | 44.275 | 28.337 | 23.668 | 25.658 | 8.487 | 6.529 | 6.665 | 9.003 | 12.873 | 51.052 | QE_08 | 6.529 | 15.9633 | 9.3771 | 74.5379 | 30.8683 | 0.12484 | 15.9633 | 30Q5 Flow | 30.8683 | HM Flow | 9.3771 | 7Q10 Flow |  | 365 | 4.086e-05 | 0.0043574 | 0.0025596 | 0.0013237 | 3 | 4 | 0 | 0 | 39 | 1 | 0 | 0 | 0.788 | 32 | 0 | 0 | 5.5298e-06 | 1.4525e-06 | DMR | [16 empty] | 0.00071019 | 0.075737 | 0.044489 | 0.023007 | 9.6112e-05 | 2.5246e-05 | NO | NHDPlus
2020 | BRASKEM AMERICA INC - LAPORTE SITE | 110000463631 | TX0074276 | LA PORTE | HARRIS | TX |  | 29.704 | -95.0799 |  | 2821 | Plastics Materials and Resins | 325211 | Plastics Material and Resin Manufacturing | IS22 | Plastic Material and Resin Manufacturing | Waste handling, treatment, and disposal - Remediation or Monitoring | 1 | 0.11103 | TX0074276 | Goose Creek-Frontal Galveston Bay | 1.2E+11 | No organochlorines are reported to 2022 TRI |  |  |  | 2023 | 1.2E+13 | SAN JACINTO BAY | 0.622 | 0.622 | 0.34994 | NPDES | 0.622 | 0.96238 | [22 empty] | 2.3545 | 2.3545 | Flow Lookup Failed | 2.3545 | Flow Lookup Failed | 2.3545 | Flow Lookup Failed | PlantFlowUsed | 365 | 0.00030418 | 0.12919 | 0.12919 | 0.12919 | 3 | 4 | 0 | 0 | 39 | 1 | 0 | 0 | 0.788 | 32 | 0 | 0 | 0.00016395 | 4.3063e-05 | DMR | [16 empty] | 0.0052869 | 2.2454 | 2.2454 | 2.2454 | 0.0028495 | 0.00074848 | NO | PlantFlow
2019 | METTON AMERICA LA PORTE PLANT | 110000463677 | TX0084808 | LA PORTE | HARRIS | TX |  | 29.7261 | -95.0796 |  | 2821 | Plastics Materials and Resins | 325211 | Plastics Material and Resin Manufacturing | IS22 | Plastic Material and Resin Manufacturing | Waste handling, treatment, and disposal - Remediation or Monitoring | 1 | 0.0016405 | TX0084808 | Goose Creek-Frontal Galveston Bay | 1.2E+11 | 2022 TRI reports Hexachlorocyclopentadiene is added as formulation component |  |  |  | 2023 | 1.2E+13 | HOUSTON SHIP CHANNEL/SAN JACINTO RIVER TIDAL |  |  | 0.0020765 | NPDES | 0.0020765 | 0.0032128 | 1439481 | Tucker Bayou | 1 | 4.567 | 8.632 | 8.288 | 5.624 | 3.27 | 3.514 | 3.513 | 0.904 | 0.622 | 0.425 | 0.727 | 2.265 | 7.821 | QE_09 | 0.425 | 1.0391 | 0.55443 | 11.1663 | 2.6397 | 0.0078553 | 1.0391 | 30Q5 Flow | 2.6397 | HM Flow | 0.55443 | 7Q10 Flow |  | 365 | 4.4946e-06 | 0.0081067 | 0.0043254 | 0.0017027 | 3 | 4 | 0 | 0 | 39 | 1 | 0 | 0 | 0.788 | 32 | 0 | 0 | 1.0288e-05 | 2.7022e-06 | DMR | [16 empty] | 7.812e-05 | 0.1409 | 0.075179 | 0.029594 | 0.00017881 | 4.6968e-05 | NO | NHDPlus
2020 | METTON AMERICA LA PORTE PLANT | 110000463677 | TX0084808 | LA PORTE | HARRIS | TX |  | 29.7261 | -95.0796 |  | 2821 | Plastics Materials and Resins | 325211 | Plastics Material and Resin Manufacturing | IS22 | Plastic Material and Resin Manufacturing | Waste handling, treatment, and disposal - Remediation or Monitoring | 1 | 0.0026182 | TX0084808 | Goose Creek-Frontal Galveston Bay | 1.2E+11 | 2022 TRI reports Hexachlorocyclopentadiene is added as formulation component |  |  |  | 2023 | 1.2E+13 | HOUSTON SHIP CHANNEL/SAN JACINTO RIVER TIDAL |  |  | 0.0020765 | NPDES | 0.0020765 | 0.0032128 | 1439481 | Tucker Bayou | 1 | 4.567 | 8.632 | 8.288 | 5.624 | 3.27 | 3.514 | 3.513 | 0.904 | 0.622 | 0.425 | 0.727 | 2.265 | 7.821 | QE_09 | 0.425 | 1.0391 | 0.55443 | 11.1663 | 2.6397 | 0.0078553 | 1.0391 | 30Q5 Flow | 2.6397 | HM Flow | 0.55443 | 7Q10 Flow |  | 365 | 7.1732e-06 | 0.012938 | 0.0069032 | 0.0027174 | 3 | 4 | 0 | 0 | 39 | 1 | 0 | 0 | 0.788 | 32 | 0 | 0 | 1.6419e-05 | 4.3127e-06 | DMR | [16 empty] | 0.00012468 | 0.22488 | 0.11998 | 0.047231 | 0.00028537 | 7.4958e-05 | NO | NHDPlus
2021 | METTON AMERICA LA PORTE PLANT | 110000463677 | TX0084808 | LA PORTE | HARRIS | TX |  | 29.7261 | -95.0796 |  | 2821 | Plastics Materials and Resins | 325211 | Plastics Material and Resin Manufacturing | IS22 | Plastic Material and Resin Manufacturing | Waste handling, treatment, and disposal - Remediation or Monitoring | 1 | 0.0030491 | TX0084808 | Goose Creek-Frontal Galveston Bay | 1.2E+11 | 2022 TRI reports Hexachlorocyclopentadiene is added as formulation component |  |  |  | 2023 | 1.2E+13 | HOUSTON SHIP CHANNEL/SAN JACINTO RIVER TIDAL |  |  | 0.0020765 | NPDES | 0.0020765 | 0.0032128 | 1439481 | Tucker Bayou | 1 | 4.567 | 8.632 | 8.288 | 5.624 | 3.27 | 3.514 | 3.513 | 0.904 | 0.622 | 0.425 | 0.727 | 2.265 | 7.821 | QE_09 | 0.425 | 1.0391 | 0.55443 | 11.1663 | 2.6397 | 0.0078553 | 1.0391 | 30Q5 Flow | 2.6397 | HM Flow | 0.55443 | 7Q10 Flow |  | 365 | 8.3536e-06 | 0.015067 | 0.0080391 | 0.0031646 | 3 | 4 | 0 | 0 | 39 | 1 | 0 | 0 | 0.788 | 32 | 0 | 0 | 1.9121e-05 | 5.0224e-06 | DMR | [16 empty] | 0.00014519 | 0.26188 | 0.13973 | 0.055003 | 0.00033233 | 8.7293e-05 | NO | NHDPlus
2022 | METTON AMERICA LA PORTE PLANT | 110000463677 | TX0084808 | LA PORTE | HARRIS | TX |  | 29.7261 | -95.0796 |  | 2821 | Plastics Materials and Resins | 325211 | Plastics Material and Resin Manufacturing | IS22 | Plastic Material and Resin Manufacturing | Waste handling, treatment, and disposal - Remediation or Monitoring | 1 | 0.0039439 | TX0084808 | Goose Creek-Frontal Galveston Bay | 1.2E+11 | 2022 TRI reports Hexachlorocyclopentadiene is added as formulation component |  |  |  | 2023 | 1.2E+13 | HOUSTON SHIP CHANNEL/SAN JACINTO RIVER TIDAL |  |  | 0.0020765 | NPDES | 0.0020765 | 0.0032128 | 1439481 | Tucker Bayou | 1 | 4.567 | 8.632 | 8.288 | 5.624 | 3.27 | 3.514 | 3.513 | 0.904 | 0.622 | 0.425 | 0.727 | 2.265 | 7.821 | QE_09 | 0.425 | 1.0391 | 0.55443 | 11.1663 | 2.6397 | 0.0078553 | 1.0391 | 30Q5 Flow | 2.6397 | HM Flow | 0.55443 | 7Q10 Flow |  | 365 | 1.0805e-05 | 0.019489 | 0.010398 | 0.0040933 | 3 | 4 | 0 | 0 | 39 | 1 | 0 | 0 | 0.788 | 32 | 0 | 0 | 2.4732e-05 | 6.4963e-06 | DMR | [16 empty] | 0.0001878 | 0.33874 | 0.18073 | 0.071145 | 0.00042987 | 0.00011291 | NO | NHDPlus
2023 | METTON AMERICA LA PORTE PLANT | 110000463677 | TX0084808 | LA PORTE | HARRIS | TX |  | 29.7261 | -95.0796 |  | 2821 | Plastics Materials and Resins | 325211 | Plastics Material and Resin Manufacturing | IS22 | Plastic Material and Resin Manufacturing | Waste handling, treatment, and disposal - Remediation or Monitoring | 1 | 0.0034965 | TX0084808 | Goose Creek-Frontal Galveston Bay | 1.2E+11 | 2022 TRI reports Hexachlorocyclopentadiene is added as formulation component |  |  |  | 2023 | 1.2E+13 | HOUSTON SHIP CHANNEL/SAN JACINTO RIVER TIDAL |  |  | 0.0020765 | NPDES | 0.0020765 | 0.0032128 | 1439481 | Tucker Bayou | 1 | 4.567 | 8.632 | 8.288 | 5.624 | 3.27 | 3.514 | 3.513 | 0.904 | 0.622 | 0.425 | 0.727 | 2.265 | 7.821 | QE_09 | 0.425 | 1.0391 | 0.55443 | 11.1663 | 2.6397 | 0.0078553 | 1.0391 | 30Q5 Flow | 2.6397 | HM Flow | 0.55443 | 7Q10 Flow |  | 365 | 9.5794e-06 | 0.017278 | 0.0092188 | 0.0036289 | 3 | 4 | 0 | 0 | 39 | 1 | 0 | 0 | 0.788 | 32 | 0 | 0 | 2.1926e-05 | 5.7593e-06 | DMR | [16 empty] | 0.0001665 | 0.30031 | 0.16023 | 0.063074 | 0.0003811 | 0.0001001 | NO | NHDPlus
2020 | MONUMENT CHEMICAL HOUSTON, LLC | 110000460983 | TX0085979 | HOUSTON | HARRIS | TX |  | 29.7549 | -95.1033 |  | 2869 | Industrial Organic Chemicals, Nec | 325998 | All Other Miscellaneous Chemical Product and Preparation Manufacturing | IS34 | All Other Chemical Product and Preparation Manufacturing | Waste handling, treatment, and disposal - Remediation or Monitoring | 1 | 0.11103 | TX0085979 | Carpenters Bayou | 1.2E+11 | No organochlorines are reported to 2022 TRI |  |  |  | 2023 | 1.2E+13 | CARPENTERS BAYOU PORTION OF THE HSC TIDAL | 0.22 |  | 0.16595 | NPDES | 0.16595 | 0.25676 | 1439361 | Carpenters Bayou | 2 | 50.506 | 116.425 | 105.942 | 73.684 | 50.482 | 42.142 | 44.852 | 15.054 | 11.168 | 10.17 | 15.053 | 41.163 | 93.537 | QE_09 | 10.17 | 24.8655 | 14.836 | 123.4866 | 50.4893 | 0.62777 | 24.8655 | 30Q5 Flow | 50.4893 | HM Flow | 14.836 | 7Q10 Flow |  | 365 | 0.00030418 | 0.020503 | 0.012233 | 0.0060246 | 3 | 4 | 0 | 0 | 39 | 1 | 0 | 0 | 0.788 | 32 | 0 | 0 | 2.6019e-05 | 6.8343e-06 | DMR | [16 empty] | 0.0052869 | 0.35636 | 0.21262 | 0.10471 | 0.00045223 | 0.00011879 | NO | NHDPlus
2021 | MONUMENT CHEMICAL HOUSTON, LLC | 110000460983 | TX0085979 | HOUSTON | HARRIS | TX |  | 29.7549 | -95.1033 |  | 2869 | Industrial Organic Chemicals, Nec | 325998 | All Other Miscellaneous Chemical Product and Preparation Manufacturing | IS34 | All Other Chemical Product and Preparation Manufacturing | Waste handling, treatment, and disposal - Remediation or Monitoring | 1 | 0.3745 | TX0085979 | Carpenters Bayou | 1.2E+11 | No organochlorines are reported to 2022 TRI |  |  |  | 2023 | 1.2E+13 | CARPENTERS BAYOU PORTION OF THE HSC TIDAL | 0.22 |  | 0.16595 | NPDES | 0.16595 | 0.25676 | 1439361 | Carpenters Bayou | 2 | 50.506 | 116.425 | 105.942 | 73.684 | 50.482 | 42.142 | 44.852 | 15.054 | 11.168 | 10.17 | 15.053 | 41.163 | 93.537 | QE_09 | 10.17 | 24.8655 | 14.836 | 123.4866 | 50.4893 | 0.62777 | 24.8655 | 30Q5 Flow | 50.4893 | HM Flow | 14.836 | 7Q10 Flow |  | 365 | 0.001026 | 0.069159 | 0.041264 | 0.020322 | 3 | 4 | 0 | 0 | 39 | 1 | 0 | 0 | 0.788 | 32 | 0 | 0 | 8.7765e-05 | 2.3053e-05 | DMR | [16 empty] | 0.017834 | 1.202 | 0.7172 | 0.35321 | 0.0015254 | 0.00040068 | NO | NHDPlus
2022 | MONUMENT CHEMICAL HOUSTON, LLC | 110000460983 | TX0085979 | HOUSTON | HARRIS | TX |  | 29.7549 | -95.1033 |  | 2869 | Industrial Organic Chemicals, Nec | 325998 | All Other Miscellaneous Chemical Product and Preparation Manufacturing | IS34 | All Other Chemical Product and Preparation Manufacturing | Waste handling, treatment, and disposal - Remediation or Monitoring | 1 | 0.16571 | TX0085979 | Carpenters Bayou | 1.2E+11 | No organochlorines are reported to 2022 TRI |  |  |  | 2023 | 1.2E+13 | CARPENTERS BAYOU PORTION OF THE HSC TIDAL | 0.22 |  | 0.16595 | NPDES | 0.16595 | 0.25676 | 1439361 | Carpenters Bayou | 2 | 50.506 | 116.425 | 105.942 | 73.684 | 50.482 | 42.142 | 44.852 | 15.054 | 11.168 | 10.17 | 15.053 | 41.163 | 93.537 | QE_09 | 10.17 | 24.8655 | 14.836 | 123.4866 | 50.4893 | 0.62777 | 24.8655 | 30Q5 Flow | 50.4893 | HM Flow | 14.836 | 7Q10 Flow |  | 365 | 0.000454 | 0.030601 | 0.018258 | 0.008992 | 3 | 4 | 0 | 0 | 39 | 1 | 0 | 0 | 0.788 | 32 | 0 | 0 | 3.8834e-05 | 1.02e-05 | DMR | [16 empty] | 0.007891 | 0.53188 | 0.31735 | 0.15629 | 0.00067497 | 0.00017729 | NO | NHDPlus
2023 | MONUMENT CHEMICAL HOUSTON, LLC | 110000460983 | TX0085979 | HOUSTON | HARRIS | TX |  | 29.7549 | -95.1033 |  | 2869 | Industrial Organic Chemicals, Nec | 325998 | All Other Miscellaneous Chemical Product and Preparation Manufacturing | IS34 | All Other Chemical Product and Preparation Manufacturing | Waste handling, treatment, and disposal - Remediation or Monitoring | 1 | 0.19885 | TX0085979 | Carpenters Bayou | 1.2E+11 | No organochlorines are reported to 2022 TRI |  |  |  | 2023 | 1.2E+13 | CARPENTERS BAYOU PORTION OF THE HSC TIDAL | 0.22 |  | 0.16595 | NPDES | 0.16595 | 0.25676 | 1439361 | Carpenters Bayou | 2 | 50.506 | 116.425 | 105.942 | 73.684 | 50.482 | 42.142 | 44.852 | 15.054 | 11.168 | 10.17 | 15.053 | 41.163 | 93.537 | QE_09 | 10.17 | 24.8655 | 14.836 | 123.4866 | 50.4893 | 0.62777 | 24.8655 | 30Q5 Flow | 50.4893 | HM Flow | 14.836 | 7Q10 Flow |  | 365 | 0.0005448 | 0.036722 | 0.02191 | 0.01079 | 3 | 4 | 0 | 0 | 39 | 1 | 0 | 0 | 0.788 | 32 | 0 | 0 | 4.6601e-05 | 1.2241e-05 | DMR | [16 empty] | 0.0094691 | 0.63826 | 0.38081 | 0.18755 | 0.00080997 | 0.00021275 | NO | NHDPlus
2022 | NORTH STORAGE FACILITY | 110056961480 | TX0102326 | MONT BELVIEU | CHAMBERS COUNTY | TX |  | 29.8577 | -94.9107 |  | 2869 | Industrial Organic Chemicals, Nec | 325998 | All Other Miscellaneous Chemical Product and Preparation Manufacturing | IS34 | All Other Chemical Product and Preparation Manufacturing | Waste handling, treatment, and disposal - Remediation or Monitoring | 1 | 0.16571 | TX0102326 | Ellis Branch-Cedar Bayou | 1.2E+11 | Using NPDES to search 2022 TRI: No organochlorines are reported to 2022 TRI |  |  |  | 2023 | 1.2E+13 | CEDAR BAYOU ABOVE TIDAL, CEDAR BAYOU TIDAL, CEDER BAYOU TIDAL - CEDAR BAYOU ABOVE TIDAL |  | 0.37 | 1.8006 | NPDES | 0.37 | 0.57248 | [22 empty] | 1.4006 | 1.4006 | Flow Lookup Failed | 1.4006 | Flow Lookup Failed | 1.4006 | Flow Lookup Failed | PlantFlowUsed | 365 | 0.000454 | 0.32415 | 0.32415 | 0.32415 | 3 | 4 | 0 | 0 | 39 | 1 | 0 | 0 | 0.788 | 32 | 0 | 0 | 0.00041135 | 0.00010805 | DMR | [16 empty] | 0.007891 | 5.634 | 5.634 | 5.634 | 0.0071497 | 0.001878 | NO | PlantFlow
2019 | W HOTLE BLOCK 21 | 110035762822 | TX0131547 | AUSTIN | TRAVIS | TX |  | 30.2653 | -97.7465 |  | 6513 | Apartment Building Operators | 531110 | Lessors of Residential Buildings and Dwellings | IS47 | Services | Waste handling, treatment, and disposal - Remediation or Monitoring | 1 | 0.0048804 | TX0131547 | Town Lake-Colorado River | 1.21E+11 | Uncertain, possibly a remediation site |  |  |  | 2023 | 1.21E+13 | DIRECTLY TO LADY BIRD LK/TOWN LAKE, DIRECTLY TO TOWN LAKE | 0.0432 | 0.432 | 0.015597 | NPDES | 0.432 | 0.6684 | 5781905 | Colorado River | 6 | 1467.922 | 687.093 | 765.903 | 1148.3 | 1768.928 | 2336.592 | 3329.476 | 2133.209 | 1767.033 | 1492.241 | 937.277 | 975.203 | 626.354 | QE_12 | 626.354 | 1531.4279 | 1056.343 | 3589.0513 | 2617.8402 | 1.6342 | 1531.4279 | 30Q5 Flow | 2617.8402 | HM Flow | 1056.343 | 7Q10 Flow |  | 365 | 1.3371e-05 | 1.2658e-05 | 8.731e-06 | 5.1076e-06 | 3 | 4 | 0 | 0 | 39 | 1 | 0 | 0 | 0.788 | 32 | 0 | 0 | 1.6063e-08 | 4.2192e-09 | DMR | [16 empty] | 0.0002324 | 0.00022 | 0.00015175 | 8.8775e-05 | 2.7919e-07 | 7.3335e-08 | NO | NHDPlus
2020 | W HOTLE BLOCK 21 | 110035762822 | TX0131547 | AUSTIN | TRAVIS | TX |  | 30.2653 | -97.7465 |  | 6513 | Apartment Building Operators | 531110 | Lessors of Residential Buildings and Dwellings | IS47 | Services | Waste handling, treatment, and disposal - Remediation or Monitoring | 1 | 0.0033922 | TX0131547 | Town Lake-Colorado River | 1.21E+11 | Uncertain, possibly a remediation site |  |  |  | 2023 | 1.21E+13 | DIRECTLY TO LADY BIRD LK/TOWN LAKE, DIRECTLY TO TOWN LAKE | 0.0432 | 0.432 | 0.015597 | NPDES | 0.432 | 0.6684 | 5781905 | Colorado River | 6 | 1467.922 | 687.093 | 765.903 | 1148.3 | 1768.928 | 2336.592 | 3329.476 | 2133.209 | 1767.033 | 1492.241 | 937.277 | 975.203 | 626.354 | QE_12 | 626.354 | 1531.4279 | 1056.343 | 3589.0513 | 2617.8402 | 1.6342 | 1531.4279 | 30Q5 Flow | 2617.8402 | HM Flow | 1056.343 | 7Q10 Flow |  | 365 | 9.2936e-06 | 8.7979e-06 | 6.0686e-06 | 3.5501e-06 | 3 | 4 | 0 | 0 | 39 | 1 | 0 | 0 | 0.788 | 32 | 0 | 0 | 1.1165e-08 | 2.9326e-09 | DMR | [16 empty] | 0.00016153 | 0.00015292 | 0.00010548 | 6.1704e-05 | 1.9406e-07 | 5.0972e-08 | NO | NHDPlus
2021 | W HOTLE BLOCK 21 | 110035762822 | TX0131547 | AUSTIN | TRAVIS | TX |  | 30.2653 | -97.7465 |  | 6513 | Apartment Building Operators | 531110 | Lessors of Residential Buildings and Dwellings | IS47 | Services | Waste handling, treatment, and disposal - Remediation or Monitoring | 1 | 0.018377 | TX0131547 | Town Lake-Colorado River | 1.21E+11 | Uncertain, possibly a remediation site |  |  |  | 2023 | 1.21E+13 | DIRECTLY TO LADY BIRD LK/TOWN LAKE, DIRECTLY TO TOWN LAKE | 0.0432 | 0.432 | 0.015597 | NPDES | 0.432 | 0.6684 | 5781905 | Colorado River | 6 | 1467.922 | 687.093 | 765.903 | 1148.3 | 1768.928 | 2336.592 | 3329.476 | 2133.209 | 1767.033 | 1492.241 | 937.277 | 975.203 | 626.354 | QE_12 | 626.354 | 1531.4279 | 1056.343 | 3589.0513 | 2617.8402 | 1.6342 | 1531.4279 | 30Q5 Flow | 2617.8402 | HM Flow | 1056.343 | 7Q10 Flow |  | 365 | 5.0348e-05 | 4.7663e-05 | 3.2877e-05 | 1.9233e-05 | 3 | 4 | 0 | 0 | 39 | 1 | 0 | 0 | 0.788 | 32 | 0 | 0 | 6.0486e-08 | 1.5888e-08 | DMR | [16 empty] | 0.0008751 | 0.00082842 | 0.00057143 | 0.00033428 | 1.0513e-06 | 2.7614e-07 | NO | NHDPlus
2022 | W HOTLE BLOCK 21 | 110035762822 | TX0131547 | AUSTIN | TRAVIS | TX |  | 30.2653 | -97.7465 |  | 6513 | Apartment Building Operators | 531110 | Lessors of Residential Buildings and Dwellings | IS47 | Services | Waste handling, treatment, and disposal - Remediation or Monitoring | 1 | 0.015675 | TX0131547 | Town Lake-Colorado River | 1.21E+11 | Uncertain, possibly a remediation site |  |  |  | 2023 | 1.21E+13 | DIRECTLY TO LADY BIRD LK/TOWN LAKE, DIRECTLY TO TOWN LAKE | 0.0432 | 0.432 | 0.015597 | NPDES | 0.432 | 0.6684 | 5781905 | Colorado River | 6 | 1467.922 | 687.093 | 765.903 | 1148.3 | 1768.928 | 2336.592 | 3329.476 | 2133.209 | 1767.033 | 1492.241 | 937.277 | 975.203 | 626.354 | QE_12 | 626.354 | 1531.4279 | 1056.343 | 3589.0513 | 2617.8402 | 1.6342 | 1531.4279 | 30Q5 Flow | 2617.8402 | HM Flow | 1056.343 | 7Q10 Flow |  | 365 | 4.2946e-05 | 4.0655e-05 | 2.8043e-05 | 1.6405e-05 | 3 | 4 | 0 | 0 | 39 | 1 | 0 | 0 | 0.788 | 32 | 0 | 0 | 5.1593e-08 | 1.3552e-08 | DMR | [16 empty] | 0.00074644 | 0.00070663 | 0.00048741 | 0.00028514 | 8.9673e-07 | 2.3554e-07 | NO | NHDPlus
2023 | W HOTLE BLOCK 21 | 110035762822 | TX0131547 | AUSTIN | TRAVIS | TX |  | 30.2653 | -97.7465 |  | 6513 | Apartment Building Operators | 531110 | Lessors of Residential Buildings and Dwellings | IS47 | Services | Waste handling, treatment, and disposal - Remediation or Monitoring | 1 | 0.011077 | TX0131547 | Town Lake-Colorado River | 1.21E+11 | Uncertain, possibly a remediation site |  |  |  | 2023 | 1.21E+13 | DIRECTLY TO LADY BIRD LK/TOWN LAKE, DIRECTLY TO TOWN LAKE | 0.0432 | 0.432 | 0.015597 | NPDES | 0.432 | 0.6684 | 5781905 | Colorado River | 6 | 1467.922 | 687.093 | 765.903 | 1148.3 | 1768.928 | 2336.592 | 3329.476 | 2133.209 | 1767.033 | 1492.241 | 937.277 | 975.203 | 626.354 | QE_12 | 626.354 | 1531.4279 | 1056.343 | 3589.0513 | 2617.8402 | 1.6342 | 1531.4279 | 30Q5 Flow | 2617.8402 | HM Flow | 1056.343 | 7Q10 Flow |  | 365 | 3.0348e-05 | 2.873e-05 | 1.9817e-05 | 1.1593e-05 | 3 | 4 | 0 | 0 | 39 | 1 | 0 | 0 | 0.788 | 32 | 0 | 0 | 3.6459e-08 | 9.5766e-09 | DMR | [16 empty] | 0.00052748 | 0.00049935 | 0.00034444 | 0.0002015 | 6.3369e-07 | 1.6645e-07 | NO | NHDPlus
2019 | PURITY ISOBUTYLENE PLANT/PASADENA TERMINAL | 110060340162 | TX0131768 | PASADENA | HARRIS | TX |  | 29.7386 | -95.1669 |  | 2869 | Industrial Organic Chemicals, Nec | 325998 | All Other Miscellaneous Chemical Product and Preparation Manufacturing | IS34 | All Other Chemical Product and Preparation Manufacturing | Waste handling, treatment, and disposal - Remediation or Monitoring | 1 | 0.82891 | TX0131768 | Vince Bayou-Buffalo Bayou | 1.2E+11 | No organochlorines are reported to 2022 TRI |  |  |  | 2023 | 1.2E+13 | HOUSTON SHIP CHANNEL TIDAL | 0.055 |  | 0.072 | NPDES | 0.072 | 0.1114 | [22 empty] | 0.27255 | 0.27255 | Flow Lookup Failed | 0.27255 | Flow Lookup Failed | 0.27255 | Flow Lookup Failed | PlantFlowUsed | 365 | 0.002271 | 8.3324 | 8.3324 | 8.3324 | 3 | 4 | 0 | 0 | 39 | 1 | 0 | 0 | 0.788 | 32 | 0 | 0 | 0.010574 | 0.0027775 | DMR | [16 empty] | 0.039472 | 144.8256 | 144.8256 | 144.8256 | 0.18379 | 0.048275 | NO | PlantFlow
2020 | PURITY ISOBUTYLENE PLANT/PASADENA TERMINAL | 110060340162 | TX0131768 | PASADENA | HARRIS | TX |  | 29.7386 | -95.1669 |  | 2869 | Industrial Organic Chemicals, Nec | 325998 | All Other Miscellaneous Chemical Product and Preparation Manufacturing | IS34 | All Other Chemical Product and Preparation Manufacturing | Waste handling, treatment, and disposal - Remediation or Monitoring | 1 | 0.75984 | TX0131768 | Vince Bayou-Buffalo Bayou | 1.2E+11 | No organochlorines are reported to 2022 TRI |  |  |  | 2023 | 1.2E+13 | HOUSTON SHIP CHANNEL TIDAL | 0.055 |  | 0.072 | NPDES | 0.072 | 0.1114 | [22 empty] | 0.27255 | 0.27255 | Flow Lookup Failed | 0.27255 | Flow Lookup Failed | 0.27255 | Flow Lookup Failed | PlantFlowUsed | 365 | 0.0020817 | 7.6381 | 7.6381 | 7.6381 | 3 | 4 | 0 | 0 | 39 | 1 | 0 | 0 | 0.788 | 32 | 0 | 0 | 0.009693 | 0.002546 | DMR | [16 empty] | 0.036183 | 132.7568 | 132.7568 | 132.7568 | 0.16847 | 0.044252 | NO | PlantFlow
2021 | PURITY ISOBUTYLENE PLANT/PASADENA TERMINAL | 110060340162 | TX0131768 | PASADENA | HARRIS | TX |  | 29.7386 | -95.1669 |  | 2869 | Industrial Organic Chemicals, Nec | 325998 | All Other Miscellaneous Chemical Product and Preparation Manufacturing | IS34 | All Other Chemical Product and Preparation Manufacturing | Waste handling, treatment, and disposal - Remediation or Monitoring | 1 | 0.71839 | TX0131768 | Vince Bayou-Buffalo Bayou | 1.2E+11 | No organochlorines are reported to 2022 TRI |  |  |  | 2023 | 1.2E+13 | HOUSTON SHIP CHANNEL TIDAL | 0.055 |  | 0.072 | NPDES | 0.072 | 0.1114 | [22 empty] | 0.27255 | 0.27255 | Flow Lookup Failed | 0.27255 | Flow Lookup Failed | 0.27255 | Flow Lookup Failed | PlantFlowUsed | 365 | 0.0019682 | 7.2214 | 7.2214 | 7.2214 | 3 | 4 | 0 | 0 | 39 | 1 | 0 | 0 | 0.788 | 32 | 0 | 0 | 0.0091643 | 0.0024071 | DMR | [16 empty] | 0.034209 | 125.5155 | 125.5155 | 125.5155 | 0.15928 | 0.041839 | NO | PlantFlow
2022 | PURITY ISOBUTYLENE PLANT/PASADENA TERMINAL | 110060340162 | TX0131768 | PASADENA | HARRIS | TX |  | 29.7386 | -95.1669 |  | 2869 | Industrial Organic Chemicals, Nec | 325998 | All Other Miscellaneous Chemical Product and Preparation Manufacturing | IS34 | All Other Chemical Product and Preparation Manufacturing | Waste handling, treatment, and disposal - Remediation or Monitoring | 1 | 0.56643 | TX0131768 | Vince Bayou-Buffalo Bayou | 1.2E+11 | No organochlorines are reported to 2022 TRI |  |  |  | 2023 | 1.2E+13 | HOUSTON SHIP CHANNEL TIDAL | 0.055 |  | 0.072 | NPDES | 0.072 | 0.1114 | [22 empty] | 0.27255 | 0.27255 | Flow Lookup Failed | 0.27255 | Flow Lookup Failed | 0.27255 | Flow Lookup Failed | PlantFlowUsed | 365 | 0.0015519 | 5.6938 | 5.6938 | 5.6938 | 3 | 4 | 0 | 0 | 39 | 1 | 0 | 0 | 0.788 | 32 | 0 | 0 | 0.0072257 | 0.0018979 | DMR | [16 empty] | 0.026973 | 98.9641 | 98.9641 | 98.9641 | 0.12559 | 0.032988 | NO | PlantFlow
2023 | PURITY ISOBUTYLENE PLANT/PASADENA TERMINAL | 110060340162 | TX0131768 | PASADENA | HARRIS | TX |  | 29.7386 | -95.1669 |  | 2869 | Industrial Organic Chemicals, Nec | 325998 | All Other Miscellaneous Chemical Product and Preparation Manufacturing | IS34 | All Other Chemical Product and Preparation Manufacturing | Waste handling, treatment, and disposal - Remediation or Monitoring | 1 | 0.064241 | TX0131768 | Vince Bayou-Buffalo Bayou | 1.2E+11 | No organochlorines are reported to 2022 TRI |  |  |  | 2023 | 1.2E+13 | HOUSTON SHIP CHANNEL TIDAL | 0.055 |  | 0.072 | NPDES | 0.072 | 0.1114 | [22 empty] | 0.27255 | 0.27255 | Flow Lookup Failed | 0.27255 | Flow Lookup Failed | 0.27255 | Flow Lookup Failed | PlantFlowUsed | 365 | 0.000176 | 0.64576 | 0.64576 | 0.64576 | 3 | 4 | 0 | 0 | 39 | 1 | 0 | 0 | 0.788 | 32 | 0 | 0 | 0.0008195 | 0.00021525 | DMR | [16 empty] | 0.0030591 | 11.224 | 11.224 | 11.224 | 0.014244 | 0.0037413 | NO | PlantFlow
2019 | THE NATURE CONSERVANCY | 110010844426 | VA0089796 | ARLINGTON | ARLINGTON | VA |  | 38.8822 | -77.1123 |  | 4959 | Sanitary Services, Nec | 562998 | All Other Miscellaneous Waste Management Services | IS47 | Services | Waste handling, treatment, and disposal - non-POTW WWT | 1 | 0.00011143 | VA0089796 | Fourmile Run-Potomac River | 020700100301 | Naics/SIC indication of wastehandling or remediation |  |  |  | 2023 | 02070010000000 | LUBBER RUN, UT (VIA STORM SEWER), POTOMAC RIVER-FOURMILE RUN |  | 0.0144 | 5.9e-05 | NPDES | 0.0144 | 0.02228 | 22338723 | Lubber Run | 1 | 1.747 | 8.609 | 19.531 | 14.602 | 2.608 | 2.177 | 1.774 | 1.206 | 1.051 | 1.607 | 1.775 | 1.418 | 2.794 | QE_08 | 1.051 | 2.5697 | 1.4155 | 4.2714 | 2.811 | 0.054475 | 2.5697 | 30Q5 Flow | 2.811 | HM Flow | 1.4155 | 7Q10 Flow |  | 365 | 3.0529e-07 | 0.00021568 | 0.0001188 | 0.00010861 | 3 | 4 | 0 | 0 | 39 | 1 | 0 | 0 | 0.788 | 32 | 0 | 0 | 2.7371e-07 | 7.1893e-08 | DMR | [16 empty] | 5.3062e-06 | 0.0037487 | 0.0020649 | 0.0018877 | 4.7573e-06 | 1.2496e-06 | NO | NHDPlus
2020 | THE NATURE CONSERVANCY | 110010844426 | VA0089796 | ARLINGTON | ARLINGTON | VA |  | 38.8822 | -77.1123 |  | 4959 | Sanitary Services, Nec | 562998 | All Other Miscellaneous Waste Management Services | IS47 | Services | Waste handling, treatment, and disposal - non-POTW WWT | 1 | 8.2549e-05 | VA0089796 | Fourmile Run-Potomac River | 020700100301 | Naics/SIC indication of wastehandling or remediation |  |  |  | 2023 | 02070010000000 | LUBBER RUN, UT (VIA STORM SEWER), POTOMAC RIVER-FOURMILE RUN |  | 0.0144 | 5.9e-05 | NPDES | 0.0144 | 0.02228 | 22338723 | Lubber Run | 1 | 1.747 | 8.609 | 19.531 | 14.602 | 2.608 | 2.177 | 1.774 | 1.206 | 1.051 | 1.607 | 1.775 | 1.418 | 2.794 | QE_08 | 1.051 | 2.5697 | 1.4155 | 4.2714 | 2.811 | 0.054475 | 2.5697 | 30Q5 Flow | 2.811 | HM Flow | 1.4155 | 7Q10 Flow |  | 365 | 2.2616e-07 | 0.00015978 | 8.8012e-05 | 8.0457e-05 | 3 | 4 | 0 | 0 | 39 | 1 | 0 | 0 | 0.788 | 32 | 0 | 0 | 2.0276e-07 | 5.326e-08 | DMR | [16 empty] | 3.9309e-06 | 0.0027771 | 0.0015297 | 0.0013984 | 3.5242e-06 | 9.257e-07 | NO | NHDPlus
2021 | THE NATURE CONSERVANCY | 110010844426 | VA0089796 | ARLINGTON | ARLINGTON | VA |  | 38.8822 | -77.1123 |  | 4959 | Sanitary Services, Nec | 562998 | All Other Miscellaneous Waste Management Services | IS47 | Services | Waste handling, treatment, and disposal - non-POTW WWT | 1 | 8.2891e-05 | VA0089796 | Fourmile Run-Potomac River | 020700100301 | Naics/SIC indication of wastehandling or remediation |  |  |  | 2023 | 02070010000000 | LUBBER RUN, UT (VIA STORM SEWER), POTOMAC RIVER-FOURMILE RUN |  | 0.0144 | 5.9e-05 | NPDES | 0.0144 | 0.02228 | 22338723 | Lubber Run | 1 | 1.747 | 8.609 | 19.531 | 14.602 | 2.608 | 2.177 | 1.774 | 1.206 | 1.051 | 1.607 | 1.775 | 1.418 | 2.794 | QE_08 | 1.051 | 2.5697 | 1.4155 | 4.2714 | 2.811 | 0.054475 | 2.5697 | 30Q5 Flow | 2.811 | HM Flow | 1.4155 | 7Q10 Flow |  | 365 | 2.271e-07 | 0.00016044 | 8.8377e-05 | 8.0791e-05 | 3 | 4 | 0 | 0 | 39 | 1 | 0 | 0 | 0.788 | 32 | 0 | 0 | 2.0361e-07 | 5.3481e-08 | DMR | [16 empty] | 3.9472e-06 | 0.0027886 | 0.0015361 | 0.0014042 | 3.5389e-06 | 9.2954e-07 | NO | NHDPlus
2022 | THE NATURE CONSERVANCY | 110010844426 | VA0089796 | ARLINGTON | ARLINGTON | VA |  | 38.8822 | -77.1123 |  | 4959 | Sanitary Services, Nec | 562998 | All Other Miscellaneous Waste Management Services | IS47 | Services | Waste handling, treatment, and disposal - non-POTW WWT | 1 | 3.5822e-05 | VA0089796 | Fourmile Run-Potomac River | 020700100301 | Naics/SIC indication of wastehandling or remediation |  |  |  | 2023 | 02070010000000 | LUBBER RUN, UT (VIA STORM SEWER), POTOMAC RIVER-FOURMILE RUN |  | 0.0144 | 5.9e-05 | NPDES | 0.0144 | 0.02228 | 22338723 | Lubber Run | 1 | 1.747 | 8.609 | 19.531 | 14.602 | 2.608 | 2.177 | 1.774 | 1.206 | 1.051 | 1.607 | 1.775 | 1.418 | 2.794 | QE_08 | 1.051 | 2.5697 | 1.4155 | 4.2714 | 2.811 | 0.054475 | 2.5697 | 30Q5 Flow | 2.811 | HM Flow | 1.4155 | 7Q10 Flow |  | 365 | 9.8144e-08 | 6.9336e-05 | 3.8193e-05 | 3.4915e-05 | 3 | 4 | 0 | 0 | 39 | 1 | 0 | 0 | 0.788 | 32 | 0 | 0 | 8.799e-08 | 2.3112e-08 | DMR | [16 empty] | 1.7058e-06 | 0.0012051 | 0.00066383 | 0.00060685 | 1.5294e-06 | 4.0171e-07 | NO | NHDPlus
2023 | THE NATURE CONSERVANCY | 110010844426 | VA0089796 | ARLINGTON | ARLINGTON | VA |  | 38.8822 | -77.1123 |  | 4959 | Sanitary Services, Nec | 562998 | All Other Miscellaneous Waste Management Services | IS47 | Services | Waste handling, treatment, and disposal - non-POTW WWT | 1 | 4.1105e-05 | VA0089796 | Fourmile Run-Potomac River | 020700100301 | Naics/SIC indication of wastehandling or remediation |  |  |  | 2023 | 02070010000000 | LUBBER RUN, UT (VIA STORM SEWER), POTOMAC RIVER-FOURMILE RUN |  | 0.0144 | 5.9e-05 | NPDES | 0.0144 | 0.02228 | 22338723 | Lubber Run | 1 | 1.747 | 8.609 | 19.531 | 14.602 | 2.608 | 2.177 | 1.774 | 1.206 | 1.051 | 1.607 | 1.775 | 1.418 | 2.794 | QE_08 | 1.051 | 2.5697 | 1.4155 | 4.2714 | 2.811 | 0.054475 | 2.5697 | 30Q5 Flow | 2.811 | HM Flow | 1.4155 | 7Q10 Flow |  | 365 | 1.1262e-07 | 7.9561e-05 | 4.3825e-05 | 4.0064e-05 | 3 | 4 | 0 | 0 | 39 | 1 | 0 | 0 | 0.788 | 32 | 0 | 0 | 1.0097e-07 | 2.652e-08 | DMR | [16 empty] | 1.9574e-06 | 0.0013829 | 0.00076172 | 0.00069634 | 1.7549e-06 | 4.6095e-07 | NO | NHDPlus
2019 | EASTBORO IV - 8285 GREENSBORO DR | 110010912281 | VA0090093 | MCLEAN | FAIRFAX | VA |  | 38.9229 | -77.2306 |  | 6512 | Nonresidential Building Operators | 711310 | Promoters of Performing Arts, Sports, and Similar Events with Facilities | NAICS/SIC Not Provided | NAICS/SIC Not Provided | Waste handling, treatment, and disposal - Remediation or Monitoring | 1 | 1.0447e-05 | VA0090093 | Difficult Run | 020700081004 | Sic/Naics does not indicate usage of chemicals |  |  |  | 2023 | 02070010000000 | DIFFICULT RUN, OLD COURTHOUSE SPRING BRANCH |  | 0.1224 | 0.00021 | NPDES | 0.1224 | 0.18938 | 4509220 | Old Courthouse Spring Branch | 1 | 1.848 | 8.736 | 19.607 | 14.713 | 2.702 | 2.382 | 1.891 | 1.282 | 1.039 | 1.59 | 1.757 | 2.195 | 3.019 | QE_08 | 1.039 | 2.5403 | 1.3987 | 4.5183 | 2.8678 | 0.46303 | 2.5403 | 30Q5 Flow | 2.8678 | HM Flow | 1.3987 | 7Q10 Flow |  | 365 | 2.8621e-08 | 2.0462e-05 | 1.1267e-05 | 9.98e-06 | 3 | 4 | 0 | 0 | 39 | 1 | 0 | 0 | 0.788 | 32 | 0 | 0 | 2.5967e-08 | 6.8206e-09 | DMR | [16 empty] | 4.9746e-07 | 0.00035565 | 0.00019582 | 0.00017346 | 4.5133e-07 | 1.1855e-07 | NO | NHDPlus
2020 | EASTBORO IV - 8285 GREENSBORO DR | 110010912281 | VA0090093 | MCLEAN | FAIRFAX | VA |  | 38.9229 | -77.2306 |  | 6512 | Nonresidential Building Operators | 711310 | Promoters of Performing Arts, Sports, and Similar Events with Facilities | NAICS/SIC Not Provided | NAICS/SIC Not Provided | Waste handling, treatment, and disposal - Remediation or Monitoring | 1 | 5.1381e-06 | VA0090093 | Difficult Run | 020700081004 | Sic/Naics does not indicate usage of chemicals |  |  |  | 2023 | 02070010000000 | DIFFICULT RUN, OLD COURTHOUSE SPRING BRANCH |  | 0.1224 | 0.00021 | NPDES | 0.1224 | 0.18938 | 4509220 | Old Courthouse Spring Branch | 1 | 1.848 | 8.736 | 19.607 | 14.713 | 2.702 | 2.382 | 1.891 | 1.282 | 1.039 | 1.59 | 1.757 | 2.195 | 3.019 | QE_08 | 1.039 | 2.5403 | 1.3987 | 4.5183 | 2.8678 | 0.46303 | 2.5403 | 30Q5 Flow | 2.8678 | HM Flow | 1.3987 | 7Q10 Flow |  | 365 | 1.4077e-08 | 1.0064e-05 | 5.5414e-06 | 4.9087e-06 | 3 | 4 | 0 | 0 | 39 | 1 | 0 | 0 | 0.788 | 32 | 0 | 0 | 1.2772e-08 | 3.3547e-09 | DMR | [16 empty] | 2.4467e-07 | 0.00017492 | 9.6315e-05 | 8.5317e-05 | 2.2198e-07 | 5.8308e-08 | NO | NHDPlus
2019 | JASPER COLUMBIA PIKE | 110070546877 | VAG830321 | ARLINGTON | ARLINGTON COUNTY | VA |  | 38.8618 | -77.087 |  | 1794 | Excavation Work | 238910 | Site Preparation Contractors | IS5 | Construction | Waste handling, treatment, and disposal - Remediation or Monitoring | 1 | 0.00044856 | VAG830321 | Fourmile Run-Potomac River | 020700100301 | NAICS sounds like Groundwater Remediation or Groundwater/Surfacewater monitoring | [36 empty] | Permit Lookup Failed |  |  |  | Permit Lookup Failed | EffluentConc | 365 | 1.2289e-06 | 2 | 2 | 2 | 3 | 4 | 0 | 0 | 39 | 1 | 0 | 0 | 0.788 | 32 | 0 | 0 | 0.0025381 | 0.00066667 | DMR | [16 empty] | 2.136e-05 | 2 |  |  | 0.0025381 | 0.00066667 | NO | Effluent
2020 | JASPER COLUMBIA PIKE | 110070546877 | VAG830321 | ARLINGTON | ARLINGTON COUNTY | VA |  | 38.8618 | -77.087 |  | 1794 | Excavation Work | 238910 | Site Preparation Contractors | IS5 | Construction | Waste handling, treatment, and disposal - Remediation or Monitoring | 1 | 0.00050372 | VAG830321 | Fourmile Run-Potomac River | 020700100301 | NAICS sounds like Groundwater Remediation or Groundwater/Surfacewater monitoring | [36 empty] | Permit Lookup Failed |  |  |  | Permit Lookup Failed | EffluentConc | 365 | 1.3801e-06 | 2 | 2 | 2 | 3 | 4 | 0 | 0 | 39 | 1 | 0 | 0 | 0.788 | 32 | 0 | 0 | 0.0025381 | 0.00066667 | DMR | [16 empty] | 2.3987e-05 | 2 |  |  | 0.0025381 | 0.00066667 | NO | Effluent
2021 | JASPER COLUMBIA PIKE | 110070546877 | VAG830321 | ARLINGTON | ARLINGTON COUNTY | VA |  | 38.8618 | -77.087 |  | 1794 | Excavation Work | 238910 | Site Preparation Contractors | IS5 | Construction | Waste handling, treatment, and disposal - Remediation or Monitoring | 1 | 0.00028655 | VAG830321 | Fourmile Run-Potomac River | 020700100301 | NAICS sounds like Groundwater Remediation or Groundwater/Surfacewater monitoring | [36 empty] | Permit Lookup Failed |  |  |  | Permit Lookup Failed | EffluentConc | 365 | 7.8507e-07 | 2 | 2 | 2 | 3 | 4 | 0 | 0 | 39 | 1 | 0 | 0 | 0.788 | 32 | 0 | 0 | 0.0025381 | 0.00066667 | DMR | [16 empty] | 1.3645e-05 | 2 |  |  | 0.0025381 | 0.00066667 | NO | Effluent
2022 | JASPER COLUMBIA PIKE | 110070546877 | VAG830321 | ARLINGTON | ARLINGTON COUNTY | VA |  | 38.8618 | -77.087 |  | 1794 | Excavation Work | 238910 | Site Preparation Contractors | IS5 | Construction | Waste handling, treatment, and disposal - Remediation or Monitoring | 1 | 0.00029379 | VAG830321 | Fourmile Run-Potomac River | 020700100301 | NAICS sounds like Groundwater Remediation or Groundwater/Surfacewater monitoring | [36 empty] | Permit Lookup Failed |  |  |  | Permit Lookup Failed | EffluentConc | 365 | 8.0491e-07 | 2 | 2 | 2 | 3 | 4 | 0 | 0 | 39 | 1 | 0 | 0 | 0.788 | 32 | 0 | 0 | 0.0025381 | 0.00066667 | DMR | [16 empty] | 1.399e-05 | 2 |  |  | 0.0025381 | 0.00066667 | NO | Effluent
2023 | JASPER COLUMBIA PIKE | 110070546877 | VAG830321 | ARLINGTON | ARLINGTON COUNTY | VA |  | 38.8618 | -77.087 |  | 1794 | Excavation Work | 238910 | Site Preparation Contractors | IS5 | Construction | Waste handling, treatment, and disposal - Remediation or Monitoring | 1 | 0.0089961 | VAG830321 | Fourmile Run-Potomac River | 020700100301 | NAICS sounds like Groundwater Remediation or Groundwater/Surfacewater monitoring | [36 empty] | Permit Lookup Failed |  |  |  | Permit Lookup Failed | EffluentConc | 365 | 2.4647e-05 | 2 | 2 | 2 | 3 | 4 | 0 | 0 | 39 | 1 | 0 | 0 | 0.788 | 32 | 0 | 0 | 0.0025381 | 0.00066667 | DMR | [16 empty] | 0.00042838 | 2 |  |  | 0.0025381 | 0.00066667 | NO | Effluent
2019 | ROCKINGHAM COUNTY LANDFILL | 110070544905 | VAG830334 | HARRISONBURG | HARRISONBURG CITY | VA |  | 38.4004 | -78.8952 |  | 4953 | Refuse Systems | 562920 | Materials Recovery Facilities | IS47 | Services | Waste handling, treatment, and disposal - Landfill | 1 | 0.053779 | VAG830334 | Blacks Run | 020700050602 | NAICS/SIC indication | [15 empty] | 14 | 55 | 92 | 81 | 21 | 14 | 12 | 8 | 7 | 9 | 9 | 7 | 20 | [7 empty] | 17.126 | Permit Lookup Failed | 22.245 |  | 10.085 | Permit Lookup Failed | Black Run (2070005000501) | 365 | 0.00014734 | 0.01461 | 0.0086033 | 0.0066235 | 3 | 4 | 0 | 0 | 39 | 1 | 0 | 0 | 0.788 | 32 | 0 | 0 | 1.8541e-05 | 4.87e-06 | DMR | [16 empty] | 0.0025609 | 0.25393 | 0.14953 | 0.11512 | 0.00032225 | 8.4645e-05 | NO | Surrogate NHDPlus
2020 | ROCKINGHAM COUNTY LANDFILL | 110070544905 | VAG830334 | HARRISONBURG | HARRISONBURG CITY | VA |  | 38.4004 | -78.8952 |  | 4953 | Refuse Systems | 562920 | Materials Recovery Facilities | IS47 | Services | Waste handling, treatment, and disposal - Landfill | 1 | 0.03454 | VAG830334 | Blacks Run | 020700050602 | NAICS/SIC indication | [15 empty] | 14 | 55 | 92 | 81 | 21 | 14 | 12 | 8 | 7 | 9 | 9 | 7 | 20 | [7 empty] | 17.126 | Permit Lookup Failed | 22.245 |  | 10.085 | Permit Lookup Failed | Black Run (2070005000501) | 365 | 9.463e-05 | 0.0093832 | 0.0055255 | 0.004254 | 3 | 4 | 0 | 0 | 39 | 1 | 0 | 0 | 0.788 | 32 | 0 | 0 | 1.1908e-05 | 3.1277e-06 | DMR | [16 empty] | 0.0016448 | 0.16309 | 0.096038 | 0.073938 | 0.00020697 | 5.4363e-05 | NO | Surrogate NHDPlus
2021 | ROCKINGHAM COUNTY LANDFILL | 110070544905 | VAG830334 | HARRISONBURG | HARRISONBURG CITY | VA |  | 38.4004 | -78.8952 |  | 4953 | Refuse Systems | 562920 | Materials Recovery Facilities | IS47 | Services | Waste handling, treatment, and disposal - Landfill | 1 | 0.042668 | VAG830334 | Blacks Run | 020700050602 | NAICS/SIC indication | [15 empty] | 14 | 55 | 92 | 81 | 21 | 14 | 12 | 8 | 7 | 9 | 9 | 7 | 20 | [7 empty] | 17.126 | Permit Lookup Failed | 22.245 |  | 10.085 | Permit Lookup Failed | Black Run (2070005000501) | 365 | 0.0001169 | 0.011591 | 0.0068258 | 0.0052551 | 3 | 4 | 0 | 0 | 39 | 1 | 0 | 0 | 0.788 | 32 | 0 | 0 | 1.471e-05 | 3.8638e-06 | DMR | [16 empty] | 0.0020318 | 0.20147 | 0.11864 | 0.091338 | 0.00025567 | 6.7157e-05 | NO | Surrogate NHDPlus
2022 | ROCKINGHAM COUNTY LANDFILL | 110070544905 | VAG830334 | HARRISONBURG | HARRISONBURG CITY | VA |  | 38.4004 | -78.8952 |  | 4953 | Refuse Systems | 562920 | Materials Recovery Facilities | IS47 | Services | Waste handling, treatment, and disposal - Landfill | 1 | 0.039431 | VAG830334 | Blacks Run | 020700050602 | NAICS/SIC indication | [15 empty] | 14 | 55 | 92 | 81 | 21 | 14 | 12 | 8 | 7 | 9 | 9 | 7 | 20 | [7 empty] | 17.126 | Permit Lookup Failed | 22.245 |  | 10.085 | Permit Lookup Failed | Black Run (2070005000501) | 365 | 0.00010803 | 0.010712 | 0.006308 | 0.0048564 | 3 | 4 | 0 | 0 | 39 | 1 | 0 | 0 | 0.788 | 32 | 0 | 0 | 1.3594e-05 | 3.5707e-06 | DMR | [16 empty] | 0.0018777 | 0.18618 | 0.10964 | 0.084408 | 0.00023628 | 6.2062e-05 | NO | Surrogate NHDPlus
2023 | ROCKINGHAM COUNTY LANDFILL | 110070544905 | VAG830334 | HARRISONBURG | HARRISONBURG CITY | VA |  | 38.4004 | -78.8952 |  | 4953 | Refuse Systems | 562920 | Materials Recovery Facilities | IS47 | Services | Waste handling, treatment, and disposal - Landfill | 1 | 0.016072 | VAG830334 | Blacks Run | 020700050602 | NAICS/SIC indication | [15 empty] | 14 | 55 | 92 | 81 | 21 | 14 | 12 | 8 | 7 | 9 | 9 | 7 | 20 | [7 empty] | 17.126 | Permit Lookup Failed | 22.245 |  | 10.085 | Permit Lookup Failed | Black Run (2070005000501) | 365 | 4.4033e-05 | 0.0043662 | 0.0025711 | 0.0019794 | 3 | 4 | 0 | 0 | 39 | 1 | 0 | 0 | 0.788 | 32 | 0 | 0 | 5.5408e-06 | 1.4554e-06 | DMR | [16 empty] | 0.00076533 | 0.075888 | 0.044688 | 0.034405 | 9.6305e-05 | 2.5296e-05 | NO | Surrogate NHDPlus
2019 | WARREN COUNTY - SANITARY LANDFILL | 110054919406 | VAG830429 | BENTONVILLE | WARREN | VA |  | 38.815 | -78.2834 |  | 4953 | Refuse Systems | 562920 | Materials Recovery Facilities | IS47 | Services | Waste handling, treatment, and disposal - Landfill | 1 | 0.0013015 | VAG830429 | Brown Hollow Run-South Fork Shenandoah River | 020700051002 | NAICS/SIC indication | [36 empty] | Permit Lookup Failed |  |  |  | Permit Lookup Failed | EffluentConc | 365 | 3.5658e-06 | 0.57 | 0.57 | 0.57 | 3 | 4 | 0 | 0 | 39 | 1 | 0 | 0 | 0.788 | 32 | 0 | 0 | 0.00072335 | 0.00019 | DMR | [16 empty] | 6.1977e-05 | 0.57 |  |  | 0.00072335 | 0.00019 | NO | Effluent
2020 | WARREN COUNTY - SANITARY LANDFILL | 110054919406 | VAG830429 | BENTONVILLE | WARREN | VA |  | 38.815 | -78.2834 |  | 4953 | Refuse Systems | 562920 | Materials Recovery Facilities | IS47 | Services | Waste handling, treatment, and disposal - Landfill | 1 | 0.00088571 | VAG830429 | Brown Hollow Run-South Fork Shenandoah River | 020700051002 | NAICS/SIC indication | [36 empty] | Permit Lookup Failed |  |  |  | Permit Lookup Failed | EffluentConc | 365 | 2.4266e-06 | 0.57 | 0.57 | 0.57 | 3 | 4 | 0 | 0 | 39 | 1 | 0 | 0 | 0.788 | 32 | 0 | 0 | 0.00072335 | 0.00019 | DMR | [16 empty] | 4.2177e-05 | 0.57 |  |  | 0.00072335 | 0.00019 | NO | Effluent
2021 | WARREN COUNTY - SANITARY LANDFILL | 110054919406 | VAG830429 | BENTONVILLE | WARREN | VA |  | 38.815 | -78.2834 |  | 4953 | Refuse Systems | 562920 | Materials Recovery Facilities | IS47 | Services | Waste handling, treatment, and disposal - Landfill | 1 | 0.00070008 | VAG830429 | Brown Hollow Run-South Fork Shenandoah River | 020700051002 | NAICS/SIC indication | [36 empty] | Permit Lookup Failed |  |  |  | Permit Lookup Failed | EffluentConc | 365 | 1.918e-06 | 0.57 | 0.57 | 0.57 | 3 | 4 | 0 | 0 | 39 | 1 | 0 | 0 | 0.788 | 32 | 0 | 0 | 0.00072335 | 0.00019 | DMR | [16 empty] | 3.3337e-05 | 0.57 |  |  | 0.00072335 | 0.00019 | NO | Effluent
2022 | WARREN COUNTY - SANITARY LANDFILL | 110054919406 | VAG830429 | BENTONVILLE | WARREN | VA |  | 38.815 | -78.2834 |  | 4953 | Refuse Systems | 562920 | Materials Recovery Facilities | IS47 | Services | Waste handling, treatment, and disposal - Landfill | 1 | 0.0022509 | VAG830429 | Brown Hollow Run-South Fork Shenandoah River | 020700051002 | NAICS/SIC indication | [36 empty] | Permit Lookup Failed |  |  |  | Permit Lookup Failed | EffluentConc | 365 | 6.1668e-06 | 0.57 | 0.57 | 0.57 | 3 | 4 | 0 | 0 | 39 | 1 | 0 | 0 | 0.788 | 32 | 0 | 0 | 0.00072335 | 0.00019 | DMR | [16 empty] | 0.00010719 | 0.57 |  |  | 0.00072335 | 0.00019 | NO | Effluent
2023 | WARREN COUNTY - SANITARY LANDFILL | 110054919406 | VAG830429 | BENTONVILLE | WARREN | VA |  | 38.815 | -78.2834 |  | 4953 | Refuse Systems | 562920 | Materials Recovery Facilities | IS47 | Services | Waste handling, treatment, and disposal - Landfill | 1 | 0.009235 | VAG830429 | Brown Hollow Run-South Fork Shenandoah River | 020700051002 | NAICS/SIC indication | [36 empty] | Permit Lookup Failed |  |  |  | Permit Lookup Failed | EffluentConc | 365 | 2.5301e-05 | 1 | 1 | 1 | 3 | 4 | 0 | 0 | 39 | 1 | 0 | 0 | 0.788 | 32 | 0 | 0 | 0.001269 | 0.00033333 | DMR | [16 empty] | 0.00043976 | 1 |  |  | 0.001269 | 0.00033333 | NO | Effluent
2019 | 4000 NORTH FAIRFAX DRIVE | 110070549382 | VAG830530 | ARLINGTON | ARLINGTON COUNTY | VA |  | 38.8824 | -77.108 |  | 1794 | Excavation Work | 238910 | Site Preparation Contractors | IS5 | Construction | Waste handling, treatment, and disposal - Remediation or Monitoring | 1 | 0.041027 | VAG830530 | Pimmit Run-Potomac River | 020700100103 | NAICS sounds like Groundwater Remediation or Groundwater/Surfacewater monitoring | [36 empty] | Permit Lookup Failed |  |  |  | Permit Lookup Failed | EffluentConc | 365 | 0.0001124 | 1 | 1 | 1 | 3 | 4 | 0 | 0 | 39 | 1 | 0 | 0 | 0.788 | 32 | 0 | 0 | 0.001269 | 0.00033333 | DMR | [16 empty] | 0.0019536 | 1 |  |  | 0.001269 | 0.00033333 | NO | Effluent
2020 | 4000 NORTH FAIRFAX DRIVE | 110070549382 | VAG830530 | ARLINGTON | ARLINGTON COUNTY | VA |  | 38.8824 | -77.108 |  | 1794 | Excavation Work | 238910 | Site Preparation Contractors | IS5 | Construction | Waste handling, treatment, and disposal - Remediation or Monitoring | 1 | 1.76e-05 | VAG830530 | Pimmit Run-Potomac River | 020700100103 | NAICS sounds like Groundwater Remediation or Groundwater/Surfacewater monitoring | [36 empty] | Permit Lookup Failed |  |  |  | Permit Lookup Failed | EffluentConc | 365 | 4.822e-08 | 1 | 1 | 1 | 3 | 4 | 0 | 0 | 39 | 1 | 0 | 0 | 0.788 | 32 | 0 | 0 | 0.001269 | 0.00033333 | DMR | [16 empty] | 8.3811e-07 | 1 |  |  | 0.001269 | 0.00033333 | NO | Effluent
2019 | FOUNDERS ROW | 110070548118 | VAG830543 | FALLS CHURCH | FALLS CHURCH CITY | VA |  | 38.8909 | -77.184 |  | 1794 | Excavation Work | 238910 | Site Preparation Contractors | IS5 | Construction | Waste handling, treatment, and disposal - Remediation or Monitoring | 1 | 0.22187 | VAG830543 | Cameron Run | 020700100302 | NAICS sounds like Groundwater Remediation or Groundwater/Surfacewater monitoring | [36 empty] | Permit Lookup Failed |  |  |  | Permit Lookup Failed | EffluentConc | 365 | 0.00060785 | 5 | 5 | 5 | 3 | 4 | 0 | 0 | 39 | 1 | 0 | 0 | 0.788 | 32 | 0 | 0 | 0.0063452 | 0.0016667 | DMR | [16 empty] | 0.010565 | 5 |  |  | 0.0063452 | 0.0016667 | NO | Effluent
2020 | FOUNDERS ROW | 110070548118 | VAG830543 | FALLS CHURCH | FALLS CHURCH CITY | VA |  | 38.8909 | -77.184 |  | 1794 | Excavation Work | 238910 | Site Preparation Contractors | IS5 | Construction | Waste handling, treatment, and disposal - Remediation or Monitoring | 1 | 0.084481 | VAG830543 | Cameron Run | 020700100302 | NAICS sounds like Groundwater Remediation or Groundwater/Surfacewater monitoring | [36 empty] | Permit Lookup Failed |  |  |  | Permit Lookup Failed | EffluentConc | 365 | 0.00023146 | 5 | 5 | 5 | 3 | 4 | 0 | 0 | 39 | 1 | 0 | 0 | 0.788 | 32 | 0 | 0 | 0.0063452 | 0.0016667 | DMR | [16 empty] | 0.0040229 | 5 |  |  | 0.0063452 | 0.0016667 | NO | Effluent
2019 | AMERICAN PHYSICAL THERAPY ASSOCIATION | 110070545578 | VAG830544 | ARLINGTON | ARLINGTON COUNTY | VA |  | 38.8452 | -77.0507 |  | 1794 | Excavation Work | 238910 | Site Preparation Contractors | IS5 | Construction | Waste handling, treatment, and disposal - Remediation or Monitoring | 1 | 1.504 | VAG830544 | Fourmile Run-Potomac River | 020700100301 | NAICS sounds like Groundwater Remediation or Groundwater/Surfacewater monitoring | [36 empty] | Permit Lookup Failed |  |  |  | Permit Lookup Failed | EffluentConc | 365 | 0.0041206 | 5 | 5 | 5 | 3 | 4 | 0 | 0 | 39 | 1 | 0 | 0 | 0.788 | 32 | 0 | 0 | 0.0063452 | 0.0016667 | DMR | [16 empty] | 0.071621 | 5 |  |  | 0.0063452 | 0.0016667 | NO | Effluent
2020 | AMERICAN PHYSICAL THERAPY ASSOCIATION | 110070545578 | VAG830544 | ARLINGTON | ARLINGTON COUNTY | VA |  | 38.8452 | -77.0507 |  | 1794 | Excavation Work | 238910 | Site Preparation Contractors | IS5 | Construction | Waste handling, treatment, and disposal - Remediation or Monitoring | 1 | 0.018057 | VAG830544 | Fourmile Run-Potomac River | 020700100301 | NAICS sounds like Groundwater Remediation or Groundwater/Surfacewater monitoring | [36 empty] | Permit Lookup Failed |  |  |  | Permit Lookup Failed | EffluentConc | 365 | 4.9471e-05 | 5 | 5 | 5 | 3 | 4 | 0 | 0 | 39 | 1 | 0 | 0 | 0.788 | 32 | 0 | 0 | 0.0063452 | 0.0016667 | DMR | [16 empty] | 0.00085986 | 5 |  |  | 0.0063452 | 0.0016667 | NO | Effluent
2019 | INSTITUTE FOR DEFENSE ANALYSES POTOMAC YARD | 110070598729 | VAG830548 | ALEXANDRIA | ALEXANDRIA CITY | VA |  | 38.8406 | -77.0682 |  | 1794 | Excavation Work | 238910 | Site Preparation Contractors | IS5 | Construction | Waste handling, treatment, and disposal - Remediation or Monitoring | 1 | 0.0001422 | VAG830548 | Fourmile Run-Potomac River | 020700100301 | NAICS sounds like Groundwater Remediation or Groundwater/Surfacewater monitoring | [36 empty] | Permit Lookup Failed |  |  |  | Permit Lookup Failed | EffluentConc | 365 | 3.8958e-07 | 1 | 1 | 1 | 3 | 4 | 0 | 0 | 39 | 1 | 0 | 0 | 0.788 | 32 | 0 | 0 | 0.001269 | 0.00033333 | DMR | [16 empty] | 6.7712e-06 | 1 |  |  | 0.001269 | 0.00033333 | NO | Effluent
2020 | INSTITUTE FOR DEFENSE ANALYSES POTOMAC YARD | 110070598729 | VAG830548 | ALEXANDRIA | ALEXANDRIA CITY | VA |  | 38.8406 | -77.0682 |  | 1794 | Excavation Work | 238910 | Site Preparation Contractors | IS5 | Construction | Waste handling, treatment, and disposal - Remediation or Monitoring | 1 | 0.0015985 | VAG830548 | Fourmile Run-Potomac River | 020700100301 | NAICS sounds like Groundwater Remediation or Groundwater/Surfacewater monitoring | [36 empty] | Permit Lookup Failed |  |  |  | Permit Lookup Failed | EffluentConc | 365 | 4.3796e-06 | 1 | 1 | 1 | 3 | 4 | 0 | 0 | 39 | 1 | 0 | 0 | 0.788 | 32 | 0 | 0 | 0.001269 | 0.00033333 | DMR | [16 empty] | 7.6121e-05 | 1 |  |  | 0.001269 | 0.00033333 | NO | Effluent
2021 | INSTITUTE FOR DEFENSE ANALYSES POTOMAC YARD | 110070598729 | VAG830548 | ALEXANDRIA | ALEXANDRIA CITY | VA |  | 38.8406 | -77.0682 |  | 1794 | Excavation Work | 238910 | Site Preparation Contractors | IS5 | Construction | Waste handling, treatment, and disposal - Remediation or Monitoring | 1 | 9.9822e-05 | VAG830548 | Fourmile Run-Potomac River | 020700100301 | NAICS sounds like Groundwater Remediation or Groundwater/Surfacewater monitoring | [36 empty] | Permit Lookup Failed |  |  |  | Permit Lookup Failed | EffluentConc | 365 | 2.7348e-07 | 0.149 | 0.149 | 0.149 | 3 | 4 | 0 | 0 | 39 | 1 | 0 | 0 | 0.788 | 32 | 0 | 0 | 0.00018909 | 4.9667e-05 | DMR | [16 empty] | 4.7534e-06 | 0.149 |  |  | 0.00018909 | 4.9667e-05 | NO | Effluent
2019 | TYSONS CENTRAL OFFICE BUILDING A | 110070684897 | VAG830552 | TYSONS | AUGUSTA COUNTY | VA |  | 38.9203 | -77.2319 |  | 1794 | Excavation Work | 238910 | Site Preparation Contractors | IS5 | Construction | Waste handling, treatment, and disposal - Remediation or Monitoring | 1 | 0.010138 | VAG830552 | Difficult Run | 020700081004 | NAICS sounds like Groundwater Remediation or Groundwater/Surfacewater monitoring | [36 empty] | Permit Lookup Failed |  |  |  | Permit Lookup Failed | EffluentConc | 365 | 2.7775e-05 | 2 | 2 | 2 | 3 | 4 | 0 | 0 | 39 | 1 | 0 | 0 | 0.788 | 32 | 0 | 0 | 0.0025381 | 0.00066667 | DMR | [16 empty] | 0.00048275 | 2 |  |  | 0.0025381 | 0.00066667 | NO | Effluent
2020 | TYSONS CENTRAL OFFICE BUILDING A | 110070684897 | VAG830552 | TYSONS | AUGUSTA COUNTY | VA |  | 38.9203 | -77.2319 |  | 1794 | Excavation Work | 238910 | Site Preparation Contractors | IS5 | Construction | Waste handling, treatment, and disposal - Remediation or Monitoring | 1 | 0.019963 | VAG830552 | Difficult Run | 020700081004 | NAICS sounds like Groundwater Remediation or Groundwater/Surfacewater monitoring | [36 empty] | Permit Lookup Failed |  |  |  | Permit Lookup Failed | EffluentConc | 365 | 5.4694e-05 | 2 | 2 | 2 | 3 | 4 | 0 | 0 | 39 | 1 | 0 | 0 | 0.788 | 32 | 0 | 0 | 0.0025381 | 0.00066667 | DMR | [16 empty] | 0.00095063 | 2 |  |  | 0.0025381 | 0.00066667 | NO | Effluent
2021 | TYSONS CENTRAL OFFICE BUILDING A | 110070684897 | VAG830552 | TYSONS | AUGUSTA COUNTY | VA |  | 38.9203 | -77.2319 |  | 1794 | Excavation Work | 238910 | Site Preparation Contractors | IS5 | Construction | Waste handling, treatment, and disposal - Remediation or Monitoring | 1 | 0.0069789 | VAG830552 | Difficult Run | 020700081004 | NAICS sounds like Groundwater Remediation or Groundwater/Surfacewater monitoring | [36 empty] | Permit Lookup Failed |  |  |  | Permit Lookup Failed | EffluentConc | 365 | 1.912e-05 | 2 | 2 | 2 | 3 | 4 | 0 | 0 | 39 | 1 | 0 | 0 | 0.788 | 32 | 0 | 0 | 0.0025381 | 0.00066667 | DMR | [16 empty] | 0.00033233 | 2 |  |  | 0.0025381 | 0.00066667 | NO | Effluent
2022 | TYSONS CENTRAL OFFICE BUILDING A | 110070684897 | VAG830552 | TYSONS | AUGUSTA COUNTY | VA |  | 38.9203 | -77.2319 |  | 1794 | Excavation Work | 238910 | Site Preparation Contractors | IS5 | Construction | Waste handling, treatment, and disposal - Remediation or Monitoring | 1 | 0.0051381 | VAG830552 | Difficult Run | 020700081004 | NAICS sounds like Groundwater Remediation or Groundwater/Surfacewater monitoring | [36 empty] | Permit Lookup Failed |  |  |  | Permit Lookup Failed | EffluentConc | 365 | 1.4077e-05 | 2 | 2 | 2 | 3 | 4 | 0 | 0 | 39 | 1 | 0 | 0 | 0.788 | 32 | 0 | 0 | 0.0025381 | 0.00066667 | DMR | [16 empty] | 0.00024467 | 2 |  |  | 0.0025381 | 0.00066667 | NO | Effluent
2023 | TYSONS CENTRAL OFFICE BUILDING A | 110070684897 | VAG830552 | TYSONS | AUGUSTA COUNTY | VA |  | 38.9203 | -77.2319 |  | 1794 | Excavation Work | 238910 | Site Preparation Contractors | IS5 | Construction | Waste handling, treatment, and disposal - Remediation or Monitoring | 1 | 0.004326 | VAG830552 | Difficult Run | 020700081004 | NAICS sounds like Groundwater Remediation or Groundwater/Surfacewater monitoring | [36 empty] | Permit Lookup Failed |  |  |  | Permit Lookup Failed | EffluentConc | 365 | 1.1852e-05 | 2 | 2 | 2 | 3 | 4 | 0 | 0 | 39 | 1 | 0 | 0 | 0.788 | 32 | 0 | 0 | 0.0025381 | 0.00066667 | DMR | [16 empty] | 0.000206 | 2 |  |  | 0.0025381 | 0.00066667 | NO | Effluent
2020 | ALEXANDRIA BUS DEPOT | 110070885683 | VAG830554 | ALEXANDRIA | ALEXANDRIA CITY | VA |  | 38.8109 | -77.0423 |  | 1794 | Excavation Work | 238910 | Site Preparation Contractors | IS5 | Construction | Waste handling, treatment, and disposal - Remediation or Monitoring | 1 | 0.24413 | VAG830554 | Fourmile Run-Potomac River | 020700100301 | NAICS sounds like Groundwater Remediation or Groundwater/Surfacewater monitoring | [36 empty] | Permit Lookup Failed |  |  |  | Permit Lookup Failed | EffluentConc | 365 | 0.00066885 | 1 | 1 | 1 | 3 | 4 | 0 | 0 | 39 | 1 | 0 | 0 | 0.788 | 32 | 0 | 0 | 0.001269 | 0.00033333 | DMR | [16 empty] | 0.011625 | 1 |  |  | 0.001269 | 0.00033333 | NO | Effluent
2020 | METRO VIRGINIA OFFICE BUILDING | 110070884090 | VAG830558 | ALEXANDRIA | ALEXANDRIA CITY | VA |  | 38.8035 | -77.0695 |  | 1794 | Excavation Work | 238910 | Site Preparation Contractors | IS5 | Construction | Waste handling, treatment, and disposal - Remediation or Monitoring | 1 | 0.0010046 | VAG830558 | Cameron Run | 020700100302 | NAICS sounds like Groundwater Remediation or Groundwater/Surfacewater monitoring | [36 empty] | Permit Lookup Failed |  |  |  | Permit Lookup Failed | EffluentConc | 365 | 2.7524e-06 | 2 | 2 | 2 | 3 | 4 | 0 | 0 | 39 | 1 | 0 | 0 | 0.788 | 32 | 0 | 0 | 0.0025381 | 0.00066667 | DMR | [16 empty] | 4.7839e-05 | 2 |  |  | 0.0025381 | 0.00066667 | NO | Effluent
2020 | METROPOLITAN PARK 678 | 110070882213 | VAG830559 | ARLINGTON | ARLINGTON COUNTY | VA |  | 38.8616 | -77.0539 |  | 7521 | Automobile Parking | 812930 | Parking Lots and Garages | NAICS/SIC Not Provided | NAICS/SIC Not Provided | Waste handling, treatment, and disposal - Remediation or Monitoring | 1 | 0.15542 | VAG830559 | Pimmit Run-Potomac River | 020700100103 | Sic/Naics does not indicate usage of chemicals | [36 empty] | Permit Lookup Failed |  |  |  | Permit Lookup Failed | EffluentConc | 365 | 0.00042582 | 2 | 2 | 2 | 3 | 4 | 0 | 0 | 39 | 1 | 0 | 0 | 0.788 | 32 | 0 | 0 | 0.0025381 | 0.00066667 | DMR | [16 empty] | 0.0074011 | 2 |  |  | 0.0025381 | 0.00066667 | NO | Effluent
2021 | METROPOLITAN PARK 678 | 110070882213 | VAG830559 | ARLINGTON | ARLINGTON COUNTY | VA |  | 38.8616 | -77.0539 |  | 7521 | Automobile Parking | 812930 | Parking Lots and Garages | NAICS/SIC Not Provided | NAICS/SIC Not Provided | Waste handling, treatment, and disposal - Remediation or Monitoring | 1 | 0.037453 | VAG830559 | Pimmit Run-Potomac River | 020700100103 | Sic/Naics does not indicate usage of chemicals | [36 empty] | Permit Lookup Failed |  |  |  | Permit Lookup Failed | EffluentConc | 365 | 0.00010261 | 1 | 1 | 1 | 3 | 4 | 0 | 0 | 39 | 1 | 0 | 0 | 0.788 | 32 | 0 | 0 | 0.001269 | 0.00033333 | DMR | [16 empty] | 0.0017835 | 1 |  |  | 0.001269 | 0.00033333 | NO | Effluent
2021 | 1900 CRYSTAL DRIVE - TOWERS | 110070884188 | VAG830560 | ARLINGTON | ARLINGTON COUNTY | VA |  | 38.8568 | -77.0497 |  | 1794 | Excavation Work | 238910 | Site Preparation Contractors | IS5 | Construction | Waste handling, treatment, and disposal - Remediation or Monitoring | 1 | 0.017496 | VAG830560 | Pimmit Run-Potomac River | 020700100103 | NAICS sounds like Groundwater Remediation or Groundwater/Surfacewater monitoring | [36 empty] | Permit Lookup Failed |  |  |  | Permit Lookup Failed | EffluentConc | 365 | 4.7934e-05 | 0.5 | 0.5 | 0.5 | 3 | 4 | 0 | 0 | 39 | 1 | 0 | 0 | 0.788 | 32 | 0 | 0 | 0.00063452 | 0.00016667 | DMR | [16 empty] | 0.00083313 | 0.5 |  |  | 0.00063452 | 0.00016667 | NO | Effluent
2022 | 1900 CRYSTAL DRIVE - TOWERS | 110070884188 | VAG830560 | ARLINGTON | ARLINGTON COUNTY | VA |  | 38.8568 | -77.0497 |  | 1794 | Excavation Work | 238910 | Site Preparation Contractors | IS5 | Construction | Waste handling, treatment, and disposal - Remediation or Monitoring | 1 | 0.014471 | VAG830560 | Pimmit Run-Potomac River | 020700100103 | NAICS sounds like Groundwater Remediation or Groundwater/Surfacewater monitoring | [36 empty] | Permit Lookup Failed |  |  |  | Permit Lookup Failed | EffluentConc | 365 | 3.9646e-05 | 0.5 | 0.5 | 0.5 | 3 | 4 | 0 | 0 | 39 | 1 | 0 | 0 | 0.788 | 32 | 0 | 0 | 0.00063452 | 0.00016667 | DMR | [16 empty] | 0.00068909 | 0.5 |  |  | 0.00063452 | 0.00016667 | NO | Effluent
2022 | ALLAN MYERS - LASKIN ROAD IMPROVEMENTS | 110070884760 | VAG830561 | VIRGINIA BEACH | VIRGINIA BEACH CITY | VA |  | 36.8475 | -76.0264 |  | 1799 | Special Trade Contractors, Nec | 562910 | Remediation Services | IS47 | Services | Waste handling, treatment, and disposal - Remediation or Monitoring | 1 | 0.0042406 | VAG830561 | Lynnhaven River | 020801080201 | Uncertain, possibly a remediation site | [36 empty] | Permit Lookup Failed |  |  |  | Permit Lookup Failed | EffluentConc | 365 | 1.1618e-05 | 2 | 2 | 2 | 3 | 4 | 0 | 0 | 39 | 1 | 0 | 0 | 0.788 | 32 | 0 | 0 | 0.0025381 | 0.00066667 | DMR | [16 empty] | 0.00020193 | 2 |  |  | 0.0025381 | 0.00066667 | NO | Effluent
2020 | POTOMAC YARDS LANDBAY H/I | 110070884091 | VAG830562 | ALEXANDRIA | ALEXANDRIA CITY | VA |  | 38.8288 | -77.0497 |  | 1794 | Excavation Work | 238910 | Site Preparation Contractors | IS5 | Construction | Waste handling, treatment, and disposal - Remediation or Monitoring | 1 | 0.24077 | VAG830562 | Fourmile Run-Potomac River | 020700100301 | NAICS sounds like Groundwater Remediation or Groundwater/Surfacewater monitoring | [36 empty] | Permit Lookup Failed |  |  |  | Permit Lookup Failed | Four Mile Run ( 02070010001015) | 365 | 0.00065965 | 0.5 | 0.5 | 0.5 | 3 | 4 | 0 | 0 | 39 | 1 | 0 | 0 | 0.788 | 32 | 0 | 0 | 0.00063452 | 0.00016667 | DMR | [16 empty] | 0.011465 | [5 empty] | TBD | Surrogate NHDPlus
2021 | POTOMAC YARDS LANDBAY H/I | 110070884091 | VAG830562 | ALEXANDRIA | ALEXANDRIA CITY | VA |  | 38.8288 | -77.0497 |  | 1794 | Excavation Work | 238910 | Site Preparation Contractors | IS5 | Construction | Waste handling, treatment, and disposal - Remediation or Monitoring | 1 | 0.12162 | VAG830562 | Fourmile Run-Potomac River | 020700100301 | NAICS sounds like Groundwater Remediation or Groundwater/Surfacewater monitoring | [15 empty] | 19 | 70 | 114 | 105 | 29 | 19 | 14 | 9 | 8 | 10 | 11 | 9 | 29 | [7 empty] | 19.5726 | Permit Lookup Failed | 27.7398 |  | 11.58 | Permit Lookup Failed | Four Mile Run ( 02070010001015) | 365 | 0.00033321 | 0.028775 | 0.017024 | 0.012012 | 3 | 4 | 0 | 0 | 39 | 1 | 0 | 0 | 0.788 | 32 | 0 | 0 | 3.6516e-05 | 9.5917e-06 | DMR | [16 empty] | 0.0057916 | 0.50014 | 0.2959 | 0.20878 | 0.00063469 | 0.00016671 | NO | Surrogate NHDPlus
2022 | POTOMAC YARDS LANDBAY H/I | 110070884091 | VAG830562 | ALEXANDRIA | ALEXANDRIA CITY | VA |  | 38.8288 | -77.0497 |  | 1794 | Excavation Work | 238910 | Site Preparation Contractors | IS5 | Construction | Waste handling, treatment, and disposal - Remediation or Monitoring | 1 | 0.00024698 | VAG830562 | Fourmile Run-Potomac River | 020700100301 | NAICS sounds like Groundwater Remediation or Groundwater/Surfacewater monitoring | [15 empty] | 19 | 70 | 114 | 105 | 29 | 19 | 14 | 9 | 8 | 10 | 11 | 9 | 29 | [7 empty] | 19.5726 | Permit Lookup Failed | 27.7398 |  | 11.58 | Permit Lookup Failed | Four Mile Run ( 02070010001015) | 365 | 6.7666e-07 | 5.8434e-05 | 3.4572e-05 | 2.4393e-05 | 3 | 4 | 0 | 0 | 39 | 1 | 0 | 0 | 0.788 | 32 | 0 | 0 | 7.4154e-08 | 1.9478e-08 | DMR | [16 empty] | 1.1761e-05 | 0.0010156 | 0.00060089 | 0.00042398 | 1.2889e-06 | 3.3854e-07 | NO | Surrogate NHDPlus
2021 | POTOMAC YARDS LAND BAY F EAST INFRASTRUCTURE | 110070949081 | VAG830566 | ALEXANDRIA | ALEXANDRIA CITY | VA |  | 38.8401 | -77.0485 |  | 1794 | Excavation Work | 238910 | Site Preparation Contractors | IS5 | Construction | Waste handling, treatment, and disposal - Remediation or Monitoring | 1 | 0.030302 | VAG830566 | Fourmile Run-Potomac River | 020700100301 | NAICS sounds like Groundwater Remediation or Groundwater/Surfacewater monitoring | [15 empty] | 18 | 67 | 110 | 100 | 27 | 18 | 14 | 9 | 8 | 10 | 10 | 9 | 28 | [7 empty] | 19.5726 | Permit Lookup Failed | 27.0394 |  | 11.58 | Permit Lookup Failed | Four Mile Run (02070010001015) | 365 | 8.3018e-05 | 0.0071691 | 0.0042415 | 0.0030703 | 3 | 4 | 0 | 0 | 39 | 1 | 0 | 0 | 0.788 | 32 | 0 | 0 | 9.0979e-06 | 2.3897e-06 | DMR | [16 empty] | 0.0014429 | 0.12461 | 0.073722 | 0.053364 | 0.00015813 | 4.1535e-05 | NO | Surrogate NHDPlus
2022 | POTOMAC YARDS LAND BAY F EAST INFRASTRUCTURE | 110070949081 | VAG830566 | ALEXANDRIA | ALEXANDRIA CITY | VA |  | 38.8401 | -77.0485 |  | 1794 | Excavation Work | 238910 | Site Preparation Contractors | IS5 | Construction | Waste handling, treatment, and disposal - Remediation or Monitoring | 1 | 0.037161 | VAG830566 | Fourmile Run-Potomac River | 020700100301 | NAICS sounds like Groundwater Remediation or Groundwater/Surfacewater monitoring | [15 empty] | 18 | 67 | 110 | 100 | 27 | 18 | 14 | 9 | 8 | 10 | 10 | 9 | 28 | [7 empty] | 19.5726 | Permit Lookup Failed | 27.0394 |  | 11.58 | Permit Lookup Failed | Four Mile Run (02070010001015) | 365 | 0.00010181 | 0.008792 | 0.0052017 | 0.0037653 | 3 | 4 | 0 | 0 | 39 | 1 | 0 | 0 | 0.788 | 32 | 0 | 0 | 1.1157e-05 | 2.9307e-06 | DMR | [16 empty] | 0.0017696 | 0.15281 | 0.09041 | 0.065444 | 0.00019392 | 5.0938e-05 | NO | Surrogate NHDPlus
2021 | COSTCO WHOLESALE #1115 | 110055415732 | VAG830567 | ALEXANDRIA | FAIRFAX | VA |  | 38.7416 | -77.0862 |  | 1794 | Excavation Work | 238910 | Site Preparation Contractors | IS5 | Construction | Waste handling, treatment, and disposal - Remediation or Monitoring | 1 | 0.0093202 | VAG830567 | Little Hunting Creek-Potomac River | 020700100307 | NAICS sounds like Groundwater Remediation or Groundwater/Surfacewater monitoring | [15 empty] | 2 | 13 | 27 | 21 | 4 | 2 | 1 | 1 | 1 | 1 | 2 | 1 | 3 | [7 empty] | 2.4466 | Permit Lookup Failed | 2.9147 |  | 1.3453 | Permit Lookup Failed | Little Hunting Creek (02070010000997) | 365 | 2.5535e-05 | 0.01898 | 0.010437 | 0.0087608 | 3 | 4 | 0 | 0 | 39 | 1 | 0 | 0 | 0.788 | 32 | 0 | 0 | 2.4087e-05 | 6.3268e-06 | DMR | [16 empty] | 0.00044382 | 0.3299 | 0.1814 | 0.15227 | 0.00041865 | 0.00010997 | NO | Surrogate NHDPlus
2022 | NORTH LAKE HOLLY IMPROVEMENT - SECTION III B | 110071076435 | VAG830568 | VIRGINIA BEACH | VIRGINIA BEACH CITY | VA |  | 36.8407 | -75.9841 |  | 1799 | Special Trade Contractors, Nec | 562910 | Remediation Services | IS47 | Services | Waste handling, treatment, and disposal - Remediation or Monitoring | 1 | 0.00061416 | VAG830568 | Rudee Inlet-Atlantic Ocean | 020403040501 | Uncertain, possibly a remediation site | [36 empty] | Permit Lookup Failed |  |  |  | Permit Lookup Failed | EffluentConc | 365 | 1.6826e-06 | 0.5 | 0.5 | 0.5 | 3 | 4 | 0 | 0 | 39 | 1 | 0 | 0 | 0.788 | 32 | 0 | 0 | 0.00063452 | 0.00016667 | DMR | [16 empty] | 2.9246e-05 | 0.5 |  |  | 0.00063452 | 0.00016667 | NO | Effluent
2023 | NORTH LAKE HOLLY IMPROVEMENT - SECTION III B | 110071076435 | VAG830568 | VIRGINIA BEACH | VIRGINIA BEACH CITY | VA |  | 36.8407 | -75.9841 |  | 1799 | Special Trade Contractors, Nec | 562910 | Remediation Services | IS47 | Services | Waste handling, treatment, and disposal - Remediation or Monitoring | 1 | 5.053e-06 | VAG830568 | Rudee Inlet-Atlantic Ocean | 020403040501 | Uncertain, possibly a remediation site | [36 empty] | Permit Lookup Failed |  |  |  | Permit Lookup Failed | EffluentConc | 365 | 1.3844e-08 | 0.5 | 0.5 | 0.5 | 3 | 4 | 0 | 0 | 39 | 1 | 0 | 0 | 0.788 | 32 | 0 | 0 | 0.00063452 | 0.00016667 | DMR | [16 empty] | 2.4062e-07 | 0.5 |  |  | 0.00063452 | 0.00016667 | NO | Effluent
2021 | FILLMORE SHOPPING CENTER | 110071065066 | VAG830569 | ARLINGTON | ARLINGTON COUNTY | VA |  | 38.863 | -77.0859 |  | 5999 | Miscellaneous Retail Stores, Nec | 453998 | All Other Miscellaneous Store Retailers (except Tobacco Stores) | IS46 | Wholesale and Retail Trade | Waste handling, treatment, and disposal - Remediation or Monitoring | 1 | 4.8751e-05 | VAG830569 | Fourmile Run-Potomac River | 020700100301 | Sic/Naics does not indicate usage of chemicals | [36 empty] | Permit Lookup Failed |  |  |  | Permit Lookup Failed | EffluentConc | 365 | 1.3356e-07 | 1 | 1 | 1 | 3 | 4 | 0 | 0 | 39 | 1 | 0 | 0 | 0.788 | 32 | 0 | 0 | 0.001269 | 0.00033333 | DMR | [16 empty] | 2.3215e-06 | 1 |  |  | 0.001269 | 0.00033333 | NO | Effluent
2022 | FILLMORE SHOPPING CENTER | 110071065066 | VAG830569 | ARLINGTON | ARLINGTON COUNTY | VA |  | 38.863 | -77.0859 |  | 5999 | Miscellaneous Retail Stores, Nec | 453998 | All Other Miscellaneous Store Retailers (except Tobacco Stores) | IS46 | Wholesale and Retail Trade | Waste handling, treatment, and disposal - Remediation or Monitoring | 1 | 4.0272e-05 | VAG830569 | Fourmile Run-Potomac River | 020700100301 | Sic/Naics does not indicate usage of chemicals | [36 empty] | Permit Lookup Failed |  |  |  | Permit Lookup Failed | EffluentConc | 365 | 1.1034e-07 | 1 | 1 | 1 | 3 | 4 | 0 | 0 | 39 | 1 | 0 | 0 | 0.788 | 32 | 0 | 0 | 0.001269 | 0.00033333 | DMR | [16 empty] | 1.9177e-06 | 1 |  |  | 0.001269 | 0.00033333 | NO | Effluent
2022 | 1200 NORTH HENRY VENTURE LLC | 110071181280 | VAG830575 | ALEXANDRIA | ALEXANDRIA CITY | VA |  | 38.8181 | -77.0493 |  | 1794 | Excavation Work | 238910 | Site Preparation Contractors | IS5 | Construction | Waste handling, treatment, and disposal - Remediation or Monitoring | 1 | 0.012488 | VAG830575 | Cameron Run | 020700100302 | NAICS sounds like Groundwater Remediation or Groundwater/Surfacewater monitoring | [36 empty] | Permit Lookup Failed |  |  |  | Permit Lookup Failed | EffluentConc | 365 | 3.4214e-05 | 1 | 1 | 1 | 3 | 4 | 0 | 0 | 39 | 1 | 0 | 0 | 0.788 | 32 | 0 | 0 | 0.001269 | 0.00033333 | DMR | [16 empty] | 0.00059467 | 1 |  |  | 0.001269 | 0.00033333 | NO | Effluent
2023 | 2050 AND 2051 SOUTH BELL STREET | 110071347994 | VAG830588 | ARLINGTON | ARLINGTON COUNTY | VA |  | 38.8561 | -77.0511 |  | 1794 | Excavation Work | 238910 | Site Preparation Contractors | IS5 | Construction | Waste handling, treatment, and disposal - Remediation or Monitoring | 1 | 9.3679e-05 | VAG830588 | Pimmit Run-Potomac River | 020700100103 | NAICS sounds like Groundwater Remediation or Groundwater/Surfacewater monitoring | [36 empty] | Permit Lookup Failed |  |  |  | Permit Lookup Failed | EffluentConc | 365 | 2.5665e-07 | 1 | 1 | 1 | 3 | 4 | 0 | 0 | 39 | 1 | 0 | 0 | 0.788 | 32 | 0 | 0 | 0.001269 | 0.00033333 | DMR | [16 empty] | 4.4609e-06 | 1 |  |  | 0.001269 | 0.00033333 | NO | Effluent
2023 | VIENNA MARKET | 110071428198 | VAG830596 | VIENNA | FAIRFAX COUNTY | VA |  | 38.8991 | -77.2693 |  | 6519 | Real Property Lessors, Nec | 531190 | Lessors of Other Real Estate Property | IS47 | Services | Waste handling, treatment, and disposal - Remediation or Monitoring | 1 | 0.0053598 | VAG830596 | Difficult Run | 020700081004 | Uncertain, possibly a remediation site | [36 empty] | Permit Lookup Failed |  |  |  | Permit Lookup Failed | EffluentConc | 365 | 1.4684e-05 | 1 | 1 | 1 | 3 | 4 | 0 | 0 | 39 | 1 | 0 | 0 | 0.788 | 32 | 0 | 0 | 0.001269 | 0.00033333 | DMR | [16 empty] | 0.00025523 | 1 |  |  | 0.001269 | 0.00033333 | NO | Effluent
2023 | FOUNDERS ROW II CITY OF FALLS CHURCH | 110071426611 | VAG830597 | FALLS CHURCH | FALLS CHURCH CITY | VA |  | 38.8843 | -77.1745 |  | 1794 | Excavation Work | 238910 | Site Preparation Contractors | IS5 | Construction | Waste handling, treatment, and disposal - Remediation or Monitoring | 1 | 0.028832 | VAG830597 | Cameron Run | 020700100302 | NAICS sounds like Groundwater Remediation or Groundwater/Surfacewater monitoring | [36 empty] | Permit Lookup Failed |  |  |  | Permit Lookup Failed | EffluentConc | 365 | 7.8992e-05 | 1 | 1 | 1 | 3 | 4 | 0 | 0 | 39 | 1 | 0 | 0 | 0.788 | 32 | 0 | 0 | 0.001269 | 0.00033333 | DMR | [16 empty] | 0.001373 | 1 |  |  | 0.001269 | 0.00033333 | NO | Effluent
2023 | ALTA CROSSROADS PARTS A AND C | 110071427202 | VAG830598 | FALLS CHURCH | FAIRFAX COUNTY | VA |  | 38.8481 | -77.1328 |  | 1794 | Excavation Work | 238910 | Site Preparation Contractors | IS5 | Construction | Waste handling, treatment, and disposal - Remediation or Monitoring | 1 | 0.0010138 | VAG830598 | Cameron Run | 020700100302 | NAICS sounds like Groundwater Remediation or Groundwater/Surfacewater monitoring | [36 empty] | Permit Lookup Failed |  |  |  | Permit Lookup Failed | EffluentConc | 365 | 2.7775e-06 | 1 | 1 | 1 | 3 | 4 | 0 | 0 | 39 | 1 | 0 | 0 | 0.788 | 32 | 0 | 0 | 0.001269 | 0.00033333 | DMR | [16 empty] | 4.8275e-05 | 1 |  |  | 0.001269 | 0.00033333 | NO | Effluent
2019 | LYNDONVILLE WATER TREATMENT PLANT | 110010910700 | VT0101249 | LYNDON | CALEDONIA | VT |  | 44.5481 | -71.9905 | [5 empty] | NAICS/SIC Not Provided | NAICS/SIC Not Provided | Waste handling, treatment, and disposal - POTW | 1 | 0.70401 | VT0101249 | East Branch Passumpsic River | 010801020102 | Uncertain, possibly a remediation site |  |  |  | 2023 | 01080100000000 | EAST BRANCH, WETLAND CONTIGUOUS WITH THE PASSUMPSIC RIVER |  |  | 0.0066667 | NPDES | 0.0066667 | 0.010315 | 4570571 | East Branch Passumpsic River | 3 | 174.012 | 120.264 | 98.783 | 175.221 | 405.642 | 329.17 | 157.158 | 107.203 | 85.07 | 100.409 | 136.924 | 159.054 | 151.575 | QE_08 | 85.07 | 207.9951 | 133.7339 | 425.4572 | 305.0926 | 0.02522 | 207.9951 | 30Q5 Flow | 305.0926 | HM Flow | 133.7339 | 7Q10 Flow |  | 365 | 0.0019288 | 0.014423 | 0.0092733 | 0.006322 | 3 | 4 | 0 | 0 | 39 | 1 | 0 | 0 | 0.788 | 32 | 0 | 0 | 1.8303e-05 | 4.8075e-06 | DMR | [16 empty] | 0.033524 | 0.25068 | 0.16118 | 0.10988 | 0.00031812 | 8.356e-05 | NO | NHDPlus
2020 | LYNDONVILLE WATER TREATMENT PLANT | 110010910700 | VT0101249 | LYNDON | CALEDONIA | VT |  | 44.5481 | -71.9905 | [5 empty] | NAICS/SIC Not Provided | NAICS/SIC Not Provided | Waste handling, treatment, and disposal - POTW | 1 | 0.00070401 | VT0101249 | East Branch Passumpsic River | 010801020102 | Uncertain, possibly a remediation site |  |  |  | 2023 | 01080100000000 | EAST BRANCH, WETLAND CONTIGUOUS WITH THE PASSUMPSIC RIVER |  |  | 0.0066667 | NPDES | 0.0066667 | 0.010315 | 4570571 | East Branch Passumpsic River | 3 | 174.012 | 120.264 | 98.783 | 175.221 | 405.642 | 329.17 | 157.158 | 107.203 | 85.07 | 100.409 | 136.924 | 159.054 | 151.575 | QE_08 | 85.07 | 207.9951 | 133.7339 | 425.4572 | 305.0926 | 0.02522 | 207.9951 | 30Q5 Flow | 305.0926 | HM Flow | 133.7339 | 7Q10 Flow |  | 365 | 1.9288e-06 | 1.4423e-05 | 9.2733e-06 | 6.322e-06 | 3 | 4 | 0 | 0 | 39 | 1 | 0 | 0 | 0.788 | 32 | 0 | 0 | 1.8303e-08 | 4.8075e-09 | DMR | [16 empty] | 3.3524e-05 | 0.00025068 | 0.00016118 | 0.00010988 | 3.1812e-07 | 8.356e-08 | NO | NHDPlus
2021 | LYNDONVILLE WATER TREATMENT PLANT | 110010910700 | VT0101249 | LYNDON | CALEDONIA | VT |  | 44.5481 | -71.9905 | [5 empty] | NAICS/SIC Not Provided | NAICS/SIC Not Provided | Waste handling, treatment, and disposal - POTW | 1 | 0.0005299 | VT0101249 | East Branch Passumpsic River | 010801020102 | Uncertain, possibly a remediation site |  |  |  | 2023 | 01080100000000 | EAST BRANCH, WETLAND CONTIGUOUS WITH THE PASSUMPSIC RIVER |  |  | 0.0066667 | NPDES | 0.0066667 | 0.010315 | 4570571 | East Branch Passumpsic River | 3 | 174.012 | 120.264 | 98.783 | 175.221 | 405.642 | 329.17 | 157.158 | 107.203 | 85.07 | 100.409 | 136.924 | 159.054 | 151.575 | QE_08 | 85.07 | 207.9951 | 133.7339 | 425.4572 | 305.0926 | 0.02522 | 207.9951 | 30Q5 Flow | 305.0926 | HM Flow | 133.7339 | 7Q10 Flow |  | 365 | 1.4518e-06 | 1.0856e-05 | 6.9799e-06 | 4.7585e-06 | 3 | 4 | 0 | 0 | 39 | 1 | 0 | 0 | 0.788 | 32 | 0 | 0 | 1.3776e-08 | 3.6186e-09 | DMR | [16 empty] | 2.5233e-05 | 0.00018868 | 0.00012132 | 8.2707e-05 | 2.3945e-07 | 6.2894e-08 | NO | NHDPlus
2022 | LYNDONVILLE WATER TREATMENT PLANT | 110010910700 | VT0101249 | LYNDON | CALEDONIA | VT |  | 44.5481 | -71.9905 | [5 empty] | NAICS/SIC Not Provided | NAICS/SIC Not Provided | Waste handling, treatment, and disposal - POTW | 1 | 0.00058668 | VT0101249 | East Branch Passumpsic River | 010801020102 | Uncertain, possibly a remediation site |  |  |  | 2023 | 01080100000000 | EAST BRANCH, WETLAND CONTIGUOUS WITH THE PASSUMPSIC RIVER |  |  | 0.0066667 | NPDES | 0.0066667 | 0.010315 | 4570571 | East Branch Passumpsic River | 3 | 174.012 | 120.264 | 98.783 | 175.221 | 405.642 | 329.17 | 157.158 | 107.203 | 85.07 | 100.409 | 136.924 | 159.054 | 151.575 | QE_08 | 85.07 | 207.9951 | 133.7339 | 425.4572 | 305.0926 | 0.02522 | 207.9951 | 30Q5 Flow | 305.0926 | HM Flow | 133.7339 | 7Q10 Flow |  | 365 | 1.6073e-06 | 1.2019e-05 | 7.7277e-06 | 5.2683e-06 | 3 | 4 | 0 | 0 | 39 | 1 | 0 | 0 | 0.788 | 32 | 0 | 0 | 1.5252e-08 | 4.0063e-09 | DMR | [16 empty] | 2.7937e-05 | 0.0002089 | 0.00013432 | 9.1569e-05 | 2.651e-07 | 6.9633e-08 | NO | NHDPlus
2019 | SI GROUP INC - SOUTH PLANT | 110000572782 | WV0004740 | MORGANTOWN | MONONGALIA | WV |  | 39.5998 | -79.9715 |  | 2869 | Industrial Organic Chemicals, Nec | 325998 | All Other Miscellaneous Chemical Product and Preparation Manufacturing | IS34 | All Other Chemical Product and Preparation Manufacturing | Waste handling, treatment, and disposal - Remediation or Monitoring | 1 | 0.057999 | WV0004740 | Cobun Creek-Monongahela River | 050200030307 | No organochlorines are reported to 2022 TRI |  |  |  | 2023 | 05020000000000 | MONONGAHELA RIVER |  | 0.224 | 0.12783 | NPDES | 0.224 | 0.34658 | 3768880 | Monongahela River | 6 | 4606.052 | 6257.956 | 6876.316 | 7878.76 | 5441.385 | 4874.399 | 2986.186 | 2090.748 | 1826.775 | 1510.348 | 2062.931 | 3961.821 | 6751.056 | QE_09 | 1510.348 | 3692.7824 | 2627.3479 | 11261.7408 | 7434.9924 | 0.84738 | 3692.7824 | 30Q5 Flow | 7434.9924 | HM Flow | 2627.3479 | 7Q10 Flow |  | 365 | 0.0001589 | 6.0479e-05 | 4.303e-05 | 2.1372e-05 | 3 | 4 | 0 | 0 | 39 | 1 | 0 | 0 | 0.788 | 32 | 0 | 0 | 7.675e-08 | 2.016e-08 | DMR | [16 empty] | 0.0027618 | 0.0010512 | 0.0007479 | 0.00037146 | 1.334e-06 | 3.504e-07 | NO | NHDPlus
2019 | BAYER MATERIALSCIENCE | 110000608030 | WV0005169 | NEW MARTINSVILLE | WETZEL | WV |  | 39.7195 | -80.8273 |  | 2869 | Industrial Organic Chemicals, Nec | 325998 | All Other Miscellaneous Chemical Product and Preparation Manufacturing | IS34 | All Other Chemical Product and Preparation Manufacturing | Waste handling, treatment, and disposal - Remediation or Monitoring | 1 | 0.62129 | WV0005169 | Haynes Run-Ohio River | 050302011004 | Covestro makes polyurethanes and other chems |  |  |  | 2023 | 05030200000000 | OHIO RIVER |  | 2.7 | 1.0031 | NPDES | 2.7 | 4.1775 | 15429714 | Beaver Run | 2 | 1.411 | 4.049 | 11.109 | 4.397 | 2.211 | 1.708 | 1.096 | 0.745 | 0.495 | 0.559 | 0.584 | 1.467 | 2.24 | QE_08 | 0.495 | 1.2103 | 0.64922 | 3.4499 | 1.6524 | 10.214 | 10.214 | Plant Flow | 10.214 | Plant Flow | 10.214 | Plant Flow |  | 365 | 0.0017022 | 0.16665 | 0.16665 | 0.16665 | 3 | 4 | 0 | 0 | 39 | 1 | 0 | 0 | 0.788 | 32 | 0 | 0 | 0.00021149 | 5.555e-05 | DMR | [16 empty] | 0.029585 | 2.8965 | 2.8965 | 2.8965 | 0.0036758 | 0.00096551 | NO | PlantFlow
2020 | BAYER MATERIALSCIENCE | 110000608030 | WV0005169 | NEW MARTINSVILLE | WETZEL | WV |  | 39.7195 | -80.8273 |  | 2869 | Industrial Organic Chemicals, Nec | 325998 | All Other Miscellaneous Chemical Product and Preparation Manufacturing | IS34 | All Other Chemical Product and Preparation Manufacturing | Waste handling, treatment, and disposal - Remediation or Monitoring | 1 | 0.3321 | WV0005169 | Haynes Run-Ohio River | 050302011004 | Covestro makes polyurethanes and other chems |  |  |  | 2023 | 05030200000000 | OHIO RIVER |  | 2.7 | 1.0031 | NPDES | 2.7 | 4.1775 | 15429714 | Beaver Run | 2 | 1.411 | 4.049 | 11.109 | 4.397 | 2.211 | 1.708 | 1.096 | 0.745 | 0.495 | 0.559 | 0.584 | 1.467 | 2.24 | QE_08 | 0.495 | 1.2103 | 0.64922 | 3.4499 | 1.6524 | 10.214 | 10.214 | Plant Flow | 10.214 | Plant Flow | 10.214 | Plant Flow |  | 365 | 0.00090987 | 0.08908 | 0.08908 | 0.08908 | 3 | 4 | 0 | 0 | 39 | 1 | 0 | 0 | 0.788 | 32 | 0 | 0 | 0.00011305 | 2.9693e-05 | DMR | [16 empty] | 0.015814 | 1.5483 | 1.5483 | 1.5483 | 0.0019648 | 0.0005161 | NO | PlantFlow
2023 | BASF HOUSTON POLYURETHANE | 110000861755 |  | HOUSTON |  | TX |  | 29.6713 | -95.4046 | [7 empty] | Processing – incorporation into formulation, mixture or reaction product |  | 226.7962 | [19 empty] | 302 | 338 | 303 | 274 | 294 | 320 | 398 | 216 | 269 | 344 | 285 | 314 | 278 | [7 empty] | 528.4605 | Permit Lookup Failed | 674.8705 |  | 351.12 | Permit Lookup Failed | Brays Bayou ( 12040104000084) | 250 | 0.90718 | 2.5837 | 1.7167 | 1.3442 | 3 | 4 | 0 | 0 | 39 | 1 | 0 | 0 | 0.788 | 32 | 0 | 0 | 0.0032788 | 0.00086123 | TRI | 1703 CROSSPOINT AVE | 77054 | 77054FMNTR1703C | A | 325211 | Plastics Material and Resin Manufacturing | Plastic Material and Resin Manufacturing | Direct | Unknown | 500 | 226.7962 | 500 | 226.7962 | 500 | 226.7962 | 1,2-DCE (cis and trans) is manufactured as the unintentional byproducts during the manufacture of 1,2-DCA as indicated by the Test Order for 1,1-DCA, 1,2-DCA, and 1,1,2-TCA. This facility's wastewater is discharged by the Dow Freeport facility, of which it is a tenant. | 10.7998 | 30.7582 | 20.4364 | 16.0028 | 0.039033 | 0.010253 | NO | Surrogate NHDPlus
2023 | BASF HOUSTON POLYURETHANE | 110000861755 |  | HOUSTON |  | TX |  | 29.6713 | -95.4046 | [7 empty] | Processing – incorporation into formulation, mixture or reaction product |  | 61.235 | [40 empty] | Permit Lookup Failed |  |  |  | Permit Lookup Failed |  | 250 | 0.90718 | 0 | 0 |  | 3 | 4 | 0 | 0 | 39 | 1 | 0 | 0 | 0.788 | 32 | 0 | 0 |  |  | TRI | 1703 CROSSPOINT AVE | 77054 | 77054FMNTR1703C | A | 325211 | Plastics Material and Resin Manufacturing | Plastic Material and Resin Manufacturing | Indirect | Unknown | 500 | 226.7962 | 500 | 226.7962 | 500 | 226.7962 | 1,2-DCE (cis and trans) is manufactured as the unintentional byproducts during the manufacture of 1,2-DCA as indicated by the Test Order for 1,1-DCA, 1,2-DCA, and 1,1,2-TCA. This facility's wastewater is discharged by the Dow Freeport facility, of which it is a tenant. | 2.916 | [5 empty] | TBD | NHDPlus
2019 | FREEPORT_OLIN BC | 110066943605 |  | FREEPORT |  | TX |  | 28.9694 | -95.3795 | [7 empty] | Manufacturing as a byproduct |  | 9.9201 | [19 empty] | 209 | 424 | 372 | 277 | 157 | 165 | 189 | 52 | 51 | 69 | 88 | 218 | 357 | [7 empty] | 124.7754 | Permit Lookup Failed | 248.5341 |  | 78.7963 | Permit Lookup Failed | Oyster Creek (12040205000450) | 350 | 0.028343 | 0.3597 | 0.22715 | 0.11404 | 3 | 4 | 0 | 0 | 39 | 1 | 0 | 0 | 0.788 | 32 | 0 | 0 | 0.00045647 | 0.0001199 | TRI | 2301 N BRAZOSPORT BLVD | 77541 | 7754WBLCBP231NB | R | 325199 | All Other Basic Organic Chemical Manufacturing | All Other Basic Organic Chemical Manufacturing | Indirect | Unknown | 0 | 0 | 0 | 0 | 81 | 36.741 | t-DCE Test Order indicates the COU for this facility. | 0.47238 | 5.995 | 3.7859 | 1.9007 | 0.0076079 | 0.0019983 | NO | Surrogate NHDPlus
2020 | FREEPORT_OLIN BC | 110066943605 |  | FREEPORT |  | TX |  | 28.9694 | -95.3795 | [7 empty] | Manufacturing as a byproduct |  | 9.6751 | [19 empty] | 209 | 424 | 372 | 277 | 157 | 165 | 189 | 52 | 51 | 69 | 88 | 218 | 357 | [7 empty] | 124.7754 | Permit Lookup Failed | 248.5341 |  | 78.7963 | Permit Lookup Failed | Oyster Creek (12040205000450) | 350 | 0.027643 | 0.35082 | 0.22154 | 0.11123 | 3 | 4 | 0 | 0 | 39 | 1 | 0 | 0 | 0.788 | 32 | 0 | 0 | 0.0004452 | 0.00011694 | TRI | 2301 N BRAZOSPORT BLVD | 77541 | 7754WBLCBP231NB | R | 325199 | All Other Basic Organic Chemical Manufacturing | All Other Basic Organic Chemical Manufacturing | Indirect | Unknown | 0 | 0 | 0 | 0 | 79 | 35.8338 | 1,2-DCE (cis and trans) is manufactured as the unintentional byproducts during the manufacture of 1,2-DCA as indicated by the Test Order for 1,1-DCA, 1,2-DCA, and 1,1,2-TCA. This facility's wastewater is discharged by the Dow Freeport facility, of which it is a tenant. | 0.46072 | 5.847 | 3.6924 | 1.8538 | 0.00742 | 0.001949 | NO | Surrogate NHDPlus
2021 | FREEPORT_OLIN BC | 110066943605 |  | FREEPORT |  | TX |  | 28.9694 | -95.3795 | [7 empty] | Manufacturing as a byproduct |  | 9.7976 | [19 empty] | 209 | 424 | 372 | 277 | 157 | 165 | 189 | 52 | 51 | 69 | 88 | 218 | 357 | [7 empty] | 124.7754 | Permit Lookup Failed | 248.5341 |  | 78.7963 | Permit Lookup Failed | Oyster Creek (12040205000450) | 350 | 0.027993 | 0.35526 | 0.22435 | 0.11263 | 3 | 4 | 0 | 0 | 39 | 1 | 0 | 0 | 0.788 | 32 | 0 | 0 | 0.00045084 | 0.00011842 | TRI | 2301 N BRAZOSPORT BLVD | 77541 | 7754WBLCBP231NB | R | 325199 | All Other Basic Organic Chemical Manufacturing | All Other Basic Organic Chemical Manufacturing | Indirect | Unknown | 0 | 0 | 0 | 0 | 80 | 36.2874 | t-DCE Test Order indicates the COU for this facility. | 0.46655 | 5.921 | 3.7391 | 1.8772 | 0.0075139 | 0.0019737 | NO | Surrogate NHDPlus
2022 | FREEPORT_OLIN BC | 110066943605 |  | FREEPORT |  | TX |  | 28.9694 | -95.3795 | [7 empty] | Manufacturing as a byproduct |  | 8.2055 | [19 empty] | 209 | 424 | 372 | 277 | 157 | 165 | 189 | 52 | 51 | 69 | 88 | 218 | 357 | [7 empty] | 124.7754 | Permit Lookup Failed | 248.5341 |  | 78.7963 | Permit Lookup Failed | Oyster Creek (12040205000450) | 350 | 0.023444 | 0.29753 | 0.18789 | 0.09433 | 3 | 4 | 0 | 0 | 39 | 1 | 0 | 0 | 0.788 | 32 | 0 | 0 | 0.00037758 | 9.9177e-05 | TRI | 2301 N BRAZOSPORT BLVD | 77541 | 7754WBLCBP231NB | R | 325199 | All Other Basic Organic Chemical Manufacturing | All Other Basic Organic Chemical Manufacturing | Indirect | Unknown | 0 | 0 | 0 | 0 | 67 | 30.3907 | t-DCE Test Order indicates the COU for this facility. | 0.39074 | 4.9588 | 3.1315 | 1.5722 | 0.0062929 | 0.0016529 | NO | Surrogate NHDPlus
2023 | FREEPORT_OLIN BC | 110066943605 |  | FREEPORT |  | TX |  | 28.9694 | -95.3795 | [7 empty] | Manufacturing as a byproduct |  | 5.6336 | [19 empty] | 209 | 424 | 372 | 277 | 157 | 165 | 189 | 52 | 51 | 69 | 88 | 218 | 357 | [7 empty] | 124.7754 | Permit Lookup Failed | 248.5341 |  | 78.7963 | Permit Lookup Failed | Oyster Creek (12040205000450) | 350 | 0.016096 | 0.20427 | 0.129 | 0.064764 | 3 | 4 | 0 | 0 | 39 | 1 | 0 | 0 | 0.788 | 32 | 0 | 0 | 0.00025923 | 6.8091e-05 | TRI | 2301 N BRAZOSPORT BLVD | 77541 | 7754WBLCBP231NB | R | 325199 | All Other Basic Organic Chemical Manufacturing | All Other Basic Organic Chemical Manufacturing | Indirect | Unknown | 0 | 0 | 0 | 0 | 46 | 20.8652 | 1,2-DCE (cis and trans) is manufactured as the unintentional byproducts during the manufacture of 1,2-DCA as indicated by the Test Order for 1,1-DCA, 1,2-DCA, and 1,1,2-TCA. This facility's wastewater is discharged by the Dow Freeport facility, of which it is a tenant. | 0.26827 | 3.4046 | 2.15 | 1.0794 | 0.0043205 | 0.0011349 | NO | Surrogate NHDPlus
2020 | VERSUM MATERIALS US LLC | 110000478509 |  | CARLSBAD |  | CA |  | 33.1191 | -117.2834 | [7 empty] | Processing – incorporation into formulation, mixture or reaction product |  | 0 | [40 empty] | Permit Lookup Failed |  |  |  | Permit Lookup Failed | Pacific Ocean (18070303000019) | 250 | 0.00048988 | 0 | 0 |  | 3 | 4 | 0 | 0 | 39 | 1 | 0 | 0 | 0.788 | 32 | 0 | 0 |  |  | TRI | 1969 PALOMAR OAKS WAY | 92011 | 92009JCSCH1969P | R | 325998 | All Other Miscellaneous Chemical Product and Preparation Manufacturing | All Other Chemical Product and Preparation Manufacturing | Indirect | Unknown | 0 | 0 | 1 | 0.45359 | 0 | 0 | t-DCE Test Order indicates the COU for this facility. | 0 | [5 empty] | TBD | Surrogate NHDPlus
2021 | VERSUM MATERIALS US LLC | 110000478509 |  | CARLSBAD |  | CA |  | 33.1191 | -117.2834 | [7 empty] | Processing – incorporation into formulation, mixture or reaction product |  | 0 | [40 empty] | Permit Lookup Failed |  |  |  | Permit Lookup Failed | Pacific Ocean (18070303000019) | 250 | 0.00048988 | 0 | 0 |  | 3 | 4 | 0 | 0 | 39 | 1 | 0 | 0 | 0.788 | 32 | 0 | 0 |  |  | TRI | 1969 PALOMAR OAKS WAY | 92011 | 92009JCSCH1969P | R | 325998 | All Other Miscellaneous Chemical Product and Preparation Manufacturing | All Other Chemical Product and Preparation Manufacturing | Indirect | Unknown | 0 | 0 | 1 | 0.45359 | 0 | 0 | t-DCE Test Order indicates the COU for this facility. | 0 | [5 empty] | TBD | Surrogate NHDPlus
2019 | WESTLAKE US 2 LLC | 110000494894 |  | WESTLAKE |  | LA |  | 30.2235 | -93.2869 | [7 empty] | Manufacturing |  | 5.8967 | LAJ660151 |  |  |  |  | LAR10K999 | LAR10L189 | 2023 | 08080206000073 |  |  |  |  | NPDES |  |  | 3709730 | Bayou Verdine | 1 | 2.905 | 5.15 | 4.364 | 3.368 | 2.888 | 2.762 | 1.953 | 0.67 | 0.57 | 1.117 | 4.372 | 10.915 | 4.543 | QE_08 | 0.57 | 1.3936 | 0.75131 | 7.1027 | 2.5204 | -1 | 1.3936 | 30Q5 Flow | 2.5204 | HM Flow | 0.75131 | 7Q10 Flow |  | 350 | 0.016848 | 22.4245 | 12.089 | 6.6845 | 3 | 4 | 0 | 0 | 39 | 1 | 0 | 0 | 0.788 | 32 | 0 | 0 | 0.028457 | 0.0074748 | TRI | 1300 PPG DR | 70669 | 70669PPGNDCOLUM | R | 221112 | Fossil Fuel Electric Power Generation | Utilities | Direct | Unknown | 13 | 5.8967 | 0 | 0 | 0 | 0 | t-DCE Test Order indicates the COU for this facility. | 0.2808 | 373.7413 | 201.4829 | 111.4083 | 0.47429 | 0.12458 | NO | NHDPlus
2020 | WESTLAKE US 2 LLC | 110000494894 |  | WESTLAKE |  | LA |  | 30.2235 | -93.2869 | [7 empty] | Manufacturing |  | 14.9685 | LAJ660151 |  |  |  |  | LAR10K999 | LAR10L189 | 2023 | 08080206000073 |  |  |  |  | NPDES |  |  | 3709730 | Bayou Verdine | 1 | 2.905 | 5.15 | 4.364 | 3.368 | 2.888 | 2.762 | 1.953 | 0.67 | 0.57 | 1.117 | 4.372 | 10.915 | 4.543 | QE_08 | 0.57 | 1.3936 | 0.75131 | 7.1027 | 2.5204 | -1 | 1.3936 | 30Q5 Flow | 2.5204 | HM Flow | 0.75131 | 7Q10 Flow |  | 350 | 0.042767 | 56.9237 | 30.6874 | 16.9683 | 3 | 4 | 0 | 0 | 39 | 1 | 0 | 0 | 0.788 | 32 | 0 | 0 | 0.072238 | 0.018975 | TRI | 1300 PPG DR | 70669 | 70669PPGNDCOLUM | R | 325180 | Other Basic Inorganic Chemical Manufacturing | All Other Basic Inorganic Chemical Manufacturing | Direct | Unknown | 33 | 14.9685 | 0 | 0 | 0 | 0 | 1,2-DCE (cis and trans) is manufactured as the unintentional byproducts during the manufacture of 1,2-DCA as indicated by the Test Order for 1,1-DCA, 1,2-DCA, and 1,1,2-TCA. This facility's wastewater is discharged by the Dow Freeport facility, of which it is a tenant. | 0.71279 | 948.7279 | 511.4567 | 282.8056 | 1.204 | 0.31624 | YES | NHDPlus
2021 | WESTLAKE US 2 LLC | 110000494894 |  | WESTLAKE |  | LA |  | 30.2235 | -93.2869 | [7 empty] | Manufacturing |  | 13.6078 | LAJ660151 |  |  |  |  | LAR10K999 | LAR10L189 | 2023 | 08080206000073 |  |  |  |  | NPDES |  |  | 3709730 | Bayou Verdine | 1 | 2.905 | 5.15 | 4.364 | 3.368 | 2.888 | 2.762 | 1.953 | 0.67 | 0.57 | 1.117 | 4.372 | 10.915 | 4.543 | QE_08 | 0.57 | 1.3936 | 0.75131 | 7.1027 | 2.5204 | -1 | 1.3936 | 30Q5 Flow | 2.5204 | HM Flow | 0.75131 | 7Q10 Flow |  | 350 | 0.038879 | 51.7488 | 27.8976 | 15.4258 | 3 | 4 | 0 | 0 | 39 | 1 | 0 | 0 | 0.788 | 32 | 0 | 0 | 0.065671 | 0.01725 | TRI | 1300 PPG DR | 70669 | 70669PPGNDCOLUM | R | 221112 | Fossil Fuel Electric Power Generation | Utilities | Direct | Unknown | 30 | 13.6078 | 0 | 0 | 0 | 0 | t-DCE Test Order indicates the COU for this facility. | 0.64799 | 862.48 | 464.9606 | 257.096 | 1.0945 | 0.28749 | YES | NHDPlus
2022 | WESTLAKE US 2 LLC | 110000494894 |  | WESTLAKE |  | LA |  | 30.2235 | -93.2869 | [7 empty] | Manufacturing |  | 10.8862 | LAJ660151 |  |  |  |  | LAR10K999 | LAR10L189 | 2023 | 08080206000073 |  |  |  |  | NPDES |  |  | 3709730 | Bayou Verdine | 1 | 2.905 | 5.15 | 4.364 | 3.368 | 2.888 | 2.762 | 1.953 | 0.67 | 0.57 | 1.117 | 4.372 | 10.915 | 4.543 | QE_08 | 0.57 | 1.3936 | 0.75131 | 7.1027 | 2.5204 | -1 | 1.3936 | 30Q5 Flow | 2.5204 | HM Flow | 0.75131 | 7Q10 Flow |  | 350 | 0.031103 | 41.399 | 22.3181 | 12.3406 | 3 | 4 | 0 | 0 | 39 | 1 | 0 | 0 | 0.788 | 32 | 0 | 0 | 0.052537 | 0.0138 | TRI | 1300 PPG DR | 70669 | 70669PPGNDCOLUM | R | 325180 | Other Basic Inorganic Chemical Manufacturing | All Other Basic Inorganic Chemical Manufacturing | Direct | Unknown | 24 | 10.8862 | 0 | 0 | 0 | 0 | 1,2-DCE (cis and trans) is manufactured as the unintentional byproducts during the manufacture of 1,2-DCA as indicated by the Test Order for 1,1-DCA, 1,2-DCA, and 1,1,2-TCA. This facility's wastewater is discharged by the Dow Freeport facility, of which it is a tenant. | 0.51839 | 689.984 | 371.9685 | 205.6768 | 0.87561 | 0.22999 | NO | NHDPlus

## Refined EFAST Data
Reporting.Year | Facility.Name | FRS.ID | NPDES | City | County | State | ...8 | Facility.Latitude | Facility.Longitude | TRI.Facility | 4.Digit.SIC.Code | SIC.Description | NAICS | NAICS.meaning | IS.Code | Industry.Sector.Designation | OES | X..of.Outfalls | Total.Annual.Discharge..kg.yr. | NPDES.Permit.Number | Watershed.Name | HUC.12.Code | EPA.QC.notes | NPDES1 | NPDES2 | NPDES3 | DataYr | ReachCode | WbName | FacilityDesignFlow | ActualAvgFacilityFlow | AvgFacilityFlow | From | PlantFlowMGD | PlantFlowCFS | COMID | GNIS_NAME | StreamOrde | QE_MA | QE_01 | QE_02 | QE_03 | QE_04 | QE_05 | QE_06 | QE_07 | QE_08 | QE_09 | QE_10 | QE_11 | QE_12 | MinMonth | calc30Q5cfs | calc30Q5mld | calc7Q10mld | calcAMmld | calcHMmld | PlantFlowMLD | Pick30Q5mld | Note30Q5 | PickHMmld | NoteHM | Pick7Q10mld | Note7Q10 | QC.Notes | Days | Daily.release (kg/day) | 7Q10 conc (ug/L) | 30Q5 conc (ug/L) | HMC (ug/L) | AcuteAquaticVert | AcuteAquaticVertDays | AcuteAquaticInvert | AcuteAquaticInvertDays | Algae | AlgaeDays | ChronicAquaticInvert | ChronicAquaticInvertDays | ChronicAquaticVert | ChronicAquaticVertDays | SedimentInvert | SedimentInvertDays | RQ_chronic | RQ_acute | .source | Facility.Street | Facility.Zip.Code | TRIFD | Form.Type | NAICS.Code | NAICS.Description | IS.Code.and.Description | Indirect.or.Direct.Discharger | Release.Pattern | On.site.Water.Release..lbs. | On.site.Water.Release..kg. | Total.transfers.to.POTW.for.treatment.and.release..lbs. | Total.transfers.to.POTW.for.treatment.and.release..kg. | Transfers.for.wastewater.treatment..non.POTW...lbs. | Transfers.for.wastewater.treatment..non.POTW...kg. | Basis.for.OES | Eco.21.day.release.kg.day | 7Q10 conc (ug/L) 21day | 30Q5 conc (ug/L) 21day | HMC (ug/L) 21day | RQ.Chronic.21 | RQ.Acute.21 | Risk.flag | Flow.Source
2020 | US DOE KANSAS CITY PLANT | 110017979810 | MO0004863 | KANSAS CITY | JACKSON | MO |  | 38.959 | -94.5766 |  | 6552 | Subdividers and Developers, Nec | 237210 | Land Subdivision | IS5 | Construction | Waste Handling, Treatment, and Disposal (Remediation or Monitoring) | 6 | 0.1068 | MO0004863 | Brush Creek-Blue River | 1.03E+11 | NAICS sounds like Groundwater Remediation or Groundwater/Surfacewater monitoring | MO0004863 |  |  | 2023 | 1.03E+13 | BLUE R., TRIBUTARY TO BLUE R., TRIBUTARY TO INDIAN CR. |  |  | 0.050726 | NPDES | 0.050726 | 0.078485 | 4392653 |  | 1 | 3.979 | 2.956 | 4.475 | 11.69 | 10.176 | 6.904 | 5.518 | 3.243 | 1.485 | 1.865 | 2.614 | 6.883 | 4.504 | QE_08 | 1.485 | 3.6308 | 2.0245 | 9.7286 | 5.0551 | 0.1919 | 3.6308 | 30Q5 Flow | 5.0551 | HM Flow | 2.0245 | 7Q10 Flow |  | 365 | 0.0002926 | 0.14453 | 0.080587 | 0.057882 | 3 | 4 | 0 | 0 | 39 | 1 | 0 | 0 | 0.788 | 32 | 0 | 0 | 0.00018341 | 4.8177e-05 | DMR | [16 empty] | 0.0050856 | 2.5121 | 1.4007 | 1.006 | 0.0031879 | 0.00083736 | NO | NHDPlus
2019 | VENETIAN HOTEL AND CASINO | 110004306938 | NV0022888 | LAS VEGAS | CLARK COUNTY | NV |  | 36.1221 | -115.1714 |  | 7011 | Hotels and Motels | 721199 | All Other Traveler Accommodation | NAICS/SIC Not Provided | NAICS/SIC Not Provided | Waste Handling, Treatment, and Disposal (Remediation or Monitoring) | 6 | 0.19892 | NV0022888 | City of Las Vegas-Las Vegas Wash | 1.5E+11 | Uncertain, possibly a remediation site | NV0022888 |  |  | 2023 | 1.5E+13 | LAS VEGAS WASH VIA CLARK COUNTY STORM DRAIN SYSTEM | 0.864 | 0.864 | 0.056359 | NPDES | 0.864 | 1.3368 | 22069994 | Flamingo Wash | 3 | 2.141 | 13.016 | 10.823 | 5.581 | 1.049 | 0.864 | 0 | 0.726 | 1.979 | 1.466 | 1.261 | 3.142 | 18.234 | QE_06 | 0.726 | 1.7751 | 0.96511 | 5.2347 | 2.5051 | 3.2685 | 3.2685 | Plant Flow | 3.2685 | Plant Flow | 3.2685 | Plant Flow |  | 365 | 0.00054498 | 0.16674 | 0.16674 | 0.16674 | 3 | 4 | 0 | 0 | 39 | 1 | 0 | 0 | 0.788 | 32 | 0 | 0 | 0.0002116 | 5.558e-05 | DMR | [16 empty] | 0.0094723 | 2.8981 | 2.8981 | 2.8981 | 0.0036778 | 0.00096603 | NO | PlantFlow
2020 | VENETIAN HOTEL AND CASINO | 110004306938 | NV0022888 | LAS VEGAS | CLARK COUNTY | NV |  | 36.1221 | -115.1714 |  | 7011 | Hotels and Motels | 721199 | All Other Traveler Accommodation | NAICS/SIC Not Provided | NAICS/SIC Not Provided | Waste Handling, Treatment, and Disposal (Remediation or Monitoring) | 6 | 0.063978 | NV0022888 | City of Las Vegas-Las Vegas Wash | 1.5E+11 | Uncertain, possibly a remediation site | NV0022888 |  |  | 2023 | 1.5E+13 | LAS VEGAS WASH VIA CLARK COUNTY STORM DRAIN SYSTEM | 0.864 | 0.864 | 0.056359 | NPDES | 0.864 | 1.3368 | 22069994 | Flamingo Wash | 3 | 2.141 | 13.016 | 10.823 | 5.581 | 1.049 | 0.864 | 0 | 0.726 | 1.979 | 1.466 | 1.261 | 3.142 | 18.234 | QE_06 | 0.726 | 1.7751 | 0.96511 | 5.2347 | 2.5051 | 3.2685 | 3.2685 | Plant Flow | 3.2685 | Plant Flow | 3.2685 | Plant Flow |  | 365 | 0.00017528 | 0.053628 | 0.053628 | 0.053628 | 3 | 4 | 0 | 0 | 39 | 1 | 0 | 0 | 0.788 | 32 | 0 | 0 | 6.8056e-05 | 1.7876e-05 | DMR | [16 empty] | 0.0030466 | 0.93211 | 0.93211 | 0.93211 | 0.0011829 | 0.0003107 | NO | PlantFlow
2021 | VENETIAN HOTEL AND CASINO | 110004306938 | NV0022888 | LAS VEGAS | CLARK COUNTY | NV |  | 36.1221 | -115.1714 |  | 7011 | Hotels and Motels | 721199 | All Other Traveler Accommodation | NAICS/SIC Not Provided | NAICS/SIC Not Provided | Waste Handling, Treatment, and Disposal (Remediation or Monitoring) | 6 | 0.26436 | NV0022888 | City of Las Vegas-Las Vegas Wash | 1.5E+11 | Uncertain, possibly a remediation site | NV0022888 |  |  | 2023 | 1.5E+13 | LAS VEGAS WASH VIA CLARK COUNTY STORM DRAIN SYSTEM | 0.864 | 0.864 | 0.056359 | NPDES | 0.864 | 1.3368 | 22069994 | Flamingo Wash | 3 | 2.141 | 13.016 | 10.823 | 5.581 | 1.049 | 0.864 | 0 | 0.726 | 1.979 | 1.466 | 1.261 | 3.142 | 18.234 | QE_06 | 0.726 | 1.7751 | 0.96511 | 5.2347 | 2.5051 | 3.2685 | 3.2685 | Plant Flow | 3.2685 | Plant Flow | 3.2685 | Plant Flow |  | 365 | 0.00072427 | 0.22159 | 0.22159 | 0.22159 | 3 | 4 | 0 | 0 | 39 | 1 | 0 | 0 | 0.788 | 32 | 0 | 0 | 0.00028121 | 7.3864e-05 | DMR | [16 empty] | 0.012588 | 3.8515 | 3.8515 | 3.8515 | 0.0048877 | 0.0012838 | NO | PlantFlow
2022 | VENETIAN HOTEL AND CASINO | 110004306938 | NV0022888 | LAS VEGAS | CLARK COUNTY | NV |  | 36.1221 | -115.1714 |  | 7011 | Hotels and Motels | 721199 | All Other Traveler Accommodation | NAICS/SIC Not Provided | NAICS/SIC Not Provided | Waste Handling, Treatment, and Disposal (Remediation or Monitoring) | 5 | 0.63355 | NV0022888 | City of Las Vegas-Las Vegas Wash | 1.5E+11 | Uncertain, possibly a remediation site | NV0022888 |  |  | 2023 | 1.5E+13 | LAS VEGAS WASH VIA CLARK COUNTY STORM DRAIN SYSTEM | 0.864 | 0.864 | 0.056359 | NPDES | 0.864 | 1.3368 | 22069994 | Flamingo Wash | 3 | 2.141 | 13.016 | 10.823 | 5.581 | 1.049 | 0.864 | 0 | 0.726 | 1.979 | 1.466 | 1.261 | 3.142 | 18.234 | QE_06 | 0.726 | 1.7751 | 0.96511 | 5.2347 | 2.5051 | 3.2685 | 3.2685 | Plant Flow | 3.2685 | Plant Flow | 3.2685 | Plant Flow |  | 365 | 0.0017358 | 0.53106 | 0.53106 | 0.53106 | 3 | 4 | 0 | 0 | 39 | 1 | 0 | 0 | 0.788 | 32 | 0 | 0 | 0.00067393 | 0.00017702 | DMR | [16 empty] | 0.030169 | 9.2303 | 9.2303 | 9.2303 | 0.011714 | 0.0030768 | NO | PlantFlow
2019 | SANTA ROSA WATER - LAGUNA TREATMENT PLANT | 110000730460 | CA0022764 | SANTA ROSA | SONOMA | CA |  | 38.3688 | -122.7686 |  | 4952 | Sewerage Systems | 221320 | Sewage Treatment Facilities | IS4 | Utilities | Waste Handling, Treatment, and Disposal (POTW) | 4 | 11.2074 | CA0022764 | Upper Laguna De Santa Rosa | 1.8E+11 | NAICS/SIC indication | CAL022764 | CA0022764 |  | 2023 | 1.8E+13 | LAGUNA DE SANTA ROSA, SANTA ROSA CREEK | 64 |  | 1.4233 | NPDES | 1.4233 | 2.2022 | 8273639 | Santa Rosa Creek | 4 | 93.428 | 270.081 | 279.543 | 228.629 | 120.806 | 68.576 | 43.448 | 15.482 | 5.188 | 6.338 | 8.023 | 22.59 | 108.976 | QE_08 | 5.188 | 12.6846 | 7.391 | 228.4303 | 45.9741 | 5.3844 | 12.6846 | 30Q5 Flow | 45.9741 | HM Flow | 7.391 | 7Q10 Flow |  | 365 | 0.030705 | 4.1544 | 2.4207 | 0.66788 | 3 | 4 | 0 | 0 | 39 | 1 | 0 | 0 | 0.788 | 32 | 0 | 0 | 0.0052721 | 0.0013848 | DMR | [16 empty] | 0.53368 | 72.2071 | 42.0735 | 11.6084 | 0.091633 | 0.024069 | NO | NHDPlus
2019 | US DOE KANSAS CITY PLANT | 110017979810 | MO0004863 | KANSAS CITY | JACKSON | MO |  | 38.959 | -94.5766 |  | 6552 | Subdividers and Developers, Nec | 237210 | Land Subdivision | IS5 | Construction | Waste Handling, Treatment, and Disposal (Remediation or Monitoring) | 4 | 1.2852 | MO0004863 | Brush Creek-Blue River | 1.03E+11 | NAICS sounds like Groundwater Remediation or Groundwater/Surfacewater monitoring | MO0004863 |  |  | 2023 | 1.03E+13 | BLUE R., TRIBUTARY TO BLUE R., TRIBUTARY TO INDIAN CR. |  |  | 0.050726 | NPDES | 0.050726 | 0.078485 | 4392653 |  | 1 | 3.979 | 2.956 | 4.475 | 11.69 | 10.176 | 6.904 | 5.518 | 3.243 | 1.485 | 1.865 | 2.614 | 6.883 | 4.504 | QE_08 | 1.485 | 3.6308 | 2.0245 | 9.7286 | 5.0551 | 0.1919 | 3.6308 | 30Q5 Flow | 5.0551 | HM Flow | 2.0245 | 7Q10 Flow |  | 365 | 0.003521 | 1.7392 | 0.96977 | 0.69653 | 3 | 4 | 0 | 0 | 39 | 1 | 0 | 0 | 0.788 | 32 | 0 | 0 | 0.0022072 | 0.00057975 | DMR | [16 empty] | 0.061199 | 30.2298 | 16.8555 | 12.1064 | 0.038363 | 0.010077 | NO | NHDPlus
2023 | VENETIAN HOTEL AND CASINO | 110004306938 | NV0022888 | LAS VEGAS | CLARK COUNTY | NV |  | 36.1221 | -115.1714 |  | 7011 | Hotels and Motels | 721199 | All Other Traveler Accommodation | NAICS/SIC Not Provided | NAICS/SIC Not Provided | Waste Handling, Treatment, and Disposal (Remediation or Monitoring) | 4 | 0.75567 | NV0022888 | City of Las Vegas-Las Vegas Wash | 1.5E+11 | Uncertain, possibly a remediation site | NV0022888 |  |  | 2023 | 1.5E+13 | LAS VEGAS WASH VIA CLARK COUNTY STORM DRAIN SYSTEM | 0.864 | 0.864 | 0.056359 | NPDES | 0.864 | 1.3368 | 22069994 | Flamingo Wash | 3 | 2.141 | 13.016 | 10.823 | 5.581 | 1.049 | 0.864 | 0 | 0.726 | 1.979 | 1.466 | 1.261 | 3.142 | 18.234 | QE_06 | 0.726 | 1.7751 | 0.96511 | 5.2347 | 2.5051 | 3.2685 | 3.2685 | Plant Flow | 3.2685 | Plant Flow | 3.2685 | Plant Flow |  | 365 | 0.0020703 | 0.63343 | 0.63343 | 0.63343 | 3 | 4 | 0 | 0 | 39 | 1 | 0 | 0 | 0.788 | 32 | 0 | 0 | 0.00080384 | 0.00021114 | DMR | [16 empty] | 0.035984 | 11.0095 | 11.0095 | 11.0095 | 0.013972 | 0.0036698 | NO | PlantFlow
2019 | EQUISTAR CHEMICALS-LAPORTE | 110034641635 | TX0119792 | LAPORTE | HARRIS | TX |  | 29.7175 | -95.068 |  | 2869 | Industrial Organic Chemicals, Nec | 325998 | All Other Miscellaneous Chemical Product and Preparation Manufacturing | IS34 | All Other Chemical Product and Preparation Manufacturing | Waste Handling, Treatment, and Disposal (Remediation or Monitoring) | 4 | 8.895 | TX0119792 | Goose Creek-Frontal Galveston Bay | 1.2E+11 | No organochlorines are reported to 2022 TRI | TXR05N516 | TXR15900L | TX0119792 | 2023 | 1.2E+13 | SAN JACINTO BAY, UNNAMED DITCH |  | 1.97 | 1.4522 | NPDES | 1.97 | 3.048 | 1439509 |  | 1 | 4.391 | 8.276 | 7.931 | 5.39 | 3.124 | 3.349 | 3.3 | 0.844 | 0.588 | 0.399 | 0.686 | 2.211 | 7.536 | QE_09 | 0.399 | 0.97555 | 0.51935 | 10.7359 | 2.4993 | 7.4524 | 7.4524 | Plant Flow | 7.4524 | Plant Flow | 7.4524 | Plant Flow |  | 365 | 0.02437 | 3.2701 | 3.2701 | 3.2701 | 3 | 4 | 0 | 0 | 39 | 1 | 0 | 0 | 0.788 | 32 | 0 | 0 | 0.0041498 | 0.00109 | DMR | [16 empty] | 0.42357 | 56.837 | 56.837 | 56.837 | 0.072128 | 0.018946 | NO | PlantFlow
2019 | IBM CORPORATION | 110000749021 | VA0085901 | MANASSAS | MANASSAS CITY | VA |  | 38.7488 | -77.5114 |  | 4959 | Sanitary Services, Nec | 562998 | All Other Miscellaneous Waste Management Services | IS47 | Services | Waste Handling, Treatment, and Disposal (Remediation or Monitoring) | 4 | 0.059402 | VA0085901 | Rocky Branch-Broad Run | 020700100504 | NAICS/SIC indicates Disposal or Remediation | VA0085901 |  |  | 2023 | 02070010000000 | BROAD RUN-ROCKY BRANCH, CANNON BRANCH, FLAT BRANCH |  | 0.2 | 0.073563 | NPDES | 0.2 | 0.30945 | 22339295 |  | 1 | 0.426 | 2.517 | 6.972 | 4.622 | 0.636 | 0.605 | 0.538 | 0.373 | 0.319 | 0.542 | 0.637 | 0.459 | 0.691 | QE_08 | 0.319 | 0.77995 | 0.41197 | 1.0416 | 0.72957 | 0.75659 | 0.77995 | 30Q5 Flow | 0.75659 | Plant Flow | 0.75659 | Plant Flow |  | 365 | 0.00016275 | 0.2151 | 0.20866 | 0.2151 | 3 | 4 | 0 | 0 | 39 | 1 | 0 | 0 | 0.788 | 32 | 0 | 0 | 0.00027297 | 7.1701e-05 | DMR | [16 empty] | 0.0028287 | 3.7387 | 3.6267 | 3.7387 | 0.0047445 | 0.0012462 | NO | NHDPlus
2020 | IBM CORPORATION | 110000749021 | VA0085901 | MANASSAS | MANASSAS CITY | VA |  | 38.7488 | -77.5114 |  | 4959 | Sanitary Services, Nec | 562998 | All Other Miscellaneous Waste Management Services | IS47 | Services | Waste Handling, Treatment, and Disposal (Remediation or Monitoring) | 4 | 0.020135 | VA0085901 | Rocky Branch-Broad Run | 020700100504 | NAICS/SIC indicates Disposal or Remediation | VA0085901 |  |  | 2023 | 02070010000000 | BROAD RUN-ROCKY BRANCH, CANNON BRANCH, FLAT BRANCH |  | 0.2 | 0.073563 | NPDES | 0.2 | 0.30945 | 22339295 |  | 1 | 0.426 | 2.517 | 6.972 | 4.622 | 0.636 | 0.605 | 0.538 | 0.373 | 0.319 | 0.542 | 0.637 | 0.459 | 0.691 | QE_08 | 0.319 | 0.77995 | 0.41197 | 1.0416 | 0.72957 | 0.75659 | 0.77995 | 30Q5 Flow | 0.75659 | Plant Flow | 0.75659 | Plant Flow |  | 365 | 5.5165e-05 | 0.072912 | 0.070728 | 0.072912 | 3 | 4 | 0 | 0 | 39 | 1 | 0 | 0 | 0.788 | 32 | 0 | 0 | 9.2528e-05 | 2.4304e-05 | DMR | [16 empty] | 0.00095881 | 1.2673 | 1.2293 | 1.2673 | 0.0016082 | 0.00042243 | NO | NHDPlus
2021 | IBM CORPORATION | 110000749021 | VA0085901 | MANASSAS | MANASSAS CITY | VA |  | 38.7488 | -77.5114 |  | 4959 | Sanitary Services, Nec | 562998 | All Other Miscellaneous Waste Management Services | IS47 | Services | Waste Handling, Treatment, and Disposal (Remediation or Monitoring) | 4 | 0.029764 | VA0085901 | Rocky Branch-Broad Run | 020700100504 | NAICS/SIC indicates Disposal or Remediation | VA0085901 |  |  | 2023 | 02070010000000 | BROAD RUN-ROCKY BRANCH, CANNON BRANCH, FLAT BRANCH |  | 0.2 | 0.073563 | NPDES | 0.2 | 0.30945 | 22339295 |  | 1 | 0.426 | 2.517 | 6.972 | 4.622 | 0.636 | 0.605 | 0.538 | 0.373 | 0.319 | 0.542 | 0.637 | 0.459 | 0.691 | QE_08 | 0.319 | 0.77995 | 0.41197 | 1.0416 | 0.72957 | 0.75659 | 0.77995 | 30Q5 Flow | 0.75659 | Plant Flow | 0.75659 | Plant Flow |  | 365 | 8.1544e-05 | 0.10778 | 0.10455 | 0.10778 | 3 | 4 | 0 | 0 | 39 | 1 | 0 | 0 | 0.788 | 32 | 0 | 0 | 0.00013677 | 3.5926e-05 | DMR | [16 empty] | 0.0014173 | 1.8733 | 1.8172 | 1.8733 | 0.0023773 | 0.00062443 | NO | NHDPlus
2022 | IBM CORPORATION | 110000749021 | VA0085901 | MANASSAS | MANASSAS CITY | VA |  | 38.7488 | -77.5114 |  | 4959 | Sanitary Services, Nec | 562998 | All Other Miscellaneous Waste Management Services | IS47 | Services | Waste Handling, Treatment, and Disposal (Remediation or Monitoring) | 4 | 0.042447 | VA0085901 | Rocky Branch-Broad Run | 020700100504 | NAICS/SIC indicates Disposal or Remediation | VA0085901 |  |  | 2023 | 02070010000000 | BROAD RUN-ROCKY BRANCH, CANNON BRANCH, FLAT BRANCH |  | 0.2 | 0.073563 | NPDES | 0.2 | 0.30945 | 22339295 |  | 1 | 0.426 | 2.517 | 6.972 | 4.622 | 0.636 | 0.605 | 0.538 | 0.373 | 0.319 | 0.542 | 0.637 | 0.459 | 0.691 | QE_08 | 0.319 | 0.77995 | 0.41197 | 1.0416 | 0.72957 | 0.75659 | 0.77995 | 30Q5 Flow | 0.75659 | Plant Flow | 0.75659 | Plant Flow |  | 365 | 0.00011629 | 0.1537 | 0.1491 | 0.1537 | 3 | 4 | 0 | 0 | 39 | 1 | 0 | 0 | 0.788 | 32 | 0 | 0 | 0.00019506 | 5.1235e-05 | DMR | [16 empty] | 0.0020213 | 2.6715 | 2.5915 | 2.6715 | 0.0033903 | 0.00089051 | NO | NHDPlus
2023 | IBM CORPORATION | 110000749021 | VA0085901 | MANASSAS | MANASSAS CITY | VA |  | 38.7488 | -77.5114 |  | 4959 | Sanitary Services, Nec | 562998 | All Other Miscellaneous Waste Management Services | IS47 | Services | Waste Handling, Treatment, and Disposal (Remediation or Monitoring) | 4 | 0.050727 | VA0085901 | Rocky Branch-Broad Run | 020700100504 | NAICS/SIC indicates Disposal or Remediation | VA0085901 |  |  | 2023 | 02070010000000 | BROAD RUN-ROCKY BRANCH, CANNON BRANCH, FLAT BRANCH |  | 0.2 | 0.073563 | NPDES | 0.2 | 0.30945 | 22339295 |  | 1 | 0.426 | 2.517 | 6.972 | 4.622 | 0.636 | 0.605 | 0.538 | 0.373 | 0.319 | 0.542 | 0.637 | 0.459 | 0.691 | QE_08 | 0.319 | 0.77995 | 0.41197 | 1.0416 | 0.72957 | 0.75659 | 0.77995 | 30Q5 Flow | 0.75659 | Plant Flow | 0.75659 | Plant Flow |  | 365 | 0.00013898 | 0.18369 | 0.17819 | 0.18369 | 3 | 4 | 0 | 0 | 39 | 1 | 0 | 0 | 0.788 | 32 | 0 | 0 | 0.00023311 | 6.123e-05 | DMR | [16 empty] | 0.0024156 | 3.1927 | 3.0971 | 3.1927 | 0.0040516 | 0.0010642 | NO | NHDPlus
2023 | INGLEWOOD OIL FIELD | 110064624018 | CA0057827 | LOS ANGELES | LOS ANGELES | CA |  | 33.9901 | -118.3636 |  | 2911 | Petroleum Refining | 324110 | Petroleum Refineries | IS11 | Petroleum Refineries | Waste Handling, Treatment, and Disposal (Remediation or Monitoring) | 3 | 0.39063 | CA0057827 | Ballona Creek | 1.81E+11 | Uncertain, possibly a remediation site | CA0057827 |  |  | 2023 | 1.81E+13 | BALLONA CREEK (REACH 2), CENTINELA CREEK, BALLONA CREEK REACH 2 | 7.55 |  | 0.038264 | NPDES | 0.038264 | 0.059203 | 20365205 | Ballona Creek | 1 | 5.098 | 13.095 | 16.446 | 17.839 | 6.685 | 2.341 | 1.592 | 0.686 | 0.256 | 0.673 | 1 | 4.285 | 8.934 | QE_08 | 0.256 | 0.62592 | 0.32806 | 12.4645 | 2.0814 | 0.14475 | 0.62592 | 30Q5 Flow | 2.0814 | HM Flow | 0.32806 | 7Q10 Flow |  | 365 | 0.0010702 | 3.2623 | 1.7098 | 0.51418 | 3 | 4 | 0 | 0 | 39 | 1 | 0 | 0 | 0.788 | 32 | 0 | 0 | 0.00414 | 0.0010874 | DMR | [16 empty] | 0.018601 | 56.7016 | 29.7184 | 8.9369 | 0.071956 | 0.018901 | NO | NHDPlus
2020 | IMTT-ILLINOIS LLC | 110018199377 | IL0005126 | LEMONT | COOK | IL |  | 41.6928 | -87.9511 |  | 4226 | Special Warehousing and Storage, Nec | 493190 | Other Warehousing and Storage | IS46 | Wholesale and Retail Trade | Waste Handling, Treatment, and Disposal (Remediation or Monitoring) | 3 | 0.43552 | IL0005126 | Maple Lake-Chicago Sanitary and Ship Canal | 071200040705 | Probably just monitoring | IL0005126 | ILG870417 | ILG103034 | 2023 | 07120000000000 | CALUMET SAG CHANNEL, ILLINOIS AND MICHIGAN CANAL |  |  | 0.107 | NPDES | 0.107 | 0.16555 | 14786259 | Calumet Sag Channel | 4 | 479.912 | 523.374 | 537.553 | 435.991 | 708.902 | 613.507 | 564.159 | 425.429 | 363.458 | 335.501 | 267.52 | 328.069 | 500.213 | QE_10 | 267.52 | 654.0831 | 437.861 | 1173.379 | 948.7665 | 0.40478 | 654.0831 | 30Q5 Flow | 948.7665 | HM Flow | 437.861 | 7Q10 Flow |  | 365 | 0.0011932 | 0.0027251 | 0.0018242 | 0.0012576 | 3 | 4 | 0 | 0 | 39 | 1 | 0 | 0 | 0.788 | 32 | 0 | 0 | 3.4582e-06 | 9.0835e-07 | DMR | [16 empty] | 0.020739 | 0.047364 | 0.031707 | 0.021859 | 6.0107e-05 | 1.5788e-05 | NO | NHDPlus
2021 | IMTT-ILLINOIS LLC | 110018199377 | IL0005126 | LEMONT | COOK | IL |  | 41.6928 | -87.9511 |  | 4226 | Special Warehousing and Storage, Nec | 493190 | Other Warehousing and Storage | IS46 | Wholesale and Retail Trade | Waste Handling, Treatment, and Disposal (Remediation or Monitoring) | 3 | 85.5015 | IL0005126 | Maple Lake-Chicago Sanitary and Ship Canal | 071200040705 | Probably just monitoring | IL0005126 | ILG870417 | ILG103034 | 2023 | 07120000000000 | CALUMET SAG CHANNEL, ILLINOIS AND MICHIGAN CANAL |  |  | 0.107 | NPDES | 0.107 | 0.16555 | 14786259 | Calumet Sag Channel | 4 | 479.912 | 523.374 | 537.553 | 435.991 | 708.902 | 613.507 | 564.159 | 425.429 | 363.458 | 335.501 | 267.52 | 328.069 | 500.213 | QE_10 | 267.52 | 654.0831 | 437.861 | 1173.379 | 948.7665 | 0.40478 | 654.0831 | 30Q5 Flow | 948.7665 | HM Flow | 437.861 | 7Q10 Flow |  | 365 | 0.23425 | 0.53499 | 0.35814 | 0.2469 | 3 | 4 | 0 | 0 | 39 | 1 | 0 | 0 | 0.788 | 32 | 0 | 0 | 0.00067892 | 0.00017833 | DMR | [16 empty] | 4.0715 | 9.2986 | 6.2247 | 4.2914 | 0.0118 | 0.0030995 | NO | NHDPlus
2022 | IMTT-ILLINOIS LLC | 110018199377 | IL0005126 | LEMONT | COOK | IL |  | 41.6928 | -87.9511 |  | 4226 | Special Warehousing and Storage, Nec | 493190 | Other Warehousing and Storage | IS46 | Wholesale and Retail Trade | Waste Handling, Treatment, and Disposal (Remediation or Monitoring) | 3 | 0.27851 | IL0005126 | Maple Lake-Chicago Sanitary and Ship Canal | 071200040705 | Probably just monitoring | IL0005126 | ILG870417 | ILG103034 | 2023 | 07120000000000 | CALUMET SAG CHANNEL, ILLINOIS AND MICHIGAN CANAL |  |  | 0.107 | NPDES | 0.107 | 0.16555 | 14786259 | Calumet Sag Channel | 4 | 479.912 | 523.374 | 537.553 | 435.991 | 708.902 | 613.507 | 564.159 | 425.429 | 363.458 | 335.501 | 267.52 | 328.069 | 500.213 | QE_10 | 267.52 | 654.0831 | 437.861 | 1173.379 | 948.7665 | 0.40478 | 654.0831 | 30Q5 Flow | 948.7665 | HM Flow | 437.861 | 7Q10 Flow |  | 365 | 0.00076305 | 0.0017427 | 0.0011666 | 0.00080426 | 3 | 4 | 0 | 0 | 39 | 1 | 0 | 0 | 0.788 | 32 | 0 | 0 | 2.2115e-06 | 5.8089e-07 | DMR | [16 empty] | 0.013263 | 0.030289 | 0.020277 | 0.013979 | 3.8438e-05 | 1.0096e-05 | NO | NHDPlus
2023 | IMTT-ILLINOIS LLC | 110018199377 | IL0005126 | LEMONT | COOK | IL |  | 41.6928 | -87.9511 |  | 4226 | Special Warehousing and Storage, Nec | 493190 | Other Warehousing and Storage | IS46 | Wholesale and Retail Trade | Waste Handling, Treatment, and Disposal (Remediation or Monitoring) | 3 | 0.23111 | IL0005126 | Maple Lake-Chicago Sanitary and Ship Canal | 071200040705 | Probably just monitoring | IL0005126 | ILG870417 | ILG103034 | 2023 | 07120000000000 | CALUMET SAG CHANNEL, ILLINOIS AND MICHIGAN CANAL |  |  | 0.107 | NPDES | 0.107 | 0.16555 | 14786259 | Calumet Sag Channel | 4 | 479.912 | 523.374 | 537.553 | 435.991 | 708.902 | 613.507 | 564.159 | 425.429 | 363.458 | 335.501 | 267.52 | 328.069 | 500.213 | QE_10 | 267.52 | 654.0831 | 437.861 | 1173.379 | 948.7665 | 0.40478 | 654.0831 | 30Q5 Flow | 948.7665 | HM Flow | 437.861 | 7Q10 Flow |  | 365 | 0.00063317 | 0.0014461 | 0.00096803 | 0.00066736 | 3 | 4 | 0 | 0 | 39 | 1 | 0 | 0 | 0.788 | 32 | 0 | 0 | 1.8351e-06 | 4.8202e-07 | DMR | [16 empty] | 0.011005 | 0.025134 | 0.016825 | 0.011599 | 3.1896e-05 | 8.378e-06 | NO | NHDPlus
2020 | CECOS INTERNATIONAL INC | 110000613685 | LA0058882 | WESTLAKE | CALCASIEU | LA |  | 30.3219 | -93.3007 |  | 4953 | Refuse Systems | 562920 | Materials Recovery Facilities | IS47 | Services | Waste Handling, Treatment, and Disposal (non-POTW WWT) | 3 | 1.0431 | LA0058882 | Little River | 080802050501 | NAICS/SIC indication | LA0058882 |  |  | 2023 | 08080210000000 | 0317 |  | 0.314 | 0.0038333 | NPDES | 0.314 | 0.48583 | 15075370 | Little River | 2 | 49.057 | 92.764 | 78.529 | 60.232 | 47.74 | 42.948 | 27.976 | 14.607 | 13.125 | 20.78 | 51.355 | 99.449 | 81.204 | QE_08 | 13.125 | 32.0905 | 19.3194 | 119.9438 | 57.6132 | 1.1878 | 32.0905 | 30Q5 Flow | 57.6132 | HM Flow | 19.3194 | 7Q10 Flow |  | 365 | 0.0028577 | 0.14792 | 0.089051 | 0.049601 | 3 | 4 | 0 | 0 | 39 | 1 | 0 | 0 | 0.788 | 32 | 0 | 0 | 0.00018771 | 4.9306e-05 | DMR | [16 empty] | 0.049669 | 2.5709 | 1.5478 | 0.86211 | 0.0032626 | 0.00085698 | NO | NHDPlus
2021 | CECOS INTERNATIONAL INC | 110000613685 | LA0058882 | WESTLAKE | CALCASIEU | LA |  | 30.3219 | -93.3007 |  | 4953 | Refuse Systems | 562920 | Materials Recovery Facilities | IS47 | Services | Waste Handling, Treatment, and Disposal (non-POTW WWT) | 3 | 0.60787 | LA0058882 | Little River | 080802050501 | NAICS/SIC indication | LA0058882 |  |  | 2023 | 08080210000000 | 0317 |  | 0.314 | 0.0038333 | NPDES | 0.314 | 0.48583 | 15075370 | Little River | 2 | 49.057 | 92.764 | 78.529 | 60.232 | 47.74 | 42.948 | 27.976 | 14.607 | 13.125 | 20.78 | 51.355 | 99.449 | 81.204 | QE_08 | 13.125 | 32.0905 | 19.3194 | 119.9438 | 57.6132 | 1.1878 | 32.0905 | 30Q5 Flow | 57.6132 | HM Flow | 19.3194 | 7Q10 Flow |  | 365 | 0.0016654 | 0.086204 | 0.051897 | 0.028907 | 3 | 4 | 0 | 0 | 39 | 1 | 0 | 0 | 0.788 | 32 | 0 | 0 | 0.0001094 | 2.8735e-05 | DMR | [16 empty] | 0.028946 | 1.4983 | 0.90202 | 0.50242 | 0.0019014 | 0.00049943 | NO | NHDPlus
2022 | CECOS INTERNATIONAL INC | 110000613685 | LA0058882 | WESTLAKE | CALCASIEU | LA |  | 30.3219 | -93.3007 |  | 4953 | Refuse Systems | 562920 | Materials Recovery Facilities | IS47 | Services | Waste Handling, Treatment, and Disposal (non-POTW WWT) | 3 | 0.94289 | LA0058882 | Little River | 080802050501 | NAICS/SIC indication | LA0058882 |  |  | 2023 | 08080210000000 | 0317 |  | 0.314 | 0.0038333 | NPDES | 0.314 | 0.48583 | 15075370 | Little River | 2 | 49.057 | 92.764 | 78.529 | 60.232 | 47.74 | 42.948 | 27.976 | 14.607 | 13.125 | 20.78 | 51.355 | 99.449 | 81.204 | QE_08 | 13.125 | 32.0905 | 19.3194 | 119.9438 | 57.6132 | 1.1878 | 32.0905 | 30Q5 Flow | 57.6132 | HM Flow | 19.3194 | 7Q10 Flow |  | 365 | 0.0025833 | 0.13371 | 0.080499 | 0.044838 | 3 | 4 | 0 | 0 | 39 | 1 | 0 | 0 | 0.788 | 32 | 0 | 0 | 0.00016969 | 4.4571e-05 | DMR | [16 empty] | 0.0449 | 2.3241 | 1.3992 | 0.77933 | 0.0029493 | 0.00077469 | NO | NHDPlus
2023 | BAKER PETROLITE LLC - RAYNE BLEND PLANT | 110000449435 | LA0064661 | RAYNE | ACADIA | LA |  | 30.2308 | -92.3067 |  | 5169 | Chemicals and Allied Products, Nec | 425120 | Wholesale Trade Agents and Brokers | IS46 | Wholesale and Retail Trade | Waste Handling, Treatment, and Disposal (Remediation or Monitoring) | 3 | 0.00034542 | LA0064661 | Bayou Blanc-Bayou Plaquemine Brule | 080802010206 | No organochlorines are reported to 2022 TRI | LA0064661 |  |  | 2023 | 08080200000000 | BAYOU BLANC-BAYOU PLAQUEMINE BRULE |  | 0.029287 | 0.55625 | NPDES | 0.029287 | 0.045314 | 15139945 |  | 1 | 4.992 | 9.044 | 8.135 | 6.566 | 5.998 | 4.57 | 2.737 | 1.124 | 1.015 | 1.667 | 4.33 | 14.459 | 7.612 | QE_08 | 1.015 | 2.4817 | 1.3653 | 12.2054 | 4.5278 | 0.11079 | 2.4817 | 30Q5 Flow | 4.5278 | HM Flow | 1.3653 | 7Q10 Flow |  | 365 | 9.4635e-07 | 0.00069314 | 0.00038134 | 0.00020901 | 3 | 4 | 0 | 0 | 39 | 1 | 0 | 0 | 0.788 | 32 | 0 | 0 | 8.7962e-07 | 2.3105e-07 | DMR | [16 empty] | 1.6449e-05 | 0.012047 | 0.006628 | 0.0036328 | 1.5289e-05 | 4.0158e-06 | NO | NHDPlus
2021 | NPC SERVICES, INC.- PETRO-PROCESSORS OF LOUISIANA, INC. SITE | 110064644782 | LA0066214 | BATON ROUGE | EAST BATON ROUGE | LA |  | 30.5845 | -91.2475 |  | 4953 | Refuse Systems | 562920 | Materials Recovery Facilities | IS47 | Services | Waste Handling, Treatment, and Disposal (non-POTW WWT) | 3 | 0.024584 | LA0066214 | Cypress Bayou-Bayou Baton Rouge | 080702010401 | NAICS/SIC indication | LA0066214 |  |  | 2023 | 08070200000000 | BAYOU BATON ROUGE, LOCAL DRAINAGE | 0.1218 | 0.1218 | 0.027987 | NPDES | 0.1218 | 0.18845 | 19053444 | Bayou Baton Rouge | 2 | 30.436 | 52.086 | 52.785 | 44.998 | 47.562 | 29.49 | 17.622 | 8.362 | 8.376 | 9.812 | 17.276 | 48.912 | 40.658 | QE_07 | 8.362 | 20.445 | 12.1147 | 74.4156 | 35.529 | 0.46076 | 20.445 | 30Q5 Flow | 35.529 | HM Flow | 12.1147 | 7Q10 Flow |  | 365 | 6.7353e-05 | 0.0055596 | 0.0032943 | 0.0018957 | 3 | 4 | 0 | 0 | 39 | 1 | 0 | 0 | 0.788 | 32 | 0 | 0 | 7.0553e-06 | 1.8532e-06 | DMR | [16 empty] | 0.0011707 | 0.096631 | 0.057259 | 0.032949 | 0.00012263 | 3.221e-05 | NO | NHDPlus
2019 | WESTINGHOUSE ELECTRIC CO. L.L.C. | 110000440416 | MO0000761 | HEMATITE | JEFFERSON | MO |  | 38.2092 | -90.4769 |  | 1795 | Wrecking and Demolition Work | 238910 | Site Preparation Contractors | IS5 | Construction | Waste Handling, Treatment, and Disposal (Remediation or Monitoring) | 3 | 6.4206 | MO0000761 | Middle Joachim Creek | 071401010802 | NAICS sounds like Groundwater Remediation or Groundwater/Surfacewater monitoring | MO0000761 |  |  | 2023 | 07140100000000 | TRIBUTARY TO JOACHIM CREEK |  |  | 0.00023 | NPDES | 0.00023 | 0.00035586 | 3627483 |  | 1 | 1.389 | 2.161 | 2.607 | 32.15 | 3.872 | 1.469 | 0.756 | 0.387 | 0.218 | 0.355 | 0.337 | 2.704 | 1.619 | QE_08 | 0.218 | 0.53301 | 0.27778 | 3.3961 | 1.0265 | 0.00087008 | 0.53301 | 30Q5 Flow | 1.0265 | HM Flow | 0.27778 | 7Q10 Flow | EffluentConc | 365 | 0.017591 | 1 | 1 | 1 | 3 | 4 | 0 | 0 | 39 | 1 | 0 | 0 | 0.788 | 32 | 0 | 0 | 0.001269 | 0.00033333 | DMR | [16 empty] | 0.30575 | 1 | 573.6225 | 297.8397 | 0.001269 | 0.00033333 | NO | Effluent
2021 | WESTINGHOUSE ELECTRIC CO. L.L.C. | 110000440416 | MO0000761 | HEMATITE | JEFFERSON | MO |  | 38.2092 | -90.4769 |  | 1795 | Wrecking and Demolition Work | 238910 | Site Preparation Contractors | IS5 | Construction | Waste Handling, Treatment, and Disposal (Remediation or Monitoring) | 3 | 4.2773 | MO0000761 | Middle Joachim Creek | 071401010802 | NAICS sounds like Groundwater Remediation or Groundwater/Surfacewater monitoring | MO0000761 |  |  | 2023 | 07140100000000 | TRIBUTARY TO JOACHIM CREEK |  |  | 0.00023 | NPDES | 0.00023 | 0.00035586 | 3627483 |  | 1 | 1.389 | 2.161 | 2.607 | 32.15 | 3.872 | 1.469 | 0.756 | 0.387 | 0.218 | 0.355 | 0.337 | 2.704 | 1.619 | QE_08 | 0.218 | 0.53301 | 0.27778 | 3.3961 | 1.0265 | 0.00087008 | 0.53301 | 30Q5 Flow | 1.0265 | HM Flow | 0.27778 | 7Q10 Flow | EffluentConc | 365 | 0.011719 | 1 | 1 | 1 | 3 | 4 | 0 | 0 | 39 | 1 | 0 | 0 | 0.788 | 32 | 0 | 0 | 0.001269 | 0.00033333 | DMR | [16 empty] | 0.20368 | 1 | 382.1359 | 198.4149 | 0.001269 | 0.00033333 | NO | Effluent
2021 | US DOE KANSAS CITY PLANT | 110017979810 | MO0004863 | KANSAS CITY | JACKSON | MO |  | 38.959 | -94.5766 |  | 6552 | Subdividers and Developers, Nec | 237210 | Land Subdivision | IS5 | Construction | Waste Handling, Treatment, and Disposal (Remediation or Monitoring) | 3 | 0.19066 | MO0004863 | Brush Creek-Blue River | 1.03E+11 | NAICS sounds like Groundwater Remediation or Groundwater/Surfacewater monitoring | MO0004863 |  |  | 2023 | 1.03E+13 | BLUE R., TRIBUTARY TO BLUE R., TRIBUTARY TO INDIAN CR. |  |  | 0.050726 | NPDES | 0.050726 | 0.078485 | 4392653 |  | 1 | 3.979 | 2.956 | 4.475 | 11.69 | 10.176 | 6.904 | 5.518 | 3.243 | 1.485 | 1.865 | 2.614 | 6.883 | 4.504 | QE_08 | 1.485 | 3.6308 | 2.0245 | 9.7286 | 5.0551 | 0.1919 | 3.6308 | 30Q5 Flow | 5.0551 | HM Flow | 2.0245 | 7Q10 Flow |  | 365 | 0.00052235 | 0.25802 | 0.14386 | 0.10333 | 3 | 4 | 0 | 0 | 39 | 1 | 0 | 0 | 0.788 | 32 | 0 | 0 | 0.00032743 | 8.6006e-05 | DMR | [16 empty] | 0.0090789 | 4.4846 | 2.5005 | 1.796 | 0.0056911 | 0.0014949 | NO | NHDPlus
2022 | US DOE KANSAS CITY PLANT | 110017979810 | MO0004863 | KANSAS CITY | JACKSON | MO |  | 38.959 | -94.5766 |  | 6552 | Subdividers and Developers, Nec | 237210 | Land Subdivision | IS5 | Construction | Waste Handling, Treatment, and Disposal (Remediation or Monitoring) | 3 | 0.12239 | MO0004863 | Brush Creek-Blue River | 1.03E+11 | NAICS sounds like Groundwater Remediation or Groundwater/Surfacewater monitoring | MO0004863 |  |  | 2023 | 1.03E+13 | BLUE R., TRIBUTARY TO BLUE R., TRIBUTARY TO INDIAN CR. |  |  | 0.050726 | NPDES | 0.050726 | 0.078485 | 4392653 |  | 1 | 3.979 | 2.956 | 4.475 | 11.69 | 10.176 | 6.904 | 5.518 | 3.243 | 1.485 | 1.865 | 2.614 | 6.883 | 4.504 | QE_08 | 1.485 | 3.6308 | 2.0245 | 9.7286 | 5.0551 | 0.1919 | 3.6308 | 30Q5 Flow | 5.0551 | HM Flow | 2.0245 | 7Q10 Flow |  | 365 | 0.00033531 | 0.16563 | 0.09235 | 0.066331 | 3 | 4 | 0 | 0 | 39 | 1 | 0 | 0 | 0.788 | 32 | 0 | 0 | 0.00021019 | 5.5209e-05 | DMR | [16 empty] | 0.005828 | 2.8788 | 1.6051 | 1.1529 | 0.0036533 | 0.00095959 | NO | NHDPlus
2023 | US DOE KANSAS CITY PLANT | 110017979810 | MO0004863 | KANSAS CITY | JACKSON | MO |  | 38.959 | -94.5766 |  | 6552 | Subdividers and Developers, Nec | 237210 | Land Subdivision | IS5 | Construction | Waste Handling, Treatment, and Disposal (Remediation or Monitoring) | 3 | 0.1565 | MO0004863 | Brush Creek-Blue River | 1.03E+11 | NAICS sounds like Groundwater Remediation or Groundwater/Surfacewater monitoring | MO0004863 |  |  | 2023 | 1.03E+13 | BLUE R., TRIBUTARY TO BLUE R., TRIBUTARY TO INDIAN CR. |  |  | 0.050726 | NPDES | 0.050726 | 0.078485 | 4392653 |  | 1 | 3.979 | 2.956 | 4.475 | 11.69 | 10.176 | 6.904 | 5.518 | 3.243 | 1.485 | 1.865 | 2.614 | 6.883 | 4.504 | QE_08 | 1.485 | 3.6308 | 2.0245 | 9.7286 | 5.0551 | 0.1919 | 3.6308 | 30Q5 Flow | 5.0551 | HM Flow | 2.0245 | 7Q10 Flow |  | 365 | 0.00042875 | 0.21179 | 0.11809 | 0.084817 | 3 | 4 | 0 | 0 | 39 | 1 | 0 | 0 | 0.788 | 32 | 0 | 0 | 0.00026877 | 7.0596e-05 | DMR | [16 empty] | 0.0074522 | 3.6811 | 2.0525 | 1.4742 | 0.0046714 | 0.001227 | NO | NHDPlus
2022 | ECO SERVICES OPERATIONS HOUSTON | 110000460901 | TX0007072 | HOUSTON | HARRIS | TX |  | 29.7181 | -95.2687 |  | 2819 | Industrial Inorganic Chemicals, Nec | 331313 | Alumina Refining and Primary Aluminum Production | IS38 | Primary Metal Manufacturing | Waste Handling, Treatment, and Disposal (Remediation or Monitoring) | 3 | 33.7731 | TX0007072 | Lower Sims Bayou | 1.2E+11 | 2022 TRI reports other OrganoCl as ancillary | TX0007072 |  |  | 2023 | 1.2E+13 | HOUSTON SHIP CHANNEL/BUFFALO BAYOU TIDAL | 1.44 | 1.44 | 0.3888 | NPDES | 1.44 | 2.228 | 1439589 | Brays Bayou | 2 | 113.402 | 236.527 | 228.386 | 158.907 | 121.028 | 102.278 | 119.605 | 50.639 | 52.407 | 61.568 | 61.184 | 65.069 | 158.992 | QE_07 | 50.639 | 123.8117 | 78.1664 | 277.2665 | 185.2401 | 5.4475 | 123.8117 | 30Q5 Flow | 185.2401 | HM Flow | 78.1664 | 7Q10 Flow |  | 365 | 0.092529 | 1.1837 | 0.74734 | 0.49951 | 3 | 4 | 0 | 0 | 39 | 1 | 0 | 0 | 0.788 | 32 | 0 | 0 | 0.0015022 | 0.00039458 | DMR | [16 empty] | 1.6082 | 20.5746 | 12.9894 | 8.6819 | 0.02611 | 0.0068582 | NO | NHDPlus
2021 | INGLEWOOD OIL FIELD | 110064624018 | CA0057827 | LOS ANGELES | LOS ANGELES | CA |  | 33.9901 | -118.3636 |  | 2911 | Petroleum Refining | 324110 | Petroleum Refineries | IS11 | Petroleum Refineries | Waste Handling, Treatment, and Disposal (Remediation or Monitoring) | 2 | 0.026387 | CA0057827 | Ballona Creek | 1.81E+11 | Uncertain, possibly a remediation site | CA0057827 |  |  | 2023 | 1.81E+13 | BALLONA CREEK (REACH 2), CENTINELA CREEK, BALLONA CREEK REACH 2 | 7.55 |  | 0.038264 | NPDES | 0.038264 | 0.059203 | 20365205 | Ballona Creek | 1 | 5.098 | 13.095 | 16.446 | 17.839 | 6.685 | 2.341 | 1.592 | 0.686 | 0.256 | 0.673 | 1 | 4.285 | 8.934 | QE_08 | 0.256 | 0.62592 | 0.32806 | 12.4645 | 2.0814 | 0.14475 | 0.62592 | 30Q5 Flow | 2.0814 | HM Flow | 0.32806 | 7Q10 Flow |  | 365 | 7.2294e-05 | 0.22037 | 0.1155 | 0.034733 | 3 | 4 | 0 | 0 | 39 | 1 | 0 | 0 | 0.788 | 32 | 0 | 0 | 0.00027966 | 7.3457e-05 | DMR | [16 empty] | 0.0012565 | 3.8302 | 2.0075 | 0.6037 | 0.0048607 | 0.0012767 | NO | NHDPlus
2022 | INGLEWOOD OIL FIELD | 110064624018 | CA0057827 | LOS ANGELES | LOS ANGELES | CA |  | 33.9901 | -118.3636 |  | 2911 | Petroleum Refining | 324110 | Petroleum Refineries | IS11 | Petroleum Refineries | Waste Handling, Treatment, and Disposal (Remediation or Monitoring) | 2 | 1.1066 | CA0057827 | Ballona Creek | 1.81E+11 | Uncertain, possibly a remediation site | CA0057827 |  |  | 2023 | 1.81E+13 | BALLONA CREEK (REACH 2), CENTINELA CREEK, BALLONA CREEK REACH 2 | 7.55 |  | 0.038264 | NPDES | 0.038264 | 0.059203 | 20365205 | Ballona Creek | 1 | 5.098 | 13.095 | 16.446 | 17.839 | 6.685 | 2.341 | 1.592 | 0.686 | 0.256 | 0.673 | 1 | 4.285 | 8.934 | QE_08 | 0.256 | 0.62592 | 0.32806 | 12.4645 | 2.0814 | 0.14475 | 0.62592 | 30Q5 Flow | 2.0814 | HM Flow | 0.32806 | 7Q10 Flow |  | 365 | 0.0030318 | 9.2417 | 4.8438 | 1.4566 | 3 | 4 | 0 | 0 | 39 | 1 | 0 | 0 | 0.788 | 32 | 0 | 0 | 0.011728 | 0.0030806 | DMR | [16 empty] | 0.052695 | 160.6294 | 84.189 | 25.3173 | 0.20384 | 0.053543 | NO | NHDPlus
2020 | EL CENTRO GENERATING STATION | 110002672484 | CA7000004 | EL CENTRO | IMPERIAL | CA |  | 32.8038 | -115.5397 |  | 921 | Fish Hatcheries and Preserves | 112512 | Shellfish Farming | NAICS/SIC Not Provided | NAICS/SIC Not Provided | Waste Handling, Treatment, and Disposal (non-POTW WWT) | 2 | 0.0085378 | CA7000004 | Town of El Centro | 1.81E+11 | Sic/Naics does not indicate usage of chemicals | CA0104248 | CA7000004 |  | 2023 | 1.81E+13 | CENTRAL MAIN DRAIN NO. 5, CENTRAL MAIN DRAIN NO.5 | 2.52 |  | 0.034167 | NPDES | 0.034167 | 0.052864 | [22 empty] | 0.12933 | 0.12933 | Flow Lookup Failed | 0.12933 | Flow Lookup Failed | 0.12933 | Flow Lookup Failed | PlantFlowUsed | 365 | 2.3391e-05 | 0.18086 | 0.18086 | 0.18086 | 3 | 4 | 0 | 0 | 39 | 1 | 0 | 0 | 0.788 | 32 | 0 | 0 | 0.00022952 | 6.0286e-05 | DMR | [16 empty] | 0.00040656 | 3.1435 | 3.1435 | 3.1435 | 0.0039892 | 0.0010478 | NO | PlantFlow
2021 | EL CENTRO GENERATING STATION | 110002672484 | CA7000004 | EL CENTRO | IMPERIAL | CA |  | 32.8038 | -115.5397 |  | 921 | Fish Hatcheries and Preserves | 112512 | Shellfish Farming | NAICS/SIC Not Provided | NAICS/SIC Not Provided | Waste Handling, Treatment, and Disposal (non-POTW WWT) | 2 | 0.073221 | CA7000004 | Town of El Centro | 1.81E+11 | Sic/Naics does not indicate usage of chemicals | CA0104248 | CA7000004 |  | 2023 | 1.81E+13 | CENTRAL MAIN DRAIN NO. 5, CENTRAL MAIN DRAIN NO.5 | 2.52 |  | 0.034167 | NPDES | 0.034167 | 0.052864 | [22 empty] | 0.12933 | 0.12933 | Flow Lookup Failed | 0.12933 | Flow Lookup Failed | 0.12933 | Flow Lookup Failed | PlantFlowUsed | 365 | 0.0002006 | 1.5511 | 1.5511 | 1.5511 | 3 | 4 | 0 | 0 | 39 | 1 | 0 | 0 | 0.788 | 32 | 0 | 0 | 0.0019683 | 0.00051702 | DMR | [16 empty] | 0.0034867 | 26.9588 | 26.9588 | 26.9588 | 0.034212 | 0.0089863 | NO | PlantFlow
2022 | EL CENTRO GENERATING STATION | 110002672484 | CA7000004 | EL CENTRO | IMPERIAL | CA |  | 32.8038 | -115.5397 |  | 921 |  |  |  | NAICS/SIC Not Provided | NAICS/SIC Not Provided | Waste Handling, Treatment, and Disposal (non-POTW WWT) | 2 | 0.040755 | CA7000004 | Town of El Centro | 1.81E+11 | Sic/Naics does not indicate usage of chemicals | CA0104248 | CA7000004 |  | 2023 | 1.81E+13 | CENTRAL MAIN DRAIN NO. 5, CENTRAL MAIN DRAIN NO.5 | 2.52 |  | 0.034167 | NPDES | 0.034167 | 0.052864 | [22 empty] | 0.12933 | 0.12933 | Flow Lookup Failed | 0.12933 | Flow Lookup Failed | 0.12933 | Flow Lookup Failed | PlantFlowUsed | 365 | 0.00011166 | 0.86332 | 0.86332 | 0.86332 | 3 | 4 | 0 | 0 | 39 | 1 | 0 | 0 | 0.788 | 32 | 0 | 0 | 0.0010956 | 0.00028777 | DMR | [16 empty] | 0.0019407 | 15.0053 | 15.0053 | 15.0053 | 0.019042 | 0.0050018 | NO | PlantFlow
2019 | EQUISTAR CHEMICALS, LP - MORRIS PLANT | 110000433013 | IL0002917 | MORRIS | GRUNDY | IL |  | 41.4129 | -88.3298 |  | 2821 | Plastics Materials and Resins | 325211 | Plastics Material and Resin Manufacturing | IS22 | Plastic Material and Resin Manufacturing | Waste Handling, Treatment, and Disposal (Remediation or Monitoring) | 2 | 1.4018 | IL0002917 | Walley Run-Aux Sable Creek | 071200050106 | No organochlorines are reported to 2022 TRI | ILR10I588 | IL0002917 |  | 2023 | 07120010000000 | AUX SABLE CREEK, COUNTY DITH TO LOWLAND AREA, ILLINOIS RIVER, ILLINOIS RIVER; AUX SABLE CREEK |  |  | 0.72458 | NPDES | 0.72458 | 1.1211 | 14779258 |  | 1 | 1.873 | 1.678 | 2.001 | 43.473 | 7.082 | 2.773 | 1.448 | 0.762 | 0.397 | 0.55 | 0.561 | 6.07 | 1.799 | QE_08 | 0.397 | 0.97066 | 0.51666 | 4.5795 | 1.6655 | 2.7411 | 2.7411 | Plant Flow | 2.7411 | Plant Flow | 2.7411 | Plant Flow |  | 365 | 0.0038405 | 1.4011 | 1.4011 | 1.4011 | 3 | 4 | 0 | 0 | 39 | 1 | 0 | 0 | 0.788 | 32 | 0 | 0 | 0.001778 | 0.00046703 | DMR | [16 empty] | 0.066751 | 24.3522 | 24.3522 | 24.3522 | 0.030904 | 0.0081174 | NO | PlantFlow
2020 | EQUISTAR CHEMICALS, LP - MORRIS PLANT | 110000433013 | IL0002917 | MORRIS | GRUNDY | IL |  | 41.4129 | -88.3298 |  | 2821 | Plastics Materials and Resins | 325211 | Plastics Material and Resin Manufacturing | IS22 | Plastic Material and Resin Manufacturing | Waste Handling, Treatment, and Disposal (Remediation or Monitoring) | 2 | 1.2026 | IL0002917 | Walley Run-Aux Sable Creek | 071200050106 | No organochlorines are reported to 2022 TRI | ILR10I588 | IL0002917 |  | 2023 | 07120010000000 | AUX SABLE CREEK, COUNTY DITH TO LOWLAND AREA, ILLINOIS RIVER, ILLINOIS RIVER; AUX SABLE CREEK |  |  | 0.72458 | NPDES | 0.72458 | 1.1211 | 14779258 |  | 1 | 1.873 | 1.678 | 2.001 | 43.473 | 7.082 | 2.773 | 1.448 | 0.762 | 0.397 | 0.55 | 0.561 | 6.07 | 1.799 | QE_08 | 0.397 | 0.97066 | 0.51666 | 4.5795 | 1.6655 | 2.7411 | 2.7411 | Plant Flow | 2.7411 | Plant Flow | 2.7411 | Plant Flow |  | 365 | 0.0032949 | 1.2021 | 1.2021 | 1.2021 | 3 | 4 | 0 | 0 | 39 | 1 | 0 | 0 | 0.788 | 32 | 0 | 0 | 0.0015255 | 0.00040069 | DMR | [16 empty] | 0.057269 | 20.8929 | 20.8929 | 20.8929 | 0.026514 | 0.0069643 | NO | PlantFlow
2021 | EQUISTAR CHEMICALS, LP - MORRIS PLANT | 110000433013 | IL0002917 | MORRIS | GRUNDY | IL |  | 41.4129 | -88.3298 |  | 2821 | Plastics Materials and Resins | 325211 | Plastics Material and Resin Manufacturing | IS22 | Plastic Material and Resin Manufacturing | Waste Handling, Treatment, and Disposal (Remediation or Monitoring) | 2 | 0.99698 | IL0002917 | Walley Run-Aux Sable Creek | 071200050106 | No organochlorines are reported to 2022 TRI | ILR10I588 | IL0002917 |  | 2023 | 07120010000000 | AUX SABLE CREEK, COUNTY DITH TO LOWLAND AREA, ILLINOIS RIVER, ILLINOIS RIVER; AUX SABLE CREEK |  |  | 0.72458 | NPDES | 0.72458 | 1.1211 | 14779258 |  | 1 | 1.873 | 1.678 | 2.001 | 43.473 | 7.082 | 2.773 | 1.448 | 0.762 | 0.397 | 0.55 | 0.561 | 6.07 | 1.799 | QE_08 | 0.397 | 0.97066 | 0.51666 | 4.5795 | 1.6655 | 2.7411 | 2.7411 | Plant Flow | 2.7411 | Plant Flow | 2.7411 | Plant Flow |  | 365 | 0.0027315 | 0.9965 | 0.9965 | 0.9965 | 3 | 4 | 0 | 0 | 39 | 1 | 0 | 0 | 0.788 | 32 | 0 | 0 | 0.0012646 | 0.00033217 | DMR | [16 empty] | 0.047475 | 17.3201 | 17.3201 | 17.3201 | 0.02198 | 0.0057734 | NO | PlantFlow
2022 | EQUISTAR CHEMICALS, LP - MORRIS PLANT | 110000433013 | IL0002917 | MORRIS | GRUNDY | IL |  | 41.4129 | -88.3298 |  | 2821 | Plastics Materials and Resins | 325211 | Plastics Material and Resin Manufacturing | IS22 | Plastic Material and Resin Manufacturing | Waste Handling, Treatment, and Disposal (Remediation or Monitoring) | 2 | 0.61276 | IL0002917 | Walley Run-Aux Sable Creek | 071200050106 | No organochlorines are reported to 2022 TRI | ILR10I588 | IL0002917 |  | 2023 | 07120010000000 | AUX SABLE CREEK, COUNTY DITH TO LOWLAND AREA, ILLINOIS RIVER, ILLINOIS RIVER; AUX SABLE CREEK |  |  | 0.72458 | NPDES | 0.72458 | 1.1211 | 14779258 |  | 1 | 1.873 | 1.678 | 2.001 | 43.473 | 7.082 | 2.773 | 1.448 | 0.762 | 0.397 | 0.55 | 0.561 | 6.07 | 1.799 | QE_08 | 0.397 | 0.97066 | 0.51666 | 4.5795 | 1.6655 | 2.7411 | 2.7411 | Plant Flow | 2.7411 | Plant Flow | 2.7411 | Plant Flow |  | 365 | 0.0016788 | 0.61247 | 0.61247 | 0.61247 | 3 | 4 | 0 | 0 | 39 | 1 | 0 | 0 | 0.788 | 32 | 0 | 0 | 0.00077724 | 0.00020416 | DMR | [16 empty] | 0.029179 | 10.6452 | 10.6452 | 10.6452 | 0.013509 | 0.0035484 | NO | PlantFlow
2023 | EQUISTAR CHEMICALS, LP - MORRIS PLANT | 110000433013 | IL0002917 | MORRIS | GRUNDY | IL |  | 41.4129 | -88.3298 |  | 2821 | Plastics Materials and Resins | 325211 | Plastics Material and Resin Manufacturing | IS22 | Plastic Material and Resin Manufacturing | Waste Handling, Treatment, and Disposal (Remediation or Monitoring) | 2 | 2.8983 | IL0002917 | Walley Run-Aux Sable Creek | 071200050106 | No organochlorines are reported to 2022 TRI | ILR10I588 | IL0002917 |  | 2023 | 07120010000000 | AUX SABLE CREEK, COUNTY DITH TO LOWLAND AREA, ILLINOIS RIVER, ILLINOIS RIVER; AUX SABLE CREEK |  |  | 0.72458 | NPDES | 0.72458 | 1.1211 | 14779258 |  | 1 | 1.873 | 1.678 | 2.001 | 43.473 | 7.082 | 2.773 | 1.448 | 0.762 | 0.397 | 0.55 | 0.561 | 6.07 | 1.799 | QE_08 | 0.397 | 0.97066 | 0.51666 | 4.5795 | 1.6655 | 2.7411 | 2.7411 | Plant Flow | 2.7411 | Plant Flow | 2.7411 | Plant Flow |  | 365 | 0.0079406 | 2.8969 | 2.8969 | 2.8969 | 3 | 4 | 0 | 0 | 39 | 1 | 0 | 0 | 0.788 | 32 | 0 | 0 | 0.0036763 | 0.00096564 | DMR | [16 empty] | 0.13802 | 50.3513 | 50.3513 | 50.3513 | 0.063898 | 0.016784 | NO | PlantFlow
2019 | WOODWARD INC | 110005812371 | IL0002976 | ROCKFORD | WINNEBAGO | IL |  | 42.3042 | -89.0555 |  | 3728 | Aircraft Parts and Auxiliary Equipment, NEC (research and development not producing prototypes) | 541713 | Research and Development in Nanotechnology | IS47 | Services | Waste Handling, Treatment, and Disposal (Remediation or Monitoring) | 2 | 0.54177 | IL0002976 | Spring Creek-Rock Creek | 070900050107 | Possibly Cleaner/Degreaser, but no evidence of t-DCE use | IL0002976 |  |  | 2023 | 07090010000000 | UNNAMED TRIBUTARY TO THE ROCK RIVER |  | 1.3 | 0.33145 | NPDES | 1.3 | 2.0114 | 10602584 |  | 1 | 1.375 | 0.593 | 0.94 | 29.411 | 5.929 | 2.123 | 1.153 | 0.612 | 0.344 | 0.483 | 0.401 | 6.665 | 1.011 | QE_08 | 0.344 | 0.84108 | 0.44543 | 3.3619 | 1.3259 | 4.9178 | 4.9178 | Plant Flow | 4.9178 | Plant Flow | 4.9178 | Plant Flow |  | 365 | 0.0014843 | 0.30182 | 0.30182 | 0.30182 | 3 | 4 | 0 | 0 | 39 | 1 | 0 | 0 | 0.788 | 32 | 0 | 0 | 0.00038302 | 0.00010061 | DMR | [16 empty] | 0.025799 | 5.2459 | 5.2459 | 5.2459 | 0.0066573 | 0.0017486 | NO | PlantFlow
2020 | BAKELITE SYNTHETICS | 110000378467 | KY0001112 | LOUISVILLE | JEFFERSON | KY |  | 38.1953 | -85.8722 |  | 2869 | Industrial Organic Chemicals, Nec | 325998 | All Other Miscellaneous Chemical Product and Preparation Manufacturing | IS34 | All Other Chemical Product and Preparation Manufacturing | Waste Handling, Treatment, and Disposal (Remediation or Monitoring) | 2 | 1.0703 | KY0001112 | Mill Creek Cutoff-Ohio River | 051401010903 | No organochlorines are reported to 2022 TRI | KY0001112 |  |  | 2023 | 05140100000000 | OHIO RIVER, UT TO MILL CREEK CUTOFF | 0.54 | 0.272 | 0.14619 | NPDES | 0.272 | 0.42085 | 10164016 | Ohio River | 8 | 124319.263 | 168951.915 | 201693.762 | 235928.007 | 198603 | 151545.178 | 99972.088 | 62035.657 | 48010.732 | 43624.161 | 52176.116 | 87768.391 | 151351.606 | QE_09 | 43624.161 | 106660.5403 | 85424.5151 | 303959.0782 | 241491.8692 | 1.029 | 106660.5403 | 30Q5 Flow | 241491.8692 | HM Flow | 85424.5151 | 7Q10 Flow |  | 365 | 0.0029323 | 3.4327e-05 | 2.7492e-05 | 1.2143e-05 | 3 | 4 | 0 | 0 | 39 | 1 | 0 | 0 | 0.788 | 32 | 0 | 0 | 4.3562e-08 | 1.1442e-08 | DMR | [16 empty] | 0.050967 | 0.00059663 | 0.00047784 | 0.00021105 | 7.5715e-07 | 1.9888e-07 | NO | NHDPlus
2022 | NPC SERVICES, INC.- PETRO-PROCESSORS OF LOUISIANA, INC. SITE | 110064644782 | LA0066214 | BATON ROUGE | EAST BATON ROUGE | LA |  | 30.5845 | -91.2475 |  | 4953 | Refuse Systems | 562920 | Materials Recovery Facilities | IS47 | Services | Waste Handling, Treatment, and Disposal (non-POTW WWT) | 2 | 1.1621 | LA0066214 | Cypress Bayou-Bayou Baton Rouge | 080702010401 | NAICS/SIC indication | LA0066214 |  |  | 2023 | 08070200000000 | BAYOU BATON ROUGE, LOCAL DRAINAGE | 0.1218 | 0.1218 | 0.027987 | NPDES | 0.1218 | 0.18845 | 19053444 | Bayou Baton Rouge | 2 | 30.436 | 52.086 | 52.785 | 44.998 | 47.562 | 29.49 | 17.622 | 8.362 | 8.376 | 9.812 | 17.276 | 48.912 | 40.658 | QE_07 | 8.362 | 20.445 | 12.1147 | 74.4156 | 35.529 | 0.46076 | 20.445 | 30Q5 Flow | 35.529 | HM Flow | 12.1147 | 7Q10 Flow |  | 365 | 0.0031837 | 0.2628 | 0.15572 | 0.089609 | 3 | 4 | 0 | 0 | 39 | 1 | 0 | 0 | 0.788 | 32 | 0 | 0 | 0.0003335 | 8.7599e-05 | DMR | [16 empty] | 0.055336 | 4.5677 | 2.7066 | 1.5575 | 0.0057965 | 0.0015226 | NO | NHDPlus
2023 | NPC SERVICES, INC.- PETRO-PROCESSORS OF LOUISIANA, INC. SITE | 110064644782 | LA0066214 | BATON ROUGE | EAST BATON ROUGE | LA |  | 30.5845 | -91.2475 |  | 4953 | Refuse Systems | 562920 | Materials Recovery Facilities | IS47 | Services | Waste Handling, Treatment, and Disposal (non-POTW WWT) | 2 | 0.021484 | LA0066214 | Cypress Bayou-Bayou Baton Rouge | 080702010401 | NAICS/SIC indication | LA0066214 |  |  | 2023 | 08070200000000 | BAYOU BATON ROUGE, LOCAL DRAINAGE | 0.1218 | 0.1218 | 0.027987 | NPDES | 0.1218 | 0.18845 | 19053444 | Bayou Baton Rouge | 2 | 30.436 | 52.086 | 52.785 | 44.998 | 47.562 | 29.49 | 17.622 | 8.362 | 8.376 | 9.812 | 17.276 | 48.912 | 40.658 | QE_07 | 8.362 | 20.445 | 12.1147 | 74.4156 | 35.529 | 0.46076 | 20.445 | 30Q5 Flow | 35.529 | HM Flow | 12.1147 | 7Q10 Flow |  | 365 | 5.886e-05 | 0.0048586 | 0.0028789 | 0.0016567 | 3 | 4 | 0 | 0 | 39 | 1 | 0 | 0 | 0.788 | 32 | 0 | 0 | 6.1657e-06 | 1.6195e-06 | DMR | [16 empty] | 0.001023 | 0.084447 | 0.050039 | 0.028795 | 0.00010717 | 2.8149e-05 | NO | NHDPlus
2021 | DRESSER INC - GE OIL & GAS | 110007300330 | LAG420116 | PINEVILLE | RAPIDES | LA |  | 31.4158 | -92.4772 |  | 3491 | Industrial Valves | 332911 | Industrial Valve Manufacturing | IS39 | Fabricated Metal Product Manufacturing | Waste Handling, Treatment, and Disposal (Remediation or Monitoring) | 2 | 0.00060908 | LAG420116 | Bayou Rigollette-Lake Buhlow | 1.11E+11 | Nothing reported to 2022 TRI | [36 empty] | Permit Lookup Failed |  |  |  | Permit Lookup Failed | EffluentConc | 365 |  | 0.149 | 0.149 | 0.149 | 3 | 4 | 0 | 0 | 39 | 1 | 0 | 0 | 0.788 | 32 | 0 | 0 | 0.00018909 | 4.9667e-05 | DMR | [16 empty] | 2.9004e-05 | 0.149 |  |  | 0.00018909 | 4.9667e-05 | NO | Effluent
2023 | MOTOR WHEEL DISPOSAL SITE | 110009162903 | MI0055077 | LANSING | INGHAM | MI |  | 42.7589 | -84.5372 |  | 1799 | Special Trade Contractors, Nec | 562910 | Remediation Services | IS47 | Services | Waste Handling, Treatment, and Disposal (Remediation or Monitoring) | 2 | 0.57975 | MI0055077 | Carrier Creek-Grand River | 040500040704 | Uncertain, possibly a remediation site | MI0055077 |  |  | 2023 | 04050000000000 | GRAND RIVER |  |  | 0.41535 | NPDES | 0.41535 | 0.64264 | 12242484 | Grand River | 6 | 976.183 | 1000.572 | 1163.064 | 1990.743 | 1920.245 | 1149.447 | 799.298 | 471.136 | 426.768 | 460.35 | 579.147 | 826.975 | 947.044 | QE_08 | 426.768 | 1043.4425 | 710.0871 | 2386.7555 | 1733.503 | 1.5713 | 1043.4425 | 30Q5 Flow | 1733.503 | HM Flow | 710.0871 | 7Q10 Flow |  | 365 | 0.0015883 | 0.0022368 | 0.0015222 | 0.00091626 | 3 | 4 | 0 | 0 | 39 | 1 | 0 | 0 | 0.788 | 32 | 0 | 0 | 2.8386e-06 | 7.4561e-07 | DMR | [16 empty] | 0.027607 | 0.038878 | 0.026458 | 0.015926 | 4.9338e-05 | 1.2959e-05 | NO | NHDPlus
2020 | WESTINGHOUSE ELECTRIC CO. L.L.C. | 110000440416 | MO0000761 | HEMATITE | JEFFERSON | MO |  | 38.2092 | -90.4769 |  | 1795 | Wrecking and Demolition Work | 238910 | Site Preparation Contractors | IS5 | Construction | Waste Handling, Treatment, and Disposal (Remediation or Monitoring) | 2 | 3.6629 | MO0000761 | Middle Joachim Creek | 071401010802 | NAICS sounds like Groundwater Remediation or Groundwater/Surfacewater monitoring | MO0000761 |  |  | 2023 | 07140100000000 | TRIBUTARY TO JOACHIM CREEK |  |  | 0.00023 | NPDES | 0.00023 | 0.00035586 | 3627483 |  | 1 | 1.389 | 2.161 | 2.607 | 32.15 | 3.872 | 1.469 | 0.756 | 0.387 | 0.218 | 0.355 | 0.337 | 2.704 | 1.619 | QE_08 | 0.218 | 0.53301 | 0.27778 | 3.3961 | 1.0265 | 0.00087008 | 0.53301 | 30Q5 Flow | 1.0265 | HM Flow | 0.27778 | 7Q10 Flow | EffluentConc | 365 | 0.010035 | 1 | 1 | 1 | 3 | 4 | 0 | 0 | 39 | 1 | 0 | 0 | 0.788 | 32 | 0 | 0 | 0.001269 | 0.00033333 | DMR | [16 empty] | 0.17442 | 1 | 327.2409 | 169.9119 | 0.001269 | 0.00033333 | NO | Effluent
2023 | FORMER NUODEX CORP FACILITY | 110070215141 | NJG197548 | WOODBRIDGE TWP | MIDDLESEX | NJ |  | 40.5159 | -74.3252 | [5 empty] | NAICS/SIC Not Provided | NAICS/SIC Not Provided | Waste Handling, Treatment, and Disposal (Remediation or Monitoring) | 2 | 0.0019668 | NJG197548 | Mill Brook-Raritan River | 020301050507 | Name indicates location was formerly a facility | NJG197548 |  |  | 2023 | 02030110000000 | RARITAN RIVER | 0.0936 | 0.0576 | 0.036122 | NPDES | 0.0576 | 0.08912 | 9513868 |  | 1 | 3.631 | 13.548 | 30.97 | 22.806 | 5.474 | 4.454 | 3.475 | 2.238 | 1.738 | 2.355 | 4.135 | 5.683 | 6.318 | QE_08 | 1.738 | 4.2494 | 2.3825 | 8.8778 | 5.2963 | 0.2179 | 4.2494 | 30Q5 Flow | 5.2963 | HM Flow | 2.3825 | 7Q10 Flow |  | 365 | 5.3885e-06 | 0.0022617 | 0.0012681 | 0.0010174 | 3 | 4 | 0 | 0 | 39 | 1 | 0 | 0 | 0.788 | 32 | 0 | 0 | 2.8701e-06 | 7.5389e-07 | DMR | [16 empty] | 9.3657e-05 | 0.03931 | 0.02204 | 0.017684 | 4.9886e-05 | 1.3103e-05 | NO | NHDPlus
2019 | CAESARS PALACE HOTEL AND CASINO | 110015972562 | NV0023191 | LAS VEGAS | CLARK | NV |  | 36.1162 | -115.1727 |  | 7011 | Hotels and Motels | 721199 | All Other Traveler Accommodation | NAICS/SIC Not Provided | NAICS/SIC Not Provided | Waste Handling, Treatment, and Disposal (Remediation or Monitoring) | 2 | 0.31149 | NV0023191 | City of Las Vegas-Las Vegas Wash | 1.5E+11 | Sic/Naics does not indicate usage of chemicals | NV0023191 |  |  | 2023 | 1.5E+13 | FLAMINGO WASH | 0.432 | 0.432 | 0.033321 | NPDES | 0.432 | 0.6684 | 22069994 | Flamingo Wash | 3 | 2.141 | 13.016 | 10.823 | 5.581 | 1.049 | 0.864 | 0 | 0.726 | 1.979 | 1.466 | 1.261 | 3.142 | 18.234 | QE_06 | 0.726 | 1.7751 | 0.96511 | 5.2347 | 2.5051 | 1.6342 | 1.7751 | 30Q5 Flow | 2.5051 | HM Flow | 1.6342 | Plant Flow |  | 365 | 0.00085339 | 0.5222 | 0.48077 | 0.34067 | 3 | 4 | 0 | 0 | 39 | 1 | 0 | 0 | 0.788 | 32 | 0 | 0 | 0.00066269 | 0.00017407 | DMR | [16 empty] | 0.014833 | 9.0763 | 8.3562 | 5.9211 | 0.011518 | 0.0030254 | NO | NHDPlus
2020 | CAESARS PALACE HOTEL AND CASINO | 110015972562 | NV0023191 | LAS VEGAS | CLARK | NV |  | 36.1162 | -115.1727 |  | 7011 | Hotels and Motels | 721199 | All Other Traveler Accommodation | NAICS/SIC Not Provided | NAICS/SIC Not Provided | Waste Handling, Treatment, and Disposal (Remediation or Monitoring) | 2 | 0.31879 | NV0023191 | City of Las Vegas-Las Vegas Wash | 1.5E+11 | Uncertain, possibly a remediation site | NV0023191 |  |  | 2023 | 1.5E+13 | FLAMINGO WASH | 0.432 | 0.432 | 0.033321 | NPDES | 0.432 | 0.6684 | 22069994 | Flamingo Wash | 3 | 2.141 | 13.016 | 10.823 | 5.581 | 1.049 | 0.864 | 0 | 0.726 | 1.979 | 1.466 | 1.261 | 3.142 | 18.234 | QE_06 | 0.726 | 1.7751 | 0.96511 | 5.2347 | 2.5051 | 1.6342 | 1.7751 | 30Q5 Flow | 2.5051 | HM Flow | 1.6342 | Plant Flow |  | 365 | 0.0008734 | 0.53444 | 0.49204 | 0.34865 | 3 | 4 | 0 | 0 | 39 | 1 | 0 | 0 | 0.788 | 32 | 0 | 0 | 0.00067822 | 0.00017815 | DMR | [16 empty] | 0.01518 | 9.289 | 8.5521 | 6.0599 | 0.011788 | 0.0030963 | NO | NHDPlus
2021 | CAESARS PALACE HOTEL AND CASINO | 110015972562 | NV0023191 | LAS VEGAS | CLARK | NV |  | 36.1162 | -115.1727 |  | 7011 | Hotels and Motels | 721199 | All Other Traveler Accommodation | NAICS/SIC Not Provided | NAICS/SIC Not Provided | Waste Handling, Treatment, and Disposal (Remediation or Monitoring) | 2 | 0.20122 | NV0023191 | City of Las Vegas-Las Vegas Wash | 1.5E+11 | Uncertain, possibly a remediation site | NV0023191 |  |  | 2023 | 1.5E+13 | FLAMINGO WASH | 0.432 | 0.432 | 0.033321 | NPDES | 0.432 | 0.6684 | 22069994 | Flamingo Wash | 3 | 2.141 | 13.016 | 10.823 | 5.581 | 1.049 | 0.864 | 0 | 0.726 | 1.979 | 1.466 | 1.261 | 3.142 | 18.234 | QE_06 | 0.726 | 1.7751 | 0.96511 | 5.2347 | 2.5051 | 1.6342 | 1.7751 | 30Q5 Flow | 2.5051 | HM Flow | 1.6342 | Plant Flow |  | 365 | 0.0005513 | 0.33734 | 0.31058 | 0.22007 | 3 | 4 | 0 | 0 | 39 | 1 | 0 | 0 | 0.788 | 32 | 0 | 0 | 0.0004281 | 0.00011245 | DMR | [16 empty] | 0.0095821 | 5.8633 | 5.3982 | 3.8251 | 0.0074408 | 0.0019544 | NO | NHDPlus
2022 | CAESARS PALACE HOTEL AND CASINO | 110015972562 | NV0023191 | LAS VEGAS | CLARK | NV |  | 36.1162 | -115.1727 |  | 7011 | Hotels and Motels | 721199 | All Other Traveler Accommodation | NAICS/SIC Not Provided | NAICS/SIC Not Provided | Waste Handling, Treatment, and Disposal (Remediation or Monitoring) | 2 | 0.26439 | NV0023191 | City of Las Vegas-Las Vegas Wash | 1.5E+11 | Uncertain, possibly a remediation site | NV0023191 |  |  | 2023 | 1.5E+13 | FLAMINGO WASH | 0.432 | 0.432 | 0.033321 | NPDES | 0.432 | 0.6684 | 22069994 | Flamingo Wash | 3 | 2.141 | 13.016 | 10.823 | 5.581 | 1.049 | 0.864 | 0 | 0.726 | 1.979 | 1.466 | 1.261 | 3.142 | 18.234 | QE_06 | 0.726 | 1.7751 | 0.96511 | 5.2347 | 2.5051 | 1.6342 | 1.7751 | 30Q5 Flow | 2.5051 | HM Flow | 1.6342 | Plant Flow |  | 365 | 0.00072435 | 0.44323 | 0.40807 | 0.28915 | 3 | 4 | 0 | 0 | 39 | 1 | 0 | 0 | 0.788 | 32 | 0 | 0 | 0.00056248 | 0.00014774 | DMR | [16 empty] | 0.01259 | 7.7038 | 7.0927 | 5.0257 | 0.0097764 | 0.0025679 | NO | NHDPlus
2023 | CAESARS PALACE HOTEL AND CASINO | 110015972562 | NV0023191 | LAS VEGAS | CLARK | NV |  | 36.1162 | -115.1727 |  | 7011 | Hotels and Motels | 721199 | All Other Traveler Accommodation | NAICS/SIC Not Provided | NAICS/SIC Not Provided | Waste Handling, Treatment, and Disposal (Remediation or Monitoring) | 2 | 0.16529 | NV0023191 | City of Las Vegas-Las Vegas Wash | 1.5E+11 | Uncertain, possibly a remediation site | NV0023191 |  |  | 2023 | 1.5E+13 | FLAMINGO WASH | 0.432 | 0.432 | 0.033321 | NPDES | 0.432 | 0.6684 | 22069994 | Flamingo Wash | 3 | 2.141 | 13.016 | 10.823 | 5.581 | 1.049 | 0.864 | 0 | 0.726 | 1.979 | 1.466 | 1.261 | 3.142 | 18.234 | QE_06 | 0.726 | 1.7751 | 0.96511 | 5.2347 | 2.5051 | 1.6342 | 1.7751 | 30Q5 Flow | 2.5051 | HM Flow | 1.6342 | Plant Flow |  | 365 | 0.00045284 | 0.27709 | 0.25511 | 0.18077 | 3 | 4 | 0 | 0 | 39 | 1 | 0 | 0 | 0.788 | 32 | 0 | 0 | 0.00035164 | 9.2365e-05 | DMR | [16 empty] | 0.0078707 | 4.8162 | 4.4341 | 3.1419 | 0.0061119 | 0.0016054 | NO | NHDPlus
2020 | THE MARTIN | 110059861065 | NV0023558 | LAS VEGAS | CLARK | NV |  | 36.1089 | -115.1812 |  | 6531 | Real Estate Agents and Managers | 813990 | Other Similar Organizations (except Business, Professional, Labor, and Political Organizations) | IS47 | Services | Waste Handling, Treatment, and Disposal (Remediation or Monitoring) | 2 | 0.0014817 | NV0023558 | Tropicana Wash | 1.5E+11 | Uncertain, possibly a remediation site | NV0023558 |  |  | 2023 | 1.5E+13 | LAS VEGAS WASH | 0.0216 | 0.0216 | 0.0016954 | NPDES | 0.0216 | 0.03342 | 22069994 | Flamingo Wash | 3 | 2.141 | 13.016 | 10.823 | 5.581 | 1.049 | 0.864 | 0 | 0.726 | 1.979 | 1.466 | 1.261 | 3.142 | 18.234 | QE_06 | 0.726 | 1.7751 | 0.96511 | 5.2347 | 2.5051 | 0.081712 | 1.7751 | 30Q5 Flow | 2.5051 | HM Flow | 0.96511 | 7Q10 Flow |  | 365 | 4.0594e-06 | 0.0042061 | 0.0022869 | 0.0016205 | 3 | 4 | 0 | 0 | 39 | 1 | 0 | 0 | 0.788 | 32 | 0 | 0 | 5.3378e-06 | 1.402e-06 | DMR | [16 empty] | 7.0556e-05 | 0.073107 | 0.039749 | 0.028165 | 9.2775e-05 | 2.4369e-05 | NO | NHDPlus
2021 | THE MARTIN | 110059861065 | NV0023558 | LAS VEGAS | CLARK | NV |  | 36.1089 | -115.1812 |  | 6531 | Real Estate Agents and Managers | 813990 | Other Similar Organizations (except Business, Professional, Labor, and Political Organizations) | IS47 | Services | Waste Handling, Treatment, and Disposal (Remediation or Monitoring) | 2 | 0.00089937 | NV0023558 | Tropicana Wash | 1.5E+11 | Uncertain, possibly a remediation site | NV0023558 |  |  | 2023 | 1.5E+13 | LAS VEGAS WASH | 0.0216 | 0.0216 | 0.0016954 | NPDES | 0.0216 | 0.03342 | 22069994 | Flamingo Wash | 3 | 2.141 | 13.016 | 10.823 | 5.581 | 1.049 | 0.864 | 0 | 0.726 | 1.979 | 1.466 | 1.261 | 3.142 | 18.234 | QE_06 | 0.726 | 1.7751 | 0.96511 | 5.2347 | 2.5051 | 0.081712 | 1.7751 | 30Q5 Flow | 2.5051 | HM Flow | 0.96511 | 7Q10 Flow |  | 365 | 2.464e-06 | 0.0025531 | 0.0013881 | 0.00098362 | 3 | 4 | 0 | 0 | 39 | 1 | 0 | 0 | 0.788 | 32 | 0 | 0 | 3.24e-06 | 8.5103e-07 | DMR | [16 empty] | 4.2827e-05 | 0.044375 | 0.024127 | 0.017096 | 5.6314e-05 | 1.4792e-05 | NO | NHDPlus
2022 | THE MARTIN | 110059861065 | NV0023558 | LAS VEGAS | CLARK | NV |  | 36.1089 | -115.1812 |  | 6531 | Real Estate Agents and Managers | 813990 | Other Similar Organizations (except Business, Professional, Labor, and Political Organizations) | IS47 | Services | Waste Handling, Treatment, and Disposal (Remediation or Monitoring) | 2 | 0.0010133 | NV0023558 | Tropicana Wash | 1.5E+11 | Uncertain, possibly a remediation site | NV0023558 |  |  | 2023 | 1.5E+13 | LAS VEGAS WASH | 0.0216 | 0.0216 | 0.0016954 | NPDES | 0.0216 | 0.03342 | 22069994 | Flamingo Wash | 3 | 2.141 | 13.016 | 10.823 | 5.581 | 1.049 | 0.864 | 0 | 0.726 | 1.979 | 1.466 | 1.261 | 3.142 | 18.234 | QE_06 | 0.726 | 1.7751 | 0.96511 | 5.2347 | 2.5051 | 0.081712 | 1.7751 | 30Q5 Flow | 2.5051 | HM Flow | 0.96511 | 7Q10 Flow |  | 365 | 2.7763e-06 | 0.0028767 | 0.0015641 | 0.0011083 | 3 | 4 | 0 | 0 | 39 | 1 | 0 | 0 | 0.788 | 32 | 0 | 0 | 3.6506e-06 | 9.5888e-07 | DMR | [16 empty] | 4.8255e-05 | 0.049999 | 0.027185 | 0.019263 | 6.345e-05 | 1.6666e-05 | NO | NHDPlus
2023 | THE MARTIN | 110059861065 | NV0023558 | LAS VEGAS | CLARK | NV |  | 36.1089 | -115.1812 |  | 6531 | Real Estate Agents and Managers | 813990 | Other Similar Organizations (except Business, Professional, Labor, and Political Organizations) | IS47 | Services | Waste Handling, Treatment, and Disposal (Remediation or Monitoring) | 2 | 0.00107 | NV0023558 | Tropicana Wash | 1.5E+11 | Uncertain, possibly a remediation site | NV0023558 |  |  | 2023 | 1.5E+13 | LAS VEGAS WASH | 0.0216 | 0.0216 | 0.0016954 | NPDES | 0.0216 | 0.03342 | 22069994 | Flamingo Wash | 3 | 2.141 | 13.016 | 10.823 | 5.581 | 1.049 | 0.864 | 0 | 0.726 | 1.979 | 1.466 | 1.261 | 3.142 | 18.234 | QE_06 | 0.726 | 1.7751 | 0.96511 | 5.2347 | 2.5051 | 0.081712 | 1.7751 | 30Q5 Flow | 2.5051 | HM Flow | 0.96511 | 7Q10 Flow |  | 365 | 2.9315e-06 | 0.0030374 | 0.0016515 | 0.0011702 | 3 | 4 | 0 | 0 | 39 | 1 | 0 | 0 | 0.788 | 32 | 0 | 0 | 3.8546e-06 | 1.0125e-06 | DMR | [16 empty] | 5.0952e-05 | 0.052794 | 0.028704 | 0.020339 | 6.6997e-05 | 1.7598e-05 | NO | NHDPlus
2019 | MCCARRAN INTERNATIONAL AIRPORT | 110064134459 | NV0023761 | LAS VEGAS | CLARK | NV |  | 36.0754 | -115.1669 |  | 4581 | Airports, Flying Fields, and Services | 811420 | Reupholstery and Furniture Repair | NAICS/SIC Not Provided | NAICS/SIC Not Provided | Waste Handling, Treatment, and Disposal (POTW) | 2 | 0.021554 | NV0023761 | Duck Creek | 1.5E+11 | NPDES permit indicates discharge of NON-PROCESS Wastewater | NV0023761 | NVCS45259 | NVIS00914 | 2023 | 1.5E+13 | LAS VEGAS WASH VIA THE CLARK COUNTY STORM DRAIN SY | 0.5 | 0.5 | 0.017864 | NPDES | 0.5 | 0.77362 | [22 empty] | 1.8927 | 1.8927 | Flow Lookup Failed | 1.8927 | Flow Lookup Failed | 1.8927 | Flow Lookup Failed | PlantFlowUsed | 365 | 5.9051e-05 | 0.031199 | 0.031199 | 0.031199 | 3 | 4 | 0 | 0 | 39 | 1 | 0 | 0 | 0.788 | 32 | 0 | 0 | 3.9593e-05 | 1.04e-05 | DMR | [16 empty] | 0.0010264 | 0.54228 | 0.54228 | 0.54228 | 0.00068817 | 0.00018076 | NO | PlantFlow
2020 | MCCARRAN INTERNATIONAL AIRPORT | 110064134459 | NV0023761 | LAS VEGAS | CLARK | NV |  | 36.0754 | -115.1669 |  | 4581 | Airports, Flying Fields, and Services | 811420 | Reupholstery and Furniture Repair | NAICS/SIC Not Provided | NAICS/SIC Not Provided | Waste Handling, Treatment, and Disposal (POTW) | 2 | 0.048376 | NV0023761 | Duck Creek | 1.5E+11 | NPDES permit indicates discharge of NON-PROCESS Wastewater | NV0023761 | NVCS45259 | NVIS00914 | 2023 | 1.5E+13 | LAS VEGAS WASH VIA THE CLARK COUNTY STORM DRAIN SY | 0.5 | 0.5 | 0.017864 | NPDES | 0.5 | 0.77362 | [22 empty] | 1.8927 | 1.8927 | Flow Lookup Failed | 1.8927 | Flow Lookup Failed | 1.8927 | Flow Lookup Failed | PlantFlowUsed | 365 | 0.00013254 | 0.070025 | 0.070025 | 0.070025 | 3 | 4 | 0 | 0 | 39 | 1 | 0 | 0 | 0.788 | 32 | 0 | 0 | 8.8864e-05 | 2.3342e-05 | DMR | [16 empty] | 0.0023036 | 1.2171 | 1.2171 | 1.2171 | 0.0015445 | 0.0004057 | NO | PlantFlow
2021 | MCCARRAN INTERNATIONAL AIRPORT | 110064134459 | NV0023761 | LAS VEGAS | CLARK | NV |  | 36.0754 | -115.1669 |  | 4581 | Airports, Flying Fields, and Services | 811420 | Reupholstery and Furniture Repair | NAICS/SIC Not Provided | NAICS/SIC Not Provided | Waste Handling, Treatment, and Disposal (POTW) | 2 | 0.0060445 | NV0023761 | Duck Creek | 1.5E+11 | NPDES permit indicates discharge of NON-PROCESS Wastewater | NV0023761 | NVCS45259 | NVIS00914 | 2023 | 1.5E+13 | LAS VEGAS WASH VIA THE CLARK COUNTY STORM DRAIN SY | 0.5 | 0.5 | 0.017864 | NPDES | 0.5 | 0.77362 | [22 empty] | 1.8927 | 1.8927 | Flow Lookup Failed | 1.8927 | Flow Lookup Failed | 1.8927 | Flow Lookup Failed | PlantFlowUsed | 365 | 1.656e-05 | 0.0087495 | 0.0087495 | 0.0087495 | 3 | 4 | 0 | 0 | 39 | 1 | 0 | 0 | 0.788 | 32 | 0 | 0 | 1.1103e-05 | 2.9165e-06 | DMR | [16 empty] | 0.00028783 | 0.15207 | 0.15207 | 0.15207 | 0.00019299 | 5.0691e-05 | NO | PlantFlow
2022 | MCCARRAN INTERNATIONAL AIRPORT | 110064134459 | NV0023761 | LAS VEGAS | CLARK | NV |  | 36.0754 | -115.1669 |  | 4581 | Airports, Flying Fields, and Services | 811420 | Reupholstery and Furniture Repair | NAICS/SIC Not Provided | NAICS/SIC Not Provided | Waste Handling, Treatment, and Disposal (POTW) | 2 | 0.0056171 | NV0023761 | Duck Creek | 1.5E+11 | NPDES permit indicates discharge of NON-PROCESS Wastewater | NV0023761 | NVCS45259 | NVIS00914 | 2023 | 1.5E+13 | LAS VEGAS WASH VIA THE CLARK COUNTY STORM DRAIN SY | 0.5 | 0.5 | 0.017864 | NPDES | 0.5 | 0.77362 | [22 empty] | 1.8927 | 1.8927 | Flow Lookup Failed | 1.8927 | Flow Lookup Failed | 1.8927 | Flow Lookup Failed | PlantFlowUsed | 365 | 1.5389e-05 | 0.0081309 | 0.0081309 | 0.0081309 | 3 | 4 | 0 | 0 | 39 | 1 | 0 | 0 | 0.788 | 32 | 0 | 0 | 1.0318e-05 | 2.7103e-06 | DMR | [16 empty] | 0.00026748 | 0.14132 | 0.14132 | 0.14132 | 0.00017934 | 4.7108e-05 | NO | PlantFlow
2023 | MCCARRAN INTERNATIONAL AIRPORT | 110064134459 | NV0023761 | LAS VEGAS | CLARK | NV |  | 36.0754 | -115.1669 |  | 4581 | Airports, Flying Fields, and Services | 811420 | Reupholstery and Furniture Repair | NAICS/SIC Not Provided | NAICS/SIC Not Provided | Waste Handling, Treatment, and Disposal (POTW) | 2 | 0.011169 | NV0023761 | Duck Creek | 1.5E+11 | NPDES permit indicates discharge of NON-PROCESS Wastewater | NV0023761 | NVCS45259 | NVIS00914 | 2023 | 1.5E+13 | LAS VEGAS WASH VIA THE CLARK COUNTY STORM DRAIN SY | 0.5 | 0.5 | 0.017864 | NPDES | 0.5 | 0.77362 | [22 empty] | 1.8927 | 1.8927 | Flow Lookup Failed | 1.8927 | Flow Lookup Failed | 1.8927 | Flow Lookup Failed | PlantFlowUsed | 365 | 3.0599e-05 | 0.016167 | 0.016167 | 0.016167 | 3 | 4 | 0 | 0 | 39 | 1 | 0 | 0 | 0.788 | 32 | 0 | 0 | 2.0516e-05 | 5.3889e-06 | DMR | [16 empty] | 0.00053184 | 0.28099 | 0.28099 | 0.28099 | 0.00035659 | 9.3664e-05 | NO | PlantFlow
2020 | LAS VEGAS CONVENTION AND VISITORS AUTHORITY REMEDIATION SYSTEM | 110059844156 | NV0024232 | LAS VEGAS | CLARK | NV |  | 36.1315 | -115.1548 |  | 1799 | Special Trade Contractors, Nec | 562910 | Remediation Services | IS47 | Services | Waste Handling, Treatment, and Disposal (Remediation or Monitoring) | 2 | 0.063544 | NV0024232 | City of Las Vegas-Las Vegas Wash | 1.5E+11 | Uncertain, possibly a remediation site | [36 empty] | Permit Lookup Failed |  |  |  | Permit Lookup Failed | EffluentConc | 365 | 0.00017409 | 0.5 | 0.5 | 0.5 | 3 | 4 | 0 | 0 | 39 | 1 | 0 | 0 | 0.788 | 32 | 0 | 0 | 0.00063452 | 0.00016667 | DMR | [16 empty] | 0.0030259 | 0.5 |  |  | 0.00063452 | 0.00016667 | NO | Effluent
2021 | LAS VEGAS CONVENTION AND VISITORS AUTHORITY REMEDIATION SYSTEM | 110059844156 | NV0024232 | LAS VEGAS | CLARK | NV |  | 36.1315 | -115.1548 |  | 1799 | Special Trade Contractors, Nec | 562910 | Remediation Services | IS47 | Services | Waste Handling, Treatment, and Disposal (Remediation or Monitoring) | 2 | 0.044388 | NV0024232 | City of Las Vegas-Las Vegas Wash | 1.5E+11 | Uncertain, possibly a remediation site | [36 empty] | Permit Lookup Failed |  |  |  | Permit Lookup Failed | EffluentConc | 365 | 0.00012161 | 0.5 | 0.5 | 0.5 | 3 | 4 | 0 | 0 | 39 | 1 | 0 | 0 | 0.788 | 32 | 0 | 0 | 0.00063452 | 0.00016667 | DMR | [16 empty] | 0.0021137 | 0.5 |  |  | 0.00063452 | 0.00016667 | NO | Effluent
2023 | LAS VEGAS CONVENTION AND VISITORS AUTHORITY REMEDIATION SYSTEM | 110059844156 | NV0024232 | LAS VEGAS | CLARK | NV |  | 36.1315 | -115.1548 |  | 1799 | Special Trade Contractors, Nec | 562910 | Remediation Services | IS47 | Services | Waste Handling, Treatment, and Disposal (Remediation or Monitoring) | 2 | 0.078586 | NV0024232 | City of Las Vegas-Las Vegas Wash | 1.5E+11 | Uncertain, possibly a remediation site | [36 empty] | Permit Lookup Failed |  |  |  | Permit Lookup Failed | EffluentConc | 365 | 0.0002153 | 0.5 | 0.5 | 0.5 | 3 | 4 | 0 | 0 | 39 | 1 | 0 | 0 | 0.788 | 32 | 0 | 0 | 0.00063452 | 0.00016667 | DMR | [16 empty] | 0.0037422 | 0.5 |  |  | 0.00063452 | 0.00016667 | NO | Effluent
2019 | GM COMPONENTS HOLDINGS LLC | 110000326521 | NY0000558 | LOCKPORT | NIAGARA | NY |  | 43.166 | -78.7405 |  | 3714 | Motor Vehicle Parts and Accessories | 336390 | Other Motor Vehicle Parts Manufacturing | IS43 | Transportation Equipment Manufacturing | Waste Handling, Treatment, and Disposal (Remediation or Monitoring) | 2 | 0.15713 | NY0000558 | Headwaters Eighteenmile Creek | 041300010703 | 2022 TRI reports Mn, Pb, Cr, Cu, Diisocyanates | NY0000558 |  |  | 2023 | 04130000000000 | THE GULF |  | 3.895 | 0.77258 | NPDES | 3.895 | 6.0265 | 15560657 |  | 2 | 3.092 | 4.316 | 5.322 | 51.507 | 11.132 | 3.482 | 2.51 | 1.354 | 1.297 | 1.652 | 1.939 | 3.925 | 4.706 | QE_08 | 1.297 | 3.1711 | 1.7598 | 7.5599 | 4.1527 | 14.7346 | 14.7346 | Plant Flow | 14.7346 | Plant Flow | 14.7346 | Plant Flow |  | 365 | 0.0004305 | 0.029217 | 0.029217 | 0.029217 | 3 | 4 | 0 | 0 | 39 | 1 | 0 | 0 | 0.788 | 32 | 0 | 0 | 3.7077e-05 | 9.739e-06 | DMR | [16 empty] | 0.0074825 | 0.50782 | 0.50782 | 0.50782 | 0.00064444 | 0.00016927 | NO | PlantFlow
2020 | GM COMPONENTS HOLDINGS LLC | 110000326521 | NY0000558 | LOCKPORT | NIAGARA | NY |  | 43.166 | -78.7405 |  | 3714 | Motor Vehicle Parts and Accessories | 336390 | Other Motor Vehicle Parts Manufacturing | IS43 | Transportation Equipment Manufacturing | Waste Handling, Treatment, and Disposal (Remediation or Monitoring) | 2 | 0.17898 | NY0000558 | Headwaters Eighteenmile Creek | 041300010703 | 2022 TRI reports Mn, Pb, Cr, Cu, Diisocyanates | NY0000558 |  |  | 2023 | 04130000000000 | THE GULF |  | 3.895 | 0.77258 | NPDES | 3.895 | 6.0265 | 15560657 |  | 2 | 3.092 | 4.316 | 5.322 | 51.507 | 11.132 | 3.482 | 2.51 | 1.354 | 1.297 | 1.652 | 1.939 | 3.925 | 4.706 | QE_08 | 1.297 | 3.1711 | 1.7598 | 7.5599 | 4.1527 | 14.7346 | 14.7346 | Plant Flow | 14.7346 | Plant Flow | 14.7346 | Plant Flow |  | 365 | 0.00049035 | 0.033279 | 0.033279 | 0.033279 | 3 | 4 | 0 | 0 | 39 | 1 | 0 | 0 | 0.788 | 32 | 0 | 0 | 4.2232e-05 | 1.1093e-05 | DMR | [16 empty] | 0.0085228 | 0.57842 | 0.57842 | 0.57842 | 0.00073404 | 0.00019281 | NO | PlantFlow
2021 | GM COMPONENTS HOLDINGS LLC | 110000326521 | NY0000558 | LOCKPORT | NIAGARA | NY |  | 43.166 | -78.7405 |  | 3714 | Motor Vehicle Parts and Accessories | 336390 | Other Motor Vehicle Parts Manufacturing | IS43 | Transportation Equipment Manufacturing | Waste Handling, Treatment, and Disposal (Remediation or Monitoring) | 2 | 1.0243 | NY0000558 | Headwaters Eighteenmile Creek | 041300010703 | 2022 TRI reports Mn, Pb, Cr, Cu, Diisocyanates | NY0000558 |  |  | 2023 | 04130000000000 | THE GULF |  | 3.895 | 0.77258 | NPDES | 3.895 | 6.0265 | 15560657 |  | 2 | 3.092 | 4.316 | 5.322 | 51.507 | 11.132 | 3.482 | 2.51 | 1.354 | 1.297 | 1.652 | 1.939 | 3.925 | 4.706 | QE_08 | 1.297 | 3.1711 | 1.7598 | 7.5599 | 4.1527 | 14.7346 | 14.7346 | Plant Flow | 14.7346 | Plant Flow | 14.7346 | Plant Flow |  | 365 | 0.0028063 | 0.19046 | 0.19046 | 0.19046 | 3 | 4 | 0 | 0 | 39 | 1 | 0 | 0 | 0.788 | 32 | 0 | 0 | 0.0002417 | 6.3486e-05 | DMR | [16 empty] | 0.048777 | 3.3103 | 3.3103 | 3.3103 | 0.0042009 | 0.0011034 | NO | PlantFlow
2022 | GM COMPONENTS HOLDINGS LLC | 110000326521 | NY0000558 | LOCKPORT | NIAGARA | NY |  | 43.166 | -78.7405 |  | 3714 | Motor Vehicle Parts and Accessories | 336390 | Other Motor Vehicle Parts Manufacturing | IS43 | Transportation Equipment Manufacturing | Waste Handling, Treatment, and Disposal (Remediation or Monitoring) | 2 | 10.7049 | NY0000558 | Headwaters Eighteenmile Creek | 041300010703 | 2022 TRI reports Mn, Pb, Cr, Cu, Diisocyanates | NY0000558 |  |  | 2023 | 04130000000000 | THE GULF |  | 3.895 | 0.77258 | NPDES | 3.895 | 6.0265 | 15560657 |  | 2 | 3.092 | 4.316 | 5.322 | 51.507 | 11.132 | 3.482 | 2.51 | 1.354 | 1.297 | 1.652 | 1.939 | 3.925 | 4.706 | QE_08 | 1.297 | 3.1711 | 1.7598 | 7.5599 | 4.1527 | 14.7346 | 14.7346 | Plant Flow | 14.7346 | Plant Flow | 14.7346 | Plant Flow |  | 365 | 0.029329 | 1.9905 | 1.9905 | 1.9905 | 3 | 4 | 0 | 0 | 39 | 1 | 0 | 0 | 0.788 | 32 | 0 | 0 | 0.002526 | 0.00066348 | DMR | [16 empty] | 0.50976 | 34.596 | 34.596 | 34.596 | 0.043903 | 0.011532 | NO | PlantFlow
2023 | GM COMPONENTS HOLDINGS LLC | 110000326521 | NY0000558 | LOCKPORT | NIAGARA | NY |  | 43.166 | -78.7405 |  | 3714 | Motor Vehicle Parts and Accessories | 336390 | Other Motor Vehicle Parts Manufacturing | IS43 | Transportation Equipment Manufacturing | Waste Handling, Treatment, and Disposal (Remediation or Monitoring) | 2 | 35.3205 | NY0000558 | Headwaters Eighteenmile Creek | 041300010703 | 2022 TRI reports Mn, Pb, Cr, Cu, Diisocyanates | NY0000558 |  |  | 2023 | 04130000000000 | THE GULF |  | 3.895 | 0.77258 | NPDES | 3.895 | 6.0265 | 15560657 |  | 2 | 3.092 | 4.316 | 5.322 | 51.507 | 11.132 | 3.482 | 2.51 | 1.354 | 1.297 | 1.652 | 1.939 | 3.925 | 4.706 | QE_08 | 1.297 | 3.1711 | 1.7598 | 7.5599 | 4.1527 | 14.7346 | 14.7346 | Plant Flow | 14.7346 | Plant Flow | 14.7346 | Plant Flow |  | 365 | 0.096769 | 6.5674 | 6.5674 | 6.5674 | 3 | 4 | 0 | 0 | 39 | 1 | 0 | 0 | 0.788 | 32 | 0 | 0 | 0.0083343 | 0.0021891 | DMR | [16 empty] | 1.6819 | 114.1481 | 114.1481 | 114.1481 | 0.14486 | 0.038049 | NO | PlantFlow
2019 | CARRIER CORPORATION | 110011779147 | NY0001163 | SYRACUSE | ONONDAGA | NY |  | 43.0759 | -76.0891 |  | 3585 | Refrigeration and Heating Equipment | 336390 | Other Motor Vehicle Parts Manufacturing | IS43 | Transportation Equipment Manufacturing | Waste Handling, Treatment, and Disposal (Remediation or Monitoring) | 2 | 3.3057 | NY0001163 | Ley Creek Branches | 041402011508 | Probably has parts in need of Degreasing/Cleaning but unknown if t-DCE is used | NY0001163 |  |  | 2023 | 04140200000000 | SANDERS CK |  | 0.333 | 0.19333 | NPDES | 0.333 | 0.51523 | 21974385 | South Branch Ley Creek | 1 | 17.304 | 20.481 | 24.67 | 138.737 | 56.363 | 18.299 | 12.752 | 7.832 | 6.294 | 7.81 | 18.372 | 26.399 | 22.858 | QE_08 | 6.294 | 15.3888 | 9.0279 | 42.3081 | 23.1249 | 1.2597 | 15.3888 | 30Q5 Flow | 23.1249 | HM Flow | 9.0279 | 7Q10 Flow |  | 365 | 0.0090566 | 1.0032 | 0.58852 | 0.39164 | 3 | 4 | 0 | 0 | 39 | 1 | 0 | 0 | 0.788 | 32 | 0 | 0 | 0.0012731 | 0.0003344 | DMR | [16 empty] | 0.15741 | 17.4363 | 10.2291 | 6.8071 | 0.022127 | 0.0058121 | NO | NHDPlus
2020 | CARRIER CORPORATION | 110011779147 | NY0001163 | SYRACUSE | ONONDAGA | NY |  | 43.0759 | -76.0891 |  | 3585 | Refrigeration and Heating Equipment | 336390 | Other Motor Vehicle Parts Manufacturing | IS43 | Transportation Equipment Manufacturing | Waste Handling, Treatment, and Disposal (Remediation or Monitoring) | 2 | 8.302 | NY0001163 | Ley Creek Branches | 041402011508 | Probably has parts in need of Degreasing/Cleaning but unknown if t-DCE is used | NY0001163 |  |  | 2023 | 04140200000000 | SANDERS CK |  | 0.333 | 0.19333 | NPDES | 0.333 | 0.51523 | 21974385 | South Branch Ley Creek | 1 | 17.304 | 20.481 | 24.67 | 138.737 | 56.363 | 18.299 | 12.752 | 7.832 | 6.294 | 7.81 | 18.372 | 26.399 | 22.858 | QE_08 | 6.294 | 15.3888 | 9.0279 | 42.3081 | 23.1249 | 1.2597 | 15.3888 | 30Q5 Flow | 23.1249 | HM Flow | 9.0279 | 7Q10 Flow |  | 365 | 0.022745 | 2.5194 | 1.478 | 0.98358 | 3 | 4 | 0 | 0 | 39 | 1 | 0 | 0 | 0.788 | 32 | 0 | 0 | 0.0031972 | 0.00083981 | DMR | [16 empty] | 0.39533 | 43.79 | 25.6896 | 17.0955 | 0.055571 | 0.014597 | NO | NHDPlus
2019 | SABIC HIGH PERFORMANCE PLASTICS | 110000324391 | NY0007072 | SELKIRK | ALBANY | NY |  | 42.5758 | -73.8599 |  | 2821 | Plastics Materials and Resins | 325211 | Plastics Material and Resin Manufacturing | IS22 | Plastic Material and Resin Manufacturing | Waste Handling, Treatment, and Disposal (Remediation or Monitoring) | 2 | 0.58339 | NY0007072 | Onesquethaw Creek | 020200060402 | No organochlorines are reported to 2022 TRI | NY0007072 |  |  | 2023 | 02020010000000 | HUDSON R |  | 1.006 | 0.3319 | NPDES | 1.006 | 1.5565 | 6185934 | Vloman Kill | 2 | 12.013 | 14.234 | 18.162 | 49.518 | 38.195 | 22.289 | 15.801 | 8.663 | 6.87 | 7.405 | 8.784 | 16.803 | 13.893 | QE_08 | 6.87 | 16.7971 | 9.8845 | 29.3716 | 20.457 | 3.8057 | 16.7971 | 30Q5 Flow | 20.457 | HM Flow | 9.8845 | 7Q10 Flow |  | 365 | 0.0015983 | 0.1617 | 0.095155 | 0.078131 | 3 | 4 | 0 | 0 | 39 | 1 | 0 | 0 | 0.788 | 32 | 0 | 0 | 0.0002052 | 5.39e-05 | DMR | [16 empty] | 0.02778 | 2.8105 | 1.6539 | 1.358 | 0.0035666 | 0.00093684 | NO | NHDPlus
2020 | SABIC HIGH PERFORMANCE PLASTICS | 110000324391 | NY0007072 | SELKIRK | ALBANY | NY |  | 42.5758 | -73.8599 |  | 2821 | Plastics Materials and Resins | 325211 | Plastics Material and Resin Manufacturing | IS22 | Plastic Material and Resin Manufacturing | Waste Handling, Treatment, and Disposal (Remediation or Monitoring) | 2 | 1.0353 | NY0007072 | Onesquethaw Creek | 020200060402 | No organochlorines are reported to 2022 TRI | NY0007072 |  |  | 2023 | 02020010000000 | HUDSON R |  | 1.006 | 0.3319 | NPDES | 1.006 | 1.5565 | 6185934 | Vloman Kill | 2 | 12.013 | 14.234 | 18.162 | 49.518 | 38.195 | 22.289 | 15.801 | 8.663 | 6.87 | 7.405 | 8.784 | 16.803 | 13.893 | QE_08 | 6.87 | 16.7971 | 9.8845 | 29.3716 | 20.457 | 3.8057 | 16.7971 | 30Q5 Flow | 20.457 | HM Flow | 9.8845 | 7Q10 Flow |  | 365 | 0.0028366 | 0.28697 | 0.16887 | 0.13866 | 3 | 4 | 0 | 0 | 39 | 1 | 0 | 0 | 0.788 | 32 | 0 | 0 | 0.00036418 | 9.5657e-05 | DMR | [16 empty] | 0.049302 | 4.9878 | 2.9352 | 2.41 | 0.0063297 | 0.0016626 | NO | NHDPlus
2021 | SABIC HIGH PERFORMANCE PLASTICS | 110000324391 | NY0007072 | SELKIRK | ALBANY | NY |  | 42.5758 | -73.8599 |  | 2821 | Plastics Materials and Resins | 325211 | Plastics Material and Resin Manufacturing | IS22 | Plastic Material and Resin Manufacturing | Waste Handling, Treatment, and Disposal (Remediation or Monitoring) | 2 | 0.95249 | NY0007072 | Onesquethaw Creek | 020200060402 | No organochlorines are reported to 2022 TRI | NY0007072 |  |  | 2023 | 02020010000000 | HUDSON R |  | 1.006 | 0.3319 | NPDES | 1.006 | 1.5565 | 6185934 | Vloman Kill | 2 | 12.013 | 14.234 | 18.162 | 49.518 | 38.195 | 22.289 | 15.801 | 8.663 | 6.87 | 7.405 | 8.784 | 16.803 | 13.893 | QE_08 | 6.87 | 16.7971 | 9.8845 | 29.3716 | 20.457 | 3.8057 | 16.7971 | 30Q5 Flow | 20.457 | HM Flow | 9.8845 | 7Q10 Flow |  | 365 | 0.0026096 | 0.26401 | 0.15536 | 0.12756 | 3 | 4 | 0 | 0 | 39 | 1 | 0 | 0 | 0.788 | 32 | 0 | 0 | 0.00033503 | 8.8002e-05 | DMR | [16 empty] | 0.045357 | 4.5887 | 2.7003 | 2.2172 | 0.0058232 | 0.0015296 | NO | NHDPlus
2022 | SABIC HIGH PERFORMANCE PLASTICS | 110000324391 | NY0007072 | SELKIRK | ALBANY | NY |  | 42.5758 | -73.8599 |  | 2821 | Plastics Materials and Resins | 325211 | Plastics Material and Resin Manufacturing | IS22 | Plastic Material and Resin Manufacturing | Waste Handling, Treatment, and Disposal (Remediation or Monitoring) | 2 | 1.2873 | NY0007072 | Onesquethaw Creek | 020200060402 | No organochlorines are reported to 2022 TRI | NY0007072 |  |  | 2023 | 02020010000000 | HUDSON R |  | 1.006 | 0.3319 | NPDES | 1.006 | 1.5565 | 6185934 | Vloman Kill | 2 | 12.013 | 14.234 | 18.162 | 49.518 | 38.195 | 22.289 | 15.801 | 8.663 | 6.87 | 7.405 | 8.784 | 16.803 | 13.893 | QE_08 | 6.87 | 16.7971 | 9.8845 | 29.3716 | 20.457 | 3.8057 | 16.7971 | 30Q5 Flow | 20.457 | HM Flow | 9.8845 | 7Q10 Flow |  | 365 | 0.0035269 | 0.35681 | 0.20997 | 0.17241 | 3 | 4 | 0 | 0 | 39 | 1 | 0 | 0 | 0.788 | 32 | 0 | 0 | 0.00045281 | 0.00011894 | DMR | [16 empty] | 0.061301 | 6.2017 | 3.6495 | 2.9966 | 0.0078702 | 0.0020672 | NO | NHDPlus
2023 | SABIC HIGH PERFORMANCE PLASTICS | 110000324391 | NY0007072 | SELKIRK | ALBANY | NY |  | 42.5758 | -73.8599 |  | 2821 | Plastics Materials and Resins | 325211 | Plastics Material and Resin Manufacturing | IS22 | Plastic Material and Resin Manufacturing | Waste Handling, Treatment, and Disposal (Remediation or Monitoring) | 2 | 0.95249 | NY0007072 | Onesquethaw Creek | 020200060402 | No organochlorines are reported to 2022 TRI | NY0007072 |  |  | 2023 | 02020010000000 | HUDSON R |  | 1.006 | 0.3319 | NPDES | 1.006 | 1.5565 | 6185934 | Vloman Kill | 2 | 12.013 | 14.234 | 18.162 | 49.518 | 38.195 | 22.289 | 15.801 | 8.663 | 6.87 | 7.405 | 8.784 | 16.803 | 13.893 | QE_08 | 6.87 | 16.7971 | 9.8845 | 29.3716 | 20.457 | 3.8057 | 16.7971 | 30Q5 Flow | 20.457 | HM Flow | 9.8845 | 7Q10 Flow |  | 365 | 0.0026096 | 0.26401 | 0.15536 | 0.12756 | 3 | 4 | 0 | 0 | 39 | 1 | 0 | 0 | 0.788 | 32 | 0 | 0 | 0.00033503 | 8.8002e-05 | DMR | [16 empty] | 0.045357 | 4.5887 | 2.7003 | 2.2172 | 0.0058232 | 0.0015296 | NO | NHDPlus
2019 | MOOG INC | 110008011490 | NY0090191 | EAST AURORA | ERIE | NY |  | 42.8052 | -78.6466 |  | 3492 | Fluid Power Valves and Hose Fittings | 332912 | Fluid Power Valve and Hose Fitting Manufacturing | IS39 | Fabricated Metal Product Manufacturing | Waste Handling, Treatment, and Disposal (Remediation or Monitoring) | 2 | 0.1557 | NY0090191 | Buffalo Creek | 041201030206 | 2022 TRI reports Cr, Pb, Cu, and Ni are used as an article component | NY0090191 |  |  | 2023 | 04120100000000 | SPRING BK, SPRING BK TR 1, SPRINGBROOK, TRIBS OF BUFFALO RIVER |  | 0.199 | 0.1277 | NPDES | 0.199 | 0.3079 | 15575061 |  | 1 | 1.431 | 2.004 | 2.742 | 24.259 | 4.714 | 1.487 | 1.091 | 0.536 | 0.524 | 0.714 | 3.419 | 2.987 | 2.161 | QE_08 | 0.524 | 1.2812 | 0.68863 | 3.4988 | 1.7185 | 0.75281 | 1.2812 | 30Q5 Flow | 1.7185 | HM Flow | 0.75281 | Plant Flow |  | 365 | 0.00042658 | 0.56665 | 0.33296 | 0.24823 | 3 | 4 | 0 | 0 | 39 | 1 | 0 | 0 | 0.788 | 32 | 0 | 0 | 0.00071909 | 0.00018888 | DMR | [16 empty] | 0.0074143 | 9.8488 | 5.7871 | 4.3145 | 0.012499 | 0.0032829 | NO | NHDPlus
2020 | MOOG INC | 110008011490 | NY0090191 | EAST AURORA | ERIE | NY |  | 42.8052 | -78.6466 |  | 3492 | Fluid Power Valves and Hose Fittings | 332912 | Fluid Power Valve and Hose Fitting Manufacturing | IS39 | Fabricated Metal Product Manufacturing | Waste Handling, Treatment, and Disposal (Remediation or Monitoring) | 2 | 0.077245 | NY0090191 | Buffalo Creek | 041201030206 | 2022 TRI reports Cr, Pb, Cu, and Ni are used as an article component | NY0090191 |  |  | 2023 | 04120100000000 | SPRING BK, SPRING BK TR 1, SPRINGBROOK, TRIBS OF BUFFALO RIVER |  | 0.199 | 0.1277 | NPDES | 0.199 | 0.3079 | 15575061 |  | 1 | 1.431 | 2.004 | 2.742 | 24.259 | 4.714 | 1.487 | 1.091 | 0.536 | 0.524 | 0.714 | 3.419 | 2.987 | 2.161 | QE_08 | 0.524 | 1.2812 | 0.68863 | 3.4988 | 1.7185 | 0.75281 | 1.2812 | 30Q5 Flow | 1.7185 | HM Flow | 0.75281 | Plant Flow |  | 365 | 0.00021163 | 0.28112 | 0.16518 | 0.12315 | 3 | 4 | 0 | 0 | 39 | 1 | 0 | 0 | 0.788 | 32 | 0 | 0 | 0.00035675 | 9.3707e-05 | DMR | [16 empty] | 0.0036783 | 4.8862 | 2.8711 | 2.1405 | 0.0062007 | 0.0016287 | NO | NHDPlus
2021 | MOOG INC | 110008011490 | NY0090191 | EAST AURORA | ERIE | NY |  | 42.8052 | -78.6466 |  | 3492 | Fluid Power Valves and Hose Fittings | 332912 | Fluid Power Valve and Hose Fitting Manufacturing | IS39 | Fabricated Metal Product Manufacturing | Waste Handling, Treatment, and Disposal (Remediation or Monitoring) | 2 | 0.066403 | NY0090191 | Buffalo Creek | 041201030206 | 2022 TRI reports Cr, Pb, Cu, and Ni are used as an article component | NY0090191 |  |  | 2023 | 04120100000000 | SPRING BK, SPRING BK TR 1, SPRINGBROOK, TRIBS OF BUFFALO RIVER |  | 0.199 | 0.1277 | NPDES | 0.199 | 0.3079 | 15575061 |  | 1 | 1.431 | 2.004 | 2.742 | 24.259 | 4.714 | 1.487 | 1.091 | 0.536 | 0.524 | 0.714 | 3.419 | 2.987 | 2.161 | QE_08 | 0.524 | 1.2812 | 0.68863 | 3.4988 | 1.7185 | 0.75281 | 1.2812 | 30Q5 Flow | 1.7185 | HM Flow | 0.75281 | Plant Flow |  | 365 | 0.00018193 | 0.24166 | 0.142 | 0.10587 | 3 | 4 | 0 | 0 | 39 | 1 | 0 | 0 | 0.788 | 32 | 0 | 0 | 0.00030668 | 8.0554e-05 | DMR | [16 empty] | 0.003162 | 4.2003 | 2.4681 | 1.84 | 0.0053304 | 0.0014001 | NO | NHDPlus
2022 | MOOG INC | 110008011490 | NY0090191 | EAST AURORA | ERIE | NY |  | 42.8052 | -78.6466 |  | 3492 | Fluid Power Valves and Hose Fittings | 332912 | Fluid Power Valve and Hose Fitting Manufacturing | IS39 | Fabricated Metal Product Manufacturing | Waste Handling, Treatment, and Disposal (Remediation or Monitoring) | 2 | 0.076615 | NY0090191 | Buffalo Creek | 041201030206 | 2022 TRI reports Cr, Pb, Cu, and Ni are used as an article component | NY0090191 |  |  | 2023 | 04120100000000 | SPRING BK, SPRING BK TR 1, SPRINGBROOK, TRIBS OF BUFFALO RIVER |  | 0.199 | 0.1277 | NPDES | 0.199 | 0.3079 | 15575061 |  | 1 | 1.431 | 2.004 | 2.742 | 24.259 | 4.714 | 1.487 | 1.091 | 0.536 | 0.524 | 0.714 | 3.419 | 2.987 | 2.161 | QE_08 | 0.524 | 1.2812 | 0.68863 | 3.4988 | 1.7185 | 0.75281 | 1.2812 | 30Q5 Flow | 1.7185 | HM Flow | 0.75281 | Plant Flow |  | 365 | 0.0002099 | 0.27883 | 0.16384 | 0.12215 | 3 | 4 | 0 | 0 | 39 | 1 | 0 | 0 | 0.788 | 32 | 0 | 0 | 0.00035384 | 9.2943e-05 | DMR | [16 empty] | 0.0036483 | 4.8463 | 2.8476 | 2.123 | 0.0061501 | 0.0016154 | NO | NHDPlus
2023 | MOOG INC | 110008011490 | NY0090191 | EAST AURORA | ERIE | NY |  | 42.8052 | -78.6466 |  | 3492 | Fluid Power Valves and Hose Fittings | 332912 | Fluid Power Valve and Hose Fitting Manufacturing | IS39 | Fabricated Metal Product Manufacturing | Waste Handling, Treatment, and Disposal (Remediation or Monitoring) | 2 | 0.096938 | NY0090191 | Buffalo Creek | 041201030206 | 2022 TRI reports Cr, Pb, Cu, and Ni are used as an article component | NY0090191 |  |  | 2023 | 04120100000000 | SPRING BK, SPRING BK TR 1, SPRINGBROOK, TRIBS OF BUFFALO RIVER |  | 0.199 | 0.1277 | NPDES | 0.199 | 0.3079 | 15575061 |  | 1 | 1.431 | 2.004 | 2.742 | 24.259 | 4.714 | 1.487 | 1.091 | 0.536 | 0.524 | 0.714 | 3.419 | 2.987 | 2.161 | QE_08 | 0.524 | 1.2812 | 0.68863 | 3.4988 | 1.7185 | 0.75281 | 1.2812 | 30Q5 Flow | 1.7185 | HM Flow | 0.75281 | Plant Flow |  | 365 | 0.00026558 | 0.35279 | 0.2073 | 0.15455 | 3 | 4 | 0 | 0 | 39 | 1 | 0 | 0 | 0.788 | 32 | 0 | 0 | 0.00044771 | 0.0001176 | DMR | [16 empty] | 0.0046161 | 6.1319 | 3.603 | 2.6862 | 0.0077815 | 0.002044 | NO | NHDPlus
2023 | EASTMAN CHEMICAL COMPANY | 110000574423 | TN0002640 | KINGSPORT | SULLIVAN | TN |  | 36.5271 | -82.5386 |  | 2869 | Industrial Organic Chemicals, Nec | 325998 | All Other Miscellaneous Chemical Product and Preparation Manufacturing | IS34 | All Other Chemical Product and Preparation Manufacturing | Waste Handling, Treatment, and Disposal (Remediation or Monitoring) | 2 | 9.6809 | TN0002640 | Kendrick Creek-South Fork Holston River | 060101020704 | 2022 TRI reports PCE as a byproduct | TN0073946 | TNG670430 | TN0002640 | 2023 | 06010100000000 | HOLSTON-SOUTH FORK (D/S OF WATAUGA), HORSE CREEK, SOUTH FORK HOLSTON RIVER | 486.7 | 471.1 | 34.4173 | NPDES | 471.1 | 728.9001 | 19753623 | South Fork Holston River | 6 | 2816.852 | 3950.091 | 4178.138 | 4394.602 | 3948.954 | 3266.912 | 2829.989 | 2315.313 | 1816.814 | 1246.574 | 1113.093 | 1573.181 | 2761.605 | QE_10 | 1113.093 | 2721.4988 | 1915.6069 | 6887.1687 | 4949.0724 | 1782.1517 | 2721.4988 | 30Q5 Flow | 4949.0724 | HM Flow | 1915.6069 | 7Q10 Flow |  | 365 | 0.026523 | 0.013846 | 0.0097457 | 0.0053592 | 3 | 4 | 0 | 0 | 39 | 1 | 0 | 0 | 0.788 | 32 | 0 | 0 | 1.7571e-05 | 4.6152e-06 | DMR | [16 empty] | 0.46099 | 0.24065 | 0.16939 | 0.093148 | 0.0003054 | 8.0217e-05 | NO | NHDPlus
2021 | TEKNOR APEX TENNESSEE COMPANY | 110000373621 | TN0041939 | BROWNSVILLE | HAYWOOD | TN |  | 35.6076 | -89.2377 |  | 3087 | Custom Compound Purchased Resins | 325991 | Custom Compounding of Purchased Resins | IS32 | Custom Compounding of Purchased Resin | Waste Handling, Treatment, and Disposal (Remediation or Monitoring) | 2 | 1.4886 | TN0041939 | Nixon Creek Upper | 080102050401 | No organochlorines are reported to 2022 TRI | TNG670222 | TN0041939 |  | 2023 | 08010210000000 | FORKED DEER-SOUTH FORK, LITTLE NIXON CREEK | 1.37 | 1.17 | 1.4358 | NPDES | 1.17 | 1.8103 | 14241634 | Little Nixon Creek | 1 | 2.444 | 3.214 | 3.728 | 3.951 | 4.128 | 3.298 | 1.714 | 0.592 | 0.432 | 0.751 | 2.341 | 2.755 | 3.522 | QE_08 | 0.432 | 1.0562 | 0.56388 | 5.9756 | 1.9824 | 4.4261 | 4.4261 | Plant Flow | 4.4261 | Plant Flow | 4.4261 | Plant Flow |  | 365 | 0.0040783 | 0.92144 | 0.92144 | 0.92144 | 3 | 4 | 0 | 0 | 39 | 1 | 0 | 0 | 0.788 | 32 | 0 | 0 | 0.0011693 | 0.00030715 | DMR | [16 empty] | 0.070885 | 16.0155 | 16.0155 | 16.0155 | 0.020324 | 0.0053385 | NO | PlantFlow
2022 | TEKNOR APEX TENNESSEE COMPANY | 110000373621 | TN0041939 | BROWNSVILLE | HAYWOOD | TN |  | 35.6076 | -89.2377 |  | 3087 | Custom Compound Purchased Resins | 325991 | Custom Compounding of Purchased Resins | IS32 | Custom Compounding of Purchased Resin | Waste Handling, Treatment, and Disposal (Remediation or Monitoring) | 2 | 0.411 | TN0041939 | Nixon Creek Upper | 080102050401 | No organochlorines are reported to 2022 TRI | TNG670222 | TN0041939 |  | 2023 | 08010210000000 | FORKED DEER-SOUTH FORK, LITTLE NIXON CREEK | 1.37 | 1.17 | 1.4358 | NPDES | 1.17 | 1.8103 | 14241634 | Little Nixon Creek | 1 | 2.444 | 3.214 | 3.728 | 3.951 | 4.128 | 3.298 | 1.714 | 0.592 | 0.432 | 0.751 | 2.341 | 2.755 | 3.522 | QE_08 | 0.432 | 1.0562 | 0.56388 | 5.9756 | 1.9824 | 4.4261 | 4.4261 | Plant Flow | 4.4261 | Plant Flow | 4.4261 | Plant Flow |  | 365 | 0.001126 | 0.25441 | 0.25441 | 0.25441 | 3 | 4 | 0 | 0 | 39 | 1 | 0 | 0 | 0.788 | 32 | 0 | 0 | 0.00032286 | 8.4804e-05 | DMR | [16 empty] | 0.019572 | 4.4219 | 4.4219 | 4.4219 | 0.0056115 | 0.001474 | NO | PlantFlow
2023 | TEKNOR APEX TENNESSEE COMPANY | 110000373621 | TN0041939 | BROWNSVILLE | HAYWOOD | TN |  | 35.6076 | -89.2377 |  | 3087 | Custom Compound Purchased Resins | 325991 | Custom Compounding of Purchased Resins | IS32 | Custom Compounding of Purchased Resin | Waste Handling, Treatment, and Disposal (Remediation or Monitoring) | 2 | 0.10016 | TN0041939 | Nixon Creek Upper | 080102050401 | No organochlorines are reported to 2022 TRI | TNG670222 | TN0041939 |  | 2023 | 08010210000000 | FORKED DEER-SOUTH FORK, LITTLE NIXON CREEK | 1.37 | 1.17 | 1.4358 | NPDES | 1.17 | 1.8103 | 14241634 | Little Nixon Creek | 1 | 2.444 | 3.214 | 3.728 | 3.951 | 4.128 | 3.298 | 1.714 | 0.592 | 0.432 | 0.751 | 2.341 | 2.755 | 3.522 | QE_08 | 0.432 | 1.0562 | 0.56388 | 5.9756 | 1.9824 | 4.4261 | 4.4261 | Plant Flow | 4.4261 | Plant Flow | 4.4261 | Plant Flow |  | 365 | 0.00027441 | 0.061999 | 0.061999 | 0.061999 | 3 | 4 | 0 | 0 | 39 | 1 | 0 | 0 | 0.788 | 32 | 0 | 0 | 7.8679e-05 | 2.0666e-05 | DMR | [16 empty] | 0.0047696 | 1.0776 | 1.0776 | 1.0776 | 0.0013675 | 0.0003592 | NO | PlantFlow
2020 | HUNTSMAN PETROCHEMICAL LLC - CONROE PLANT | 110000748095 | TX0005592 | CONROE | MONTGOMERY | TX |  | 30.3114 | -95.3871 |  | 2869 | Industrial Organic Chemicals, Nec | 325998 | All Other Miscellaneous Chemical Product and Preparation Manufacturing | IS34 | All Other Chemical Product and Preparation Manufacturing | Waste Handling, Treatment, and Disposal (Remediation or Monitoring) | 2 | 1.6405 | TX0005592 | Crystal Creek | 1.2E+11 | No organochlorines are reported to 2022 TRI | TX0005592 | TXR1510LO | TXR05FC17 | 2023 | 1.2E+13 | WEST FORK SAN JACINTO RIVER |  | 0.75 | 0.29031 | NPDES | 0.75 | 1.1604 | 1468026 | West Fork Crystal Creek | 1 | 15.446 | 32.886 | 32.145 | 21.752 | 14.522 | 15.861 | 13.795 | 3.961 | 2.69 | 2.176 | 3.766 | 2.465 | 26.308 | QE_09 | 2.176 | 5.3203 | 3.0066 | 37.7653 | 11.9444 | 2.8372 | 5.3203 | 30Q5 Flow | 11.9444 | HM Flow | 3.0066 | 7Q10 Flow |  | 365 | 0.0044946 | 1.4949 | 0.8448 | 0.37629 | 3 | 4 | 0 | 0 | 39 | 1 | 0 | 0 | 0.788 | 32 | 0 | 0 | 0.0018971 | 0.0004983 | DMR | [16 empty] | 0.07812 | 25.9826 | 14.6835 | 6.5404 | 0.032973 | 0.0086609 | NO | NHDPlus
2021 | HUNTSMAN PETROCHEMICAL LLC - CONROE PLANT | 110000748095 | TX0005592 | CONROE | MONTGOMERY | TX |  | 30.3114 | -95.3871 |  | 2869 | Industrial Organic Chemicals, Nec | 325998 | All Other Miscellaneous Chemical Product and Preparation Manufacturing | IS34 | All Other Chemical Product and Preparation Manufacturing | Waste Handling, Treatment, and Disposal (Remediation or Monitoring) | 2 | 2.1294 | TX0005592 | Crystal Creek | 1.2E+11 | No organochlorines are reported to 2022 TRI | TX0005592 | TXR1510LO | TXR05FC17 | 2023 | 1.2E+13 | WEST FORK SAN JACINTO RIVER |  | 0.75 | 0.29031 | NPDES | 0.75 | 1.1604 | 1468026 | West Fork Crystal Creek | 1 | 15.446 | 32.886 | 32.145 | 21.752 | 14.522 | 15.861 | 13.795 | 3.961 | 2.69 | 2.176 | 3.766 | 2.465 | 26.308 | QE_09 | 2.176 | 5.3203 | 3.0066 | 37.7653 | 11.9444 | 2.8372 | 5.3203 | 30Q5 Flow | 11.9444 | HM Flow | 3.0066 | 7Q10 Flow |  | 365 | 0.0058339 | 1.9403 | 1.0965 | 0.48842 | 3 | 4 | 0 | 0 | 39 | 1 | 0 | 0 | 0.788 | 32 | 0 | 0 | 0.0024624 | 0.00064678 | DMR | [16 empty] | 0.1014 | 33.7249 | 19.0589 | 8.4892 | 0.042798 | 0.011242 | NO | NHDPlus
2023 | ECO SERVICES OPERATIONS HOUSTON | 110000460901 | TX0007072 | HOUSTON | HARRIS | TX |  | 29.7181 | -95.2687 |  | 2819 | Industrial Inorganic Chemicals, Nec | 331313 | Alumina Refining and Primary Aluminum Production | IS38 | Primary Metal Manufacturing | Waste Handling, Treatment, and Disposal (Remediation or Monitoring) | 2 | 23.1994 | TX0007072 | Lower Sims Bayou | 1.2E+11 | 2022 TRI reports other OrganoCl as ancillary | TX0007072 |  |  | 2023 | 1.2E+13 | HOUSTON SHIP CHANNEL/BUFFALO BAYOU TIDAL | 1.44 | 1.44 | 0.3888 | NPDES | 1.44 | 2.228 | 1439589 | Brays Bayou | 2 | 113.402 | 236.527 | 228.386 | 158.907 | 121.028 | 102.278 | 119.605 | 50.639 | 52.407 | 61.568 | 61.184 | 65.069 | 158.992 | QE_07 | 50.639 | 123.8117 | 78.1664 | 277.2665 | 185.2401 | 5.4475 | 123.8117 | 30Q5 Flow | 185.2401 | HM Flow | 78.1664 | 7Q10 Flow |  | 365 | 0.06356 | 0.81314 | 0.51336 | 0.34312 | 3 | 4 | 0 | 0 | 39 | 1 | 0 | 0 | 0.788 | 32 | 0 | 0 | 0.0010319 | 0.00027105 | DMR | [16 empty] | 1.1047 | 14.1331 | 8.9227 | 5.9638 | 0.017935 | 0.004711 | NO | NHDPlus
2019 | HYSTER-YALE GROUP, INC (BOLZONI-AURAMO) | 110007915505 | AL0069787 | SULLIGENT | LAMAR | AL |  | 33.9172 | -88.1018 |  | 3537 | Industrial Trucks and Tractors | 333924 | Industrial Truck, Tractor, Trailer, and Stacker Machinery Manufacturing | IS40 | Machinery Manufacturing | Waste Handling, Treatment, and Disposal (Remediation or Monitoring) | 1 | 4.1544e-05 | AL0069787 | Cannon Mill Creek-Beaver Creek | 031601030202 | Nothing reported to 2022 TRI | AL0069787 |  |  | 2023 | 03160100000000 | BEAVER CREEK |  |  | 0 | NPDES | 0 | 0 | 18673276 |  | 1 | 1.678 | 2.316 | 2.43 | 2.601 | 2.287 | 2.072 | 1.58 | 1.148 | 0.808 | 0.778 | 0.882 | 3.361 | 2.771 | QE_09 | 0.778 | 1.9022 | 1.0368 | 4.1027 | 2.3224 | 0 | 1.9022 | 30Q5 Flow | 2.3224 | HM Flow | 1.0368 | 7Q10 Flow |  | 365 | 1.1382e-07 | 0.00010978 | 5.9836e-05 | 4.901e-05 | 3 | 4 | 0 | 0 | 39 | 1 | 0 | 0 | 0.788 | 32 | 0 | 0 | 1.3932e-07 | 3.6595e-08 | DMR | [16 empty] | 1.9783e-06 | 0.0019081 | 0.00104 | 0.00085184 | 2.4215e-06 | 6.3605e-07 | NO | NHDPlus
2021 | HYSTER-YALE GROUP, INC (BOLZONI-AURAMO) | 110007915505 | AL0069787 | SULLIGENT | LAMAR | AL |  | 33.9172 | -88.1018 |  | 3537 | Industrial Trucks and Tractors | 333924 | Industrial Truck, Tractor, Trailer, and Stacker Machinery Manufacturing | IS40 | Machinery Manufacturing | Waste Handling, Treatment, and Disposal (Remediation or Monitoring) | 1 | 0.029392 | AL0069787 | Cannon Mill Creek-Beaver Creek | 031601030202 | Nothing reported to 2022 TRI | AL0069787 |  |  | 2023 | 03160100000000 | BEAVER CREEK |  |  | 0 | NPDES | 0 | 0 | 18673276 |  | 1 | 1.678 | 2.316 | 2.43 | 2.601 | 2.287 | 2.072 | 1.58 | 1.148 | 0.808 | 0.778 | 0.882 | 3.361 | 2.771 | QE_09 | 0.778 | 1.9022 | 1.0368 | 4.1027 | 2.3224 | 0 | 1.9022 | 30Q5 Flow | 2.3224 | HM Flow | 1.0368 | 7Q10 Flow |  | 365 | 8.0527e-05 | 0.077672 | 0.042334 | 0.034674 | 3 | 4 | 0 | 0 | 39 | 1 | 0 | 0 | 0.788 | 32 | 0 | 0 | 9.8568e-05 | 2.5891e-05 | DMR | [16 empty] | 0.0013996 | 1.35 | 0.7358 | 0.60267 | 0.0017132 | 0.00045 | NO | NHDPlus
2022 | HYSTER-YALE GROUP, INC (BOLZONI-AURAMO) | 110007915505 | AL0069787 | SULLIGENT | LAMAR | AL |  | 33.9172 | -88.1018 |  | 3537 | Industrial Trucks and Tractors | 333924 | Industrial Truck, Tractor, Trailer, and Stacker Machinery Manufacturing | IS40 | Machinery Manufacturing | Waste Handling, Treatment, and Disposal (Remediation or Monitoring) | 1 | 0.013312 | AL0069787 | Cannon Mill Creek-Beaver Creek | 031601030202 | Nothing reported to 2022 TRI | AL0069787 |  |  | 2023 | 03160100000000 | BEAVER CREEK |  |  | 0 | NPDES | 0 | 0 | 18673276 |  | 1 | 1.678 | 2.316 | 2.43 | 2.601 | 2.287 | 2.072 | 1.58 | 1.148 | 0.808 | 0.778 | 0.882 | 3.361 | 2.771 | QE_09 | 0.778 | 1.9022 | 1.0368 | 4.1027 | 2.3224 | 0 | 1.9022 | 30Q5 Flow | 2.3224 | HM Flow | 1.0368 | 7Q10 Flow |  | 365 | 3.6472e-05 | 0.035179 | 0.019173 | 0.015704 | 3 | 4 | 0 | 0 | 39 | 1 | 0 | 0 | 0.788 | 32 | 0 | 0 | 4.4643e-05 | 1.1726e-05 | DMR | [16 empty] | 0.00063391 | 0.61144 | 0.33325 | 0.27296 | 0.00077593 | 0.00020381 | NO | NHDPlus
2019 | FUTUREFUEL CHEMICAL COMPANY | 110017432937 | AR0035386 | BATESVILLE | INDEPENDENCE COUNTY | AR |  | 35.7223 | -91.525 |  | 2865 | Cyclic Crudes and Intermediates | 325194 | Cyclic Crude, Intermediate, and Gum and Wood Chemical Manufacturing | IS21 | All Other Basic Organic Chemical Manufacturing | Waste Handling, Treatment, and Disposal (Remediation or Monitoring) | 1 | 4.574 | AR0035386 | Big Creek-White River | 1.1E+11 | 2022 TRI reports chloromethane produced as byproduct | ARR157964 | AR0035386 |  | 2023 | 1.1E+13 | WHITE RIVER |  | 58.3 | 21.9425 | NPDES | 58.3 | 90.2035 | 11833726 | White River | 7 | 12442.192 | 14053.243 | 14754.036 | 20383.765 | 18177.892 | 14039.819 | 11079.286 | 10821.218 | 9586.603 | 7223.294 | 6357.515 | 8923.558 | 12916.402 | QE_10 | 6357.515 | 15544.0464 | 11633.2256 | 30421.0073 | 27046.1219 | 220.5465 | 15544.0464 | 30Q5 Flow | 27046.1219 | HM Flow | 11633.2256 | 7Q10 Flow |  | 365 | 0.012532 | 0.0010772 | 0.0008062 | 0.00046334 | 3 | 4 | 0 | 0 | 39 | 1 | 0 | 0 | 0.788 | 32 | 0 | 0 | 1.367e-06 | 3.5908e-07 | DMR | [16 empty] | 0.21781 | 0.018723 | 0.014013 | 0.0080534 | 2.376e-05 | 6.2411e-06 | NO | NHDPlus
2020 | FUTUREFUEL CHEMICAL COMPANY | 110017432937 | AR0035386 | BATESVILLE | INDEPENDENCE COUNTY | AR |  | 35.7223 | -91.525 |  | 2865 | Cyclic Crudes and Intermediates | 325194 | Cyclic Crude, Intermediate, and Gum and Wood Chemical Manufacturing | IS21 | All Other Basic Organic Chemical Manufacturing | Waste Handling, Treatment, and Disposal (Remediation or Monitoring) | 1 | 2.068 | AR0035386 | Big Creek-White River | 1.1E+11 | 2022 TRI reports chloromethane produced as byproduct | ARR157964 | AR0035386 |  | 2023 | 1.1E+13 | WHITE RIVER |  | 58.3 | 21.9425 | NPDES | 58.3 | 90.2035 | 11833726 | White River | 7 | 12442.192 | 14053.243 | 14754.036 | 20383.765 | 18177.892 | 14039.819 | 11079.286 | 10821.218 | 9586.603 | 7223.294 | 6357.515 | 8923.558 | 12916.402 | QE_10 | 6357.515 | 15544.0464 | 11633.2256 | 30421.0073 | 27046.1219 | 220.5465 | 15544.0464 | 30Q5 Flow | 27046.1219 | HM Flow | 11633.2256 | 7Q10 Flow |  | 365 | 0.0056657 | 0.00048702 | 0.00036449 | 0.00020948 | 3 | 4 | 0 | 0 | 39 | 1 | 0 | 0 | 0.788 | 32 | 0 | 0 | 6.1805e-07 | 1.6234e-07 | DMR | [16 empty] | 0.098475 | 0.008465 | 0.0063352 | 0.003641 | 1.0742e-05 | 2.8217e-06 | NO | NHDPlus
2021 | FUTUREFUEL CHEMICAL COMPANY | 110017432937 | AR0035386 | BATESVILLE | INDEPENDENCE COUNTY | AR |  | 35.7223 | -91.525 |  | 2865 | Cyclic Crudes and Intermediates | 325194 | Cyclic Crude, Intermediate, and Gum and Wood Chemical Manufacturing | IS21 | All Other Basic Organic Chemical Manufacturing | Waste Handling, Treatment, and Disposal (Remediation or Monitoring) | 1 | 1.6571 | AR0035386 | Big Creek-White River | 1.1E+11 | 2022 TRI reports chloromethane produced as byproduct | ARR157964 | AR0035386 |  | 2023 | 1.1E+13 | WHITE RIVER |  | 58.3 | 21.9425 | NPDES | 58.3 | 90.2035 | 11833726 | White River | 7 | 12442.192 | 14053.243 | 14754.036 | 20383.765 | 18177.892 | 14039.819 | 11079.286 | 10821.218 | 9586.603 | 7223.294 | 6357.515 | 8923.558 | 12916.402 | QE_10 | 6357.515 | 15544.0464 | 11633.2256 | 30421.0073 | 27046.1219 | 220.5465 | 15544.0464 | 30Q5 Flow | 27046.1219 | HM Flow | 11633.2256 | 7Q10 Flow |  | 365 | 0.00454 | 0.00039026 | 0.00029207 | 0.00016786 | 3 | 4 | 0 | 0 | 39 | 1 | 0 | 0 | 0.788 | 32 | 0 | 0 | 4.9526e-07 | 1.3009e-07 | DMR | [16 empty] | 0.07891 | 0.0067831 | 0.0050765 | 0.0029176 | 8.608e-06 | 2.261e-06 | NO | NHDPlus
2022 | FUTUREFUEL CHEMICAL COMPANY | 110017432937 | AR0035386 | BATESVILLE | INDEPENDENCE COUNTY | AR |  | 35.7223 | -91.525 |  | 2865 | Cyclic Crudes and Intermediates | 325194 | Cyclic Crude, Intermediate, and Gum and Wood Chemical Manufacturing | IS21 | All Other Basic Organic Chemical Manufacturing | Waste Handling, Treatment, and Disposal (Remediation or Monitoring) | 1 | 2.0748 | AR0035386 | Big Creek-White River | 1.1E+11 | 2022 TRI reports chloromethane produced as byproduct | ARR157964 | AR0035386 |  | 2023 | 1.1E+13 | WHITE RIVER |  | 58.3 | 21.9425 | NPDES | 58.3 | 90.2035 | 11833726 | White River | 7 | 12442.192 | 14053.243 | 14754.036 | 20383.765 | 18177.892 | 14039.819 | 11079.286 | 10821.218 | 9586.603 | 7223.294 | 6357.515 | 8923.558 | 12916.402 | QE_10 | 6357.515 | 15544.0464 | 11633.2256 | 30421.0073 | 27046.1219 | 220.5465 | 15544.0464 | 30Q5 Flow | 27046.1219 | HM Flow | 11633.2256 | 7Q10 Flow |  | 365 | 0.0056843 | 0.00048863 | 0.00036569 | 0.00021017 | 3 | 4 | 0 | 0 | 39 | 1 | 0 | 0 | 0.788 | 32 | 0 | 0 | 6.2009e-07 | 1.6288e-07 | DMR | [16 empty] | 0.098799 | 0.0084928 | 0.0063561 | 0.003653 | 1.0778e-05 | 2.8309e-06 | NO | NHDPlus
2023 | FUTUREFUEL CHEMICAL COMPANY | 110017432937 | AR0035386 | BATESVILLE | INDEPENDENCE COUNTY | AR |  | 35.7223 | -91.525 |  | 2865 | Cyclic Crudes and Intermediates | 325194 | Cyclic Crude, Intermediate, and Gum and Wood Chemical Manufacturing | IS21 | All Other Basic Organic Chemical Manufacturing | Waste Handling, Treatment, and Disposal (Remediation or Monitoring) | 1 | 1.6503 | AR0035386 | Big Creek-White River | 1.1E+11 | 2022 TRI reports chloromethane produced as byproduct | ARR157964 | AR0035386 |  | 2023 | 1.1E+13 | WHITE RIVER |  | 58.3 | 21.9425 | NPDES | 58.3 | 90.2035 | 11833726 | White River | 7 | 12442.192 | 14053.243 | 14754.036 | 20383.765 | 18177.892 | 14039.819 | 11079.286 | 10821.218 | 9586.603 | 7223.294 | 6357.515 | 8923.558 | 12916.402 | QE_10 | 6357.515 | 15544.0464 | 11633.2256 | 30421.0073 | 27046.1219 | 220.5465 | 15544.0464 | 30Q5 Flow | 27046.1219 | HM Flow | 11633.2256 | 7Q10 Flow |  | 365 | 0.0045213 | 0.00038866 | 0.00029087 | 0.00016717 | 3 | 4 | 0 | 0 | 39 | 1 | 0 | 0 | 0.788 | 32 | 0 | 0 | 4.9322e-07 | 1.2955e-07 | DMR | [16 empty] | 0.078585 | 0.0067552 | 0.0050556 | 0.0029056 | 8.5726e-06 | 2.2517e-06 | NO | NHDPlus
2019 | BASF CORPORATION | 110000452082 | AR0037770 | WEST MEMPHIS | CRITTENDEN | AR |  | 35.1361 | -90.0969 |  | 2869 | Industrial Organic Chemicals, Nec | 325998 | All Other Miscellaneous Chemical Product and Preparation Manufacturing | IS34 | All Other Chemical Product and Preparation Manufacturing | Waste Handling, Treatment, and Disposal (Remediation or Monitoring) | 1 | 0.031031 | AR0037770 | Loosahatchie Bar-Mississippi River | 080101000703 | 2019 TRI reports Epichlorohydrin as a reactant | AR0037770 | ARR152258 |  | 2023 | 08010100000000 | MISSISSIPPI R |  | 0.077 | 0.0068958 | NPDES | 0.077 | 0.11914 | 7474830 | Mississippi River | 10 | 555315.904 | 629549.547 | 655454.439 | 849651.7 | 874024.786 | 726161.698 | 540936.64 | 425392.386 | 338797.77 | 305129.643 | 329314.777 | 408199.597 | 620859.335 | QE_09 | 305129.643 | 746038.2469 | 639845.7551 | 1357740.597 | 1489612.539 | 0.29129 | 746038.2469 | 30Q5 Flow | 1489612.539 | HM Flow | 639845.7551 | 7Q10 Flow |  | 365 | 8.5016e-05 | 1.3287e-07 | 1.1396e-07 | 5.7073e-08 | 3 | 4 | 0 | 0 | 39 | 1 | 0 | 0 | 0.788 | 32 | 0 | 0 | 1.6862e-10 | 4.429e-11 | DMR | [16 empty] | 0.0014777 | 2.3094e-06 | 1.9807e-06 | 9.9198e-07 | 2.9307e-09 | 7.698e-10 | NO | NHDPlus
2020 | BASF CORPORATION | 110000452082 | AR0037770 | WEST MEMPHIS | CRITTENDEN | AR |  | 35.1361 | -90.0969 |  | 2869 | Industrial Organic Chemicals, Nec | 325998 | All Other Miscellaneous Chemical Product and Preparation Manufacturing | IS34 | All Other Chemical Product and Preparation Manufacturing | Waste Handling, Treatment, and Disposal (Remediation or Monitoring) | 1 | 0.041564 | AR0037770 | Loosahatchie Bar-Mississippi River | 080101000703 | 2019 TRI reports Epichlorohydrin as a reactant | AR0037770 | ARR152258 |  | 2023 | 08010100000000 | MISSISSIPPI R |  | 0.077 | 0.0068958 | NPDES | 0.077 | 0.11914 | 7474830 | Mississippi River | 10 | 555315.904 | 629549.547 | 655454.439 | 849651.7 | 874024.786 | 726161.698 | 540936.64 | 425392.386 | 338797.77 | 305129.643 | 329314.777 | 408199.597 | 620859.335 | QE_09 | 305129.643 | 746038.2469 | 639845.7551 | 1357740.597 | 1489612.539 | 0.29129 | 746038.2469 | 30Q5 Flow | 1489612.539 | HM Flow | 639845.7551 | 7Q10 Flow |  | 365 | 0.00011387 | 1.7797e-07 | 1.5264e-07 | 7.6445e-08 | 3 | 4 | 0 | 0 | 39 | 1 | 0 | 0 | 0.788 | 32 | 0 | 0 | 2.2585e-10 | 5.9323e-11 | DMR | [16 empty] | 0.0019792 | 3.0933e-06 | 2.653e-06 | 1.3287e-06 | 3.9255e-09 | 1.0311e-09 | NO | NHDPlus
2021 | BASF CORPORATION | 110000452082 | AR0037770 | WEST MEMPHIS | CRITTENDEN | AR |  | 35.1361 | -90.0969 |  | 2869 | Industrial Organic Chemicals, Nec | 325998 | All Other Miscellaneous Chemical Product and Preparation Manufacturing | IS34 | All Other Chemical Product and Preparation Manufacturing | Waste Handling, Treatment, and Disposal (Remediation or Monitoring) | 1 | 0.059301 | AR0037770 | Loosahatchie Bar-Mississippi River | 080101000703 | 2019 TRI reports Epichlorohydrin as a reactant | AR0037770 | ARR152258 |  | 2023 | 08010100000000 | MISSISSIPPI R |  | 0.077 | 0.0068958 | NPDES | 0.077 | 0.11914 | 7474830 | Mississippi River | 10 | 555315.904 | 629549.547 | 655454.439 | 849651.7 | 874024.786 | 726161.698 | 540936.64 | 425392.386 | 338797.77 | 305129.643 | 329314.777 | 408199.597 | 620859.335 | QE_09 | 305129.643 | 746038.2469 | 639845.7551 | 1357740.597 | 1489612.539 | 0.29129 | 746038.2469 | 30Q5 Flow | 1489612.539 | HM Flow | 639845.7551 | 7Q10 Flow |  | 365 | 0.00016247 | 2.5392e-07 | 2.1778e-07 | 1.0907e-07 | 3 | 4 | 0 | 0 | 39 | 1 | 0 | 0 | 0.788 | 32 | 0 | 0 | 3.2223e-10 | 8.464e-11 | DMR | [16 empty] | 0.0028239 | 4.4134e-06 | 3.7852e-06 | 1.8957e-06 | 5.6007e-09 | 1.4711e-09 | NO | NHDPlus
2022 | BASF CORPORATION | 110000452082 | AR0037770 | WEST MEMPHIS | CRITTENDEN | AR |  | 35.1361 | -90.0969 |  | 2869 | Industrial Organic Chemicals, Nec | 325998 | All Other Miscellaneous Chemical Product and Preparation Manufacturing | IS34 | All Other Chemical Product and Preparation Manufacturing | Waste Handling, Treatment, and Disposal (Remediation or Monitoring) | 1 | 0.012054 | AR0037770 | Loosahatchie Bar-Mississippi River | 080101000703 | 2019 TRI reports Epichlorohydrin as a reactant | AR0037770 | ARR152258 |  | 2023 | 08010100000000 | MISSISSIPPI R |  | 0.077 | 0.0068958 | NPDES | 0.077 | 0.11914 | 7474830 | Mississippi River | 10 | 555315.904 | 629549.547 | 655454.439 | 849651.7 | 874024.786 | 726161.698 | 540936.64 | 425392.386 | 338797.77 | 305129.643 | 329314.777 | 408199.597 | 620859.335 | QE_09 | 305129.643 | 746038.2469 | 639845.7551 | 1357740.597 | 1489612.539 | 0.29129 | 746038.2469 | 30Q5 Flow | 1489612.539 | HM Flow | 639845.7551 | 7Q10 Flow |  | 365 | 3.3024e-05 | 5.1612e-08 | 4.4266e-08 | 2.2169e-08 | 3 | 4 | 0 | 0 | 39 | 1 | 0 | 0 | 0.788 | 32 | 0 | 0 | 6.5498e-11 | 1.7204e-11 | DMR | [16 empty] | 0.00057399 | 8.9707e-07 | 7.6938e-07 | 3.8533e-07 | 1.1384e-09 | 2.9902e-10 | NO | NHDPlus
2020 | CITY OF SAFFORD - GILA RESOURCES WRP | 110012330520 | AZ0024911 | SAFFORD | GRAHAM | AZ |  | 32.802 | -109.711 | [5 empty] | NAICS/SIC Not Provided | NAICS/SIC Not Provided | Waste Handling, Treatment, and Disposal (POTW) | 1 | 0.28321 | AZ0024911 | Peterson Wash-Gila River | 1.5E+11 | Name indicates Water Recalmation Plant | AZ0024911 |  |  | 2023 | 1.51E+13 |  | 2 |  | 0.71233 | NPDES | 0.71233 | 1.1021 | [22 empty] | 2.6965 | 2.6965 | Flow Lookup Failed | 2.6965 | Flow Lookup Failed | 2.6965 | Flow Lookup Failed | PlantFlowUsed | 365 | 0.00077593 | 0.28776 | 0.28776 | 0.28776 | 3 | 4 | 0 | 0 | 39 | 1 | 0 | 0 | 0.788 | 32 | 0 | 0 | 0.00036517 | 9.5918e-05 | DMR | [16 empty] | 0.013486 | 5.0015 | 5.0015 | 5.0015 | 0.006347 | 0.0016672 | NO | PlantFlow
2022 | TESORO LOGISTICS OPERATIONS LLC MARTINEZ TERMINAL | 110071349304 | CA0004961 | PACHECO | CONTRA COSTA | CA |  | 38.0308 | -122.075 |  | 2911 | Petroleum Refining | 324110 | Petroleum Refineries | IS11 | Petroleum Refineries | Waste Handling, Treatment, and Disposal (Remediation or Monitoring) | 1 | 0.1356 | CA0004961 | Mount Diablo Creek-Frontal Suisun Bay Estuaries | 1.81E+11 | No organochlorines are reported to 2022 TRI | CA0004961 |  |  | 2023 | 1.81E+13 | HASTINGS SLOUGH, SUISUN BAY, LOWER WALNUT CREEK | 11.5 | 3.1 | 0.26641 | NPDES | 3.1 | 4.7964 | 2785403 | Hastings Slough | 1 | 0.15 | 0.308 | 0.753 | 0.528 | 0.215 | 0.069 | 0.05 | 0.026 | 0.016 | 0.044 | 0.025 | 0.179 | 0.259 | QE_08 | 0.016 | 0.03912 | 0.018597 | 0.36675 | 0.080533 | 11.7272 | 11.7272 | Plant Flow | 11.7272 | Plant Flow | 11.7272 | Plant Flow |  | 365 | 0.0003715 | 0.031678 | 0.031678 | 0.031678 | 3 | 4 | 0 | 0 | 39 | 1 | 0 | 0 | 0.788 | 32 | 0 | 0 | 4.0201e-05 | 1.0559e-05 | DMR | [16 empty] | 0.006457 | 0.5506 | 0.5506 | 0.5506 | 0.00069873 | 0.00018353 | NO | PlantFlow
2023 | TESORO LOGISTICS OPERATIONS LLC MARTINEZ TERMINAL | 110071349304 | CA0004961 | PACHECO | CONTRA COSTA | CA |  | 38.0308 | -122.075 |  | 2911 | Petroleum Refining | 324110 | Petroleum Refineries | IS11 | Petroleum Refineries | Waste Handling, Treatment, and Disposal (Remediation or Monitoring) | 1 | 0.12243 | CA0004961 | Mount Diablo Creek-Frontal Suisun Bay Estuaries | 1.81E+11 | No organochlorines are reported to 2022 TRI | CA0004961 |  |  | 2023 | 1.81E+13 | HASTINGS SLOUGH, SUISUN BAY, LOWER WALNUT CREEK | 11.5 | 3.1 | 0.26641 | NPDES | 3.1 | 4.7964 | 2785403 | Hastings Slough | 1 | 0.15 | 0.308 | 0.753 | 0.528 | 0.215 | 0.069 | 0.05 | 0.026 | 0.016 | 0.044 | 0.025 | 0.179 | 0.259 | QE_08 | 0.016 | 0.03912 | 0.018597 | 0.36675 | 0.080533 | 11.7272 | 11.7272 | Plant Flow | 11.7272 | Plant Flow | 11.7272 | Plant Flow |  | 365 | 0.00033544 | 0.028603 | 0.028603 | 0.028603 | 3 | 4 | 0 | 0 | 39 | 1 | 0 | 0 | 0.788 | 32 | 0 | 0 | 3.6299e-05 | 9.5344e-06 | DMR | [16 empty] | 0.0058302 | 0.49715 | 0.49715 | 0.49715 | 0.0006309 | 0.00016572 | NO | PlantFlow
2019 | CORNING WASTEWATER TREATMENT PLANT | 110000730451 | CA0004995 | CORNING | TEHAMA | CA |  | 39.9161 | -122.1044 |  | 4952 | Sewerage Systems | 221320 | Sewage Treatment Facilities | IS4 | Utilities | Waste Handling, Treatment, and Disposal (POTW) | 1 | 0.067779 | CA0004995 | Kopta Slough | 1.8E+11 | NAICS/SIC indication | CAZ197711 | CA0004995 |  | 2023 | 1.8E+13 | SACRAMENTO RIVER | 1.4 | 0.65 | 0.68333 | NPDES | 0.65 | 1.0057 | 12074476 | Sacramento River | 7 | 16006.883 | 20362.567 | 25431.903 | 26994.205 | 17648.258 | 19001.451 | 15766.46 | 13859.602 | 12203.657 | 8744.218 | 7164.866 | 10058.106 | 13476.935 | QE_10 | 7164.866 | 17518.0098 | 13165.8359 | 39136.6332 | 32623.0773 | 2.4589 | 17518.0098 | 30Q5 Flow | 32623.0773 | HM Flow | 13165.8359 | 7Q10 Flow |  | 365 | 0.0001857 | 1.4104e-05 | 1.06e-05 | 5.6921e-06 | 3 | 4 | 0 | 0 | 39 | 1 | 0 | 0 | 0.788 | 32 | 0 | 0 | 1.7899e-08 | 4.7014e-09 | DMR | [16 empty] | 0.0032276 | 0.00024515 | 0.00018424 | 9.8935e-05 | 3.111e-07 | 8.1715e-08 | NO | NHDPlus
2023 | CORNING WASTEWATER TREATMENT PLANT | 110000730451 | CA0004995 | CORNING | TEHAMA | CA |  | 39.9161 | -122.1044 |  | 4952 | Sewerage Systems | 221320 | Sewage Treatment Facilities | IS4 | Utilities | Waste Handling, Treatment, and Disposal (POTW) | 1 | 0.016394 | CA0004995 | Kopta Slough | 1.8E+11 | NAICS/SIC indication | CAZ197711 | CA0004995 |  | 2023 | 1.8E+13 | SACRAMENTO RIVER | 1.4 | 0.65 | 0.68333 | NPDES | 0.65 | 1.0057 | 12074476 | Sacramento River | 7 | 16006.883 | 20362.567 | 25431.903 | 26994.205 | 17648.258 | 19001.451 | 15766.46 | 13859.602 | 12203.657 | 8744.218 | 7164.866 | 10058.106 | 13476.935 | QE_10 | 7164.866 | 17518.0098 | 13165.8359 | 39136.6332 | 32623.0773 | 2.4589 | 17518.0098 | 30Q5 Flow | 32623.0773 | HM Flow | 13165.8359 | 7Q10 Flow |  | 365 | 4.4915e-05 | 3.4115e-06 | 2.564e-06 | 1.3768e-06 | 3 | 4 | 0 | 0 | 39 | 1 | 0 | 0 | 0.788 | 32 | 0 | 0 | 4.3293e-09 | 1.1372e-09 | DMR | [16 empty] | 0.00078067 | 5.9295e-05 | 4.4564e-05 | 2.393e-05 | 7.5248e-08 | 1.9765e-08 | NO | NHDPlus
2023 | VALERO REFINING COMPANY-CALIF | 110033145353 | CA0005550 | BENICIA | SOLANO | CA |  | 38.0744 | -122.1444 |  | 2911 | Petroleum Refining | 324110 | Petroleum Refineries | IS11 | Petroleum Refineries | Waste Handling, Treatment, and Disposal (Remediation or Monitoring) | 1 | 0.18497 | CA0005550 | American Canyon-Frontal Suisun Bay Estuaries | 1.81E+11 | No organochlorines are reported to 2022 TRI | CA0005550 |  |  | 2023 | 1.81E+13 | BEAVER CREEK, BUFFALO WALLOW, CARQUINEZ STRAIT, SUISUN BAY, SULPHUR SPRINGS CREEK | 3.7 | 2.4 | 0.15428 | NPDES | 2.4 | 3.7134 | 2785071 |  | 1 | 0.081 | 0.198 | 0.485 | 0.274 | 0.111 | 0.032 | 0.024 | 0.016 | 0.004 | 0.013 | 0.015 | 0.072 | 0.118 | QE_08 | 0.004 | 0.00978 | 0.0044278 | 0.19804 | 0.02725 | 9.0791 | 9.0791 | Plant Flow | 9.0791 | Plant Flow | 9.0791 | Plant Flow |  | 365 | 0.00050678 | 0.055818 | 0.055818 | 0.055818 | 3 | 4 | 0 | 0 | 39 | 1 | 0 | 0 | 0.788 | 32 | 0 | 0 | 7.0835e-05 | 1.8606e-05 | DMR | [16 empty] | 0.0088082 | 0.97017 | 0.97017 | 0.97017 | 0.0012312 | 0.00032339 | NO | PlantFlow
2022 | LOLETA WWTF | 110010059649 | CA0023671 | LOLETA | HUMBOLDT | CA |  | 40.6383 | -124.2255 |  | 4952 | Sewerage Systems | 221320 | Sewage Treatment Facilities | IS4 | Utilities | Waste Handling, Treatment, and Disposal (POTW) | 1 | 0.068385 | CA0023671 | Strongs Creek-Eel River | 1.8E+11 | NAICS/SIC indication | CA0023671 |  |  | 2023 | 1.8E+13 | EEL RIVER, WETLAND TRIBUTARY TO EEL RIVER | 0.55 |  | 0.082667 | NPDES | 0.082667 | 0.1279 | 2702485 | Hawk Slough | 1 | 4.959 | 18.65 | 15.165 | 10.803 | 6.478 | 2.822 | 2.058 | 0.944 | 0.306 | 0.451 | 0.422 | 2.753 | 14.853 | QE_08 | 0.306 | 0.74817 | 0.3946 | 12.1247 | 2.2748 | 0.31272 | 0.74817 | 30Q5 Flow | 2.2748 | HM Flow | 0.3946 | 7Q10 Flow |  | 365 | 0.00018736 | 0.4748 | 0.25042 | 0.082361 | 3 | 4 | 0 | 0 | 39 | 1 | 0 | 0 | 0.788 | 32 | 0 | 0 | 0.00060254 | 0.00015827 | DMR | [16 empty] | 0.0032565 | 8.2526 | 4.3526 | 1.4315 | 0.010473 | 0.0027509 | NO | NHDPlus
2023 | LOLETA WWTF | 110010059649 | CA0023671 | LOLETA | HUMBOLDT | CA |  | 40.6383 | -124.2255 |  | 4952 | Sewerage Systems | 221320 | Sewage Treatment Facilities | IS4 | Utilities | Waste Handling, Treatment, and Disposal (POTW) | 1 | 0.016302 | CA0023671 | Strongs Creek-Eel River | 1.8E+11 | NAICS/SIC indication | CA0023671 |  |  | 2023 | 1.8E+13 | EEL RIVER, WETLAND TRIBUTARY TO EEL RIVER | 0.55 |  | 0.082667 | NPDES | 0.082667 | 0.1279 | 2702485 | Hawk Slough | 1 | 4.959 | 18.65 | 15.165 | 10.803 | 6.478 | 2.822 | 2.058 | 0.944 | 0.306 | 0.451 | 0.422 | 2.753 | 14.853 | QE_08 | 0.306 | 0.74817 | 0.3946 | 12.1247 | 2.2748 | 0.31272 | 0.74817 | 30Q5 Flow | 2.2748 | HM Flow | 0.3946 | 7Q10 Flow |  | 365 | 4.4663e-05 | 0.11319 | 0.059697 | 0.019633 | 3 | 4 | 0 | 0 | 39 | 1 | 0 | 0 | 0.788 | 32 | 0 | 0 | 0.00014364 | 3.7729e-05 | DMR | [16 empty] | 0.00077629 | 1.9673 | 1.0376 | 0.34125 | 0.0024965 | 0.00065576 | NO | NHDPlus
2023 | CROCKETT COGEN PROJECT | 110001163062 | CA0029904 | CROCKETT | CONTRA COSTA | CA |  | 38.0559 | -122.2143 |  | 4931 | Electric and Other Services Combined | 221210 | Natural Gas Distribution | IS4 | Utilities | Waste Handling, Treatment, and Disposal (Remediation or Monitoring) | 1 | 0.011244 | CA0029904 | Arroyo del Hambre-Frontal Suisun Bay Estuaries | 1.81E+11 | Uncertain, possibly a remediation site | CA0029904 |  |  | 2023 | 1.81E+13 | CARQUINEZ STRAIT |  | 0.5004 | 0.35553 | NPDES | 0.5004 | 0.77423 | 2785593 |  | -9 | 0 | 0.001 | 0.004 | 0.001 | 0 | 0 | 0 | 0 | 0 | 0 | 0 | 0 | 0.001 | [6 empty] | 1.8942 | 1.8942 | Coastal | 1.8942 | Coastal | 1.8942 | Coastal | PlantFlowUsed | 365 | 3.0807e-05 | 0.016264 | 0.016264 | 0.016264 | 3 | 4 | 0 | 0 | 39 | 1 | 0 | 0 | 0.788 | 32 | 0 | 0 | 2.0639e-05 | 5.4212e-06 | DMR | [16 empty] | 0.00053545 | 0.28268 | 0.28268 | 0.28268 | 0.00035873 | 9.4226e-05 | NO | PlantFlow
2019 | BROWNING-FERRIS INDUSTRIES OF CA INC | 110005972965 | CA0029947 | HALF MOON BAY | SAN MATEO | CA |  | 37.4992 | -122.411 |  | 4953 | Refuse Systems | 562920 | Materials Recovery Facilities | IS47 | Services | Waste Handling, Treatment, and Disposal (non-POTW WWT) | 1 | 0.00021738 | CA0029947 | Arroyo Leon | 1.81E+11 | NAICS/SIC indication | CA0029947 |  |  | 2023 | 1.81E+13 | CORINDA LOS TRANCOS CREEK | 0.1152 |  | 0 | NPDES | 0 | 0 | 17687805 | Corinda Los Trancos Creek | 1 | 0.17 | 1.025 | 0.827 | 0.466 | 0.198 | 0.06 | 0.05 | 0.033 | 0.01 | 0.017 | 0.015 | 0.071 | 0.37 | QE_08 | 0.01 | 0.02445 | 0.011432 | 0.41565 | 0.06532 | 0 | 0.02445 | 30Q5 Flow | 0.06532 | HM Flow | 0.011432 | 7Q10 Flow |  | 365 | 5.9557e-07 | 0.052095 | 0.024359 | 0.0091177 | 3 | 4 | 0 | 0 | 39 | 1 | 0 | 0 | 0.788 | 32 | 0 | 0 | 6.611e-05 | 1.7365e-05 | DMR | [16 empty] | 1.0352e-05 | 0.90546 | 0.42338 | 0.15847 | 0.0011491 | 0.00030182 | NO | NHDPlus
2022 | HANSON PERMANENTE CEMENT | 110000484039 | CA0030210 | CUPERTINO | SANTA CLARA | CA |  | 37.3181 | -122.0926 |  | 3241 | Cement, Hydraulic | 327310 | Cement Manufacturing | IS37 | Nonmetallic Mineral Product Manufacturing (includes clay, glass, cement, concrete, lime, gypsum, and other nonmetallic mineral product manufacturing) | Waste Handling, Treatment, and Disposal (Remediation or Monitoring) | 1 | 0.020889 | CA0030210 | Permanente Creek-Frontal San Francisco Bay Estuaries | 1.81E+11 | 2022 TRI reports only Lead Compounds and Mercury Compounds as impurities and fuel | CA0030210 | CAF001168 |  | 2023 | 1.81E+13 | PERMANENTE CREEK | 4.08 |  | 0.020717 | NPDES | 0.020717 | 0.032054 | 17693027 | Permanente Creek | 1 | 2.051 | 8.046 | 8.755 | 6.188 | 2.808 | 1.129 | 0.808 | 0.404 | 0.13 | 0.174 | 0.182 | 0.646 | 1.168 | QE_08 | 0.13 | 0.31785 | 0.16266 | 5.0147 | 0.91864 | 0.078371 | 0.31785 | 30Q5 Flow | 0.91864 | HM Flow | 0.16266 | 7Q10 Flow |  | 365 | 5.7229e-05 | 0.35182 | 0.18005 | 0.062298 | 3 | 4 | 0 | 0 | 39 | 1 | 0 | 0 | 0.788 | 32 | 0 | 0 | 0.00044648 | 0.00011727 | DMR | [16 empty] | 0.0009947 | 6.1151 | 3.1295 | 1.0828 | 0.0077602 | 0.0020384 | NO | NHDPlus
2023 | HANSON PERMANENTE CEMENT | 110000484039 | CA0030210 | CUPERTINO | SANTA CLARA | CA |  | 37.3181 | -122.0926 |  | 3241 | Cement, Hydraulic | 327310 | Cement Manufacturing | IS37 | Nonmetallic Mineral Product Manufacturing (includes clay, glass, cement, concrete, lime, gypsum, and other nonmetallic mineral product manufacturing) | Waste Handling, Treatment, and Disposal (Remediation or Monitoring) | 1 | 0.025298 | CA0030210 | Permanente Creek-Frontal San Francisco Bay Estuaries | 1.81E+11 | 2022 TRI reports only Lead Compounds and Mercury Compounds as impurities and fuel | CA0030210 | CAF001168 |  | 2023 | 1.81E+13 | PERMANENTE CREEK | 4.08 |  | 0.020717 | NPDES | 0.020717 | 0.032054 | 17693027 | Permanente Creek | 1 | 2.051 | 8.046 | 8.755 | 6.188 | 2.808 | 1.129 | 0.808 | 0.404 | 0.13 | 0.174 | 0.182 | 0.646 | 1.168 | QE_08 | 0.13 | 0.31785 | 0.16266 | 5.0147 | 0.91864 | 0.078371 | 0.31785 | 30Q5 Flow | 0.91864 | HM Flow | 0.16266 | 7Q10 Flow |  | 365 | 6.9311e-05 | 0.4261 | 0.21806 | 0.07545 | 3 | 4 | 0 | 0 | 39 | 1 | 0 | 0 | 0.788 | 32 | 0 | 0 | 0.00054073 | 0.00014203 | DMR | [16 empty] | 0.0012047 | 7.406 | 3.7901 | 1.3114 | 0.0093985 | 0.0024687 | NO | NHDPlus
2019 | BURLINGAME WWTP | 110055988016 | CA0037788 | BURLINGAME | SAN MATEO | CA |  | 37.5919 | -122.3581 |  | 4952 | Sewerage Systems | 221320 | Sewage Treatment Facilities | IS4 | Utilities | Waste Handling, Treatment, and Disposal (POTW) | 1 | 1.0327 | CA0037788 | San Francisco Bay Estuaries | 1.81E+11 | NAICS/SIC indication | CA0037788 | CAU001048 |  | 2023 | 1.81E+13 | LOWER SAN FRANCISCO BAY | 5.5 |  | 3.0362 | NPDES | 3.0362 | 4.6976 | 2805165 |  | -9 | 0 | 0 | 0.001 | 0 | 0 | 0 | 0 | 0 | 0 | 0 | 0 | 0 | 0 | [6 empty] | 11.4931 | 11.4931 | Coastal | 11.4931 | Coastal | 11.4931 | Coastal | PlantFlowUsed | 365 | 0.0028293 | 0.24617 | 0.24617 | 0.24617 | 3 | 4 | 0 | 0 | 39 | 1 | 0 | 0 | 0.788 | 32 | 0 | 0 | 0.0003124 | 8.2057e-05 | DMR | [16 empty] | 0.049176 | 4.2787 | 4.2787 | 4.2787 | 0.0054298 | 0.0014262 | NO | PlantFlow
2019 | SFIA, MEL LEONG SANITARY AND INDUSTRIAL TREATMENT PLANTS | 110064622519 | CA0038318 | SAN FRANCISCO | SAN FRANCISCO COUNTY | CA |  | 37.6362 | -122.3858 |  | 4952 | Sewerage Systems | 221320 | Sewage Treatment Facilities | IS4 | Utilities | Waste Handling, Treatment, and Disposal (POTW) | 1 | 0.058024 | CA0038318 | San Francisco Bay Estuaries | 1.81E+11 | NAICS/SIC indication | CA0038318 |  |  | 2023 | 1.81E+13 | LOWER SAN FRANCISCO BAY | 3.4 |  | 0.81483 | NPDES | 0.81483 | 1.2607 | 2805221 |  | -9 | 0.005 | 0.014 | 0.041 | 0.019 | 0.007 | 0.001 | 0.001 | 0.001 | 0 | 0.001 | 0.001 | 0.005 | 0.013 | [6 empty] | 3.0845 | 3.0845 | Coastal | 3.0845 | Coastal | 3.0845 | Coastal | PlantFlowUsed | 365 | 0.00015897 | 0.051539 | 0.051539 | 0.051539 | 3 | 4 | 0 | 0 | 39 | 1 | 0 | 0 | 0.788 | 32 | 0 | 0 | 6.5404e-05 | 1.718e-05 | DMR | [16 empty] | 0.002763 | 0.89579 | 0.89579 | 0.89579 | 0.0011368 | 0.0002986 | NO | PlantFlow
2019 | WEST COUNTY AGENCY COMMON OUTFALL | 110064252419 | CA0038539 | RICHMOND | CONTRA COSTA | CA |  | 37.9772 | -122.3327 |  | 4952 | Sewerage Systems | 221320 | Sewage Treatment Facilities | IS4 | Utilities | Waste Handling, Treatment, and Disposal (POTW) | 1 | 3.7647 | CA0038539 | Pinole Creek-Frontal San Pablo Bay Estuaries | 1.81E+11 | NAICS/SIC indication | CA0038539 |  |  | 2023 | 1.81E+13 | CENTRAL SAN FRANCISCO BAY | 28.5 |  | 9.0296 | NPDES | 9.0296 | 13.9709 | 1671881 |  | -9 | 0.003 | 0.027 | 0.024 | 0.01 | 0.003 | 0 | 0 | 0 | 0 | 0 | 0 | 0.003 | 0.006 | [6 empty] | 34.1807 | 34.1807 | Coastal | 34.1807 | Coastal | 34.1807 | Coastal | PlantFlowUsed | 365 | 0.010314 | 0.30175 | 0.30175 | 0.30175 | 3 | 4 | 0 | 0 | 39 | 1 | 0 | 0 | 0.788 | 32 | 0 | 0 | 0.00038293 | 0.00010058 | DMR | [16 empty] | 0.17927 | 5.2447 | 5.2447 | 5.2447 | 0.0066558 | 0.0017482 | NO | PlantFlow
2022 | WEST COUNTY AGENCY COMMON OUTFALL | 110064252419 | CA0038539 | RICHMOND | CONTRA COSTA | CA |  | 37.9772 | -122.3327 |  | 4952 | Sewerage Systems | 221320 | Sewage Treatment Facilities | IS4 | Utilities | Waste Handling, Treatment, and Disposal (POTW) | 1 | 3.1706 | CA0038539 | Pinole Creek-Frontal San Pablo Bay Estuaries | 1.81E+11 | NAICS/SIC indication | CA0038539 |  |  | 2023 | 1.81E+13 | CENTRAL SAN FRANCISCO BAY | 28.5 |  | 9.0296 | NPDES | 9.0296 | 13.9709 | 1671881 |  | -9 | 0.003 | 0.027 | 0.024 | 0.01 | 0.003 | 0 | 0 | 0 | 0 | 0 | 0 | 0.003 | 0.006 | [6 empty] | 34.1807 | 34.1807 | Coastal | 34.1807 | Coastal | 34.1807 | Coastal | PlantFlowUsed | 365 | 0.0086866 | 0.25414 | 0.25414 | 0.25414 | 3 | 4 | 0 | 0 | 39 | 1 | 0 | 0 | 0.788 | 32 | 0 | 0 | 0.00032251 | 8.4712e-05 | DMR | [16 empty] | 0.15098 | 4.4171 | 4.4171 | 4.4171 | 0.0056055 | 0.0014724 | NO | PlantFlow
2019 | LOMPOC WASTEWATER PLANT | 110009547222 | CA0048127 | LOMPOC | SANTA BARBARA | CA |  | 34.6611 | -120.4814 |  | 4952 | Sewerage Systems | 221320 | Sewage Treatment Facilities | IS4 | Utilities | Waste Handling, Treatment, and Disposal (POTW) | 1 | 2.1206 | CA0048127 | San Miguelito Creek-Santa Ynez River | 1.81E+11 | NAICS/SIC indication | CA0048127 |  |  | 2023 | 1.81E+13 | SAN MIGUELITO CREEK | 5.5 |  | 3.1442 | NPDES | 3.1442 | 4.8647 | 17607709 | Santa Ynez River | 5 | 91.427 | 144.65 | 451.77 | 460.842 | 121.804 | 12.284 | 18.023 | 5.016 | 0.44 | 0.435 | 2.04 | 3.669 | 17.765 | QE_09 | 0.435 | 1.0636 | 0.56794 | 223.5379 | 11.0386 | 11.8943 | 11.8943 | Plant Flow | 11.8943 | Plant Flow | 11.8943 | Plant Flow |  | 365 | 0.00581 | 0.48847 | 0.48847 | 0.48847 | 3 | 4 | 0 | 0 | 39 | 1 | 0 | 0 | 0.788 | 32 | 0 | 0 | 0.00061988 | 0.00016282 | DMR | [16 empty] | 0.10098 | 8.4901 | 8.4901 | 8.4901 | 0.010774 | 0.00283 | NO | PlantFlow
2019 | SANTA CRUZ WASTEWATER TREATMENT PLANT | 110013848453 | CA0048194 | SANTA CRUZ | SANTA CRUZ | CA |  | 36.9632 | -122.034 |  | 4952 | Sewerage Systems | 221320 | Sewage Treatment Facilities | IS4 | Utilities | Waste Handling, Treatment, and Disposal (POTW) | 1 | 1.5039 | CA0048194 | Monterey Bay | 1.81E+11 | NAICS/SIC indication | CAL048194 | CA0048194 |  | 2023 | 1.81E+13 | PACIFIC OCEAN, PACIFIC OCEAN (MONTEREY BAY) | 17 |  | 8.4225 | NPDES | 8.4225 | 13.0315 | 948060370 |  | -9 | 0.042 | 0.274 | 0.252 | 0.122 | 0.049 | 0.013 | 0.011 | 0.008 | 0.002 | 0.006 | 0.003 | 0.024 | 0.041 | [6 empty] | 31.8826 | 31.8826 | Coastal | 31.8826 | Coastal | 31.8826 | Coastal | PlantFlowUsed | 365 | 0.0041203 | 0.12923 | 0.12923 | 0.12923 | 3 | 4 | 0 | 0 | 39 | 1 | 0 | 0 | 0.788 | 32 | 0 | 0 | 0.000164 | 4.3078e-05 | DMR | [16 empty] | 0.071615 | 2.2462 | 2.2462 | 2.2462 | 0.0028505 | 0.00074874 | NO | PlantFlow
2020 | SANTA CRUZ WASTEWATER TREATMENT PLANT | 110013848453 | CA0048194 | SANTA CRUZ | SANTA CRUZ | CA |  | 36.9632 | -122.034 |  | 4952 | Sewerage Systems | 221320 | Sewage Treatment Facilities | IS4 | Utilities | Waste Handling, Treatment, and Disposal (POTW) | 1 | 0.50035 | CA0048194 | Monterey Bay | 1.81E+11 | NAICS/SIC indication | CAL048194 | CA0048194 |  | 2023 | 1.81E+13 | PACIFIC OCEAN, PACIFIC OCEAN (MONTEREY BAY) | 17 |  | 8.4225 | NPDES | 8.4225 | 13.0315 | 948060370 |  | -9 | 0.042 | 0.274 | 0.252 | 0.122 | 0.049 | 0.013 | 0.011 | 0.008 | 0.002 | 0.006 | 0.003 | 0.024 | 0.041 | [6 empty] | 31.8826 | 31.8826 | Coastal | 31.8826 | Coastal | 31.8826 | Coastal | PlantFlowUsed | 365 | 0.0013708 | 0.042996 | 0.042996 | 0.042996 | 3 | 4 | 0 | 0 | 39 | 1 | 0 | 0 | 0.788 | 32 | 0 | 0 | 5.4563e-05 | 1.4332e-05 | DMR | [16 empty] | 0.023826 | 0.7473 | 0.7473 | 0.7473 | 0.00094836 | 0.0002491 | NO | PlantFlow
2021 | SANTA CRUZ WASTEWATER TREATMENT PLANT | 110013848453 | CA0048194 | SANTA CRUZ | SANTA CRUZ | CA |  | 36.9632 | -122.034 |  | 4952 | Sewerage Systems | 221320 | Sewage Treatment Facilities | IS4 | Utilities | Waste Handling, Treatment, and Disposal (POTW) | 1 | 0.5997 | CA0048194 | Monterey Bay | 1.81E+11 | NAICS/SIC indication | CAL048194 | CA0048194 |  | 2023 | 1.81E+13 | PACIFIC OCEAN, PACIFIC OCEAN (MONTEREY BAY) | 17 |  | 8.4225 | NPDES | 8.4225 | 13.0315 | 948060370 |  | -9 | 0.042 | 0.274 | 0.252 | 0.122 | 0.049 | 0.013 | 0.011 | 0.008 | 0.002 | 0.006 | 0.003 | 0.024 | 0.041 | [6 empty] | 31.8826 | 31.8826 | Coastal | 31.8826 | Coastal | 31.8826 | Coastal | PlantFlowUsed | 365 | 0.001643 | 0.051534 | 0.051534 | 0.051534 | 3 | 4 | 0 | 0 | 39 | 1 | 0 | 0 | 0.788 | 32 | 0 | 0 | 6.5398e-05 | 1.7178e-05 | DMR | [16 empty] | 0.028557 | 0.8957 | 0.8957 | 0.8957 | 0.0011367 | 0.00029857 | NO | PlantFlow
2023 | SANTA CRUZ WASTEWATER TREATMENT PLANT | 110013848453 | CA0048194 | SANTA CRUZ | SANTA CRUZ | CA |  | 36.9632 | -122.034 |  | 4952 | Sewerage Systems | 221320 | Sewage Treatment Facilities | IS4 | Utilities | Waste Handling, Treatment, and Disposal (POTW) | 1 | 2.5934 | CA0048194 | Monterey Bay | 1.81E+11 | NAICS/SIC indication | CAL048194 | CA0048194 |  | 2023 | 1.81E+13 | PACIFIC OCEAN, PACIFIC OCEAN (MONTEREY BAY) | 17 |  | 8.4225 | NPDES | 8.4225 | 13.0315 | 948060370 |  | -9 | 0.042 | 0.274 | 0.252 | 0.122 | 0.049 | 0.013 | 0.011 | 0.008 | 0.002 | 0.006 | 0.003 | 0.024 | 0.041 | [6 empty] | 31.8826 | 31.8826 | Coastal | 31.8826 | Coastal | 31.8826 | Coastal | PlantFlowUsed | 365 | 0.0071053 | 0.22286 | 0.22286 | 0.22286 | 3 | 4 | 0 | 0 | 39 | 1 | 0 | 0 | 0.788 | 32 | 0 | 0 | 0.00028282 | 7.4286e-05 | DMR | [16 empty] | 0.1235 | 3.8735 | 3.8735 | 3.8735 | 0.0049156 | 0.0012912 | NO | PlantFlow
2019 | HARRAH'S NORTHERN CALIFORNIA WWTP | 110064616296 | CA0049675 | IONE | AMADOR | CA |  | 38.2732 | -120.9108 |  | 4952 | Sewerage Systems | 221320 | Sewage Treatment Facilities | IS4 | Utilities | Waste Handling, Treatment, and Disposal (non-POTW WWT) | 1 | 0.017269 | CA0049675 | Lower Jackson Creek | 1.8E+11 | NAICS/SIC indication | CA0049675 |  |  | 2023 | 1.8E+13 | UNNAMED TRIBUTARY TO JACKSON CREEK | 0.08 | 0.017 | 0.0083567 | NPDES | 0.017 | 0.026303 | 3954625 |  | 1 | 0.088 | 0.222 | 0.463 | 0.32 | 0.133 | 0.04 | 0.03 | 0.024 | 0.004 | 0.013 | 0.014 | 0.073 | 0.115 | QE_08 | 0.004 | 0.00978 | 0.0044278 | 0.21516 | 0.028339 | 0.06431 | 0.06431 | Plant Flow | 0.06431 | Plant Flow | 0.06431 | Plant Flow |  | 365 | 4.7313e-05 | 0.73569 | 0.73569 | 0.73569 | 3 | 4 | 0 | 0 | 39 | 1 | 0 | 0 | 0.788 | 32 | 0 | 0 | 0.00093362 | 0.00024523 | DMR | [16 empty] | 0.00082234 | 12.787 | 12.787 | 12.787 | 0.016227 | 0.0042623 | NO | PlantFlow
2020 | HARRAH'S NORTHERN CALIFORNIA WWTP | 110064616296 | CA0049675 | IONE | AMADOR | CA |  | 38.2732 | -120.9108 |  | 4952 | Sewerage Systems | 221320 | Sewage Treatment Facilities | IS4 | Utilities | Waste Handling, Treatment, and Disposal (non-POTW WWT) | 1 | 0.0051807 | CA0049675 | Lower Jackson Creek | 1.8E+11 | NAICS/SIC indication | CA0049675 |  |  | 2023 | 1.8E+13 | UNNAMED TRIBUTARY TO JACKSON CREEK | 0.08 | 0.017 | 0.0083567 | NPDES | 0.017 | 0.026303 | 3954625 |  | 1 | 0.088 | 0.222 | 0.463 | 0.32 | 0.133 | 0.04 | 0.03 | 0.024 | 0.004 | 0.013 | 0.014 | 0.073 | 0.115 | QE_08 | 0.004 | 0.00978 | 0.0044278 | 0.21516 | 0.028339 | 0.06431 | 0.06431 | Plant Flow | 0.06431 | Plant Flow | 0.06431 | Plant Flow |  | 365 | 1.4194e-05 | 0.22071 | 0.22071 | 0.22071 | 3 | 4 | 0 | 0 | 39 | 1 | 0 | 0 | 0.788 | 32 | 0 | 0 | 0.00028009 | 7.3569e-05 | DMR | [16 empty] | 0.0002467 | 3.8361 | 3.8361 | 3.8361 | 0.0048682 | 0.0012787 | NO | PlantFlow
2019 | FREEPORT-MCMORAN PRODUCED WRF | 110037256867 | CA0050628 | ARROYO GRANDE | SAN LUIS OBISPO | CA |  | 35.1786 | -120.6207 |  | 2911 | Petroleum Refining | 324110 | Petroleum Refineries | IS11 | Petroleum Refineries | Waste Handling, Treatment, and Disposal (Remediation or Monitoring) | 1 | 0.025637 | CA0050628 | Pismo Creek | 1.81E+11 | Name indicates Produced Water Recalmation Facility | CA0050628 |  |  | 2023 | 1.81E+13 | PISMO CREEK | 0.84 |  | 0.44083 | NPDES | 0.44083 | 0.68207 | 8192957 | Pismo Creek | 3 | 6.958 | 11.396 | 25.176 | 25.376 | 11.853 | 5.314 | 3.558 | 1.693 | 0.541 | 1.021 | 0.854 | 2.485 | 4.404 | QE_08 | 0.541 | 1.3227 | 0.71178 | 17.0122 | 3.6978 | 1.6677 | 1.6677 | Plant Flow | 3.6978 | HM Flow | 1.6677 | Plant Flow |  | 365 | 7.0238e-05 | 0.042118 | 0.042118 | 0.018995 | 3 | 4 | 0 | 0 | 39 | 1 | 0 | 0 | 0.788 | 32 | 0 | 0 | 5.3449e-05 | 1.4039e-05 | DMR | [16 empty] | 0.0012208 | 0.73205 | 0.73205 | 0.33015 | 0.000929 | 0.00024402 | NO | NHDPlus
2020 | FREEPORT-MCMORAN PRODUCED WRF | 110037256867 | CA0050628 | ARROYO GRANDE | SAN LUIS OBISPO | CA |  | 35.1786 | -120.6207 |  | 2911 | Petroleum Refining | 324110 | Petroleum Refineries | IS11 | Petroleum Refineries | Waste Handling, Treatment, and Disposal (Remediation or Monitoring) | 1 | 0.024015 | CA0050628 | Pismo Creek | 1.81E+11 | Name indicates Produced Water Recalmation Facility | CA0050628 |  |  | 2023 | 1.81E+13 | PISMO CREEK | 0.84 |  | 0.44083 | NPDES | 0.44083 | 0.68207 | 8192957 | Pismo Creek | 3 | 6.958 | 11.396 | 25.176 | 25.376 | 11.853 | 5.314 | 3.558 | 1.693 | 0.541 | 1.021 | 0.854 | 2.485 | 4.404 | QE_08 | 0.541 | 1.3227 | 0.71178 | 17.0122 | 3.6978 | 1.6677 | 1.6677 | Plant Flow | 3.6978 | HM Flow | 1.6677 | Plant Flow |  | 365 | 6.5794e-05 | 0.039453 | 0.039453 | 0.017793 | 3 | 4 | 0 | 0 | 39 | 1 | 0 | 0 | 0.788 | 32 | 0 | 0 | 5.0067e-05 | 1.3151e-05 | DMR | [16 empty] | 0.0011436 | 0.68573 | 0.68573 | 0.30926 | 0.00087021 | 0.00022858 | NO | NHDPlus
2022 | FREEPORT-MCMORAN PRODUCED WRF | 110037256867 | CA0050628 | ARROYO GRANDE | SAN LUIS OBISPO | CA |  | 35.1786 | -120.6207 |  | 2911 | Petroleum Refining | 324110 | Petroleum Refineries | IS11 | Petroleum Refineries | Waste Handling, Treatment, and Disposal (Remediation or Monitoring) | 1 | 0.16233 | CA0050628 | Pismo Creek | 1.81E+11 | Name indicates Produced Water Recalmation Facility | CA0050628 |  |  | 2023 | 1.81E+13 | PISMO CREEK | 0.84 |  | 0.44083 | NPDES | 0.44083 | 0.68207 | 8192957 | Pismo Creek | 3 | 6.958 | 11.396 | 25.176 | 25.376 | 11.853 | 5.314 | 3.558 | 1.693 | 0.541 | 1.021 | 0.854 | 2.485 | 4.404 | QE_08 | 0.541 | 1.3227 | 0.71178 | 17.0122 | 3.6978 | 1.6677 | 1.6677 | Plant Flow | 3.6978 | HM Flow | 1.6677 | Plant Flow |  | 365 | 0.00044474 | 0.26668 | 0.26668 | 0.12027 | 3 | 4 | 0 | 0 | 39 | 1 | 0 | 0 | 0.788 | 32 | 0 | 0 | 0.00033843 | 8.8895e-05 | DMR | [16 empty] | 0.00773 | 4.6352 | 4.6352 | 2.0904 | 0.0058823 | 0.0015451 | NO | NHDPlus
2023 | FREEPORT-MCMORAN PRODUCED WRF | 110037256867 | CA0050628 | ARROYO GRANDE | SAN LUIS OBISPO | CA |  | 35.1786 | -120.6207 |  | 2911 | Petroleum Refining | 324110 | Petroleum Refineries | IS11 | Petroleum Refineries | Waste Handling, Treatment, and Disposal (Remediation or Monitoring) | 1 | 0.020115 | CA0050628 | Pismo Creek | 1.81E+11 | Name indicates Produced Water Recalmation Facility | CA0050628 |  |  | 2023 | 1.81E+13 | PISMO CREEK | 0.84 |  | 0.44083 | NPDES | 0.44083 | 0.68207 | 8192957 | Pismo Creek | 3 | 6.958 | 11.396 | 25.176 | 25.376 | 11.853 | 5.314 | 3.558 | 1.693 | 0.541 | 1.021 | 0.854 | 2.485 | 4.404 | QE_08 | 0.541 | 1.3227 | 0.71178 | 17.0122 | 3.6978 | 1.6677 | 1.6677 | Plant Flow | 3.6978 | HM Flow | 1.6677 | Plant Flow |  | 365 | 5.511e-05 | 0.033046 | 0.033046 | 0.014903 | 3 | 4 | 0 | 0 | 39 | 1 | 0 | 0 | 0.788 | 32 | 0 | 0 | 4.1937e-05 | 1.1015e-05 | DMR | [16 empty] | 0.00095786 | 0.57437 | 0.57437 | 0.25904 | 0.0007289 | 0.00019146 | NO | NHDPlus
2019 | VOPAK TERMINAL LOS ANGELES | 110028243791 | CA0063177 | WILMINGTON | LOS ANGELES | CA |  | 33.7911 | -118.2446 |  | 5171 | Petroleum Bulk Stations and Terminals | 454310 | Fuel Dealers | IS46 | Wholesale and Retail Trade | Waste Handling, Treatment, and Disposal (Remediation or Monitoring) | 1 | 0.020298 | CA0063177 | Long Beach Harbor | 1.81E+11 | Uncertain, possibly a remediation site | CAZ189047 | CA0063177 |  | 2023 | 1.81E+13 | DOMINGUEZ CHANNEL ESTUARY |  | 0.75 | 0.049979 | NPDES | 0.75 | 1.1604 | 20366299 | Dominguez Channel | 2 | 1.844 | 10.777 | 7.856 | 4.077 | 1.193 | 0 | 0 | 0 | 0 | 0 | 0.134 | 3.034 | 6.296 | QE_05 | 0.134 | 0.32763 | 0.16785 | 4.5086 | 0.88881 | 2.8372 | 2.8372 | Plant Flow | 2.8372 | Plant Flow | 2.8372 | Plant Flow |  | 365 | 5.5611e-05 | 0.019601 | 0.019601 | 0.019601 | 3 | 4 | 0 | 0 | 39 | 1 | 0 | 0 | 0.788 | 32 | 0 | 0 | 2.4874e-05 | 6.5335e-06 | DMR | [16 empty] | 0.00096657 | 0.34068 | 0.34068 | 0.34068 | 0.00043233 | 0.00011356 | NO | PlantFlow
2019 | VOPAK TERMINAL LONG BEACH INC | 110017217545 | CA0064165 | SAN PEDRO | LOS ANGELES | CA |  | 33.7623 | -118.2418 |  | 5171 | Petroleum Bulk Stations and Terminals | 454310 | Fuel Dealers | IS46 | Wholesale and Retail Trade | Waste Handling, Treatment, and Disposal (Remediation or Monitoring) | 1 | 0.0085171 | CA0064165 | Long Beach Harbor | 1.81E+11 | Uncertain, possibly a remediation site | CAF001035 | CA0064165 |  | 2023 | 1.81E+13 | CERRITOS CHANNEL, CERRITOS CHANNEL WITHIN LONG BEACH INNER HARBOR | 0.288 |  | 0.012261 | NPDES | 0.012261 | 0.01897 | 20366367 |  | -9 | 0 | 0 | 0 | 0 | 0 | 0 | 0 | 0 | 0 | 0 | 0 | 0 | 0 | [6 empty] | 0.046412 | 0.046412 | Coastal | 0.046412 | Coastal | 0.046412 | Coastal | PlantFlowUsed | 365 | 2.3335e-05 | 0.50277 | 0.50277 | 0.50277 | 3 | 4 | 0 | 0 | 39 | 1 | 0 | 0 | 0.788 | 32 | 0 | 0 | 0.00063804 | 0.00016759 | DMR | [16 empty] | 0.00040558 | 8.7387 | 8.7387 | 8.7387 | 0.01109 | 0.0029129 | NO | PlantFlow
2021 | WOODLAND WPCF | 110039782349 | CA0077950 | WOODLAND | YOLO | CA |  | 38.6621 | -121.7141 |  | 4952 | Sewerage Systems | 221320 | Sewage Treatment Facilities | IS4 | Utilities | Waste Handling, Treatment, and Disposal (POTW) | 1 | 0.36661 | CA0077950 | Tule Canal-Toe Drain | 1.8E+11 | NAICS/SIC indication | CA0077950 |  |  | 2023 | 1.8E+13 | TULE CANAL | 10.4 |  | 3.7375 | NPDES | 3.7375 | 5.7828 | [22 empty] | 14.148 | 14.148 | Flow Lookup Failed | 14.148 | Flow Lookup Failed | 14.148 | Flow Lookup Failed | PlantFlowUsed | 365 | 0.0010044 | 0.070993 | 0.070993 | 0.070993 | 3 | 4 | 0 | 0 | 39 | 1 | 0 | 0 | 0.788 | 32 | 0 | 0 | 9.0092e-05 | 2.3664e-05 | DMR | [16 empty] | 0.017457 | 1.2339 | 1.2339 | 1.2339 | 0.0015659 | 0.00041131 | NO | PlantFlow
2022 | WOODLAND WPCF | 110039782349 | CA0077950 | WOODLAND | YOLO | CA |  | 38.6621 | -121.7141 |  | 4952 | Sewerage Systems | 221320 | Sewage Treatment Facilities | IS4 | Utilities | Waste Handling, Treatment, and Disposal (POTW) | 1 | 0.22794 | CA0077950 | Tule Canal-Toe Drain | 1.8E+11 | NAICS/SIC indication | CA0077950 |  |  | 2023 | 1.8E+13 | TULE CANAL | 10.4 |  | 3.7375 | NPDES | 3.7375 | 5.7828 | [22 empty] | 14.148 | 14.148 | Flow Lookup Failed | 14.148 | Flow Lookup Failed | 14.148 | Flow Lookup Failed | PlantFlowUsed | 365 | 0.00062448 | 0.044139 | 0.044139 | 0.044139 | 3 | 4 | 0 | 0 | 39 | 1 | 0 | 0 | 0.788 | 32 | 0 | 0 | 5.6014e-05 | 1.4713e-05 | DMR | [16 empty] | 0.010854 | 0.76718 | 0.76718 | 0.76718 | 0.00097358 | 0.00025573 | NO | PlantFlow
2021 | DISCOVERY BAY WWTP | 110001103911 | CA0078590 | DISCOVERY BAY | CONTRA COSTA | CA |  | 37.8947 | -121.5872 |  | 4952 | Sewerage Systems | 221320 | Sewage Treatment Facilities | IS4 | Utilities | Waste Handling, Treatment, and Disposal (POTW) | 1 | 0.10363 | CA0078590 | Lower Kellogg Creek | 1.8E+11 | NAICS/SIC indication | CA0078590 |  |  | 2023 | 1.8E+13 | OLD RIVER | 2.35 | 2.1 | 1.1508 | NPDES | 2.1 | 3.2492 | 1897340 | Old River | 5 | 7.672 | 23.449 | 22.706 | 17.338 | 7.125 | 5.193 | 0.876 | 0.42 | 0.161 | 0.708 | 6.485 | 15.608 | 16.845 | QE_08 | 0.161 | 0.39364 | 0.20298 | 18.7579 | 1.9374 | 7.9442 | 7.9442 | Plant Flow | 7.9442 | Plant Flow | 7.9442 | Plant Flow |  | 365 | 0.00028392 | 0.035739 | 0.035739 | 0.035739 | 3 | 4 | 0 | 0 | 39 | 1 | 0 | 0 | 0.788 | 32 | 0 | 0 | 4.5354e-05 | 1.1913e-05 | DMR | [16 empty] | 0.0049348 | 0.62118 | 0.62118 | 0.62118 | 0.0007883 | 0.00020706 | NO | PlantFlow
2020 | CITY OF RED BLUFF WASTEWATER RECLAMATION PLANT | 110000730745 | CA0078891 | RED BLUFF | TEHAMA | CA |  | 40.1627 | -122.2207 |  | 4952 | Sewerage Systems | 221320 | Sewage Treatment Facilities | IS4 | Utilities | Waste Handling, Treatment, and Disposal (POTW) | 1 | 0.0011004 | CA0078891 | Sevenmile Creek-Sacramento River | 1.8E+11 | NAICS/SIC indication | CA0078891 |  |  | 2023 | 1.8E+13 | SACRAMENTO RIVER | 2.5 |  | 0.67182 | NPDES | 0.67182 | 1.0395 | 12068884 | Sacramento River | 7 | 13262.903 | 17448.337 | 21238.995 | 20966.624 | 12911.417 | 12846.629 | 12642.729 | 13130.35 | 11740.612 | 8376.214 | 6585.551 | 9004.485 | 12476.655 | QE_10 | 6585.551 | 16101.5917 | 12065.4521 | 32427.6357 | 28442.8039 | 2.5415 | 16101.5917 | 30Q5 Flow | 28442.8039 | HM Flow | 12065.4521 | 7Q10 Flow |  | 365 | 3.0147e-06 | 2.4986e-07 | 1.8723e-07 | 1.0599e-07 | 3 | 4 | 0 | 0 | 39 | 1 | 0 | 0 | 0.788 | 32 | 0 | 0 | 3.1709e-10 | 8.3288e-11 | DMR | [16 empty] | 5.2399e-05 | 4.3429e-06 | 3.2543e-06 | 1.8423e-06 | 5.5113e-09 | 1.4476e-09 | NO | NHDPlus
2021 | CITY OF RED BLUFF WASTEWATER RECLAMATION PLANT | 110000730745 | CA0078891 | RED BLUFF | TEHAMA | CA |  | 40.1627 | -122.2207 |  | 4952 | Sewerage Systems | 221320 | Sewage Treatment Facilities | IS4 | Utilities | Waste Handling, Treatment, and Disposal (POTW) | 1 | 0.00075337 | CA0078891 | Sevenmile Creek-Sacramento River | 1.8E+11 | NAICS/SIC indication | CA0078891 |  |  | 2023 | 1.8E+13 | SACRAMENTO RIVER | 2.5 |  | 0.67182 | NPDES | 0.67182 | 1.0395 | 12068884 | Sacramento River | 7 | 13262.903 | 17448.337 | 21238.995 | 20966.624 | 12911.417 | 12846.629 | 12642.729 | 13130.35 | 11740.612 | 8376.214 | 6585.551 | 9004.485 | 12476.655 | QE_10 | 6585.551 | 16101.5917 | 12065.4521 | 32427.6357 | 28442.8039 | 2.5415 | 16101.5917 | 30Q5 Flow | 28442.8039 | HM Flow | 12065.4521 | 7Q10 Flow |  | 365 | 2.064e-06 | 1.7107e-07 | 1.2819e-07 | 7.2567e-08 | 3 | 4 | 0 | 0 | 39 | 1 | 0 | 0 | 0.788 | 32 | 0 | 0 | 2.1709e-10 | 5.7023e-11 | DMR | [16 empty] | 3.5875e-05 | 2.9733e-06 | 2.228e-06 | 1.2613e-06 | 3.7733e-09 | 9.9111e-10 | NO | NHDPlus
2019 | COLUSA WWTP | 110055984957 | CA0078999 | COLUSA | COLUSA | CA |  | 39.1911 | -122.0231 |  | 4952 | Sewerage Systems | 221320 | Sewage Treatment Facilities | IS4 | Utilities | Waste Handling, Treatment, and Disposal (POTW) | 1 | 0.10057 | CA0078999 | Powell Slough-Colusa Trough | 1.8E+11 | NAICS/SIC indication | CA0078999 |  |  | 2023 | 1.8E+13 | UNNAMED TRIBUTARY TO POWELL SLOUGH | 0.7 |  | 0.33667 | NPDES | 0.33667 | 0.5209 | [22 empty] | 1.2744 | 1.2744 | Flow Lookup Failed | 1.2744 | Flow Lookup Failed | 1.2744 | Flow Lookup Failed | PlantFlowUsed | 365 | 0.00027554 | 0.21621 | 0.21621 | 0.21621 | 3 | 4 | 0 | 0 | 39 | 1 | 0 | 0 | 0.788 | 32 | 0 | 0 | 0.00027438 | 7.2069e-05 | DMR | [16 empty] | 0.0047891 | 3.7579 | 3.7579 | 3.7579 | 0.0047689 | 0.0012526 | NO | PlantFlow
2021 | JACKSON WWTP | 110011373637 | CA0079391 | JACKSON | AMADOR | CA |  | 38.3333 | -120.7833 |  | 4952 | Sewerage Systems | 221320 | Sewage Treatment Facilities | IS4 | Utilities | Waste Handling, Treatment, and Disposal (POTW) | 1 | 0.15199 | CA0079391 | Middle Jackson Creek | 1.8E+11 | NAICS/SIC indication | CA0079391 |  |  | 2023 | 1.8E+13 | JACKSON CREEK | 0.71 |  | 0.55067 | NPDES | 0.55067 | 0.85201 | 17053246 |  | 1 | 0.887 | 3.848 | 2.983 | 2.088 | 1.274 | 0.476 | 0.372 | 0.198 | 0.06 | 0.107 | 0.066 | 0.589 | 2.896 | QE_08 | 0.06 | 0.1467 | 0.07306 | 2.1687 | 0.39726 | 2.0831 | 2.0831 | Plant Flow | 2.0831 | Plant Flow | 2.0831 | Plant Flow |  | 365 | 0.00041641 | 0.1999 | 0.1999 | 0.1999 | 3 | 4 | 0 | 0 | 39 | 1 | 0 | 0 | 0.788 | 32 | 0 | 0 | 0.00025367 | 6.6632e-05 | DMR | [16 empty] | 0.0072376 | 3.4744 | 3.4744 | 3.4744 | 0.0044091 | 0.0011581 | NO | PlantFlow
2020 | NEVADA CITY WASTEWATER TREATMENT PLANT | 110000519920 | CA0079901 | NEVADA CITY | NEVADA | CA |  | 39.2597 | -121.0307 |  | 4952 | Sewerage Systems | 221320 | Sewage Treatment Facilities | IS4 | Utilities | Waste Handling, Treatment, and Disposal (POTW) | 1 | 0.011526 | CA0079901 | Little Deer Creek-Deer Creek | 1.8E+11 | NAICS/SIC indication | CA0079901 |  |  | 2023 | 1.8E+13 | DEER CREEK | 0.69 |  | 0.3955 | NPDES | 0.3955 | 0.61193 | [22 empty] | 1.4971 | 1.4971 | Flow Lookup Failed | 1.4971 | Flow Lookup Failed | 1.4971 | Flow Lookup Failed | PlantFlowUsed | 365 | 3.1578e-05 | 0.021093 | 0.021093 | 0.021093 | 3 | 4 | 0 | 0 | 39 | 1 | 0 | 0 | 0.788 | 32 | 0 | 0 | 2.6767e-05 | 7.0309e-06 | DMR | [16 empty] | 0.00054886 | 0.36661 | 0.36661 | 0.36661 | 0.00046524 | 0.0001222 | NO | PlantFlow
2023 | NEVADA CITY WASTEWATER TREATMENT PLANT | 110000519920 | CA0079901 | NEVADA CITY | NEVADA | CA |  | 39.2597 | -121.0307 |  | 4952 | Sewerage Systems | 221320 | Sewage Treatment Facilities | IS4 | Utilities | Waste Handling, Treatment, and Disposal (POTW) | 1 | 0.068742 | CA0079901 | Little Deer Creek-Deer Creek | 1.8E+11 | NAICS/SIC indication | CA0079901 |  |  | 2023 | 1.8E+13 | DEER CREEK | 0.69 |  | 0.3955 | NPDES | 0.3955 | 0.61193 | [22 empty] | 1.4971 | 1.4971 | Flow Lookup Failed | 1.4971 | Flow Lookup Failed | 1.4971 | Flow Lookup Failed | PlantFlowUsed | 365 | 0.00018833 | 0.1258 | 0.1258 | 0.1258 | 3 | 4 | 0 | 0 | 39 | 1 | 0 | 0 | 0.788 | 32 | 0 | 0 | 0.00015964 | 4.1932e-05 | DMR | [16 empty] | 0.0032734 | 2.1865 | 2.1865 | 2.1865 | 0.0027747 | 0.00072882 | NO | PlantFlow
2022 | MANTECA WWQCF | 110039801462 | CA0081558 | MANTECA | SAN JOAQUIN | CA |  | 37.7956 | -121.26 |  | 4952 | Sewerage Systems | 221320 | Sewage Treatment Facilities | IS4 | Utilities | Waste Handling, Treatment, and Disposal (POTW) | 1 | 0.27097 | CA0081558 | Oakwood Lake-San Joaquin River | 1.8E+11 | NAICS/SIC indication | CA0081558 |  |  | 2023 | 1.8E+13 | SAN JOAQUIN RIVER | 9.87 |  | 6.6338 | NPDES | 6.6338 | 10.2641 | 1897398 | San Joaquin River | 7 | 4757.761 | 5711.34 | 8038.073 | 8622.966 | 7412.143 | 6390.169 | 4362.865 | 2912.8 | 2026.202 | 2537.033 | 3092.132 | 2569.153 | 3631.078 | QE_08 | 2026.202 | 4954.0391 | 3561.3529 | 11632.6675 | 8930.0772 | 25.0955 | 4954.0391 | 30Q5 Flow | 8930.0772 | HM Flow | 3561.3529 | 7Q10 Flow |  | 365 | 0.00074237 | 0.00020845 | 0.00014985 | 8.3132e-05 | 3 | 4 | 0 | 0 | 39 | 1 | 0 | 0 | 0.788 | 32 | 0 | 0 | 2.6453e-07 | 6.9484e-08 | DMR | [16 empty] | 0.012903 | 0.0036231 | 0.0026046 | 0.0014449 | 4.5978e-06 | 1.2077e-06 | NO | NHDPlus
2021 | PARADISE ID WTP, MAGALIA | 110000520026 | CA0083488 | MAGALIA | BUTTE | CA |  | 39.8143 | -121.5803 |  | 4941 | Water Supply | 221310 | Water Supply and Irrigation Systems | IS4 | Utilities | Waste Handling, Treatment, and Disposal (Remediation or Monitoring) | 1 | 0.026169 | CA0083488 | Little Butte Creek | 1.8E+11 | Irrigation district water treat plant | CA0083488 |  |  | 2023 | 1.8E+13 | MAGALIA RESERVOIR, MAGALIA RESERVOIR/LITTLE BUTTE CREEK | 2 |  | 0.29017 | NPDES | 0.29017 | 0.44895 | 2770264 | Little Butte Creek | 3 | 20.204 | 34.186 | 47.79 | 68.559 | 40.783 | 7.459 | 0.85 | 0.719 | 2.301 | 0.469 | 0.461 | 3.497 | 22.86 | QE_10 | 0.461 | 1.1271 | 0.60312 | 49.3985 | 5.5873 | 1.0977 | 1.1271 | 30Q5 Flow | 5.5873 | HM Flow | 1.0977 | Plant Flow |  | 365 | 7.1697e-05 | 0.065316 | 0.06361 | 0.012832 | 3 | 4 | 0 | 0 | 39 | 1 | 0 | 0 | 0.788 | 32 | 0 | 0 | 8.2889e-05 | 2.1772e-05 | DMR | [16 empty] | 0.0012462 | 1.1353 | 1.1056 | 0.22303 | 0.0014407 | 0.00037842 | NO | NHDPlus
2022 | BELL-CARTER OLIVE CO. WWTP | 110054272210 | CA0083721 | CORNING | TEHAMA | CA |  | 39.9157 | -122.1037 |  | 2033 | Canned Fruits and Specialties | 311421 | Fruit and Vegetable Canning | IS6 | Food, beverage, and tobacco product manufacturing | Waste Handling, Treatment, and Disposal (non-POTW WWT) | 1 | 0.071823 | CA0083721 | Kopta Slough | 1.8E+11 | Name indicates wastewater treatment plant | CA0083721 |  |  | 2023 | 1.8E+13 | SACRAMENTO RIVER | 0.75 | 0.75 | 0.43017 | NPDES | 0.75 | 1.1604 | 12074486 | Sacramento River | 7 | 16024.578 | 20377.737 | 25468.117 | 27044.008 | 17680.417 | 19036.948 | 15785.87 | 13863.442 | 12205.613 | 8746.057 | 7168.471 | 10062.698 | 13479.133 | QE_10 | 7168.471 | 17526.824 | 13172.6935 | 39179.8973 | 32649.5139 | 2.8372 | 17526.824 | 30Q5 Flow | 32649.5139 | HM Flow | 13172.6935 | 7Q10 Flow |  | 365 | 0.00019678 | 1.4938e-05 | 1.1227e-05 | 6.0269e-06 | 3 | 4 | 0 | 0 | 39 | 1 | 0 | 0 | 0.788 | 32 | 0 | 0 | 1.8957e-08 | 4.9794e-09 | DMR | [16 empty] | 0.0034201 | 0.00025964 | 0.00019514 | 0.00010475 | 3.2949e-07 | 8.6546e-08 | NO | NHDPlus
2023 | BELL-CARTER OLIVE CO. WWTP | 110054272210 | CA0083721 | CORNING | TEHAMA | CA |  | 39.9157 | -122.1037 |  | 2033 | Canned Fruits and Specialties | 311421 | Fruit and Vegetable Canning | IS6 | Food, beverage, and tobacco product manufacturing | Waste Handling, Treatment, and Disposal (non-POTW WWT) | 1 | 0.1676 | CA0083721 | Kopta Slough | 1.8E+11 | Name indicates wastewater treatment plant | CA0083721 |  |  | 2023 | 1.8E+13 | SACRAMENTO RIVER | 0.75 | 0.75 | 0.43017 | NPDES | 0.75 | 1.1604 | 12074486 | Sacramento River | 7 | 16024.578 | 20377.737 | 25468.117 | 27044.008 | 17680.417 | 19036.948 | 15785.87 | 13863.442 | 12205.613 | 8746.057 | 7168.471 | 10062.698 | 13479.133 | QE_10 | 7168.471 | 17526.824 | 13172.6935 | 39179.8973 | 32649.5139 | 2.8372 | 17526.824 | 30Q5 Flow | 32649.5139 | HM Flow | 13172.6935 | 7Q10 Flow |  | 365 | 0.00045918 | 3.4858e-05 | 2.6199e-05 | 1.4064e-05 | 3 | 4 | 0 | 0 | 39 | 1 | 0 | 0 | 0.788 | 32 | 0 | 0 | 4.4236e-08 | 1.1619e-08 | DMR | [16 empty] | 0.0079809 | 0.00060587 | 0.00045536 | 0.00024444 | 7.6887e-07 | 2.0196e-07 | NO | NHDPlus
2021 | COPPER COVE WWRF | 110027858432 | CA0084620 | COPPEROPOLIS | CALAVERAS | CA |  | 37.9084 | -120.6161 |  | 4952 | Sewerage Systems | 221320 | Sewage Treatment Facilities | IS4 | Utilities | Waste Handling, Treatment, and Disposal (POTW) | 1 | 0.3364 | CA0084620 | Peachys Creek-Littlejohns Creek | 1.8E+11 | NAICS/SIC indication | CA0084620 |  |  | 2023 | 1.8E+13 | JURISDICTIONAL WETLANDS | 0.95 | 0.17 | 0.19988 | NPDES | 0.17 | 0.26303 | 2822890 |  | 1 | 0.118 | 0.17 | 0.613 | 0.448 | 0.188 | 0.059 | 0.046 | 0.034 | 0.006 | 0.017 | 0.02 | 0.08 | 0.151 | QE_08 | 0.006 | 0.01467 | 0.0067372 | 0.28851 | 0.041046 | 0.6431 | 0.6431 | Plant Flow | 0.6431 | Plant Flow | 0.6431 | Plant Flow |  | 365 | 0.00092165 | 1.4331 | 1.4331 | 1.4331 | 3 | 4 | 0 | 0 | 39 | 1 | 0 | 0 | 0.788 | 32 | 0 | 0 | 0.0018187 | 0.00047771 | DMR | [16 empty] | 0.016019 | 24.9091 | 24.9091 | 24.9091 | 0.031611 | 0.008303 | NO | PlantFlow
2021 | CITY OF ANGELS WWTP | 110030437524 | CA0085201 | ANGELS CAMP | CALAVERAS | CA |  | 38.0604 | -120.54 |  | 4952 | Sewerage Systems | 221320 | Sewage Treatment Facilities | IS4 | Utilities | Waste Handling, Treatment, and Disposal (non-POTW WWT) | 1 | 0.033018 | CA0085201 | Angels Creek | 1.8E+11 | NAICS/SIC indication |  |  |  | 2023 | 1.8E+13 | ANGELS CREEK | 1.9 | 0.3 | 0.43083 | NPDES | 0.3 | 0.46417 | [22 empty] | 1.1356 | 1.1356 | Flow Lookup Failed | 1.1356 | Flow Lookup Failed | 1.1356 | Flow Lookup Failed | PlantFlowUsed | 365 | 9.0462e-05 | 0.079658 | 0.079658 | 0.079658 | 3 | 4 | 0 | 0 | 39 | 1 | 0 | 0 | 0.788 | 32 | 0 | 0 | 0.00010109 | 2.6553e-05 | DMR | [16 empty] | 0.0015723 | 1.3845 | 1.3845 | 1.3845 | 0.001757 | 0.00046151 | NO | PlantFlow
2019 | MALAKOFF DIGGINS STATE PARK | 110066354359 | CA0085332 | NEVADA CITY | NEVADA | CA |  | 39.3688 | -120.899 |  | 1041 | Gold Ores | 212221 | Gold Ore Mining | NAICS/SIC Not Provided | NAICS/SIC Not Provided | Waste Handling, Treatment, and Disposal (Remediation or Monitoring) | 1 | 0.019163 | CA0085332 | Humbug Creek-South Yuba River | 1.8E+11 | Name and SIC indicate remediation |  |  |  | 2023 | 1.8E+13 | HUMBUG CREEK |  | 0.74 | 1.2561 | NPDES | 0.74 | 1.145 | 8063821 |  | 2 | 4.086 | 14.952 | 12.423 | 9.038 | 5.565 | 2.403 | 1.744 | 0.793 | 0.255 | 0.385 | 0.296 | 4.139 | 11.143 | QE_08 | 0.255 | 0.62347 | 0.32673 | 9.9902 | 1.8704 | 2.7994 | 2.7994 | Plant Flow | 2.7994 | Plant Flow | 2.7994 | Plant Flow |  | 365 | 5.2502e-05 | 0.018755 | 0.018755 | 0.018755 | 3 | 4 | 0 | 0 | 39 | 1 | 0 | 0 | 0.788 | 32 | 0 | 0 | 2.38e-05 | 6.2516e-06 | DMR | [16 empty] | 0.00091253 | 0.32597 | 0.32597 | 0.32597 | 0.00041367 | 0.00010866 | NO | PlantFlow
2019 | VICTOR VALLEY WASTE WATER RA | 110000517637 | CA0102822 | VICTORVILLE | SAN BERNARDINO | CA |  | 34.6167 | -117.355 |  | 4952 | Sewerage Systems | 221320 | Sewage Treatment Facilities | IS4 | Utilities | Waste Handling, Treatment, and Disposal (POTW) | 1 | 0.49044 | CA0102822 | Burkhardt Lake-Mojave River | 1.81E+11 | NAICS/SIC indication |  |  |  | 2023 | 1.81E+13 | MOJAVE RIVER | 18 | 4.8 | 7.6317 | NPDES | 4.8 | 7.4267 | [22 empty] | 18.17 | 18.17 | Flow Lookup Failed | 18.17 | Flow Lookup Failed | 18.17 | Flow Lookup Failed | PlantFlowUsed | 365 | 0.0013437 | 0.07395 | 0.07395 | 0.07395 | 3 | 4 | 0 | 0 | 39 | 1 | 0 | 0 | 0.788 | 32 | 0 | 0 | 9.3846e-05 | 2.465e-05 | DMR | [16 empty] | 0.023354 | 1.2853 | 1.2853 | 1.2853 | 0.0016311 | 0.00042844 | NO | PlantFlow
2023 | COUNTRY LIFE MH & RV PARK | 110012876557 | CA0104264 | EL CENTRO | IMPERIAL | CA |  | 32.7815 | -115.5035 |  | 6515 | Mobile Home Site Operators | 531190 | Lessors of Other Real Estate Property | IS47 | Services | Waste Handling, Treatment, and Disposal (non-POTW WWT) | 1 | 0.0079438 | CA0104264 | Town of El Centro | 1.81E+11 | Uncertain, possibly a remediation site |  |  |  | 2023 | 1.81E+13 | ALDER DRAIN | 0.15 |  | 0.02225 | NPDES | 0.02225 | 0.034426 | [22 empty] | 0.084225 | 0.084225 | Flow Lookup Failed | 0.084225 | Flow Lookup Failed | 0.084225 | Flow Lookup Failed | PlantFlowUsed | 365 | 2.1764e-05 | 0.2584 | 0.2584 | 0.2584 | 3 | 4 | 0 | 0 | 39 | 1 | 0 | 0 | 0.788 | 32 | 0 | 0 | 0.00032792 | 8.6133e-05 | DMR | [16 empty] | 0.00037827 | 4.4912 | 4.4912 | 4.4912 | 0.0056995 | 0.0014971 | NO | PlantFlow
2019 | NILAND SD WWTP | 110001177958 | CA0104451 | NILAND | IMPERIAL | CA |  | 33.2273 | -115.5286 |  | 4952 | Sewerage Systems | 221320 | Sewage Treatment Facilities | IS4 | Utilities | Waste Handling, Treatment, and Disposal (POTW) | 1 | 0.041446 | CA0104451 | Town of Niland-Frontal Salton Sea | 1.81E+11 | NAICS/SIC indication |  |  |  | 2023 | 1.81E+13 | R DRAIN TO SALTON SEA, R DRAIN | 0.5 | 0.1 | 0.048158 | NPDES | 0.1 | 0.15472 | [22 empty] | 0.37854 | 0.37854 | Flow Lookup Failed | 0.37854 | Flow Lookup Failed | 0.37854 | Flow Lookup Failed | PlantFlowUsed | 365 | 0.00011355 | 0.29997 | 0.29997 | 0.29997 | 3 | 4 | 0 | 0 | 39 | 1 | 0 | 0 | 0.788 | 32 | 0 | 0 | 0.00038067 | 9.9989e-05 | DMR | [16 empty] | 0.0019736 | 5.2137 | 5.2137 | 5.2137 | 0.0066164 | 0.0017379 | NO | PlantFlow
2019 | BRAWLEY WASTEWATER TREATMENT PLANT | 110030476465 | CA0104523 | BRAWLEY | IMPERIAL | CA |  | 33.0174 | -115.5092 |  | 4952 | Sewerage Systems | 221320 | Sewage Treatment Facilities | IS4 | Utilities | Waste Handling, Treatment, and Disposal (POTW) | 1 | 0.04186 | CA0104523 | Ramer Lake-Alamo River | 1.81E+11 | NAICS/SIC indication |  |  |  | 2023 | 1.81E+13 | NEW RIVER | 5.9 | 3.1 | 3.1792 | NPDES | 3.1 | 4.7964 | 22602625 | New River | 4 | 6.521 | 35.688 | 9.427 | 3.869 | 0.222 | 0.043 | 0 | 0.526 | 16.175 | 4.314 | 1.068 | 1.841 | 34.166 | QE_06 | 0.043 | 0.10513 | 0.051749 | 15.9438 | 0.84372 | 11.7272 | 11.7272 | Plant Flow | 11.7272 | Plant Flow | 11.7272 | Plant Flow |  | 365 | 0.00011469 | 0.0097795 | 0.0097795 | 0.0097795 | 3 | 4 | 0 | 0 | 39 | 1 | 0 | 0 | 0.788 | 32 | 0 | 0 | 1.241e-05 | 3.2598e-06 | DMR | [16 empty] | 0.0019933 | 0.16998 | 0.16998 | 0.16998 | 0.00021571 | 5.6659e-05 | NO | PlantFlow
2023 | DATE GARDENS MOBILE HOME PARK | 110013128169 | CA0104841 | EL CENTRO | IMPERIAL | CA |  | 32.7964 | -115.6678 |  | 4952 | Sewerage Systems | 221320 | Sewage Treatment Facilities | IS4 | Utilities | Waste Handling, Treatment, and Disposal (POTW) | 1 | 0.0020723 | CA0104841 | Upper New River | 1.81E+11 | NAICS/SIC indication |  |  |  | 2023 | 1.81E+13 | RICE DRAIN NO. 3, RICE DRAIN NO.3 | 0.02 | 0.02 | 0.0055 | NPDES | 0.02 | 0.030945 | [22 empty] | 0.075708 | 0.075708 | Flow Lookup Failed | 0.075708 | Flow Lookup Failed | 0.075708 | Flow Lookup Failed | PlantFlowUsed | 365 | 5.6775e-06 | 0.074992 | 0.074992 | 0.074992 | 3 | 4 | 0 | 0 | 39 | 1 | 0 | 0 | 0.788 | 32 | 0 | 0 | 9.5167e-05 | 2.4997e-05 | DMR | [16 empty] | 9.868e-05 | 1.3034 | 1.3034 | 1.3034 | 0.0016541 | 0.00043448 | NO | PlantFlow
2019 | CALIPATRIA WWTP | 110002043217 | CA0105015 | CALIPATRIA | IMPERIAL | CA |  | 33.1475 | -115.5453 |  | 4952 | Sewerage Systems | 221320 | Sewage Treatment Facilities | IS4 | Utilities | Waste Handling, Treatment, and Disposal (POTW) | 1 | 0.0041446 | CA0105015 | Town of Calipatria-Alamo River | 1.81E+11 | NAICS/SIC indication |  |  |  | 2023 | 1.81E+13 | G DRAIN, G DRAIN | 1.73 | 0.63 | 0.53167 | NPDES | 0.63 | 0.97475 | [22 empty] | 2.3848 | 2.3848 | Flow Lookup Failed | 2.3848 | Flow Lookup Failed | 2.3848 | Flow Lookup Failed | PlantFlowUsed | 365 | 1.1355e-05 | 0.0047614 | 0.0047614 | 0.0047614 | 3 | 4 | 0 | 0 | 39 | 1 | 0 | 0 | 0.788 | 32 | 0 | 0 | 6.0424e-06 | 1.5871e-06 | DMR | [16 empty] | 0.00019736 | 0.082757 | 0.082757 | 0.082757 | 0.00010502 | 2.7586e-05 | NO | PlantFlow
2021 | CALIPATRIA WWTP | 110002043217 | CA0105015 | CALIPATRIA | IMPERIAL | CA |  | 33.1475 | -115.5453 |  | 4952 | Sewerage Systems | 221320 | Sewage Treatment Facilities | IS4 | Utilities | Waste Handling, Treatment, and Disposal (POTW) | 1 | 0.0038959 | CA0105015 | Town of Calipatria-Alamo River | 1.81E+11 | NAICS/SIC indication |  |  |  | 2023 | 1.81E+13 | G DRAIN, G DRAIN | 1.73 | 0.63 | 0.53167 | NPDES | 0.63 | 0.97475 | [22 empty] | 2.3848 | 2.3848 | Flow Lookup Failed | 2.3848 | Flow Lookup Failed | 2.3848 | Flow Lookup Failed | PlantFlowUsed | 365 | 1.0674e-05 | 0.0044757 | 0.0044757 | 0.0044757 | 3 | 4 | 0 | 0 | 39 | 1 | 0 | 0 | 0.788 | 32 | 0 | 0 | 5.6798e-06 | 1.4919e-06 | DMR | [16 empty] | 0.00018552 | 0.077792 | 0.077792 | 0.077792 | 9.8721e-05 | 2.5931e-05 | NO | PlantFlow
2022 | CALIPATRIA WWTP | 110002043217 | CA0105015 | CALIPATRIA | IMPERIAL | CA |  | 33.1475 | -115.5453 |  | 4952 | Sewerage Systems | 221320 | Sewage Treatment Facilities | IS4 | Utilities | Waste Handling, Treatment, and Disposal (POTW) | 1 | 0.0037577 | CA0105015 | Town of Calipatria-Alamo River | 1.81E+11 | NAICS/SIC indication |  |  |  | 2023 | 1.81E+13 | G DRAIN, G DRAIN | 1.73 | 0.63 | 0.53167 | NPDES | 0.63 | 0.97475 | [22 empty] | 2.3848 | 2.3848 | Flow Lookup Failed | 2.3848 | Flow Lookup Failed | 2.3848 | Flow Lookup Failed | PlantFlowUsed | 365 | 1.0295e-05 | 0.004317 | 0.004317 | 0.004317 | 3 | 4 | 0 | 0 | 39 | 1 | 0 | 0 | 0.788 | 32 | 0 | 0 | 5.4784e-06 | 1.439e-06 | DMR | [16 empty] | 0.00017894 | 0.075033 | 0.075033 | 0.075033 | 9.522e-05 | 2.5011e-05 | NO | PlantFlow
2023 | CALIPATRIA WWTP | 110002043217 | CA0105015 | CALIPATRIA | IMPERIAL | CA |  | 33.1475 | -115.5453 |  | 4952 | Sewerage Systems | 221320 | Sewage Treatment Facilities | IS4 | Utilities | Waste Handling, Treatment, and Disposal (POTW) | 1 | 0.003813 | CA0105015 | Town of Calipatria-Alamo River | 1.81E+11 | NAICS/SIC indication |  |  |  | 2023 | 1.81E+13 | G DRAIN, G DRAIN | 1.73 | 0.63 | 0.53167 | NPDES | 0.63 | 0.97475 | [22 empty] | 2.3848 | 2.3848 | Flow Lookup Failed | 2.3848 | Flow Lookup Failed | 2.3848 | Flow Lookup Failed | PlantFlowUsed | 365 | 1.0447e-05 | 0.0043805 | 0.0043805 | 0.0043805 | 3 | 4 | 0 | 0 | 39 | 1 | 0 | 0 | 0.788 | 32 | 0 | 0 | 5.559e-06 | 1.4602e-06 | DMR | [16 empty] | 0.00018157 | 0.076137 | 0.076137 | 0.076137 | 9.662e-05 | 2.5379e-05 | NO | PlantFlow
2019 | RIALTO WASTEWATER TREATMENT PLANT | 110000525842 | CA0105295 | BLOOMINGTON | SAN BERNARDINO | CA |  | 34.0559 | -117.3613 |  | 4952 | Sewerage Systems | 221320 | Sewage Treatment Facilities | IS4 | Utilities | Waste Handling, Treatment, and Disposal (POTW) | 1 | 1.6277 | CA0105295 | East Etiwanda Creek-Santa Ana River | 1.81E+11 | NAICS/SIC indication |  |  |  | 2023 | 1.81E+13 | SANTA ANA RIVER | 11.7 | 6.5 | 3.4969 | NPDES | 6.5 | 10.057 | [22 empty] | 24.6052 | 24.6052 | Flow Lookup Failed | 24.6052 | Flow Lookup Failed | 24.6052 | Flow Lookup Failed | PlantFlowUsed | 365 | 0.0044594 | 0.18124 | 0.18124 | 0.18124 | 3 | 4 | 0 | 0 | 39 | 1 | 0 | 0 | 0.788 | 32 | 0 | 0 | 0.00023 | 6.0413e-05 | DMR | [16 empty] | 0.077509 | 3.1501 | 3.1501 | 3.1501 | 0.0039976 | 0.00105 | NO | PlantFlow
2020 | RIALTO WASTEWATER TREATMENT PLANT | 110000525842 | CA0105295 | BLOOMINGTON | SAN BERNARDINO | CA |  | 34.0559 | -117.3613 |  | 4952 | Sewerage Systems | 221320 | Sewage Treatment Facilities | IS4 | Utilities | Waste Handling, Treatment, and Disposal (POTW) | 1 | 2.3877 | CA0105295 | East Etiwanda Creek-Santa Ana River | 1.81E+11 | NAICS/SIC indication |  |  |  | 2023 | 1.81E+13 | SANTA ANA RIVER | 11.7 | 6.5 | 3.4969 | NPDES | 6.5 | 10.057 | [22 empty] | 24.6052 | 24.6052 | Flow Lookup Failed | 24.6052 | Flow Lookup Failed | 24.6052 | Flow Lookup Failed | PlantFlowUsed | 365 | 0.0065416 | 0.26586 | 0.26586 | 0.26586 | 3 | 4 | 0 | 0 | 39 | 1 | 0 | 0 | 0.788 | 32 | 0 | 0 | 0.00033739 | 8.8621e-05 | DMR | [16 empty] | 0.1137 | 4.6209 | 4.6209 | 4.6209 | 0.0058641 | 0.0015403 | NO | PlantFlow
2021 | RIALTO WASTEWATER TREATMENT PLANT | 110000525842 | CA0105295 | BLOOMINGTON | SAN BERNARDINO | CA |  | 34.0559 | -117.3613 |  | 4952 | Sewerage Systems | 221320 | Sewage Treatment Facilities | IS4 | Utilities | Waste Handling, Treatment, and Disposal (POTW) | 1 | 2.4103 | CA0105295 | East Etiwanda Creek-Santa Ana River | 1.81E+11 | NAICS/SIC indication |  |  |  | 2023 | 1.81E+13 | SANTA ANA RIVER | 11.7 | 6.5 | 3.4969 | NPDES | 6.5 | 10.057 | [22 empty] | 24.6052 | 24.6052 | Flow Lookup Failed | 24.6052 | Flow Lookup Failed | 24.6052 | Flow Lookup Failed | PlantFlowUsed | 365 | 0.0066035 | 0.26838 | 0.26838 | 0.26838 | 3 | 4 | 0 | 0 | 39 | 1 | 0 | 0 | 0.788 | 32 | 0 | 0 | 0.00034058 | 8.9459e-05 | DMR | [16 empty] | 0.11477 | 4.6646 | 4.6646 | 4.6646 | 0.0059196 | 0.0015549 | NO | PlantFlow
2022 | RIALTO WASTEWATER TREATMENT PLANT | 110000525842 | CA0105295 | BLOOMINGTON | SAN BERNARDINO | CA |  | 34.0559 | -117.3613 |  | 4952 | Sewerage Systems | 221320 | Sewage Treatment Facilities | IS4 | Utilities | Waste Handling, Treatment, and Disposal (POTW) | 1 | 2.3969 | CA0105295 | East Etiwanda Creek-Santa Ana River | 1.81E+11 | NAICS/SIC indication |  |  |  | 2023 | 1.81E+13 | SANTA ANA RIVER | 11.7 | 6.5 | 3.4969 | NPDES | 6.5 | 10.057 | [22 empty] | 24.6052 | 24.6052 | Flow Lookup Failed | 24.6052 | Flow Lookup Failed | 24.6052 | Flow Lookup Failed | PlantFlowUsed | 365 | 0.0065669 | 0.26689 | 0.26689 | 0.26689 | 3 | 4 | 0 | 0 | 39 | 1 | 0 | 0 | 0.788 | 32 | 0 | 0 | 0.0003387 | 8.8964e-05 | DMR | [16 empty] | 0.11414 | 4.6388 | 4.6388 | 4.6388 | 0.0058869 | 0.0015463 | NO | PlantFlow
2023 | RIALTO WASTEWATER TREATMENT PLANT | 110000525842 | CA0105295 | BLOOMINGTON | SAN BERNARDINO | CA |  | 34.0559 | -117.3613 |  | 4952 | Sewerage Systems | 221320 | Sewage Treatment Facilities | IS4 | Utilities | Waste Handling, Treatment, and Disposal (POTW) | 1 | 2.4338 | CA0105295 | East Etiwanda Creek-Santa Ana River | 1.81E+11 | NAICS/SIC indication |  |  |  | 2023 | 1.81E+13 | SANTA ANA RIVER | 11.7 | 6.5 | 3.4969 | NPDES | 6.5 | 10.057 | [22 empty] | 24.6052 | 24.6052 | Flow Lookup Failed | 24.6052 | Flow Lookup Failed | 24.6052 | Flow Lookup Failed | PlantFlowUsed | 365 | 0.006668 | 0.271 | 0.271 | 0.271 | 3 | 4 | 0 | 0 | 39 | 1 | 0 | 0 | 0.788 | 32 | 0 | 0 | 0.00034391 | 9.0333e-05 | DMR | [16 empty] | 0.1159 | 4.7102 | 4.7102 | 4.7102 | 0.0059775 | 0.0015701 | NO | PlantFlow
2020 | BEAUMONT WWTF | 110055992993 | CA0105376 | BEAUMONT | RIVERSIDE | CA |  | 33.9262 | -116.9926 |  | 4952 | Sewerage Systems | 221320 | Sewage Treatment Facilities | IS4 | Utilities | Waste Handling, Treatment, and Disposal (POTW) | 1 | 0.26313 | CA0105376 | Little San Gorgonio Creek | 1.81E+11 | NAICS/SIC indication |  |  |  | 2023 | 1.81E+13 | COOPER'S CREEK | 6 |  | 3.3821 | NPDES | 3.3821 | 5.2329 | 22563676 |  | 1 | 0.107 | 0.298 | 0.181 | 0.48 | 0.188 | 0.06 | 0.045 | 0.037 | 0.015 | 0.042 | 0.024 | 0.114 | 0.219 | QE_08 | 0.015 | 0.036675 | 0.017395 | 0.26161 | 0.066156 | 12.7943 | 12.7943 | Plant Flow | 12.7943 | Plant Flow | 12.7943 | Plant Flow |  | 365 | 0.00072091 | 0.056346 | 0.056346 | 0.056346 | 3 | 4 | 0 | 0 | 39 | 1 | 0 | 0 | 0.788 | 32 | 0 | 0 | 7.1505e-05 | 1.8782e-05 | DMR | [16 empty] | 0.01253 | 0.97935 | 0.97935 | 0.97935 | 0.0012428 | 0.00032645 | NO | PlantFlow
2021 | BEAUMONT WWTF | 110055992993 | CA0105376 | BEAUMONT | RIVERSIDE | CA |  | 33.9262 | -116.9926 |  | 4952 | Sewerage Systems | 221320 | Sewage Treatment Facilities | IS4 | Utilities | Waste Handling, Treatment, and Disposal (POTW) | 1 | 0.24657 | CA0105376 | Little San Gorgonio Creek | 1.81E+11 | NAICS/SIC indication |  |  |  | 2023 | 1.81E+13 | COOPER'S CREEK | 6 |  | 3.3821 | NPDES | 3.3821 | 5.2329 | 22563676 |  | 1 | 0.107 | 0.298 | 0.181 | 0.48 | 0.188 | 0.06 | 0.045 | 0.037 | 0.015 | 0.042 | 0.024 | 0.114 | 0.219 | QE_08 | 0.015 | 0.036675 | 0.017395 | 0.26161 | 0.066156 | 12.7943 | 12.7943 | Plant Flow | 12.7943 | Plant Flow | 12.7943 | Plant Flow |  | 365 | 0.00067553 | 0.052799 | 0.052799 | 0.052799 | 3 | 4 | 0 | 0 | 39 | 1 | 0 | 0 | 0.788 | 32 | 0 | 0 | 6.7004e-05 | 1.76e-05 | DMR | [16 empty] | 0.011741 | 0.9177 | 0.9177 | 0.9177 | 0.0011646 | 0.0003059 | NO | PlantFlow
2023 | BEAUMONT WWTF | 110055992993 | CA0105376 | BEAUMONT | RIVERSIDE | CA |  | 33.9262 | -116.9926 |  | 4952 | Sewerage Systems | 221320 | Sewage Treatment Facilities | IS4 | Utilities | Waste Handling, Treatment, and Disposal (POTW) | 1 | 1.1784 | CA0105376 | Little San Gorgonio Creek | 1.81E+11 | NAICS/SIC indication |  |  |  | 2023 | 1.81E+13 | COOPER'S CREEK | 6 |  | 3.3821 | NPDES | 3.3821 | 5.2329 | 22563676 |  | 1 | 0.107 | 0.298 | 0.181 | 0.48 | 0.188 | 0.06 | 0.045 | 0.037 | 0.015 | 0.042 | 0.024 | 0.114 | 0.219 | QE_08 | 0.015 | 0.036675 | 0.017395 | 0.26161 | 0.066156 | 12.7943 | 12.7943 | Plant Flow | 12.7943 | Plant Flow | 12.7943 | Plant Flow |  | 365 | 0.0032286 | 0.25235 | 0.25235 | 0.25235 | 3 | 4 | 0 | 0 | 39 | 1 | 0 | 0 | 0.788 | 32 | 0 | 0 | 0.00032024 | 8.4116e-05 | DMR | [16 empty] | 0.056116 | 4.386 | 4.386 | 4.386 | 0.005566 | 0.001462 | NO | PlantFlow
2019 | CALEXICO WASTE WATER PLANT | 110000730825 | CA7000009 | CALEXICO | IMPERIAL | CA |  | 32.6645 | -115.5597 |  | 4952 | Sewerage Systems | 221320 | Sewage Treatment Facilities | IS4 | Utilities | Waste Handling, Treatment, and Disposal (POTW) | 1 | 0.085136 | CA7000009 | Upper New River | 1.81E+11 | NAICS/SIC indication |  |  |  | 2023 | 1.81E+13 | NEW RIVER | 4.3 | 2.1 | 2.1915 | NPDES | 2.1 | 3.2492 | 22603541 | New River | 1 | 2.791 | 16.733 | 3.21 | 1.584 | 0.079 | 0 | 0 | 0.147 | 7.913 | 1.205 | 0.572 | 0.714 | 17.76 | QE_05 | 0.079 | 0.19315 | 0.097132 | 6.824 | 0.7995 | 7.9442 | 7.9442 | Plant Flow | 7.9442 | Plant Flow | 7.9442 | Plant Flow |  | 365 | 0.00023325 | 0.029361 | 0.029361 | 0.029361 | 3 | 4 | 0 | 0 | 39 | 1 | 0 | 0 | 0.788 | 32 | 0 | 0 | 3.726e-05 | 9.787e-06 | DMR | [16 empty] | 0.0040541 | 0.51032 | 0.51032 | 0.51032 | 0.00064762 | 0.00017011 | NO | PlantFlow
2020 | CALEXICO WASTE WATER PLANT | 110000730825 | CA7000009 | CALEXICO | IMPERIAL | CA |  | 32.6645 | -115.5597 |  | 4952 | Sewerage Systems | 221320 | Sewage Treatment Facilities | IS4 | Utilities | Waste Handling, Treatment, and Disposal (POTW) | 1 | 0.081959 | CA7000009 | Upper New River | 1.81E+11 | NAICS/SIC indication |  |  |  | 2023 | 1.81E+13 | NEW RIVER | 4.3 | 2.1 | 2.1915 | NPDES | 2.1 | 3.2492 | 22603541 | New River | 1 | 2.791 | 16.733 | 3.21 | 1.584 | 0.079 | 0 | 0 | 0.147 | 7.913 | 1.205 | 0.572 | 0.714 | 17.76 | QE_05 | 0.079 | 0.19315 | 0.097132 | 6.824 | 0.7995 | 7.9442 | 7.9442 | Plant Flow | 7.9442 | Plant Flow | 7.9442 | Plant Flow |  | 365 | 0.00022455 | 0.028265 | 0.028265 | 0.028265 | 3 | 4 | 0 | 0 | 39 | 1 | 0 | 0 | 0.788 | 32 | 0 | 0 | 3.587e-05 | 9.4217e-06 | DMR | [16 empty] | 0.0039028 | 0.49128 | 0.49128 | 0.49128 | 0.00062345 | 0.00016376 | NO | PlantFlow
2021 | CALEXICO WASTE WATER PLANT | 110000730825 | CA7000009 | CALEXICO | IMPERIAL | CA |  | 32.6645 | -115.5597 |  | 4952 | Sewerage Systems | 221320 | Sewage Treatment Facilities | IS4 | Utilities | Waste Handling, Treatment, and Disposal (POTW) | 1 | 0.079334 | CA7000009 | Upper New River | 1.81E+11 | NAICS/SIC indication |  |  |  | 2023 | 1.81E+13 | NEW RIVER | 4.3 | 2.1 | 2.1915 | NPDES | 2.1 | 3.2492 | 22603541 | New River | 1 | 2.791 | 16.733 | 3.21 | 1.584 | 0.079 | 0 | 0 | 0.147 | 7.913 | 1.205 | 0.572 | 0.714 | 17.76 | QE_05 | 0.079 | 0.19315 | 0.097132 | 6.824 | 0.7995 | 7.9442 | 7.9442 | Plant Flow | 7.9442 | Plant Flow | 7.9442 | Plant Flow |  | 365 | 0.00021735 | 0.02736 | 0.02736 | 0.02736 | 3 | 4 | 0 | 0 | 39 | 1 | 0 | 0 | 0.788 | 32 | 0 | 0 | 3.4721e-05 | 9.12e-06 | DMR | [16 empty] | 0.0037778 | 0.47554 | 0.47554 | 0.47554 | 0.00060348 | 0.00015851 | NO | PlantFlow
2022 | CALEXICO WASTE WATER PLANT | 110000730825 | CA7000009 | CALEXICO | IMPERIAL | CA |  | 32.6645 | -115.5597 |  | 4952 | Sewerage Systems | 221320 | Sewage Treatment Facilities | IS4 | Utilities | Waste Handling, Treatment, and Disposal (POTW) | 1 | 0.076329 | CA7000009 | Upper New River | 1.81E+11 | NAICS/SIC indication |  |  |  | 2023 | 1.81E+13 | NEW RIVER | 4.3 | 2.1 | 2.1915 | NPDES | 2.1 | 3.2492 | 22603541 | New River | 1 | 2.791 | 16.733 | 3.21 | 1.584 | 0.079 | 0 | 0 | 0.147 | 7.913 | 1.205 | 0.572 | 0.714 | 17.76 | QE_05 | 0.079 | 0.19315 | 0.097132 | 6.824 | 0.7995 | 7.9442 | 7.9442 | Plant Flow | 7.9442 | Plant Flow | 7.9442 | Plant Flow |  | 365 | 0.00020912 | 0.026324 | 0.026324 | 0.026324 | 3 | 4 | 0 | 0 | 39 | 1 | 0 | 0 | 0.788 | 32 | 0 | 0 | 3.3406e-05 | 8.7746e-06 | DMR | [16 empty] | 0.0036347 | 0.45753 | 0.45753 | 0.45753 | 0.00058062 | 0.00015251 | NO | PlantFlow
2023 | CALEXICO WASTE WATER PLANT | 110000730825 | CA7000009 | CALEXICO | IMPERIAL | CA |  | 32.6645 | -115.5597 |  | 4952 | Sewerage Systems | 221320 | Sewage Treatment Facilities | IS4 | Utilities | Waste Handling, Treatment, and Disposal (POTW) | 1 | 0.18485 | CA7000009 | Upper New River | 1.81E+11 | NAICS/SIC indication |  |  |  | 2023 | 1.81E+13 | NEW RIVER | 4.3 | 2.1 | 2.1915 | NPDES | 2.1 | 3.2492 | 22603541 | New River | 1 | 2.791 | 16.733 | 3.21 | 1.584 | 0.079 | 0 | 0 | 0.147 | 7.913 | 1.205 | 0.572 | 0.714 | 17.76 | QE_05 | 0.079 | 0.19315 | 0.097132 | 6.824 | 0.7995 | 7.9442 | 7.9442 | Plant Flow | 7.9442 | Plant Flow | 7.9442 | Plant Flow |  | 365 | 0.00050643 | 0.063749 | 0.063749 | 0.063749 | 3 | 4 | 0 | 0 | 39 | 1 | 0 | 0 | 0.788 | 32 | 0 | 0 | 8.0899e-05 | 2.125e-05 | DMR | [16 empty] | 0.0088023 | 1.108 | 1.108 | 1.108 | 0.0014061 | 0.00036934 | NO | PlantFlow
2020 | DEER CREEK WWTP | 110070619860 | CAC433255 | CAMERON PARK | EL DORADO | CA |  | 38.6278 | -120.9842 |  | 4952 | Sewerage Systems | 221320 | Sewage Treatment Facilities | IS4 | Utilities | Waste Handling, Treatment, and Disposal (POTW) | 1 | 0.052668 | CAC433255 | Upper Deer Creek | 1.8E+11 | NAICS/SIC indication | [15 empty] | 11 | 38 | 37 | 29 | 26 | 13 | 4 | 1 | 1 | 1 | 1 | 3 | 8 | [7 empty] | 2.4466 | Permit Lookup Failed | 6.528 |  | 1.3453 | Permit Lookup Failed | Deer Creek (18040013000703) | 365 | 0.0001443 | 0.10726 | 0.058979 | 0.022104 | 3 | 4 | 0 | 0 | 39 | 1 | 0 | 0 | 0.788 | 32 | 0 | 0 | 0.00013611 | 3.5752e-05 | DMR | [16 empty] | 0.002508 | 1.8642 | 1.0251 | 0.3842 | 0.0023658 | 0.00062141 | NO | Surrogate NHDPlus
2021 | DEER CREEK WWTP | 110070619860 | CAC433255 | CAMERON PARK | EL DORADO | CA |  | 38.6278 | -120.9842 |  | 4952 | Sewerage Systems | 221320 | Sewage Treatment Facilities | IS4 | Utilities | Waste Handling, Treatment, and Disposal (POTW) | 1 | 0.12769 | CAC433255 | Upper Deer Creek | 1.8E+11 | NAICS/SIC indication | [15 empty] | 11 | 38 | 37 | 29 | 26 | 13 | 4 | 1 | 1 | 1 | 1 | 3 | 8 | [7 empty] | 2.4466 | Permit Lookup Failed | 6.528 |  | 1.3453 | Permit Lookup Failed | Deer Creek (18040013000703) | 365 | 0.00034984 | 0.26004 | 0.14299 | 0.05359 | 3 | 4 | 0 | 0 | 39 | 1 | 0 | 0 | 0.788 | 32 | 0 | 0 | 0.00033 | 8.6679e-05 | DMR | [16 empty] | 0.0060805 | 4.5197 | 2.4853 | 0.93145 | 0.0057357 | 0.0015066 | NO | Surrogate NHDPlus
2021 | HANGTOWN CREEK WWTP | 110039757992 | CAC439621 | PLACERVILLE | EL DORADO | CA |  | 38.7308 | -120.8467 |  | 4952 | Sewerage Systems | 221320 | Sewage Treatment Facilities | IS4 | Utilities | Waste Handling, Treatment, and Disposal (POTW) | 1 | 0.11951 | CAC439621 | Indian Creek-Weber Creek | 1.8E+11 | NAICS/SIC indication | [15 empty] | 8 | 29 | 27 | 20 | 21 | 11 | 3 | 1 | 1 | 1 | 1 | 2 | 12 | [7 empty] | 2.4466 | Permit Lookup Failed | 5.6151 |  | 1.3453 | Permit Lookup Failed | Hangtown creek (18020129000291) | 365 | 0.00032742 | 0.24338 | 0.13383 | 0.058311 | 3 | 4 | 0 | 0 | 39 | 1 | 0 | 0 | 0.788 | 32 | 0 | 0 | 0.00030885 | 8.1126e-05 | DMR | [16 empty] | 0.0056909 | 4.2301 | 2.3261 | 1.0135 | 0.0053682 | 0.00141 | NO | Surrogate NHDPlus
2022 | HANGTOWN CREEK WWTP | 110039757992 | CAC439621 | PLACERVILLE | EL DORADO | CA |  | 38.7308 | -120.8467 |  | 4952 | Sewerage Systems | 221320 | Sewage Treatment Facilities | IS4 | Utilities | Waste Handling, Treatment, and Disposal (POTW) | 1 | 0.048474 | CAC439621 | Indian Creek-Weber Creek | 1.8E+11 | NAICS/SIC indication | [15 empty] | 8 | 29 | 27 | 20 | 21 | 11 | 3 | 1 | 1 | 1 | 1 | 2 | 12 | [7 empty] | 2.4466 | Permit Lookup Failed | 5.6151 |  | 1.3453 | Permit Lookup Failed | Hangtown creek (18020129000291) | 365 | 0.0001328 | 0.098715 | 0.054282 | 0.023651 | 3 | 4 | 0 | 0 | 39 | 1 | 0 | 0 | 0.788 | 32 | 0 | 0 | 0.00012527 | 3.2905e-05 | DMR | [16 empty] | 0.0023083 | 1.7158 | 0.94347 | 0.41108 | 0.0021774 | 0.00057192 | NO | Surrogate NHDPlus
2021 | CONFLUENCE PARK APARTMENTS | 110056125376 | CO0049003 | DENVER | DENVER | CO |  | 39.7545 | -105.0068 |  | 1799 | Special Trade Contractors, Nec | 562910 | Remediation Services | IS47 | Services | Waste Handling, Treatment, and Disposal (Remediation or Monitoring) | 1 | 0.0012431 | CO0049003 | Cherry Creek-South Platte River | 1.02E+11 | Uncertain, possibly a remediation site |  |  |  | 2023 | 1.02E+13 | SOUTH PLATTE RIVER |  |  | 0.01625 | NPDES | 0.01625 | 0.025142 | 230629 | Cherry Creek | 4 | 22.735 | 6.513 | 17.245 | 25.656 | 32.256 | 33.361 | 25.662 | 15.321 | 36.182 | 10.746 | 4.475 | 7.808 | 2.253 | QE_12 | 2.253 | 5.5086 | 3.1168 | 55.5868 | 14.6285 | 0.061473 | 5.5086 | 30Q5 Flow | 14.6285 | HM Flow | 3.1168 | 7Q10 Flow |  | 365 | 3.4059e-06 | 0.0010927 | 0.00061829 | 0.00023282 | 3 | 4 | 0 | 0 | 39 | 1 | 0 | 0 | 0.788 | 32 | 0 | 0 | 1.3867e-06 | 3.6424e-07 | DMR | [16 empty] | 5.9197e-05 | 0.018993 | 0.010746 | 0.0040467 | 2.4102e-05 | 6.3309e-06 | NO | NHDPlus
2022 | CONFLUENCE PARK APARTMENTS | 110056125376 | CO0049003 | DENVER | DENVER | CO |  | 39.7545 | -105.0068 |  | 1799 | Special Trade Contractors, Nec | 562910 | Remediation Services | IS47 | Services | Waste Handling, Treatment, and Disposal (Remediation or Monitoring) | 1 | 0.0034282 | CO0049003 | Cherry Creek-South Platte River | 1.02E+11 | Uncertain, possibly a remediation site |  |  |  | 2023 | 1.02E+13 | SOUTH PLATTE RIVER |  |  | 0.01625 | NPDES | 0.01625 | 0.025142 | 230629 | Cherry Creek | 4 | 22.735 | 6.513 | 17.245 | 25.656 | 32.256 | 33.361 | 25.662 | 15.321 | 36.182 | 10.746 | 4.475 | 7.808 | 2.253 | QE_12 | 2.253 | 5.5086 | 3.1168 | 55.5868 | 14.6285 | 0.061473 | 5.5086 | 30Q5 Flow | 14.6285 | HM Flow | 3.1168 | 7Q10 Flow |  | 365 | 9.3923e-06 | 0.0030134 | 0.001705 | 0.00064206 | 3 | 4 | 0 | 0 | 39 | 1 | 0 | 0 | 0.788 | 32 | 0 | 0 | 3.8241e-06 | 1.0045e-06 | DMR | [16 empty] | 0.00016325 | 0.052376 | 0.029635 | 0.01116 | 6.6467e-05 | 1.7459e-05 | NO | NHDPlus
2023 | CONFLUENCE PARK APARTMENTS | 110056125376 | CO0049003 | DENVER | DENVER | CO |  | 39.7545 | -105.0068 |  | 1799 | Special Trade Contractors, Nec | 562910 | Remediation Services | IS47 | Services | Waste Handling, Treatment, and Disposal (Remediation or Monitoring) | 1 | 0.0044653 | CO0049003 | Cherry Creek-South Platte River | 1.02E+11 | Uncertain, possibly a remediation site |  |  |  | 2023 | 1.02E+13 | SOUTH PLATTE RIVER |  |  | 0.01625 | NPDES | 0.01625 | 0.025142 | 230629 | Cherry Creek | 4 | 22.735 | 6.513 | 17.245 | 25.656 | 32.256 | 33.361 | 25.662 | 15.321 | 36.182 | 10.746 | 4.475 | 7.808 | 2.253 | QE_12 | 2.253 | 5.5086 | 3.1168 | 55.5868 | 14.6285 | 0.061473 | 5.5086 | 30Q5 Flow | 14.6285 | HM Flow | 3.1168 | 7Q10 Flow |  | 365 | 1.2234e-05 | 0.0039251 | 0.0022209 | 0.0008363 | 3 | 4 | 0 | 0 | 39 | 1 | 0 | 0 | 0.788 | 32 | 0 | 0 | 4.981e-06 | 1.3084e-06 | DMR | [16 empty] | 0.00021263 | 0.068221 | 0.038601 | 0.014536 | 8.6575e-05 | 2.274e-05 | NO | NHDPlus
2019 | MCDONALD FARMS ENTERPRISES INC | 110070162955 | CO0049005 | DENVER | DENVER | CO |  | 39.7815 | -104.9744 |  | 1629 | Heavy Construction, Nec | 238910 | Site Preparation Contractors | IS5 | Construction | Waste Handling, Treatment, and Disposal (Remediation or Monitoring) | 1 | 0.00057151 | CO0049005 | Cherry Creek-South Platte River | 1.02E+11 | NAICS sounds like Groundwater Remediation or Groundwater/Surfacewater monitoring |  |  |  | 2023 | 1.02E+13 | SOUTH PLATTE RIVER |  |  | 0.0036026 | NPDES | 0.0036026 | 0.005574 | 229757 | South Platte River | 5 | 278.523 | 0.803 | 69.754 | 119.282 | 4.363 | 252.641 | 584.836 | 474.991 | 259.688 | 133.279 | 112.112 | 100.034 | 69.201 | QE_01 | 0.803 | 1.9633 | 1.0713 | 680.9853 | 26.5385 | 0.013628 | 1.9633 | 30Q5 Flow | 26.5385 | HM Flow | 1.0713 | 7Q10 Flow |  | 365 | 1.5658e-06 | 0.0014616 | 0.00079752 | 5.9001e-05 | 3 | 4 | 0 | 0 | 39 | 1 | 0 | 0 | 0.788 | 32 | 0 | 0 | 1.8549e-06 | 4.8721e-07 | DMR | [16 empty] | 2.7215e-05 | 0.025404 | 0.013862 | 0.0010255 | 3.2239e-05 | 8.4681e-06 | NO | NHDPlus
2020 | MCDONALD FARMS ENTERPRISES INC | 110070162955 | CO0049005 | DENVER | DENVER | CO |  | 39.7815 | -104.9744 |  | 1629 | Heavy Construction, Nec | 238910 | Site Preparation Contractors | IS5 | Construction | Waste Handling, Treatment, and Disposal (Remediation or Monitoring) | 1 | 0.0015783 | CO0049005 | Cherry Creek-South Platte River | 1.02E+11 | NAICS sounds like Groundwater Remediation or Groundwater/Surfacewater monitoring |  |  |  | 2023 | 1.02E+13 | SOUTH PLATTE RIVER |  |  | 0.0036026 | NPDES | 0.0036026 | 0.005574 | 229757 | South Platte River | 5 | 278.523 | 0.803 | 69.754 | 119.282 | 4.363 | 252.641 | 584.836 | 474.991 | 259.688 | 133.279 | 112.112 | 100.034 | 69.201 | QE_01 | 0.803 | 1.9633 | 1.0713 | 680.9853 | 26.5385 | 0.013628 | 1.9633 | 30Q5 Flow | 26.5385 | HM Flow | 1.0713 | 7Q10 Flow |  | 365 | 4.3242e-06 | 0.0040366 | 0.0022025 | 0.00016294 | 3 | 4 | 0 | 0 | 39 | 1 | 0 | 0 | 0.788 | 32 | 0 | 0 | 5.1225e-06 | 1.3455e-06 | DMR | [16 empty] | 7.5159e-05 | 0.070159 | 0.038282 | 0.0028321 | 8.9034e-05 | 2.3386e-05 | NO | NHDPlus
2021 | MCDONALD FARMS ENTERPRISES INC | 110070162955 | CO0049005 | DENVER | DENVER | CO |  | 39.7815 | -104.9744 |  | 1629 | Heavy Construction, Nec | 238910 | Site Preparation Contractors | IS5 | Construction | Waste Handling, Treatment, and Disposal (Remediation or Monitoring) | 1 | 0.0030585 | CO0049005 | Cherry Creek-South Platte River | 1.02E+11 | NAICS sounds like Groundwater Remediation or Groundwater/Surfacewater monitoring |  |  |  | 2023 | 1.02E+13 | SOUTH PLATTE RIVER |  |  | 0.0036026 | NPDES | 0.0036026 | 0.005574 | 229757 | South Platte River | 5 | 278.523 | 0.803 | 69.754 | 119.282 | 4.363 | 252.641 | 584.836 | 474.991 | 259.688 | 133.279 | 112.112 | 100.034 | 69.201 | QE_01 | 0.803 | 1.9633 | 1.0713 | 680.9853 | 26.5385 | 0.013628 | 1.9633 | 30Q5 Flow | 26.5385 | HM Flow | 1.0713 | 7Q10 Flow |  | 365 | 8.3794e-06 | 0.0078219 | 0.0042679 | 0.00031574 | 3 | 4 | 0 | 0 | 39 | 1 | 0 | 0 | 0.788 | 32 | 0 | 0 | 9.9263e-06 | 2.6073e-06 | DMR | [16 empty] | 0.00014564 | 0.13595 | 0.074181 | 0.0054879 | 0.00017253 | 4.5317e-05 | NO | NHDPlus
2022 | MCDONALD FARMS ENTERPRISES INC | 110070162955 | CO0049005 | DENVER | DENVER | CO |  | 39.7815 | -104.9744 |  | 1629 | Heavy Construction, Nec | 238910 | Site Preparation Contractors | IS5 | Construction | Waste Handling, Treatment, and Disposal (Remediation or Monitoring) | 1 | 0.0078993 | CO0049005 | Cherry Creek-South Platte River | 1.02E+11 | NAICS sounds like Groundwater Remediation or Groundwater/Surfacewater monitoring |  |  |  | 2023 | 1.02E+13 | SOUTH PLATTE RIVER |  |  | 0.0036026 | NPDES | 0.0036026 | 0.005574 | 229757 | South Platte River | 5 | 278.523 | 0.803 | 69.754 | 119.282 | 4.363 | 252.641 | 584.836 | 474.991 | 259.688 | 133.279 | 112.112 | 100.034 | 69.201 | QE_01 | 0.803 | 1.9633 | 1.0713 | 680.9853 | 26.5385 | 0.013628 | 1.9633 | 30Q5 Flow | 26.5385 | HM Flow | 1.0713 | 7Q10 Flow |  | 365 | 2.1642e-05 | 0.020202 | 0.011023 | 0.00081549 | 3 | 4 | 0 | 0 | 39 | 1 | 0 | 0 | 0.788 | 32 | 0 | 0 | 2.5637e-05 | 6.734e-06 | DMR | [16 empty] | 0.00037616 | 0.35113 | 0.19159 | 0.014174 | 0.0004456 | 0.00011704 | NO | NHDPlus
2023 | MCDONALD FARMS ENTERPRISES INC | 110070162955 | CO0049005 | DENVER | DENVER | CO |  | 39.7815 | -104.9744 |  | 1629 | Heavy Construction, Nec | 238910 | Site Preparation Contractors | IS5 | Construction | Waste Handling, Treatment, and Disposal (Remediation or Monitoring) | 1 | 0.0025073 | CO0049005 | Cherry Creek-South Platte River | 1.02E+11 | NAICS sounds like Groundwater Remediation or Groundwater/Surfacewater monitoring |  |  |  | 2023 | 1.02E+13 | SOUTH PLATTE RIVER |  |  | 0.0036026 | NPDES | 0.0036026 | 0.005574 | 229757 | South Platte River | 5 | 278.523 | 0.803 | 69.754 | 119.282 | 4.363 | 252.641 | 584.836 | 474.991 | 259.688 | 133.279 | 112.112 | 100.034 | 69.201 | QE_01 | 0.803 | 1.9633 | 1.0713 | 680.9853 | 26.5385 | 0.013628 | 1.9633 | 30Q5 Flow | 26.5385 | HM Flow | 1.0713 | 7Q10 Flow |  | 365 | 6.8693e-06 | 0.0064123 | 0.0034988 | 0.00025884 | 3 | 4 | 0 | 0 | 39 | 1 | 0 | 0 | 0.788 | 32 | 0 | 0 | 8.1375e-06 | 2.1374e-06 | DMR | [16 empty] | 0.0001194 | 0.11145 | 0.060813 | 0.004499 | 0.00014144 | 3.7151e-05 | NO | NHDPlus
2021 | THE YORK ON CITY PARK APTS 1781 YORK ST | 110070097711 | CO0049006 | DENVER | DENVER | CO |  | 39.7445 | -104.9598 |  | 6513 | Apartment Building Operators | 531110 | Lessors of Residential Buildings and Dwellings | IS47 | Services | Waste Handling, Treatment, and Disposal (Remediation or Monitoring) | 1 | 0.00032778 | CO0049006 | Cherry Creek-South Platte River | 1.02E+11 | Uncertain, possibly a remediation site |  |  |  | 2023 | 1.02E+13 | SOUTH PLATTE RIVER |  |  | 0.0042458 | NPDES | 0.0042458 | 0.0065693 | 230629 | Cherry Creek | 4 | 22.735 | 6.513 | 17.245 | 25.656 | 32.256 | 33.361 | 25.662 | 15.321 | 36.182 | 10.746 | 4.475 | 7.808 | 2.253 | QE_12 | 2.253 | 5.5086 | 3.1168 | 55.5868 | 14.6285 | 0.016062 | 5.5086 | 30Q5 Flow | 14.6285 | HM Flow | 3.1168 | 7Q10 Flow |  | 365 | 8.9803e-07 | 0.00028812 | 0.00016302 | 6.1389e-05 | 3 | 4 | 0 | 0 | 39 | 1 | 0 | 0 | 0.788 | 32 | 0 | 0 | 3.6564e-07 | 9.604e-08 | DMR | [16 empty] | 1.5609e-05 | 0.0050078 | 0.0028335 | 0.001067 | 6.3551e-06 | 1.6693e-06 | NO | NHDPlus
2019 | FOUNDRY 2 ST | 110070053140 | CO0049038 | LOVELAND | LARIMER | CO |  | 40.3938 | -105.074 |  | 7521 | Automobile Parking | 812930 | Parking Lots and Garages | NAICS/SIC Not Provided | NAICS/SIC Not Provided | Waste Handling, Treatment, and Disposal (Remediation or Monitoring) | 1 | 0.050144 | CO0049038 | Boyd Lake-Big Thompson River | 1.02E+11 | Sic/Naics does not indicate usage of chemicals | [36 empty] | Permit Lookup Failed |  |  |  | Permit Lookup Failed | EffluentConc | 365 | 0.00013738 | 1 | 1 | 1 | 3 | 4 | 0 | 0 | 39 | 1 | 0 | 0 | 0.788 | 32 | 0 | 0 | 0.001269 | 0.00033333 | DMR | [16 empty] | 0.0023878 | 1 |  |  | 0.001269 | 0.00033333 | NO | Effluent
2020 | FOUNDRY 2 ST | 110070053140 | CO0049038 | LOVELAND | LARIMER | CO |  | 40.3938 | -105.074 |  | 7521 | Automobile Parking | 812930 | Parking Lots and Garages | NAICS/SIC Not Provided | NAICS/SIC Not Provided | Waste Handling, Treatment, and Disposal (Remediation or Monitoring) | 1 | 0.05461 | CO0049038 | Boyd Lake-Big Thompson River | 1.02E+11 | Sic/Naics does not indicate usage of chemicals | [36 empty] | Permit Lookup Failed |  |  |  | Permit Lookup Failed | EffluentConc | 365 | 0.00014962 | 1 | 1 | 1 | 3 | 4 | 0 | 0 | 39 | 1 | 0 | 0 | 0.788 | 32 | 0 | 0 | 0.001269 | 0.00033333 | DMR | [16 empty] | 0.0026005 | 1 |  |  | 0.001269 | 0.00033333 | NO | Effluent
2021 | FOUNDRY 2 ST | 110070053140 | CO0049038 | LOVELAND | LARIMER | CO |  | 40.3938 | -105.074 |  | 7521 | Automobile Parking | 812930 | Parking Lots and Garages | NAICS/SIC Not Provided | NAICS/SIC Not Provided | Waste Handling, Treatment, and Disposal (Remediation or Monitoring) | 1 | 0.039209 | CO0049038 | Boyd Lake-Big Thompson River | 1.02E+11 | Sic/Naics does not indicate usage of chemicals | [36 empty] | Permit Lookup Failed |  |  |  | Permit Lookup Failed | EffluentConc | 365 | 0.00010742 | 1 | 1 | 1 | 3 | 4 | 0 | 0 | 39 | 1 | 0 | 0 | 0.788 | 32 | 0 | 0 | 0.001269 | 0.00033333 | DMR | [16 empty] | 0.0018671 | 1 |  |  | 0.001269 | 0.00033333 | NO | Effluent
2022 | FOUNDRY 2 ST | 110070053140 | CO0049038 | LOVELAND | LARIMER | CO |  | 40.3938 | -105.074 |  | 7521 | Automobile Parking | 812930 | Parking Lots and Garages | NAICS/SIC Not Provided | NAICS/SIC Not Provided | Waste Handling, Treatment, and Disposal (Remediation or Monitoring) | 1 | 0.019553 | CO0049038 | Boyd Lake-Big Thompson River | 1.02E+11 | Sic/Naics does not indicate usage of chemicals | [36 empty] | Permit Lookup Failed |  |  |  | Permit Lookup Failed | EffluentConc | 365 | 5.3571e-05 | 5 | 5 | 5 | 3 | 4 | 0 | 0 | 39 | 1 | 0 | 0 | 0.788 | 32 | 0 | 0 | 0.0063452 | 0.0016667 | DMR | [16 empty] | 0.00093111 | 5 |  |  | 0.0063452 | 0.0016667 | NO | Effluent
2023 | FOUNDRY 2 ST | 110070053140 | CO0049038 | LOVELAND | LARIMER | CO |  | 40.3938 | -105.074 |  | 7521 | Automobile Parking | 812930 | Parking Lots and Garages | NAICS/SIC Not Provided | NAICS/SIC Not Provided | Waste Handling, Treatment, and Disposal (Remediation or Monitoring) | 1 | 0.058728 | CO0049038 | Boyd Lake-Big Thompson River | 1.02E+11 | Sic/Naics does not indicate usage of chemicals | [36 empty] | Permit Lookup Failed |  |  |  | Permit Lookup Failed | EffluentConc | 365 | 0.0001609 | 5 | 5 | 5 | 3 | 4 | 0 | 0 | 39 | 1 | 0 | 0 | 0.788 | 32 | 0 | 0 | 0.0063452 | 0.0016667 | DMR | [16 empty] | 0.0027966 | 5 |  |  | 0.0063452 | 0.0016667 | NO | Effluent
2023 | LARIMER ENERGY FACILITY | 110012150858 | CO0049056 | FORT COLLINS | LARIMER | CO |  | 40.4968 | -105.1155 |  | 4953 | Refuse Systems | 562920 | Materials Recovery Facilities | IS47 | Services | Waste Handling, Treatment, and Disposal (non-POTW WWT) | 1 | 0.0017899 | CO0049056 | Fossil Creek-Reservoir-Cache La Poudre River | 1.02E+11 | NAICS/SIC indication | [36 empty] | Permit Lookup Failed |  |  |  | Permit Lookup Failed | EffluentConc | 365 | 4.9038e-06 | 0.4 | 0.4 | 0.4 | 3 | 4 | 0 | 0 | 39 | 1 | 0 | 0 | 0.788 | 32 | 0 | 0 | 0.00050761 | 0.00013333 | DMR | [16 empty] | 8.5232e-05 | 0.4 |  |  | 0.00050761 | 0.00013333 | NO | Effluent
2019 | 1515 WYNKOOP STREET | 110031267304 | COG603115 | DENVER | DENVER | CO |  | 39.7511 | -105.0019 |  | 1799 | Special Trade Contractors, Nec | 562910 | Remediation Services | IS47 | Services | Waste Handling, Treatment, and Disposal (Remediation or Monitoring) | 1 | 0.0059682 | COG603115 | Cherry Creek-South Platte River | 1.02E+11 | Uncertain, possibly a remediation site |  |  |  | 2023 | 1.02E+13 | CHERRY CREEK |  |  |  | NPDES |  |  | 230629 | Cherry Creek | 4 | 22.735 | 6.513 | 17.245 | 25.656 | 32.256 | 33.361 | 25.662 | 15.321 | 36.182 | 10.746 | 4.475 | 7.808 | 2.253 | QE_12 | 2.253 | 5.5086 | 3.1168 | 55.5868 | 14.6285 | -1 | 5.5086 | 30Q5 Flow | 14.6285 | HM Flow | 3.1168 | 7Q10 Flow |  | 365 | 1.6351e-05 | 0.0052461 | 0.0029683 | 0.0011178 | 3 | 4 | 0 | 0 | 39 | 1 | 0 | 0 | 0.788 | 32 | 0 | 0 | 6.6575e-06 | 1.7487e-06 | DMR | [16 empty] | 0.0002842 | 0.091182 | 0.051592 | 0.019428 | 0.00011571 | 3.0394e-05 | NO | NHDPlus
2020 | 1515 WYNKOOP STREET | 110031267304 | COG603115 | DENVER | DENVER | CO |  | 39.7511 | -105.0019 |  | 1799 | Special Trade Contractors, Nec | 562910 | Remediation Services | IS47 | Services | Waste Handling, Treatment, and Disposal (Remediation or Monitoring) | 1 | 0.0059682 | COG603115 | Cherry Creek-South Platte River | 1.02E+11 | Uncertain, possibly a remediation site |  |  |  | 2023 | 1.02E+13 | CHERRY CREEK |  |  |  | NPDES |  |  | 230629 | Cherry Creek | 4 | 22.735 | 6.513 | 17.245 | 25.656 | 32.256 | 33.361 | 25.662 | 15.321 | 36.182 | 10.746 | 4.475 | 7.808 | 2.253 | QE_12 | 2.253 | 5.5086 | 3.1168 | 55.5868 | 14.6285 | -1 | 5.5086 | 30Q5 Flow | 14.6285 | HM Flow | 3.1168 | 7Q10 Flow |  | 365 | 1.6351e-05 | 0.0052461 | 0.0029683 | 0.0011178 | 3 | 4 | 0 | 0 | 39 | 1 | 0 | 0 | 0.788 | 32 | 0 | 0 | 6.6575e-06 | 1.7487e-06 | DMR | [16 empty] | 0.0002842 | 0.091182 | 0.051592 | 0.019428 | 0.00011571 | 3.0394e-05 | NO | NHDPlus
2019 | INVISTA S.A.R.L. SEAFORD PLANT | 110000339027 | DE0000035 | SEAFORD | SUSSEX | DE |  | 38.6319 | -75.6284 |  | 2821 | Plastics Materials and Resins | 325211 | Plastics Material and Resin Manufacturing | IS22 | Plastic Material and Resin Manufacturing | Waste Handling, Treatment, and Disposal (Remediation or Monitoring) | 1 | 9.1481e-05 | DE0000035 | Butler Mill Branch-Nanticoke River | 020801090405 | Nothing reported to 2022 TRI |  |  |  | 2023 | 02080110000000 | NANTICOKE RIVER |  |  | 0.54953 | NPDES | 0.54953 | 0.85025 | 8392668 | Nanticoke River | 5 | 264.029 | 512.192 | 549.637 | 657.539 | 410.833 | 244.56 | 158.953 | 99.732 | 97.361 | 88.167 | 84.192 | 123.689 | 328.672 | QE_10 | 84.192 | 205.8484 | 132.3053 | 645.5477 | 369.4062 | 2.0788 | 205.8484 | 30Q5 Flow | 369.4062 | HM Flow | 132.3053 | 7Q10 Flow |  | 365 | 2.5063e-07 | 1.8944e-06 | 1.2176e-06 | 6.7847e-07 | 3 | 4 | 0 | 0 | 39 | 1 | 0 | 0 | 0.788 | 32 | 0 | 0 | 2.404e-09 | 6.3145e-10 | DMR | [16 empty] | 4.3562e-06 | 3.2926e-05 | 2.1162e-05 | 1.1793e-05 | 4.1784e-08 | 1.0975e-08 | NO | NHDPlus
2020 | INVISTA S.A.R.L. SEAFORD PLANT | 110000339027 | DE0000035 | SEAFORD | SUSSEX | DE |  | 38.6319 | -75.6284 |  | 2821 | Plastics Materials and Resins | 325211 | Plastics Material and Resin Manufacturing | IS22 | Plastic Material and Resin Manufacturing | Waste Handling, Treatment, and Disposal (Remediation or Monitoring) | 1 | 0.0007037 | DE0000035 | Butler Mill Branch-Nanticoke River | 020801090405 | Nothing reported to 2022 TRI |  |  |  | 2023 | 02080110000000 | NANTICOKE RIVER |  |  | 0.54953 | NPDES | 0.54953 | 0.85025 | 8392668 | Nanticoke River | 5 | 264.029 | 512.192 | 549.637 | 657.539 | 410.833 | 244.56 | 158.953 | 99.732 | 97.361 | 88.167 | 84.192 | 123.689 | 328.672 | QE_10 | 84.192 | 205.8484 | 132.3053 | 645.5477 | 369.4062 | 2.0788 | 205.8484 | 30Q5 Flow | 369.4062 | HM Flow | 132.3053 | 7Q10 Flow |  | 365 | 1.9279e-06 | 1.4572e-05 | 9.3658e-06 | 5.219e-06 | 3 | 4 | 0 | 0 | 39 | 1 | 0 | 0 | 0.788 | 32 | 0 | 0 | 1.8492e-08 | 4.8573e-09 | DMR | [16 empty] | 3.351e-05 | 0.00025327 | 0.00016279 | 9.0712e-05 | 3.2141e-07 | 8.4425e-08 | NO | NHDPlus
2021 | INVISTA S.A.R.L. SEAFORD PLANT | 110000339027 | DE0000035 | SEAFORD | SUSSEX | DE |  | 38.6319 | -75.6284 |  | 2821 | Plastics Materials and Resins | 325211 | Plastics Material and Resin Manufacturing | IS22 | Plastic Material and Resin Manufacturing | Waste Handling, Treatment, and Disposal (Remediation or Monitoring) | 1 | 0.00035185 | DE0000035 | Butler Mill Branch-Nanticoke River | 020801090405 | Nothing reported to 2022 TRI |  |  |  | 2023 | 02080110000000 | NANTICOKE RIVER |  |  | 0.54953 | NPDES | 0.54953 | 0.85025 | 8392668 | Nanticoke River | 5 | 264.029 | 512.192 | 549.637 | 657.539 | 410.833 | 244.56 | 158.953 | 99.732 | 97.361 | 88.167 | 84.192 | 123.689 | 328.672 | QE_10 | 84.192 | 205.8484 | 132.3053 | 645.5477 | 369.4062 | 2.0788 | 205.8484 | 30Q5 Flow | 369.4062 | HM Flow | 132.3053 | 7Q10 Flow |  | 365 | 9.6397e-07 | 7.286e-06 | 4.6829e-06 | 2.6095e-06 | 3 | 4 | 0 | 0 | 39 | 1 | 0 | 0 | 0.788 | 32 | 0 | 0 | 9.2462e-09 | 2.4287e-09 | DMR | [16 empty] | 1.6755e-05 | 0.00012664 | 8.1394e-05 | 4.5356e-05 | 1.6071e-07 | 4.2212e-08 | NO | NHDPlus
2022 | INVISTA S.A.R.L. SEAFORD PLANT | 110000339027 | DE0000035 | SEAFORD | SUSSEX | DE |  | 38.6319 | -75.6284 |  | 2821 | Plastics Materials and Resins | 325211 | Plastics Material and Resin Manufacturing | IS22 | Plastic Material and Resin Manufacturing | Waste Handling, Treatment, and Disposal (Remediation or Monitoring) | 1 | 1.4074e-05 | DE0000035 | Butler Mill Branch-Nanticoke River | 020801090405 | Nothing reported to 2022 TRI |  |  |  | 2023 | 02080110000000 | NANTICOKE RIVER |  |  | 0.54953 | NPDES | 0.54953 | 0.85025 | 8392668 | Nanticoke River | 5 | 264.029 | 512.192 | 549.637 | 657.539 | 410.833 | 244.56 | 158.953 | 99.732 | 97.361 | 88.167 | 84.192 | 123.689 | 328.672 | QE_10 | 84.192 | 205.8484 | 132.3053 | 645.5477 | 369.4062 | 2.0788 | 205.8484 | 30Q5 Flow | 369.4062 | HM Flow | 132.3053 | 7Q10 Flow |  | 365 | 3.8559e-08 | 2.9144e-07 | 1.8732e-07 | 1.0438e-07 | 3 | 4 | 0 | 0 | 39 | 1 | 0 | 0 | 0.788 | 32 | 0 | 0 | 3.6985e-10 | 9.7146e-11 | DMR | [16 empty] | 6.7019e-07 | 5.0655e-06 | 3.2557e-06 | 1.8142e-06 | 6.4283e-09 | 1.6885e-09 | NO | NHDPlus
2023 | INVISTA S.A.R.L. SEAFORD PLANT | 110000339027 | DE0000035 | SEAFORD | SUSSEX | DE |  | 38.6319 | -75.6284 |  | 2821 | Plastics Materials and Resins | 325211 | Plastics Material and Resin Manufacturing | IS22 | Plastic Material and Resin Manufacturing | Waste Handling, Treatment, and Disposal (Remediation or Monitoring) | 1 | 4.9259e-05 | DE0000035 | Butler Mill Branch-Nanticoke River | 020801090405 | Nothing reported to 2022 TRI |  |  |  | 2023 | 02080110000000 | NANTICOKE RIVER |  |  | 0.54953 | NPDES | 0.54953 | 0.85025 | 8392668 | Nanticoke River | 5 | 264.029 | 512.192 | 549.637 | 657.539 | 410.833 | 244.56 | 158.953 | 99.732 | 97.361 | 88.167 | 84.192 | 123.689 | 328.672 | QE_10 | 84.192 | 205.8484 | 132.3053 | 645.5477 | 369.4062 | 2.0788 | 205.8484 | 30Q5 Flow | 369.4062 | HM Flow | 132.3053 | 7Q10 Flow |  | 365 | 1.3496e-07 | 1.02e-06 | 6.5561e-07 | 3.6533e-07 | 3 | 4 | 0 | 0 | 39 | 1 | 0 | 0 | 0.788 | 32 | 0 | 0 | 1.2945e-09 | 3.4001e-10 | DMR | [16 empty] | 2.3457e-06 | 1.7729e-05 | 1.1395e-05 | 6.3498e-06 | 2.2499e-08 | 5.9097e-09 | NO | NHDPlus
2019 | FORMOSA PLASTICS CORPORATION | 110000338536 | DE0000612 | DELAWARE CITY | NEW CASTLE | DE |  | 39.5851 | -75.6492 |  | 2821 | Plastics Materials and Resins | 325211 | Plastics Material and Resin Manufacturing | IS22 | Plastic Material and Resin Manufacturing | Waste Handling, Treatment, and Disposal (Remediation or Monitoring) | 1 | 0.042563 | DE0000612 | Dragon Creek-Delaware River | 020402050704 | Nothing reported to 2022 TRI |  |  |  | 2023 | 02040210000000 | DELAWARE RIVER |  |  |  | NPDES |  |  | 4652220 |  | 1 | 0.893 | 4.704 | 11.517 | 8.332 | 1.426 | 1.247 | 1.021 | 0.72 | 0.54 | 0.875 | 1.002 | 0.876 | 1.465 | QE_08 | 0.54 | 1.3203 | 0.71041 | 2.1834 | 1.3987 | -1 | 1.3203 | 30Q5 Flow | 1.3987 | HM Flow | 0.71041 | 7Q10 Flow |  | 365 | 0.00011661 | 0.16414 | 0.088321 | 0.083367 | 3 | 4 | 0 | 0 | 39 | 1 | 0 | 0 | 0.788 | 32 | 0 | 0 | 0.0002083 | 5.4714e-05 | DMR | [16 empty] | 0.0020268 | 2.853 | 1.5351 | 1.449 | 0.0036205 | 0.00095099 | NO | NHDPlus
2020 | FORMOSA PLASTICS CORPORATION | 110000338536 | DE0000612 | DELAWARE CITY | NEW CASTLE | DE |  | 39.5851 | -75.6492 |  | 2821 | Plastics Materials and Resins | 325211 | Plastics Material and Resin Manufacturing | IS22 | Plastic Material and Resin Manufacturing | Waste Handling, Treatment, and Disposal (Remediation or Monitoring) | 1 | 0.010556 | DE0000612 | Dragon Creek-Delaware River | 020402050704 | Nothing reported to 2022 TRI |  |  |  | 2023 | 02040210000000 | DELAWARE RIVER |  |  |  | NPDES |  |  | 4652220 |  | 1 | 0.893 | 4.704 | 11.517 | 8.332 | 1.426 | 1.247 | 1.021 | 0.72 | 0.54 | 0.875 | 1.002 | 0.876 | 1.465 | QE_08 | 0.54 | 1.3203 | 0.71041 | 2.1834 | 1.3987 | -1 | 1.3203 | 30Q5 Flow | 1.3987 | HM Flow | 0.71041 | 7Q10 Flow |  | 365 | 2.8919e-05 | 0.040708 | 0.021904 | 0.020675 | 3 | 4 | 0 | 0 | 39 | 1 | 0 | 0 | 0.788 | 32 | 0 | 0 | 5.1659e-05 | 1.3569e-05 | DMR | [16 empty] | 0.00050264 | 0.70754 | 0.38071 | 0.35935 | 0.00089789 | 0.00023585 | NO | NHDPlus
2019 | DDP SPECIALTY ELECTRONIC MATERIALS US LLC | 110000611703 | GA0000426 | DALTON | WHITFIELD | GA |  | 34.6326 | -84.9277 |  | 2821 | Plastics Materials and Resins | 325211 | Plastics Material and Resin Manufacturing | IS22 | Plastic Material and Resin Manufacturing | Waste Handling, Treatment, and Disposal (Remediation or Monitoring) | 1 | 0.021111 | GA0000426 | Jobs Creek-Conasauga River | 031501010504 | 2022 TRI reports only Barium Compounds |  |  |  | 2023 | 03150100000000 | CONASAUGA RIVER | 0.274 | 0.133 | 0.2075 | NPDES | 0.133 | 0.20578 | 12194234 | Conasauga River | 5 | 1294.376 | 2361.127 | 2418.605 | 2712.165 | 1865.79 | 1150.354 | 773.274 | 589.334 | 376.938 | 432.709 | 541.701 | 914.391 | 1459.885 | QE_08 | 376.938 | 921.6088 | 624.4414 | 3164.7335 | 1845.3055 | 0.50313 | 921.6088 | 30Q5 Flow | 1845.3055 | HM Flow | 624.4414 | 7Q10 Flow |  | 365 | 5.7838e-05 | 9.2624e-05 | 6.2758e-05 | 3.1344e-05 | 3 | 4 | 0 | 0 | 39 | 1 | 0 | 0 | 0.788 | 32 | 0 | 0 | 1.1754e-07 | 3.0875e-08 | DMR | [16 empty] | 0.0010053 | 0.0016099 | 0.0010908 | 0.00054478 | 2.043e-06 | 5.3663e-07 | NO | NHDPlus
2020 | DDP SPECIALTY ELECTRONIC MATERIALS US LLC | 110000611703 | GA0000426 | DALTON | WHITFIELD | GA |  | 34.6326 | -84.9277 |  | 2821 | Plastics Materials and Resins | 325211 | Plastics Material and Resin Manufacturing | IS22 | Plastic Material and Resin Manufacturing | Waste Handling, Treatment, and Disposal (Remediation or Monitoring) | 1 | 0.014074 | GA0000426 | Jobs Creek-Conasauga River | 031501010504 | 2022 TRI reports only Barium Compounds |  |  |  | 2023 | 03150100000000 | CONASAUGA RIVER | 0.274 | 0.133 | 0.2075 | NPDES | 0.133 | 0.20578 | 12194234 | Conasauga River | 5 | 1294.376 | 2361.127 | 2418.605 | 2712.165 | 1865.79 | 1150.354 | 773.274 | 589.334 | 376.938 | 432.709 | 541.701 | 914.391 | 1459.885 | QE_08 | 376.938 | 921.6088 | 624.4414 | 3164.7335 | 1845.3055 | 0.50313 | 921.6088 | 30Q5 Flow | 1845.3055 | HM Flow | 624.4414 | 7Q10 Flow |  | 365 | 3.8559e-05 | 6.1749e-05 | 4.1839e-05 | 2.0896e-05 | 3 | 4 | 0 | 0 | 39 | 1 | 0 | 0 | 0.788 | 32 | 0 | 0 | 7.8362e-08 | 2.0583e-08 | DMR | [16 empty] | 0.00067019 | 0.0010733 | 0.0007272 | 0.00036319 | 1.362e-06 | 3.5775e-07 | NO | NHDPlus
2021 | DDP SPECIALTY ELECTRONIC MATERIALS US LLC | 110000611703 | GA0000426 | DALTON | WHITFIELD | GA |  | 34.6326 | -84.9277 |  | 2821 | Plastics Materials and Resins | 325211 | Plastics Material and Resin Manufacturing | IS22 | Plastic Material and Resin Manufacturing | Waste Handling, Treatment, and Disposal (Remediation or Monitoring) | 1 | 0.007037 | GA0000426 | Jobs Creek-Conasauga River | 031501010504 | 2022 TRI reports only Barium Compounds |  |  |  | 2023 | 03150100000000 | CONASAUGA RIVER | 0.274 | 0.133 | 0.2075 | NPDES | 0.133 | 0.20578 | 12194234 | Conasauga River | 5 | 1294.376 | 2361.127 | 2418.605 | 2712.165 | 1865.79 | 1150.354 | 773.274 | 589.334 | 376.938 | 432.709 | 541.701 | 914.391 | 1459.885 | QE_08 | 376.938 | 921.6088 | 624.4414 | 3164.7335 | 1845.3055 | 0.50313 | 921.6088 | 30Q5 Flow | 1845.3055 | HM Flow | 624.4414 | 7Q10 Flow |  | 365 | 1.9279e-05 | 3.0875e-05 | 2.0919e-05 | 1.0448e-05 | 3 | 4 | 0 | 0 | 39 | 1 | 0 | 0 | 0.788 | 32 | 0 | 0 | 3.9181e-08 | 1.0292e-08 | DMR | [16 empty] | 0.0003351 | 0.00053663 | 0.0003636 | 0.00018159 | 6.8101e-07 | 1.7888e-07 | NO | NHDPlus
2019 | SAND ISLAND WASTE WATER TREATMENT PLANT | 110005726802 | HI0020117 | HONOLULU | HONOLULU COUNTY | HI |  | 21.3045 | -157.8821 |  | 4952 | Sewerage Systems | 221320 | Sewage Treatment Facilities | IS4 | Utilities | Waste Handling, Treatment, and Disposal (POTW) | 1 | 0.75884 | HI0020117 | Waolani Stream | 2.01E+11 | NAICS/SIC indication |  |  |  | 2023 | 2.01E+13 | PACIFIC OCEAN | 77.5 | 59.71 | 58.25 | NPDES | 59.71 | 92.3851 | [22 empty] | 226.0268 | 226.0268 | Flow Lookup Failed | 226.0268 | Flow Lookup Failed | 226.0268 | Flow Lookup Failed | PlantFlowUsed | 365 | 0.002079 | 0.0091981 | 0.0091981 | 0.0091981 | 3 | 4 | 0 | 0 | 39 | 1 | 0 | 0 | 0.788 | 32 | 0 | 0 | 1.1673e-05 | 3.066e-06 | DMR | [16 empty] | 0.036135 | 0.15987 | 0.15987 | 0.15987 | 0.00020288 | 5.3291e-05 | NO | PlantFlow
2020 | SAND ISLAND WASTE WATER TREATMENT PLANT | 110005726802 | HI0020117 | HONOLULU | HONOLULU COUNTY | HI |  | 21.3045 | -157.8821 |  | 4952 | Sewerage Systems | 221320 | Sewage Treatment Facilities | IS4 | Utilities | Waste Handling, Treatment, and Disposal (POTW) | 1 | 10.4299 | HI0020117 | Waolani Stream | 2.01E+11 | NAICS/SIC indication |  |  |  | 2023 | 2.01E+13 | PACIFIC OCEAN | 77.5 | 59.71 | 58.25 | NPDES | 59.71 | 92.3851 | [22 empty] | 226.0268 | 226.0268 | Flow Lookup Failed | 226.0268 | Flow Lookup Failed | 226.0268 | Flow Lookup Failed | PlantFlowUsed | 365 | 0.028575 | 0.12642 | 0.12642 | 0.12642 | 3 | 4 | 0 | 0 | 39 | 1 | 0 | 0 | 0.788 | 32 | 0 | 0 | 0.00016044 | 4.2141e-05 | DMR | [16 empty] | 0.49666 | 2.1974 | 2.1974 | 2.1974 | 0.0027885 | 0.00073245 | NO | PlantFlow
2020 | WAILUA WASTEWATER TREATMENT PLANT | 110010731262 | HI0020257 | KAPAA | KAUAI | HI |  | 22.0791 | -159.3514 |  | 4952 | Sewerage Systems | 221320 | Sewage Treatment Facilities | IS4 | Utilities | Waste Handling, Treatment, and Disposal (POTW) | 1 | 0.16924 | HI0020257 | Kapaa Stream | 2.01E+11 | NAICS/SIC indication |  |  |  | 2023 | 2.01E+13 | PACIFIC OCEANOFFSHORE WAILUA | 1.5 | 0.461 | 0.40392 | NPDES | 0.461 | 0.71327 | [22 empty] | 1.7451 | 1.7451 | Flow Lookup Failed | 1.7451 | Flow Lookup Failed | 1.7451 | Flow Lookup Failed | PlantFlowUsed | 365 | 0.00046366 | 0.2657 | 0.2657 | 0.2657 | 3 | 4 | 0 | 0 | 39 | 1 | 0 | 0 | 0.788 | 32 | 0 | 0 | 0.00033718 | 8.8566e-05 | DMR | [16 empty] | 0.0080589 | 4.6181 | 4.6181 | 4.6181 | 0.0058605 | 0.0015394 | NO | PlantFlow
2021 | WAILUA WASTEWATER TREATMENT PLANT | 110010731262 | HI0020257 | KAPAA | KAUAI | HI |  | 22.0791 | -159.3514 |  | 4952 | Sewerage Systems | 221320 | Sewage Treatment Facilities | IS4 | Utilities | Waste Handling, Treatment, and Disposal (POTW) | 1 | 0.16475 | HI0020257 | Kapaa Stream | 2.01E+11 | NAICS/SIC indication |  |  |  | 2023 | 2.01E+13 | PACIFIC OCEANOFFSHORE WAILUA | 1.5 | 0.461 | 0.40392 | NPDES | 0.461 | 0.71327 | [22 empty] | 1.7451 | 1.7451 | Flow Lookup Failed | 1.7451 | Flow Lookup Failed | 1.7451 | Flow Lookup Failed | PlantFlowUsed | 365 | 0.00045136 | 0.25865 | 0.25865 | 0.25865 | 3 | 4 | 0 | 0 | 39 | 1 | 0 | 0 | 0.788 | 32 | 0 | 0 | 0.00032823 | 8.6216e-05 | DMR | [16 empty] | 0.0078451 | 4.4956 | 4.4956 | 4.4956 | 0.005705 | 0.0014985 | NO | PlantFlow
2022 | WAILUA WASTEWATER TREATMENT PLANT | 110010731262 | HI0020257 | KAPAA | KAUAI | HI |  | 22.0791 | -159.3514 |  | 4952 | Sewerage Systems | 221320 | Sewage Treatment Facilities | IS4 | Utilities | Waste Handling, Treatment, and Disposal (POTW) | 1 | 0.4081 | HI0020257 | Kapaa Stream | 2.01E+11 | NAICS/SIC indication |  |  |  | 2023 | 2.01E+13 | PACIFIC OCEANOFFSHORE WAILUA | 1.5 | 0.461 | 0.40392 | NPDES | 0.461 | 0.71327 | [22 empty] | 1.7451 | 1.7451 | Flow Lookup Failed | 1.7451 | Flow Lookup Failed | 1.7451 | Flow Lookup Failed | PlantFlowUsed | 365 | 0.0011181 | 0.64071 | 0.64071 | 0.64071 | 3 | 4 | 0 | 0 | 39 | 1 | 0 | 0 | 0.788 | 32 | 0 | 0 | 0.00081309 | 0.00021357 | DMR | [16 empty] | 0.019433 | 11.1362 | 11.1362 | 11.1362 | 0.014132 | 0.0037121 | NO | PlantFlow
2023 | WAILUA WASTEWATER TREATMENT PLANT | 110010731262 | HI0020257 | KAPAA | KAUAI | HI |  | 22.0791 | -159.3514 |  | 4952 | Sewerage Systems | 221320 | Sewage Treatment Facilities | IS4 | Utilities | Waste Handling, Treatment, and Disposal (POTW) | 1 | 0.059019 | HI0020257 | Kapaa Stream | 2.01E+11 | NAICS/SIC indication |  |  |  | 2023 | 2.01E+13 | PACIFIC OCEANOFFSHORE WAILUA | 1.5 | 0.461 | 0.40392 | NPDES | 0.461 | 0.71327 | [22 empty] | 1.7451 | 1.7451 | Flow Lookup Failed | 1.7451 | Flow Lookup Failed | 1.7451 | Flow Lookup Failed | PlantFlowUsed | 365 | 0.0001617 | 0.092658 | 0.092658 | 0.092658 | 3 | 4 | 0 | 0 | 39 | 1 | 0 | 0 | 0.788 | 32 | 0 | 0 | 0.00011759 | 3.0886e-05 | DMR | [16 empty] | 0.0028104 | 1.6105 | 1.6105 | 1.6105 | 0.0020438 | 0.00053683 | NO | PlantFlow
2019 | HONOULIULI WWTP | 110020728943 | HI0020877 | EWA BEACH | HONOLULU | HI |  | 21.3297 | -158.0356 |  | 4952 | Sewerage Systems | 221320 | Sewage Treatment Facilities | IS4 | Utilities | Waste Handling, Treatment, and Disposal (POTW) | 1 | 0.25944 | HI0020877 | Kaloi Gulch | 2.01E+11 | NAICS/SIC indication |  |  |  | 2023 | 2.01E+13 | PACIFIC OCEAN | 38 | 39.456 | 21.517 | NPDES | 39.456 | 61.0475 | [22 empty] | 149.3571 | 149.3571 | Flow Lookup Failed | 149.3571 | Flow Lookup Failed | 149.3571 | Flow Lookup Failed | PlantFlowUsed | 365 | 0.0007108 | 0.0047591 | 0.0047591 | 0.0047591 | 3 | 4 | 0 | 0 | 39 | 1 | 0 | 0 | 0.788 | 32 | 0 | 0 | 6.0395e-06 | 1.5864e-06 | DMR | [16 empty] | 0.012354 | 0.082717 | 0.082717 | 0.082717 | 0.00010497 | 2.7572e-05 | NO | PlantFlow
2021 | HAWAII COUNTY HILO WWTP | 110013786698 | HI0021377 | HILO | HAWAII | HI |  | 19.7138 | -155.0193 |  | 4952 | Sewerage Systems | 221320 | Sewage Treatment Facilities | IS4 | Utilities | Waste Handling, Treatment, and Disposal (POTW) | 1 | 2.3058 | HI0021377 | Waiakea Stream | 2E+11 | NAICS/SIC indication |  |  |  | 2023 | 2E+13 | HILO BAY | 5 | 3.15 | 3.1144 | NPDES | 3.15 | 4.8738 | [22 empty] | 11.924 | 11.924 | Flow Lookup Failed | 11.924 | Flow Lookup Failed | 11.924 | Flow Lookup Failed | PlantFlowUsed | 365 | 0.0063172 | 0.52978 | 0.52978 | 0.52978 | 3 | 4 | 0 | 0 | 39 | 1 | 0 | 0 | 0.788 | 32 | 0 | 0 | 0.00067231 | 0.00017659 | DMR | [16 empty] | 0.1098 | 9.2081 | 9.2081 | 9.2081 | 0.011685 | 0.0030694 | NO | PlantFlow
2022 | HAWAII COUNTY HILO WWTP | 110013786698 | HI0021377 | HILO | HAWAII | HI |  | 19.7138 | -155.0193 |  | 4952 | Sewerage Systems | 221320 | Sewage Treatment Facilities | IS4 | Utilities | Waste Handling, Treatment, and Disposal (POTW) | 1 | 2.0032 | HI0021377 | Waiakea Stream | 2E+11 | NAICS/SIC indication |  |  |  | 2023 | 2E+13 | HILO BAY | 5 | 3.15 | 3.1144 | NPDES | 3.15 | 4.8738 | [22 empty] | 11.924 | 11.924 | Flow Lookup Failed | 11.924 | Flow Lookup Failed | 11.924 | Flow Lookup Failed | PlantFlowUsed | 365 | 0.0054883 | 0.46027 | 0.46027 | 0.46027 | 3 | 4 | 0 | 0 | 39 | 1 | 0 | 0 | 0.788 | 32 | 0 | 0 | 0.0005841 | 0.00015342 | DMR | [16 empty] | 0.095391 | 7.9999 | 7.9999 | 7.9999 | 0.010152 | 0.0026666 | NO | PlantFlow
2023 | HAWAII COUNTY HILO WWTP | 110013786698 | HI0021377 | HILO | HAWAII | HI |  | 19.7138 | -155.0193 |  | 4952 | Sewerage Systems | 221320 | Sewage Treatment Facilities | IS4 | Utilities | Waste Handling, Treatment, and Disposal (POTW) | 1 | 2.2692 | HI0021377 | Waiakea Stream | 2E+11 | NAICS/SIC indication |  |  |  | 2023 | 2E+13 | HILO BAY | 5 | 3.15 | 3.1144 | NPDES | 3.15 | 4.8738 | [22 empty] | 11.924 | 11.924 | Flow Lookup Failed | 11.924 | Flow Lookup Failed | 11.924 | Flow Lookup Failed | PlantFlowUsed | 365 | 0.0062169 | 0.52137 | 0.52137 | 0.52137 | 3 | 4 | 0 | 0 | 39 | 1 | 0 | 0 | 0.788 | 32 | 0 | 0 | 0.00066164 | 0.00017379 | DMR | [16 empty] | 0.10805 | 9.0619 | 9.0619 | 9.0619 | 0.0115 | 0.0030206 | NO | PlantFlow
2021 | ALOUN KAUAI FARMING LLC | 110006777247 | HI0021654 | KEKAHA | KAUAI | HI |  | 21.9949 | -159.7536 |  | 913 | Shellfish | 114112 | Shellfish Fishing | NAICS/SIC Not Provided | NAICS/SIC Not Provided | Waste Handling, Treatment, and Disposal (non-POTW WWT) | 1 | 0.48492 | HI0021654 | Waieli Draw | 2.01E+11 | NAICS/SIC indication |  |  |  | 2023 | 2.01E+13 | PACIFIC OCEAN |  |  | 3.9725 | NPDES | 3.9725 | 6.1464 | [22 empty] | 15.0375 | 15.0375 | Flow Lookup Failed | 15.0375 | Flow Lookup Failed | 15.0375 | Flow Lookup Failed | PlantFlowUsed | 365 | 0.0013285 | 0.088348 | 0.088348 | 0.088348 | 3 | 4 | 0 | 0 | 39 | 1 | 0 | 0 | 0.788 | 32 | 0 | 0 | 0.00011212 | 2.9449e-05 | DMR | [16 empty] | 0.023091 | 1.5356 | 1.5356 | 1.5356 | 0.0019487 | 0.00051186 | NO | PlantFlow
2022 | ALOUN KAUAI FARMING LLC | 110006777247 | HI0021654 | KEKAHA | KAUAI | HI |  | 21.9949 | -159.7536 |  | 913 | Shellfish | 114112 | Shellfish Fishing | NAICS/SIC Not Provided | NAICS/SIC Not Provided | Waste Handling, Treatment, and Disposal (non-POTW WWT) | 1 | 2.8667 | HI0021654 | Waieli Draw | 2.01E+11 | NAICS/SIC indication |  |  |  | 2023 | 2.01E+13 | PACIFIC OCEAN |  |  | 3.9725 | NPDES | 3.9725 | 6.1464 | [22 empty] | 15.0375 | 15.0375 | Flow Lookup Failed | 15.0375 | Flow Lookup Failed | 15.0375 | Flow Lookup Failed | PlantFlowUsed | 365 | 0.0078539 | 0.52228 | 0.52228 | 0.52228 | 3 | 4 | 0 | 0 | 39 | 1 | 0 | 0 | 0.788 | 32 | 0 | 0 | 0.0006628 | 0.00017409 | DMR | [16 empty] | 0.13651 | 9.0778 | 9.0778 | 9.0778 | 0.01152 | 0.0030259 | NO | PlantFlow
2023 | ALOUN KAUAI FARMING LLC | 110006777247 | HI0021654 | KEKAHA | KAUAI | HI |  | 21.9949 | -159.7536 |  | 913 | Shellfish | 114112 | Shellfish Fishing | NAICS/SIC Not Provided | NAICS/SIC Not Provided | Waste Handling, Treatment, and Disposal (non-POTW WWT) | 1 | 0.99677 | HI0021654 | Waieli Draw | 2.01E+11 | NAICS/SIC indication |  |  |  | 2023 | 2.01E+13 | PACIFIC OCEAN |  |  | 3.9725 | NPDES | 3.9725 | 6.1464 | [22 empty] | 15.0375 | 15.0375 | Flow Lookup Failed | 15.0375 | Flow Lookup Failed | 15.0375 | Flow Lookup Failed | PlantFlowUsed | 365 | 0.0027309 | 0.1816 | 0.1816 | 0.1816 | 3 | 4 | 0 | 0 | 39 | 1 | 0 | 0 | 0.788 | 32 | 0 | 0 | 0.00023046 | 6.0535e-05 | DMR | [16 empty] | 0.047465 | 3.1565 | 3.1565 | 3.1565 | 0.0040056 | 0.0010522 | NO | PlantFlow
2020 | US MARINE CORPS BASE HAWAII | 110041973460 | HI0110078 | M C B H KANEOHE BAY | HONOLULU | HI |  | 21.4386 | -157.7585 |  | 4952 | Sewerage Systems | 221320 | Sewage Treatment Facilities | IS4 | Utilities | Waste Handling, Treatment, and Disposal (POTW) | 1 | 0.99055 | HI0110078 | Heeia Stream-Kaneohe Stream | 2.01E+11 | NAICS/SIC indication |  |  |  | 2023 | 2.01E+13 | PACIFIC OCEAN | 2 | 1.12 | 2.4126 | NPDES | 1.12 | 1.7329 | [22 empty] | 4.2397 | 4.2397 | Flow Lookup Failed | 4.2397 | Flow Lookup Failed | 4.2397 | Flow Lookup Failed | PlantFlowUsed | 365 | 0.0027138 | 0.64011 | 0.64011 | 0.64011 | 3 | 4 | 0 | 0 | 39 | 1 | 0 | 0 | 0.788 | 32 | 0 | 0 | 0.00081232 | 0.00021337 | DMR | [16 empty] | 0.047169 | 11.1257 | 11.1257 | 11.1257 | 0.014119 | 0.0037086 | NO | PlantFlow
2021 | US MARINE CORPS BASE HAWAII | 110041973460 | HI0110078 | M C B H KANEOHE BAY | HONOLULU | HI |  | 21.4386 | -157.7585 |  | 4952 | Sewerage Systems | 221320 | Sewage Treatment Facilities | IS4 | Utilities | Waste Handling, Treatment, and Disposal (POTW) | 1 | 1.7476 | HI0110078 | Heeia Stream-Kaneohe Stream | 2.01E+11 | NAICS/SIC indication |  |  |  | 2023 | 2.01E+13 | PACIFIC OCEAN | 2 | 1.12 | 2.4126 | NPDES | 1.12 | 1.7329 | [22 empty] | 4.2397 | 4.2397 | Flow Lookup Failed | 4.2397 | Flow Lookup Failed | 4.2397 | Flow Lookup Failed | PlantFlowUsed | 365 | 0.004788 | 1.1293 | 1.1293 | 1.1293 | 3 | 4 | 0 | 0 | 39 | 1 | 0 | 0 | 0.788 | 32 | 0 | 0 | 0.0014332 | 0.00037645 | DMR | [16 empty] | 0.08322 | 19.629 | 19.629 | 19.629 | 0.02491 | 0.006543 | NO | PlantFlow
2022 | US MARINE CORPS BASE HAWAII | 110041973460 | HI0110078 | M C B H KANEOHE BAY | HONOLULU | HI |  | 21.4386 | -157.7585 |  | 4952 | Sewerage Systems | 221320 | Sewage Treatment Facilities | IS4 | Utilities | Waste Handling, Treatment, and Disposal (POTW) | 1 | 1.2924 | HI0110078 | Heeia Stream-Kaneohe Stream | 2.01E+11 | NAICS/SIC indication |  |  |  | 2023 | 2.01E+13 | PACIFIC OCEAN | 2 | 1.12 | 2.4126 | NPDES | 1.12 | 1.7329 | [22 empty] | 4.2397 | 4.2397 | Flow Lookup Failed | 4.2397 | Flow Lookup Failed | 4.2397 | Flow Lookup Failed | PlantFlowUsed | 365 | 0.0035409 | 0.83518 | 0.83518 | 0.83518 | 3 | 4 | 0 | 0 | 39 | 1 | 0 | 0 | 0.788 | 32 | 0 | 0 | 0.0010599 | 0.00027839 | DMR | [16 empty] | 0.061544 | 14.5162 | 14.5162 | 14.5162 | 0.018422 | 0.0048387 | NO | PlantFlow
2023 | US MARINE CORPS BASE HAWAII | 110041973460 | HI0110078 | M C B H KANEOHE BAY | HONOLULU | HI |  | 21.4386 | -157.7585 |  | 4952 | Sewerage Systems | 221320 | Sewage Treatment Facilities | IS4 | Utilities | Waste Handling, Treatment, and Disposal (POTW) | 1 | 1.6523 | HI0110078 | Heeia Stream-Kaneohe Stream | 2.01E+11 | NAICS/SIC indication |  |  |  | 2023 | 2.01E+13 | PACIFIC OCEAN | 2 | 1.12 | 2.4126 | NPDES | 1.12 | 1.7329 | [22 empty] | 4.2397 | 4.2397 | Flow Lookup Failed | 4.2397 | Flow Lookup Failed | 4.2397 | Flow Lookup Failed | PlantFlowUsed | 365 | 0.0045269 | 1.0677 | 1.0677 | 1.0677 | 3 | 4 | 0 | 0 | 39 | 1 | 0 | 0 | 0.788 | 32 | 0 | 0 | 0.001355 | 0.00035591 | DMR | [16 empty] | 0.078681 | 18.5584 | 18.5584 | 18.5584 | 0.023551 | 0.0061861 | NO | PlantFlow
2020 | NAVY PUBLIC WORKS CENTER | 110022302417 | HI0110086 | PEARL HARBOR | HONOLULU | HI |  | 21.3485 | -157.9441 |  | 4952 | Sewerage Systems | 221320 | Sewage Treatment Facilities | IS4 | Utilities | Waste Handling, Treatment, and Disposal (POTW) | 1 | 3.8683 | HI0110086 | Halawa Stream-Waimalu Stream | 2.01E+11 | NAICS/SIC indication |  |  |  | 2023 | 2.01E+13 | PACIFIC OCEAN | 13 | 4.9 | 5.1333 | NPDES | 4.9 | 7.5814 | [22 empty] | 18.5485 | 18.5485 | Flow Lookup Failed | 18.5485 | Flow Lookup Failed | 18.5485 | Flow Lookup Failed | PlantFlowUsed | 365 | 0.010598 | 0.57137 | 0.57137 | 0.57137 | 3 | 4 | 0 | 0 | 39 | 1 | 0 | 0 | 0.788 | 32 | 0 | 0 | 0.00072508 | 0.00019046 | DMR | [16 empty] | 0.1842 | 9.9309 | 9.9309 | 9.9309 | 0.012603 | 0.0033103 | NO | PlantFlow
2019 | EQUISTAR CHEMICALS LP TUSCOLA PLANT | 110000746211 | IL0000141 | TUSCOLA | DOUGLAS | IL |  | 39.7958 | -88.3479 |  | 2869 | Industrial Organic Chemicals, Nec | 325998 | All Other Miscellaneous Chemical Product and Preparation Manufacturing | IS34 | All Other Chemical Product and Preparation Manufacturing | Waste Handling, Treatment, and Disposal (Remediation or Monitoring) | 1 | 13.6711 | IL0000141 | Town of Ficklin-Kaskaskia River | 071402010206 | Ethanol Production Ceased in 2021 |  |  |  | 2023 | 07140200000000 | KASKASKIA RIVER |  | 0.015 | 0.27627 | NPDES | 0.015 | 0.023208 | 13771418 |  | 1 | 0.182 | 0.215 | 0.272 | 11.292 | 0.631 | 0.175 | 0.08 | 0.04 | 0.021 | 0.041 | 0.037 | 1.06 | 0.184 | QE_08 | 0.021 | 0.051345 | 0.024643 | 0.44499 | 0.10308 | 0.056744 | 0.056744 | Plant Flow | 0.10308 | HM Flow | 0.056744 | Plant Flow | EffluentConc | 365 | 0.037455 | 20 | 20 | 20 | 3 | 4 | 0 | 0 | 39 | 1 | 0 | 0 | 0.788 | 32 | 0 | 0 | 0.025381 | 0.0066667 | DMR | [16 empty] | 0.651 | 20 | 11472.5653 | 6315.3841 | 0.025381 | 0.0066667 | NO | Effluent
2020 | EQUISTAR CHEMICALS LP TUSCOLA PLANT | 110000746211 | IL0000141 | TUSCOLA | DOUGLAS | IL |  | 39.7958 | -88.3479 |  | 2869 | Industrial Organic Chemicals, Nec | 325998 | All Other Miscellaneous Chemical Product and Preparation Manufacturing | IS34 | All Other Chemical Product and Preparation Manufacturing | Waste Handling, Treatment, and Disposal (Remediation or Monitoring) | 1 | 28.0687 | IL0000141 | Town of Ficklin-Kaskaskia River | 071402010206 | Ethanol Production Ceased in 2021 |  |  |  | 2023 | 07140200000000 | KASKASKIA RIVER |  | 0.015 | 0.27627 | NPDES | 0.015 | 0.023208 | 13771418 |  | 1 | 0.182 | 0.215 | 0.272 | 11.292 | 0.631 | 0.175 | 0.08 | 0.04 | 0.021 | 0.041 | 0.037 | 1.06 | 0.184 | QE_08 | 0.021 | 0.051345 | 0.024643 | 0.44499 | 0.10308 | 0.056744 | 0.056744 | Plant Flow | 0.10308 | HM Flow | 0.056744 | Plant Flow | EffluentConc | 365 | 0.076901 | 20 | 20 | 20 | 3 | 4 | 0 | 0 | 39 | 1 | 0 | 0 | 0.788 | 32 | 0 | 0 | 0.025381 | 0.0066667 | DMR | [16 empty] | 1.3366 | 20 | 23554.8614 | 12966.4111 | 0.025381 | 0.0066667 | NO | Effluent
2021 | EQUISTAR CHEMICALS LP TUSCOLA PLANT | 110000746211 | IL0000141 | TUSCOLA | DOUGLAS | IL |  | 39.7958 | -88.3479 |  | 2869 | Industrial Organic Chemicals, Nec | 325998 | All Other Miscellaneous Chemical Product and Preparation Manufacturing | IS34 | All Other Chemical Product and Preparation Manufacturing | Waste Handling, Treatment, and Disposal (Remediation or Monitoring) | 1 | 20.3483 | IL0000141 | Town of Ficklin-Kaskaskia River | 071402010206 | Ethanol Production Ceased in 2021 |  |  |  | 2023 | 07140200000000 | KASKASKIA RIVER |  | 0.015 | 0.27627 | NPDES | 0.015 | 0.023208 | 13771418 |  | 1 | 0.182 | 0.215 | 0.272 | 11.292 | 0.631 | 0.175 | 0.08 | 0.04 | 0.021 | 0.041 | 0.037 | 1.06 | 0.184 | QE_08 | 0.021 | 0.051345 | 0.024643 | 0.44499 | 0.10308 | 0.056744 | 0.056744 | Plant Flow | 0.10308 | HM Flow | 0.056744 | Plant Flow | EffluentConc | 365 | 0.055749 | 20 | 20 | 20 | 3 | 4 | 0 | 0 | 39 | 1 | 0 | 0 | 0.788 | 32 | 0 | 0 | 0.025381 | 0.0066667 | DMR | [16 empty] | 0.96897 | 20 | 17075.9777 | 9399.9342 | 0.025381 | 0.0066667 | NO | Effluent
2022 | EQUISTAR CHEMICALS LP TUSCOLA PLANT | 110000746211 | IL0000141 | TUSCOLA | DOUGLAS | IL |  | 39.7958 | -88.3479 |  | 2869 | Industrial Organic Chemicals, Nec | 325998 | All Other Miscellaneous Chemical Product and Preparation Manufacturing | IS34 | All Other Chemical Product and Preparation Manufacturing | Waste Handling, Treatment, and Disposal (Remediation or Monitoring) | 1 | 18.0969 | IL0000141 | Town of Ficklin-Kaskaskia River | 071402010206 | Ethanol Production Ceased in 2021 |  |  |  | 2023 | 07140200000000 | KASKASKIA RIVER |  | 0.015 | 0.27627 | NPDES | 0.015 | 0.023208 | 13771418 |  | 1 | 0.182 | 0.215 | 0.272 | 11.292 | 0.631 | 0.175 | 0.08 | 0.04 | 0.021 | 0.041 | 0.037 | 1.06 | 0.184 | QE_08 | 0.021 | 0.051345 | 0.024643 | 0.44499 | 0.10308 | 0.056744 | 0.056744 | Plant Flow | 0.10308 | HM Flow | 0.056744 | Plant Flow | EffluentConc | 365 | 0.049581 | 20 | 20 | 20 | 3 | 4 | 0 | 0 | 39 | 1 | 0 | 0 | 0.788 | 32 | 0 | 0 | 0.025381 | 0.0066667 | DMR | [16 empty] | 0.86176 | 20 | 15186.6476 | 8359.9013 | 0.025381 | 0.0066667 | NO | Effluent
2019 | STEPAN CO | 110000432504 | IL0002453 | ELWOOD | WILL | IL |  | 41.4417 | -88.1597 |  | 2843 | Surface Active Agents | 325613 | Surface Active Agent Manufacturing | IS29 | Soap, Cleaning Compound, and Toilet Preparation Manufacturing | Waste Handling, Treatment, and Disposal (Remediation or Monitoring) | 1 | 0.5793 | IL0002453 | Des Plaines River | 071200040905 | 2022 TRI indicates use of Chloroacetic acid and benzyl chloride as a reactant |  |  |  | 2023 | 07120000000000 | CEDAR CREEK, CEDAR CREEK; DES PLAINES RIVER |  | 0.88 | 0.96675 | NPDES | 0.88 | 1.3616 | 14787967 | Cedar Creek | 2 | 16.563 | 15.345 | 20.17 | 143.428 | 52.01 | 25.684 | 14.811 | 9.553 | 4.953 | 5.483 | 5.165 | 29.772 | 17.355 | QE_08 | 4.953 | 12.11 | 7.0447 | 40.4963 | 19.7527 | 3.329 | 12.11 | 30Q5 Flow | 19.7527 | HM Flow | 7.0447 | 7Q10 Flow |  | 365 | 0.0015871 | 0.22529 | 0.13106 | 0.08035 | 3 | 4 | 0 | 0 | 39 | 1 | 0 | 0 | 0.788 | 32 | 0 | 0 | 0.00028591 | 7.5098e-05 | DMR | [16 empty] | 0.027586 | 3.9158 | 2.2779 | 1.3966 | 0.0049693 | 0.0013053 | NO | NHDPlus
2020 | STEPAN CO | 110000432504 | IL0002453 | ELWOOD | WILL | IL |  | 41.4417 | -88.1597 |  | 2843 | Surface Active Agents | 325613 | Surface Active Agent Manufacturing | IS29 | Soap, Cleaning Compound, and Toilet Preparation Manufacturing | Waste Handling, Treatment, and Disposal (Remediation or Monitoring) | 1 | 0.5793 | IL0002453 | Des Plaines River | 071200040905 | 2022 TRI indicates use of Chloroacetic acid and benzyl chloride as a reactant |  |  |  | 2023 | 07120000000000 | CEDAR CREEK, CEDAR CREEK; DES PLAINES RIVER |  | 0.88 | 0.96675 | NPDES | 0.88 | 1.3616 | 14787967 | Cedar Creek | 2 | 16.563 | 15.345 | 20.17 | 143.428 | 52.01 | 25.684 | 14.811 | 9.553 | 4.953 | 5.483 | 5.165 | 29.772 | 17.355 | QE_08 | 4.953 | 12.11 | 7.0447 | 40.4963 | 19.7527 | 3.329 | 12.11 | 30Q5 Flow | 19.7527 | HM Flow | 7.0447 | 7Q10 Flow |  | 365 | 0.0015871 | 0.22529 | 0.13106 | 0.08035 | 3 | 4 | 0 | 0 | 39 | 1 | 0 | 0 | 0.788 | 32 | 0 | 0 | 0.00028591 | 7.5098e-05 | DMR | [16 empty] | 0.027586 | 3.9158 | 2.2779 | 1.3966 | 0.0049693 | 0.0013053 | NO | NHDPlus
2021 | STEPAN CO | 110000432504 | IL0002453 | ELWOOD | WILL | IL |  | 41.4417 | -88.1597 |  | 2843 | Surface Active Agents | 325613 | Surface Active Agent Manufacturing | IS29 | Soap, Cleaning Compound, and Toilet Preparation Manufacturing | Waste Handling, Treatment, and Disposal (Remediation or Monitoring) | 1 | 0.33006 | IL0002453 | Des Plaines River | 071200040905 | 2022 TRI indicates use of Chloroacetic acid and benzyl chloride as a reactant |  |  |  | 2023 | 07120000000000 | CEDAR CREEK, CEDAR CREEK; DES PLAINES RIVER |  | 0.88 | 0.96675 | NPDES | 0.88 | 1.3616 | 14787967 | Cedar Creek | 2 | 16.563 | 15.345 | 20.17 | 143.428 | 52.01 | 25.684 | 14.811 | 9.553 | 4.953 | 5.483 | 5.165 | 29.772 | 17.355 | QE_08 | 4.953 | 12.11 | 7.0447 | 40.4963 | 19.7527 | 3.329 | 12.11 | 30Q5 Flow | 19.7527 | HM Flow | 7.0447 | 7Q10 Flow |  | 365 | 0.00090427 | 0.12836 | 0.074671 | 0.045779 | 3 | 4 | 0 | 0 | 39 | 1 | 0 | 0 | 0.788 | 32 | 0 | 0 | 0.00016289 | 4.2787e-05 | DMR | [16 empty] | 0.015717 | 2.231 | 1.2979 | 0.79569 | 0.0028313 | 0.00074368 | NO | NHDPlus
2022 | STEPAN CO | 110000432504 | IL0002453 | ELWOOD | WILL | IL |  | 41.4417 | -88.1597 |  | 2843 | Surface Active Agents | 325613 | Surface Active Agent Manufacturing | IS29 | Soap, Cleaning Compound, and Toilet Preparation Manufacturing | Waste Handling, Treatment, and Disposal (Remediation or Monitoring) | 1 | 0.41496 | IL0002453 | Des Plaines River | 071200040905 | 2022 TRI indicates use of Chloroacetic acid and benzyl chloride as a reactant |  |  |  | 2023 | 07120000000000 | CEDAR CREEK, CEDAR CREEK; DES PLAINES RIVER |  | 0.88 | 0.96675 | NPDES | 0.88 | 1.3616 | 14787967 | Cedar Creek | 2 | 16.563 | 15.345 | 20.17 | 143.428 | 52.01 | 25.684 | 14.811 | 9.553 | 4.953 | 5.483 | 5.165 | 29.772 | 17.355 | QE_08 | 4.953 | 12.11 | 7.0447 | 40.4963 | 19.7527 | 3.329 | 12.11 | 30Q5 Flow | 19.7527 | HM Flow | 7.0447 | 7Q10 Flow |  | 365 | 0.0011369 | 0.16138 | 0.093878 | 0.057555 | 3 | 4 | 0 | 0 | 39 | 1 | 0 | 0 | 0.788 | 32 | 0 | 0 | 0.00020479 | 5.3793e-05 | DMR | [16 empty] | 0.01976 | 2.8049 | 1.6317 | 1.0004 | 0.0035595 | 0.00093497 | NO | NHDPlus
2023 | STEPAN CO | 110000432504 | IL0002453 | ELWOOD | WILL | IL |  | 41.4417 | -88.1597 |  | 2843 | Surface Active Agents | 325613 | Surface Active Agent Manufacturing | IS29 | Soap, Cleaning Compound, and Toilet Preparation Manufacturing | Waste Handling, Treatment, and Disposal (Remediation or Monitoring) | 1 | 0.49713 | IL0002453 | Des Plaines River | 071200040905 | 2022 TRI indicates use of Chloroacetic acid and benzyl chloride as a reactant |  |  |  | 2023 | 07120000000000 | CEDAR CREEK, CEDAR CREEK; DES PLAINES RIVER |  | 0.88 | 0.96675 | NPDES | 0.88 | 1.3616 | 14787967 | Cedar Creek | 2 | 16.563 | 15.345 | 20.17 | 143.428 | 52.01 | 25.684 | 14.811 | 9.553 | 4.953 | 5.483 | 5.165 | 29.772 | 17.355 | QE_08 | 4.953 | 12.11 | 7.0447 | 40.4963 | 19.7527 | 3.329 | 12.11 | 30Q5 Flow | 19.7527 | HM Flow | 7.0447 | 7Q10 Flow |  | 365 | 0.001362 | 0.19334 | 0.11247 | 0.068953 | 3 | 4 | 0 | 0 | 39 | 1 | 0 | 0 | 0.788 | 32 | 0 | 0 | 0.00024535 | 6.4445e-05 | DMR | [16 empty] | 0.023673 | 3.3604 | 1.9548 | 1.1985 | 0.0042644 | 0.0011201 | NO | NHDPlus
2020 | WOODWARD INC | 110005812371 | IL0002976 | ROCKFORD | WINNEBAGO | IL |  | 42.3042 | -89.0555 |  | 3728 | Aircraft Parts and Auxiliary Equipment, NEC (research and development not producing prototypes) | 541713 | Research and Development in Nanotechnology | IS47 | Services | Waste Handling, Treatment, and Disposal (Remediation or Monitoring) | 1 | 0.014643 | IL0002976 | Spring Creek-Rock Creek | 070900050107 | Possibly Cleaner/Degreaser, but no evidence of t-DCE use | IL0002976 |  |  | 2023 | 07090010000000 | UNNAMED TRIBUTARY TO THE ROCK RIVER |  | 1.3 | 0.33145 | NPDES | 1.3 | 2.0114 | 10602584 |  | 1 | 1.375 | 0.593 | 0.94 | 29.411 | 5.929 | 2.123 | 1.153 | 0.612 | 0.344 | 0.483 | 0.401 | 6.665 | 1.011 | QE_08 | 0.344 | 0.84108 | 0.44543 | 3.3619 | 1.3259 | 4.9178 | 4.9178 | Plant Flow | 4.9178 | Plant Flow | 4.9178 | Plant Flow |  | 365 | 4.0119e-05 | 0.0081578 | 0.0081578 | 0.0081578 | 3 | 4 | 0 | 0 | 39 | 1 | 0 | 0 | 0.788 | 32 | 0 | 0 | 1.0353e-05 | 2.7193e-06 | DMR | [16 empty] | 0.00069731 | 0.14179 | 0.14179 | 0.14179 | 0.00017994 | 4.7264e-05 | NO | PlantFlow
2021 | WOODWARD INC | 110005812371 | IL0002976 | ROCKFORD | WINNEBAGO | IL |  | 42.3042 | -89.0555 |  | 3728 | Aircraft Parts and Auxiliary Equipment, NEC (research and development not producing prototypes) | 541713 | Research and Development in Nanotechnology | IS47 | Services | Waste Handling, Treatment, and Disposal (Remediation or Monitoring) | 1 | 0.022071 | IL0002976 | Spring Creek-Rock Creek | 070900050107 | Possibly Cleaner/Degreaser, but no evidence of t-DCE use | IL0002976 |  |  | 2023 | 07090010000000 | UNNAMED TRIBUTARY TO THE ROCK RIVER |  | 1.3 | 0.33145 | NPDES | 1.3 | 2.0114 | 10602584 |  | 1 | 1.375 | 0.593 | 0.94 | 29.411 | 5.929 | 2.123 | 1.153 | 0.612 | 0.344 | 0.483 | 0.401 | 6.665 | 1.011 | QE_08 | 0.344 | 0.84108 | 0.44543 | 3.3619 | 1.3259 | 4.9178 | 4.9178 | Plant Flow | 4.9178 | Plant Flow | 4.9178 | Plant Flow |  | 365 | 6.0468e-05 | 0.012296 | 0.012296 | 0.012296 | 3 | 4 | 0 | 0 | 39 | 1 | 0 | 0 | 0.788 | 32 | 0 | 0 | 1.5604e-05 | 4.0985e-06 | DMR | [16 empty] | 0.001051 | 0.21371 | 0.21371 | 0.21371 | 0.0002712 | 7.1236e-05 | NO | PlantFlow
2022 | WOODWARD INC | 110005812371 | IL0002976 | ROCKFORD | WINNEBAGO | IL |  | 42.3042 | -89.0555 |  | 3728 | Aircraft Parts and Auxiliary Equipment, NEC (research and development not producing prototypes) | 541713 | Research and Development in Nanotechnology | IS47 | Services | Waste Handling, Treatment, and Disposal (Remediation or Monitoring) | 1 | 0.015031 | IL0002976 | Spring Creek-Rock Creek | 070900050107 | Possibly Cleaner/Degreaser, but no evidence of t-DCE use | IL0002976 |  |  | 2023 | 07090010000000 | UNNAMED TRIBUTARY TO THE ROCK RIVER |  | 1.3 | 0.33145 | NPDES | 1.3 | 2.0114 | 10602584 |  | 1 | 1.375 | 0.593 | 0.94 | 29.411 | 5.929 | 2.123 | 1.153 | 0.612 | 0.344 | 0.483 | 0.401 | 6.665 | 1.011 | QE_08 | 0.344 | 0.84108 | 0.44543 | 3.3619 | 1.3259 | 4.9178 | 4.9178 | Plant Flow | 4.9178 | Plant Flow | 4.9178 | Plant Flow |  | 365 | 4.118e-05 | 0.0083735 | 0.0083735 | 0.0083735 | 3 | 4 | 0 | 0 | 39 | 1 | 0 | 0 | 0.788 | 32 | 0 | 0 | 1.0626e-05 | 2.7912e-06 | DMR | [16 empty] | 0.00071574 | 0.14554 | 0.14554 | 0.14554 | 0.0001847 | 4.8513e-05 | NO | PlantFlow
2023 | WOODWARD INC | 110005812371 | IL0002976 | ROCKFORD | WINNEBAGO | IL |  | 42.3042 | -89.0555 |  | 3728 | Aircraft Parts and Auxiliary Equipment, NEC (research and development not producing prototypes) | 541713 | Research and Development in Nanotechnology | IS47 | Services | Waste Handling, Treatment, and Disposal (Remediation or Monitoring) | 1 | 0.014362 | IL0002976 | Spring Creek-Rock Creek | 070900050107 | Possibly Cleaner/Degreaser, but no evidence of t-DCE use | IL0002976 |  |  | 2023 | 07090010000000 | UNNAMED TRIBUTARY TO THE ROCK RIVER |  | 1.3 | 0.33145 | NPDES | 1.3 | 2.0114 | 10602584 |  | 1 | 1.375 | 0.593 | 0.94 | 29.411 | 5.929 | 2.123 | 1.153 | 0.612 | 0.344 | 0.483 | 0.401 | 6.665 | 1.011 | QE_08 | 0.344 | 0.84108 | 0.44543 | 3.3619 | 1.3259 | 4.9178 | 4.9178 | Plant Flow | 4.9178 | Plant Flow | 4.9178 | Plant Flow |  | 365 | 3.9347e-05 | 0.0080009 | 0.0080009 | 0.0080009 | 3 | 4 | 0 | 0 | 39 | 1 | 0 | 0 | 0.788 | 32 | 0 | 0 | 1.0153e-05 | 2.667e-06 | DMR | [16 empty] | 0.0006839 | 0.13906 | 0.13906 | 0.13906 | 0.00017648 | 4.6355e-05 | NO | PlantFlow
2019 | IMTT-ILLINOIS LLC | 110018199377 | IL0005126 | LEMONT | COOK | IL |  | 41.6928 | -87.9511 |  | 4226 | Special Warehousing and Storage, Nec | 493190 | Other Warehousing and Storage | IS46 | Wholesale and Retail Trade | Waste Handling, Treatment, and Disposal (Remediation or Monitoring) | 1 | 0.58896 | IL0005126 | Maple Lake-Chicago Sanitary and Ship Canal | 071200040705 | Probably just monitoring | IL0005126 | ILG870417 | ILG103034 | 2023 | 07120000000000 | CALUMET SAG CHANNEL, ILLINOIS AND MICHIGAN CANAL |  |  | 0.107 | NPDES | 0.107 | 0.16555 | 14786259 | Calumet Sag Channel | 4 | 479.912 | 523.374 | 537.553 | 435.991 | 708.902 | 613.507 | 564.159 | 425.429 | 363.458 | 335.501 | 267.52 | 328.069 | 500.213 | QE_10 | 267.52 | 654.0831 | 437.861 | 1173.379 | 948.7665 | 0.40478 | 654.0831 | 30Q5 Flow | 948.7665 | HM Flow | 437.861 | 7Q10 Flow |  | 365 | 0.0016136 | 0.0036852 | 0.002467 | 0.0017007 | 3 | 4 | 0 | 0 | 39 | 1 | 0 | 0 | 0.788 | 32 | 0 | 0 | 4.6766e-06 | 1.2284e-06 | DMR | [16 empty] | 0.028046 | 0.064052 | 0.042878 | 0.02956 | 8.1284e-05 | 2.1351e-05 | NO | NHDPlus
2019 | NOURYON SURFACE CHEMISTRY LLC | 110000547196 | IL0026069 | MORRIS | GRUNDY COUNTY | IL |  | 41.4057 | -88.3352 |  | 2869 | Industrial Organic Chemicals, Nec | 325998 | All Other Miscellaneous Chemical Product and Preparation Manufacturing | IS34 | All Other Chemical Product and Preparation Manufacturing | Waste Handling, Treatment, and Disposal (Remediation or Monitoring) | 1 | 0.058121 | IL0026069 | Walley Run-Aux Sable Creek | 071200050106 | 2022 TRI reports chloromethane used as a reactant |  |  |  | 2023 | 07120010000000 | AUX SABLE CREEK |  | 0.299 | 0.066388 | NPDES | 0.299 | 0.46262 | 14779302 |  | 1 | 2.322 | 2.022 | 2.406 | 49.032 | 8.706 | 3.55 | 1.847 | 1.001 | 0.521 | 0.707 | 0.715 | 6.304 | 2.305 | QE_08 | 0.521 | 1.2738 | 0.68455 | 5.6773 | 2.1535 | 1.1311 | 1.2738 | 30Q5 Flow | 2.1535 | HM Flow | 1.1311 | Plant Flow |  | 365 | 0.00015924 | 0.14078 | 0.125 | 0.073942 | 3 | 4 | 0 | 0 | 39 | 1 | 0 | 0 | 0.788 | 32 | 0 | 0 | 0.00017865 | 4.6926e-05 | DMR | [16 empty] | 0.0027677 | 2.4469 | 2.1727 | 1.2852 | 0.0031052 | 0.00081562 | NO | NHDPlus
2020 | NOURYON SURFACE CHEMISTRY LLC | 110000547196 | IL0026069 | MORRIS | GRUNDY COUNTY | IL |  | 41.4057 | -88.3352 |  | 2869 | Industrial Organic Chemicals, Nec | 325998 | All Other Miscellaneous Chemical Product and Preparation Manufacturing | IS34 | All Other Chemical Product and Preparation Manufacturing | Waste Handling, Treatment, and Disposal (Remediation or Monitoring) | 1 | 0.062107 | IL0026069 | Walley Run-Aux Sable Creek | 071200050106 | 2022 TRI reports chloromethane used as a reactant |  |  |  | 2023 | 07120010000000 | AUX SABLE CREEK |  | 0.299 | 0.066388 | NPDES | 0.299 | 0.46262 | 14779302 |  | 1 | 2.322 | 2.022 | 2.406 | 49.032 | 8.706 | 3.55 | 1.847 | 1.001 | 0.521 | 0.707 | 0.715 | 6.304 | 2.305 | QE_08 | 0.521 | 1.2738 | 0.68455 | 5.6773 | 2.1535 | 1.1311 | 1.2738 | 30Q5 Flow | 2.1535 | HM Flow | 1.1311 | Plant Flow |  | 365 | 0.00017016 | 0.15043 | 0.13358 | 0.079013 | 3 | 4 | 0 | 0 | 39 | 1 | 0 | 0 | 0.788 | 32 | 0 | 0 | 0.00019091 | 5.0145e-05 | DMR | [16 empty] | 0.0029575 | 2.6147 | 2.3217 | 1.3733 | 0.0033181 | 0.00087156 | NO | NHDPlus
2021 | NOURYON SURFACE CHEMISTRY LLC | 110000547196 | IL0026069 | MORRIS | GRUNDY COUNTY | IL |  | 41.4057 | -88.3352 |  | 2869 | Industrial Organic Chemicals, Nec | 325998 | All Other Miscellaneous Chemical Product and Preparation Manufacturing | IS34 | All Other Chemical Product and Preparation Manufacturing | Waste Handling, Treatment, and Disposal (Remediation or Monitoring) | 1 | 0.09662 | IL0026069 | Walley Run-Aux Sable Creek | 071200050106 | 2022 TRI reports chloromethane used as a reactant |  |  |  | 2023 | 07120010000000 | AUX SABLE CREEK |  | 0.299 | 0.066388 | NPDES | 0.299 | 0.46262 | 14779302 |  | 1 | 2.322 | 2.022 | 2.406 | 49.032 | 8.706 | 3.55 | 1.847 | 1.001 | 0.521 | 0.707 | 0.715 | 6.304 | 2.305 | QE_08 | 0.521 | 1.2738 | 0.68455 | 5.6773 | 2.1535 | 1.1311 | 1.2738 | 30Q5 Flow | 2.1535 | HM Flow | 1.1311 | Plant Flow |  | 365 | 0.00026471 | 0.23403 | 0.20781 | 0.12292 | 3 | 4 | 0 | 0 | 39 | 1 | 0 | 0 | 0.788 | 32 | 0 | 0 | 0.00029699 | 7.801e-05 | DMR | [16 empty] | 0.004601 | 4.0677 | 3.6119 | 2.1365 | 0.005162 | 0.0013559 | NO | NHDPlus
2022 | NOURYON SURFACE CHEMISTRY LLC | 110000547196 | IL0026069 | MORRIS | GRUNDY COUNTY | IL |  | 41.4057 | -88.3352 |  | 2869 | Industrial Organic Chemicals, Nec | 325998 | All Other Miscellaneous Chemical Product and Preparation Manufacturing | IS34 | All Other Chemical Product and Preparation Manufacturing | Waste Handling, Treatment, and Disposal (Remediation or Monitoring) | 1 | 0.066829 | IL0026069 | Walley Run-Aux Sable Creek | 071200050106 | 2022 TRI reports chloromethane used as a reactant |  |  |  | 2023 | 07120010000000 | AUX SABLE CREEK |  | 0.299 | 0.066388 | NPDES | 0.299 | 0.46262 | 14779302 |  | 1 | 2.322 | 2.022 | 2.406 | 49.032 | 8.706 | 3.55 | 1.847 | 1.001 | 0.521 | 0.707 | 0.715 | 6.304 | 2.305 | QE_08 | 0.521 | 1.2738 | 0.68455 | 5.6773 | 2.1535 | 1.1311 | 1.2738 | 30Q5 Flow | 2.1535 | HM Flow | 1.1311 | Plant Flow |  | 365 | 0.00018309 | 0.16187 | 0.14373 | 0.08502 | 3 | 4 | 0 | 0 | 39 | 1 | 0 | 0 | 0.788 | 32 | 0 | 0 | 0.00020542 | 5.3957e-05 | DMR | [16 empty] | 0.0031823 | 2.8135 | 2.4982 | 1.4777 | 0.0035704 | 0.00093782 | NO | NHDPlus
2023 | NOURYON SURFACE CHEMISTRY LLC | 110000547196 | IL0026069 | MORRIS | GRUNDY COUNTY | IL |  | 41.4057 | -88.3352 |  | 2869 | Industrial Organic Chemicals, Nec | 325998 | All Other Miscellaneous Chemical Product and Preparation Manufacturing | IS34 | All Other Chemical Product and Preparation Manufacturing | Waste Handling, Treatment, and Disposal (Remediation or Monitoring) | 1 | 0.04451 | IL0026069 | Walley Run-Aux Sable Creek | 071200050106 | 2022 TRI reports chloromethane used as a reactant |  |  |  | 2023 | 07120010000000 | AUX SABLE CREEK |  | 0.299 | 0.066388 | NPDES | 0.299 | 0.46262 | 14779302 |  | 1 | 2.322 | 2.022 | 2.406 | 49.032 | 8.706 | 3.55 | 1.847 | 1.001 | 0.521 | 0.707 | 0.715 | 6.304 | 2.305 | QE_08 | 0.521 | 1.2738 | 0.68455 | 5.6773 | 2.1535 | 1.1311 | 1.2738 | 30Q5 Flow | 2.1535 | HM Flow | 1.1311 | Plant Flow |  | 365 | 0.00012195 | 0.10781 | 0.095731 | 0.056626 | 3 | 4 | 0 | 0 | 39 | 1 | 0 | 0 | 0.788 | 32 | 0 | 0 | 0.00013682 | 3.5937e-05 | DMR | [16 empty] | 0.0021195 | 1.8739 | 1.6639 | 0.98421 | 0.002378 | 0.00062462 | NO | NHDPlus
2019 | INTERMATIC INC | 110041049950 | IL0059145 | SPRING GROVE | MCHENRY | IL |  | 42.438 | -88.2534 |  | 3873 | Watches, Clocks, Watchcases, and Parts | 334519 | Other Measuring and Controlling Device Manufacturing | IS41 | Computer and Electronic Product Manufacturing | Waste Handling, Treatment, and Disposal (Remediation or Monitoring) | 1 | 84.4812 | IL0059145 | Nippersink Creek | 071200060907 | Probably has parts in need of Degreasing/Cleaning but unknown if t-DCE is used |  |  |  | 2023 | 07120010000000 | NIPPERSINK CREEK |  | 0.0076 | 0 | NPDES | 0.0076 | 0.011759 | 14770726 | Nippersink Creek | 5 | 166.165 | 203.216 | 190.329 | 369.609 | 456.161 | 280.56 | 193.281 | 139.371 | 83.44 | 82.782 | 64.377 | 182.688 | 162.492 | QE_10 | 64.377 | 157.401 | 100.2155 | 406.2714 | 254.5562 | 0.02875 | 157.401 | 30Q5 Flow | 254.5562 | HM Flow | 100.2155 | 7Q10 Flow |  | 365 | 0.23146 | 2.3096 | 1.4705 | 0.90925 | 3 | 4 | 0 | 0 | 39 | 1 | 0 | 0 | 0.788 | 32 | 0 | 0 | 0.0029309 | 0.00076986 | DMR | [16 empty] | 4.0229 | 40.1426 | 25.5584 | 15.8036 | 0.050942 | 0.013381 | NO | NHDPlus
2020 | INTERMATIC INC | 110041049950 | IL0059145 | SPRING GROVE | MCHENRY | IL |  | 42.438 | -88.2534 |  | 3873 | Watches, Clocks, Watchcases, and Parts | 334519 | Other Measuring and Controlling Device Manufacturing | IS41 | Computer and Electronic Product Manufacturing | Waste Handling, Treatment, and Disposal (Remediation or Monitoring) | 1 | 27.956 | IL0059145 | Nippersink Creek | 071200060907 | Probably has parts in need of Degreasing/Cleaning but unknown if t-DCE is used |  |  |  | 2023 | 07120010000000 | NIPPERSINK CREEK |  | 0.0076 | 0 | NPDES | 0.0076 | 0.011759 | 14770726 | Nippersink Creek | 5 | 166.165 | 203.216 | 190.329 | 369.609 | 456.161 | 280.56 | 193.281 | 139.371 | 83.44 | 82.782 | 64.377 | 182.688 | 162.492 | QE_10 | 64.377 | 157.401 | 100.2155 | 406.2714 | 254.5562 | 0.02875 | 157.401 | 30Q5 Flow | 254.5562 | HM Flow | 100.2155 | 7Q10 Flow |  | 365 | 0.076592 | 0.76427 | 0.4866 | 0.30088 | 3 | 4 | 0 | 0 | 39 | 1 | 0 | 0 | 0.788 | 32 | 0 | 0 | 0.00096989 | 0.00025476 | DMR | [16 empty] | 1.3312 | 13.2838 | 8.4576 | 5.2296 | 0.016858 | 0.0044279 | NO | NHDPlus
2021 | INTERMATIC INC | 110041049950 | IL0059145 | SPRING GROVE | MCHENRY | IL |  | 42.438 | -88.2534 |  | 3873 | Watches, Clocks, Watchcases, and Parts | 334519 | Other Measuring and Controlling Device Manufacturing | IS41 | Computer and Electronic Product Manufacturing | Waste Handling, Treatment, and Disposal (Remediation or Monitoring) | 1 | 1.3626 | IL0059145 | Nippersink Creek | 071200060907 | Probably has parts in need of Degreasing/Cleaning but unknown if t-DCE is used |  |  |  | 2023 | 07120010000000 | NIPPERSINK CREEK |  | 0.0076 | 0 | NPDES | 0.0076 | 0.011759 | 14770726 | Nippersink Creek | 5 | 166.165 | 203.216 | 190.329 | 369.609 | 456.161 | 280.56 | 193.281 | 139.371 | 83.44 | 82.782 | 64.377 | 182.688 | 162.492 | QE_10 | 64.377 | 157.401 | 100.2155 | 406.2714 | 254.5562 | 0.02875 | 157.401 | 30Q5 Flow | 254.5562 | HM Flow | 100.2155 | 7Q10 Flow |  | 365 | 0.0037332 | 0.037251 | 0.023717 | 0.014665 | 3 | 4 | 0 | 0 | 39 | 1 | 0 | 0 | 0.788 | 32 | 0 | 0 | 4.7273e-05 | 1.2417e-05 | DMR | [16 empty] | 0.064886 | 0.64746 | 0.41223 | 0.2549 | 0.00082165 | 0.00021582 | NO | NHDPlus
2019 | CHEMTOOL | 110000500459 | IL0064564 | ROCKTON | WINNEBAGO | IL |  | 42.4686 | -89.0656 |  | 4225 | General Warehousing and Storage | 531130 | Lessors of Miniwarehouses and Self- Storage Units | NAICS/SIC Not Provided | NAICS/SIC Not Provided | Waste Handling, Treatment, and Disposal (Remediation or Monitoring) | 1 | 0.099973 | IL0064564 | City of Beloit-Lower Rock River | 070900021502 | 2013 NPDES notice indicates treated groundwater, investigated due to possible conflict between Name and Sic |  |  |  | 2023 | 07090000000000 | ROCK RIVER |  | 0.4 |  | NPDES | 0.4 | 0.61889 |  |  |  | 2616 | 1811 | 2049 | 4165 | 4996 | 3640 | 2607 | 2054 | 1681 | 1723 | 2125 | 2360 | 2286 | [6 empty] | 1.5142 | 1.5142 | Flow Lookup Failed | 1.5142 | Flow Lookup Failed | 1.5142 | Flow Lookup Failed | Rock river( 07090002008267) | 365 | 0.0002739 | 0.18089 | 0.18089 | 0.18089 | 3 | 4 | 0 | 0 | 39 | 1 | 0 | 0 | 0.788 | 32 | 0 | 0 | 0.00022956 | 6.0297e-05 | DMR | [16 empty] | 0.0047606 | 3.1441 | 3.1441 | 3.1441 | 0.0039899 | 0.001048 | NO | Surrogate NHDPlus
2020 | CHEMTOOL | 110000500459 | IL0064564 | ROCKTON | WINNEBAGO | IL |  | 42.4686 | -89.0656 |  | 4225 | General Warehousing and Storage | 531130 | Lessors of Miniwarehouses and Self- Storage Units | NAICS/SIC Not Provided | NAICS/SIC Not Provided | Waste Handling, Treatment, and Disposal (Remediation or Monitoring) | 1 | 0.11012 | IL0064564 | City of Beloit-Lower Rock River | 070900021502 | 2013 NPDES notice indicates treated groundwater, investigated due to possible conflict between Name and Sic |  |  |  | 2023 | 07090000000000 | ROCK RIVER |  | 0.4 |  | NPDES | 0.4 | 0.61889 |  |  |  | 2616 | 1811 | 2049 | 4165 | 4996 | 3640 | 2607 | 2054 | 1681 | 1723 | 2125 | 2360 | 2286 | [6 empty] | 1.5142 | 1.5142 | Flow Lookup Failed | 1.5142 | Flow Lookup Failed | 1.5142 | Flow Lookup Failed | Rock river( 07090002008267) | 365 | 0.00030171 | 0.19926 | 0.19926 | 0.19926 | 3 | 4 | 0 | 0 | 39 | 1 | 0 | 0 | 0.788 | 32 | 0 | 0 | 0.00025286 | 6.6419e-05 | DMR | [16 empty] | 0.0052439 | 3.4633 | 3.4633 | 3.4633 | 0.004395 | 0.0011544 | NO | Surrogate NHDPlus
2019 | PRAIRIE STATE GENERATING STATION | 110044852068 | IL0076996 | MARISSA | WASHINGTON | IL |  | 38.2774 | -89.6669 |  | 4911 | Electric Services | 221122 | Electric Power Distribution | IS4 | Utilities | Waste Handling, Treatment, and Disposal (Remediation or Monitoring) | 1 | 2.0336 | IL0076996 | South Fork Mud Creek | 071402040302 | NAICS/SIC indication |  |  |  | 2023 | 07140200000000 | KASKASKIA RIVER, UNNAMED TRIB TO MUD CREEK |  |  | 0.30017 | NPDES | 0.30017 | 0.46443 | 937140141 |  | 2 | 2.146 | 2.138 | 3.62 | 41.818 | 5.602 | 2.015 | 1.06 | 0.61 | 0.314 | 0.475 | 0.532 | 3.705 | 2.177 | QE_08 | 0.314 | 0.76773 | 0.40528 | 5.2469 | 1.5534 | 1.1355 | 1.1355 | Plant Flow | 1.5534 | HM Flow | 1.1355 | Plant Flow |  | 365 | 0.0055715 | 4.9065 | 4.9065 | 3.5866 | 3 | 4 | 0 | 0 | 39 | 1 | 0 | 0 | 0.788 | 32 | 0 | 0 | 0.0062265 | 0.0016355 | DMR | [16 empty] | 0.096838 | 85.2798 | 85.2798 | 62.3378 | 0.10822 | 0.028427 | NO | NHDPlus
2020 | PRAIRIE STATE GENERATING STATION | 110044852068 | IL0076996 | MARISSA | WASHINGTON | IL |  | 38.2774 | -89.6669 |  | 4911 | Electric Services | 221122 | Electric Power Distribution | IS4 | Utilities | Waste Handling, Treatment, and Disposal (Remediation or Monitoring) | 1 | 2.0337 | IL0076996 | South Fork Mud Creek | 071402040302 | NAICS/SIC indication |  |  |  | 2023 | 07140200000000 | KASKASKIA RIVER, UNNAMED TRIB TO MUD CREEK |  |  | 0.30017 | NPDES | 0.30017 | 0.46443 | 937140141 |  | 2 | 2.146 | 2.138 | 3.62 | 41.818 | 5.602 | 2.015 | 1.06 | 0.61 | 0.314 | 0.475 | 0.532 | 3.705 | 2.177 | QE_08 | 0.314 | 0.76773 | 0.40528 | 5.2469 | 1.5534 | 1.1355 | 1.1355 | Plant Flow | 1.5534 | HM Flow | 1.1355 | Plant Flow |  | 365 | 0.0055719 | 4.9068 | 4.9068 | 3.5868 | 3 | 4 | 0 | 0 | 39 | 1 | 0 | 0 | 0.788 | 32 | 0 | 0 | 0.006227 | 0.0016356 | DMR | [16 empty] | 0.096845 | 85.2856 | 85.2856 | 62.342 | 0.10823 | 0.028429 | NO | NHDPlus
2021 | PRAIRIE STATE GENERATING STATION | 110044852068 | IL0076996 | MARISSA | WASHINGTON | IL |  | 38.2774 | -89.6669 |  | 4911 | Electric Services | 221122 | Electric Power Distribution | IS4 | Utilities | Waste Handling, Treatment, and Disposal (Remediation or Monitoring) | 1 | 1.3066 | IL0076996 | South Fork Mud Creek | 071402040302 | NAICS/SIC indication |  |  |  | 2023 | 07140200000000 | KASKASKIA RIVER, UNNAMED TRIB TO MUD CREEK |  |  | 0.30017 | NPDES | 0.30017 | 0.46443 | 937140141 |  | 2 | 2.146 | 2.138 | 3.62 | 41.818 | 5.602 | 2.015 | 1.06 | 0.61 | 0.314 | 0.475 | 0.532 | 3.705 | 2.177 | QE_08 | 0.314 | 0.76773 | 0.40528 | 5.2469 | 1.5534 | 1.1355 | 1.1355 | Plant Flow | 1.5534 | HM Flow | 1.1355 | Plant Flow |  | 365 | 0.0035799 | 3.1526 | 3.1526 | 2.3045 | 3 | 4 | 0 | 0 | 39 | 1 | 0 | 0 | 0.788 | 32 | 0 | 0 | 0.0040007 | 0.0010509 | DMR | [16 empty] | 0.062221 | 54.7946 | 54.7946 | 40.0537 | 0.069536 | 0.018265 | NO | NHDPlus
2023 | PRAIRIE STATE GENERATING STATION | 110044852068 | IL0076996 | MARISSA | WASHINGTON | IL |  | 38.2774 | -89.6669 |  | 4911 | Electric Services | 221122 | Electric Power Distribution | IS4 | Utilities | Waste Handling, Treatment, and Disposal (Remediation or Monitoring) | 1 | 2.4298 | IL0076996 | South Fork Mud Creek | 071402040302 | NAICS/SIC indication |  |  |  | 2023 | 07140200000000 | KASKASKIA RIVER, UNNAMED TRIB TO MUD CREEK |  |  | 0.30017 | NPDES | 0.30017 | 0.46443 | 937140141 |  | 2 | 2.146 | 2.138 | 3.62 | 41.818 | 5.602 | 2.015 | 1.06 | 0.61 | 0.314 | 0.475 | 0.532 | 3.705 | 2.177 | QE_08 | 0.314 | 0.76773 | 0.40528 | 5.2469 | 1.5534 | 1.1355 | 1.1355 | Plant Flow | 1.5534 | HM Flow | 1.1355 | Plant Flow |  | 365 | 0.0066571 | 5.8625 | 5.8625 | 4.2854 | 3 | 4 | 0 | 0 | 39 | 1 | 0 | 0 | 0.788 | 32 | 0 | 0 | 0.0074397 | 0.0019542 | DMR | [16 empty] | 0.11571 | 101.8954 | 101.8954 | 74.4835 | 0.12931 | 0.033965 | NO | NHDPlus
2019 | HB FULLER CO | 110000433022 | IL0079758 | MORRIS | GRUNDY | IL |  | 41.3053 | -88.5618 |  | 2821 | Plastics Materials and Resins | 325211 | Plastics Material and Resin Manufacturing | IS22 | Plastic Material and Resin Manufacturing | Waste Handling, Treatment, and Disposal (Remediation or Monitoring) | 1 | 0.064544 | IL0079758 | Bills Run-Illinois River | 071200050705 | No organochlorines are reported to 2022 TRI |  |  |  | 2023 | 07120010000000 | HOG RUN, ILLINOIS RIVER, ILLINOIS RIVER/HOG RUN |  | 0.032 | 0.028323 | NPDES | 0.032 | 0.049511 | 14779564 | Hog Run | 2 | 19.075 | 17.921 | 21.531 | 163.63 | 55.844 | 28.774 | 16.778 | 10.755 | 5.753 | 6.558 | 6.047 | 32.533 | 18.776 | QE_08 | 5.753 | 14.066 | 8.2258 | 46.6381 | 23.0034 | 0.12105 | 14.066 | 30Q5 Flow | 23.0034 | HM Flow | 8.2258 | 7Q10 Flow |  | 365 | 0.00017683 | 0.021497 | 0.012572 | 0.0076873 | 3 | 4 | 0 | 0 | 39 | 1 | 0 | 0 | 0.788 | 32 | 0 | 0 | 2.7281e-05 | 7.1658e-06 | DMR | [16 empty] | 0.0030735 | 0.37364 | 0.21851 | 0.13361 | 0.00047417 | 0.00012455 | NO | NHDPlus
2020 | HB FULLER CO | 110000433022 | IL0079758 | MORRIS | GRUNDY | IL |  | 41.3053 | -88.5618 |  | 2821 | Plastics Materials and Resins | 325211 | Plastics Material and Resin Manufacturing | IS22 | Plastic Material and Resin Manufacturing | Waste Handling, Treatment, and Disposal (Remediation or Monitoring) | 1 | 0.20465 | IL0079758 | Bills Run-Illinois River | 071200050705 | No organochlorines are reported to 2022 TRI |  |  |  | 2023 | 07120010000000 | HOG RUN, ILLINOIS RIVER, ILLINOIS RIVER/HOG RUN |  | 0.032 | 0.028323 | NPDES | 0.032 | 0.049511 | 14779564 | Hog Run | 2 | 19.075 | 17.921 | 21.531 | 163.63 | 55.844 | 28.774 | 16.778 | 10.755 | 5.753 | 6.558 | 6.047 | 32.533 | 18.776 | QE_08 | 5.753 | 14.066 | 8.2258 | 46.6381 | 23.0034 | 0.12105 | 14.066 | 30Q5 Flow | 23.0034 | HM Flow | 8.2258 | 7Q10 Flow |  | 365 | 0.00056069 | 0.068162 | 0.039861 | 0.024374 | 3 | 4 | 0 | 0 | 39 | 1 | 0 | 0 | 0.788 | 32 | 0 | 0 | 8.65e-05 | 2.2721e-05 | DMR | [16 empty] | 0.0097453 | 1.1847 | 0.69283 | 0.42365 | 0.0015035 | 0.00039491 | NO | NHDPlus
2021 | HB FULLER CO | 110000433022 | IL0079758 | MORRIS | GRUNDY | IL |  | 41.3053 | -88.5618 |  | 2821 | Plastics Materials and Resins | 325211 | Plastics Material and Resin Manufacturing | IS22 | Plastic Material and Resin Manufacturing | Waste Handling, Treatment, and Disposal (Remediation or Monitoring) | 1 | 0.028166 | IL0079758 | Bills Run-Illinois River | 071200050705 | No organochlorines are reported to 2022 TRI |  |  |  | 2023 | 07120010000000 | HOG RUN, ILLINOIS RIVER, ILLINOIS RIVER/HOG RUN |  | 0.032 | 0.028323 | NPDES | 0.032 | 0.049511 | 14779564 | Hog Run | 2 | 19.075 | 17.921 | 21.531 | 163.63 | 55.844 | 28.774 | 16.778 | 10.755 | 5.753 | 6.558 | 6.047 | 32.533 | 18.776 | QE_08 | 5.753 | 14.066 | 8.2258 | 46.6381 | 23.0034 | 0.12105 | 14.066 | 30Q5 Flow | 23.0034 | HM Flow | 8.2258 | 7Q10 Flow |  | 365 | 7.7166e-05 | 0.009381 | 0.005486 | 0.0033546 | 3 | 4 | 0 | 0 | 39 | 1 | 0 | 0 | 0.788 | 32 | 0 | 0 | 1.1905e-05 | 3.127e-06 | DMR | [16 empty] | 0.0013412 | 0.16305 | 0.095352 | 0.058306 | 0.00020692 | 5.435e-05 | NO | NHDPlus
2022 | HB FULLER CO | 110000433022 | IL0079758 | MORRIS | GRUNDY | IL |  | 41.3053 | -88.5618 |  | 2821 | Plastics Materials and Resins | 325211 | Plastics Material and Resin Manufacturing | IS22 | Plastic Material and Resin Manufacturing | Waste Handling, Treatment, and Disposal (Remediation or Monitoring) | 1 | 0.10357 | IL0079758 | Bills Run-Illinois River | 071200050705 | No organochlorines are reported to 2022 TRI |  |  |  | 2023 | 07120010000000 | HOG RUN, ILLINOIS RIVER, ILLINOIS RIVER/HOG RUN |  | 0.032 | 0.028323 | NPDES | 0.032 | 0.049511 | 14779564 | Hog Run | 2 | 19.075 | 17.921 | 21.531 | 163.63 | 55.844 | 28.774 | 16.778 | 10.755 | 5.753 | 6.558 | 6.047 | 32.533 | 18.776 | QE_08 | 5.753 | 14.066 | 8.2258 | 46.6381 | 23.0034 | 0.12105 | 14.066 | 30Q5 Flow | 23.0034 | HM Flow | 8.2258 | 7Q10 Flow |  | 365 | 0.00028375 | 0.034495 | 0.020173 | 0.012335 | 3 | 4 | 0 | 0 | 39 | 1 | 0 | 0 | 0.788 | 32 | 0 | 0 | 4.3775e-05 | 1.1498e-05 | DMR | [16 empty] | 0.0049318 | 0.59956 | 0.35062 | 0.2144 | 0.00076086 | 0.00019985 | NO | NHDPlus
2023 | HB FULLER CO | 110000433022 | IL0079758 | MORRIS | GRUNDY | IL |  | 41.3053 | -88.5618 |  | 2821 | Plastics Materials and Resins | 325211 | Plastics Material and Resin Manufacturing | IS22 | Plastic Material and Resin Manufacturing | Waste Handling, Treatment, and Disposal (Remediation or Monitoring) | 1 | 0.037533 | IL0079758 | Bills Run-Illinois River | 071200050705 | No organochlorines are reported to 2022 TRI |  |  |  | 2023 | 07120010000000 | HOG RUN, ILLINOIS RIVER, ILLINOIS RIVER/HOG RUN |  | 0.032 | 0.028323 | NPDES | 0.032 | 0.049511 | 14779564 | Hog Run | 2 | 19.075 | 17.921 | 21.531 | 163.63 | 55.844 | 28.774 | 16.778 | 10.755 | 5.753 | 6.558 | 6.047 | 32.533 | 18.776 | QE_08 | 5.753 | 14.066 | 8.2258 | 46.6381 | 23.0034 | 0.12105 | 14.066 | 30Q5 Flow | 23.0034 | HM Flow | 8.2258 | 7Q10 Flow |  | 365 | 0.00010283 | 0.012501 | 0.0073106 | 0.0044703 | 3 | 4 | 0 | 0 | 39 | 1 | 0 | 0 | 0.788 | 32 | 0 | 0 | 1.5864e-05 | 4.167e-06 | DMR | [16 empty] | 0.0017873 | 0.21728 | 0.12707 | 0.077697 | 0.00027573 | 7.2426e-05 | NO | NHDPlus
2019 | SABIC INNOVATIVE PLASTICS - MT. VERNON | 110000403670 | IN0002101 | MT. VERNON | POSEY | IN |  | 37.9072 | -87.9271 |  | 2821 | Plastics Materials and Resins | 325211 | Plastics Material and Resin Manufacturing | IS22 | Plastic Material and Resin Manufacturing | Waste Handling, Treatment, and Disposal (Remediation or Monitoring) | 1 | 10.8597 | IN0002101 | Beaverdam Creek-Ohio River | 051402020605 | 2022 TRI reports DCM as byproduct |  |  |  | 2023 | 05140200000000 | OHIO RIVER | 11.21 |  | 4.0972 | NPDES | 4.0972 | 6.3393 | 10157693 | Ohio River | 8 | 142975.125 | 187331.628 | 224419.142 | 261648.671 | 223605.975 | 175934.887 | 115925.569 | 72715.03 | 57015.077 | 47318.225 | 61389.999 | 99209.869 | 171866.133 | QE_09 | 47318.225 | 115692.4817 | 92923.6986 | 349572.4328 | 270269.0501 | 15.4994 | 115692.4817 | 30Q5 Flow | 270269.0501 | HM Flow | 92923.6986 | 7Q10 Flow |  | 365 | 0.029753 | 0.00032018 | 0.00025717 | 0.00011008 | 3 | 4 | 0 | 0 | 39 | 1 | 0 | 0 | 0.788 | 32 | 0 | 0 | 4.0632e-07 | 1.0673e-07 | DMR | [16 empty] | 0.51713 | 0.0055651 | 0.0044698 | 0.0019134 | 7.0623e-06 | 1.855e-06 | NO | NHDPlus
2020 | SABIC INNOVATIVE PLASTICS - MT. VERNON | 110000403670 | IN0002101 | MT. VERNON | POSEY | IN |  | 37.9072 | -87.9271 |  | 2821 | Plastics Materials and Resins | 325211 | Plastics Material and Resin Manufacturing | IS22 | Plastic Material and Resin Manufacturing | Waste Handling, Treatment, and Disposal (Remediation or Monitoring) | 1 | 7.5182 | IN0002101 | Beaverdam Creek-Ohio River | 051402020605 | 2022 TRI reports DCM as byproduct |  |  |  | 2023 | 05140200000000 | OHIO RIVER | 11.21 |  | 4.0972 | NPDES | 4.0972 | 6.3393 | 10157693 | Ohio River | 8 | 142975.125 | 187331.628 | 224419.142 | 261648.671 | 223605.975 | 175934.887 | 115925.569 | 72715.03 | 57015.077 | 47318.225 | 61389.999 | 99209.869 | 171866.133 | QE_09 | 47318.225 | 115692.4817 | 92923.6986 | 349572.4328 | 270269.0501 | 15.4994 | 115692.4817 | 30Q5 Flow | 270269.0501 | HM Flow | 92923.6986 | 7Q10 Flow |  | 365 | 0.020598 | 0.00022166 | 0.00017804 | 7.6213e-05 | 3 | 4 | 0 | 0 | 39 | 1 | 0 | 0 | 0.788 | 32 | 0 | 0 | 2.813e-07 | 7.3888e-08 | DMR | [16 empty] | 0.35801 | 0.0038527 | 0.0030945 | 0.0013246 | 4.8893e-06 | 1.2842e-06 | NO | NHDPlus
2021 | SABIC INNOVATIVE PLASTICS - MT. VERNON | 110000403670 | IN0002101 | MT. VERNON | POSEY | IN |  | 37.9072 | -87.9271 |  | 2821 | Plastics Materials and Resins | 325211 | Plastics Material and Resin Manufacturing | IS22 | Plastic Material and Resin Manufacturing | Waste Handling, Treatment, and Disposal (Remediation or Monitoring) | 1 | 8.3536 | IN0002101 | Beaverdam Creek-Ohio River | 051402020605 | 2022 TRI reports DCM as byproduct |  |  |  | 2023 | 05140200000000 | OHIO RIVER | 11.21 |  | 4.0972 | NPDES | 4.0972 | 6.3393 | 10157693 | Ohio River | 8 | 142975.125 | 187331.628 | 224419.142 | 261648.671 | 223605.975 | 175934.887 | 115925.569 | 72715.03 | 57015.077 | 47318.225 | 61389.999 | 99209.869 | 171866.133 | QE_09 | 47318.225 | 115692.4817 | 92923.6986 | 349572.4328 | 270269.0501 | 15.4994 | 115692.4817 | 30Q5 Flow | 270269.0501 | HM Flow | 92923.6986 | 7Q10 Flow |  | 365 | 0.022887 | 0.00024629 | 0.00019782 | 8.4681e-05 | 3 | 4 | 0 | 0 | 39 | 1 | 0 | 0 | 0.788 | 32 | 0 | 0 | 3.1256e-07 | 8.2098e-08 | DMR | [16 empty] | 0.39779 | 0.0042808 | 0.0034383 | 0.0014718 | 5.4325e-06 | 1.4269e-06 | NO | NHDPlus
2022 | SABIC INNOVATIVE PLASTICS - MT. VERNON | 110000403670 | IN0002101 | MT. VERNON | POSEY | IN |  | 37.9072 | -87.9271 |  | 2821 | Plastics Materials and Resins | 325211 | Plastics Material and Resin Manufacturing | IS22 | Plastic Material and Resin Manufacturing | Waste Handling, Treatment, and Disposal (Remediation or Monitoring) | 1 | 6.6829 | IN0002101 | Beaverdam Creek-Ohio River | 051402020605 | 2022 TRI reports DCM as byproduct |  |  |  | 2023 | 05140200000000 | OHIO RIVER | 11.21 |  | 4.0972 | NPDES | 4.0972 | 6.3393 | 10157693 | Ohio River | 8 | 142975.125 | 187331.628 | 224419.142 | 261648.671 | 223605.975 | 175934.887 | 115925.569 | 72715.03 | 57015.077 | 47318.225 | 61389.999 | 99209.869 | 171866.133 | QE_09 | 47318.225 | 115692.4817 | 92923.6986 | 349572.4328 | 270269.0501 | 15.4994 | 115692.4817 | 30Q5 Flow | 270269.0501 | HM Flow | 92923.6986 | 7Q10 Flow |  | 365 | 0.018309 | 0.00019704 | 0.00015826 | 6.7745e-05 | 3 | 4 | 0 | 0 | 39 | 1 | 0 | 0 | 0.788 | 32 | 0 | 0 | 2.5004e-07 | 6.5678e-08 | DMR | [16 empty] | 0.31823 | 0.0034247 | 0.0027507 | 0.0011775 | 4.346e-06 | 1.1416e-06 | NO | NHDPlus
2023 | SABIC INNOVATIVE PLASTICS - MT. VERNON | 110000403670 | IN0002101 | MT. VERNON | POSEY | IN |  | 37.9072 | -87.9271 |  | 2821 | Plastics Materials and Resins | 325211 | Plastics Material and Resin Manufacturing | IS22 | Plastic Material and Resin Manufacturing | Waste Handling, Treatment, and Disposal (Remediation or Monitoring) | 1 | 3.3414 | IN0002101 | Beaverdam Creek-Ohio River | 051402020605 | 2022 TRI reports DCM as byproduct |  |  |  | 2023 | 05140200000000 | OHIO RIVER | 11.21 |  | 4.0972 | NPDES | 4.0972 | 6.3393 | 10157693 | Ohio River | 8 | 142975.125 | 187331.628 | 224419.142 | 261648.671 | 223605.975 | 175934.887 | 115925.569 | 72715.03 | 57015.077 | 47318.225 | 61389.999 | 99209.869 | 171866.133 | QE_09 | 47318.225 | 115692.4817 | 92923.6986 | 349572.4328 | 270269.0501 | 15.4994 | 115692.4817 | 30Q5 Flow | 270269.0501 | HM Flow | 92923.6986 | 7Q10 Flow |  | 365 | 0.0091546 | 9.8518e-05 | 7.9129e-05 | 3.3872e-05 | 3 | 4 | 0 | 0 | 39 | 1 | 0 | 0 | 0.788 | 32 | 0 | 0 | 1.2502e-07 | 3.2839e-08 | DMR | [16 empty] | 0.15912 | 0.0017123 | 0.0013753 | 0.00058873 | 2.173e-06 | 5.7078e-07 | NO | NHDPlus
2021 | HILLENBRAND INC. - REMEDIATION PROJECT | 110009974117 | IN0057118 | BATESVILLE | RIPLEY | IN |  | 39.2647 | -85.2313 |  | 4953 | Refuse Systems | 562920 | Materials Recovery Facilities | IS47 | Services | Waste Handling, Treatment, and Disposal (Remediation or Monitoring) | 1 | 0.0033724 | IN0057118 | Little Laughery Creek | 050902030502 | NAICS/SIC indication |  |  |  | 2023 | 05090200000000 | LAUGHERY CR VIA LITTLE LAUGHERY TRB | 0.0025 |  | 0.00080794 | NPDES | 0.00080794 | 0.0012501 | 3406879 |  | 1 | 0.09 | 0.239 | 0.965 | 0.313 | 0.164 | 0.142 | 0.089 | 0.061 | 0.039 | 0.048 | 0.068 | 0.116 | 0.15 | QE_08 | 0.039 | 0.095355 | 0.046774 | 0.22005 | 0.10523 | 0.0030564 | 0.095355 | 30Q5 Flow | 0.10523 | HM Flow | 0.046774 | 7Q10 Flow |  | 365 | 9.2395e-06 | 0.19753 | 0.096897 | 0.087801 | 3 | 4 | 0 | 0 | 39 | 1 | 0 | 0 | 0.788 | 32 | 0 | 0 | 0.00025068 | 6.5845e-05 | DMR | [16 empty] | 0.00016059 | 3.4333 | 1.6842 | 1.5261 | 0.004357 | 0.0011444 | NO | NHDPlus
2022 | HILLENBRAND INC. - REMEDIATION PROJECT | 110009974117 | IN0057118 | BATESVILLE | RIPLEY | IN |  | 39.2647 | -85.2313 |  | 4953 | Refuse Systems | 562920 | Materials Recovery Facilities | IS47 | Services | Waste Handling, Treatment, and Disposal (Remediation or Monitoring) | 1 | 0.003679 | IN0057118 | Little Laughery Creek | 050902030502 | NAICS/SIC indication |  |  |  | 2023 | 05090200000000 | LAUGHERY CR VIA LITTLE LAUGHERY TRB | 0.0025 |  | 0.00080794 | NPDES | 0.00080794 | 0.0012501 | 3406879 |  | 1 | 0.09 | 0.239 | 0.965 | 0.313 | 0.164 | 0.142 | 0.089 | 0.061 | 0.039 | 0.048 | 0.068 | 0.116 | 0.15 | QE_08 | 0.039 | 0.095355 | 0.046774 | 0.22005 | 0.10523 | 0.0030564 | 0.095355 | 30Q5 Flow | 0.10523 | HM Flow | 0.046774 | 7Q10 Flow |  | 365 | 1.008e-05 | 0.21549 | 0.10571 | 0.095783 | 3 | 4 | 0 | 0 | 39 | 1 | 0 | 0 | 0.788 | 32 | 0 | 0 | 0.00027347 | 7.1831e-05 | DMR | [16 empty] | 0.00017519 | 3.7455 | 1.8373 | 1.6648 | 0.0047531 | 0.0012485 | NO | NHDPlus
2023 | HILLENBRAND INC. - REMEDIATION PROJECT | 110009974117 | IN0057118 | BATESVILLE | RIPLEY | IN |  | 39.2647 | -85.2313 |  | 4953 | Refuse Systems | 562920 | Materials Recovery Facilities | IS47 | Services | Waste Handling, Treatment, and Disposal (Remediation or Monitoring) | 1 | 0.0027498 | IN0057118 | Little Laughery Creek | 050902030502 | NAICS/SIC indication |  |  |  | 2023 | 05090200000000 | LAUGHERY CR VIA LITTLE LAUGHERY TRB | 0.0025 |  | 0.00080794 | NPDES | 0.00080794 | 0.0012501 | 3406879 |  | 1 | 0.09 | 0.239 | 0.965 | 0.313 | 0.164 | 0.142 | 0.089 | 0.061 | 0.039 | 0.048 | 0.068 | 0.116 | 0.15 | QE_08 | 0.039 | 0.095355 | 0.046774 | 0.22005 | 0.10523 | 0.0030564 | 0.095355 | 30Q5 Flow | 0.10523 | HM Flow | 0.046774 | 7Q10 Flow |  | 365 | 7.5338e-06 | 0.16107 | 0.079008 | 0.071592 | 3 | 4 | 0 | 0 | 39 | 1 | 0 | 0 | 0.788 | 32 | 0 | 0 | 0.0002044 | 5.3689e-05 | DMR | [16 empty] | 0.00013094 | 2.7995 | 1.3732 | 1.2443 | 0.0035527 | 0.00093317 | NO | NHDPlus
2019 | RAYTHEON TECHNOLOGIES CORPORATION | 110000400012 | IN0062651 | ANDREWS | HUNTINGTON | IN |  | 40.8617 | -85.5991 |  | 3714 | Motor Vehicle Parts and Accessories | 336390 | Other Motor Vehicle Parts Manufacturing | IS43 | Transportation Equipment Manufacturing | Waste Handling, Treatment, and Disposal (Remediation or Monitoring) | 1 | 0.015905 | IN0062651 | Town of Andrews-Wabash River | 051201011303 | Nothing reported to 2022 TRI |  |  |  | 2023 | 05120100000000 | UNNAMED COUNTY DRAIN TO TRIB TO WABASH RIVER | 0.072 |  | 0.054649 | NPDES | 0.054649 | 0.084555 | 18508608 | Wabash River | 5 | 979.022 | 1167.16 | 1443.529 | 1939.289 | 1521.296 | 854.608 | 1017.196 | 647.413 | 397.433 | 311.366 | 319.277 | 751.343 | 1129.121 | QE_09 | 311.366 | 761.2861 | 512.3555 | 2393.6968 | 1449.7079 | 0.20674 | 761.2861 | 30Q5 Flow | 1449.7079 | HM Flow | 512.3555 | 7Q10 Flow |  | 365 | 4.3575e-05 | 8.5049e-05 | 5.7239e-05 | 3.0058e-05 | 3 | 4 | 0 | 0 | 39 | 1 | 0 | 0 | 0.788 | 32 | 0 | 0 | 1.0793e-07 | 2.835e-08 | DMR | [16 empty] | 0.00075738 | 0.0014782 | 0.00099487 | 0.00052244 | 1.8759e-06 | 4.9274e-07 | NO | NHDPlus
2020 | RAYTHEON TECHNOLOGIES CORPORATION | 110000400012 | IN0062651 | ANDREWS | HUNTINGTON | IN |  | 40.8617 | -85.5991 |  | 3714 | Motor Vehicle Parts and Accessories | 336390 | Other Motor Vehicle Parts Manufacturing | IS43 | Transportation Equipment Manufacturing | Waste Handling, Treatment, and Disposal (Remediation or Monitoring) | 1 | 0.012553 | IN0062651 | Town of Andrews-Wabash River | 051201011303 | Nothing reported to 2022 TRI |  |  |  | 2023 | 05120100000000 | UNNAMED COUNTY DRAIN TO TRIB TO WABASH RIVER | 0.072 |  | 0.054649 | NPDES | 0.054649 | 0.084555 | 18508608 | Wabash River | 5 | 979.022 | 1167.16 | 1443.529 | 1939.289 | 1521.296 | 854.608 | 1017.196 | 647.413 | 397.433 | 311.366 | 319.277 | 751.343 | 1129.121 | QE_09 | 311.366 | 761.2861 | 512.3555 | 2393.6968 | 1449.7079 | 0.20674 | 761.2861 | 30Q5 Flow | 1449.7079 | HM Flow | 512.3555 | 7Q10 Flow |  | 365 | 3.4393e-05 | 6.7127e-05 | 4.5177e-05 | 2.3724e-05 | 3 | 4 | 0 | 0 | 39 | 1 | 0 | 0 | 0.788 | 32 | 0 | 0 | 8.5186e-08 | 2.2376e-08 | DMR | [16 empty] | 0.00059778 | 0.0011667 | 0.00078522 | 0.00041234 | 1.4806e-06 | 3.8891e-07 | NO | NHDPlus
2021 | RAYTHEON TECHNOLOGIES CORPORATION | 110000400012 | IN0062651 | ANDREWS | HUNTINGTON | IN |  | 40.8617 | -85.5991 |  | 3714 | Motor Vehicle Parts and Accessories | 336390 | Other Motor Vehicle Parts Manufacturing | IS43 | Transportation Equipment Manufacturing | Waste Handling, Treatment, and Disposal (Remediation or Monitoring) | 1 | 0.013839 | IN0062651 | Town of Andrews-Wabash River | 051201011303 | Nothing reported to 2022 TRI |  |  |  | 2023 | 05120100000000 | UNNAMED COUNTY DRAIN TO TRIB TO WABASH RIVER | 0.072 |  | 0.054649 | NPDES | 0.054649 | 0.084555 | 18508608 | Wabash River | 5 | 979.022 | 1167.16 | 1443.529 | 1939.289 | 1521.296 | 854.608 | 1017.196 | 647.413 | 397.433 | 311.366 | 319.277 | 751.343 | 1129.121 | QE_09 | 311.366 | 761.2861 | 512.3555 | 2393.6968 | 1449.7079 | 0.20674 | 761.2861 | 30Q5 Flow | 1449.7079 | HM Flow | 512.3555 | 7Q10 Flow |  | 365 | 3.7915e-05 | 7.4002e-05 | 4.9804e-05 | 2.6154e-05 | 3 | 4 | 0 | 0 | 39 | 1 | 0 | 0 | 0.788 | 32 | 0 | 0 | 9.3911e-08 | 2.4667e-08 | DMR | [16 empty] | 0.00065901 | 0.0012862 | 0.00086565 | 0.00045458 | 1.6323e-06 | 4.2874e-07 | NO | NHDPlus
2022 | RAYTHEON TECHNOLOGIES CORPORATION | 110000400012 | IN0062651 | ANDREWS | HUNTINGTON | IN |  | 40.8617 | -85.5991 |  | 3714 | Motor Vehicle Parts and Accessories | 336390 | Other Motor Vehicle Parts Manufacturing | IS43 | Transportation Equipment Manufacturing | Waste Handling, Treatment, and Disposal (Remediation or Monitoring) | 1 | 0.016351 | IN0062651 | Town of Andrews-Wabash River | 051201011303 | Nothing reported to 2022 TRI |  |  |  | 2023 | 05120100000000 | UNNAMED COUNTY DRAIN TO TRIB TO WABASH RIVER | 0.072 |  | 0.054649 | NPDES | 0.054649 | 0.084555 | 18508608 | Wabash River | 5 | 979.022 | 1167.16 | 1443.529 | 1939.289 | 1521.296 | 854.608 | 1017.196 | 647.413 | 397.433 | 311.366 | 319.277 | 751.343 | 1129.121 | QE_09 | 311.366 | 761.2861 | 512.3555 | 2393.6968 | 1449.7079 | 0.20674 | 761.2861 | 30Q5 Flow | 1449.7079 | HM Flow | 512.3555 | 7Q10 Flow |  | 365 | 4.4796e-05 | 8.7432e-05 | 5.8843e-05 | 3.09e-05 | 3 | 4 | 0 | 0 | 39 | 1 | 0 | 0 | 0.788 | 32 | 0 | 0 | 1.1095e-07 | 2.9144e-08 | DMR | [16 empty] | 0.0007786 | 0.0015197 | 0.0010227 | 0.00053708 | 1.9285e-06 | 5.0655e-07 | NO | NHDPlus
2023 | RAYTHEON TECHNOLOGIES CORPORATION | 110000400012 | IN0062651 | ANDREWS | HUNTINGTON | IN |  | 40.8617 | -85.5991 |  | 3714 | Motor Vehicle Parts and Accessories | 336390 | Other Motor Vehicle Parts Manufacturing | IS43 | Transportation Equipment Manufacturing | Waste Handling, Treatment, and Disposal (Remediation or Monitoring) | 1 | 0.0174 | IN0062651 | Town of Andrews-Wabash River | 051201011303 | Nothing reported to 2022 TRI |  |  |  | 2023 | 05120100000000 | UNNAMED COUNTY DRAIN TO TRIB TO WABASH RIVER | 0.072 |  | 0.054649 | NPDES | 0.054649 | 0.084555 | 18508608 | Wabash River | 5 | 979.022 | 1167.16 | 1443.529 | 1939.289 | 1521.296 | 854.608 | 1017.196 | 647.413 | 397.433 | 311.366 | 319.277 | 751.343 | 1129.121 | QE_09 | 311.366 | 761.2861 | 512.3555 | 2393.6968 | 1449.7079 | 0.20674 | 761.2861 | 30Q5 Flow | 1449.7079 | HM Flow | 512.3555 | 7Q10 Flow |  | 365 | 4.767e-05 | 9.3041e-05 | 6.2618e-05 | 3.2882e-05 | 3 | 4 | 0 | 0 | 39 | 1 | 0 | 0 | 0.788 | 32 | 0 | 0 | 1.1807e-07 | 3.1014e-08 | DMR | [16 empty] | 0.00082855 | 0.0016171 | 0.0010884 | 0.00057153 | 2.0522e-06 | 5.3905e-07 | NO | NHDPlus
2019 | BAKELITE SYNTHETICS | 110000378467 | KY0001112 | LOUISVILLE | JEFFERSON | KY |  | 38.1953 | -85.8722 |  | 2869 | Industrial Organic Chemicals, Nec | 325998 | All Other Miscellaneous Chemical Product and Preparation Manufacturing | IS34 | All Other Chemical Product and Preparation Manufacturing | Waste Handling, Treatment, and Disposal (Remediation or Monitoring) | 1 | 0.72527 | KY0001112 | Mill Creek Cutoff-Ohio River | 051401010903 | No organochlorines are reported to 2022 TRI | KY0001112 |  |  | 2023 | 05140100000000 | OHIO RIVER, UT TO MILL CREEK CUTOFF | 0.54 | 0.272 | 0.14619 | NPDES | 0.272 | 0.42085 | 10164016 | Ohio River | 8 | 124319.263 | 168951.915 | 201693.762 | 235928.007 | 198603 | 151545.178 | 99972.088 | 62035.657 | 48010.732 | 43624.161 | 52176.116 | 87768.391 | 151351.606 | QE_09 | 43624.161 | 106660.5403 | 85424.5151 | 303959.0782 | 241491.8692 | 1.029 | 106660.5403 | 30Q5 Flow | 241491.8692 | HM Flow | 85424.5151 | 7Q10 Flow |  | 365 | 0.001987 | 2.3261e-05 | 1.8629e-05 | 8.2281e-06 | 3 | 4 | 0 | 0 | 39 | 1 | 0 | 0 | 0.788 | 32 | 0 | 0 | 2.9519e-08 | 7.7535e-09 | DMR | [16 empty] | 0.034536 | 0.00040429 | 0.0003238 | 0.00014301 | 5.1306e-07 | 1.3476e-07 | NO | NHDPlus
2021 | BAKELITE SYNTHETICS | 110000378467 | KY0001112 | LOUISVILLE | JEFFERSON | KY |  | 38.1953 | -85.8722 |  | 2869 | Industrial Organic Chemicals, Nec | 325998 | All Other Miscellaneous Chemical Product and Preparation Manufacturing | IS34 | All Other Chemical Product and Preparation Manufacturing | Waste Handling, Treatment, and Disposal (Remediation or Monitoring) | 1 | 0.24857 | KY0001112 | Mill Creek Cutoff-Ohio River | 051401010903 | No organochlorines are reported to 2022 TRI | KY0001112 |  |  | 2023 | 05140100000000 | OHIO RIVER, UT TO MILL CREEK CUTOFF | 0.54 | 0.272 | 0.14619 | NPDES | 0.272 | 0.42085 | 10164016 | Ohio River | 8 | 124319.263 | 168951.915 | 201693.762 | 235928.007 | 198603 | 151545.178 | 99972.088 | 62035.657 | 48010.732 | 43624.161 | 52176.116 | 87768.391 | 151351.606 | QE_09 | 43624.161 | 106660.5403 | 85424.5151 | 303959.0782 | 241491.8692 | 1.029 | 106660.5403 | 30Q5 Flow | 241491.8692 | HM Flow | 85424.5151 | 7Q10 Flow |  | 365 | 0.000681 | 7.972e-06 | 6.3847e-06 | 2.82e-06 | 3 | 4 | 0 | 0 | 39 | 1 | 0 | 0 | 0.788 | 32 | 0 | 0 | 1.0117e-08 | 2.6573e-09 | DMR | [16 empty] | 0.011836 | 0.00013856 | 0.00011097 | 4.9014e-05 | 1.7584e-07 | 4.6187e-08 | NO | NHDPlus
2022 | BAKELITE SYNTHETICS | 110000378467 | KY0001112 | LOUISVILLE | JEFFERSON | KY |  | 38.1953 | -85.8722 |  | 2869 | Industrial Organic Chemicals, Nec | 325998 | All Other Miscellaneous Chemical Product and Preparation Manufacturing | IS34 | All Other Chemical Product and Preparation Manufacturing | Waste Handling, Treatment, and Disposal (Remediation or Monitoring) | 1 | 0.16571 | KY0001112 | Mill Creek Cutoff-Ohio River | 051401010903 | No organochlorines are reported to 2022 TRI | KY0001112 |  |  | 2023 | 05140100000000 | OHIO RIVER, UT TO MILL CREEK CUTOFF | 0.54 | 0.272 | 0.14619 | NPDES | 0.272 | 0.42085 | 10164016 | Ohio River | 8 | 124319.263 | 168951.915 | 201693.762 | 235928.007 | 198603 | 151545.178 | 99972.088 | 62035.657 | 48010.732 | 43624.161 | 52176.116 | 87768.391 | 151351.606 | QE_09 | 43624.161 | 106660.5403 | 85424.5151 | 303959.0782 | 241491.8692 | 1.029 | 106660.5403 | 30Q5 Flow | 241491.8692 | HM Flow | 85424.5151 | 7Q10 Flow |  | 365 | 0.000454 | 5.3146e-06 | 4.2565e-06 | 1.88e-06 | 3 | 4 | 0 | 0 | 39 | 1 | 0 | 0 | 0.788 | 32 | 0 | 0 | 6.7445e-09 | 1.7715e-09 | DMR | [16 empty] | 0.007891 | 9.2373e-05 | 7.3982e-05 | 3.2676e-05 | 1.1723e-07 | 3.0791e-08 | NO | NHDPlus
2023 | BAKELITE SYNTHETICS | 110000378467 | KY0001112 | LOUISVILLE | JEFFERSON | KY |  | 38.1953 | -85.8722 |  | 2869 | Industrial Organic Chemicals, Nec | 325998 | All Other Miscellaneous Chemical Product and Preparation Manufacturing | IS34 | All Other Chemical Product and Preparation Manufacturing | Waste Handling, Treatment, and Disposal (Remediation or Monitoring) | 1 | 0.91141 | KY0001112 | Mill Creek Cutoff-Ohio River | 051401010903 | No organochlorines are reported to 2022 TRI | KY0001112 |  |  | 2023 | 05140100000000 | OHIO RIVER, UT TO MILL CREEK CUTOFF | 0.54 | 0.272 | 0.14619 | NPDES | 0.272 | 0.42085 | 10164016 | Ohio River | 8 | 124319.263 | 168951.915 | 201693.762 | 235928.007 | 198603 | 151545.178 | 99972.088 | 62035.657 | 48010.732 | 43624.161 | 52176.116 | 87768.391 | 151351.606 | QE_09 | 43624.161 | 106660.5403 | 85424.5151 | 303959.0782 | 241491.8692 | 1.029 | 106660.5403 | 30Q5 Flow | 241491.8692 | HM Flow | 85424.5151 | 7Q10 Flow |  | 365 | 0.002497 | 2.923e-05 | 2.3411e-05 | 1.034e-05 | 3 | 4 | 0 | 0 | 39 | 1 | 0 | 0 | 0.788 | 32 | 0 | 0 | 3.7095e-08 | 9.7435e-09 | DMR | [16 empty] | 0.0434 | 0.00050805 | 0.0004069 | 0.00017972 | 6.4474e-07 | 1.6935e-07 | NO | NHDPlus
2019 | OWENSBORO SPECIALTY POLYMERS INC. | 110000747835 | KY0001953 | OWENSBORO | DAVIESS | KY |  | 37.8125 | -87.05 |  | 2821 | Plastics Materials and Resins | 325211 | Plastics Material and Resin Manufacturing | IS22 | Plastic Material and Resin Manufacturing | Waste Handling, Treatment, and Disposal (Remediation or Monitoring) | 1 | 0.19305 | KY0001953 | Jackson Creek-Ohio River | 051402011202 | 2022 TRI reports 1,1-DCE as a reactant |  |  |  | 2023 | 05140200000000 | OHIO RIVER, OUTFALL 001 | 1.06 | 1.06 | 0.42342 | NPDES | 1.06 | 1.6401 | 10110195 | Yellow Creek | 3 | 19.415 | 56.776 | 101.677 | 53.264 | 32.024 | 22.57 | 13.575 | 8.211 | 5.857 | 6.256 | 5.801 | 4.83 | 26.923 | QE_11 | 4.83 | 11.8093 | 6.8637 | 47.4694 | 20.9905 | 4.0099 | 11.8093 | 30Q5 Flow | 20.9905 | HM Flow | 6.8637 | 7Q10 Flow |  | 365 | 0.00052891 | 0.077059 | 0.044788 | 0.025198 | 3 | 4 | 0 | 0 | 39 | 1 | 0 | 0 | 0.788 | 32 | 0 | 0 | 9.779e-05 | 2.5686e-05 | DMR | [16 empty] | 0.009193 | 1.3394 | 0.77845 | 0.43796 | 0.0016997 | 0.00044645 | NO | NHDPlus
2020 | OWENSBORO SPECIALTY POLYMERS INC. | 110000747835 | KY0001953 | OWENSBORO | DAVIESS | KY |  | 37.8125 | -87.05 |  | 2821 | Plastics Materials and Resins | 325211 | Plastics Material and Resin Manufacturing | IS22 | Plastic Material and Resin Manufacturing | Waste Handling, Treatment, and Disposal (Remediation or Monitoring) | 1 | 0.67941 | KY0001953 | Jackson Creek-Ohio River | 051402011202 | 2022 TRI reports 1,1-DCE as a reactant |  |  |  | 2023 | 05140200000000 | OHIO RIVER, OUTFALL 001 | 1.06 | 1.06 | 0.42342 | NPDES | 1.06 | 1.6401 | 10110195 | Yellow Creek | 3 | 19.415 | 56.776 | 101.677 | 53.264 | 32.024 | 22.57 | 13.575 | 8.211 | 5.857 | 6.256 | 5.801 | 4.83 | 26.923 | QE_11 | 4.83 | 11.8093 | 6.8637 | 47.4694 | 20.9905 | 4.0099 | 11.8093 | 30Q5 Flow | 20.9905 | HM Flow | 6.8637 | 7Q10 Flow |  | 365 | 0.0018614 | 0.27119 | 0.15762 | 0.088678 | 3 | 4 | 0 | 0 | 39 | 1 | 0 | 0 | 0.788 | 32 | 0 | 0 | 0.00034416 | 9.0398e-05 | DMR | [16 empty] | 0.032353 | 4.7136 | 2.7396 | 1.5413 | 0.0059817 | 0.0015712 | NO | NHDPlus
2021 | OWENSBORO SPECIALTY POLYMERS INC. | 110000747835 | KY0001953 | OWENSBORO | DAVIESS | KY |  | 37.8125 | -87.05 |  | 2821 | Plastics Materials and Resins | 325211 | Plastics Material and Resin Manufacturing | IS22 | Plastic Material and Resin Manufacturing | Waste Handling, Treatment, and Disposal (Remediation or Monitoring) | 1 | 0.016571 | KY0001953 | Jackson Creek-Ohio River | 051402011202 | 2022 TRI reports 1,1-DCE as a reactant |  |  |  | 2023 | 05140200000000 | OHIO RIVER, OUTFALL 001 | 1.06 | 1.06 | 0.42342 | NPDES | 1.06 | 1.6401 | 10110195 | Yellow Creek | 3 | 19.415 | 56.776 | 101.677 | 53.264 | 32.024 | 22.57 | 13.575 | 8.211 | 5.857 | 6.256 | 5.801 | 4.83 | 26.923 | QE_11 | 4.83 | 11.8093 | 6.8637 | 47.4694 | 20.9905 | 4.0099 | 11.8093 | 30Q5 Flow | 20.9905 | HM Flow | 6.8637 | 7Q10 Flow |  | 365 | 4.54e-05 | 0.0066145 | 0.0038444 | 0.0021629 | 3 | 4 | 0 | 0 | 39 | 1 | 0 | 0 | 0.788 | 32 | 0 | 0 | 8.394e-06 | 2.2048e-06 | DMR | [16 empty] | 0.0007891 | 0.11497 | 0.06682 | 0.037593 | 0.0001459 | 3.8322e-05 | NO | NHDPlus
2022 | OWENSBORO SPECIALTY POLYMERS INC. | 110000747835 | KY0001953 | OWENSBORO | DAVIESS | KY |  | 37.8125 | -87.05 |  | 2821 | Plastics Materials and Resins | 325211 | Plastics Material and Resin Manufacturing | IS22 | Plastic Material and Resin Manufacturing | Waste Handling, Treatment, and Disposal (Remediation or Monitoring) | 1 | 0.8914 | KY0001953 | Jackson Creek-Ohio River | 051402011202 | 2022 TRI reports 1,1-DCE as a reactant |  |  |  | 2023 | 05140200000000 | OHIO RIVER, OUTFALL 001 | 1.06 | 1.06 | 0.42342 | NPDES | 1.06 | 1.6401 | 10110195 | Yellow Creek | 3 | 19.415 | 56.776 | 101.677 | 53.264 | 32.024 | 22.57 | 13.575 | 8.211 | 5.857 | 6.256 | 5.801 | 4.83 | 26.923 | QE_11 | 4.83 | 11.8093 | 6.8637 | 47.4694 | 20.9905 | 4.0099 | 11.8093 | 30Q5 Flow | 20.9905 | HM Flow | 6.8637 | 7Q10 Flow |  | 365 | 0.0024422 | 0.35581 | 0.2068 | 0.11635 | 3 | 4 | 0 | 0 | 39 | 1 | 0 | 0 | 0.788 | 32 | 0 | 0 | 0.00045154 | 0.0001186 | DMR | [16 empty] | 0.042448 | 6.1844 | 3.5944 | 2.0222 | 0.0078482 | 0.0020615 | NO | NHDPlus
2019 | ISP CHEMICALS LLC | 110000741608 | KY0003701 | CALVERT CITY | MARSHALL | KY |  | 37.0477 | -88.3587 |  | 2869 | Industrial Organic Chemicals, Nec | 325998 | All Other Miscellaneous Chemical Product and Preparation Manufacturing | IS34 | All Other Chemical Product and Preparation Manufacturing | Waste Handling, Treatment, and Disposal (Remediation or Monitoring) | 1 | 4.3085 | KY0003701 | Lower Cypress Creek | 060400060503 | No organochlorines are reported to 2022 TRI |  |  |  | 2023 | 06040010000000 | TENNESSEE RIVER, UT TO CYPRESS CREEK, UT TO TENNESSEE RIVER | 1.9 | 1.34 | 0.92048 | NPDES | 1.34 | 2.0733 | 1861532 |  | 1 | 0.889 | 1.737 | 2.032 | 1.882 | 1.513 | 0.973 | 0.47 | 0.331 | 0.294 | 0.439 | 0.847 | 0.396 | 1.115 | QE_08 | 0.294 | 0.71883 | 0.37859 | 2.1736 | 0.98613 | 5.0692 | 5.0692 | Plant Flow | 5.0692 | Plant Flow | 5.0692 | Plant Flow |  | 365 | 0.011804 | 2.3286 | 2.3286 | 2.3286 | 3 | 4 | 0 | 0 | 39 | 1 | 0 | 0 | 0.788 | 32 | 0 | 0 | 0.0029551 | 0.0007762 | DMR | [16 empty] | 0.20516 | 40.4731 | 40.4731 | 40.4731 | 0.051362 | 0.013491 | NO | PlantFlow
2020 | ISP CHEMICALS LLC | 110000741608 | KY0003701 | CALVERT CITY | MARSHALL | KY |  | 37.0477 | -88.3587 |  | 2869 | Industrial Organic Chemicals, Nec | 325998 | All Other Miscellaneous Chemical Product and Preparation Manufacturing | IS34 | All Other Chemical Product and Preparation Manufacturing | Waste Handling, Treatment, and Disposal (Remediation or Monitoring) | 1 | 5.3027 | KY0003701 | Lower Cypress Creek | 060400060503 | No organochlorines are reported to 2022 TRI |  |  |  | 2023 | 06040010000000 | TENNESSEE RIVER, UT TO CYPRESS CREEK, UT TO TENNESSEE RIVER | 1.9 | 1.34 | 0.92048 | NPDES | 1.34 | 2.0733 | 1861532 |  | 1 | 0.889 | 1.737 | 2.032 | 1.882 | 1.513 | 0.973 | 0.47 | 0.331 | 0.294 | 0.439 | 0.847 | 0.396 | 1.115 | QE_08 | 0.294 | 0.71883 | 0.37859 | 2.1736 | 0.98613 | 5.0692 | 5.0692 | Plant Flow | 5.0692 | Plant Flow | 5.0692 | Plant Flow |  | 365 | 0.014528 | 2.866 | 2.866 | 2.866 | 3 | 4 | 0 | 0 | 39 | 1 | 0 | 0 | 0.788 | 32 | 0 | 0 | 0.003637 | 0.00095532 | DMR | [16 empty] | 0.25251 | 49.813 | 49.813 | 49.813 | 0.063215 | 0.016604 | NO | PlantFlow
2021 | ISP CHEMICALS LLC | 110000741608 | KY0003701 | CALVERT CITY | MARSHALL | KY |  | 37.0477 | -88.3587 |  | 2869 | Industrial Organic Chemicals, Nec | 325998 | All Other Miscellaneous Chemical Product and Preparation Manufacturing | IS34 | All Other Chemical Product and Preparation Manufacturing | Waste Handling, Treatment, and Disposal (Remediation or Monitoring) | 1 | 8.2026 | KY0003701 | Lower Cypress Creek | 060400060503 | No organochlorines are reported to 2022 TRI |  |  |  | 2023 | 06040010000000 | TENNESSEE RIVER, UT TO CYPRESS CREEK, UT TO TENNESSEE RIVER | 1.9 | 1.34 | 0.92048 | NPDES | 1.34 | 2.0733 | 1861532 |  | 1 | 0.889 | 1.737 | 2.032 | 1.882 | 1.513 | 0.973 | 0.47 | 0.331 | 0.294 | 0.439 | 0.847 | 0.396 | 1.115 | QE_08 | 0.294 | 0.71883 | 0.37859 | 2.1736 | 0.98613 | 5.0692 | 5.0692 | Plant Flow | 5.0692 | Plant Flow | 5.0692 | Plant Flow |  | 365 | 0.022473 | 4.4333 | 4.4333 | 4.4333 | 3 | 4 | 0 | 0 | 39 | 1 | 0 | 0 | 0.788 | 32 | 0 | 0 | 0.005626 | 0.0014778 | DMR | [16 empty] | 0.3906 | 77.0545 | 77.0545 | 77.0545 | 0.097785 | 0.025685 | NO | PlantFlow
2022 | ISP CHEMICALS LLC | 110000741608 | KY0003701 | CALVERT CITY | MARSHALL | KY |  | 37.0477 | -88.3587 |  | 2869 | Industrial Organic Chemicals, Nec | 325998 | All Other Miscellaneous Chemical Product and Preparation Manufacturing | IS34 | All Other Chemical Product and Preparation Manufacturing | Waste Handling, Treatment, and Disposal (Remediation or Monitoring) | 1 | 1.2428 | KY0003701 | Lower Cypress Creek | 060400060503 | No organochlorines are reported to 2022 TRI |  |  |  | 2023 | 06040010000000 | TENNESSEE RIVER, UT TO CYPRESS CREEK, UT TO TENNESSEE RIVER | 1.9 | 1.34 | 0.92048 | NPDES | 1.34 | 2.0733 | 1861532 |  | 1 | 0.889 | 1.737 | 2.032 | 1.882 | 1.513 | 0.973 | 0.47 | 0.331 | 0.294 | 0.439 | 0.847 | 0.396 | 1.115 | QE_08 | 0.294 | 0.71883 | 0.37859 | 2.1736 | 0.98613 | 5.0692 | 5.0692 | Plant Flow | 5.0692 | Plant Flow | 5.0692 | Plant Flow |  | 365 | 0.003405 | 0.67171 | 0.67171 | 0.67171 | 3 | 4 | 0 | 0 | 39 | 1 | 0 | 0 | 0.788 | 32 | 0 | 0 | 0.00085242 | 0.0002239 | DMR | [16 empty] | 0.059182 | 11.6749 | 11.6749 | 11.6749 | 0.014816 | 0.0038916 | NO | PlantFlow
2023 | ISP CHEMICALS LLC | 110000741608 | KY0003701 | CALVERT CITY | MARSHALL | KY |  | 37.0477 | -88.3587 |  | 2869 | Industrial Organic Chemicals, Nec | 325998 | All Other Miscellaneous Chemical Product and Preparation Manufacturing | IS34 | All Other Chemical Product and Preparation Manufacturing | Waste Handling, Treatment, and Disposal (Remediation or Monitoring) | 1 | 0.24857 | KY0003701 | Lower Cypress Creek | 060400060503 | No organochlorines are reported to 2022 TRI |  |  |  | 2023 | 06040010000000 | TENNESSEE RIVER, UT TO CYPRESS CREEK, UT TO TENNESSEE RIVER | 1.9 | 1.34 | 0.92048 | NPDES | 1.34 | 2.0733 | 1861532 |  | 1 | 0.889 | 1.737 | 2.032 | 1.882 | 1.513 | 0.973 | 0.47 | 0.331 | 0.294 | 0.439 | 0.847 | 0.396 | 1.115 | QE_08 | 0.294 | 0.71883 | 0.37859 | 2.1736 | 0.98613 | 5.0692 | 5.0692 | Plant Flow | 5.0692 | Plant Flow | 5.0692 | Plant Flow |  | 365 | 0.000681 | 0.13434 | 0.13434 | 0.13434 | 3 | 4 | 0 | 0 | 39 | 1 | 0 | 0 | 0.788 | 32 | 0 | 0 | 0.00017048 | 4.4781e-05 | DMR | [16 empty] | 0.011836 | 2.335 | 2.335 | 2.335 | 0.0029632 | 0.00077833 | NO | PlantFlow
2019 | RWRA MAX RHOADS WWTP | 110039998214 | KY0020095 | OWENSBORO | DAVIESS | KY |  | 37.7903 | -87.1403 |  | 4952 | Sewerage Systems | 221320 | Sewage Treatment Facilities | IS4 | Utilities | Waste Handling, Treatment, and Disposal (POTW) | 1 | 18.8095 | KY0020095 | Jackson Creek-Ohio River | 051402011202 | NAICS/SIC indication |  |  |  | 2023 | 05140200000000 | OHIO RIVER | 15 | 8.12 | 9.885 | NPDES | 8.12 | 12.5635 | 10110395 | Ohio River | 8 | 128641.981 | 169463.287 | 206601.618 | 238844.54 | 204115.501 | 160467.914 | 105729.245 | 67337.239 | 53462.673 | 42884.971 | 55835.384 | 89313.08 | 153502.683 | QE_09 | 42884.971 | 104853.2298 | 83926.5368 | 314528.0709 | 243042.781 | 30.7176 | 104853.2298 | 30Q5 Flow | 243042.781 | HM Flow | 83926.5368 | 7Q10 Flow |  | 365 | 0.051533 | 0.00061402 | 0.00049148 | 0.00021203 | 3 | 4 | 0 | 0 | 39 | 1 | 0 | 0 | 0.788 | 32 | 0 | 0 | 7.7922e-07 | 2.0467e-07 | DMR | [16 empty] | 0.89569 | 0.010672 | 0.0085423 | 0.0036853 | 1.3544e-05 | 3.5574e-06 | NO | NHDPlus
2020 | RWRA MAX RHOADS WWTP | 110039998214 | KY0020095 | OWENSBORO | DAVIESS | KY |  | 37.7903 | -87.1403 |  | 4952 | Sewerage Systems | 221320 | Sewage Treatment Facilities | IS4 | Utilities | Waste Handling, Treatment, and Disposal (POTW) | 1 | 49.9559 | KY0020095 | Jackson Creek-Ohio River | 051402011202 | NAICS/SIC indication |  |  |  | 2023 | 05140200000000 | OHIO RIVER | 15 | 8.12 | 9.885 | NPDES | 8.12 | 12.5635 | 10110395 | Ohio River | 8 | 128641.981 | 169463.287 | 206601.618 | 238844.54 | 204115.501 | 160467.914 | 105729.245 | 67337.239 | 53462.673 | 42884.971 | 55835.384 | 89313.08 | 153502.683 | QE_09 | 42884.971 | 104853.2298 | 83926.5368 | 314528.0709 | 243042.781 | 30.7176 | 104853.2298 | 30Q5 Flow | 243042.781 | HM Flow | 83926.5368 | 7Q10 Flow |  | 365 | 0.13687 | 0.0016308 | 0.0013053 | 0.00056313 | 3 | 4 | 0 | 0 | 39 | 1 | 0 | 0 | 0.788 | 32 | 0 | 0 | 2.0695e-06 | 5.4359e-07 | DMR | [16 empty] | 2.3789 | 0.028344 | 0.022687 | 0.0097878 | 3.597e-05 | 9.4482e-06 | NO | NHDPlus
2021 | RWRA MAX RHOADS WWTP | 110039998214 | KY0020095 | OWENSBORO | DAVIESS | KY |  | 37.7903 | -87.1403 |  | 4952 | Sewerage Systems | 221320 | Sewage Treatment Facilities | IS4 | Utilities | Waste Handling, Treatment, and Disposal (POTW) | 1 | 29.689 | KY0020095 | Jackson Creek-Ohio River | 051402011202 | NAICS/SIC indication |  |  |  | 2023 | 05140200000000 | OHIO RIVER | 15 | 8.12 | 9.885 | NPDES | 8.12 | 12.5635 | 10110395 | Ohio River | 8 | 128641.981 | 169463.287 | 206601.618 | 238844.54 | 204115.501 | 160467.914 | 105729.245 | 67337.239 | 53462.673 | 42884.971 | 55835.384 | 89313.08 | 153502.683 | QE_09 | 42884.971 | 104853.2298 | 83926.5368 | 314528.0709 | 243042.781 | 30.7176 | 104853.2298 | 30Q5 Flow | 243042.781 | HM Flow | 83926.5368 | 7Q10 Flow |  | 365 | 0.08134 | 0.00096918 | 0.00077575 | 0.00033467 | 3 | 4 | 0 | 0 | 39 | 1 | 0 | 0 | 0.788 | 32 | 0 | 0 | 1.2299e-06 | 3.2306e-07 | DMR | [16 empty] | 1.4138 | 0.016845 | 0.013483 | 0.0058169 | 2.1377e-05 | 5.6151e-06 | NO | NHDPlus
2022 | RWRA MAX RHOADS WWTP | 110039998214 | KY0020095 | OWENSBORO | DAVIESS | KY |  | 37.7903 | -87.1403 |  | 4952 | Sewerage Systems | 221320 | Sewage Treatment Facilities | IS4 | Utilities | Waste Handling, Treatment, and Disposal (POTW) | 1 | 1.2405 | KY0020095 | Jackson Creek-Ohio River | 051402011202 | NAICS/SIC indication |  |  |  | 2023 | 05140200000000 | OHIO RIVER | 15 | 8.12 | 9.885 | NPDES | 8.12 | 12.5635 | 10110395 | Ohio River | 8 | 128641.981 | 169463.287 | 206601.618 | 238844.54 | 204115.501 | 160467.914 | 105729.245 | 67337.239 | 53462.673 | 42884.971 | 55835.384 | 89313.08 | 153502.683 | QE_09 | 42884.971 | 104853.2298 | 83926.5368 | 314528.0709 | 243042.781 | 30.7176 | 104853.2298 | 30Q5 Flow | 243042.781 | HM Flow | 83926.5368 | 7Q10 Flow |  | 365 | 0.0033987 | 4.0496e-05 | 3.2414e-05 | 1.3984e-05 | 3 | 4 | 0 | 0 | 39 | 1 | 0 | 0 | 0.788 | 32 | 0 | 0 | 5.1391e-08 | 1.3499e-08 | DMR | [16 empty] | 0.059072 | 0.00070385 | 0.00056338 | 0.00024305 | 8.9322e-07 | 2.3462e-07 | NO | NHDPlus
2023 | RWRA MAX RHOADS WWTP | 110039998214 | KY0020095 | OWENSBORO | DAVIESS | KY |  | 37.7903 | -87.1403 |  | 4952 | Sewerage Systems | 221320 | Sewage Treatment Facilities | IS4 | Utilities | Waste Handling, Treatment, and Disposal (POTW) | 1 | 9.6016 | KY0020095 | Jackson Creek-Ohio River | 051402011202 | NAICS/SIC indication |  |  |  | 2023 | 05140200000000 | OHIO RIVER | 15 | 8.12 | 9.885 | NPDES | 8.12 | 12.5635 | 10110395 | Ohio River | 8 | 128641.981 | 169463.287 | 206601.618 | 238844.54 | 204115.501 | 160467.914 | 105729.245 | 67337.239 | 53462.673 | 42884.971 | 55835.384 | 89313.08 | 153502.683 | QE_09 | 42884.971 | 104853.2298 | 83926.5368 | 314528.0709 | 243042.781 | 30.7176 | 104853.2298 | 30Q5 Flow | 243042.781 | HM Flow | 83926.5368 | 7Q10 Flow |  | 365 | 0.026306 | 0.00031344 | 0.00025088 | 0.00010824 | 3 | 4 | 0 | 0 | 39 | 1 | 0 | 0 | 0.788 | 32 | 0 | 0 | 3.9776e-07 | 1.0448e-07 | DMR | [16 empty] | 0.45722 | 0.0054478 | 0.0043606 | 0.0018812 | 6.9135e-06 | 1.8159e-06 | NO | NHDPlus
2022 | GEORGETOWN STP #1 | 110000732208 | KY0020150 | GEORGETOWN | SCOTT | KY |  | 38.2172 | -84.5642 |  | 4952 | Sewerage Systems | 221320 | Sewage Treatment Facilities | IS4 | Utilities | Waste Handling, Treatment, and Disposal (POTW) | 1 | 8.7727 | KY0020150 | Dry Run-North Elkhorn Creek | 051002050805 | NAICS/SIC indication |  |  |  | 2023 | 05100210000000 | NORTH ELKHORN CRK, NORTH FOLK ELKHORN CREEK, NORTH FORK ELKHORN CREEK | 4.5 | 3.29 | 1.3393 | NPDES | 3.29 | 5.0904 | 1825124 | North Elkhorn Creek | 3 | 236.949 | 410.26 | 465.195 | 474.527 | 291.922 | 266.918 | 166.768 | 93.63 | 76.757 | 78.78 | 62.38 | 122.187 | 349.083 | QE_10 | 62.38 | 152.5183 | 96.9992 | 579.3374 | 295.7059 | 12.4459 | 152.5183 | 30Q5 Flow | 295.7059 | HM Flow | 96.9992 | 7Q10 Flow |  | 365 | 0.024035 | 0.24778 | 0.15759 | 0.081279 | 3 | 4 | 0 | 0 | 39 | 1 | 0 | 0 | 0.788 | 32 | 0 | 0 | 0.00031445 | 8.2594e-05 | DMR | [16 empty] | 0.41775 | 4.3067 | 2.739 | 1.4127 | 0.0054654 | 0.0014356 | NO | NHDPlus
2023 | GEORGETOWN STP #1 | 110000732208 | KY0020150 | GEORGETOWN | SCOTT | KY |  | 38.2172 | -84.5642 |  | 4952 | Sewerage Systems | 221320 | Sewage Treatment Facilities | IS4 | Utilities | Waste Handling, Treatment, and Disposal (POTW) | 1 | 8.4618 | KY0020150 | Dry Run-North Elkhorn Creek | 051002050805 | NAICS/SIC indication |  |  |  | 2023 | 05100210000000 | NORTH ELKHORN CRK, NORTH FOLK ELKHORN CREEK, NORTH FORK ELKHORN CREEK | 4.5 | 3.29 | 1.3393 | NPDES | 3.29 | 5.0904 | 1825124 | North Elkhorn Creek | 3 | 236.949 | 410.26 | 465.195 | 474.527 | 291.922 | 266.918 | 166.768 | 93.63 | 76.757 | 78.78 | 62.38 | 122.187 | 349.083 | QE_10 | 62.38 | 152.5183 | 96.9992 | 579.3374 | 295.7059 | 12.4459 | 152.5183 | 30Q5 Flow | 295.7059 | HM Flow | 96.9992 | 7Q10 Flow |  | 365 | 0.023183 | 0.239 | 0.152 | 0.078399 | 3 | 4 | 0 | 0 | 39 | 1 | 0 | 0 | 0.788 | 32 | 0 | 0 | 0.0003033 | 7.9668e-05 | DMR | [16 empty] | 0.40294 | 4.1541 | 2.6419 | 1.3627 | 0.0052717 | 0.0013847 | NO | NHDPlus
2019 | MAYSVILLE STP | 110000761104 | KY0020257 | MAYSVILLE | MASON | KY |  | 38.6865 | -83.7887 |  | 4952 | Sewerage Systems | 221320 | Sewage Treatment Facilities | IS4 | Utilities | Waste Handling, Treatment, and Disposal (POTW) | 1 | 0.46972 | KY0020257 | Lawrence Creek-Ohio River | 050902010605 | NAICS/SIC indication |  |  |  | 2023 | 05090200000000 | OHIO RIVER | 3.4 | 1.345 | 1.4726 | NPDES | 1.345 | 2.081 | 1920590 |  | 1 | 0.951 | 3.249 | 9.037 | 2.708 | 1.471 | 1.223 | 0.773 | 0.507 | 0.324 | 0.394 | 0.428 | 0.677 | 1.498 | QE_08 | 0.324 | 0.79218 | 0.41865 | 2.3252 | 1.0762 | 5.0881 | 5.0881 | Plant Flow | 5.0881 | Plant Flow | 5.0881 | Plant Flow |  | 365 | 0.0012869 | 0.25292 | 0.25292 | 0.25292 | 3 | 4 | 0 | 0 | 39 | 1 | 0 | 0 | 0.788 | 32 | 0 | 0 | 0.00032097 | 8.4308e-05 | DMR | [16 empty] | 0.022368 | 4.3961 | 4.3961 | 4.3961 | 0.0055788 | 0.0014654 | NO | PlantFlow
2020 | VERSAILLES STP | 110000732226 | KY0020621 | VERSAILLES | WOODFORD | KY |  | 38.0578 | -84.7439 |  | 4952 | Sewerage Systems | 221320 | Sewage Treatment Facilities | IS4 | Utilities | Waste Handling, Treatment, and Disposal (POTW) | 1 | 5.6366 | KY0020621 | Glenns Creek | 051002050709 | NAICS/SIC indication |  |  |  | 2023 | 05100210000000 | GLENN?S CREEK, GLENNS CRK | 4.5 | 2.13 | 0.94233 | NPDES | 2.13 | 3.2956 | 1825648 | Glenns Creek | 1 | 4.987 | 17.025 | 32.873 | 13.45 | 7.045 | 5.676 | 3.538 | 2.344 | 1.582 | 1.707 | 1.705 | 3.703 | 8.172 | QE_08 | 1.582 | 3.868 | 2.1615 | 12.1932 | 5.832 | 8.0577 | 8.0577 | Plant Flow | 8.0577 | Plant Flow | 8.0577 | Plant Flow |  | 365 | 0.015443 | 1.9165 | 1.9165 | 1.9165 | 3 | 4 | 0 | 0 | 39 | 1 | 0 | 0 | 0.788 | 32 | 0 | 0 | 0.0024321 | 0.00063884 | DMR | [16 empty] | 0.26841 | 33.3111 | 33.3111 | 33.3111 | 0.042273 | 0.011104 | NO | PlantFlow
2019 | RUSSELLVILLE STP | 110000736730 | KY0020877 | RUSSELLVILLE | LOGAN | KY |  | 36.8567 | -86.889 |  | 4952 | Sewerage Systems | 221320 | Sewage Treatment Facilities | IS4 | Utilities | Waste Handling, Treatment, and Disposal (POTW) | 1 | 1.4202 | KY0020877 | Headwaters Mud River | 051100030204 | NAICS/SIC indication |  |  |  | 2023 | 05110000000000 | TOWN BR, TOWN BRANCH | 2.4 | 1.23 | 1.0884 | NPDES | 1.23 | 1.9031 | 11631215 | Town Branch | 2 | 20.195 | 60.066 | 103.094 | 51.969 | 27.353 | 23.454 | 14.124 | 8.03 | 5.283 | 5.853 | 5.671 | 13.045 | 33.134 | QE_08 | 5.283 | 12.9169 | 7.5312 | 49.3765 | 22.5093 | 4.653 | 12.9169 | 30Q5 Flow | 22.5093 | HM Flow | 7.5312 | 7Q10 Flow |  | 365 | 0.003891 | 0.51665 | 0.30123 | 0.17286 | 3 | 4 | 0 | 0 | 39 | 1 | 0 | 0 | 0.788 | 32 | 0 | 0 | 0.00065565 | 0.00017222 | DMR | [16 empty] | 0.067629 | 8.9799 | 5.2357 | 3.0045 | 0.011396 | 0.0029933 | NO | NHDPlus
2020 | RUSSELLVILLE STP | 110000736730 | KY0020877 | RUSSELLVILLE | LOGAN | KY |  | 36.8567 | -86.889 |  | 4952 | Sewerage Systems | 221320 | Sewage Treatment Facilities | IS4 | Utilities | Waste Handling, Treatment, and Disposal (POTW) | 1 | 0.67626 | KY0020877 | Headwaters Mud River | 051100030204 | NAICS/SIC indication |  |  |  | 2023 | 05110000000000 | TOWN BR, TOWN BRANCH | 2.4 | 1.23 | 1.0884 | NPDES | 1.23 | 1.9031 | 11631215 | Town Branch | 2 | 20.195 | 60.066 | 103.094 | 51.969 | 27.353 | 23.454 | 14.124 | 8.03 | 5.283 | 5.853 | 5.671 | 13.045 | 33.134 | QE_08 | 5.283 | 12.9169 | 7.5312 | 49.3765 | 22.5093 | 4.653 | 12.9169 | 30Q5 Flow | 22.5093 | HM Flow | 7.5312 | 7Q10 Flow |  | 365 | 0.0018528 | 0.24601 | 0.14344 | 0.082311 | 3 | 4 | 0 | 0 | 39 | 1 | 0 | 0 | 0.788 | 32 | 0 | 0 | 0.0003122 | 8.2004e-05 | DMR | [16 empty] | 0.032203 | 4.2759 | 2.4931 | 1.4306 | 0.0054263 | 0.0014253 | NO | NHDPlus
2021 | RUSSELLVILLE STP | 110000736730 | KY0020877 | RUSSELLVILLE | LOGAN | KY |  | 36.8567 | -86.889 |  | 4952 | Sewerage Systems | 221320 | Sewage Treatment Facilities | IS4 | Utilities | Waste Handling, Treatment, and Disposal (POTW) | 1 | 0.00080819 | KY0020877 | Headwaters Mud River | 051100030204 | NAICS/SIC indication |  |  |  | 2023 | 05110000000000 | TOWN BR, TOWN BRANCH | 2.4 | 1.23 | 1.0884 | NPDES | 1.23 | 1.9031 | 11631215 | Town Branch | 2 | 20.195 | 60.066 | 103.094 | 51.969 | 27.353 | 23.454 | 14.124 | 8.03 | 5.283 | 5.853 | 5.671 | 13.045 | 33.134 | QE_08 | 5.283 | 12.9169 | 7.5312 | 49.3765 | 22.5093 | 4.653 | 12.9169 | 30Q5 Flow | 22.5093 | HM Flow | 7.5312 | 7Q10 Flow |  | 365 | 2.2142e-06 | 0.00029401 | 0.00017142 | 9.837e-05 | 3 | 4 | 0 | 0 | 39 | 1 | 0 | 0 | 0.788 | 32 | 0 | 0 | 3.7311e-07 | 9.8003e-08 | DMR | [16 empty] | 3.8485e-05 | 0.0051101 | 0.0029795 | 0.0017098 | 6.4849e-06 | 1.7034e-06 | NO | NHDPlus
2022 | RUSSELLVILLE STP | 110000736730 | KY0020877 | RUSSELLVILLE | LOGAN | KY |  | 36.8567 | -86.889 |  | 4952 | Sewerage Systems | 221320 | Sewage Treatment Facilities | IS4 | Utilities | Waste Handling, Treatment, and Disposal (POTW) | 1 | 0.0038199 | KY0020877 | Headwaters Mud River | 051100030204 | NAICS/SIC indication |  |  |  | 2023 | 05110000000000 | TOWN BR, TOWN BRANCH | 2.4 | 1.23 | 1.0884 | NPDES | 1.23 | 1.9031 | 11631215 | Town Branch | 2 | 20.195 | 60.066 | 103.094 | 51.969 | 27.353 | 23.454 | 14.124 | 8.03 | 5.283 | 5.853 | 5.671 | 13.045 | 33.134 | QE_08 | 5.283 | 12.9169 | 7.5312 | 49.3765 | 22.5093 | 4.653 | 12.9169 | 30Q5 Flow | 22.5093 | HM Flow | 7.5312 | 7Q10 Flow |  | 365 | 1.0466e-05 | 0.0013896 | 0.00081022 | 0.00046494 | 3 | 4 | 0 | 0 | 39 | 1 | 0 | 0 | 0.788 | 32 | 0 | 0 | 1.7635e-06 | 4.6321e-07 | DMR | [16 empty] | 0.0001819 | 0.024153 | 0.014082 | 0.0080812 | 3.0651e-05 | 8.051e-06 | NO | NHDPlus
2023 | RUSSELLVILLE STP | 110000736730 | KY0020877 | RUSSELLVILLE | LOGAN | KY |  | 36.8567 | -86.889 |  | 4952 | Sewerage Systems | 221320 | Sewage Treatment Facilities | IS4 | Utilities | Waste Handling, Treatment, and Disposal (POTW) | 1 | 0.00046557 | KY0020877 | Headwaters Mud River | 051100030204 | NAICS/SIC indication |  |  |  | 2023 | 05110000000000 | TOWN BR, TOWN BRANCH | 2.4 | 1.23 | 1.0884 | NPDES | 1.23 | 1.9031 | 11631215 | Town Branch | 2 | 20.195 | 60.066 | 103.094 | 51.969 | 27.353 | 23.454 | 14.124 | 8.03 | 5.283 | 5.853 | 5.671 | 13.045 | 33.134 | QE_08 | 5.283 | 12.9169 | 7.5312 | 49.3765 | 22.5093 | 4.653 | 12.9169 | 30Q5 Flow | 22.5093 | HM Flow | 7.5312 | 7Q10 Flow |  | 365 | 1.2755e-06 | 0.00016937 | 9.875e-05 | 5.6668e-05 | 3 | 4 | 0 | 0 | 39 | 1 | 0 | 0 | 0.788 | 32 | 0 | 0 | 2.1493e-07 | 5.6456e-08 | DMR | [16 empty] | 2.217e-05 | 0.0029438 | 0.0017164 | 0.00098494 | 3.7358e-06 | 9.8126e-07 | NO | NHDPlus
2021 | LANCASTER STP | 110039705049 | KY0020974 | LANCASTER | GARRARD | KY |  | 37.617 | -84.5851 |  | 4952 | Sewerage Systems | 221320 | Sewage Treatment Facilities | IS4 | Utilities | Waste Handling, Treatment, and Disposal (POTW) | 1 | 3.2701 | KY0020974 | Boone Creek-Dix River | 051002050504 | NAICS/SIC indication |  |  |  | 2023 | 05100210000000 | WHITE OAK CREEK, WHITE OAK CRK | 1 | 0.486 | 0.42598 | NPDES | 0.486 | 0.75195 | 1827344 | White Oak Creek | 1 | 1.978 | 7.362 | 15.294 | 5.505 | 2.818 | 2.298 | 1.476 | 0.942 | 0.621 | 0.718 | 0.754 | 1.696 | 3.295 | QE_08 | 0.621 | 1.5183 | 0.821 | 4.8362 | 2.2069 | 1.8385 | 1.8385 | Plant Flow | 2.2069 | HM Flow | 1.8385 | Plant Flow |  | 365 | 0.0089591 | 4.873 | 4.873 | 4.0596 | 3 | 4 | 0 | 0 | 39 | 1 | 0 | 0 | 0.788 | 32 | 0 | 0 | 0.006184 | 0.0016243 | DMR | [16 empty] | 0.15572 | 84.6974 | 84.6974 | 70.5589 | 0.10748 | 0.028232 | NO | NHDPlus
2019 | GLASGOW STP | 110001123276 | KY0021164 | GLASGOW | BARREN | KY |  | 36.9838 | -85.9571 |  | 4952 | Sewerage Systems | 221320 | Sewage Treatment Facilities | IS4 | Utilities | Waste Handling, Treatment, and Disposal (POTW) | 1 | 5.2014 | KY0021164 | South Fork Beaver Creek-Beaver Creek | 051100020306 | NAICS/SIC indication |  |  |  | 2023 | 05110000000000 | HUGGINS BR / SOUTH FORK/ BEAVER CRK, HUGGINS BRANCH, SOUTH FORK BEAVER CREEK | 4 | 2.19 | 1.1407 | NPDES | 2.19 | 3.3884 | 4032228 | Huggins Branch | 1 | 0.892 | 3.616 | 8.535 | 2.489 | 1.186 | 0.99 | 0.63 | 0.422 | 0.266 | 0.34 | 0.334 | 0.963 | 1.61 | QE_08 | 0.266 | 0.65037 | 0.34133 | 2.1809 | 0.9328 | 8.2847 | 8.2847 | Plant Flow | 8.2847 | Plant Flow | 8.2847 | Plant Flow |  | 365 | 0.014251 | 1.7201 | 1.7201 | 1.7201 | 3 | 4 | 0 | 0 | 39 | 1 | 0 | 0 | 0.788 | 32 | 0 | 0 | 0.0021829 | 0.00057337 | DMR | [16 empty] | 0.24769 | 29.8971 | 29.8971 | 29.8971 | 0.03794 | 0.0099657 | NO | PlantFlow
2020 | GLASGOW STP | 110001123276 | KY0021164 | GLASGOW | BARREN | KY |  | 36.9838 | -85.9571 |  | 4952 | Sewerage Systems | 221320 | Sewage Treatment Facilities | IS4 | Utilities | Waste Handling, Treatment, and Disposal (POTW) | 1 | 3.3447 | KY0021164 | South Fork Beaver Creek-Beaver Creek | 051100020306 | NAICS/SIC indication |  |  |  | 2023 | 05110000000000 | HUGGINS BR / SOUTH FORK/ BEAVER CRK, HUGGINS BRANCH, SOUTH FORK BEAVER CREEK | 4 | 2.19 | 1.1407 | NPDES | 2.19 | 3.3884 | 4032228 | Huggins Branch | 1 | 0.892 | 3.616 | 8.535 | 2.489 | 1.186 | 0.99 | 0.63 | 0.422 | 0.266 | 0.34 | 0.334 | 0.963 | 1.61 | QE_08 | 0.266 | 0.65037 | 0.34133 | 2.1809 | 0.9328 | 8.2847 | 8.2847 | Plant Flow | 8.2847 | Plant Flow | 8.2847 | Plant Flow |  | 365 | 0.0091635 | 1.1061 | 1.1061 | 1.1061 | 3 | 4 | 0 | 0 | 39 | 1 | 0 | 0 | 0.788 | 32 | 0 | 0 | 0.0014036 | 0.00036869 | DMR | [16 empty] | 0.15927 | 19.2247 | 19.2247 | 19.2247 | 0.024397 | 0.0064082 | NO | PlantFlow
2021 | GLASGOW STP | 110001123276 | KY0021164 | GLASGOW | BARREN | KY |  | 36.9838 | -85.9571 |  | 4952 | Sewerage Systems | 221320 | Sewage Treatment Facilities | IS4 | Utilities | Waste Handling, Treatment, and Disposal (POTW) | 1 | 3.6251 | KY0021164 | South Fork Beaver Creek-Beaver Creek | 051100020306 | NAICS/SIC indication |  |  |  | 2023 | 05110000000000 | HUGGINS BR / SOUTH FORK/ BEAVER CRK, HUGGINS BRANCH, SOUTH FORK BEAVER CREEK | 4 | 2.19 | 1.1407 | NPDES | 2.19 | 3.3884 | 4032228 | Huggins Branch | 1 | 0.892 | 3.616 | 8.535 | 2.489 | 1.186 | 0.99 | 0.63 | 0.422 | 0.266 | 0.34 | 0.334 | 0.963 | 1.61 | QE_08 | 0.266 | 0.65037 | 0.34133 | 2.1809 | 0.9328 | 8.2847 | 8.2847 | Plant Flow | 8.2847 | Plant Flow | 8.2847 | Plant Flow |  | 365 | 0.0099318 | 1.1988 | 1.1988 | 1.1988 | 3 | 4 | 0 | 0 | 39 | 1 | 0 | 0 | 0.788 | 32 | 0 | 0 | 0.0015213 | 0.00039961 | DMR | [16 empty] | 0.17262 | 20.8366 | 20.8366 | 20.8366 | 0.026442 | 0.0069455 | NO | PlantFlow
2020 | BENTON STP | 110001855635 | KY0021172 | BENTON | MARSHALL | KY |  | 36.8661 | -88.3425 |  | 4952 | Sewerage Systems | 221320 | Sewage Treatment Facilities | IS4 | Utilities | Waste Handling, Treatment, and Disposal (POTW) | 1 | 5.7748 | KY0021172 | Watch Creek-Clarks River | 060400060402 | NAICS/SIC indication |  |  |  | 2023 | 06040010000000 | CLARKS RIVER / EAST FORK, DITCH TO UT TO CLARKS RIVER | 1 | 0.968 | 0.93992 | NPDES | 0.968 | 1.4977 | 1862980 | Clarks River | 4 | 307.454 | 454.562 | 667.896 | 565.236 | 466.405 | 398.089 | 220.579 | 126.972 | 83.171 | 48.376 | 65.932 | 190.199 | 475.628 | QE_09 | 48.376 | 118.2787 | 74.5531 | 751.7213 | 289.2501 | 3.6619 | 118.2787 | 30Q5 Flow | 289.2501 | HM Flow | 74.5531 | 7Q10 Flow |  | 365 | 0.015821 | 0.21222 | 0.13376 | 0.054698 | 3 | 4 | 0 | 0 | 39 | 1 | 0 | 0 | 0.788 | 32 | 0 | 0 | 0.00026931 | 7.0738e-05 | DMR | [16 empty] | 0.27499 | 3.6885 | 2.3249 | 0.9507 | 0.0046808 | 0.0012295 | NO | NHDPlus
2021 | BENTON STP | 110001855635 | KY0021172 | BENTON | MARSHALL | KY |  | 36.8661 | -88.3425 |  | 4952 | Sewerage Systems | 221320 | Sewage Treatment Facilities | IS4 | Utilities | Waste Handling, Treatment, and Disposal (POTW) | 1 | 4.0568 | KY0021172 | Watch Creek-Clarks River | 060400060402 | NAICS/SIC indication |  |  |  | 2023 | 06040010000000 | CLARKS RIVER / EAST FORK, DITCH TO UT TO CLARKS RIVER | 1 | 0.968 | 0.93992 | NPDES | 0.968 | 1.4977 | 1862980 | Clarks River | 4 | 307.454 | 454.562 | 667.896 | 565.236 | 466.405 | 398.089 | 220.579 | 126.972 | 83.171 | 48.376 | 65.932 | 190.199 | 475.628 | QE_09 | 48.376 | 118.2787 | 74.5531 | 751.7213 | 289.2501 | 3.6619 | 118.2787 | 30Q5 Flow | 289.2501 | HM Flow | 74.5531 | 7Q10 Flow |  | 365 | 0.011115 | 0.14908 | 0.09397 | 0.038426 | 3 | 4 | 0 | 0 | 39 | 1 | 0 | 0 | 0.788 | 32 | 0 | 0 | 0.00018919 | 4.9695e-05 | DMR | [16 empty] | 0.19318 | 2.5912 | 1.6333 | 0.66788 | 0.0032883 | 0.00086374 | NO | NHDPlus
2022 | BENTON STP | 110001855635 | KY0021172 | BENTON | MARSHALL | KY |  | 36.8661 | -88.3425 |  | 4952 | Sewerage Systems | 221320 | Sewage Treatment Facilities | IS4 | Utilities | Waste Handling, Treatment, and Disposal (POTW) | 1 | 3.4642 | KY0021172 | Watch Creek-Clarks River | 060400060402 | NAICS/SIC indication |  |  |  | 2023 | 06040010000000 | CLARKS RIVER / EAST FORK, DITCH TO UT TO CLARKS RIVER | 1 | 0.968 | 0.93992 | NPDES | 0.968 | 1.4977 | 1862980 | Clarks River | 4 | 307.454 | 454.562 | 667.896 | 565.236 | 466.405 | 398.089 | 220.579 | 126.972 | 83.171 | 48.376 | 65.932 | 190.199 | 475.628 | QE_09 | 48.376 | 118.2787 | 74.5531 | 751.7213 | 289.2501 | 3.6619 | 118.2787 | 30Q5 Flow | 289.2501 | HM Flow | 74.5531 | 7Q10 Flow |  | 365 | 0.0094909 | 0.1273 | 0.080242 | 0.032812 | 3 | 4 | 0 | 0 | 39 | 1 | 0 | 0 | 0.788 | 32 | 0 | 0 | 0.00016155 | 4.2435e-05 | DMR | [16 empty] | 0.16496 | 2.2127 | 1.3947 | 0.5703 | 0.0028079 | 0.00073755 | NO | NHDPlus
2019 | AUBURN WWTP | 110003250277 | KY0021202 | AUBURN | LOGAN | KY |  | 36.8644 | -86.7059 |  | 4952 | Sewerage Systems | 221320 | Sewage Treatment Facilities | IS4 | Utilities | Waste Handling, Treatment, and Disposal (POTW) | 1 | 0.22104 | KY0021202 | Clear Fork Creek | 051100020802 | NAICS/SIC indication |  |  |  | 2023 | 05110000000000 | BLACK LICK CREEK, BLACKLICK CRK | 0.35 | 0.15 | 0.10442 | NPDES | 0.15 | 0.23208 | 4035490 | Black Lick Creek | 2 | 32.232 | 93.173 | 151.222 | 82.016 | 44.465 | 35.404 | 21.046 | 12.571 | 8.366 | 8.956 | 8.467 | 20.063 | 52.892 | QE_08 | 8.366 | 20.4548 | 12.1207 | 78.8068 | 36.5157 | 0.56744 | 20.4548 | 30Q5 Flow | 36.5157 | HM Flow | 12.1207 | 7Q10 Flow |  | 365 | 0.0006056 | 0.049964 | 0.029607 | 0.016585 | 3 | 4 | 0 | 0 | 39 | 1 | 0 | 0 | 0.788 | 32 | 0 | 0 | 6.3406e-05 | 1.6655e-05 | DMR | [16 empty] | 0.010526 | 0.86842 | 0.51459 | 0.28826 | 0.0011021 | 0.00028947 | NO | NHDPlus
2019 | FLEMINGSBURG STP | 110003251427 | KY0021229 | FLEMINGSBURG | FLEMING | KY |  | 38.4215 | -83.7344 |  | 4952 | Sewerage Systems | 221320 | Sewage Treatment Facilities | IS4 | Utilities | Waste Handling, Treatment, and Disposal (POTW) | 1 | 0.47524 | KY0021229 | Allison Creek-Fleming Creek | 051001010903 | NAICS/SIC indication |  |  |  | 2023 | 05100100000000 | TOWN BR, TOWN BRANCH | 1.13 | 0.467 | 0.34967 | NPDES | 0.467 | 0.72256 | 2088993 | Town Branch | 2 | 8.309 | 26.48 | 50.192 | 22.03 | 11.881 | 9.799 | 6.016 | 4.009 | 2.743 | 2.483 | 2.756 | 5.215 | 12.856 | QE_09 | 2.483 | 6.0709 | 3.4468 | 20.3154 | 9.6062 | 1.7666 | 6.0709 | 30Q5 Flow | 9.6062 | HM Flow | 3.4468 | 7Q10 Flow |  | 365 | 0.001302 | 0.37775 | 0.21447 | 0.13554 | 3 | 4 | 0 | 0 | 39 | 1 | 0 | 0 | 0.788 | 32 | 0 | 0 | 0.00047938 | 0.00012592 | DMR | [16 empty] | 0.022631 | 6.5657 | 3.7277 | 2.3558 | 0.0083321 | 0.0021886 | NO | NHDPlus
2020 | FLEMINGSBURG STP | 110003251427 | KY0021229 | FLEMINGSBURG | FLEMING | KY |  | 38.4215 | -83.7344 |  | 4952 | Sewerage Systems | 221320 | Sewage Treatment Facilities | IS4 | Utilities | Waste Handling, Treatment, and Disposal (POTW) | 1 | 0.27009 | KY0021229 | Allison Creek-Fleming Creek | 051001010903 | NAICS/SIC indication |  |  |  | 2023 | 05100100000000 | TOWN BR, TOWN BRANCH | 1.13 | 0.467 | 0.34967 | NPDES | 0.467 | 0.72256 | 2088993 | Town Branch | 2 | 8.309 | 26.48 | 50.192 | 22.03 | 11.881 | 9.799 | 6.016 | 4.009 | 2.743 | 2.483 | 2.756 | 5.215 | 12.856 | QE_09 | 2.483 | 6.0709 | 3.4468 | 20.3154 | 9.6062 | 1.7666 | 6.0709 | 30Q5 Flow | 9.6062 | HM Flow | 3.4468 | 7Q10 Flow |  | 365 | 0.00073997 | 0.21468 | 0.12189 | 0.07703 | 3 | 4 | 0 | 0 | 39 | 1 | 0 | 0 | 0.788 | 32 | 0 | 0 | 0.00027244 | 7.1561e-05 | DMR | [16 empty] | 0.012861 | 3.7314 | 2.1185 | 1.3389 | 0.0047353 | 0.0012438 | NO | NHDPlus
2021 | FLEMINGSBURG STP | 110003251427 | KY0021229 | FLEMINGSBURG | FLEMING | KY |  | 38.4215 | -83.7344 |  | 4952 | Sewerage Systems | 221320 | Sewage Treatment Facilities | IS4 | Utilities | Waste Handling, Treatment, and Disposal (POTW) | 1 | 0.2915 | KY0021229 | Allison Creek-Fleming Creek | 051001010903 | NAICS/SIC indication |  |  |  | 2023 | 05100100000000 | TOWN BR, TOWN BRANCH | 1.13 | 0.467 | 0.34967 | NPDES | 0.467 | 0.72256 | 2088993 | Town Branch | 2 | 8.309 | 26.48 | 50.192 | 22.03 | 11.881 | 9.799 | 6.016 | 4.009 | 2.743 | 2.483 | 2.756 | 5.215 | 12.856 | QE_09 | 2.483 | 6.0709 | 3.4468 | 20.3154 | 9.6062 | 1.7666 | 6.0709 | 30Q5 Flow | 9.6062 | HM Flow | 3.4468 | 7Q10 Flow |  | 365 | 0.00079864 | 0.2317 | 0.13155 | 0.083137 | 3 | 4 | 0 | 0 | 39 | 1 | 0 | 0 | 0.788 | 32 | 0 | 0 | 0.00029404 | 7.7234e-05 | DMR | [16 empty] | 0.013881 | 4.0272 | 2.2865 | 1.445 | 0.0051107 | 0.0013424 | NO | NHDPlus
2020 | LONDON STP | 110000557013 | KY0021270 | LONDON | LAUREL | KY |  | 37.1064 | -84.0668 |  | 4952 | Sewerage Systems | 221320 | Sewage Treatment Facilities | IS4 | Utilities | Waste Handling, Treatment, and Disposal (POTW) | 1 | 2.8349 | KY0021270 | Little Laurel River | 051301010802 | NAICS/SIC indication |  |  |  | 2023 | 05130100000000 | WHITLEY BR, WHITLEY BRANCH | 5 | 3.409 | 3.0855 | NPDES | 3.409 | 5.2745 | 10186944 | Whitley Branch | 1 | 2.132 | 8.131 | 16.663 | 5.603 | 2.787 | 2.316 | 1.44 | 0.936 | 0.626 | 0.761 | 0.713 | 2.541 | 3.747 | QE_08 | 0.626 | 1.5306 | 0.82785 | 5.2127 | 2.2971 | 12.8961 | 12.8961 | Plant Flow | 12.8961 | Plant Flow | 12.8961 | Plant Flow |  | 365 | 0.0077668 | 0.60226 | 0.60226 | 0.60226 | 3 | 4 | 0 | 0 | 39 | 1 | 0 | 0 | 0.788 | 32 | 0 | 0 | 0.00076429 | 0.00020075 | DMR | [16 empty] | 0.13499 | 10.4679 | 10.4679 | 10.4679 | 0.013284 | 0.0034893 | NO | PlantFlow
2021 | LONDON STP | 110000557013 | KY0021270 | LONDON | LAUREL | KY |  | 37.1064 | -84.0668 |  | 4952 | Sewerage Systems | 221320 | Sewage Treatment Facilities | IS4 | Utilities | Waste Handling, Treatment, and Disposal (POTW) | 1 | 2.1586 | KY0021270 | Little Laurel River | 051301010802 | NAICS/SIC indication |  |  |  | 2023 | 05130100000000 | WHITLEY BR, WHITLEY BRANCH | 5 | 3.409 | 3.0855 | NPDES | 3.409 | 5.2745 | 10186944 | Whitley Branch | 1 | 2.132 | 8.131 | 16.663 | 5.603 | 2.787 | 2.316 | 1.44 | 0.936 | 0.626 | 0.761 | 0.713 | 2.541 | 3.747 | QE_08 | 0.626 | 1.5306 | 0.82785 | 5.2127 | 2.2971 | 12.8961 | 12.8961 | Plant Flow | 12.8961 | Plant Flow | 12.8961 | Plant Flow |  | 365 | 0.0059141 | 0.45859 | 0.45859 | 0.45859 | 3 | 4 | 0 | 0 | 39 | 1 | 0 | 0 | 0.788 | 32 | 0 | 0 | 0.00058197 | 0.00015286 | DMR | [16 empty] | 0.10279 | 7.9708 | 7.9708 | 7.9708 | 0.010115 | 0.0026569 | NO | PlantFlow
2020 | MORGANFIELD WWTP | 110064612557 | KY0021440 | MORGANFIELD | UNION | KY |  | 37.6714 | -87.8289 |  | 4952 | Sewerage Systems | 221320 | Sewage Treatment Facilities | IS4 | Utilities | Waste Handling, Treatment, and Disposal (POTW) | 1 | 10.4927 | KY0021440 | Casey Creek | 051402020504 | NAICS/SIC indication |  |  |  | 2023 | 05140200000000 | CASEY CRK, UT TO CASEY CREEK, UT TO LOST CREEK | 3.5 | 1.66 | 2.905 | NPDES | 1.66 | 2.5684 | 11865236 |  | 1 | 0.852 | 3.233 | 8.181 | 2.592 | 1.464 | 1.056 | 0.658 | 0.448 | 0.279 | 0.328 | 0.41 | 0.267 | 1.281 | QE_11 | 0.267 | 0.65281 | 0.34266 | 2.0831 | 0.91473 | 6.2797 | 6.2797 | Plant Flow | 6.2797 | Plant Flow | 6.2797 | Plant Flow |  | 365 | 0.028747 | 4.5778 | 4.5778 | 4.5778 | 3 | 4 | 0 | 0 | 39 | 1 | 0 | 0 | 0.788 | 32 | 0 | 0 | 0.0058094 | 0.0015259 | DMR | [16 empty] | 0.49965 | 79.566 | 79.566 | 79.566 | 0.10097 | 0.026522 | NO | PlantFlow
2021 | MORGANFIELD WWTP | 110064612557 | KY0021440 | MORGANFIELD | UNION | KY |  | 37.6714 | -87.8289 |  | 4952 | Sewerage Systems | 221320 | Sewage Treatment Facilities | IS4 | Utilities | Waste Handling, Treatment, and Disposal (POTW) | 1 | 5.9544 | KY0021440 | Casey Creek | 051402020504 | NAICS/SIC indication |  |  |  | 2023 | 05140200000000 | CASEY CRK, UT TO CASEY CREEK, UT TO LOST CREEK | 3.5 | 1.66 | 2.905 | NPDES | 1.66 | 2.5684 | 11865236 |  | 1 | 0.852 | 3.233 | 8.181 | 2.592 | 1.464 | 1.056 | 0.658 | 0.448 | 0.279 | 0.328 | 0.41 | 0.267 | 1.281 | QE_11 | 0.267 | 0.65281 | 0.34266 | 2.0831 | 0.91473 | 6.2797 | 6.2797 | Plant Flow | 6.2797 | Plant Flow | 6.2797 | Plant Flow |  | 365 | 0.016313 | 2.5978 | 2.5978 | 2.5978 | 3 | 4 | 0 | 0 | 39 | 1 | 0 | 0 | 0.788 | 32 | 0 | 0 | 0.0032967 | 0.00086593 | DMR | [16 empty] | 0.28354 | 45.152 | 45.152 | 45.152 | 0.0573 | 0.015051 | NO | PlantFlow
2022 | MORGANFIELD WWTP | 110064612557 | KY0021440 | MORGANFIELD | UNION | KY |  | 37.6714 | -87.8289 |  | 4952 | Sewerage Systems | 221320 | Sewage Treatment Facilities | IS4 | Utilities | Waste Handling, Treatment, and Disposal (POTW) | 1 | 3.5712 | KY0021440 | Casey Creek | 051402020504 | NAICS/SIC indication |  |  |  | 2023 | 05140200000000 | CASEY CRK, UT TO CASEY CREEK, UT TO LOST CREEK | 3.5 | 1.66 | 2.905 | NPDES | 1.66 | 2.5684 | 11865236 |  | 1 | 0.852 | 3.233 | 8.181 | 2.592 | 1.464 | 1.056 | 0.658 | 0.448 | 0.279 | 0.328 | 0.41 | 0.267 | 1.281 | QE_11 | 0.267 | 0.65281 | 0.34266 | 2.0831 | 0.91473 | 6.2797 | 6.2797 | Plant Flow | 6.2797 | Plant Flow | 6.2797 | Plant Flow |  | 365 | 0.0097842 | 1.5581 | 1.5581 | 1.5581 | 3 | 4 | 0 | 0 | 39 | 1 | 0 | 0 | 0.788 | 32 | 0 | 0 | 0.0019772 | 0.00051936 | DMR | [16 empty] | 0.17006 | 27.0807 | 27.0807 | 27.0807 | 0.034366 | 0.0090269 | NO | PlantFlow
2020 | NORTHERN KY SANITATION DISTRICT 1 DRY CREEK WWTP | 110039639736 | KY0021466 | ERLANGER | KENTON | KY |  | 39.0586 | -84.6181 |  | 4952 | Sewerage Systems | 221320 | Sewage Treatment Facilities | IS4 | Utilities | Waste Handling, Treatment, and Disposal (POTW) | 1 | 0.016944 | KY0021466 | Dry Creek-Ohio River | 050902030202 | NAICS/SIC indication |  |  |  | 2023 | 05100100000000 | BANKLICK CREEK, LICKING RIVER, OHIO RIVER, OUTFALL 001, PLEASANT RUN CREEK, UT TO BANKLICK CREEK, UT TO FOURMILE CREEK, UT TO OHIO RIVER, UT TO OHIO RIVER (TAYLOR CREEK), UT TO OHIO RIVER (UT TO TAYLOR CREEK), UT TO PLEASANT RUN CREEK | 46.5 | 46.5 | 1.4235 | NPDES | 46.5 | 71.9462 | 2099587 | Licking River | 6 | 4608.971 | 7286.562 | 8527.711 | 9203.861 | 6880.011 | 5539.899 | 3285.655 | 1877.056 | 1360.68 | 1416.903 | 1288.744 | 2739.572 | 6277.25 | QE_10 | 1288.744 | 3150.9633 | 2229.367 | 11268.8777 | 6792.5554 | 175.9076 | 3150.9633 | 30Q5 Flow | 6792.5554 | HM Flow | 2229.367 | 7Q10 Flow |  | 365 | 4.6423e-05 | 2.0823e-05 | 1.4733e-05 | 6.8344e-06 | 3 | 4 | 0 | 0 | 39 | 1 | 0 | 0 | 0.788 | 32 | 0 | 0 | 2.6426e-08 | 6.9411e-09 | DMR | [16 empty] | 0.00080688 | 0.00036193 | 0.00025607 | 0.00011879 | 4.593e-07 | 1.2064e-07 | NO | NHDPlus
2021 | NORTHERN KY SANITATION DISTRICT 1 DRY CREEK WWTP | 110039639736 | KY0021466 | ERLANGER | KENTON | KY |  | 39.0586 | -84.6181 |  | 4952 | Sewerage Systems | 221320 | Sewage Treatment Facilities | IS4 | Utilities | Waste Handling, Treatment, and Disposal (POTW) | 1 | 22.3669 | KY0021466 | Dry Creek-Ohio River | 050902030202 | NAICS/SIC indication |  |  |  | 2023 | 05100100000000 | BANKLICK CREEK, LICKING RIVER, OHIO RIVER, OUTFALL 001, PLEASANT RUN CREEK, UT TO BANKLICK CREEK, UT TO FOURMILE CREEK, UT TO OHIO RIVER, UT TO OHIO RIVER (TAYLOR CREEK), UT TO OHIO RIVER (UT TO TAYLOR CREEK), UT TO PLEASANT RUN CREEK | 46.5 | 46.5 | 1.4235 | NPDES | 46.5 | 71.9462 | 2099587 | Licking River | 6 | 4608.971 | 7286.562 | 8527.711 | 9203.861 | 6880.011 | 5539.899 | 3285.655 | 1877.056 | 1360.68 | 1416.903 | 1288.744 | 2739.572 | 6277.25 | QE_10 | 1288.744 | 3150.9633 | 2229.367 | 11268.8777 | 6792.5554 | 175.9076 | 3150.9633 | 30Q5 Flow | 6792.5554 | HM Flow | 2229.367 | 7Q10 Flow |  | 365 | 0.061279 | 0.027487 | 0.019448 | 0.0090215 | 3 | 4 | 0 | 0 | 39 | 1 | 0 | 0 | 0.788 | 32 | 0 | 0 | 3.4882e-05 | 9.1624e-06 | DMR | [16 empty] | 1.0651 | 0.47775 | 0.33802 | 0.1568 | 0.00060629 | 0.00015925 | NO | NHDPlus
2019 | VALLEY CREEK WASTEWATER TREATMENT PLANT | 110000571373 | KY0022039 | ELIZABETHTOWN | HARDIN | KY |  | 37.6423 | -85.9036 |  | 4952 | Sewerage Systems | 221320 | Sewage Treatment Facilities | IS4 | Utilities | Waste Handling, Treatment, and Disposal (POTW) | 1 | 33.8474 | KY0022039 | Lower Valley Creek | 051100011004 | NAICS/SIC indication |  |  |  | 2023 | 05110000000000 | VALLEY CREEK, VALLEY CRK | 13 | 6.54 | 6.3083 | NPDES | 6.54 | 10.1189 | 3997594 | Valley Creek | 4 | 89.219 | 240.102 | 341.662 | 212.524 | 124.755 | 94.105 | 55.423 | 34.224 | 23.716 | 21.295 | 18.339 | 53.356 | 144.929 | QE_10 | 18.339 | 44.8386 | 27.3139 | 218.1394 | 92.5555 | 24.7405 | 44.8386 | 30Q5 Flow | 92.5555 | HM Flow | 27.3139 | 7Q10 Flow |  | 365 | 0.092732 | 3.3951 | 2.0681 | 1.0019 | 3 | 4 | 0 | 0 | 39 | 1 | 0 | 0 | 0.788 | 32 | 0 | 0 | 0.0043085 | 0.0011317 | DMR | [16 empty] | 1.6118 | 59.0095 | 35.9462 | 17.4142 | 0.074885 | 0.01967 | NO | NHDPlus
2020 | VALLEY CREEK WASTEWATER TREATMENT PLANT | 110000571373 | KY0022039 | ELIZABETHTOWN | HARDIN | KY |  | 37.6423 | -85.9036 |  | 4952 | Sewerage Systems | 221320 | Sewage Treatment Facilities | IS4 | Utilities | Waste Handling, Treatment, and Disposal (POTW) | 1 | 40.755 | KY0022039 | Lower Valley Creek | 051100011004 | NAICS/SIC indication |  |  |  | 2023 | 05110000000000 | VALLEY CREEK, VALLEY CRK | 13 | 6.54 | 6.3083 | NPDES | 6.54 | 10.1189 | 3997594 | Valley Creek | 4 | 89.219 | 240.102 | 341.662 | 212.524 | 124.755 | 94.105 | 55.423 | 34.224 | 23.716 | 21.295 | 18.339 | 53.356 | 144.929 | QE_10 | 18.339 | 44.8386 | 27.3139 | 218.1394 | 92.5555 | 24.7405 | 44.8386 | 30Q5 Flow | 92.5555 | HM Flow | 27.3139 | 7Q10 Flow |  | 365 | 0.11166 | 4.0879 | 2.4902 | 1.2064 | 3 | 4 | 0 | 0 | 39 | 1 | 0 | 0 | 0.788 | 32 | 0 | 0 | 0.0051877 | 0.0013626 | DMR | [16 empty] | 1.9407 | 71.0523 | 43.2822 | 20.9681 | 0.090168 | 0.023684 | NO | NHDPlus
2021 | VALLEY CREEK WASTEWATER TREATMENT PLANT | 110000571373 | KY0022039 | ELIZABETHTOWN | HARDIN | KY |  | 37.6423 | -85.9036 |  | 4952 | Sewerage Systems | 221320 | Sewage Treatment Facilities | IS4 | Utilities | Waste Handling, Treatment, and Disposal (POTW) | 1 | 22.7952 | KY0022039 | Lower Valley Creek | 051100011004 | NAICS/SIC indication |  |  |  | 2023 | 05110000000000 | VALLEY CREEK, VALLEY CRK | 13 | 6.54 | 6.3083 | NPDES | 6.54 | 10.1189 | 3997594 | Valley Creek | 4 | 89.219 | 240.102 | 341.662 | 212.524 | 124.755 | 94.105 | 55.423 | 34.224 | 23.716 | 21.295 | 18.339 | 53.356 | 144.929 | QE_10 | 18.339 | 44.8386 | 27.3139 | 218.1394 | 92.5555 | 24.7405 | 44.8386 | 30Q5 Flow | 92.5555 | HM Flow | 27.3139 | 7Q10 Flow |  | 365 | 0.062453 | 2.2865 | 1.3928 | 0.67476 | 3 | 4 | 0 | 0 | 39 | 1 | 0 | 0 | 0.788 | 32 | 0 | 0 | 0.0029016 | 0.00076216 | DMR | [16 empty] | 1.0855 | 39.7411 | 24.2087 | 11.7279 | 0.050433 | 0.013247 | NO | NHDPlus
2022 | VALLEY CREEK WASTEWATER TREATMENT PLANT | 110000571373 | KY0022039 | ELIZABETHTOWN | HARDIN | KY |  | 37.6423 | -85.9036 |  | 4952 | Sewerage Systems | 221320 | Sewage Treatment Facilities | IS4 | Utilities | Waste Handling, Treatment, and Disposal (POTW) | 1 | 20.0321 | KY0022039 | Lower Valley Creek | 051100011004 | NAICS/SIC indication |  |  |  | 2023 | 05110000000000 | VALLEY CREEK, VALLEY CRK | 13 | 6.54 | 6.3083 | NPDES | 6.54 | 10.1189 | 3997594 | Valley Creek | 4 | 89.219 | 240.102 | 341.662 | 212.524 | 124.755 | 94.105 | 55.423 | 34.224 | 23.716 | 21.295 | 18.339 | 53.356 | 144.929 | QE_10 | 18.339 | 44.8386 | 27.3139 | 218.1394 | 92.5555 | 24.7405 | 44.8386 | 30Q5 Flow | 92.5555 | HM Flow | 27.3139 | 7Q10 Flow |  | 365 | 0.054883 | 2.0093 | 1.224 | 0.59297 | 3 | 4 | 0 | 0 | 39 | 1 | 0 | 0 | 0.788 | 32 | 0 | 0 | 0.0025499 | 0.00066978 | DMR | [16 empty] | 0.95391 | 34.924 | 21.2743 | 10.3064 | 0.04432 | 0.011641 | NO | NHDPlus
2023 | VALLEY CREEK WASTEWATER TREATMENT PLANT | 110000571373 | KY0022039 | ELIZABETHTOWN | HARDIN | KY |  | 37.6423 | -85.9036 |  | 4952 | Sewerage Systems | 221320 | Sewage Treatment Facilities | IS4 | Utilities | Waste Handling, Treatment, and Disposal (POTW) | 1 | 1.6578 | KY0022039 | Lower Valley Creek | 051100011004 | NAICS/SIC indication |  |  |  | 2023 | 05110000000000 | VALLEY CREEK, VALLEY CRK | 13 | 6.54 | 6.3083 | NPDES | 6.54 | 10.1189 | 3997594 | Valley Creek | 4 | 89.219 | 240.102 | 341.662 | 212.524 | 124.755 | 94.105 | 55.423 | 34.224 | 23.716 | 21.295 | 18.339 | 53.356 | 144.929 | QE_10 | 18.339 | 44.8386 | 27.3139 | 218.1394 | 92.5555 | 24.7405 | 44.8386 | 30Q5 Flow | 92.5555 | HM Flow | 27.3139 | 7Q10 Flow |  | 365 | 0.004542 | 0.16629 | 0.1013 | 0.049073 | 3 | 4 | 0 | 0 | 39 | 1 | 0 | 0 | 0.788 | 32 | 0 | 0 | 0.00021103 | 5.543e-05 | DMR | [16 empty] | 0.078944 | 2.8903 | 1.7606 | 0.85294 | 0.0036678 | 0.00096342 | NO | NHDPlus
2019 | ASHLAND WASTEWATER TREATMENT PLANT | 110000732244 | KY0022373 | ASHLAND | BOYD | KY |  | 38.4746 | -82.6238 |  | 4952 | Sewerage Systems | 221320 | Sewage Treatment Facilities | IS4 | Utilities | Waste Handling, Treatment, and Disposal (POTW) | 1 | 24.0385 | KY0022373 | Solida Creek-Ohio River | 050901030101 | NAICS/SIC indication |  |  |  | 2023 | 05090100000000 | OHIO RIVER, UT / OHIO RIVER | 11 | 6.33 | 1.1231 | NPDES | 6.33 | 9.794 | 466356 |  | 1 | 2.055 | 7.841 | 16.703 | 5.93 | 2.963 | 2.377 | 1.539 | 1.094 | 0.743 | 0.693 | 0.963 | 0.98 | 3.145 | QE_09 | 0.693 | 1.6944 | 0.91974 | 5.0244 | 2.3925 | 23.9461 | 23.9461 | Plant Flow | 23.9461 | Plant Flow | 23.9461 | Plant Flow |  | 365 | 0.065859 | 2.7503 | 2.7503 | 2.7503 | 3 | 4 | 0 | 0 | 39 | 1 | 0 | 0 | 0.788 | 32 | 0 | 0 | 0.0034902 | 0.00091677 | DMR | [16 empty] | 1.1447 | 47.8028 | 47.8028 | 47.8028 | 0.060663 | 0.015934 | NO | PlantFlow
2019 | RADCLIFF STP | 110000732253 | KY0022390 | RADCLIFF | HARDIN | KY |  | 37.845 | -85.941 |  | 4952 | Sewerage Systems | 221320 | Sewage Treatment Facilities | IS4 | Utilities | Waste Handling, Treatment, and Disposal (POTW) | 1 | 13.5217 | KY0022390 | Lower Mill Creek | 051401021302 | NAICS/SIC indication |  |  |  | 2023 | 05140100000000 | UT / MILL CRK, UT TO MILLCREEK | 4 | 2.63 | 2.1389 | NPDES | 2.63 | 4.0692 | 10266636 |  | 1 | 0.256 | 1.14 | 3.132 | 0.758 | 0.373 | 0.31 | 0.201 | 0.133 | 0.083 | 0.112 | 0.131 | 0.221 | 0.451 | QE_08 | 0.083 | 0.20293 | 0.10223 | 0.62592 | 0.26566 | 9.9492 | 9.9492 | Plant Flow | 9.9492 | Plant Flow | 9.9492 | Plant Flow |  | 365 | 0.037046 | 3.7235 | 3.7235 | 3.7235 | 3 | 4 | 0 | 0 | 39 | 1 | 0 | 0 | 0.788 | 32 | 0 | 0 | 0.0047252 | 0.0012412 | DMR | [16 empty] | 0.64389 | 64.7178 | 64.7178 | 64.7178 | 0.082129 | 0.021573 | NO | PlantFlow
2020 | RADCLIFF STP | 110000732253 | KY0022390 | RADCLIFF | HARDIN | KY |  | 37.845 | -85.941 |  | 4952 | Sewerage Systems | 221320 | Sewage Treatment Facilities | IS4 | Utilities | Waste Handling, Treatment, and Disposal (POTW) | 1 | 8.2512 | KY0022390 | Lower Mill Creek | 051401021302 | NAICS/SIC indication |  |  |  | 2023 | 05140100000000 | UT / MILL CRK, UT TO MILLCREEK | 4 | 2.63 | 2.1389 | NPDES | 2.63 | 4.0692 | 10266636 |  | 1 | 0.256 | 1.14 | 3.132 | 0.758 | 0.373 | 0.31 | 0.201 | 0.133 | 0.083 | 0.112 | 0.131 | 0.221 | 0.451 | QE_08 | 0.083 | 0.20293 | 0.10223 | 0.62592 | 0.26566 | 9.9492 | 9.9492 | Plant Flow | 9.9492 | Plant Flow | 9.9492 | Plant Flow |  | 365 | 0.022606 | 2.2721 | 2.2721 | 2.2721 | 3 | 4 | 0 | 0 | 39 | 1 | 0 | 0 | 0.788 | 32 | 0 | 0 | 0.0028834 | 0.00075738 | DMR | [16 empty] | 0.39291 | 39.4919 | 39.4919 | 39.4919 | 0.050117 | 0.013164 | NO | PlantFlow
2021 | RADCLIFF STP | 110000732253 | KY0022390 | RADCLIFF | HARDIN | KY |  | 37.845 | -85.941 |  | 4952 | Sewerage Systems | 221320 | Sewage Treatment Facilities | IS4 | Utilities | Waste Handling, Treatment, and Disposal (POTW) | 1 | 8.8936 | KY0022390 | Lower Mill Creek | 051401021302 | NAICS/SIC indication |  |  |  | 2023 | 05140100000000 | UT / MILL CRK, UT TO MILLCREEK | 4 | 2.63 | 2.1389 | NPDES | 2.63 | 4.0692 | 10266636 |  | 1 | 0.256 | 1.14 | 3.132 | 0.758 | 0.373 | 0.31 | 0.201 | 0.133 | 0.083 | 0.112 | 0.131 | 0.221 | 0.451 | QE_08 | 0.083 | 0.20293 | 0.10223 | 0.62592 | 0.26566 | 9.9492 | 9.9492 | Plant Flow | 9.9492 | Plant Flow | 9.9492 | Plant Flow |  | 365 | 0.024366 | 2.449 | 2.449 | 2.449 | 3 | 4 | 0 | 0 | 39 | 1 | 0 | 0 | 0.788 | 32 | 0 | 0 | 0.0031079 | 0.00081635 | DMR | [16 empty] | 0.4235 | 42.5666 | 42.5666 | 42.5666 | 0.054019 | 0.014189 | NO | PlantFlow
2019 | HITE CREEK WQTC MSD | 110000732271 | KY0022420 | LOUISVILLE | JEFFERSON | KY |  | 38.3222 | -85.555 |  | 4952 | Sewerage Systems | 221320 | Sewage Treatment Facilities | IS4 | Utilities | Waste Handling, Treatment, and Disposal (POTW) | 1 | 14.5129 | KY0022420 | South Fork Harrods Creek | 051401010504 | NAICS/SIC indication |  |  |  | 2023 | 05140100000000 | HITE CREAK, HITE CRK | 6 | 4.43 | 2.1195 | NPDES | 4.43 | 6.8542 | 10163680 | Hite Creek | 1 | 8.476 | 26.431 | 50.721 | 22.237 | 12.868 | 9.819 | 6.096 | 3.895 | 2.586 | 2.414 | 2.617 | 5.578 | 13.465 | QE_09 | 2.414 | 5.9022 | 3.3477 | 20.7237 | 9.5422 | 16.7585 | 16.7585 | Plant Flow | 16.7585 | Plant Flow | 16.7585 | Plant Flow |  | 365 | 0.039761 | 2.3726 | 2.3726 | 2.3726 | 3 | 4 | 0 | 0 | 39 | 1 | 0 | 0 | 0.788 | 32 | 0 | 0 | 0.0030109 | 0.00079087 | DMR | [16 empty] | 0.69109 | 41.2382 | 41.2382 | 41.2382 | 0.052333 | 0.013746 | NO | PlantFlow
2020 | HITE CREEK WQTC MSD | 110000732271 | KY0022420 | LOUISVILLE | JEFFERSON | KY |  | 38.3222 | -85.555 |  | 4952 | Sewerage Systems | 221320 | Sewage Treatment Facilities | IS4 | Utilities | Waste Handling, Treatment, and Disposal (POTW) | 1 | 14.0225 | KY0022420 | South Fork Harrods Creek | 051401010504 | NAICS/SIC indication |  |  |  | 2023 | 05140100000000 | HITE CREAK, HITE CRK | 6 | 4.43 | 2.1195 | NPDES | 4.43 | 6.8542 | 10163680 | Hite Creek | 1 | 8.476 | 26.431 | 50.721 | 22.237 | 12.868 | 9.819 | 6.096 | 3.895 | 2.586 | 2.414 | 2.617 | 5.578 | 13.465 | QE_09 | 2.414 | 5.9022 | 3.3477 | 20.7237 | 9.5422 | 16.7585 | 16.7585 | Plant Flow | 16.7585 | Plant Flow | 16.7585 | Plant Flow |  | 365 | 0.038418 | 2.2924 | 2.2924 | 2.2924 | 3 | 4 | 0 | 0 | 39 | 1 | 0 | 0 | 0.788 | 32 | 0 | 0 | 0.0029092 | 0.00076414 | DMR | [16 empty] | 0.66774 | 39.8447 | 39.8447 | 39.8447 | 0.050564 | 0.013282 | NO | PlantFlow
2021 | HITE CREEK WQTC MSD | 110000732271 | KY0022420 | LOUISVILLE | JEFFERSON | KY |  | 38.3222 | -85.555 |  | 4952 | Sewerage Systems | 221320 | Sewage Treatment Facilities | IS4 | Utilities | Waste Handling, Treatment, and Disposal (POTW) | 1 | 14.7029 | KY0022420 | South Fork Harrods Creek | 051401010504 | NAICS/SIC indication |  |  |  | 2023 | 05140100000000 | HITE CREAK, HITE CRK | 6 | 4.43 | 2.1195 | NPDES | 4.43 | 6.8542 | 10163680 | Hite Creek | 1 | 8.476 | 26.431 | 50.721 | 22.237 | 12.868 | 9.819 | 6.096 | 3.895 | 2.586 | 2.414 | 2.617 | 5.578 | 13.465 | QE_09 | 2.414 | 5.9022 | 3.3477 | 20.7237 | 9.5422 | 16.7585 | 16.7585 | Plant Flow | 16.7585 | Plant Flow | 16.7585 | Plant Flow |  | 365 | 0.040282 | 2.4037 | 2.4037 | 2.4037 | 3 | 4 | 0 | 0 | 39 | 1 | 0 | 0 | 0.788 | 32 | 0 | 0 | 0.0030503 | 0.00080122 | DMR | [16 empty] | 0.70014 | 41.778 | 41.778 | 41.778 | 0.053018 | 0.013926 | NO | PlantFlow
2022 | HITE CREEK WQTC MSD | 110000732271 | KY0022420 | LOUISVILLE | JEFFERSON | KY |  | 38.3222 | -85.555 |  | 4952 | Sewerage Systems | 221320 | Sewage Treatment Facilities | IS4 | Utilities | Waste Handling, Treatment, and Disposal (POTW) | 1 | 14.2435 | KY0022420 | South Fork Harrods Creek | 051401010504 | NAICS/SIC indication |  |  |  | 2023 | 05140100000000 | HITE CREAK, HITE CRK | 6 | 4.43 | 2.1195 | NPDES | 4.43 | 6.8542 | 10163680 | Hite Creek | 1 | 8.476 | 26.431 | 50.721 | 22.237 | 12.868 | 9.819 | 6.096 | 3.895 | 2.586 | 2.414 | 2.617 | 5.578 | 13.465 | QE_09 | 2.414 | 5.9022 | 3.3477 | 20.7237 | 9.5422 | 16.7585 | 16.7585 | Plant Flow | 16.7585 | Plant Flow | 16.7585 | Plant Flow |  | 365 | 0.039023 | 2.3286 | 2.3286 | 2.3286 | 3 | 4 | 0 | 0 | 39 | 1 | 0 | 0 | 0.788 | 32 | 0 | 0 | 0.002955 | 0.00077619 | DMR | [16 empty] | 0.67826 | 40.4728 | 40.4728 | 40.4728 | 0.051361 | 0.013491 | NO | PlantFlow
2023 | FRANKFORT MUNICIPAL STP | 110000732299 | KY0022861 | FRANKFORT | FRANKLIN | KY |  | 38.214 | -84.8737 |  | 4952 | Sewerage Systems | 221320 | Sewage Treatment Facilities | IS4 | Utilities | Waste Handling, Treatment, and Disposal (POTW) | 1 | 13.4008 | KY0022861 | Stony Creek-Kentucky River | 051002051501 | NAICS/SIC indication |  |  |  | 2023 | 05100210000000 | KENTUCKY RIVER, UT OF PENITENTIARY BRANCH | 9.9 | 7.06 | 1.2228 | NPDES | 7.06 | 10.9234 | 1825594 | Kentucky River | 6 | 7401.176 | 12158.783 | 13749.075 | 14623.435 | 11668.686 | 8957.317 | 5257.518 | 2371.377 | 2031.608 | 2025.29 | 2211.804 | 4585.31 | 9633.415 | QE_09 | 2025.29 | 4951.8093 | 3559.6935 | 18095.7848 | 11003.0045 | 26.7077 | 4951.8093 | 30Q5 Flow | 11003.0045 | HM Flow | 3559.6935 | 7Q10 Flow |  | 365 | 0.036714 | 0.010314 | 0.0074144 | 0.0033368 | 3 | 4 | 0 | 0 | 39 | 1 | 0 | 0 | 0.788 | 32 | 0 | 0 | 1.3089e-05 | 3.438e-06 | DMR | [16 empty] | 0.63813 | 0.17927 | 0.12887 | 0.057996 | 0.0002275 | 5.9755e-05 | NO | NHDPlus
2019 | CENTRAL CITY STP | 110064265496 | KY0023540 | CENTRAL CITY | MUHLENBERG | KY |  | 37.3046 | -87.1453 |  | 4952 | Sewerage Systems | 221320 | Sewage Treatment Facilities | IS4 | Utilities | Waste Handling, Treatment, and Disposal (POTW) | 1 | 5.6712 | KY0023540 | Little Cypress Creek | 051100060401 | NAICS/SIC indication |  |  |  | 2023 | 05110000000000 | GREEN RIVER | 1.8 | 0.745 | 0.63392 | NPDES | 0.745 | 1.1527 | 11630681 | Green River | 7 | 10169.64 | 16939.695 | 16326.051 | 18619.231 | 13833.225 | 10420.526 | 8397.944 | 4213.977 | 2778.73 | 3752.952 | 5041.645 | 8047.763 | 13660.676 | QE_08 | 2778.73 | 6793.9609 | 4938.6333 | 24864.6455 | 15320.7056 | 2.8183 | 6793.9609 | 30Q5 Flow | 15320.7056 | HM Flow | 4938.6333 | 7Q10 Flow |  | 365 | 0.015537 | 0.0031461 | 0.0022869 | 0.0010141 | 3 | 4 | 0 | 0 | 39 | 1 | 0 | 0 | 0.788 | 32 | 0 | 0 | 3.9925e-06 | 1.0487e-06 | DMR | [16 empty] | 0.27006 | 0.054682 | 0.039749 | 0.017627 | 6.9394e-05 | 1.8227e-05 | NO | NHDPlus
2020 | CENTRAL CITY STP | 110064265496 | KY0023540 | CENTRAL CITY | MUHLENBERG | KY |  | 37.3046 | -87.1453 |  | 4952 | Sewerage Systems | 221320 | Sewage Treatment Facilities | IS4 | Utilities | Waste Handling, Treatment, and Disposal (POTW) | 1 | 3.5402 | KY0023540 | Little Cypress Creek | 051100060401 | NAICS/SIC indication |  |  |  | 2023 | 05110000000000 | GREEN RIVER | 1.8 | 0.745 | 0.63392 | NPDES | 0.745 | 1.1527 | 11630681 | Green River | 7 | 10169.64 | 16939.695 | 16326.051 | 18619.231 | 13833.225 | 10420.526 | 8397.944 | 4213.977 | 2778.73 | 3752.952 | 5041.645 | 8047.763 | 13660.676 | QE_08 | 2778.73 | 6793.9609 | 4938.6333 | 24864.6455 | 15320.7056 | 2.8183 | 6793.9609 | 30Q5 Flow | 15320.7056 | HM Flow | 4938.6333 | 7Q10 Flow |  | 365 | 0.0096991 | 0.0019639 | 0.0014276 | 0.00063307 | 3 | 4 | 0 | 0 | 39 | 1 | 0 | 0 | 0.788 | 32 | 0 | 0 | 2.4923e-06 | 6.5464e-07 | DMR | [16 empty] | 0.16858 | 0.034135 | 0.024813 | 0.011003 | 4.3318e-05 | 1.1378e-05 | NO | NHDPlus
2021 | CENTRAL CITY STP | 110064265496 | KY0023540 | CENTRAL CITY | MUHLENBERG | KY |  | 37.3046 | -87.1453 |  | 4952 | Sewerage Systems | 221320 | Sewage Treatment Facilities | IS4 | Utilities | Waste Handling, Treatment, and Disposal (POTW) | 1 | 2.2312 | KY0023540 | Little Cypress Creek | 051100060401 | NAICS/SIC indication |  |  |  | 2023 | 05110000000000 | GREEN RIVER | 1.8 | 0.745 | 0.63392 | NPDES | 0.745 | 1.1527 | 11630681 | Green River | 7 | 10169.64 | 16939.695 | 16326.051 | 18619.231 | 13833.225 | 10420.526 | 8397.944 | 4213.977 | 2778.73 | 3752.952 | 5041.645 | 8047.763 | 13660.676 | QE_08 | 2778.73 | 6793.9609 | 4938.6333 | 24864.6455 | 15320.7056 | 2.8183 | 6793.9609 | 30Q5 Flow | 15320.7056 | HM Flow | 4938.6333 | 7Q10 Flow |  | 365 | 0.0061128 | 0.0012377 | 0.00089974 | 0.00039899 | 3 | 4 | 0 | 0 | 39 | 1 | 0 | 0 | 0.788 | 32 | 0 | 0 | 1.5707e-06 | 4.1258e-07 | DMR | [16 empty] | 0.10625 | 0.021513 | 0.015638 | 0.0069348 | 2.7301e-05 | 7.1711e-06 | NO | NHDPlus
2023 | CENTRAL CITY STP | 110064265496 | KY0023540 | CENTRAL CITY | MUHLENBERG | KY |  | 37.3046 | -87.1453 |  | 4952 | Sewerage Systems | 221320 | Sewage Treatment Facilities | IS4 | Utilities | Waste Handling, Treatment, and Disposal (POTW) | 1 | 0.00059682 | KY0023540 | Little Cypress Creek | 051100060401 | NAICS/SIC indication |  |  |  | 2023 | 05110000000000 | GREEN RIVER | 1.8 | 0.745 | 0.63392 | NPDES | 0.745 | 1.1527 | 11630681 | Green River | 7 | 10169.64 | 16939.695 | 16326.051 | 18619.231 | 13833.225 | 10420.526 | 8397.944 | 4213.977 | 2778.73 | 3752.952 | 5041.645 | 8047.763 | 13660.676 | QE_08 | 2778.73 | 6793.9609 | 4938.6333 | 24864.6455 | 15320.7056 | 2.8183 | 6793.9609 | 30Q5 Flow | 15320.7056 | HM Flow | 4938.6333 | 7Q10 Flow |  | 365 | 1.6351e-06 | 3.3109e-07 | 2.4067e-07 | 1.0673e-07 | 3 | 4 | 0 | 0 | 39 | 1 | 0 | 0 | 0.788 | 32 | 0 | 0 | 4.2016e-10 | 1.1036e-10 | DMR | [16 empty] | 2.842e-05 | 5.7546e-06 | 4.1831e-06 | 1.855e-06 | 7.3028e-09 | 1.9182e-09 | NO | NHDPlus
2019 | COLUMBIA/ADAIR COUNTY STP | 110009696356 | KY0024317 | COLUMBIA | ADAIR | KY |  | 37.1081 | -85.303 |  | 4952 | Sewerage Systems | 221320 | Sewage Treatment Facilities | IS4 | Utilities | Waste Handling, Treatment, and Disposal (POTW) | 1 | 4.6419 | KY0024317 | Butler Branch-Russell Creek | 051100010407 | NAICS/SIC indication |  |  |  | 2023 | 05110000000000 | RUSSELL CREEK, RUSSELL CRK | 1.2 | 0.91 | 0.67346 | NPDES | 0.91 | 1.408 | 4002094 | Russell Creek | 4 | 223.067 | 529.145 | 659.149 | 486.719 | 288.538 | 222.433 | 133.216 | 77.084 | 56.986 | 55.434 | 44.689 | 194.049 | 368.782 | QE_10 | 44.689 | 109.2641 | 68.6791 | 545.3961 | 237.5141 | 3.4425 | 109.2641 | 30Q5 Flow | 237.5141 | HM Flow | 68.6791 | 7Q10 Flow |  | 365 | 0.012718 | 0.18517 | 0.11639 | 0.053545 | 3 | 4 | 0 | 0 | 39 | 1 | 0 | 0 | 0.788 | 32 | 0 | 0 | 0.00023499 | 6.1725e-05 | DMR | [16 empty] | 0.22104 | 3.2185 | 2.023 | 0.93066 | 0.0040844 | 0.0010728 | NO | NHDPlus
2022 | COLUMBIA/ADAIR COUNTY STP | 110009696356 | KY0024317 | COLUMBIA | ADAIR | KY |  | 37.1081 | -85.303 |  | 4952 | Sewerage Systems | 221320 | Sewage Treatment Facilities | IS4 | Utilities | Waste Handling, Treatment, and Disposal (POTW) | 1 | 2.4764 | KY0024317 | Butler Branch-Russell Creek | 051100010407 | NAICS/SIC indication |  |  |  | 2023 | 05110000000000 | RUSSELL CREEK, RUSSELL CRK | 1.2 | 0.91 | 0.67346 | NPDES | 0.91 | 1.408 | 4002094 | Russell Creek | 4 | 223.067 | 529.145 | 659.149 | 486.719 | 288.538 | 222.433 | 133.216 | 77.084 | 56.986 | 55.434 | 44.689 | 194.049 | 368.782 | QE_10 | 44.689 | 109.2641 | 68.6791 | 545.3961 | 237.5141 | 3.4425 | 109.2641 | 30Q5 Flow | 237.5141 | HM Flow | 68.6791 | 7Q10 Flow |  | 365 | 0.0067846 | 0.098787 | 0.062094 | 0.028565 | 3 | 4 | 0 | 0 | 39 | 1 | 0 | 0 | 0.788 | 32 | 0 | 0 | 0.00012536 | 3.2929e-05 | DMR | [16 empty] | 0.11792 | 1.717 | 1.0792 | 0.49649 | 0.002179 | 0.00057234 | NO | NHDPlus
2023 | COLUMBIA/ADAIR COUNTY STP | 110009696356 | KY0024317 | COLUMBIA | ADAIR | KY |  | 37.1081 | -85.303 |  | 4952 | Sewerage Systems | 221320 | Sewage Treatment Facilities | IS4 | Utilities | Waste Handling, Treatment, and Disposal (POTW) | 1 | 1.9048 | KY0024317 | Butler Branch-Russell Creek | 051100010407 | NAICS/SIC indication |  |  |  | 2023 | 05110000000000 | RUSSELL CREEK, RUSSELL CRK | 1.2 | 0.91 | 0.67346 | NPDES | 0.91 | 1.408 | 4002094 | Russell Creek | 4 | 223.067 | 529.145 | 659.149 | 486.719 | 288.538 | 222.433 | 133.216 | 77.084 | 56.986 | 55.434 | 44.689 | 194.049 | 368.782 | QE_10 | 44.689 | 109.2641 | 68.6791 | 545.3961 | 237.5141 | 3.4425 | 109.2641 | 30Q5 Flow | 237.5141 | HM Flow | 68.6791 | 7Q10 Flow |  | 365 | 0.0052186 | 0.075985 | 0.047761 | 0.021972 | 3 | 4 | 0 | 0 | 39 | 1 | 0 | 0 | 0.788 | 32 | 0 | 0 | 9.6427e-05 | 2.5328e-05 | DMR | [16 empty] | 0.090704 | 1.3207 | 0.83013 | 0.38189 | 0.001676 | 0.00044023 | NO | NHDPlus
2019 | PIKEVILLE WWTP | 110006644872 | KY0025291 | PIKEVILLE | PIKE | KY |  | 37.4919 | -82.5397 |  | 4952 | Sewerage Systems | 221320 | Sewage Treatment Facilities | IS4 | Utilities | Waste Handling, Treatment, and Disposal (POTW) | 1 | 7.6502 | KY0025291 | Island Creek-Levisa Fork | 050702030202 | NAICS/SIC indication |  |  |  | 2023 | 05070200000000 | LEVISA FORK / BIG SANDY RIVER, LEVISA FORK OF THE BIG SANDY RIVER | 4 | 1.889 | 1.7693 | NPDES | 1.889 | 2.9227 | 887089 | Levisa Fork | 6 | 1586.354 | 2377.069 | 2797.697 | 3156.143 | 2376.045 | 2062.999 | 1087.861 | 617.839 | 512.799 | 476.148 | 860.519 | 1170.588 | 1586.617 | QE_09 | 476.148 | 1164.176 | 795.3083 | 3878.6161 | 2321.866 | 7.146 | 1164.176 | 30Q5 Flow | 2321.866 | HM Flow | 795.3083 | 7Q10 Flow |  | 365 | 0.020959 | 0.026354 | 0.018004 | 0.009027 | 3 | 4 | 0 | 0 | 39 | 1 | 0 | 0 | 0.788 | 32 | 0 | 0 | 3.3444e-05 | 8.7846e-06 | DMR | [16 empty] | 0.36429 | 0.45806 | 0.31292 | 0.1569 | 0.00058129 | 0.00015269 | NO | NHDPlus
2020 | PIKEVILLE WWTP | 110006644872 | KY0025291 | PIKEVILLE | PIKE | KY |  | 37.4919 | -82.5397 |  | 4952 | Sewerage Systems | 221320 | Sewage Treatment Facilities | IS4 | Utilities | Waste Handling, Treatment, and Disposal (POTW) | 1 | 1.3629 | KY0025291 | Island Creek-Levisa Fork | 050702030202 | NAICS/SIC indication |  |  |  | 2023 | 05070200000000 | LEVISA FORK / BIG SANDY RIVER, LEVISA FORK OF THE BIG SANDY RIVER | 4 | 1.889 | 1.7693 | NPDES | 1.889 | 2.9227 | 887089 | Levisa Fork | 6 | 1586.354 | 2377.069 | 2797.697 | 3156.143 | 2376.045 | 2062.999 | 1087.861 | 617.839 | 512.799 | 476.148 | 860.519 | 1170.588 | 1586.617 | QE_09 | 476.148 | 1164.176 | 795.3083 | 3878.6161 | 2321.866 | 7.146 | 1164.176 | 30Q5 Flow | 2321.866 | HM Flow | 795.3083 | 7Q10 Flow |  | 365 | 0.0037339 | 0.0046949 | 0.0032073 | 0.0016081 | 3 | 4 | 0 | 0 | 39 | 1 | 0 | 0 | 0.788 | 32 | 0 | 0 | 5.958e-06 | 1.565e-06 | DMR | [16 empty] | 0.064899 | 0.081602 | 0.055747 | 0.027951 | 0.00010356 | 2.7201e-05 | NO | NHDPlus
2023 | PIKEVILLE WWTP | 110006644872 | KY0025291 | PIKEVILLE | PIKE | KY |  | 37.4919 | -82.5397 |  | 4952 | Sewerage Systems | 221320 | Sewage Treatment Facilities | IS4 | Utilities | Waste Handling, Treatment, and Disposal (POTW) | 1 | 0.0012219 | KY0025291 | Island Creek-Levisa Fork | 050702030202 | NAICS/SIC indication |  |  |  | 2023 | 05070200000000 | LEVISA FORK / BIG SANDY RIVER, LEVISA FORK OF THE BIG SANDY RIVER | 4 | 1.889 | 1.7693 | NPDES | 1.889 | 2.9227 | 887089 | Levisa Fork | 6 | 1586.354 | 2377.069 | 2797.697 | 3156.143 | 2376.045 | 2062.999 | 1087.861 | 617.839 | 512.799 | 476.148 | 860.519 | 1170.588 | 1586.617 | QE_09 | 476.148 | 1164.176 | 795.3083 | 3878.6161 | 2321.866 | 7.146 | 1164.176 | 30Q5 Flow | 2321.866 | HM Flow | 795.3083 | 7Q10 Flow |  | 365 | 3.3476e-06 | 4.2092e-06 | 2.8755e-06 | 1.4418e-06 | 3 | 4 | 0 | 0 | 39 | 1 | 0 | 0 | 0.788 | 32 | 0 | 0 | 5.3417e-09 | 1.4031e-09 | DMR | [16 empty] | 5.8185e-05 | 7.3161e-05 | 4.998e-05 | 2.506e-05 | 9.2843e-08 | 2.4387e-08 | NO | NHDPlus
2020 | PADUCAH/MCCRACKEN COUNTY JSA - REIDLAND | 110006367136 | KY0025810 | REIDLAND | MCCRACKEN | KY |  | 37.022 | -88.5128 |  | 4952 | Sewerage Systems | 221320 | Sewage Treatment Facilities | IS4 | Utilities | Waste Handling, Treatment, and Disposal (POTW) | 1 | 0.49735 | KY0025810 | White Oak Creek-Tennessee River | 060400060505 | NAICS/SIC indication |  |  |  | 2023 | 06040010000000 | TENNESSEE RIVER | 1 | 0.56 | 0.47425 | NPDES | 0.56 | 0.86645 | 1861592 | Garrison Creek | 2 | 3.318 | 6.191 | 7.265 | 6.977 | 5.824 | 3.78 | 1.889 | 1.32 | 1.105 | 1.406 | 2.299 | 1.295 | 4.16 | QE_08 | 1.105 | 2.7017 | 1.4908 | 8.1125 | 3.9179 | 2.1185 | 2.7017 | 30Q5 Flow | 3.9179 | HM Flow | 2.1185 | Plant Flow |  | 365 | 0.0013626 | 0.6432 | 0.50435 | 0.34778 | 3 | 4 | 0 | 0 | 39 | 1 | 0 | 0 | 0.788 | 32 | 0 | 0 | 0.00081625 | 0.0002144 | DMR | [16 empty] | 0.023683 | 11.1795 | 8.766 | 6.0448 | 0.014187 | 0.0037265 | NO | NHDPlus
2021 | PADUCAH/MCCRACKEN COUNTY JSA - REIDLAND | 110006367136 | KY0025810 | REIDLAND | MCCRACKEN | KY |  | 37.022 | -88.5128 |  | 4952 | Sewerage Systems | 221320 | Sewage Treatment Facilities | IS4 | Utilities | Waste Handling, Treatment, and Disposal (POTW) | 1 | 0.79438 | KY0025810 | White Oak Creek-Tennessee River | 060400060505 | NAICS/SIC indication |  |  |  | 2023 | 06040010000000 | TENNESSEE RIVER | 1 | 0.56 | 0.47425 | NPDES | 0.56 | 0.86645 | 1861592 | Garrison Creek | 2 | 3.318 | 6.191 | 7.265 | 6.977 | 5.824 | 3.78 | 1.889 | 1.32 | 1.105 | 1.406 | 2.299 | 1.295 | 4.16 | QE_08 | 1.105 | 2.7017 | 1.4908 | 8.1125 | 3.9179 | 2.1185 | 2.7017 | 30Q5 Flow | 3.9179 | HM Flow | 2.1185 | Plant Flow |  | 365 | 0.0021764 | 1.0273 | 0.80555 | 0.55549 | 3 | 4 | 0 | 0 | 39 | 1 | 0 | 0 | 0.788 | 32 | 0 | 0 | 0.0013037 | 0.00034245 | DMR | [16 empty] | 0.037827 | 17.8561 | 14.0013 | 9.6549 | 0.02266 | 0.005952 | NO | NHDPlus
2022 | PADUCAH/MCCRACKEN COUNTY JSA - REIDLAND | 110006367136 | KY0025810 | REIDLAND | MCCRACKEN | KY |  | 37.022 | -88.5128 |  | 4952 | Sewerage Systems | 221320 | Sewage Treatment Facilities | IS4 | Utilities | Waste Handling, Treatment, and Disposal (POTW) | 1 | 0.6659 | KY0025810 | White Oak Creek-Tennessee River | 060400060505 | NAICS/SIC indication |  |  |  | 2023 | 06040010000000 | TENNESSEE RIVER | 1 | 0.56 | 0.47425 | NPDES | 0.56 | 0.86645 | 1861592 | Garrison Creek | 2 | 3.318 | 6.191 | 7.265 | 6.977 | 5.824 | 3.78 | 1.889 | 1.32 | 1.105 | 1.406 | 2.299 | 1.295 | 4.16 | QE_08 | 1.105 | 2.7017 | 1.4908 | 8.1125 | 3.9179 | 2.1185 | 2.7017 | 30Q5 Flow | 3.9179 | HM Flow | 2.1185 | Plant Flow |  | 365 | 0.0018244 | 0.86118 | 0.67526 | 0.46565 | 3 | 4 | 0 | 0 | 39 | 1 | 0 | 0 | 0.788 | 32 | 0 | 0 | 0.0010929 | 0.00028706 | DMR | [16 empty] | 0.031709 | 14.9681 | 11.7367 | 8.0934 | 0.018995 | 0.0049894 | NO | NHDPlus
2023 | PADUCAH/MCCRACKEN COUNTY JSA - REIDLAND | 110006367136 | KY0025810 | REIDLAND | MCCRACKEN | KY |  | 37.022 | -88.5128 |  | 4952 | Sewerage Systems | 221320 | Sewage Treatment Facilities | IS4 | Utilities | Waste Handling, Treatment, and Disposal (POTW) | 1 | 0.81786 | KY0025810 | White Oak Creek-Tennessee River | 060400060505 | NAICS/SIC indication |  |  |  | 2023 | 06040010000000 | TENNESSEE RIVER | 1 | 0.56 | 0.47425 | NPDES | 0.56 | 0.86645 | 1861592 | Garrison Creek | 2 | 3.318 | 6.191 | 7.265 | 6.977 | 5.824 | 3.78 | 1.889 | 1.32 | 1.105 | 1.406 | 2.299 | 1.295 | 4.16 | QE_08 | 1.105 | 2.7017 | 1.4908 | 8.1125 | 3.9179 | 2.1185 | 2.7017 | 30Q5 Flow | 3.9179 | HM Flow | 2.1185 | Plant Flow |  | 365 | 0.0022407 | 1.0577 | 0.82937 | 0.57191 | 3 | 4 | 0 | 0 | 39 | 1 | 0 | 0 | 0.788 | 32 | 0 | 0 | 0.0013423 | 0.00035257 | DMR | [16 empty] | 0.038946 | 18.3841 | 14.4153 | 9.9404 | 0.02333 | 0.006128 | NO | NHDPlus
2020 | IRVINE STP | 110006749162 | KY0025909 | IRVINE | ESTILL | KY |  | 37.7008 | -83.9844 |  | 8711 | Engineering Services | 541330 | Engineering Services | IS47 | Services | Waste Handling, Treatment, and Disposal (POTW) | 1 | 0.63481 | KY0025909 | Calloway Creek-Kentucky River | 051002040505 | Name indicates Sewage treatment plant |  |  |  | 2023 | 05100200000000 | KENTUCKY RIVER | 2 | 0.64 | 0.59417 | NPDES | 0.64 | 0.99023 | 868142 | Kentucky River | 6 | 4675.776 | 7804.946 | 8267.66 | 9499.524 | 7450.4 | 5677.068 | 3024.474 | 1400.143 | 1133.397 | 918.994 | 1344.192 | 3140.914 | 5918.983 | QE_09 | 918.994 | 2246.9291 | 1570.9354 | 11432.2152 | 5637.3173 | 2.4211 | 2246.9291 | 30Q5 Flow | 5637.3173 | HM Flow | 1570.9354 | 7Q10 Flow |  | 365 | 0.0017392 | 0.0011071 | 0.00077404 | 0.00030852 | 3 | 4 | 0 | 0 | 39 | 1 | 0 | 0 | 0.788 | 32 | 0 | 0 | 1.405e-06 | 3.6904e-07 | DMR | [16 empty] | 0.030229 | 0.019243 | 0.013454 | 0.0053623 | 2.442e-05 | 6.4142e-06 | NO | NHDPlus
2021 | IRVINE STP | 110006749162 | KY0025909 | IRVINE | ESTILL | KY |  | 37.7008 | -83.9844 |  | 8711 | Engineering Services | 541330 | Engineering Services | IS47 | Services | Waste Handling, Treatment, and Disposal (POTW) | 1 | 0.58231 | KY0025909 | Calloway Creek-Kentucky River | 051002040505 | Name indicates Sewage treatment plant |  |  |  | 2023 | 05100200000000 | KENTUCKY RIVER | 2 | 0.64 | 0.59417 | NPDES | 0.64 | 0.99023 | 868142 | Kentucky River | 6 | 4675.776 | 7804.946 | 8267.66 | 9499.524 | 7450.4 | 5677.068 | 3024.474 | 1400.143 | 1133.397 | 918.994 | 1344.192 | 3140.914 | 5918.983 | QE_09 | 918.994 | 2246.9291 | 1570.9354 | 11432.2152 | 5637.3173 | 2.4211 | 2246.9291 | 30Q5 Flow | 5637.3173 | HM Flow | 1570.9354 | 7Q10 Flow |  | 365 | 0.0015954 | 0.0010156 | 0.00071003 | 0.000283 | 3 | 4 | 0 | 0 | 39 | 1 | 0 | 0 | 0.788 | 32 | 0 | 0 | 1.2888e-06 | 3.3852e-07 | DMR | [16 empty] | 0.027729 | 0.017651 | 0.012341 | 0.0049189 | 2.24e-05 | 5.8838e-06 | NO | NHDPlus
2021 | EMINENCE STP | 110064268260 | KY0026883 | EMINENCE | HENRY | KY |  | 38.3697 | -85.1802 |  | 4952 | Sewerage Systems | 221320 | Sewage Treatment Facilities | IS4 | Utilities | Waste Handling, Treatment, and Disposal (POTW) | 1 | 2.352 | KY0026883 | Fox Run | 051401020404 | NAICS/SIC indication |  |  |  | 2023 | 05100210000000 | KENTUCKY RIVER | 0.75 | 0.401 | 0.28183 | NPDES | 0.401 | 0.62044 | 1825522 | Kentucky River | 6 | 8692.355 | 13908.438 | 15230.742 | 17115.947 | 13287.515 | 10265.599 | 6164.992 | 2877.454 | 2422.173 | 2412.828 | 2480.659 | 5265.917 | 11405.573 | QE_09 | 2412.828 | 5899.335 | 4267.0559 | 21252.7017 | 13121.8522 | 1.517 | 5899.335 | 30Q5 Flow | 13121.8522 | HM Flow | 4267.0559 | 7Q10 Flow |  | 365 | 0.006444 | 0.0015102 | 0.0010923 | 0.00049109 | 3 | 4 | 0 | 0 | 39 | 1 | 0 | 0 | 0.788 | 32 | 0 | 0 | 1.9165e-06 | 5.0339e-07 | DMR | [16 empty] | 0.112 | 0.026248 | 0.018986 | 0.0085355 | 3.331e-05 | 8.7494e-06 | NO | NHDPlus
2022 | EMINENCE STP | 110064268260 | KY0026883 | EMINENCE | HENRY | KY |  | 38.3697 | -85.1802 |  | 4952 | Sewerage Systems | 221320 | Sewage Treatment Facilities | IS4 | Utilities | Waste Handling, Treatment, and Disposal (POTW) | 1 | 1.3746 | KY0026883 | Fox Run | 051401020404 | NAICS/SIC indication |  |  |  | 2023 | 05100210000000 | KENTUCKY RIVER | 0.75 | 0.401 | 0.28183 | NPDES | 0.401 | 0.62044 | 1825522 | Kentucky River | 6 | 8692.355 | 13908.438 | 15230.742 | 17115.947 | 13287.515 | 10265.599 | 6164.992 | 2877.454 | 2422.173 | 2412.828 | 2480.659 | 5265.917 | 11405.573 | QE_09 | 2412.828 | 5899.335 | 4267.0559 | 21252.7017 | 13121.8522 | 1.517 | 5899.335 | 30Q5 Flow | 13121.8522 | HM Flow | 4267.0559 | 7Q10 Flow |  | 365 | 0.0037661 | 0.00088259 | 0.00063839 | 0.00028701 | 3 | 4 | 0 | 0 | 39 | 1 | 0 | 0 | 0.788 | 32 | 0 | 0 | 1.12e-06 | 2.942e-07 | DMR | [16 empty] | 0.065458 | 0.01534 | 0.011096 | 0.0049885 | 1.9467e-05 | 5.1134e-06 | NO | NHDPlus
2023 | EMINENCE STP | 110064268260 | KY0026883 | EMINENCE | HENRY | KY |  | 38.3697 | -85.1802 |  | 4952 | Sewerage Systems | 221320 | Sewage Treatment Facilities | IS4 | Utilities | Waste Handling, Treatment, and Disposal (POTW) | 1 | 0.79783 | KY0026883 | Fox Run | 051401020404 | NAICS/SIC indication |  |  |  | 2023 | 05100210000000 | KENTUCKY RIVER | 0.75 | 0.401 | 0.28183 | NPDES | 0.401 | 0.62044 | 1825522 | Kentucky River | 6 | 8692.355 | 13908.438 | 15230.742 | 17115.947 | 13287.515 | 10265.599 | 6164.992 | 2877.454 | 2422.173 | 2412.828 | 2480.659 | 5265.917 | 11405.573 | QE_09 | 2412.828 | 5899.335 | 4267.0559 | 21252.7017 | 13121.8522 | 1.517 | 5899.335 | 30Q5 Flow | 13121.8522 | HM Flow | 4267.0559 | 7Q10 Flow |  | 365 | 0.0021858 | 0.00051226 | 0.00037052 | 0.00016658 | 3 | 4 | 0 | 0 | 39 | 1 | 0 | 0 | 0.788 | 32 | 0 | 0 | 6.5007e-07 | 1.7075e-07 | DMR | [16 empty] | 0.037992 | 0.0089035 | 0.00644 | 0.0028953 | 1.1299e-05 | 2.9678e-06 | NO | NHDPlus
2019 | SHEPHERDSVILLE STP | 110020941383 | KY0027359 | SHEPHERDSVILLE | BULLITT | KY |  | 37.9839 | -85.7228 |  | 4952 | Sewerage Systems | 221320 | Sewage Treatment Facilities | IS4 | Utilities | Waste Handling, Treatment, and Disposal (POTW) | 1 | 2.3486 | KY0027359 | Bullitt Lick Creek-Salt River | 051401021103 | NAICS/SIC indication |  |  |  | 2023 | 05140100000000 | SALT RIVER | 5.034 | 2.61 | 2.2852 | NPDES | 2.61 | 4.0383 | 10266490 | Salt River | 5 | 1557.835 | 2525.903 | 2523.159 | 3128.125 | 2221.101 | 1646.328 | 1017.863 | 513.848 | 385.921 | 330.624 | 267.583 | 740.359 | 2214.282 | QE_10 | 267.583 | 654.2372 | 437.9677 | 3808.8875 | 1656.1168 | 9.8735 | 654.2372 | 30Q5 Flow | 1656.1168 | HM Flow | 437.9677 | 7Q10 Flow |  | 365 | 0.0064345 | 0.014692 | 0.0098351 | 0.0038853 | 3 | 4 | 0 | 0 | 39 | 1 | 0 | 0 | 0.788 | 32 | 0 | 0 | 1.8644e-05 | 4.8972e-06 | DMR | [16 empty] | 0.11184 | 0.25536 | 0.17094 | 0.06753 | 0.00032406 | 8.5119e-05 | NO | NHDPlus
2020 | SHEPHERDSVILLE STP | 110020941383 | KY0027359 | SHEPHERDSVILLE | BULLITT | KY |  | 37.9839 | -85.7228 |  | 4952 | Sewerage Systems | 221320 | Sewage Treatment Facilities | IS4 | Utilities | Waste Handling, Treatment, and Disposal (POTW) | 1 | 1.5888 | KY0027359 | Bullitt Lick Creek-Salt River | 051401021103 | NAICS/SIC indication |  |  |  | 2023 | 05140100000000 | SALT RIVER | 5.034 | 2.61 | 2.2852 | NPDES | 2.61 | 4.0383 | 10266490 | Salt River | 5 | 1557.835 | 2525.903 | 2523.159 | 3128.125 | 2221.101 | 1646.328 | 1017.863 | 513.848 | 385.921 | 330.624 | 267.583 | 740.359 | 2214.282 | QE_10 | 267.583 | 654.2372 | 437.9677 | 3808.8875 | 1656.1168 | 9.8735 | 654.2372 | 30Q5 Flow | 1656.1168 | HM Flow | 437.9677 | 7Q10 Flow |  | 365 | 0.0043527 | 0.0099385 | 0.0066532 | 0.0026283 | 3 | 4 | 0 | 0 | 39 | 1 | 0 | 0 | 0.788 | 32 | 0 | 0 | 1.2612e-05 | 3.3128e-06 | DMR | [16 empty] | 0.075655 | 0.17274 | 0.11564 | 0.045682 | 0.00021921 | 5.758e-05 | NO | NHDPlus
2021 | SHEPHERDSVILLE STP | 110020941383 | KY0027359 | SHEPHERDSVILLE | BULLITT | KY |  | 37.9839 | -85.7228 |  | 4952 | Sewerage Systems | 221320 | Sewage Treatment Facilities | IS4 | Utilities | Waste Handling, Treatment, and Disposal (POTW) | 1 | 2.1828 | KY0027359 | Bullitt Lick Creek-Salt River | 051401021103 | NAICS/SIC indication |  |  |  | 2023 | 05140100000000 | SALT RIVER | 5.034 | 2.61 | 2.2852 | NPDES | 2.61 | 4.0383 | 10266490 | Salt River | 5 | 1557.835 | 2525.903 | 2523.159 | 3128.125 | 2221.101 | 1646.328 | 1017.863 | 513.848 | 385.921 | 330.624 | 267.583 | 740.359 | 2214.282 | QE_10 | 267.583 | 654.2372 | 437.9677 | 3808.8875 | 1656.1168 | 9.8735 | 654.2372 | 30Q5 Flow | 1656.1168 | HM Flow | 437.9677 | 7Q10 Flow |  | 365 | 0.0059803 | 0.013655 | 0.0091409 | 0.003611 | 3 | 4 | 0 | 0 | 39 | 1 | 0 | 0 | 0.788 | 32 | 0 | 0 | 1.7328e-05 | 4.5516e-06 | DMR | [16 empty] | 0.10394 | 0.23733 | 0.15888 | 0.062763 | 0.00030118 | 7.911e-05 | NO | NHDPlus
2019 | HARRODSBURG WWTP EXPANSION | 110000732324 | KY0027421 | HARRODSBURG | MERCER | KY |  | 37.7763 | -84.8674 |  | 4952 | Sewerage Systems | 221320 | Sewage Treatment Facilities | IS4 | Utilities | Waste Handling, Treatment, and Disposal (POTW) | 1 | 1.807 | KY0027421 | Dry Branch-Salt River | 051401020102 | NAICS/SIC indication |  |  |  | 2023 | 05140100000000 | TOWN CREEK, TOWN CRK | 3.5 | 1.93 | 1.5375 | NPDES | 1.93 | 2.9862 | 10264760 | Town Creek | 1 | 8.734 | 28.279 | 52.376 | 23.682 | 12.571 | 9.961 | 6.09 | 3.914 | 2.676 | 2.776 | 2.697 | 5.33 | 13.781 | QE_08 | 2.676 | 6.5428 | 3.7245 | 21.3545 | 10.2654 | 7.3011 | 7.3011 | Plant Flow | 10.2654 | HM Flow | 7.3011 | Plant Flow |  | 365 | 0.0049508 | 0.67809 | 0.67809 | 0.48228 | 3 | 4 | 0 | 0 | 39 | 1 | 0 | 0 | 0.788 | 32 | 0 | 0 | 0.00086052 | 0.00022603 | DMR | [16 empty] | 0.086049 | 11.7858 | 11.7858 | 8.3824 | 0.014957 | 0.0039286 | NO | NHDPlus
2020 | HARRODSBURG WWTP EXPANSION | 110000732324 | KY0027421 | HARRODSBURG | MERCER | KY |  | 37.7763 | -84.8674 |  | 4952 | Sewerage Systems | 221320 | Sewage Treatment Facilities | IS4 | Utilities | Waste Handling, Treatment, and Disposal (POTW) | 1 | 1.2461 | KY0027421 | Dry Branch-Salt River | 051401020102 | NAICS/SIC indication |  |  |  | 2023 | 05140100000000 | TOWN CREEK, TOWN CRK | 3.5 | 1.93 | 1.5375 | NPDES | 1.93 | 2.9862 | 10264760 | Town Creek | 1 | 8.734 | 28.279 | 52.376 | 23.682 | 12.571 | 9.961 | 6.09 | 3.914 | 2.676 | 2.776 | 2.697 | 5.33 | 13.781 | QE_08 | 2.676 | 6.5428 | 3.7245 | 21.3545 | 10.2654 | 7.3011 | 7.3011 | Plant Flow | 10.2654 | HM Flow | 7.3011 | Plant Flow |  | 365 | 0.0034141 | 0.46761 | 0.46761 | 0.33258 | 3 | 4 | 0 | 0 | 39 | 1 | 0 | 0 | 0.788 | 32 | 0 | 0 | 0.00059341 | 0.00015587 | DMR | [16 empty] | 0.05934 | 8.1275 | 8.1275 | 5.7805 | 0.010314 | 0.0027092 | NO | NHDPlus
2019 | EDDYVILLE STP | 110009938719 | KY0027979 | EDDYVILLE | LYON | KY |  | 37.0753 | -88.09 |  | 4952 | Sewerage Systems | 221320 | Sewage Treatment Facilities | IS4 | Utilities | Waste Handling, Treatment, and Disposal (POTW) | 1 | 1.8616 | KY0027979 | McNabb Creek-Cumberland River | 051302050707 | NAICS/SIC indication |  |  |  | 2023 | 05130210000000 | CUMBERLAND RIVER (LAKE BARKLEY), LAKE BARKLEY / CUMBERLAND RIVER | 1 | 0.41 | 0.36025 | NPDES | 0.41 | 0.63436 | 11878436 | Hammond Creek | 1 | 5.09 | 17.416 | 36.125 | 13.825 | 8.013 | 5.641 | 3.475 | 2.268 | 1.384 | 1.654 | 1.656 | 2.19 | 8.233 | QE_08 | 1.384 | 3.3839 | 1.8821 | 12.445 | 5.4555 | 1.551 | 3.3839 | 30Q5 Flow | 5.4555 | HM Flow | 1.8821 | 7Q10 Flow |  | 365 | 0.0051003 | 2.7099 | 1.5072 | 0.9349 | 3 | 4 | 0 | 0 | 39 | 1 | 0 | 0 | 0.788 | 32 | 0 | 0 | 0.003439 | 0.0009033 | DMR | [16 empty] | 0.088648 | 47.1007 | 26.1972 | 16.2494 | 0.059772 | 0.0157 | NO | NHDPlus
2019 | KENTUCKY AMERICAN WATER CO - NORTHERN STP | 110009938737 | KY0028312 | OWENTON | OWEN | KY |  | 38.5422 | -84.8319 |  | 4952 | Sewerage Systems | 221320 | Sewage Treatment Facilities | IS4 | Utilities | Waste Handling, Treatment, and Disposal (POTW) | 1 | 0.65795 | KY0028312 | Stevens Creek | 051002051307 | NAICS/SIC indication |  |  |  | 2023 | 05100210000000 | STEVENS CRK, UT OF STEVENS CREEK | 0.339 | 0.2589 | 0.28529 | NPDES | 0.2589 | 0.40058 | 1823706 |  | 1 | 5.602 | 17.107 | 35.323 | 15.389 | 8.496 | 7.083 | 4.392 | 2.769 | 1.86 | 1.732 | 1.964 | 3.373 | 8.557 | QE_09 | 1.732 | 4.2347 | 2.374 | 13.6968 | 6.4891 | 0.97941 | 4.2347 | 30Q5 Flow | 6.4891 | HM Flow | 2.374 | 7Q10 Flow |  | 365 | 0.0018026 | 0.75931 | 0.42567 | 0.27779 | 3 | 4 | 0 | 0 | 39 | 1 | 0 | 0 | 0.788 | 32 | 0 | 0 | 0.00096359 | 0.0002531 | DMR | [16 empty] | 0.031331 | 13.1975 | 7.3986 | 4.8283 | 0.016748 | 0.0043992 | NO | NHDPlus
2019 | WILLIAMSBURG STP | 110006751737 | KY0028347 | WILLIAMSBURG | WHITLEY | KY |  | 36.7472 | -84.1719 |  | 4952 | Sewerage Systems | 221320 | Sewage Treatment Facilities | IS4 | Utilities | Waste Handling, Treatment, and Disposal (POTW) | 1 | 5.1531 | KY0028347 | Youngs Creek-Cumberland River | 051301010704 | NAICS/SIC indication |  |  |  | 2023 | 05130100000000 | CUMBERLAND RIVER | 2 | 1.15 | 0.87308 | NPDES | 1.15 | 1.7793 | 10192166 | Cumberland River | 6 | 2774.338 | 4815.514 | 4907.976 | 5625.657 | 4390.465 | 3375.417 | 1843.122 | 876.067 | 783.702 | 568.073 | 712.999 | 1903.767 | 3607.546 | QE_09 | 568.073 | 1388.9315 | 954.7644 | 6783.2225 | 3345.5643 | 4.3504 | 1388.9315 | 30Q5 Flow | 3345.5643 | HM Flow | 954.7644 | 7Q10 Flow |  | 365 | 0.014118 | 0.014787 | 0.010165 | 0.0042199 | 3 | 4 | 0 | 0 | 39 | 1 | 0 | 0 | 0.788 | 32 | 0 | 0 | 1.8765e-05 | 4.929e-06 | DMR | [16 empty] | 0.24539 | 0.25701 | 0.17667 | 0.073346 | 0.00032616 | 8.567e-05 | NO | NHDPlus
2020 | WILLIAMSBURG STP | 110006751737 | KY0028347 | WILLIAMSBURG | WHITLEY | KY |  | 36.7472 | -84.1719 |  | 4952 | Sewerage Systems | 221320 | Sewage Treatment Facilities | IS4 | Utilities | Waste Handling, Treatment, and Disposal (POTW) | 1 | 5.4674 | KY0028347 | Youngs Creek-Cumberland River | 051301010704 | NAICS/SIC indication |  |  |  | 2023 | 05130100000000 | CUMBERLAND RIVER | 2 | 1.15 | 0.87308 | NPDES | 1.15 | 1.7793 | 10192166 | Cumberland River | 6 | 2774.338 | 4815.514 | 4907.976 | 5625.657 | 4390.465 | 3375.417 | 1843.122 | 876.067 | 783.702 | 568.073 | 712.999 | 1903.767 | 3607.546 | QE_09 | 568.073 | 1388.9315 | 954.7644 | 6783.2225 | 3345.5643 | 4.3504 | 1388.9315 | 30Q5 Flow | 3345.5643 | HM Flow | 954.7644 | 7Q10 Flow |  | 365 | 0.014979 | 0.015689 | 0.010785 | 0.0044773 | 3 | 4 | 0 | 0 | 39 | 1 | 0 | 0 | 0.788 | 32 | 0 | 0 | 1.991e-05 | 5.2296e-06 | DMR | [16 empty] | 0.26035 | 0.27269 | 0.18745 | 0.07782 | 0.00034605 | 9.0896e-05 | NO | NHDPlus
2021 | WILLIAMSBURG STP | 110006751737 | KY0028347 | WILLIAMSBURG | WHITLEY | KY |  | 36.7472 | -84.1719 |  | 4952 | Sewerage Systems | 221320 | Sewage Treatment Facilities | IS4 | Utilities | Waste Handling, Treatment, and Disposal (POTW) | 1 | 4.338 | KY0028347 | Youngs Creek-Cumberland River | 051301010704 | NAICS/SIC indication |  |  |  | 2023 | 05130100000000 | CUMBERLAND RIVER | 2 | 1.15 | 0.87308 | NPDES | 1.15 | 1.7793 | 10192166 | Cumberland River | 6 | 2774.338 | 4815.514 | 4907.976 | 5625.657 | 4390.465 | 3375.417 | 1843.122 | 876.067 | 783.702 | 568.073 | 712.999 | 1903.767 | 3607.546 | QE_09 | 568.073 | 1388.9315 | 954.7644 | 6783.2225 | 3345.5643 | 4.3504 | 1388.9315 | 30Q5 Flow | 3345.5643 | HM Flow | 954.7644 | 7Q10 Flow |  | 365 | 0.011885 | 0.012448 | 0.0085569 | 0.0035524 | 3 | 4 | 0 | 0 | 39 | 1 | 0 | 0 | 0.788 | 32 | 0 | 0 | 1.5797e-05 | 4.1493e-06 | DMR | [16 empty] | 0.20657 | 0.21636 | 0.14873 | 0.061745 | 0.00027457 | 7.2119e-05 | NO | NHDPlus
2019 | MANCHESTER STP | 110009938808 | KY0029122 | MANCHESTER | CLAY | KY |  | 37.1772 | -83.7614 |  | 4952 | Sewerage Systems | 221320 | Sewage Treatment Facilities | IS4 | Utilities | Waste Handling, Treatment, and Disposal (POTW) | 1 | 3.4469 | KY0029122 | Lower Little Goose Creek-Goose Creek | 051002030303 | NAICS/SIC indication |  |  |  | 2023 | 05100200000000 | GOOSE CREEK, GOOSE CRK | 1.6 | 0.932 | 0.60708 | NPDES | 0.932 | 1.442 | 505460 | Goose Creek | 5 | 353.659 | 649.605 | 683.308 | 690.796 | 529.929 | 386.072 | 209.704 | 114.139 | 71.127 | 58.047 | 102.696 | 280.595 | 491.961 | QE_09 | 58.047 | 141.9242 | 90.033 | 864.6919 | 342.9752 | 3.5257 | 141.9242 | 30Q5 Flow | 342.9752 | HM Flow | 90.033 | 7Q10 Flow |  | 365 | 0.0094436 | 0.10489 | 0.06654 | 0.027534 | 3 | 4 | 0 | 0 | 39 | 1 | 0 | 0 | 0.788 | 32 | 0 | 0 | 0.00013311 | 3.4963e-05 | DMR | [16 empty] | 0.16414 | 1.8231 | 1.1565 | 0.47857 | 0.0023136 | 0.0006077 | NO | NHDPlus
2020 | MANCHESTER STP | 110009938808 | KY0029122 | MANCHESTER | CLAY | KY |  | 37.1772 | -83.7614 |  | 4952 | Sewerage Systems | 221320 | Sewage Treatment Facilities | IS4 | Utilities | Waste Handling, Treatment, and Disposal (POTW) | 1 | 3.3364 | KY0029122 | Lower Little Goose Creek-Goose Creek | 051002030303 | NAICS/SIC indication |  |  |  | 2023 | 05100200000000 | GOOSE CREEK, GOOSE CRK | 1.6 | 0.932 | 0.60708 | NPDES | 0.932 | 1.442 | 505460 | Goose Creek | 5 | 353.659 | 649.605 | 683.308 | 690.796 | 529.929 | 386.072 | 209.704 | 114.139 | 71.127 | 58.047 | 102.696 | 280.595 | 491.961 | QE_09 | 58.047 | 141.9242 | 90.033 | 864.6919 | 342.9752 | 3.5257 | 141.9242 | 30Q5 Flow | 342.9752 | HM Flow | 90.033 | 7Q10 Flow |  | 365 | 0.0091408 | 0.10153 | 0.064406 | 0.026651 | 3 | 4 | 0 | 0 | 39 | 1 | 0 | 0 | 0.788 | 32 | 0 | 0 | 0.00012884 | 3.3842e-05 | DMR | [16 empty] | 0.15888 | 1.7646 | 1.1194 | 0.46323 | 0.0022394 | 0.00058821 | NO | NHDPlus
2021 | MANCHESTER STP | 110009938808 | KY0029122 | MANCHESTER | CLAY | KY |  | 37.1772 | -83.7614 |  | 4952 | Sewerage Systems | 221320 | Sewage Treatment Facilities | IS4 | Utilities | Waste Handling, Treatment, and Disposal (POTW) | 1 | 2.8563 | KY0029122 | Lower Little Goose Creek-Goose Creek | 051002030303 | NAICS/SIC indication |  |  |  | 2023 | 05100200000000 | GOOSE CREEK, GOOSE CRK | 1.6 | 0.932 | 0.60708 | NPDES | 0.932 | 1.442 | 505460 | Goose Creek | 5 | 353.659 | 649.605 | 683.308 | 690.796 | 529.929 | 386.072 | 209.704 | 114.139 | 71.127 | 58.047 | 102.696 | 280.595 | 491.961 | QE_09 | 58.047 | 141.9242 | 90.033 | 864.6919 | 342.9752 | 3.5257 | 141.9242 | 30Q5 Flow | 342.9752 | HM Flow | 90.033 | 7Q10 Flow |  | 365 | 0.0078255 | 0.086918 | 0.055138 | 0.022816 | 3 | 4 | 0 | 0 | 39 | 1 | 0 | 0 | 0.788 | 32 | 0 | 0 | 0.0001103 | 2.8973e-05 | DMR | [16 empty] | 0.13601 | 1.5107 | 0.95836 | 0.39657 | 0.0019172 | 0.00050357 | NO | NHDPlus
2020 | GREENUP JOINT SEWER AGENCY | 110000759723 | KY0033553 | WURTLAND | GREENUP | KY |  | 38.5516 | -82.7782 |  | 4952 | Sewerage Systems | 221320 | Sewage Treatment Facilities | IS4 | Utilities | Waste Handling, Treatment, and Disposal (POTW) | 1 | 1.3815 | KY0033553 | Pond Run-Ohio River | 050901030105 | NAICS/SIC indication |  |  |  | 2023 | 05090100000000 | OHIO RIVER | 1.1 | 0.347 | 0.31975 | NPDES | 0.347 | 0.53689 | 465222 | Uhlens Run | 2 | 4.996 | 17.547 | 34.847 | 14.216 | 7.309 | 5.535 | 3.538 | 2.438 | 1.742 | 1.583 | 1.791 | 1.948 | 7.626 | QE_09 | 1.583 | 3.8704 | 2.1629 | 12.2152 | 5.8391 | 1.3127 | 3.8704 | 30Q5 Flow | 5.8391 | HM Flow | 2.1629 | 7Q10 Flow |  | 365 | 0.003785 | 1.75 | 0.97793 | 0.64822 | 3 | 4 | 0 | 0 | 39 | 1 | 0 | 0 | 0.788 | 32 | 0 | 0 | 0.0022208 | 0.00058332 | DMR | [16 empty] | 0.065787 | 30.4158 | 16.9974 | 11.2667 | 0.038599 | 0.010139 | NO | NHDPlus
2021 | GREENUP JOINT SEWER AGENCY | 110000759723 | KY0033553 | WURTLAND | GREENUP | KY |  | 38.5516 | -82.7782 |  | 4952 | Sewerage Systems | 221320 | Sewage Treatment Facilities | IS4 | Utilities | Waste Handling, Treatment, and Disposal (POTW) | 1 | 1.0051 | KY0033553 | Pond Run-Ohio River | 050901030105 | NAICS/SIC indication |  |  |  | 2023 | 05090100000000 | OHIO RIVER | 1.1 | 0.347 | 0.31975 | NPDES | 0.347 | 0.53689 | 465222 | Uhlens Run | 2 | 4.996 | 17.547 | 34.847 | 14.216 | 7.309 | 5.535 | 3.538 | 2.438 | 1.742 | 1.583 | 1.791 | 1.948 | 7.626 | QE_09 | 1.583 | 3.8704 | 2.1629 | 12.2152 | 5.8391 | 1.3127 | 3.8704 | 30Q5 Flow | 5.8391 | HM Flow | 2.1629 | 7Q10 Flow |  | 365 | 0.0027536 | 1.2731 | 0.71144 | 0.47158 | 3 | 4 | 0 | 0 | 39 | 1 | 0 | 0 | 0.788 | 32 | 0 | 0 | 0.0016156 | 0.00042436 | DMR | [16 empty] | 0.04786 | 22.1275 | 12.3656 | 8.1965 | 0.028081 | 0.0073758 | NO | NHDPlus
2021 | RED RIVER WWTP | 110009938470 | KY0034428 | STANTON | POWELL | KY |  | 37.8575 | -83.8653 |  | 4952 | Sewerage Systems | 221320 | Sewage Treatment Facilities | IS4 | Utilities | Waste Handling, Treatment, and Disposal (POTW) | 1 | 3.9719 | KY0034428 | Black Creek-Red River | 051002040302 | NAICS/SIC indication |  |  |  | 2023 | 05100200000000 | JUDY CREEK, RED RIVER | 1.411 | 0.856 | 0.73132 | NPDES | 0.856 | 1.3244 | 866594 | Judy Creek | 1 | 1.002 | 3.946 | 9.221 | 2.761 | 1.393 | 1.143 | 0.733 | 0.519 | 0.337 | 0.408 | 0.443 | 0.915 | 1.724 | QE_08 | 0.337 | 0.82396 | 0.43605 | 2.4499 | 1.1282 | 3.2382 | 3.2382 | Plant Flow | 3.2382 | Plant Flow | 3.2382 | Plant Flow |  | 365 | 0.010882 | 3.3605 | 3.3605 | 3.3605 | 3 | 4 | 0 | 0 | 39 | 1 | 0 | 0 | 0.788 | 32 | 0 | 0 | 0.0042645 | 0.0011202 | DMR | [16 empty] | 0.18914 | 58.408 | 58.408 | 58.408 | 0.074122 | 0.019469 | NO | PlantFlow
2019 | BURKESVILLE WWTP | 110009938265 | KY0036854 | BURKESVILLE | CUMBERLAND | KY |  | 36.7873 | -85.3692 |  | 4952 | Sewerage Systems | 221320 | Sewage Treatment Facilities | IS4 | Utilities | Waste Handling, Treatment, and Disposal (POTW) | 1 | 0.31347 | KY0036854 | Big Renox Creek-Cumberland River | 051301030701 | NAICS/SIC indication |  |  |  | 2023 | 05130100000000 | CUMBERLAND RIVER | 0.5 | 0.364 | 0.37446 | NPDES | 0.364 | 0.56319 | 3577682 | Cumberland River | 6 | 10259.071 | 15558.177 | 14319.325 | 14502.54 | 13847.327 | 10027.305 | 10079.876 | 8148.3 | 7620.996 | 5813.267 | 4971.581 | 6136.528 | 10937.927 | QE_10 | 4971.581 | 12155.4548 | 9018.7878 | 25083.3032 | 21451.0312 | 1.377 | 12155.4548 | 30Q5 Flow | 21451.0312 | HM Flow | 9018.7878 | 7Q10 Flow |  | 365 | 0.00085882 | 9.5225e-05 | 7.0653e-05 | 4.0036e-05 | 3 | 4 | 0 | 0 | 39 | 1 | 0 | 0 | 0.788 | 32 | 0 | 0 | 1.2084e-07 | 3.1742e-08 | DMR | [16 empty] | 0.014927 | 0.0016551 | 0.001228 | 0.00069587 | 2.1004e-06 | 5.517e-07 | NO | NHDPlus
2020 | BURKESVILLE WWTP | 110009938265 | KY0036854 | BURKESVILLE | CUMBERLAND | KY |  | 36.7873 | -85.3692 |  | 4952 | Sewerage Systems | 221320 | Sewage Treatment Facilities | IS4 | Utilities | Waste Handling, Treatment, and Disposal (POTW) | 1 | 0.29254 | KY0036854 | Big Renox Creek-Cumberland River | 051301030701 | NAICS/SIC indication |  |  |  | 2023 | 05130100000000 | CUMBERLAND RIVER | 0.5 | 0.364 | 0.37446 | NPDES | 0.364 | 0.56319 | 3577682 | Cumberland River | 6 | 10259.071 | 15558.177 | 14319.325 | 14502.54 | 13847.327 | 10027.305 | 10079.876 | 8148.3 | 7620.996 | 5813.267 | 4971.581 | 6136.528 | 10937.927 | QE_10 | 4971.581 | 12155.4548 | 9018.7878 | 25083.3032 | 21451.0312 | 1.377 | 12155.4548 | 30Q5 Flow | 21451.0312 | HM Flow | 9018.7878 | 7Q10 Flow |  | 365 | 0.00080147 | 8.8867e-05 | 6.5935e-05 | 3.7363e-05 | 3 | 4 | 0 | 0 | 39 | 1 | 0 | 0 | 0.788 | 32 | 0 | 0 | 1.1278e-07 | 2.9622e-08 | DMR | [16 empty] | 0.01393 | 0.0015446 | 0.001146 | 0.0006494 | 1.9601e-06 | 5.1487e-07 | NO | NHDPlus
2023 | STRODES CREEK STP | 110000542896 | KY0037991 | WINCHESTER | CLARK | KY |  | 38.0416 | -84.2087 |  | 4952 | Sewerage Systems | 221320 | Sewage Treatment Facilities | IS4 | Utilities | Waste Handling, Treatment, and Disposal (POTW) | 1 | 0.6381 | KY0037991 | Hancock Creek-Strodes Creek | 051001020101 | NAICS/SIC indication |  |  |  | 2023 | 05100100000000 | STRODES CREEK, STRODES CRK | 7.2 | 4.087 | 3.3854 | NPDES | 4.087 | 6.3235 | 2057860 | Strodes Creek | 1 | 5.702 | 19.504 | 37.108 | 15.321 | 8.073 | 6.469 | 4.065 | 2.671 | 1.741 | 2.044 | 2.022 | 3.609 | 9.246 | QE_08 | 1.741 | 4.2567 | 2.3868 | 13.9413 | 6.563 | 15.461 | 15.461 | Plant Flow | 15.461 | Plant Flow | 15.461 | Plant Flow |  | 365 | 0.0017482 | 0.11307 | 0.11307 | 0.11307 | 3 | 4 | 0 | 0 | 39 | 1 | 0 | 0 | 0.788 | 32 | 0 | 0 | 0.00014349 | 3.7691e-05 | DMR | [16 empty] | 0.030386 | 1.9653 | 1.9653 | 1.9653 | 0.0024941 | 0.00065511 | NO | PlantFlow
2020 | KY STATE REFORMATORY | 110002108059 | KY0040126 | LA GRANGE | OLDHAM | KY |  | 38.392 | -85.416 |  | 9223 | Correctional Institutions | 922140 | Correctional Institutions | IS47 | Services | Waste Handling, Treatment, and Disposal (Remediation or Monitoring) | 1 | 2.1137 | KY0040126 | Brush Creek-Harrods Creek | 051401010502 | NAICS/SIC indication |  |  |  | 2023 | 05140100000000 | NORTH FORK / CEDAR CRK, NORTH FORK OF CEDAR CREEK | 1 | 0.786 | 0.5355 | NPDES | 0.786 | 1.2161 | 10163530 | North Fork Cedar Creek | 1 | 4.773 | 14.811 | 31.309 | 12.301 | 7.246 | 5.966 | 3.67 | 2.328 | 1.606 | 1.593 | 1.598 | 3.555 | 7.656 | QE_09 | 1.593 | 3.8949 | 2.1771 | 11.6699 | 5.7349 | 2.9734 | 3.8949 | 30Q5 Flow | 5.7349 | HM Flow | 2.9734 | Plant Flow |  | 365 | 0.005791 | 1.9476 | 1.4868 | 1.0098 | 3 | 4 | 0 | 0 | 39 | 1 | 0 | 0 | 0.788 | 32 | 0 | 0 | 0.0024716 | 0.00064921 | DMR | [16 empty] | 0.10065 | 33.8514 | 25.8427 | 17.5511 | 0.042959 | 0.011284 | NO | NHDPlus
2023 | KY STATE REFORMATORY | 110002108059 | KY0040126 | LA GRANGE | OLDHAM | KY |  | 38.392 | -85.416 |  | 9223 | Correctional Institutions | 922140 | Correctional Institutions | IS47 | Services | Waste Handling, Treatment, and Disposal (Remediation or Monitoring) | 1 | 1.7753 | KY0040126 | Brush Creek-Harrods Creek | 051401010502 | NAICS/SIC indication |  |  |  | 2023 | 05140100000000 | NORTH FORK / CEDAR CRK, NORTH FORK OF CEDAR CREEK | 1 | 0.786 | 0.5355 | NPDES | 0.786 | 1.2161 | 10163530 | North Fork Cedar Creek | 1 | 4.773 | 14.811 | 31.309 | 12.301 | 7.246 | 5.966 | 3.67 | 2.328 | 1.606 | 1.593 | 1.598 | 3.555 | 7.656 | QE_09 | 1.593 | 3.8949 | 2.1771 | 11.6699 | 5.7349 | 2.9734 | 3.8949 | 30Q5 Flow | 5.7349 | HM Flow | 2.9734 | Plant Flow |  | 365 | 0.0048637 | 1.6357 | 1.2488 | 0.84809 | 3 | 4 | 0 | 0 | 39 | 1 | 0 | 0 | 0.788 | 32 | 0 | 0 | 0.0020758 | 0.00054525 | DMR | [16 empty] | 0.084536 | 28.4308 | 21.7045 | 14.7407 | 0.03608 | 0.0094769 | NO | NHDPlus
2019 | MOREHEAD WWTP | 110045085457 | KY0052752 | MOREHEAD | ROWAN | KY |  | 38.1519 | -83.5138 |  | 4952 | Sewerage Systems | 221320 | Sewage Treatment Facilities | IS4 | Utilities | Waste Handling, Treatment, and Disposal (POTW) | 1 | 2.3914 | KY0052752 | Lower North Fork Triplett Creek | 051001010603 | NAICS/SIC indication |  |  |  | 2023 | 05100100000000 | LICKING RIVER | 5 | 3.1 | 2.6195 | NPDES | 3.1 | 4.7964 | 2091875 | Licking River | 5 | 1093.109 | 1673.451 | 1955.156 | 2102.348 | 1716.023 | 1282.533 | 780.363 | 407.73 | 321.268 | 401.668 | 513.163 | 805.04 | 1486.229 | QE_08 | 321.268 | 785.4963 | 529.2322 | 2672.6381 | 1554.8655 | 11.7272 | 785.4963 | 30Q5 Flow | 1554.8655 | HM Flow | 529.2322 | 7Q10 Flow |  | 365 | 0.0065518 | 0.01238 | 0.008341 | 0.0042138 | 3 | 4 | 0 | 0 | 39 | 1 | 0 | 0 | 0.788 | 32 | 0 | 0 | 1.5711e-05 | 4.1266e-06 | DMR | [16 empty] | 0.11388 | 0.21517 | 0.14497 | 0.073239 | 0.00027306 | 7.1725e-05 | NO | NHDPlus
2020 | MOREHEAD WWTP | 110045085457 | KY0052752 | MOREHEAD | ROWAN | KY |  | 38.1519 | -83.5138 |  | 4952 | Sewerage Systems | 221320 | Sewage Treatment Facilities | IS4 | Utilities | Waste Handling, Treatment, and Disposal (POTW) | 1 | 2.6353 | KY0052752 | Lower North Fork Triplett Creek | 051001010603 | NAICS/SIC indication |  |  |  | 2023 | 05100100000000 | LICKING RIVER | 5 | 3.1 | 2.6195 | NPDES | 3.1 | 4.7964 | 2091875 | Licking River | 5 | 1093.109 | 1673.451 | 1955.156 | 2102.348 | 1716.023 | 1282.533 | 780.363 | 407.73 | 321.268 | 401.668 | 513.163 | 805.04 | 1486.229 | QE_08 | 321.268 | 785.4963 | 529.2322 | 2672.6381 | 1554.8655 | 11.7272 | 785.4963 | 30Q5 Flow | 1554.8655 | HM Flow | 529.2322 | 7Q10 Flow |  | 365 | 0.0072199 | 0.013642 | 0.0091915 | 0.0046434 | 3 | 4 | 0 | 0 | 39 | 1 | 0 | 0 | 0.788 | 32 | 0 | 0 | 1.7312e-05 | 4.5474e-06 | DMR | [16 empty] | 0.12549 | 0.23711 | 0.15976 | 0.080707 | 0.00030091 | 7.9038e-05 | NO | NHDPlus
2020 | CAMPBELLSVILLE STP | 110000736776 | KY0054437 | CAMPBELLSVILLE | TAYLOR | KY |  | 37.3492 | -85.3794 |  | 4952 | Sewerage Systems | 221320 | Sewage Treatment Facilities | IS4 | Utilities | Waste Handling, Treatment, and Disposal (POTW) | 1 | 2.0067 | KY0054437 | Little Pitman Creek | 051100010504 | NAICS/SIC indication |  |  |  | 2023 | 05110000000000 | BUCK HORN CREEK, LITTLE PITMAN CRK | 4.2 | 2.849 | 2.9851 | NPDES | 2.849 | 4.4081 | 4000462 | Buck Horn Creek | 1 | 3.139 | 10.951 | 21.81 | 7.969 | 4.303 | 3.678 | 2.228 | 1.44 | 0.923 | 1.102 | 1.067 | 3.599 | 5.429 | QE_08 | 0.923 | 2.2567 | 1.2374 | 7.6748 | 3.4435 | 10.7776 | 10.7776 | Plant Flow | 10.7776 | Plant Flow | 10.7776 | Plant Flow |  | 365 | 0.0054977 | 0.5101 | 0.5101 | 0.5101 | 3 | 4 | 0 | 0 | 39 | 1 | 0 | 0 | 0.788 | 32 | 0 | 0 | 0.00064734 | 0.00017003 | DMR | [16 empty] | 0.095555 | 8.8661 | 8.8661 | 8.8661 | 0.011251 | 0.0029554 | NO | PlantFlow
2021 | DANVILLE STP | 110000732351 | KY0057193 | DANVILLE | BOYLE | KY |  | 37.6214 | -84.7338 |  | 4952 | Sewerage Systems | 221320 | Sewage Treatment Facilities | IS4 | Utilities | Waste Handling, Treatment, and Disposal (POTW) | 1 | 25.3164 | KY0057193 | Clarks Run | 051002050505 | NAICS/SIC indication |  |  |  | 2023 | 05100210000000 | CLARKS RUN | 6.5 | 5.59 | 5.1662 | NPDES | 5.59 | 8.649 | 1827632 |  | 1 | 20.48 | 61.418 | 103.415 | 53.382 | 29.098 | 22.598 | 13.734 | 8.8 | 5.803 | 5.681 | 5.297 | 13.668 | 32.445 | QE_10 | 5.297 | 12.9511 | 7.5518 | 50.0733 | 22.6932 | 21.1467 | 21.1467 | Plant Flow | 22.6932 | HM Flow | 21.1467 | Plant Flow |  | 365 | 0.06936 | 3.2799 | 3.2799 | 3.0564 | 3 | 4 | 0 | 0 | 39 | 1 | 0 | 0 | 0.788 | 32 | 0 | 0 | 0.0041624 | 0.0010933 | DMR | [16 empty] | 1.2055 | 57.0086 | 57.0086 | 53.1235 | 0.072346 | 0.019003 | NO | NHDPlus
2022 | DANVILLE STP | 110000732351 | KY0057193 | DANVILLE | BOYLE | KY |  | 37.6214 | -84.7338 |  | 4952 | Sewerage Systems | 221320 | Sewage Treatment Facilities | IS4 | Utilities | Waste Handling, Treatment, and Disposal (POTW) | 1 | 20.412 | KY0057193 | Clarks Run | 051002050505 | NAICS/SIC indication |  |  |  | 2023 | 05100210000000 | CLARKS RUN | 6.5 | 5.59 | 5.1662 | NPDES | 5.59 | 8.649 | 1827632 |  | 1 | 20.48 | 61.418 | 103.415 | 53.382 | 29.098 | 22.598 | 13.734 | 8.8 | 5.803 | 5.681 | 5.297 | 13.668 | 32.445 | QE_10 | 5.297 | 12.9511 | 7.5518 | 50.0733 | 22.6932 | 21.1467 | 21.1467 | Plant Flow | 22.6932 | HM Flow | 21.1467 | Plant Flow |  | 365 | 0.055923 | 2.6445 | 2.6445 | 2.4643 | 3 | 4 | 0 | 0 | 39 | 1 | 0 | 0 | 0.788 | 32 | 0 | 0 | 0.003356 | 0.00088151 | DMR | [16 empty] | 0.972 | 45.9646 | 45.9646 | 42.8322 | 0.058331 | 0.015322 | NO | NHDPlus
2023 | DANVILLE STP | 110000732351 | KY0057193 | DANVILLE | BOYLE | KY |  | 37.6214 | -84.7338 |  | 4952 | Sewerage Systems | 221320 | Sewage Treatment Facilities | IS4 | Utilities | Waste Handling, Treatment, and Disposal (POTW) | 1 | 15.404 | KY0057193 | Clarks Run | 051002050505 | NAICS/SIC indication |  |  |  | 2023 | 05100210000000 | CLARKS RUN | 6.5 | 5.59 | 5.1662 | NPDES | 5.59 | 8.649 | 1827632 |  | 1 | 20.48 | 61.418 | 103.415 | 53.382 | 29.098 | 22.598 | 13.734 | 8.8 | 5.803 | 5.681 | 5.297 | 13.668 | 32.445 | QE_10 | 5.297 | 12.9511 | 7.5518 | 50.0733 | 22.6932 | 21.1467 | 21.1467 | Plant Flow | 22.6932 | HM Flow | 21.1467 | Plant Flow |  | 365 | 0.042203 | 1.9957 | 1.9957 | 1.8597 | 3 | 4 | 0 | 0 | 39 | 1 | 0 | 0 | 0.788 | 32 | 0 | 0 | 0.0025326 | 0.00066524 | DMR | [16 empty] | 0.73352 | 34.6873 | 34.6873 | 32.3235 | 0.044019 | 0.011562 | NO | NHDPlus
2019 | RUSSELL COUNTY REGIONAL STP | 110000719045 | KY0062995 | JAMESTOWN | RUSSELL | KY |  | 36.9461 | -85.0208 |  | 4952 | Sewerage Systems | 221320 | Sewage Treatment Facilities | IS4 | Utilities | Waste Handling, Treatment, and Disposal (POTW) | 1 | 0.69629 | KY0062995 | Lily Creek-Cumberland River | 051301030602 | NAICS/SIC indication |  |  |  | 2023 | 05130100000000 | CUMBERLAND RIVER / LAKE CUMBERLAND | 3.6 | 1.89 | 0.54775 | NPDES | 1.89 | 2.9243 | 3577408 |  | 2 | 31.246 | 91.739 | 138.06 | 71.596 | 40.459 | 32.396 | 19.459 | 11.718 | 8.323 | 8.409 | 9.952 | 34.303 | 53.716 | QE_08 | 8.323 | 20.3496 | 12.0562 | 76.3961 | 35.8772 | 7.1498 | 20.3496 | 30Q5 Flow | 35.8772 | HM Flow | 12.0562 | 7Q10 Flow |  | 365 | 0.0019076 | 0.15823 | 0.093743 | 0.053171 | 3 | 4 | 0 | 0 | 39 | 1 | 0 | 0 | 0.788 | 32 | 0 | 0 | 0.0002008 | 5.2743e-05 | DMR | [16 empty] | 0.033157 | 2.7502 | 1.6293 | 0.92417 | 0.0034901 | 0.00091672 | NO | NHDPlus
2020 | RUSSELL COUNTY REGIONAL STP | 110000719045 | KY0062995 | JAMESTOWN | RUSSELL | KY |  | 36.9461 | -85.0208 |  | 4952 | Sewerage Systems | 221320 | Sewage Treatment Facilities | IS4 | Utilities | Waste Handling, Treatment, and Disposal (POTW) | 1 | 0.53534 | KY0062995 | Lily Creek-Cumberland River | 051301030602 | NAICS/SIC indication |  |  |  | 2023 | 05130100000000 | CUMBERLAND RIVER / LAKE CUMBERLAND | 3.6 | 1.89 | 0.54775 | NPDES | 1.89 | 2.9243 | 3577408 |  | 2 | 31.246 | 91.739 | 138.06 | 71.596 | 40.459 | 32.396 | 19.459 | 11.718 | 8.323 | 8.409 | 9.952 | 34.303 | 53.716 | QE_08 | 8.323 | 20.3496 | 12.0562 | 76.3961 | 35.8772 | 7.1498 | 20.3496 | 30Q5 Flow | 35.8772 | HM Flow | 12.0562 | 7Q10 Flow |  | 365 | 0.0014667 | 0.12165 | 0.072074 | 0.040881 | 3 | 4 | 0 | 0 | 39 | 1 | 0 | 0 | 0.788 | 32 | 0 | 0 | 0.00015438 | 4.0551e-05 | DMR | [16 empty] | 0.025492 | 2.1145 | 1.2527 | 0.71055 | 0.0026833 | 0.00070482 | NO | NHDPlus
2019 | GUTHRIE STP | 110009937499 | KY0063649 | GUTHRIE | TODD | KY |  | 36.6448 | -87.188 |  | 4952 | Sewerage Systems | 221320 | Sewage Treatment Facilities | IS4 | Utilities | Waste Handling, Treatment, and Disposal (POTW) | 1 | 1.0534 | KY0063649 | Spring Creek | 051302060603 | NAICS/SIC indication |  |  |  | 2023 | 05130210000000 | UT / SPRING CRK, UT TO SPRING CREEK | 0.31 | 0.27 | 0.24408 | NPDES | 0.27 | 0.41775 | 10169550 |  | 1 | 21.916 | 65.794 | 110.907 | 56.793 | 31.059 | 24.04 | 14.258 | 8.582 | 5.653 | 6.232 | 6.016 | 13.755 | 36.106 | QE_08 | 5.653 | 13.8215 | 8.0779 | 53.5844 | 24.3198 | 1.0214 | 13.8215 | 30Q5 Flow | 24.3198 | HM Flow | 8.0779 | 7Q10 Flow |  | 365 | 0.0028861 | 0.35728 | 0.20881 | 0.11867 | 3 | 4 | 0 | 0 | 39 | 1 | 0 | 0 | 0.788 | 32 | 0 | 0 | 0.0004534 | 0.00011909 | DMR | [16 empty] | 0.050163 | 6.2099 | 3.6293 | 2.0626 | 0.0078806 | 0.00207 | NO | NHDPlus
2020 | GUTHRIE STP | 110009937499 | KY0063649 | GUTHRIE | TODD | KY |  | 36.6448 | -87.188 |  | 4952 | Sewerage Systems | 221320 | Sewage Treatment Facilities | IS4 | Utilities | Waste Handling, Treatment, and Disposal (POTW) | 1 | 0.15404 | KY0063649 | Spring Creek | 051302060603 | NAICS/SIC indication |  |  |  | 2023 | 05130210000000 | UT / SPRING CRK, UT TO SPRING CREEK | 0.31 | 0.27 | 0.24408 | NPDES | 0.27 | 0.41775 | 10169550 |  | 1 | 21.916 | 65.794 | 110.907 | 56.793 | 31.059 | 24.04 | 14.258 | 8.582 | 5.653 | 6.232 | 6.016 | 13.755 | 36.106 | QE_08 | 5.653 | 13.8215 | 8.0779 | 53.5844 | 24.3198 | 1.0214 | 13.8215 | 30Q5 Flow | 24.3198 | HM Flow | 8.0779 | 7Q10 Flow |  | 365 | 0.00042203 | 0.052245 | 0.030534 | 0.017353 | 3 | 4 | 0 | 0 | 39 | 1 | 0 | 0 | 0.788 | 32 | 0 | 0 | 6.6301e-05 | 1.7415e-05 | DMR | [16 empty] | 0.0073352 | 0.90807 | 0.53071 | 0.30162 | 0.0011524 | 0.00030269 | NO | NHDPlus
2019 | HOPKINSVILLE HAMMOND WOOD STP | 110039994897 | KY0066532 | HOPKINSVILLE | CHRISTIAN | KY |  | 36.8036 | -87.5164 |  | 4952 | Sewerage Systems | 221320 | Sewage Treatment Facilities | IS4 | Utilities | Waste Handling, Treatment, and Disposal (POTW) | 1 | 5.7098 | KY0066532 | North Fork Little River | 051302050503 | NAICS/SIC indication |  |  |  | 2023 | 05130210000000 | LITTLE RIVER / NORTH FORK, NORTH FORK LITTLE RIVER | 6 | 3.58 | 3.5301 | NPDES | 3.58 | 5.5391 | 11879964 | North Fork Little River | 3 | 96.248 | 255.638 | 370.634 | 233.744 | 139.029 | 101.089 | 58.757 | 34.812 | 23.784 | 23.545 | 21.056 | 50.046 | 153.723 | QE_10 | 21.056 | 51.4817 | 31.5134 | 235.3252 | 103.8165 | 13.543 | 51.4817 | 30Q5 Flow | 103.8165 | HM Flow | 31.5134 | 7Q10 Flow |  | 365 | 0.015643 | 0.4964 | 0.30386 | 0.15068 | 3 | 4 | 0 | 0 | 39 | 1 | 0 | 0 | 0.788 | 32 | 0 | 0 | 0.00062995 | 0.00016547 | DMR | [16 empty] | 0.2719 | 8.628 | 5.2814 | 2.619 | 0.010949 | 0.002876 | NO | NHDPlus
2020 | HOPKINSVILLE HAMMOND WOOD STP | 110039994897 | KY0066532 | HOPKINSVILLE | CHRISTIAN | KY |  | 36.8036 | -87.5164 |  | 4952 | Sewerage Systems | 221320 | Sewage Treatment Facilities | IS4 | Utilities | Waste Handling, Treatment, and Disposal (POTW) | 1 | 4.146 | KY0066532 | North Fork Little River | 051302050503 | NAICS/SIC indication |  |  |  | 2023 | 05130210000000 | LITTLE RIVER / NORTH FORK, NORTH FORK LITTLE RIVER | 6 | 3.58 | 3.5301 | NPDES | 3.58 | 5.5391 | 11879964 | North Fork Little River | 3 | 96.248 | 255.638 | 370.634 | 233.744 | 139.029 | 101.089 | 58.757 | 34.812 | 23.784 | 23.545 | 21.056 | 50.046 | 153.723 | QE_10 | 21.056 | 51.4817 | 31.5134 | 235.3252 | 103.8165 | 13.543 | 51.4817 | 30Q5 Flow | 103.8165 | HM Flow | 31.5134 | 7Q10 Flow |  | 365 | 0.011359 | 0.36044 | 0.22064 | 0.10941 | 3 | 4 | 0 | 0 | 39 | 1 | 0 | 0 | 0.788 | 32 | 0 | 0 | 0.00045741 | 0.00012015 | DMR | [16 empty] | 0.19743 | 6.2648 | 3.8349 | 1.9017 | 0.0079503 | 0.0020883 | NO | NHDPlus
2021 | HOPKINSVILLE HAMMOND WOOD STP | 110039994897 | KY0066532 | HOPKINSVILLE | CHRISTIAN | KY |  | 36.8036 | -87.5164 |  | 4952 | Sewerage Systems | 221320 | Sewage Treatment Facilities | IS4 | Utilities | Waste Handling, Treatment, and Disposal (POTW) | 1 | 13.052 | KY0066532 | North Fork Little River | 051302050503 | NAICS/SIC indication |  |  |  | 2023 | 05130210000000 | LITTLE RIVER / NORTH FORK, NORTH FORK LITTLE RIVER | 6 | 3.58 | 3.5301 | NPDES | 3.58 | 5.5391 | 11879964 | North Fork Little River | 3 | 96.248 | 255.638 | 370.634 | 233.744 | 139.029 | 101.089 | 58.757 | 34.812 | 23.784 | 23.545 | 21.056 | 50.046 | 153.723 | QE_10 | 21.056 | 51.4817 | 31.5134 | 235.3252 | 103.8165 | 13.543 | 51.4817 | 30Q5 Flow | 103.8165 | HM Flow | 31.5134 | 7Q10 Flow |  | 365 | 0.035759 | 1.1347 | 0.69459 | 0.34444 | 3 | 4 | 0 | 0 | 39 | 1 | 0 | 0 | 0.788 | 32 | 0 | 0 | 0.00144 | 0.00037824 | DMR | [16 empty] | 0.62152 | 19.7224 | 12.0727 | 5.9867 | 0.025028 | 0.0065741 | NO | NHDPlus
2019 | OWENSBORO EAST WWTP | 110043734983 | KY0073377 | OWENSBORO | DAVIESS | KY |  | 37.7708 | -87.0657 |  | 4952 | Sewerage Systems | 221320 | Sewage Treatment Facilities | IS4 | Utilities | Waste Handling, Treatment, and Disposal (POTW) | 1 | 18.2361 | KY0073377 | Yellow Creek | 051402011201 | NAICS/SIC indication |  |  |  | 2023 | 05140200000000 | OHIO RIVER | 6.8 | 4.34 | 3.6258 | NPDES | 4.34 | 6.715 | 10110395 | Ohio River | 8 | 128641.981 | 169463.287 | 206601.618 | 238844.54 | 204115.501 | 160467.914 | 105729.245 | 67337.239 | 53462.673 | 42884.971 | 55835.384 | 89313.08 | 153502.683 | QE_09 | 42884.971 | 104853.2298 | 83926.5368 | 314528.0709 | 243042.781 | 16.418 | 104853.2298 | 30Q5 Flow | 243042.781 | HM Flow | 83926.5368 | 7Q10 Flow |  | 365 | 0.049962 | 0.00059531 | 0.00047649 | 0.00020557 | 3 | 4 | 0 | 0 | 39 | 1 | 0 | 0 | 0.788 | 32 | 0 | 0 | 7.5546e-07 | 1.9844e-07 | DMR | [16 empty] | 0.86839 | 0.010347 | 0.0082819 | 0.003573 | 1.3131e-05 | 3.449e-06 | NO | NHDPlus
2020 | OWENSBORO EAST WWTP | 110043734983 | KY0073377 | OWENSBORO | DAVIESS | KY |  | 37.7708 | -87.0657 |  | 4952 | Sewerage Systems | 221320 | Sewage Treatment Facilities | IS4 | Utilities | Waste Handling, Treatment, and Disposal (POTW) | 1 | 29.9791 | KY0073377 | Yellow Creek | 051402011201 | NAICS/SIC indication |  |  |  | 2023 | 05140200000000 | OHIO RIVER | 6.8 | 4.34 | 3.6258 | NPDES | 4.34 | 6.715 | 10110395 | Ohio River | 8 | 128641.981 | 169463.287 | 206601.618 | 238844.54 | 204115.501 | 160467.914 | 105729.245 | 67337.239 | 53462.673 | 42884.971 | 55835.384 | 89313.08 | 153502.683 | QE_09 | 42884.971 | 104853.2298 | 83926.5368 | 314528.0709 | 243042.781 | 16.418 | 104853.2298 | 30Q5 Flow | 243042.781 | HM Flow | 83926.5368 | 7Q10 Flow |  | 365 | 0.082134 | 0.00097865 | 0.00078333 | 0.00033794 | 3 | 4 | 0 | 0 | 39 | 1 | 0 | 0 | 0.788 | 32 | 0 | 0 | 1.2419e-06 | 3.2622e-07 | DMR | [16 empty] | 1.4276 | 0.01701 | 0.013615 | 0.0058738 | 2.1586e-05 | 5.6699e-06 | NO | NHDPlus
2021 | OWENSBORO EAST WWTP | 110043734983 | KY0073377 | OWENSBORO | DAVIESS | KY |  | 37.7708 | -87.0657 |  | 4952 | Sewerage Systems | 221320 | Sewage Treatment Facilities | IS4 | Utilities | Waste Handling, Treatment, and Disposal (POTW) | 1 | 14.3333 | KY0073377 | Yellow Creek | 051402011201 | NAICS/SIC indication |  |  |  | 2023 | 05140200000000 | OHIO RIVER | 6.8 | 4.34 | 3.6258 | NPDES | 4.34 | 6.715 | 10110395 | Ohio River | 8 | 128641.981 | 169463.287 | 206601.618 | 238844.54 | 204115.501 | 160467.914 | 105729.245 | 67337.239 | 53462.673 | 42884.971 | 55835.384 | 89313.08 | 153502.683 | QE_09 | 42884.971 | 104853.2298 | 83926.5368 | 314528.0709 | 243042.781 | 16.418 | 104853.2298 | 30Q5 Flow | 243042.781 | HM Flow | 83926.5368 | 7Q10 Flow |  | 365 | 0.039269 | 0.0004679 | 0.00037452 | 0.00016157 | 3 | 4 | 0 | 0 | 39 | 1 | 0 | 0 | 0.788 | 32 | 0 | 0 | 5.9378e-07 | 1.5597e-07 | DMR | [16 empty] | 0.68254 | 0.0081326 | 0.0065095 | 0.0028083 | 1.0321e-05 | 2.7109e-06 | NO | NHDPlus
2022 | OWENSBORO EAST WWTP | 110043734983 | KY0073377 | OWENSBORO | DAVIESS | KY |  | 37.7708 | -87.0657 |  | 4952 | Sewerage Systems | 221320 | Sewage Treatment Facilities | IS4 | Utilities | Waste Handling, Treatment, and Disposal (POTW) | 1 | 0.54101 | KY0073377 | Yellow Creek | 051402011201 | NAICS/SIC indication |  |  |  | 2023 | 05140200000000 | OHIO RIVER | 6.8 | 4.34 | 3.6258 | NPDES | 4.34 | 6.715 | 10110395 | Ohio River | 8 | 128641.981 | 169463.287 | 206601.618 | 238844.54 | 204115.501 | 160467.914 | 105729.245 | 67337.239 | 53462.673 | 42884.971 | 55835.384 | 89313.08 | 153502.683 | QE_09 | 42884.971 | 104853.2298 | 83926.5368 | 314528.0709 | 243042.781 | 16.418 | 104853.2298 | 30Q5 Flow | 243042.781 | HM Flow | 83926.5368 | 7Q10 Flow |  | 365 | 0.0014822 | 1.7661e-05 | 1.4136e-05 | 6.0985e-06 | 3 | 4 | 0 | 0 | 39 | 1 | 0 | 0 | 0.788 | 32 | 0 | 0 | 2.2412e-08 | 5.8869e-09 | DMR | [16 empty] | 0.025762 | 0.00030696 | 0.0002457 | 0.000106 | 3.8954e-07 | 1.0232e-07 | NO | NHDPlus
2023 | OWENSBORO EAST WWTP | 110043734983 | KY0073377 | OWENSBORO | DAVIESS | KY |  | 37.7708 | -87.0657 |  | 4952 | Sewerage Systems | 221320 | Sewage Treatment Facilities | IS4 | Utilities | Waste Handling, Treatment, and Disposal (POTW) | 1 | 4.7248 | KY0073377 | Yellow Creek | 051402011201 | NAICS/SIC indication |  |  |  | 2023 | 05140200000000 | OHIO RIVER | 6.8 | 4.34 | 3.6258 | NPDES | 4.34 | 6.715 | 10110395 | Ohio River | 8 | 128641.981 | 169463.287 | 206601.618 | 238844.54 | 204115.501 | 160467.914 | 105729.245 | 67337.239 | 53462.673 | 42884.971 | 55835.384 | 89313.08 | 153502.683 | QE_09 | 42884.971 | 104853.2298 | 83926.5368 | 314528.0709 | 243042.781 | 16.418 | 104853.2298 | 30Q5 Flow | 243042.781 | HM Flow | 83926.5368 | 7Q10 Flow |  | 365 | 0.012945 | 0.00015424 | 0.00012346 | 5.3261e-05 | 3 | 4 | 0 | 0 | 39 | 1 | 0 | 0 | 0.788 | 32 | 0 | 0 | 1.9573e-07 | 5.1413e-08 | DMR | [16 empty] | 0.22499 | 0.0026808 | 0.0021458 | 0.00092573 | 3.402e-06 | 8.936e-07 | NO | NHDPlus
2019 | DEREK R GUTHRIE WQTC MSD | 110000732379 | KY0078956 | LOUISVILLE | JEFFERSON | KY |  | 38.0861 | -85.8988 |  | 4952 | Sewerage Systems | 221320 | Sewage Treatment Facilities | IS4 | Utilities | Waste Handling, Treatment, and Disposal (POTW) | 1 | 212.6892 | KY0078956 | Fall Run-Ohio River | 051401010904 | NAICS/SIC indication |  |  |  | 2023 | 05140100000000 | OHIO RIVER | 60 | 33.4 | 31.1194 | NPDES | 33.4 | 51.6775 | 10164022 | Ohio River | 8 | 124376.58 | 169028.203 | 201742.995 | 236042.591 | 198689.337 | 151600.492 | 100001.412 | 62051.157 | 48024.486 | 43630.41 | 52179.868 | 87775.455 | 151420.069 | QE_09 | 43630.41 | 106675.8191 | 85437.1826 | 304099.2176 | 241564.2972 | 126.3508 | 106675.8191 | 30Q5 Flow | 241564.2972 | HM Flow | 85437.1826 | 7Q10 Flow |  | 365 | 0.58271 | 0.0068203 | 0.0054624 | 0.0024122 | 3 | 4 | 0 | 0 | 39 | 1 | 0 | 0 | 0.788 | 32 | 0 | 0 | 8.6552e-06 | 2.2734e-06 | DMR | [16 empty] | 10.1281 | 0.11854 | 0.094942 | 0.041927 | 0.00015044 | 3.9515e-05 | NO | NHDPlus
2020 | DEREK R GUTHRIE WQTC MSD | 110000732379 | KY0078956 | LOUISVILLE | JEFFERSON | KY |  | 38.0861 | -85.8988 |  | 4952 | Sewerage Systems | 221320 | Sewage Treatment Facilities | IS4 | Utilities | Waste Handling, Treatment, and Disposal (POTW) | 1 | 167.3027 | KY0078956 | Fall Run-Ohio River | 051401010904 | NAICS/SIC indication |  |  |  | 2023 | 05140100000000 | OHIO RIVER | 60 | 33.4 | 31.1194 | NPDES | 33.4 | 51.6775 | 10164022 | Ohio River | 8 | 124376.58 | 169028.203 | 201742.995 | 236042.591 | 198689.337 | 151600.492 | 100001.412 | 62051.157 | 48024.486 | 43630.41 | 52179.868 | 87775.455 | 151420.069 | QE_09 | 43630.41 | 106675.8191 | 85437.1826 | 304099.2176 | 241564.2972 | 126.3508 | 106675.8191 | 30Q5 Flow | 241564.2972 | HM Flow | 85437.1826 | 7Q10 Flow |  | 365 | 0.45836 | 0.0053649 | 0.0042968 | 0.0018975 | 3 | 4 | 0 | 0 | 39 | 1 | 0 | 0 | 0.788 | 32 | 0 | 0 | 6.8083e-06 | 1.7883e-06 | DMR | [16 empty] | 7.9668 | 0.093247 | 0.074682 | 0.03298 | 0.00011833 | 3.1082e-05 | NO | NHDPlus
2021 | DEREK R GUTHRIE WQTC MSD | 110000732379 | KY0078956 | LOUISVILLE | JEFFERSON | KY |  | 38.0861 | -85.8988 |  | 4952 | Sewerage Systems | 221320 | Sewage Treatment Facilities | IS4 | Utilities | Waste Handling, Treatment, and Disposal (POTW) | 1 | 123.6119 | KY0078956 | Fall Run-Ohio River | 051401010904 | NAICS/SIC indication |  |  |  | 2023 | 05140100000000 | OHIO RIVER | 60 | 33.4 | 31.1194 | NPDES | 33.4 | 51.6775 | 10164022 | Ohio River | 8 | 124376.58 | 169028.203 | 201742.995 | 236042.591 | 198689.337 | 151600.492 | 100001.412 | 62051.157 | 48024.486 | 43630.41 | 52179.868 | 87775.455 | 151420.069 | QE_09 | 43630.41 | 106675.8191 | 85437.1826 | 304099.2176 | 241564.2972 | 126.3508 | 106675.8191 | 30Q5 Flow | 241564.2972 | HM Flow | 85437.1826 | 7Q10 Flow |  | 365 | 0.33866 | 0.0039639 | 0.0031747 | 0.001402 | 3 | 4 | 0 | 0 | 39 | 1 | 0 | 0 | 0.788 | 32 | 0 | 0 | 5.0303e-06 | 1.3213e-06 | DMR | [16 empty] | 5.8863 | 0.068896 | 0.055179 | 0.024367 | 8.7432e-05 | 2.2965e-05 | NO | NHDPlus
2022 | DEREK R GUTHRIE WQTC MSD | 110000732379 | KY0078956 | LOUISVILLE | JEFFERSON | KY |  | 38.0861 | -85.8988 |  | 4952 | Sewerage Systems | 221320 | Sewage Treatment Facilities | IS4 | Utilities | Waste Handling, Treatment, and Disposal (POTW) | 1 | 107.31 | KY0078956 | Fall Run-Ohio River | 051401010904 | NAICS/SIC indication |  |  |  | 2023 | 05140100000000 | OHIO RIVER | 60 | 33.4 | 31.1194 | NPDES | 33.4 | 51.6775 | 10164022 | Ohio River | 8 | 124376.58 | 169028.203 | 201742.995 | 236042.591 | 198689.337 | 151600.492 | 100001.412 | 62051.157 | 48024.486 | 43630.41 | 52179.868 | 87775.455 | 151420.069 | QE_09 | 43630.41 | 106675.8191 | 85437.1826 | 304099.2176 | 241564.2972 | 126.3508 | 106675.8191 | 30Q5 Flow | 241564.2972 | HM Flow | 85437.1826 | 7Q10 Flow |  | 365 | 0.294 | 0.0034411 | 0.002756 | 0.0012171 | 3 | 4 | 0 | 0 | 39 | 1 | 0 | 0 | 0.788 | 32 | 0 | 0 | 4.3669e-06 | 1.147e-06 | DMR | [16 empty] | 5.11 | 0.05981 | 0.047902 | 0.021154 | 7.5901e-05 | 1.9937e-05 | NO | NHDPlus
2023 | DEREK R GUTHRIE WQTC MSD | 110000732379 | KY0078956 | LOUISVILLE | JEFFERSON | KY |  | 38.0861 | -85.8988 |  | 4952 | Sewerage Systems | 221320 | Sewage Treatment Facilities | IS4 | Utilities | Waste Handling, Treatment, and Disposal (POTW) | 1 | 87.8961 | KY0078956 | Fall Run-Ohio River | 051401010904 | NAICS/SIC indication |  |  |  | 2023 | 05140100000000 | OHIO RIVER | 60 | 33.4 | 31.1194 | NPDES | 33.4 | 51.6775 | 10164022 | Ohio River | 8 | 124376.58 | 169028.203 | 201742.995 | 236042.591 | 198689.337 | 151600.492 | 100001.412 | 62051.157 | 48024.486 | 43630.41 | 52179.868 | 87775.455 | 151420.069 | QE_09 | 43630.41 | 106675.8191 | 85437.1826 | 304099.2176 | 241564.2972 | 126.3508 | 106675.8191 | 30Q5 Flow | 241564.2972 | HM Flow | 85437.1826 | 7Q10 Flow |  | 365 | 0.24081 | 0.0028186 | 0.0022574 | 0.00099688 | 3 | 4 | 0 | 0 | 39 | 1 | 0 | 0 | 0.788 | 32 | 0 | 0 | 3.5769e-06 | 9.3953e-07 | DMR | [16 empty] | 4.1855 | 0.04899 | 0.039236 | 0.017327 | 6.2169e-05 | 1.633e-05 | NO | NHDPlus
2020 | BEREA MUNICIPAL UTILITIES WWTP | 110040000398 | KY0079898 | BEREA | MADISON | KY |  | 37.6085 | -84.2871 |  | 4952 | Sewerage Systems | 221320 | Sewage Treatment Facilities | IS4 | Utilities | Waste Handling, Treatment, and Disposal (POTW) | 1 | 2.848 | KY0079898 | Hays Fork-Silver Creek | 051002050202 | NAICS/SIC indication |  |  |  | 2023 | 05100210000000 | SILVER CREEK, SILVER CRK | 4.3 | 3.081 | 2.702 | NPDES | 3.081 | 4.767 | 1827342 | Silver Creek | 2 | 53.459 | 84.728 | 82.267 | 90.265 | 83.592 | 58.285 | 38.146 | 16.519 | 14.984 | 30.02 | 18.894 | 36.136 | 84.438 | QE_08 | 14.984 | 36.6357 | 22.1588 | 130.7066 | 64.7214 | 11.6553 | 36.6357 | 30Q5 Flow | 64.7214 | HM Flow | 22.1588 | 7Q10 Flow |  | 365 | 0.0078028 | 0.35213 | 0.21298 | 0.12056 | 3 | 4 | 0 | 0 | 39 | 1 | 0 | 0 | 0.788 | 32 | 0 | 0 | 0.00044686 | 0.00011738 | DMR | [16 empty] | 0.13562 | 6.1203 | 3.7018 | 2.0954 | 0.0077669 | 0.0020401 | NO | NHDPlus
2021 | BEREA MUNICIPAL UTILITIES WWTP | 110040000398 | KY0079898 | BEREA | MADISON | KY |  | 37.6085 | -84.2871 |  | 4952 | Sewerage Systems | 221320 | Sewage Treatment Facilities | IS4 | Utilities | Waste Handling, Treatment, and Disposal (POTW) | 1 | 2.7555 | KY0079898 | Hays Fork-Silver Creek | 051002050202 | NAICS/SIC indication |  |  |  | 2023 | 05100210000000 | SILVER CREEK, SILVER CRK | 4.3 | 3.081 | 2.702 | NPDES | 3.081 | 4.767 | 1827342 | Silver Creek | 2 | 53.459 | 84.728 | 82.267 | 90.265 | 83.592 | 58.285 | 38.146 | 16.519 | 14.984 | 30.02 | 18.894 | 36.136 | 84.438 | QE_08 | 14.984 | 36.6357 | 22.1588 | 130.7066 | 64.7214 | 11.6553 | 36.6357 | 30Q5 Flow | 64.7214 | HM Flow | 22.1588 | 7Q10 Flow |  | 365 | 0.0075492 | 0.34069 | 0.20606 | 0.11664 | 3 | 4 | 0 | 0 | 39 | 1 | 0 | 0 | 0.788 | 32 | 0 | 0 | 0.00043234 | 0.00011356 | DMR | [16 empty] | 0.13121 | 5.9214 | 3.5815 | 2.0273 | 0.0075145 | 0.0019738 | NO | NHDPlus
2021 | GEORGETOWN STP #2 | 110000759741 | KY0082007 | GEORGETOWN | SCOTT | KY |  | 38.2674 | -84.528 |  | 4952 | Sewerage Systems | 221320 | Sewage Treatment Facilities | IS4 | Utilities | Waste Handling, Treatment, and Disposal (POTW) | 1 | 4.5728 | KY0082007 | Boyd Run-North Elkhorn Creek | 051002050803 | NAICS/SIC indication |  |  |  | 2023 | 05100210000000 | LANES RUN | 3 | 1.383 | 1.4414 | NPDES | 1.383 | 2.1398 | 1825088 | Lanes Run | 1 | 2.749 | 10.013 | 21.16 | 7.915 | 4.19 | 3.209 | 2.023 | 1.353 | 0.898 | 0.969 | 1.136 | 1.013 | 4.272 | QE_08 | 0.898 | 2.1956 | 1.2027 | 6.7213 | 3.1837 | 5.2318 | 5.2318 | Plant Flow | 5.2318 | Plant Flow | 5.2318 | Plant Flow |  | 365 | 0.012528 | 2.3946 | 2.3946 | 2.3946 | 3 | 4 | 0 | 0 | 39 | 1 | 0 | 0 | 0.788 | 32 | 0 | 0 | 0.0030389 | 0.00079821 | DMR | [16 empty] | 0.21775 | 41.6211 | 41.6211 | 41.6211 | 0.052819 | 0.013874 | NO | PlantFlow
2023 | GEORGETOWN STP #2 | 110000759741 | KY0082007 | GEORGETOWN | SCOTT | KY |  | 38.2674 | -84.528 |  | 4952 | Sewerage Systems | 221320 | Sewage Treatment Facilities | IS4 | Utilities | Waste Handling, Treatment, and Disposal (POTW) | 1 | 4.079 | KY0082007 | Boyd Run-North Elkhorn Creek | 051002050803 | NAICS/SIC indication |  |  |  | 2023 | 05100210000000 | LANES RUN | 3 | 1.383 | 1.4414 | NPDES | 1.383 | 2.1398 | 1825088 | Lanes Run | 1 | 2.749 | 10.013 | 21.16 | 7.915 | 4.19 | 3.209 | 2.023 | 1.353 | 0.898 | 0.969 | 1.136 | 1.013 | 4.272 | QE_08 | 0.898 | 2.1956 | 1.2027 | 6.7213 | 3.1837 | 5.2318 | 5.2318 | Plant Flow | 5.2318 | Plant Flow | 5.2318 | Plant Flow |  | 365 | 0.011175 | 2.136 | 2.136 | 2.136 | 3 | 4 | 0 | 0 | 39 | 1 | 0 | 0 | 0.788 | 32 | 0 | 0 | 0.0027107 | 0.000712 | DMR | [16 empty] | 0.19424 | 37.1258 | 37.1258 | 37.1258 | 0.047114 | 0.012375 | NO | PlantFlow
2019 | PARIS STP | 110000551082 | KY0090654 | PARIS | BOURBON | KY |  | 38.2236 | -84.2533 |  | 4952 | Sewerage Systems | 221320 | Sewage Treatment Facilities | IS4 | Utilities | Waste Handling, Treatment, and Disposal (POTW) | 1 | 8.2788 | KY0090654 | Kennedy Creek-Stoner Creek | 051001020205 | NAICS/SIC indication |  |  |  | 2023 | 05100100000000 | STONER CREEK, STONER CRK | 2.7 | 1.717 | 1.6336 | NPDES | 1.717 | 2.6566 | 2057932 | Stoner Creek | 3 | 323.841 | 521.915 | 679.182 | 580.325 | 464.399 | 301.706 | 168.309 | 104.902 | 117.563 | 150.248 | 122.226 | 258.925 | 589.611 | QE_07 | 104.902 | 256.4841 | 166.1317 | 791.7873 | 461.3483 | 6.4953 | 256.4841 | 30Q5 Flow | 461.3483 | HM Flow | 166.1317 | 7Q10 Flow |  | 365 | 0.022682 | 0.13653 | 0.088433 | 0.049164 | 3 | 4 | 0 | 0 | 39 | 1 | 0 | 0 | 0.788 | 32 | 0 | 0 | 0.00017326 | 4.5509e-05 | DMR | [16 empty] | 0.39423 | 2.373 | 1.537 | 0.85451 | 0.0030114 | 0.000791 | NO | NHDPlus
2021 | PARIS STP | 110000551082 | KY0090654 | PARIS | BOURBON | KY |  | 38.2236 | -84.2533 |  | 4952 | Sewerage Systems | 221320 | Sewage Treatment Facilities | IS4 | Utilities | Waste Handling, Treatment, and Disposal (POTW) | 1 | 6.2825 | KY0090654 | Kennedy Creek-Stoner Creek | 051001020205 | NAICS/SIC indication |  |  |  | 2023 | 05100100000000 | STONER CREEK, STONER CRK | 2.7 | 1.717 | 1.6336 | NPDES | 1.717 | 2.6566 | 2057932 | Stoner Creek | 3 | 323.841 | 521.915 | 679.182 | 580.325 | 464.399 | 301.706 | 168.309 | 104.902 | 117.563 | 150.248 | 122.226 | 258.925 | 589.611 | QE_07 | 104.902 | 256.4841 | 166.1317 | 791.7873 | 461.3483 | 6.4953 | 256.4841 | 30Q5 Flow | 461.3483 | HM Flow | 166.1317 | 7Q10 Flow |  | 365 | 0.017212 | 0.10361 | 0.067109 | 0.037309 | 3 | 4 | 0 | 0 | 39 | 1 | 0 | 0 | 0.788 | 32 | 0 | 0 | 0.00013148 | 3.4535e-05 | DMR | [16 empty] | 0.29917 | 1.8008 | 1.1664 | 0.64846 | 0.0022852 | 0.00060026 | NO | NHDPlus
2019 | LEXMARK INTERNATIONAL INC | 110043544144 | KY0097624 | LEXINGTON | FAYETTE | KY |  | 38.0729 | -84.4844 |  | 3579 | Office Machines, Nec | 339940 | Office Supplies (except Paper) Manufacturing | IS45 | Miscellaneous Manufacturing | Waste Handling, Treatment, and Disposal (Remediation or Monitoring) | 1 | 0.004795 | KY0097624 | Cane Run | 051002050804 | Nothing reported to 2022 TRI |  |  |  | 2023 | 05100210000000 | CANE RUN CRK / UT, UT TO CANE RUN | 0.0288 | 0.009 | 0.00895 | NPDES | 0.009 | 0.013925 | 1825278 | Cane Run | 1 | 6.148 | 20.787 | 39.633 | 16.791 | 8.841 | 6.923 | 4.347 | 2.852 | 1.862 | 2.152 | 2.144 | 3.556 | 9.891 | QE_08 | 1.862 | 4.5526 | 2.5587 | 15.0318 | 7.0672 | 0.034047 | 4.5526 | 30Q5 Flow | 7.0672 | HM Flow | 2.5587 | 7Q10 Flow |  | 365 | 1.3137e-05 | 0.0051343 | 0.0028856 | 0.0018589 | 3 | 4 | 0 | 0 | 39 | 1 | 0 | 0 | 0.788 | 32 | 0 | 0 | 6.5156e-06 | 1.7114e-06 | DMR | [16 empty] | 0.00022833 | 0.089238 | 0.050155 | 0.032309 | 0.00011325 | 2.9746e-05 | NO | NHDPlus
2020 | LEXMARK INTERNATIONAL INC | 110043544144 | KY0097624 | LEXINGTON | FAYETTE | KY |  | 38.0729 | -84.4844 |  | 3579 | Office Machines, Nec | 339940 | Office Supplies (except Paper) Manufacturing | IS45 | Miscellaneous Manufacturing | Waste Handling, Treatment, and Disposal (Remediation or Monitoring) | 1 | 0.016908 | KY0097624 | Cane Run | 051002050804 | Nothing reported to 2022 TRI |  |  |  | 2023 | 05100210000000 | CANE RUN CRK / UT, UT TO CANE RUN | 0.0288 | 0.009 | 0.00895 | NPDES | 0.009 | 0.013925 | 1825278 | Cane Run | 1 | 6.148 | 20.787 | 39.633 | 16.791 | 8.841 | 6.923 | 4.347 | 2.852 | 1.862 | 2.152 | 2.144 | 3.556 | 9.891 | QE_08 | 1.862 | 4.5526 | 2.5587 | 15.0318 | 7.0672 | 0.034047 | 4.5526 | 30Q5 Flow | 7.0672 | HM Flow | 2.5587 | 7Q10 Flow |  | 365 | 4.6324e-05 | 0.018104 | 0.010175 | 0.0065547 | 3 | 4 | 0 | 0 | 39 | 1 | 0 | 0 | 0.788 | 32 | 0 | 0 | 2.2975e-05 | 6.0348e-06 | DMR | [16 empty] | 0.00080515 | 0.31467 | 0.17686 | 0.11393 | 0.00039933 | 0.00010489 | NO | NHDPlus
2021 | LEXMARK INTERNATIONAL INC | 110043544144 | KY0097624 | LEXINGTON | FAYETTE | KY |  | 38.0729 | -84.4844 |  | 3579 | Office Machines, Nec | 339940 | Office Supplies (except Paper) Manufacturing | IS45 | Miscellaneous Manufacturing | Waste Handling, Treatment, and Disposal (Remediation or Monitoring) | 1 | 0.0066046 | KY0097624 | Cane Run | 051002050804 | Nothing reported to 2022 TRI |  |  |  | 2023 | 05100210000000 | CANE RUN CRK / UT, UT TO CANE RUN | 0.0288 | 0.009 | 0.00895 | NPDES | 0.009 | 0.013925 | 1825278 | Cane Run | 1 | 6.148 | 20.787 | 39.633 | 16.791 | 8.841 | 6.923 | 4.347 | 2.852 | 1.862 | 2.152 | 2.144 | 3.556 | 9.891 | QE_08 | 1.862 | 4.5526 | 2.5587 | 15.0318 | 7.0672 | 0.034047 | 4.5526 | 30Q5 Flow | 7.0672 | HM Flow | 2.5587 | 7Q10 Flow |  | 365 | 1.8095e-05 | 0.0070719 | 0.0039747 | 0.0025604 | 3 | 4 | 0 | 0 | 39 | 1 | 0 | 0 | 0.788 | 32 | 0 | 0 | 8.9745e-06 | 2.3573e-06 | DMR | [16 empty] | 0.00031451 | 0.12292 | 0.069083 | 0.044502 | 0.00015599 | 4.0972e-05 | NO | NHDPlus
2022 | LEXMARK INTERNATIONAL INC | 110043544144 | KY0097624 | LEXINGTON | FAYETTE | KY |  | 38.0729 | -84.4844 |  | 3579 | Office Machines, Nec | 339940 | Office Supplies (except Paper) Manufacturing | IS45 | Miscellaneous Manufacturing | Waste Handling, Treatment, and Disposal (Remediation or Monitoring) | 1 | 0.0091675 | KY0097624 | Cane Run | 051002050804 | Nothing reported to 2022 TRI |  |  |  | 2023 | 05100210000000 | CANE RUN CRK / UT, UT TO CANE RUN | 0.0288 | 0.009 | 0.00895 | NPDES | 0.009 | 0.013925 | 1825278 | Cane Run | 1 | 6.148 | 20.787 | 39.633 | 16.791 | 8.841 | 6.923 | 4.347 | 2.852 | 1.862 | 2.152 | 2.144 | 3.556 | 9.891 | QE_08 | 1.862 | 4.5526 | 2.5587 | 15.0318 | 7.0672 | 0.034047 | 4.5526 | 30Q5 Flow | 7.0672 | HM Flow | 2.5587 | 7Q10 Flow |  | 365 | 2.5116e-05 | 0.009816 | 0.005517 | 0.0035539 | 3 | 4 | 0 | 0 | 39 | 1 | 0 | 0 | 0.788 | 32 | 0 | 0 | 1.2457e-05 | 3.272e-06 | DMR | [16 empty] | 0.00043655 | 0.17061 | 0.09589 | 0.06177 | 0.00021651 | 5.6871e-05 | NO | NHDPlus
2023 | LEXMARK INTERNATIONAL INC | 110043544144 | KY0097624 | LEXINGTON | FAYETTE | KY |  | 38.0729 | -84.4844 |  | 3579 | Office Machines, Nec | 339940 | Office Supplies (except Paper) Manufacturing | IS45 | Miscellaneous Manufacturing | Waste Handling, Treatment, and Disposal (Remediation or Monitoring) | 1 | 0.012352 | KY0097624 | Cane Run | 051002050804 | Nothing reported to 2022 TRI |  |  |  | 2023 | 05100210000000 | CANE RUN CRK / UT, UT TO CANE RUN | 0.0288 | 0.009 | 0.00895 | NPDES | 0.009 | 0.013925 | 1825278 | Cane Run | 1 | 6.148 | 20.787 | 39.633 | 16.791 | 8.841 | 6.923 | 4.347 | 2.852 | 1.862 | 2.152 | 2.144 | 3.556 | 9.891 | QE_08 | 1.862 | 4.5526 | 2.5587 | 15.0318 | 7.0672 | 0.034047 | 4.5526 | 30Q5 Flow | 7.0672 | HM Flow | 2.5587 | 7Q10 Flow |  | 365 | 3.3841e-05 | 0.013226 | 0.0074334 | 0.0047884 | 3 | 4 | 0 | 0 | 39 | 1 | 0 | 0 | 0.788 | 32 | 0 | 0 | 1.6784e-05 | 4.4086e-06 | DMR | [16 empty] | 0.00058819 | 0.22988 | 0.1292 | 0.083227 | 0.00029172 | 7.6626e-05 | NO | NHDPlus
2020 | MADISONVILLE STP WEST SIDE | 110002041380 | KY0098043 | MADISONVILLE | HOPKINS | KY |  | 37.3185 | -87.5499 |  | 4952 | Sewerage Systems | 221320 | Sewage Treatment Facilities | IS4 | Utilities | Waste Handling, Treatment, and Disposal (POTW) | 1 | 6.6741 | KY0098043 | Greasy Creek-Clear Creek | 051402050202 | NAICS/SIC indication |  |  |  | 2023 | 05140210000000 | GREASY CREEK, GREASY CRK | 6 | 5.03 | 4.8987 | NPDES | 5.03 | 7.7826 | 10563026 | Greasy Creek | 3 | 16.906 | 50.995 | 92.868 | 45.935 | 28.116 | 19.555 | 11.475 | 7.451 | 4.754 | 5.179 | 4.855 | 3.976 | 23.668 | QE_11 | 3.976 | 9.7213 | 5.6116 | 41.335 | 17.5918 | 19.0283 | 19.0283 | Plant Flow | 19.0283 | Plant Flow | 19.0283 | Plant Flow |  | 365 | 0.018285 | 0.96096 | 0.96096 | 0.96096 | 3 | 4 | 0 | 0 | 39 | 1 | 0 | 0 | 0.788 | 32 | 0 | 0 | 0.0012195 | 0.00032032 | DMR | [16 empty] | 0.31782 | 16.7023 | 16.7023 | 16.7023 | 0.021196 | 0.0055674 | NO | PlantFlow
2021 | MADISONVILLE STP WEST SIDE | 110002041380 | KY0098043 | MADISONVILLE | HOPKINS | KY |  | 37.3185 | -87.5499 |  | 4952 | Sewerage Systems | 221320 | Sewage Treatment Facilities | IS4 | Utilities | Waste Handling, Treatment, and Disposal (POTW) | 1 | 19.3724 | KY0098043 | Greasy Creek-Clear Creek | 051402050202 | NAICS/SIC indication |  |  |  | 2023 | 05140210000000 | GREASY CREEK, GREASY CRK | 6 | 5.03 | 4.8987 | NPDES | 5.03 | 7.7826 | 10563026 | Greasy Creek | 3 | 16.906 | 50.995 | 92.868 | 45.935 | 28.116 | 19.555 | 11.475 | 7.451 | 4.754 | 5.179 | 4.855 | 3.976 | 23.668 | QE_11 | 3.976 | 9.7213 | 5.6116 | 41.335 | 17.5918 | 19.0283 | 19.0283 | Plant Flow | 19.0283 | Plant Flow | 19.0283 | Plant Flow |  | 365 | 0.053075 | 2.7893 | 2.7893 | 2.7893 | 3 | 4 | 0 | 0 | 39 | 1 | 0 | 0 | 0.788 | 32 | 0 | 0 | 0.0035397 | 0.00092976 | DMR | [16 empty] | 0.9225 | 48.4803 | 48.4803 | 48.4803 | 0.061523 | 0.01616 | NO | PlantFlow
2022 | MADISONVILLE STP WEST SIDE | 110002041380 | KY0098043 | MADISONVILLE | HOPKINS | KY |  | 37.3185 | -87.5499 |  | 4952 | Sewerage Systems | 221320 | Sewage Treatment Facilities | IS4 | Utilities | Waste Handling, Treatment, and Disposal (POTW) | 1 | 6.4089 | KY0098043 | Greasy Creek-Clear Creek | 051402050202 | NAICS/SIC indication |  |  |  | 2023 | 05140210000000 | GREASY CREEK, GREASY CRK | 6 | 5.03 | 4.8987 | NPDES | 5.03 | 7.7826 | 10563026 | Greasy Creek | 3 | 16.906 | 50.995 | 92.868 | 45.935 | 28.116 | 19.555 | 11.475 | 7.451 | 4.754 | 5.179 | 4.855 | 3.976 | 23.668 | QE_11 | 3.976 | 9.7213 | 5.6116 | 41.335 | 17.5918 | 19.0283 | 19.0283 | Plant Flow | 19.0283 | Plant Flow | 19.0283 | Plant Flow |  | 365 | 0.017559 | 0.92276 | 0.92276 | 0.92276 | 3 | 4 | 0 | 0 | 39 | 1 | 0 | 0 | 0.788 | 32 | 0 | 0 | 0.001171 | 0.00030759 | DMR | [16 empty] | 0.30519 | 16.0385 | 16.0385 | 16.0385 | 0.020353 | 0.0053462 | NO | PlantFlow
2019 | CEDAR CREEK WWTP | 110043485421 | KY0098540 | LOUISVILLE | JEFFERSON | KY |  | 38.1224 | -85.5876 |  | 4952 | Sewerage Systems | 221320 | Sewage Treatment Facilities | IS4 | Utilities | Waste Handling, Treatment, and Disposal (POTW) | 1 | 27.7652 | KY0098540 | Pennsylvania Run-Cedar Creek | 051401021002 | NAICS/SIC indication |  |  |  | 2023 | 05140100000000 | CEDAR CRK | 7.5 | 5.956 | 4.7938 | NPDES | 5.956 | 9.2153 | 10264224 | Cedar Creek | 2 | 18.841 | 56.179 | 98.709 | 50.077 | 29.03 | 21.304 | 13.123 | 8.218 | 5.61 | 5.135 | 5.468 | 7.339 | 29 | QE_09 | 5.135 | 12.555 | 7.3129 | 46.066 | 21.4315 | 22.5313 | 22.5313 | Plant Flow | 22.5313 | Plant Flow | 22.5313 | Plant Flow |  | 365 | 0.076069 | 3.3761 | 3.3761 | 3.3761 | 3 | 4 | 0 | 0 | 39 | 1 | 0 | 0 | 0.788 | 32 | 0 | 0 | 0.0042845 | 0.0011254 | DMR | [16 empty] | 1.3222 | 58.6807 | 58.6807 | 58.6807 | 0.074468 | 0.01956 | NO | PlantFlow
2020 | CEDAR CREEK WWTP | 110043485421 | KY0098540 | LOUISVILLE | JEFFERSON | KY |  | 38.1224 | -85.5876 |  | 4952 | Sewerage Systems | 221320 | Sewage Treatment Facilities | IS4 | Utilities | Waste Handling, Treatment, and Disposal (POTW) | 1 | 25.7516 | KY0098540 | Pennsylvania Run-Cedar Creek | 051401021002 | NAICS/SIC indication |  |  |  | 2023 | 05140100000000 | CEDAR CRK | 7.5 | 5.956 | 4.7938 | NPDES | 5.956 | 9.2153 | 10264224 | Cedar Creek | 2 | 18.841 | 56.179 | 98.709 | 50.077 | 29.03 | 21.304 | 13.123 | 8.218 | 5.61 | 5.135 | 5.468 | 7.339 | 29 | QE_09 | 5.135 | 12.555 | 7.3129 | 46.066 | 21.4315 | 22.5313 | 22.5313 | Plant Flow | 22.5313 | Plant Flow | 22.5313 | Plant Flow |  | 365 | 0.070552 | 3.1313 | 3.1313 | 3.1313 | 3 | 4 | 0 | 0 | 39 | 1 | 0 | 0 | 0.788 | 32 | 0 | 0 | 0.0039737 | 0.0010438 | DMR | [16 empty] | 1.2263 | 54.4251 | 54.4251 | 54.4251 | 0.069067 | 0.018142 | NO | PlantFlow
2021 | CEDAR CREEK WWTP | 110043485421 | KY0098540 | LOUISVILLE | JEFFERSON | KY |  | 38.1224 | -85.5876 |  | 4952 | Sewerage Systems | 221320 | Sewage Treatment Facilities | IS4 | Utilities | Waste Handling, Treatment, and Disposal (POTW) | 1 | 21.1304 | KY0098540 | Pennsylvania Run-Cedar Creek | 051401021002 | NAICS/SIC indication |  |  |  | 2023 | 05140100000000 | CEDAR CRK | 7.5 | 5.956 | 4.7938 | NPDES | 5.956 | 9.2153 | 10264224 | Cedar Creek | 2 | 18.841 | 56.179 | 98.709 | 50.077 | 29.03 | 21.304 | 13.123 | 8.218 | 5.61 | 5.135 | 5.468 | 7.339 | 29 | QE_09 | 5.135 | 12.555 | 7.3129 | 46.066 | 21.4315 | 22.5313 | 22.5313 | Plant Flow | 22.5313 | Plant Flow | 22.5313 | Plant Flow |  | 365 | 0.057892 | 2.5694 | 2.5694 | 2.5694 | 3 | 4 | 0 | 0 | 39 | 1 | 0 | 0 | 0.788 | 32 | 0 | 0 | 0.0032606 | 0.00085646 | DMR | [16 empty] | 1.0062 | 44.6584 | 44.6584 | 44.6584 | 0.056673 | 0.014886 | NO | PlantFlow
2022 | CEDAR CREEK WWTP | 110043485421 | KY0098540 | LOUISVILLE | JEFFERSON | KY |  | 38.1224 | -85.5876 |  | 4952 | Sewerage Systems | 221320 | Sewage Treatment Facilities | IS4 | Utilities | Waste Handling, Treatment, and Disposal (POTW) | 1 | 20.0667 | KY0098540 | Pennsylvania Run-Cedar Creek | 051401021002 | NAICS/SIC indication |  |  |  | 2023 | 05140100000000 | CEDAR CRK | 7.5 | 5.956 | 4.7938 | NPDES | 5.956 | 9.2153 | 10264224 | Cedar Creek | 2 | 18.841 | 56.179 | 98.709 | 50.077 | 29.03 | 21.304 | 13.123 | 8.218 | 5.61 | 5.135 | 5.468 | 7.339 | 29 | QE_09 | 5.135 | 12.555 | 7.3129 | 46.066 | 21.4315 | 22.5313 | 22.5313 | Plant Flow | 22.5313 | Plant Flow | 22.5313 | Plant Flow |  | 365 | 0.054977 | 2.44 | 2.44 | 2.44 | 3 | 4 | 0 | 0 | 39 | 1 | 0 | 0 | 0.788 | 32 | 0 | 0 | 0.0030965 | 0.00081334 | DMR | [16 empty] | 0.95555 | 42.4101 | 42.4101 | 42.4101 | 0.05382 | 0.014137 | NO | PlantFlow
2023 | CEDAR CREEK WWTP | 110043485421 | KY0098540 | LOUISVILLE | JEFFERSON | KY |  | 38.1224 | -85.5876 |  | 4952 | Sewerage Systems | 221320 | Sewage Treatment Facilities | IS4 | Utilities | Waste Handling, Treatment, and Disposal (POTW) | 1 | 16.3193 | KY0098540 | Pennsylvania Run-Cedar Creek | 051401021002 | NAICS/SIC indication |  |  |  | 2023 | 05140100000000 | CEDAR CRK | 7.5 | 5.956 | 4.7938 | NPDES | 5.956 | 9.2153 | 10264224 | Cedar Creek | 2 | 18.841 | 56.179 | 98.709 | 50.077 | 29.03 | 21.304 | 13.123 | 8.218 | 5.61 | 5.135 | 5.468 | 7.339 | 29 | QE_09 | 5.135 | 12.555 | 7.3129 | 46.066 | 21.4315 | 22.5313 | 22.5313 | Plant Flow | 22.5313 | Plant Flow | 22.5313 | Plant Flow |  | 365 | 0.04471 | 1.9844 | 1.9844 | 1.9844 | 3 | 4 | 0 | 0 | 39 | 1 | 0 | 0 | 0.788 | 32 | 0 | 0 | 0.0025182 | 0.00066145 | DMR | [16 empty] | 0.77711 | 34.4901 | 34.4901 | 34.4901 | 0.043769 | 0.011497 | NO | PlantFlow
2019 | FLOYDS FORK WQTC MSD | 110043486457 | KY0102784 | LOUISVILLE | JEFFERSON | KY |  | 38.2367 | -85.4667 |  | 4952 | Sewerage Systems | 221320 | Sewage Treatment Facilities | IS4 | Utilities | Waste Handling, Treatment, and Disposal (POTW) | 1 | 15.6458 | KY0102784 | Brush Run-Floyds Fork | 051401020804 | NAICS/SIC indication |  |  |  | 2023 | 05140100000000 | FLOYDS FORK CRK | 6.5 | 3.8164 | 3.7645 | NPDES | 3.8164 | 5.9048 | 10263962 | Floyds Fork | 3 | 148.447 | 220.953 | 321.172 | 276.25 | 213.836 | 179.57 | 86.78 | 49.505 | 32.196 | 18.701 | 19.097 | 64.312 | 157.873 | QE_09 | 18.701 | 45.7237 | 27.8722 | 362.9511 | 119.0804 | 14.4373 | 45.7237 | 30Q5 Flow | 119.0804 | HM Flow | 27.8722 | 7Q10 Flow |  | 365 | 0.042865 | 1.5379 | 0.93748 | 0.35997 | 3 | 4 | 0 | 0 | 39 | 1 | 0 | 0 | 0.788 | 32 | 0 | 0 | 0.0019517 | 0.00051264 | DMR | [16 empty] | 0.74504 | 26.7304 | 16.2943 | 6.2566 | 0.033922 | 0.0089101 | NO | NHDPlus
2020 | FLOYDS FORK WQTC MSD | 110043486457 | KY0102784 | LOUISVILLE | JEFFERSON | KY |  | 38.2367 | -85.4667 |  | 4952 | Sewerage Systems | 221320 | Sewage Treatment Facilities | IS4 | Utilities | Waste Handling, Treatment, and Disposal (POTW) | 1 | 12.5097 | KY0102784 | Brush Run-Floyds Fork | 051401020804 | NAICS/SIC indication |  |  |  | 2023 | 05140100000000 | FLOYDS FORK CRK | 6.5 | 3.8164 | 3.7645 | NPDES | 3.8164 | 5.9048 | 10263962 | Floyds Fork | 3 | 148.447 | 220.953 | 321.172 | 276.25 | 213.836 | 179.57 | 86.78 | 49.505 | 32.196 | 18.701 | 19.097 | 64.312 | 157.873 | QE_09 | 18.701 | 45.7237 | 27.8722 | 362.9511 | 119.0804 | 14.4373 | 45.7237 | 30Q5 Flow | 119.0804 | HM Flow | 27.8722 | 7Q10 Flow |  | 365 | 0.034273 | 1.2297 | 0.74957 | 0.28782 | 3 | 4 | 0 | 0 | 39 | 1 | 0 | 0 | 0.788 | 32 | 0 | 0 | 0.0015605 | 0.00040988 | DMR | [16 empty] | 0.5957 | 21.3726 | 13.0283 | 5.0025 | 0.027123 | 0.0071242 | NO | NHDPlus
2021 | FLOYDS FORK WQTC MSD | 110043486457 | KY0102784 | LOUISVILLE | JEFFERSON | KY |  | 38.2367 | -85.4667 |  | 4952 | Sewerage Systems | 221320 | Sewage Treatment Facilities | IS4 | Utilities | Waste Handling, Treatment, and Disposal (POTW) | 1 | 12.8171 | KY0102784 | Brush Run-Floyds Fork | 051401020804 | NAICS/SIC indication |  |  |  | 2023 | 05140100000000 | FLOYDS FORK CRK | 6.5 | 3.8164 | 3.7645 | NPDES | 3.8164 | 5.9048 | 10263962 | Floyds Fork | 3 | 148.447 | 220.953 | 321.172 | 276.25 | 213.836 | 179.57 | 86.78 | 49.505 | 32.196 | 18.701 | 19.097 | 64.312 | 157.873 | QE_09 | 18.701 | 45.7237 | 27.8722 | 362.9511 | 119.0804 | 14.4373 | 45.7237 | 30Q5 Flow | 119.0804 | HM Flow | 27.8722 | 7Q10 Flow |  | 365 | 0.035115 | 1.2599 | 0.76799 | 0.29489 | 3 | 4 | 0 | 0 | 39 | 1 | 0 | 0 | 0.788 | 32 | 0 | 0 | 0.0015988 | 0.00041996 | DMR | [16 empty] | 0.61034 | 21.8977 | 13.3484 | 5.1254 | 0.027789 | 0.0072992 | NO | NHDPlus
2022 | FLOYDS FORK WQTC MSD | 110043486457 | KY0102784 | LOUISVILLE | JEFFERSON | KY |  | 38.2367 | -85.4667 |  | 4952 | Sewerage Systems | 221320 | Sewage Treatment Facilities | IS4 | Utilities | Waste Handling, Treatment, and Disposal (POTW) | 1 | 14.4577 | KY0102784 | Brush Run-Floyds Fork | 051401020804 | NAICS/SIC indication |  |  |  | 2023 | 05140100000000 | FLOYDS FORK CRK | 6.5 | 3.8164 | 3.7645 | NPDES | 3.8164 | 5.9048 | 10263962 | Floyds Fork | 3 | 148.447 | 220.953 | 321.172 | 276.25 | 213.836 | 179.57 | 86.78 | 49.505 | 32.196 | 18.701 | 19.097 | 64.312 | 157.873 | QE_09 | 18.701 | 45.7237 | 27.8722 | 362.9511 | 119.0804 | 14.4373 | 45.7237 | 30Q5 Flow | 119.0804 | HM Flow | 27.8722 | 7Q10 Flow |  | 365 | 0.03961 | 1.4211 | 0.86629 | 0.33263 | 3 | 4 | 0 | 0 | 39 | 1 | 0 | 0 | 0.788 | 32 | 0 | 0 | 0.0018035 | 0.00047371 | DMR | [16 empty] | 0.68846 | 24.7006 | 15.057 | 5.7815 | 0.031346 | 0.0082335 | NO | NHDPlus
2023 | FLOYDS FORK WQTC MSD | 110043486457 | KY0102784 | LOUISVILLE | JEFFERSON | KY |  | 38.2367 | -85.4667 |  | 4952 | Sewerage Systems | 221320 | Sewage Treatment Facilities | IS4 | Utilities | Waste Handling, Treatment, and Disposal (POTW) | 1 | 11.7222 | KY0102784 | Brush Run-Floyds Fork | 051401020804 | NAICS/SIC indication |  |  |  | 2023 | 05140100000000 | FLOYDS FORK CRK | 6.5 | 3.8164 | 3.7645 | NPDES | 3.8164 | 5.9048 | 10263962 | Floyds Fork | 3 | 148.447 | 220.953 | 321.172 | 276.25 | 213.836 | 179.57 | 86.78 | 49.505 | 32.196 | 18.701 | 19.097 | 64.312 | 157.873 | QE_09 | 18.701 | 45.7237 | 27.8722 | 362.9511 | 119.0804 | 14.4373 | 45.7237 | 30Q5 Flow | 119.0804 | HM Flow | 27.8722 | 7Q10 Flow |  | 365 | 0.032116 | 1.1522 | 0.70239 | 0.2697 | 3 | 4 | 0 | 0 | 39 | 1 | 0 | 0 | 0.788 | 32 | 0 | 0 | 0.0014622 | 0.00038408 | DMR | [16 empty] | 0.5582 | 20.0272 | 12.2081 | 4.6876 | 0.025415 | 0.0066757 | NO | NHDPlus
2019 | RICHMOND SILVER CREEK STP | 110009933484 | KY0103357 | BEREA | MADISON | KY |  | 37.641 | -84.3127 |  | 4952 | Sewerage Systems | 221320 | Sewage Treatment Facilities | IS4 | Utilities | Waste Handling, Treatment, and Disposal (POTW) | 1 | 3.2328 | KY0103357 | Ballard Branch-Silver Creek | 051002050204 | NAICS/SIC indication |  |  |  | 2023 | 05100210000000 | SILVER CRK | 1 | 1 |  | NPDES | 1 | 1.5472 | 1827308 | Silver Creek | 3 | 82.133 | 156.194 | 173.525 | 157.742 | 122.655 | 88.152 | 55.742 | 27.564 | 23.113 | 36.739 | 24.471 | 53.733 | 129.987 | QE_08 | 23.113 | 56.511 | 34.7057 | 200.8142 | 101.5829 | 3.783 | 56.511 | 30Q5 Flow | 101.5829 | HM Flow | 34.7057 | 7Q10 Flow |  | 365 | 0.0088569 | 0.2552 | 0.15673 | 0.087189 | 3 | 4 | 0 | 0 | 39 | 1 | 0 | 0 | 0.788 | 32 | 0 | 0 | 0.00032386 | 8.5067e-05 | DMR | [16 empty] | 0.15394 | 4.4356 | 2.7241 | 1.5154 | 0.005629 | 0.0014785 | NO | NHDPlus
2020 | RICHMOND SILVER CREEK STP | 110009933484 | KY0103357 | BEREA | MADISON | KY |  | 37.641 | -84.3127 |  | 4952 | Sewerage Systems | 221320 | Sewage Treatment Facilities | IS4 | Utilities | Waste Handling, Treatment, and Disposal (POTW) | 1 | 2.542 | KY0103357 | Ballard Branch-Silver Creek | 051002050204 | NAICS/SIC indication |  |  |  | 2023 | 05100210000000 | SILVER CRK | 1 | 1 |  | NPDES | 1 | 1.5472 | 1827308 | Silver Creek | 3 | 82.133 | 156.194 | 173.525 | 157.742 | 122.655 | 88.152 | 55.742 | 27.564 | 23.113 | 36.739 | 24.471 | 53.733 | 129.987 | QE_08 | 23.113 | 56.511 | 34.7057 | 200.8142 | 101.5829 | 3.783 | 56.511 | 30Q5 Flow | 101.5829 | HM Flow | 34.7057 | 7Q10 Flow |  | 365 | 0.0069644 | 0.20067 | 0.12324 | 0.068559 | 3 | 4 | 0 | 0 | 39 | 1 | 0 | 0 | 0.788 | 32 | 0 | 0 | 0.00025466 | 6.689e-05 | DMR | [16 empty] | 0.12105 | 3.4878 | 2.142 | 1.1916 | 0.0044262 | 0.0011626 | NO | NHDPlus
2020 | JERRY L RILEY STP | 110009933402 | KY0104027 | BARDSTOWN | NELSON | KY |  | 37.7808 | -85.5107 |  | 4952 | Sewerage Systems | 221320 | Sewage Treatment Facilities | IS4 | Utilities | Waste Handling, Treatment, and Disposal (POTW) | 1 | 1.2213 | KY0104027 | Buffalo Creek-Beech Fork | 051401030306 | NAICS/SIC indication |  |  |  | 2023 | 05140100000000 | BEECH FORK RIVER | 4 | 1.724 | 1.7843 | NPDES | 1.724 | 2.6674 | 10300979 | Beech Fork | 5 | 976.865 | 1655.047 | 1881.966 | 1993.766 | 1253.631 | 1040.989 | 725.015 | 322.55 | 247.122 | 302.334 | 204.941 | 625.864 | 1512.251 | QE_10 | 204.941 | 501.0782 | 332.3037 | 2388.423 | 1140.3324 | 6.5218 | 501.0782 | 30Q5 Flow | 1140.3324 | HM Flow | 332.3037 | 7Q10 Flow |  | 365 | 0.0033459 | 0.010069 | 0.0066775 | 0.0029342 | 3 | 4 | 0 | 0 | 39 | 1 | 0 | 0 | 0.788 | 32 | 0 | 0 | 1.2778e-05 | 3.3563e-06 | DMR | [16 empty] | 0.058156 | 0.17501 | 0.11606 | 0.050999 | 0.00022209 | 5.8336e-05 | NO | NHDPlus
2021 | JERRY L RILEY STP | 110009933402 | KY0104027 | BARDSTOWN | NELSON | KY |  | 37.7808 | -85.5107 |  | 4952 | Sewerage Systems | 221320 | Sewage Treatment Facilities | IS4 | Utilities | Waste Handling, Treatment, and Disposal (POTW) | 1 | 1.6219 | KY0104027 | Buffalo Creek-Beech Fork | 051401030306 | NAICS/SIC indication |  |  |  | 2023 | 05140100000000 | BEECH FORK RIVER | 4 | 1.724 | 1.7843 | NPDES | 1.724 | 2.6674 | 10300979 | Beech Fork | 5 | 976.865 | 1655.047 | 1881.966 | 1993.766 | 1253.631 | 1040.989 | 725.015 | 322.55 | 247.122 | 302.334 | 204.941 | 625.864 | 1512.251 | QE_10 | 204.941 | 501.0782 | 332.3037 | 2388.423 | 1140.3324 | 6.5218 | 501.0782 | 30Q5 Flow | 1140.3324 | HM Flow | 332.3037 | 7Q10 Flow |  | 365 | 0.0044436 | 0.013372 | 0.0088681 | 0.0038968 | 3 | 4 | 0 | 0 | 39 | 1 | 0 | 0 | 0.788 | 32 | 0 | 0 | 1.697e-05 | 4.4574e-06 | DMR | [16 empty] | 0.077234 | 0.23242 | 0.15414 | 0.067729 | 0.00029495 | 7.7473e-05 | NO | NHDPlus
2019 | MOUNT STERLING HINKSTON CREEK STP | 110039705361 | KY0104400 | MT STERLING | MONTGOMERY | KY |  | 38.1016 | -83.9198 |  | 4952 | Sewerage Systems | 221320 | Sewage Treatment Facilities | IS4 | Utilities | Waste Handling, Treatment, and Disposal (POTW) | 1 | 11.0867 | KY0104400 | Headwaters Hinkston Creek | 051001020302 | NAICS/SIC indication |  |  |  | 2023 | 05100100000000 | HINKSTON, HINKSTON CREEK, HINKSTON CRK | 3 | 1.97 | 0.57 | NPDES | 1.97 | 3.048 | 2057256 | Hinkston Creek | 2 | 20.843 | 66.453 | 107.863 | 54.459 | 28.725 | 20.551 | 12.994 | 8.765 | 6.074 | 6.497 | 6.011 | 13.724 | 33.033 | QE_10 | 6.011 | 14.6968 | 8.608 | 50.9609 | 24.5973 | 7.4524 | 14.6968 | 30Q5 Flow | 24.5973 | HM Flow | 8.608 | 7Q10 Flow |  | 365 | 0.030375 | 3.5286 | 2.0667 | 1.2349 | 3 | 4 | 0 | 0 | 39 | 1 | 0 | 0 | 0.788 | 32 | 0 | 0 | 0.004478 | 0.0011762 | DMR | [16 empty] | 0.52794 | 61.3312 | 35.922 | 21.4634 | 0.077832 | 0.020444 | NO | NHDPlus
2020 | MOUNT STERLING HINKSTON CREEK STP | 110039705361 | KY0104400 | MT STERLING | MONTGOMERY | KY |  | 38.1016 | -83.9198 |  | 4952 | Sewerage Systems | 221320 | Sewage Treatment Facilities | IS4 | Utilities | Waste Handling, Treatment, and Disposal (POTW) | 1 | 6.7349 | KY0104400 | Headwaters Hinkston Creek | 051001020302 | NAICS/SIC indication |  |  |  | 2023 | 05100100000000 | HINKSTON, HINKSTON CREEK, HINKSTON CRK | 3 | 1.97 | 0.57 | NPDES | 1.97 | 3.048 | 2057256 | Hinkston Creek | 2 | 20.843 | 66.453 | 107.863 | 54.459 | 28.725 | 20.551 | 12.994 | 8.765 | 6.074 | 6.497 | 6.011 | 13.724 | 33.033 | QE_10 | 6.011 | 14.6968 | 8.608 | 50.9609 | 24.5973 | 7.4524 | 14.6968 | 30Q5 Flow | 24.5973 | HM Flow | 8.608 | 7Q10 Flow |  | 365 | 0.018452 | 2.1436 | 1.2555 | 0.75016 | 3 | 4 | 0 | 0 | 39 | 1 | 0 | 0 | 0.788 | 32 | 0 | 0 | 0.0027203 | 0.00071452 | DMR | [16 empty] | 0.32071 | 37.2573 | 21.8218 | 13.0385 | 0.047281 | 0.012419 | NO | NHDPlus
2021 | MOUNT STERLING HINKSTON CREEK STP | 110039705361 | KY0104400 | MT STERLING | MONTGOMERY | KY |  | 38.1016 | -83.9198 |  | 4952 | Sewerage Systems | 221320 | Sewage Treatment Facilities | IS4 | Utilities | Waste Handling, Treatment, and Disposal (POTW) | 1 | 7.4257 | KY0104400 | Headwaters Hinkston Creek | 051001020302 | NAICS/SIC indication |  |  |  | 2023 | 05100100000000 | HINKSTON, HINKSTON CREEK, HINKSTON CRK | 3 | 1.97 | 0.57 | NPDES | 1.97 | 3.048 | 2057256 | Hinkston Creek | 2 | 20.843 | 66.453 | 107.863 | 54.459 | 28.725 | 20.551 | 12.994 | 8.765 | 6.074 | 6.497 | 6.011 | 13.724 | 33.033 | QE_10 | 6.011 | 14.6968 | 8.608 | 50.9609 | 24.5973 | 7.4524 | 14.6968 | 30Q5 Flow | 24.5973 | HM Flow | 8.608 | 7Q10 Flow |  | 365 | 0.020344 | 2.3634 | 1.3843 | 0.8271 | 3 | 4 | 0 | 0 | 39 | 1 | 0 | 0 | 0.788 | 32 | 0 | 0 | 0.0029993 | 0.00078781 | DMR | [16 empty] | 0.3536 | 41.0786 | 24.0599 | 14.3758 | 0.05213 | 0.013693 | NO | NHDPlus
2019 | CARROLLTON REGIONAL WWTP | 110015632216 | KY0104931 | CARROLLTON | CARROLL | KY |  | 38.6281 | -85.1097 |  | 4952 | Sewerage Systems | 221320 | Sewage Treatment Facilities | IS4 | Utilities | Waste Handling, Treatment, and Disposal (POTW) | 1 | 5.8715 | KY0104931 | Whites Run-Kentucky River | 051002051510 | NAICS/SIC indication |  |  |  | 2023 | 05100210000000 | KENTUCKY RIVER | 1.7 | 1.19 | 0.98504 | NPDES | 1.19 | 1.8412 | 1824428 | Kentucky River | 6 | 9597.641 | 15672.211 | 17022.589 | 19321.102 | 14812.593 | 11306.325 | 6840.049 | 3188.742 | 2628.895 | 2576.896 | 2608.783 | 5584.617 | 12582.225 | QE_09 | 2576.896 | 6300.4792 | 4567.7733 | 23466.1149 | 14278.1849 | 4.5017 | 6300.4792 | 30Q5 Flow | 14278.1849 | HM Flow | 4567.7733 | 7Q10 Flow |  | 365 | 0.016086 | 0.0035217 | 0.0025532 | 0.0011266 | 3 | 4 | 0 | 0 | 39 | 1 | 0 | 0 | 0.788 | 32 | 0 | 0 | 4.4691e-06 | 1.1739e-06 | DMR | [16 empty] | 0.27959 | 0.06121 | 0.044377 | 0.019582 | 7.7678e-05 | 2.0403e-05 | NO | NHDPlus
2020 | CARROLLTON REGIONAL WWTP | 110015632216 | KY0104931 | CARROLLTON | CARROLL | KY |  | 38.6281 | -85.1097 |  | 4952 | Sewerage Systems | 221320 | Sewage Treatment Facilities | IS4 | Utilities | Waste Handling, Treatment, and Disposal (POTW) | 1 | 3.5574 | KY0104931 | Whites Run-Kentucky River | 051002051510 | NAICS/SIC indication |  |  |  | 2023 | 05100210000000 | KENTUCKY RIVER | 1.7 | 1.19 | 0.98504 | NPDES | 1.19 | 1.8412 | 1824428 | Kentucky River | 6 | 9597.641 | 15672.211 | 17022.589 | 19321.102 | 14812.593 | 11306.325 | 6840.049 | 3188.742 | 2628.895 | 2576.896 | 2608.783 | 5584.617 | 12582.225 | QE_09 | 2576.896 | 6300.4792 | 4567.7733 | 23466.1149 | 14278.1849 | 4.5017 | 6300.4792 | 30Q5 Flow | 14278.1849 | HM Flow | 4567.7733 | 7Q10 Flow |  | 365 | 0.0097464 | 0.0021337 | 0.0015469 | 0.00068261 | 3 | 4 | 0 | 0 | 39 | 1 | 0 | 0 | 0.788 | 32 | 0 | 0 | 2.7078e-06 | 7.1124e-07 | DMR | [16 empty] | 0.1694 | 0.037086 | 0.026887 | 0.011864 | 4.7064e-05 | 1.2362e-05 | NO | NHDPlus
2023 | CARROLLTON REGIONAL WWTP | 110015632216 | KY0104931 | CARROLLTON | CARROLL | KY |  | 38.6281 | -85.1097 |  | 4952 | Sewerage Systems | 221320 | Sewage Treatment Facilities | IS4 | Utilities | Waste Handling, Treatment, and Disposal (POTW) | 1 | 2.7043 | KY0104931 | Whites Run-Kentucky River | 051002051510 | NAICS/SIC indication |  |  |  | 2023 | 05100210000000 | KENTUCKY RIVER | 1.7 | 1.19 | 0.98504 | NPDES | 1.19 | 1.8412 | 1824428 | Kentucky River | 6 | 9597.641 | 15672.211 | 17022.589 | 19321.102 | 14812.593 | 11306.325 | 6840.049 | 3188.742 | 2628.895 | 2576.896 | 2608.783 | 5584.617 | 12582.225 | QE_09 | 2576.896 | 6300.4792 | 4567.7733 | 23466.1149 | 14278.1849 | 4.5017 | 6300.4792 | 30Q5 Flow | 14278.1849 | HM Flow | 4567.7733 | 7Q10 Flow |  | 365 | 0.0074091 | 0.001622 | 0.001176 | 0.00051891 | 3 | 4 | 0 | 0 | 39 | 1 | 0 | 0 | 0.788 | 32 | 0 | 0 | 2.0584e-06 | 5.4068e-07 | DMR | [16 empty] | 0.12878 | 0.028193 | 0.020439 | 0.0090192 | 3.5778e-05 | 9.3976e-06 | NO | NHDPlus
2020 | EASTERN REGIONAL STP | 110013680837 | KY0105031 | ALEXANDRIA | CAMPBELL | KY |  | 38.9473 | -84.3701 |  | 4952 | Sewerage Systems | 221320 | Sewage Treatment Facilities | IS4 | Utilities | Waste Handling, Treatment, and Disposal (POTW) | 1 | 0.00075293 | KY0105031 | Twelvemile Creek | 050902011205 | NAICS/SIC indication |  |  |  | 2023 | 05090200000000 | BRUSH CREEK, BRUSH CRK | 4 | 1.17 | 1.1767 | NPDES | 1.17 | 1.8103 | 1922552 |  | 1 | 5.027 | 13.993 | 33.981 | 13.808 | 8.073 | 6.471 | 4.056 | 2.616 | 1.882 | 1.752 | 1.984 | 2.349 | 7.249 | QE_09 | 1.752 | 4.2836 | 2.4024 | 12.291 | 6.2056 | 4.4261 | 4.4261 | Plant Flow | 6.2056 | HM Flow | 4.4261 | Plant Flow |  | 365 | 2.0628e-06 | 0.00046606 | 0.00046606 | 0.00033241 | 3 | 4 | 0 | 0 | 39 | 1 | 0 | 0 | 0.788 | 32 | 0 | 0 | 5.9145e-07 | 1.5535e-07 | DMR | [16 empty] | 3.5854e-05 | 0.0081006 | 0.0081006 | 0.0057776 | 1.028e-05 | 2.7002e-06 | NO | NHDPlus
2019 | NORTHERN MADISON COUNTY SANITATION DISTRICT | 110016759444 | KY0105376 | RICHMOND | MADISON | KY |  | 37.8522 | -84.3631 |  | 4952 | Sewerage Systems | 221320 | Sewage Treatment Facilities | IS4 | Utilities | Waste Handling, Treatment, and Disposal (POTW) | 1 | 0.97398 | KY0105376 | Marble Creek-Kentucky River | 051002050308 | NAICS/SIC indication |  |  |  | 2023 | 05100210000000 | KENTUCKY RIVER, KENTUCKY RV | 1 | 0.19 | 0.18 | NPDES | 0.19 | 0.29397 | 1827716 | Kentucky River | 6 | 5955.889 | 9917.659 | 10555.707 | 12108.478 | 9899.797 | 7512.974 | 4203.629 | 1925.272 | 1566.045 | 1417.574 | 1757.71 | 3542.436 | 7485.616 | QE_09 | 1417.574 | 3465.9511 | 2460.465 | 14562.0758 | 8097.3612 | 0.71876 | 3465.9511 | 30Q5 Flow | 8097.3612 | HM Flow | 2460.465 | 7Q10 Flow |  | 365 | 0.0026684 | 0.0010845 | 0.0007699 | 0.00032954 | 3 | 4 | 0 | 0 | 39 | 1 | 0 | 0 | 0.788 | 32 | 0 | 0 | 1.3763e-06 | 3.6151e-07 | DMR | [16 empty] | 0.04638 | 0.01885 | 0.013382 | 0.0057278 | 2.3921e-05 | 6.2833e-06 | NO | NHDPlus
2020 | NORTHERN MADISON COUNTY SANITATION DISTRICT | 110016759444 | KY0105376 | RICHMOND | MADISON | KY |  | 37.8522 | -84.3631 |  | 4952 | Sewerage Systems | 221320 | Sewage Treatment Facilities | IS4 | Utilities | Waste Handling, Treatment, and Disposal (POTW) | 1 | 0.28598 | KY0105376 | Marble Creek-Kentucky River | 051002050308 | NAICS/SIC indication |  |  |  | 2023 | 05100210000000 | KENTUCKY RIVER, KENTUCKY RV | 1 | 0.19 | 0.18 | NPDES | 0.19 | 0.29397 | 1827716 | Kentucky River | 6 | 5955.889 | 9917.659 | 10555.707 | 12108.478 | 9899.797 | 7512.974 | 4203.629 | 1925.272 | 1566.045 | 1417.574 | 1757.71 | 3542.436 | 7485.616 | QE_09 | 1417.574 | 3465.9511 | 2460.465 | 14562.0758 | 8097.3612 | 0.71876 | 3465.9511 | 30Q5 Flow | 8097.3612 | HM Flow | 2460.465 | 7Q10 Flow |  | 365 | 0.0007835 | 0.00031843 | 0.00022605 | 9.6759e-05 | 3 | 4 | 0 | 0 | 39 | 1 | 0 | 0 | 0.788 | 32 | 0 | 0 | 4.041e-07 | 1.0614e-07 | DMR | [16 empty] | 0.013618 | 0.0055347 | 0.003929 | 0.0016818 | 7.0237e-06 | 1.8449e-06 | NO | NHDPlus
2021 | NORTHERN MADISON COUNTY SANITATION DISTRICT | 110016759444 | KY0105376 | RICHMOND | MADISON | KY |  | 37.8522 | -84.3631 |  | 4952 | Sewerage Systems | 221320 | Sewage Treatment Facilities | IS4 | Utilities | Waste Handling, Treatment, and Disposal (POTW) | 1 | 0.69353 | KY0105376 | Marble Creek-Kentucky River | 051002050308 | NAICS/SIC indication |  |  |  | 2023 | 05100210000000 | KENTUCKY RIVER, KENTUCKY RV | 1 | 0.19 | 0.18 | NPDES | 0.19 | 0.29397 | 1827716 | Kentucky River | 6 | 5955.889 | 9917.659 | 10555.707 | 12108.478 | 9899.797 | 7512.974 | 4203.629 | 1925.272 | 1566.045 | 1417.574 | 1757.71 | 3542.436 | 7485.616 | QE_09 | 1417.574 | 3465.9511 | 2460.465 | 14562.0758 | 8097.3612 | 0.71876 | 3465.9511 | 30Q5 Flow | 8097.3612 | HM Flow | 2460.465 | 7Q10 Flow |  | 365 | 0.0019001 | 0.00077224 | 0.00054821 | 0.00023465 | 3 | 4 | 0 | 0 | 39 | 1 | 0 | 0 | 0.788 | 32 | 0 | 0 | 9.8e-07 | 2.5741e-07 | DMR | [16 empty] | 0.033025 | 0.013422 | 0.0095284 | 0.0040785 | 1.7033e-05 | 4.4741e-06 | NO | NHDPlus
2021 | CYNTHIANA STP (NEW) | 110020737540 | KY0105856 | CYNTHIANA | HARRISON | KY |  | 38.395 | -84.3022 |  | 4952 | Sewerage Systems | 221320 | Sewage Treatment Facilities | IS4 | Utilities | Waste Handling, Treatment, and Disposal (POTW) | 1 | 2.9223 | KY0105856 | Indian Creek-South Fork Licking River | 051001020403 | NAICS/SIC indication |  |  |  | 2023 | 05100100000000 | SOUTH FORK / LICKING RIVER, SOUTH FORK LICKING RIVER | 2 | 0.875 | 0.88525 | NPDES | 0.875 | 1.3538 | 2057592 | Flat Run | 1 | 2.522 | 8.568 | 19.902 | 7.136 | 3.948 | 3.247 | 2.028 | 1.301 | 0.832 | 1.033 | 1.063 | 0.644 | 3.782 | QE_11 | 0.644 | 1.5746 | 0.8525 | 6.1663 | 2.5277 | 3.3101 | 3.3101 | Plant Flow | 3.3101 | Plant Flow | 3.3101 | Plant Flow |  | 365 | 0.0080062 | 2.4187 | 2.4187 | 2.4187 | 3 | 4 | 0 | 0 | 39 | 1 | 0 | 0 | 0.788 | 32 | 0 | 0 | 0.0030695 | 0.00080624 | DMR | [16 empty] | 0.13916 | 42.0399 | 42.0399 | 42.0399 | 0.05335 | 0.014013 | NO | PlantFlow
2022 | CYNTHIANA STP (NEW) | 110020737540 | KY0105856 | CYNTHIANA | HARRISON | KY |  | 38.395 | -84.3022 |  | 4952 | Sewerage Systems | 221320 | Sewage Treatment Facilities | IS4 | Utilities | Waste Handling, Treatment, and Disposal (POTW) | 1 | 2.7458 | KY0105856 | Indian Creek-South Fork Licking River | 051001020403 | NAICS/SIC indication |  |  |  | 2023 | 05100100000000 | SOUTH FORK / LICKING RIVER, SOUTH FORK LICKING RIVER | 2 | 0.875 | 0.88525 | NPDES | 0.875 | 1.3538 | 2057592 | Flat Run | 1 | 2.522 | 8.568 | 19.902 | 7.136 | 3.948 | 3.247 | 2.028 | 1.301 | 0.832 | 1.033 | 1.063 | 0.644 | 3.782 | QE_11 | 0.644 | 1.5746 | 0.8525 | 6.1663 | 2.5277 | 3.3101 | 3.3101 | Plant Flow | 3.3101 | Plant Flow | 3.3101 | Plant Flow |  | 365 | 0.0075227 | 2.2727 | 2.2727 | 2.2727 | 3 | 4 | 0 | 0 | 39 | 1 | 0 | 0 | 0.788 | 32 | 0 | 0 | 0.0028841 | 0.00075755 | DMR | [16 empty] | 0.13075 | 39.5009 | 39.5009 | 39.5009 | 0.050128 | 0.013167 | NO | PlantFlow
2023 | CYNTHIANA STP (NEW) | 110020737540 | KY0105856 | CYNTHIANA | HARRISON | KY |  | 38.395 | -84.3022 |  | 4952 | Sewerage Systems | 221320 | Sewage Treatment Facilities | IS4 | Utilities | Waste Handling, Treatment, and Disposal (POTW) | 1 | 2.9323 | KY0105856 | Indian Creek-South Fork Licking River | 051001020403 | NAICS/SIC indication |  |  |  | 2023 | 05100100000000 | SOUTH FORK / LICKING RIVER, SOUTH FORK LICKING RIVER | 2 | 0.875 | 0.88525 | NPDES | 0.875 | 1.3538 | 2057592 | Flat Run | 1 | 2.522 | 8.568 | 19.902 | 7.136 | 3.948 | 3.247 | 2.028 | 1.301 | 0.832 | 1.033 | 1.063 | 0.644 | 3.782 | QE_11 | 0.644 | 1.5746 | 0.8525 | 6.1663 | 2.5277 | 3.3101 | 3.3101 | Plant Flow | 3.3101 | Plant Flow | 3.3101 | Plant Flow |  | 365 | 0.0080337 | 2.427 | 2.427 | 2.427 | 3 | 4 | 0 | 0 | 39 | 1 | 0 | 0 | 0.788 | 32 | 0 | 0 | 0.00308 | 0.00080901 | DMR | [16 empty] | 0.13963 | 42.184 | 42.184 | 42.184 | 0.053533 | 0.014061 | NO | PlantFlow
2020 | OHIO RIVER WWTP | 110022905588 | KY0106143 | GOSHEN | OLDHAM | KY |  | 38.4175 | -85.6111 |  | 4952 | Sewerage Systems | 221320 | Sewage Treatment Facilities | IS4 | Utilities | Waste Handling, Treatment, and Disposal (POTW) | 1 | 2.131 | KY0106143 | Little Huckleberry Creek-Ohio River | 051401010604 | NAICS/SIC indication |  |  |  | 2023 | 05140100000000 | OHIO RIVER | 1.5 | 0.56 | 0.5 | NPDES | 0.56 | 0.86645 | 10163952 | Ohio River | 8 | 122830.174 | 162976.045 | 191413.991 | 229275.217 | 194782.096 | 149364.167 | 98994.591 | 62209.679 | 47696.418 | 41881.761 | 49965.697 | 86374.395 | 149874.219 | QE_09 | 41881.761 | 102400.3936 | 81894.9747 | 300318.2738 | 234591.1289 | 2.1185 | 102400.3936 | 30Q5 Flow | 234591.1289 | HM Flow | 81894.9747 | 7Q10 Flow |  | 365 | 0.0058384 | 7.1291e-05 | 5.7015e-05 | 2.4887e-05 | 3 | 4 | 0 | 0 | 39 | 1 | 0 | 0 | 0.788 | 32 | 0 | 0 | 9.0471e-08 | 2.3764e-08 | DMR | [16 empty] | 0.10148 | 0.0012391 | 0.00099098 | 0.00043257 | 1.5725e-06 | 4.1303e-07 | NO | NHDPlus
2021 | OHIO RIVER WWTP | 110022905588 | KY0106143 | GOSHEN | OLDHAM | KY |  | 38.4175 | -85.6111 |  | 4952 | Sewerage Systems | 221320 | Sewage Treatment Facilities | IS4 | Utilities | Waste Handling, Treatment, and Disposal (POTW) | 1 | 1.9825 | KY0106143 | Little Huckleberry Creek-Ohio River | 051401010604 | NAICS/SIC indication |  |  |  | 2023 | 05140100000000 | OHIO RIVER | 1.5 | 0.56 | 0.5 | NPDES | 0.56 | 0.86645 | 10163952 | Ohio River | 8 | 122830.174 | 162976.045 | 191413.991 | 229275.217 | 194782.096 | 149364.167 | 98994.591 | 62209.679 | 47696.418 | 41881.761 | 49965.697 | 86374.395 | 149874.219 | QE_09 | 41881.761 | 102400.3936 | 81894.9747 | 300318.2738 | 234591.1289 | 2.1185 | 102400.3936 | 30Q5 Flow | 234591.1289 | HM Flow | 81894.9747 | 7Q10 Flow |  | 365 | 0.0054315 | 6.6322e-05 | 5.3042e-05 | 2.3153e-05 | 3 | 4 | 0 | 0 | 39 | 1 | 0 | 0 | 0.788 | 32 | 0 | 0 | 8.4166e-08 | 2.2107e-08 | DMR | [16 empty] | 0.094404 | 0.0011527 | 0.00092191 | 0.00040242 | 1.4629e-06 | 3.8425e-07 | NO | NHDPlus
2022 | OHIO RIVER WWTP | 110022905588 | KY0106143 | GOSHEN | OLDHAM | KY |  | 38.4175 | -85.6111 |  | 4952 | Sewerage Systems | 221320 | Sewage Treatment Facilities | IS4 | Utilities | Waste Handling, Treatment, and Disposal (POTW) | 1 | 2.7561 | KY0106143 | Little Huckleberry Creek-Ohio River | 051401010604 | NAICS/SIC indication |  |  |  | 2023 | 05140100000000 | OHIO RIVER | 1.5 | 0.56 | 0.5 | NPDES | 0.56 | 0.86645 | 10163952 | Ohio River | 8 | 122830.174 | 162976.045 | 191413.991 | 229275.217 | 194782.096 | 149364.167 | 98994.591 | 62209.679 | 47696.418 | 41881.761 | 49965.697 | 86374.395 | 149874.219 | QE_09 | 41881.761 | 102400.3936 | 81894.9747 | 300318.2738 | 234591.1289 | 2.1185 | 102400.3936 | 30Q5 Flow | 234591.1289 | HM Flow | 81894.9747 | 7Q10 Flow |  | 365 | 0.0075511 | 9.2204e-05 | 7.3741e-05 | 3.2188e-05 | 3 | 4 | 0 | 0 | 39 | 1 | 0 | 0 | 0.788 | 32 | 0 | 0 | 1.1701e-07 | 3.0735e-08 | DMR | [16 empty] | 0.13124 | 0.0016026 | 0.0012817 | 0.00055946 | 2.0338e-06 | 5.342e-07 | NO | NHDPlus
2023 | FALMOUTH STP (NEW) | 110023140420 | KY0106267 | FALMOUTH | PENDLETON | KY |  | 38.6919 | -84.325 |  | 4952 | Sewerage Systems | 221320 | Sewage Treatment Facilities | IS4 | Utilities | Waste Handling, Treatment, and Disposal (POTW) | 1 | 1.4194 | KY0106267 | Blanket Creek-Licking River | 051001011203 | NAICS/SIC indication |  |  |  | 2023 | 05100100000000 | LICKING RIVER | 0.5 | 0.363 | 0.30929 | NPDES | 0.363 | 0.56164 | 2088119 | Licking River | 6 | 4297.207 | 6250.341 | 7364.19 | 8186.465 | 6781.657 | 4707.819 | 2623.734 | 1706.871 | 1358.871 | 1597.904 | 1522.843 | 2961.147 | 6427.147 | QE_08 | 1358.871 | 3322.423 | 2355.0663 | 10506.6186 | 6773.2192 | 1.3732 | 3322.423 | 30Q5 Flow | 6773.2192 | HM Flow | 2355.0663 | 7Q10 Flow |  | 365 | 0.0038888 | 0.0016512 | 0.0011705 | 0.00057414 | 3 | 4 | 0 | 0 | 39 | 1 | 0 | 0 | 0.788 | 32 | 0 | 0 | 2.0955e-06 | 5.5041e-07 | DMR | [16 empty] | 0.067591 | 0.0287 | 0.020344 | 0.0099791 | 3.6421e-05 | 9.5667e-06 | NO | NHDPlus
2020 | BATH COUNTY INDUSTRIAL PARK | 110030443544 | KY0106887 | OWINGSVILLE | BATH | KY |  | 38.1272 | -83.7694 |  | 4952 | Sewerage Systems | 221320 | Sewage Treatment Facilities | IS4 | Utilities | Waste Handling, Treatment, and Disposal (POTW) | 1 | 0.086345 | KY0106887 | Mill Creek-Slate Creek | 051001010704 | NAICS/SIC indication |  |  |  | 2023 | 05100100000000 | SLATE CREEK, SLATE CRK | 0.3 | 0.176 | 0.18208 | NPDES | 0.176 | 0.27231 | 2090859 | Slate Creek | 4 | 209.948 | 522.958 | 669.092 | 491.103 | 285.749 | 210.812 | 126.432 | 79.99 | 56.959 | 49.235 | 40.53 | 136.072 | 324.502 | QE_10 | 40.53 | 99.0954 | 62.0737 | 513.3203 | 218.271 | 0.6658 | 99.0954 | 30Q5 Flow | 218.271 | HM Flow | 62.0737 | 7Q10 Flow |  | 365 | 0.00023656 | 0.003811 | 0.0023872 | 0.0010838 | 3 | 4 | 0 | 0 | 39 | 1 | 0 | 0 | 0.788 | 32 | 0 | 0 | 4.8363e-06 | 1.2703e-06 | DMR | [16 empty] | 0.0041117 | 0.066239 | 0.041492 | 0.018838 | 8.4059e-05 | 2.208e-05 | NO | NHDPlus
2022 | RICHMOND OTTER CREEK STP | 110031112659 | KY0107107 | RICHMOND | MADISON | KY |  | 37.8019 | -84.2611 |  | 4952 | Sewerage Systems | 221320 | Sewage Treatment Facilities | IS4 | Utilities | Waste Handling, Treatment, and Disposal (POTW) | 1 | 34.4483 | KY0107107 | Upper Otter Creek | 051002050105 | NAICS/SIC indication |  |  |  | 2023 | 05100210000000 | OTTER CREEK, OTTER CRK | 8 | 4.9 | 4.4607 | NPDES | 4.9 | 7.5814 | 1827594 | Otter Creek | 2 | 31.548 | 92.479 | 146.687 | 80.407 | 44.386 | 34.087 | 20.9 | 13.599 | 9.527 | 9.105 | 8.261 | 17.711 | 50.187 | QE_10 | 8.261 | 20.198 | 11.9633 | 77.1345 | 35.8871 | 18.5365 | 20.198 | 30Q5 Flow | 35.8871 | HM Flow | 18.5365 | Plant Flow |  | 365 | 0.094379 | 5.0915 | 4.6727 | 2.6299 | 3 | 4 | 0 | 0 | 39 | 1 | 0 | 0 | 0.788 | 32 | 0 | 0 | 0.0064613 | 0.0016972 | DMR | [16 empty] | 1.6404 | 88.4955 | 81.2156 | 45.7099 | 0.1123 | 0.029498 | NO | NHDPlus
2023 | RICHMOND OTTER CREEK STP | 110031112659 | KY0107107 | RICHMOND | MADISON | KY |  | 37.8019 | -84.2611 |  | 4952 | Sewerage Systems | 221320 | Sewage Treatment Facilities | IS4 | Utilities | Waste Handling, Treatment, and Disposal (POTW) | 1 | 27.8654 | KY0107107 | Upper Otter Creek | 051002050105 | NAICS/SIC indication |  |  |  | 2023 | 05100210000000 | OTTER CREEK, OTTER CRK | 8 | 4.9 | 4.4607 | NPDES | 4.9 | 7.5814 | 1827594 | Otter Creek | 2 | 31.548 | 92.479 | 146.687 | 80.407 | 44.386 | 34.087 | 20.9 | 13.599 | 9.527 | 9.105 | 8.261 | 17.711 | 50.187 | QE_10 | 8.261 | 20.198 | 11.9633 | 77.1345 | 35.8871 | 18.5365 | 20.198 | 30Q5 Flow | 35.8871 | HM Flow | 18.5365 | Plant Flow |  | 365 | 0.076343 | 4.1185 | 3.7797 | 2.1273 | 3 | 4 | 0 | 0 | 39 | 1 | 0 | 0 | 0.788 | 32 | 0 | 0 | 0.0052266 | 0.0013728 | DMR | [16 empty] | 1.3269 | 71.5843 | 65.6956 | 36.9749 | 0.090843 | 0.023861 | NO | NHDPlus
2020 | WESTERN REGIONAL WATER RECLAMATION FACILITY | 110055043705 | KY0107239 | PETERSBURG | BOONE | KY |  | 39.007 | -84.8412 |  | 4952 | Sewerage Systems | 221320 | Sewage Treatment Facilities | IS4 | Utilities | Waste Handling, Treatment, and Disposal (POTW) | 1 | 0.0057748 | KY0107239 | Middle Creek-Ohio River | 050902030804 | NAICS/SIC indication |  |  |  | 2023 | 05090200000000 | OHIO RIVER | 20 | 7.69 | 11.0117 | NPDES | 7.69 | 11.8982 | 3406199 | Ohio River | 8 | 113238.251 | 138652.998 | 166924.338 | 196166.453 | 175005.818 | 129047.14 | 88068.679 | 56796.869 | 43177.031 | 40679.392 | 51844.883 | 86608.385 | 146366.964 | QE_09 | 40679.392 | 99460.6161 | 79462.3629 | 276866.1394 | 222013.9075 | 29.091 | 99460.6161 | 30Q5 Flow | 222013.9075 | HM Flow | 79462.3629 | 7Q10 Flow |  | 365 | 1.5821e-05 | 1.991e-07 | 1.5907e-07 | 7.1263e-08 | 3 | 4 | 0 | 0 | 39 | 1 | 0 | 0 | 0.788 | 32 | 0 | 0 | 2.5267e-10 | 6.6368e-11 | DMR | [16 empty] | 0.00027499 | 3.4606e-06 | 2.7648e-06 | 1.2386e-06 | 4.3917e-09 | 1.1535e-09 | NO | NHDPlus
2019 | WINCHESTER MUNICIPAL UTILITIES | 110064596361 | KY0108740 | WINCHESTER | CLARK | KY |  | 37.9156 | -84.2683 |  | 4952 | Sewerage Systems | 221320 | Sewage Treatment Facilities | IS4 | Utilities | Waste Handling, Treatment, and Disposal (POTW) | 1 | 6.9836 | KY0108740 | Twomile Creek-Kentucky River | 051002050107 | NAICS/SIC indication |  |  |  | 2023 | 05100210000000 | KENTUCKY RIVER | 2 | 0.955 | 1.0953 | NPDES | 0.955 | 1.4776 | 1827714 | Kentucky River | 6 | 5680.395 | 9151.813 | 9301.692 | 11385.966 | 8899.612 | 6747.2 | 3619.344 | 1738.23 | 1408.013 | 1111.145 | 1493.732 | 3567.827 | 7277.788 | QE_09 | 1111.145 | 2716.7359 | 1912.1366 | 13888.4963 | 6889.2472 | 3.6127 | 2716.7359 | 30Q5 Flow | 6889.2472 | HM Flow | 1912.1366 | 7Q10 Flow |  | 365 | 0.019133 | 0.010006 | 0.0070427 | 0.0027773 | 3 | 4 | 0 | 0 | 39 | 1 | 0 | 0 | 0.788 | 32 | 0 | 0 | 1.2698e-05 | 3.3354e-06 | DMR | [16 empty] | 0.33255 | 0.17392 | 0.12241 | 0.048271 | 0.00022071 | 5.7972e-05 | NO | NHDPlus
2020 | WINCHESTER MUNICIPAL UTILITIES | 110064596361 | KY0108740 | WINCHESTER | CLARK | KY |  | 37.9156 | -84.2683 |  | 4952 | Sewerage Systems | 221320 | Sewage Treatment Facilities | IS4 | Utilities | Waste Handling, Treatment, and Disposal (POTW) | 1 | 9.3944 | KY0108740 | Twomile Creek-Kentucky River | 051002050107 | NAICS/SIC indication |  |  |  | 2023 | 05100210000000 | KENTUCKY RIVER | 2 | 0.955 | 1.0953 | NPDES | 0.955 | 1.4776 | 1827714 | Kentucky River | 6 | 5680.395 | 9151.813 | 9301.692 | 11385.966 | 8899.612 | 6747.2 | 3619.344 | 1738.23 | 1408.013 | 1111.145 | 1493.732 | 3567.827 | 7277.788 | QE_09 | 1111.145 | 2716.7359 | 1912.1366 | 13888.4963 | 6889.2472 | 3.6127 | 2716.7359 | 30Q5 Flow | 6889.2472 | HM Flow | 1912.1366 | 7Q10 Flow |  | 365 | 0.025738 | 0.01346 | 0.0094739 | 0.003736 | 3 | 4 | 0 | 0 | 39 | 1 | 0 | 0 | 0.788 | 32 | 0 | 0 | 1.7082e-05 | 4.4868e-06 | DMR | [16 empty] | 0.44735 | 0.23395 | 0.16466 | 0.064935 | 0.0002969 | 7.7984e-05 | NO | NHDPlus
2020 | WILLIAMSTOWN/DRY RIDGE WRF | 110045091379 | KY0109991 | WILLIAMSTOWN | GRANT | KY |  | 38.6312 | -84.6188 |  | 4952 | Sewerage Systems | 221320 | Sewage Treatment Facilities | IS4 | Utilities | Waste Handling, Treatment, and Disposal (POTW) | 1 | 4.1446 | KY0109991 | Clarks Creek | 051002051308 | NAICS/SIC indication |  |  |  | 2023 | 05100210000000 | CLARK?S CREEK, CLARKS CRK | 2 | 0.65 | 0.66908 | NPDES | 0.65 | 1.0057 | 1823860 |  | 2 | 12.627 | 36.639 | 68.508 | 33.207 | 20.175 | 15.409 | 9.666 | 6.054 | 4.453 | 3.89 | 4.208 | 5.466 | 18.332 | QE_09 | 3.89 | 9.511 | 5.486 | 30.8729 | 15.1333 | 2.4589 | 9.511 | 30Q5 Flow | 15.1333 | HM Flow | 5.486 | 7Q10 Flow |  | 365 | 0.011355 | 2.0698 | 1.1939 | 0.75033 | 3 | 4 | 0 | 0 | 39 | 1 | 0 | 0 | 0.788 | 32 | 0 | 0 | 0.0026267 | 0.00068994 | DMR | [16 empty] | 0.19736 | 35.9756 | 20.7508 | 13.0414 | 0.045654 | 0.011992 | NO | NHDPlus
2021 | WILLIAMSTOWN/DRY RIDGE WRF | 110045091379 | KY0109991 | WILLIAMSTOWN | GRANT | KY |  | 38.6312 | -84.6188 |  | 4952 | Sewerage Systems | 221320 | Sewage Treatment Facilities | IS4 | Utilities | Waste Handling, Treatment, and Disposal (POTW) | 1 | 4.5452 | KY0109991 | Clarks Creek | 051002051308 | NAICS/SIC indication |  |  |  | 2023 | 05100210000000 | CLARK?S CREEK, CLARKS CRK | 2 | 0.65 | 0.66908 | NPDES | 0.65 | 1.0057 | 1823860 |  | 2 | 12.627 | 36.639 | 68.508 | 33.207 | 20.175 | 15.409 | 9.666 | 6.054 | 4.453 | 3.89 | 4.208 | 5.466 | 18.332 | QE_09 | 3.89 | 9.511 | 5.486 | 30.8729 | 15.1333 | 2.4589 | 9.511 | 30Q5 Flow | 15.1333 | HM Flow | 5.486 | 7Q10 Flow |  | 365 | 0.012453 | 2.2699 | 1.3093 | 0.82286 | 3 | 4 | 0 | 0 | 39 | 1 | 0 | 0 | 0.788 | 32 | 0 | 0 | 0.0028806 | 0.00075664 | DMR | [16 empty] | 0.21644 | 39.4532 | 22.7567 | 14.3021 | 0.050068 | 0.013151 | NO | NHDPlus
2021 | OLDHAM COUNTY ENVIRONMENTAL AUTHORITY REGIONAL WWTP | 110064615590 | KY0111716 | CRESTWOOD | OLDHAM | KY |  | 38.3298 | -85.5407 |  | 4952 | Sewerage Systems | 221320 | Sewage Treatment Facilities | IS4 | Utilities | Waste Handling, Treatment, and Disposal (POTW) | 1 | 1.1847 | KY0111716 | South Fork Harrods Creek | 051401010504 | NAICS/SIC indication |  |  |  | 2023 | 05140100000000 | HITE CRK, UT TO HITE CREEK | 1.25 | 0.276 | 0.27542 | NPDES | 0.276 | 0.42704 | 10163680 | Hite Creek | 1 | 8.476 | 26.431 | 50.721 | 22.237 | 12.868 | 9.819 | 6.096 | 3.895 | 2.586 | 2.414 | 2.617 | 5.578 | 13.465 | QE_09 | 2.414 | 5.9022 | 3.3477 | 20.7237 | 9.5422 | 1.0441 | 5.9022 | 30Q5 Flow | 9.5422 | HM Flow | 3.3477 | 7Q10 Flow |  | 365 | 0.0032456 | 0.96951 | 0.5499 | 0.34014 | 3 | 4 | 0 | 0 | 39 | 1 | 0 | 0 | 0.788 | 32 | 0 | 0 | 0.0012303 | 0.00032317 | DMR | [16 empty] | 0.056412 | 16.851 | 9.5578 | 5.9119 | 0.021385 | 0.005617 | NO | NHDPlus
2022 | OLDHAM COUNTY ENVIRONMENTAL AUTHORITY REGIONAL WWTP | 110064615590 | KY0111716 | CRESTWOOD | OLDHAM | KY |  | 38.3298 | -85.5407 |  | 4952 | Sewerage Systems | 221320 | Sewage Treatment Facilities | IS4 | Utilities | Waste Handling, Treatment, and Disposal (POTW) | 1 | 0.97398 | KY0111716 | South Fork Harrods Creek | 051401010504 | NAICS/SIC indication |  |  |  | 2023 | 05140100000000 | HITE CRK, UT TO HITE CREEK | 1.25 | 0.276 | 0.27542 | NPDES | 0.276 | 0.42704 | 10163680 | Hite Creek | 1 | 8.476 | 26.431 | 50.721 | 22.237 | 12.868 | 9.819 | 6.096 | 3.895 | 2.586 | 2.414 | 2.617 | 5.578 | 13.465 | QE_09 | 2.414 | 5.9022 | 3.3477 | 20.7237 | 9.5422 | 1.0441 | 5.9022 | 30Q5 Flow | 9.5422 | HM Flow | 3.3477 | 7Q10 Flow |  | 365 | 0.0026684 | 0.79709 | 0.45211 | 0.27965 | 3 | 4 | 0 | 0 | 39 | 1 | 0 | 0 | 0.788 | 32 | 0 | 0 | 0.0010115 | 0.0002657 | DMR | [16 empty] | 0.04638 | 13.8542 | 7.858 | 4.8605 | 0.017581 | 0.0046181 | NO | NHDPlus
2023 | OLDHAM COUNTY ENVIRONMENTAL AUTHORITY REGIONAL WWTP | 110064615590 | KY0111716 | CRESTWOOD | OLDHAM | KY |  | 38.3298 | -85.5407 |  | 4952 | Sewerage Systems | 221320 | Sewage Treatment Facilities | IS4 | Utilities | Waste Handling, Treatment, and Disposal (POTW) | 1 | 0.74257 | KY0111716 | South Fork Harrods Creek | 051401010504 | NAICS/SIC indication |  |  |  | 2023 | 05140100000000 | HITE CRK, UT TO HITE CREEK | 1.25 | 0.276 | 0.27542 | NPDES | 0.276 | 0.42704 | 10163680 | Hite Creek | 1 | 8.476 | 26.431 | 50.721 | 22.237 | 12.868 | 9.819 | 6.096 | 3.895 | 2.586 | 2.414 | 2.617 | 5.578 | 13.465 | QE_09 | 2.414 | 5.9022 | 3.3477 | 20.7237 | 9.5422 | 1.0441 | 5.9022 | 30Q5 Flow | 9.5422 | HM Flow | 3.3477 | 7Q10 Flow |  | 365 | 0.0020344 | 0.60771 | 0.34469 | 0.21321 | 3 | 4 | 0 | 0 | 39 | 1 | 0 | 0 | 0.788 | 32 | 0 | 0 | 0.00077121 | 0.00020257 | DMR | [16 empty] | 0.03536 | 10.5626 | 5.9911 | 3.7057 | 0.013404 | 0.0035209 | NO | NHDPlus
2019 | WESTLAKE US 2 LLC | 110000494894 | LA0000761 | WESTLAKE | CALCASIEU | LA |  | 30.2235 | -93.2869 | Yes | 2869 | Industrial Organic Chemicals, Nec | 325998 | All Other Miscellaneous Chemical Product and Preparation Manufacturing | IS34 | All Other Chemical Product and Preparation Manufacturing | Manufacturing | 1 | 252.7533 | LA0000761 | Maple Fork-Bayou D'Inde | 080802060301 | Test Orders indicate Manufacturing |  |  |  | 2023 | 08080210000000 | BAYOU D'INDE & BAYOU VERDINE |  | 231.553 | 21.4747 | NPDES | 231.553 | 358.2657 | 3710376 |  | 1 | 11.947 | 21.874 | 18.379 | 14.122 | 11.906 | 11.329 | 8.397 | 3.526 | 2.9 | 5.095 | 14.387 | 31.71 | 18.298 | QE_08 | 2.9 | 7.0905 | 4.0477 | 29.2103 | 12.4645 | 875.9554 | 875.9554 | Plant Flow | 875.9554 | Plant Flow | 875.9554 | Plant Flow |  | 350 | 0.72215 | 0.82442 | 0.82442 | 0.82442 | 3 | 4 | 0 | 0 | 39 | 1 | 0 | 0 | 0.788 | 32 | 0 | 0 | 0.0010462 | 0.00027481 | DMR | [16 empty] | 12.0359 | 13.7403 | 13.7403 | 13.7403 | 0.017437 | 0.0045801 | NO | PlantFlow
2020 | WESTLAKE US 2 LLC | 110000494894 | LA0000761 | WESTLAKE | CALCASIEU | LA |  | 30.2235 | -93.2869 | Yes | 2869 | Industrial Organic Chemicals, Nec | 325998 | All Other Miscellaneous Chemical Product and Preparation Manufacturing | IS34 | All Other Chemical Product and Preparation Manufacturing | Manufacturing | 1 | 0.46269 | LA0000761 | Maple Fork-Bayou D'Inde | 080802060301 | Test Orders indicate Manufacturing |  |  |  | 2023 | 08080210000000 | BAYOU D'INDE & BAYOU VERDINE |  | 231.553 | 21.4747 | NPDES | 231.553 | 358.2657 | 3710376 |  | 1 | 11.947 | 21.874 | 18.379 | 14.122 | 11.906 | 11.329 | 8.397 | 3.526 | 2.9 | 5.095 | 14.387 | 31.71 | 18.298 | QE_08 | 2.9 | 7.0905 | 4.0477 | 29.2103 | 12.4645 | 875.9554 | 875.9554 | Plant Flow | 875.9554 | Plant Flow | 875.9554 | Plant Flow |  | 350 | 0.001322 | 0.0015092 | 0.0015092 | 0.0015092 | 3 | 4 | 0 | 0 | 39 | 1 | 0 | 0 | 0.788 | 32 | 0 | 0 | 1.9152e-06 | 5.0306e-07 | DMR | [16 empty] | 0.022033 | 0.025153 | 0.025153 | 0.025153 | 3.192e-05 | 8.3844e-06 | NO | PlantFlow
2021 | WESTLAKE US 2 LLC | 110000494894 | LA0000761 | WESTLAKE | CALCASIEU | LA |  | 30.2235 | -93.2869 | Yes | 2869 | Industrial Organic Chemicals, Nec | 325998 | All Other Miscellaneous Chemical Product and Preparation Manufacturing | IS34 | All Other Chemical Product and Preparation Manufacturing | Manufacturing | 1 | 790.6378 | LA0000761 | Maple Fork-Bayou D'Inde | 080802060301 | Test Orders indicate Manufacturing |  |  |  | 2023 | 08080210000000 | BAYOU D'INDE & BAYOU VERDINE |  | 231.553 | 21.4747 | NPDES | 231.553 | 358.2657 | 3710376 |  | 1 | 11.947 | 21.874 | 18.379 | 14.122 | 11.906 | 11.329 | 8.397 | 3.526 | 2.9 | 5.095 | 14.387 | 31.71 | 18.298 | QE_08 | 2.9 | 7.0905 | 4.0477 | 29.2103 | 12.4645 | 875.9554 | 875.9554 | Plant Flow | 875.9554 | Plant Flow | 875.9554 | Plant Flow |  | 350 | 2.259 | 2.5789 | 2.5789 | 2.5789 | 3 | 4 | 0 | 0 | 39 | 1 | 0 | 0 | 0.788 | 32 | 0 | 0 | 0.0032727 | 0.00085962 | DMR | [16 empty] | 37.6494 | 42.981 | 42.981 | 42.981 | 0.054544 | 0.014327 | NO | PlantFlow
2022 | WESTLAKE US 2 LLC | 110000494894 | LA0000761 | WESTLAKE | CALCASIEU | LA |  | 30.2235 | -93.2869 | Yes | 2869 | Industrial Organic Chemicals, Nec | 325998 | All Other Miscellaneous Chemical Product and Preparation Manufacturing | IS34 | All Other Chemical Product and Preparation Manufacturing | Manufacturing | 1 | 48.839 | LA0000761 | Maple Fork-Bayou D'Inde | 080802060301 | Test Orders indicate Manufacturing |  |  |  | 2023 | 08080210000000 | BAYOU D'INDE & BAYOU VERDINE |  | 231.553 | 21.4747 | NPDES | 231.553 | 358.2657 | 3710376 |  | 1 | 11.947 | 21.874 | 18.379 | 14.122 | 11.906 | 11.329 | 8.397 | 3.526 | 2.9 | 5.095 | 14.387 | 31.71 | 18.298 | QE_08 | 2.9 | 7.0905 | 4.0477 | 29.2103 | 12.4645 | 875.9554 | 875.9554 | Plant Flow | 875.9554 | Plant Flow | 875.9554 | Plant Flow |  | 350 | 0.13954 | 0.1593 | 0.1593 | 0.1593 | 3 | 4 | 0 | 0 | 39 | 1 | 0 | 0 | 0.788 | 32 | 0 | 0 | 0.00020216 | 5.31e-05 | DMR | [16 empty] | 2.3257 | 2.655 | 2.655 | 2.655 | 0.0033693 | 0.000885 | NO | PlantFlow
2019 | EQUISTAR CHEMICALS LP - LAKE CHARLES POLYMERS SITE | 110000597266 | LA0003689 | WESTLAKE | CALCASIEU | LA |  | 30.1939 | -93.3213 |  | 2821 | Plastics Materials and Resins | 325211 | Plastics Material and Resin Manufacturing | IS22 | Plastic Material and Resin Manufacturing | Waste Handling, Treatment, and Disposal (Remediation or Monitoring) | 1 | 0.33142 | LA0003689 | Maple Fork-Bayou D'Inde | 080802060301 | No organochlorines are reported to 2022 TRI |  |  |  | 2023 | 08080210000000 | 0315 |  | 3.53 | 0.68954 | NPDES | 3.53 | 5.4617 | 3710396 | Calcasieu River | 6 | 5013.579 | 9805.35 | 8660.519 | 7750.04 | 5947.416 | 5175.768 | 3357.274 | 3306.233 | 2095.605 | 2513.001 | 1824.319 | 2581.103 | 7652.296 | QE_10 | 1824.319 | 4460.4377 | 3194.6889 | 12258.1394 | 8621.1816 | 13.3538 | 4460.4377 | 30Q5 Flow | 8621.1816 | HM Flow | 3194.6889 | 7Q10 Flow |  | 365 | 0.000908 | 0.00028422 | 0.00020357 | 0.00010532 | 3 | 4 | 0 | 0 | 39 | 1 | 0 | 0 | 0.788 | 32 | 0 | 0 | 3.6069e-07 | 9.4741e-08 | DMR | [16 empty] | 0.015782 | 0.00494 | 0.0035382 | 0.0018306 | 6.2691e-06 | 1.6467e-06 | NO | NHDPlus
2020 | EQUISTAR CHEMICALS LP - LAKE CHARLES POLYMERS SITE | 110000597266 | LA0003689 | WESTLAKE | CALCASIEU | LA |  | 30.1939 | -93.3213 |  | 2821 | Plastics Materials and Resins | 325211 | Plastics Material and Resin Manufacturing | IS22 | Plastic Material and Resin Manufacturing | Waste Handling, Treatment, and Disposal (Remediation or Monitoring) | 1 | 0.41428 | LA0003689 | Maple Fork-Bayou D'Inde | 080802060301 | No organochlorines are reported to 2022 TRI |  |  |  | 2023 | 08080210000000 | 0315 |  | 3.53 | 0.68954 | NPDES | 3.53 | 5.4617 | 3710396 | Calcasieu River | 6 | 5013.579 | 9805.35 | 8660.519 | 7750.04 | 5947.416 | 5175.768 | 3357.274 | 3306.233 | 2095.605 | 2513.001 | 1824.319 | 2581.103 | 7652.296 | QE_10 | 1824.319 | 4460.4377 | 3194.6889 | 12258.1394 | 8621.1816 | 13.3538 | 4460.4377 | 30Q5 Flow | 8621.1816 | HM Flow | 3194.6889 | 7Q10 Flow |  | 365 | 0.001135 | 0.00035528 | 0.00025446 | 0.00013165 | 3 | 4 | 0 | 0 | 39 | 1 | 0 | 0 | 0.788 | 32 | 0 | 0 | 4.5086e-07 | 1.1843e-07 | DMR | [16 empty] | 0.019727 | 0.0061751 | 0.0044227 | 0.0022882 | 7.8364e-06 | 2.0584e-06 | NO | NHDPlus
2021 | EQUISTAR CHEMICALS LP - LAKE CHARLES POLYMERS SITE | 110000597266 | LA0003689 | WESTLAKE | CALCASIEU | LA |  | 30.1939 | -93.3213 |  | 2821 | Plastics Materials and Resins | 325211 | Plastics Material and Resin Manufacturing | IS22 | Plastic Material and Resin Manufacturing | Waste Handling, Treatment, and Disposal (Remediation or Monitoring) | 1 | 0.82855 | LA0003689 | Maple Fork-Bayou D'Inde | 080802060301 | No organochlorines are reported to 2022 TRI |  |  |  | 2023 | 08080210000000 | 0315 |  | 3.53 | 0.68954 | NPDES | 3.53 | 5.4617 | 3710396 | Calcasieu River | 6 | 5013.579 | 9805.35 | 8660.519 | 7750.04 | 5947.416 | 5175.768 | 3357.274 | 3306.233 | 2095.605 | 2513.001 | 1824.319 | 2581.103 | 7652.296 | QE_10 | 1824.319 | 4460.4377 | 3194.6889 | 12258.1394 | 8621.1816 | 13.3538 | 4460.4377 | 30Q5 Flow | 8621.1816 | HM Flow | 3194.6889 | 7Q10 Flow |  | 365 | 0.00227 | 0.00071055 | 0.00050892 | 0.0002633 | 3 | 4 | 0 | 0 | 39 | 1 | 0 | 0 | 0.788 | 32 | 0 | 0 | 9.0172e-07 | 2.3685e-07 | DMR | [16 empty] | 0.039455 | 0.01235 | 0.0088455 | 0.0045765 | 1.5673e-05 | 4.1167e-06 | NO | NHDPlus
2019 | SYNGENTA CROP PROTECTION, LLC. - ST GABRIEL PLANT | 110000597426 | LA0005487 | SAINT GABRIEL | IBERVILLE | LA |  | 30.2413 | -91.1009 |  | 2819 | Industrial Inorganic Chemicals, Nec | 331313 | Alumina Refining and Primary Aluminum Production | IS38 | Primary Metal Manufacturing | Waste Handling, Treatment, and Disposal (Remediation or Monitoring) | 1 | 0.82855 | LA0005487 | Bayou Braud | 080702020801 | 2022 TRI indicates Paraquat dichloride is added as a formulation component; Carbon Tet is a byproduct |  |  |  | 2023 | 08070200000000 | 0402 |  | 29.55 | 1.3791 | NPDES | 29.55 | 45.7206 | 18991630 |  | 1 | 6.003 | 9.828 | 10.04 | 8.593 | 8.932 | 5.102 | 3.253 | 1.305 | 1.308 | 1.905 | 4.8 | 16.174 | 8.531 | QE_07 | 1.305 | 3.1907 | 1.771 | 14.6773 | 5.7034 | 111.7864 | 111.7864 | Plant Flow | 111.7864 | Plant Flow | 111.7864 | Plant Flow |  | 365 | 0.00227 | 0.020307 | 0.020307 | 0.020307 | 3 | 4 | 0 | 0 | 39 | 1 | 0 | 0 | 0.788 | 32 | 0 | 0 | 2.577e-05 | 6.7689e-06 | DMR | [16 empty] | 0.039455 | 0.35295 | 0.35295 | 0.35295 | 0.0004479 | 0.00011765 | NO | PlantFlow
2020 | SYNGENTA CROP PROTECTION, LLC. - ST GABRIEL PLANT | 110000597426 | LA0005487 | SAINT GABRIEL | IBERVILLE | LA |  | 30.2413 | -91.1009 |  | 2819 | Industrial Inorganic Chemicals, Nec | 331313 | Alumina Refining and Primary Aluminum Production | IS38 | Primary Metal Manufacturing | Waste Handling, Treatment, and Disposal (Remediation or Monitoring) | 1 | 0.82855 | LA0005487 | Bayou Braud | 080702020801 | 2022 TRI indicates Paraquat dichloride is added as a formulation component; Carbon Tet is a byproduct |  |  |  | 2023 | 08070200000000 | 0402 |  | 29.55 | 1.3791 | NPDES | 29.55 | 45.7206 | 18991630 |  | 1 | 6.003 | 9.828 | 10.04 | 8.593 | 8.932 | 5.102 | 3.253 | 1.305 | 1.308 | 1.905 | 4.8 | 16.174 | 8.531 | QE_07 | 1.305 | 3.1907 | 1.771 | 14.6773 | 5.7034 | 111.7864 | 111.7864 | Plant Flow | 111.7864 | Plant Flow | 111.7864 | Plant Flow |  | 365 | 0.00227 | 0.020307 | 0.020307 | 0.020307 | 3 | 4 | 0 | 0 | 39 | 1 | 0 | 0 | 0.788 | 32 | 0 | 0 | 2.577e-05 | 6.7689e-06 | DMR | [16 empty] | 0.039455 | 0.35295 | 0.35295 | 0.35295 | 0.0004479 | 0.00011765 | NO | PlantFlow
2021 | SYNGENTA CROP PROTECTION, LLC. - ST GABRIEL PLANT | 110000597426 | LA0005487 | SAINT GABRIEL | IBERVILLE | LA |  | 30.2413 | -91.1009 |  | 2819 | Industrial Inorganic Chemicals, Nec | 331313 | Alumina Refining and Primary Aluminum Production | IS38 | Primary Metal Manufacturing | Waste Handling, Treatment, and Disposal (Remediation or Monitoring) | 1 | 0.82855 | LA0005487 | Bayou Braud | 080702020801 | 2022 TRI indicates Paraquat dichloride is added as a formulation component; Carbon Tet is a byproduct |  |  |  | 2023 | 08070200000000 | 0402 |  | 29.55 | 1.3791 | NPDES | 29.55 | 45.7206 | 18991630 |  | 1 | 6.003 | 9.828 | 10.04 | 8.593 | 8.932 | 5.102 | 3.253 | 1.305 | 1.308 | 1.905 | 4.8 | 16.174 | 8.531 | QE_07 | 1.305 | 3.1907 | 1.771 | 14.6773 | 5.7034 | 111.7864 | 111.7864 | Plant Flow | 111.7864 | Plant Flow | 111.7864 | Plant Flow |  | 365 | 0.00227 | 0.020307 | 0.020307 | 0.020307 | 3 | 4 | 0 | 0 | 39 | 1 | 0 | 0 | 0.788 | 32 | 0 | 0 | 2.577e-05 | 6.7689e-06 | DMR | [16 empty] | 0.039455 | 0.35295 | 0.35295 | 0.35295 | 0.0004479 | 0.00011765 | NO | PlantFlow
2022 | SYNGENTA CROP PROTECTION, LLC. - ST GABRIEL PLANT | 110000597426 | LA0005487 | SAINT GABRIEL | IBERVILLE | LA |  | 30.2413 | -91.1009 |  | 2819 | Industrial Inorganic Chemicals, Nec | 331313 | Alumina Refining and Primary Aluminum Production | IS38 | Primary Metal Manufacturing | Waste Handling, Treatment, and Disposal (Remediation or Monitoring) | 1 | 0.82855 | LA0005487 | Bayou Braud | 080702020801 | 2022 TRI indicates Paraquat dichloride is added as a formulation component; Carbon Tet is a byproduct |  |  |  | 2023 | 08070200000000 | 0402 |  | 29.55 | 1.3791 | NPDES | 29.55 | 45.7206 | 18991630 |  | 1 | 6.003 | 9.828 | 10.04 | 8.593 | 8.932 | 5.102 | 3.253 | 1.305 | 1.308 | 1.905 | 4.8 | 16.174 | 8.531 | QE_07 | 1.305 | 3.1907 | 1.771 | 14.6773 | 5.7034 | 111.7864 | 111.7864 | Plant Flow | 111.7864 | Plant Flow | 111.7864 | Plant Flow |  | 365 | 0.00227 | 0.020307 | 0.020307 | 0.020307 | 3 | 4 | 0 | 0 | 39 | 1 | 0 | 0 | 0.788 | 32 | 0 | 0 | 2.577e-05 | 6.7689e-06 | DMR | [16 empty] | 0.039455 | 0.35295 | 0.35295 | 0.35295 | 0.0004479 | 0.00011765 | NO | PlantFlow
2023 | SYNGENTA CROP PROTECTION, LLC. - ST GABRIEL PLANT | 110000597426 | LA0005487 | SAINT GABRIEL | IBERVILLE | LA |  | 30.2413 | -91.1009 |  | 2819 | Industrial Inorganic Chemicals, Nec | 331313 | Alumina Refining and Primary Aluminum Production | IS38 | Primary Metal Manufacturing | Waste Handling, Treatment, and Disposal (Remediation or Monitoring) | 1 | 0.82855 | LA0005487 | Bayou Braud | 080702020801 | 2022 TRI indicates Paraquat dichloride is added as a formulation component; Carbon Tet is a byproduct |  |  |  | 2023 | 08070200000000 | 0402 |  | 29.55 | 1.3791 | NPDES | 29.55 | 45.7206 | 18991630 |  | 1 | 6.003 | 9.828 | 10.04 | 8.593 | 8.932 | 5.102 | 3.253 | 1.305 | 1.308 | 1.905 | 4.8 | 16.174 | 8.531 | QE_07 | 1.305 | 3.1907 | 1.771 | 14.6773 | 5.7034 | 111.7864 | 111.7864 | Plant Flow | 111.7864 | Plant Flow | 111.7864 | Plant Flow |  | 365 | 0.00227 | 0.020307 | 0.020307 | 0.020307 | 3 | 4 | 0 | 0 | 39 | 1 | 0 | 0 | 0.788 | 32 | 0 | 0 | 2.577e-05 | 6.7689e-06 | DMR | [16 empty] | 0.039455 | 0.35295 | 0.35295 | 0.35295 | 0.0004479 | 0.00011765 | NO | PlantFlow
2020 | OAK POINT PLANT | 110000575244 | LA0005738 | BELLE CHASSE | PLAQUEMINES PARISH | LA |  | 29.8083 | -90.01 |  | 2869 | Industrial Organic Chemicals, Nec | 325998 | All Other Miscellaneous Chemical Product and Preparation Manufacturing | IS34 | All Other Chemical Product and Preparation Manufacturing | Waste Handling, Treatment, and Disposal (Remediation or Monitoring) | 1 | 0.031064 | LA0005738 | Planters Canal | 080903010404 | No organochlorines are reported to 2022 TRI |  |  |  | 2023 | 08090300000000 | MISSISSIPPI RIVER |  | 28.2187 | 2.7468 | NPDES | 28.2187 | 43.6608 | [22 empty] | 106.8193 | 106.8193 | Flow Lookup Failed | 106.8193 | Flow Lookup Failed | 106.8193 | Flow Lookup Failed | PlantFlowUsed | 365 | 8.5108e-05 | 0.00079674 | 0.00079674 | 0.00079674 | 3 | 4 | 0 | 0 | 39 | 1 | 0 | 0 | 0.788 | 32 | 0 | 0 | 1.0111e-06 | 2.6558e-07 | DMR | [16 empty] | 0.0014793 | 0.013848 | 0.013848 | 0.013848 | 1.7574e-05 | 4.6161e-06 | NO | PlantFlow
2019 | HONEYWELL INTERNATIONAL INC - GEISMAR COMPLEX | 110033659878 | LA0006181 | GEISMAR | ASCENSION | LA |  | 30.2219 | -91.0515 |  | 2869 | Industrial Organic Chemicals, Nec | 325998 | All Other Miscellaneous Chemical Product and Preparation Manufacturing | IS34 | All Other Chemical Product and Preparation Manufacturing | Waste Handling, Treatment, and Disposal (Remediation or Monitoring) | 1 | 3.4799 | LA0006181 | Grand Goudine Bayou-New River | 080702040103 | 2022 reports PCE and Chloroform used as reactant |  |  |  | 2023 | 08070200000000 | MISSISSIPPI R & B BRAUD-BLIND R |  | 1.399 | 0.27469 | NPDES | 1.399 | 2.1646 | 18991380 |  | 1 | 0.457 | 0.699 | 0.722 | 0.626 | 0.672 | 0.398 | 0.233 | 0.066 | 0.067 | 0.119 | 0.566 | 2.354 | 0.664 | QE_07 | 0.066 | 0.16137 | 0.080636 | 1.1174 | 0.30655 | 5.2924 | 5.2924 | Plant Flow | 5.2924 | Plant Flow | 5.2924 | Plant Flow |  | 365 | 0.009534 | 1.8015 | 1.8015 | 1.8015 | 3 | 4 | 0 | 0 | 39 | 1 | 0 | 0 | 0.788 | 32 | 0 | 0 | 0.0022861 | 0.00060049 | DMR | [16 empty] | 0.16571 | 31.3112 | 31.3112 | 31.3112 | 0.039735 | 0.010437 | NO | PlantFlow
2020 | HONEYWELL INTERNATIONAL INC - GEISMAR COMPLEX | 110033659878 | LA0006181 | GEISMAR | ASCENSION | LA |  | 30.2219 | -91.0515 |  | 2869 | Industrial Organic Chemicals, Nec | 325998 | All Other Miscellaneous Chemical Product and Preparation Manufacturing | IS34 | All Other Chemical Product and Preparation Manufacturing | Waste Handling, Treatment, and Disposal (Remediation or Monitoring) | 1 | 3.1485 | LA0006181 | Grand Goudine Bayou-New River | 080702040103 | 2022 reports PCE and Chloroform used as reactant |  |  |  | 2023 | 08070200000000 | MISSISSIPPI R & B BRAUD-BLIND R |  | 1.399 | 0.27469 | NPDES | 1.399 | 2.1646 | 18991380 |  | 1 | 0.457 | 0.699 | 0.722 | 0.626 | 0.672 | 0.398 | 0.233 | 0.066 | 0.067 | 0.119 | 0.566 | 2.354 | 0.664 | QE_07 | 0.066 | 0.16137 | 0.080636 | 1.1174 | 0.30655 | 5.2924 | 5.2924 | Plant Flow | 5.2924 | Plant Flow | 5.2924 | Plant Flow |  | 365 | 0.008626 | 1.6299 | 1.6299 | 1.6299 | 3 | 4 | 0 | 0 | 39 | 1 | 0 | 0 | 0.788 | 32 | 0 | 0 | 0.0020684 | 0.0005433 | DMR | [16 empty] | 0.14993 | 28.3292 | 28.3292 | 28.3292 | 0.035951 | 0.0094431 | NO | PlantFlow
2021 | HONEYWELL INTERNATIONAL INC - GEISMAR COMPLEX | 110033659878 | LA0006181 | GEISMAR | ASCENSION | LA |  | 30.2219 | -91.0515 |  | 2869 | Industrial Organic Chemicals, Nec | 325998 | All Other Miscellaneous Chemical Product and Preparation Manufacturing | IS34 | All Other Chemical Product and Preparation Manufacturing | Waste Handling, Treatment, and Disposal (Remediation or Monitoring) | 1 | 3.977 | LA0006181 | Grand Goudine Bayou-New River | 080702040103 | 2022 reports PCE and Chloroform used as reactant |  |  |  | 2023 | 08070200000000 | MISSISSIPPI R & B BRAUD-BLIND R |  | 1.399 | 0.27469 | NPDES | 1.399 | 2.1646 | 18991380 |  | 1 | 0.457 | 0.699 | 0.722 | 0.626 | 0.672 | 0.398 | 0.233 | 0.066 | 0.067 | 0.119 | 0.566 | 2.354 | 0.664 | QE_07 | 0.066 | 0.16137 | 0.080636 | 1.1174 | 0.30655 | 5.2924 | 5.2924 | Plant Flow | 5.2924 | Plant Flow | 5.2924 | Plant Flow |  | 365 | 0.010896 | 2.0588 | 2.0588 | 2.0588 | 3 | 4 | 0 | 0 | 39 | 1 | 0 | 0 | 0.788 | 32 | 0 | 0 | 0.0026127 | 0.00068627 | DMR | [16 empty] | 0.18938 | 35.7842 | 35.7842 | 35.7842 | 0.045411 | 0.011928 | NO | PlantFlow
2023 | HONEYWELL INTERNATIONAL INC - GEISMAR COMPLEX | 110033659878 | LA0006181 | GEISMAR | ASCENSION | LA |  | 30.2219 | -91.0515 |  | 2869 | Industrial Organic Chemicals, Nec | 325998 | All Other Miscellaneous Chemical Product and Preparation Manufacturing | IS34 | All Other Chemical Product and Preparation Manufacturing | Waste Handling, Treatment, and Disposal (Remediation or Monitoring) | 1 | 3.8113 | LA0006181 | Grand Goudine Bayou-New River | 080702040103 | 2022 reports PCE and Chloroform used as reactant |  |  |  | 2023 | 08070200000000 | MISSISSIPPI R & B BRAUD-BLIND R |  | 1.399 | 0.27469 | NPDES | 1.399 | 2.1646 | 18991380 |  | 1 | 0.457 | 0.699 | 0.722 | 0.626 | 0.672 | 0.398 | 0.233 | 0.066 | 0.067 | 0.119 | 0.566 | 2.354 | 0.664 | QE_07 | 0.066 | 0.16137 | 0.080636 | 1.1174 | 0.30655 | 5.2924 | 5.2924 | Plant Flow | 5.2924 | Plant Flow | 5.2924 | Plant Flow |  | 365 | 0.010442 | 1.973 | 1.973 | 1.973 | 3 | 4 | 0 | 0 | 39 | 1 | 0 | 0 | 0.788 | 32 | 0 | 0 | 0.0025038 | 0.00065768 | DMR | [16 empty] | 0.18149 | 34.2932 | 34.2932 | 34.2932 | 0.043519 | 0.011431 | NO | PlantFlow
2019 | NALCO COMPANY | 110007015871 | LA0038890 | GARYVILLE | ST. JOHN PARISH | LA |  | 30.0486 | -90.6309 |  | 2869 | Industrial Organic Chemicals, Nec | 325998 | All Other Miscellaneous Chemical Product and Preparation Manufacturing | IS34 | All Other Chemical Product and Preparation Manufacturing | Waste Handling, Treatment, and Disposal (Remediation or Monitoring) | 1 | 0.082855 | LA0038890 | Hope Canal-Pipeline Canal | 080702040302 | 2022 TRI reports Allyl Chloride, Benzyl Chloride, and Epichlorohydrin are used as reactants |  |  |  | 2023 | 08070200000000 | MISSISSIPPI RIVER |  | 13.17 | 0.1928 | NPDES | 13.17 | 20.377 | [22 empty] | 49.8538 | 49.8538 | Flow Lookup Failed | 49.8538 | Flow Lookup Failed | 49.8538 | Flow Lookup Failed | PlantFlowUsed | 365 | 0.000227 | 0.0045533 | 0.0045533 | 0.0045533 | 3 | 4 | 0 | 0 | 39 | 1 | 0 | 0 | 0.788 | 32 | 0 | 0 | 5.7783e-06 | 1.5178e-06 | DMR | [16 empty] | 0.0039455 | 0.079141 | 0.079141 | 0.079141 | 0.00010043 | 2.638e-05 | NO | PlantFlow
2020 | NALCO COMPANY | 110007015871 | LA0038890 | GARYVILLE | ST. JOHN PARISH | LA |  | 30.0486 | -90.6309 |  | 2869 | Industrial Organic Chemicals, Nec | 325998 | All Other Miscellaneous Chemical Product and Preparation Manufacturing | IS34 | All Other Chemical Product and Preparation Manufacturing | Waste Handling, Treatment, and Disposal (Remediation or Monitoring) | 1 | 0.082855 | LA0038890 | Hope Canal-Pipeline Canal | 080702040302 | 2022 TRI reports Allyl Chloride, Benzyl Chloride, and Epichlorohydrin are used as reactants |  |  |  | 2023 | 08070200000000 | MISSISSIPPI RIVER |  | 13.17 | 0.1928 | NPDES | 13.17 | 20.377 | [22 empty] | 49.8538 | 49.8538 | Flow Lookup Failed | 49.8538 | Flow Lookup Failed | 49.8538 | Flow Lookup Failed | PlantFlowUsed | 365 | 0.000227 | 0.0045533 | 0.0045533 | 0.0045533 | 3 | 4 | 0 | 0 | 39 | 1 | 0 | 0 | 0.788 | 32 | 0 | 0 | 5.7783e-06 | 1.5178e-06 | DMR | [16 empty] | 0.0039455 | 0.079141 | 0.079141 | 0.079141 | 0.00010043 | 2.638e-05 | NO | PlantFlow
2021 | NALCO COMPANY | 110007015871 | LA0038890 | GARYVILLE | ST. JOHN PARISH | LA |  | 30.0486 | -90.6309 |  | 2869 | Industrial Organic Chemicals, Nec | 325998 | All Other Miscellaneous Chemical Product and Preparation Manufacturing | IS34 | All Other Chemical Product and Preparation Manufacturing | Waste Handling, Treatment, and Disposal (Remediation or Monitoring) | 1 | 0.16571 | LA0038890 | Hope Canal-Pipeline Canal | 080702040302 | 2022 TRI reports Allyl Chloride, Benzyl Chloride, and Epichlorohydrin are used as reactants |  |  |  | 2023 | 08070200000000 | MISSISSIPPI RIVER |  | 13.17 | 0.1928 | NPDES | 13.17 | 20.377 | [22 empty] | 49.8538 | 49.8538 | Flow Lookup Failed | 49.8538 | Flow Lookup Failed | 49.8538 | Flow Lookup Failed | PlantFlowUsed | 365 | 0.000454 | 0.0091066 | 0.0091066 | 0.0091066 | 3 | 4 | 0 | 0 | 39 | 1 | 0 | 0 | 0.788 | 32 | 0 | 0 | 1.1557e-05 | 3.0355e-06 | DMR | [16 empty] | 0.007891 | 0.15828 | 0.15828 | 0.15828 | 0.00020087 | 5.2761e-05 | NO | PlantFlow
2022 | NALCO COMPANY | 110007015871 | LA0038890 | GARYVILLE | ST. JOHN PARISH | LA |  | 30.0486 | -90.6309 |  | 2869 | Industrial Organic Chemicals, Nec | 325998 | All Other Miscellaneous Chemical Product and Preparation Manufacturing | IS34 | All Other Chemical Product and Preparation Manufacturing | Waste Handling, Treatment, and Disposal (Remediation or Monitoring) | 1 | 0.082855 | LA0038890 | Hope Canal-Pipeline Canal | 080702040302 | 2022 TRI reports Allyl Chloride, Benzyl Chloride, and Epichlorohydrin are used as reactants |  |  |  | 2023 | 08070200000000 | MISSISSIPPI RIVER |  | 13.17 | 0.1928 | NPDES | 13.17 | 20.377 | [22 empty] | 49.8538 | 49.8538 | Flow Lookup Failed | 49.8538 | Flow Lookup Failed | 49.8538 | Flow Lookup Failed | PlantFlowUsed | 365 | 0.000227 | 0.0045533 | 0.0045533 | 0.0045533 | 3 | 4 | 0 | 0 | 39 | 1 | 0 | 0 | 0.788 | 32 | 0 | 0 | 5.7783e-06 | 1.5178e-06 | DMR | [16 empty] | 0.0039455 | 0.079141 | 0.079141 | 0.079141 | 0.00010043 | 2.638e-05 | NO | PlantFlow
2023 | NALCO COMPANY | 110007015871 | LA0038890 | GARYVILLE | ST. JOHN PARISH | LA |  | 30.0486 | -90.6309 |  | 2869 | Industrial Organic Chemicals, Nec | 325998 | All Other Miscellaneous Chemical Product and Preparation Manufacturing | IS34 | All Other Chemical Product and Preparation Manufacturing | Waste Handling, Treatment, and Disposal (Remediation or Monitoring) | 1 | 0.082855 | LA0038890 | Hope Canal-Pipeline Canal | 080702040302 | 2022 TRI reports Allyl Chloride, Benzyl Chloride, and Epichlorohydrin are used as reactants |  |  |  | 2023 | 08070200000000 | MISSISSIPPI RIVER |  | 13.17 | 0.1928 | NPDES | 13.17 | 20.377 | [22 empty] | 49.8538 | 49.8538 | Flow Lookup Failed | 49.8538 | Flow Lookup Failed | 49.8538 | Flow Lookup Failed | PlantFlowUsed | 365 | 0.000227 | 0.0045533 | 0.0045533 | 0.0045533 | 3 | 4 | 0 | 0 | 39 | 1 | 0 | 0 | 0.788 | 32 | 0 | 0 | 5.7783e-06 | 1.5178e-06 | DMR | [16 empty] | 0.0039455 | 0.079141 | 0.079141 | 0.079141 | 0.00010043 | 2.638e-05 | NO | PlantFlow
2019 | TAMINCO EASTMAN US - ST GABRIEL PLANT | 110056972432 | LA0046361 | SAINT GABRIEL | IBERVILLE | LA |  | 30.2508 | -91.0923 |  | 2869 | Industrial Organic Chemicals, Nec | 325998 | All Other Miscellaneous Chemical Product and Preparation Manufacturing | IS34 | All Other Chemical Product and Preparation Manufacturing | Waste Handling, Treatment, and Disposal (Remediation or Monitoring) | 1 | 0.41428 | LA0046361 | Bayou Braud | 080702020801 | No organochlorines are reported to 2022 TRI |  |  |  | 2023 | 08070200000000 |  |  |  | 0.37096 | NPDES | 0.37096 | 0.57396 | 18991368 |  | 1 | 1.179 | 1.852 | 1.906 | 1.652 | 1.744 | 1.02 | 0.617 | 0.198 | 0.2 | 0.331 | 1.244 | 4.707 | 1.701 | QE_07 | 0.198 | 0.48411 | 0.25145 | 2.8826 | 0.89913 | 1.4033 | 1.4033 | Plant Flow | 1.4033 | Plant Flow | 1.4033 | Plant Flow |  | 365 | 0.001135 | 0.8088 | 0.8088 | 0.8088 | 3 | 4 | 0 | 0 | 39 | 1 | 0 | 0 | 0.788 | 32 | 0 | 0 | 0.0010264 | 0.0002696 | DMR | [16 empty] | 0.019727 | 14.0577 | 14.0577 | 14.0577 | 0.01784 | 0.0046859 | NO | PlantFlow
2020 | TAMINCO EASTMAN US - ST GABRIEL PLANT | 110056972432 | LA0046361 | SAINT GABRIEL | IBERVILLE | LA |  | 30.2508 | -91.0923 |  | 2869 | Industrial Organic Chemicals, Nec | 325998 | All Other Miscellaneous Chemical Product and Preparation Manufacturing | IS34 | All Other Chemical Product and Preparation Manufacturing | Waste Handling, Treatment, and Disposal (Remediation or Monitoring) | 1 | 0.41428 | LA0046361 | Bayou Braud | 080702020801 | No organochlorines are reported to 2022 TRI |  |  |  | 2023 | 08070200000000 |  |  |  | 0.37096 | NPDES | 0.37096 | 0.57396 | 18991368 |  | 1 | 1.179 | 1.852 | 1.906 | 1.652 | 1.744 | 1.02 | 0.617 | 0.198 | 0.2 | 0.331 | 1.244 | 4.707 | 1.701 | QE_07 | 0.198 | 0.48411 | 0.25145 | 2.8826 | 0.89913 | 1.4033 | 1.4033 | Plant Flow | 1.4033 | Plant Flow | 1.4033 | Plant Flow |  | 365 | 0.001135 | 0.8088 | 0.8088 | 0.8088 | 3 | 4 | 0 | 0 | 39 | 1 | 0 | 0 | 0.788 | 32 | 0 | 0 | 0.0010264 | 0.0002696 | DMR | [16 empty] | 0.019727 | 14.0577 | 14.0577 | 14.0577 | 0.01784 | 0.0046859 | NO | PlantFlow
2021 | TAMINCO EASTMAN US - ST GABRIEL PLANT | 110056972432 | LA0046361 | SAINT GABRIEL | IBERVILLE | LA |  | 30.2508 | -91.0923 |  | 2869 | Industrial Organic Chemicals, Nec | 325998 | All Other Miscellaneous Chemical Product and Preparation Manufacturing | IS34 | All Other Chemical Product and Preparation Manufacturing | Waste Handling, Treatment, and Disposal (Remediation or Monitoring) | 1 | 0.41428 | LA0046361 | Bayou Braud | 080702020801 | No organochlorines are reported to 2022 TRI |  |  |  | 2023 | 08070200000000 |  |  |  | 0.37096 | NPDES | 0.37096 | 0.57396 | 18991368 |  | 1 | 1.179 | 1.852 | 1.906 | 1.652 | 1.744 | 1.02 | 0.617 | 0.198 | 0.2 | 0.331 | 1.244 | 4.707 | 1.701 | QE_07 | 0.198 | 0.48411 | 0.25145 | 2.8826 | 0.89913 | 1.4033 | 1.4033 | Plant Flow | 1.4033 | Plant Flow | 1.4033 | Plant Flow |  | 365 | 0.001135 | 0.8088 | 0.8088 | 0.8088 | 3 | 4 | 0 | 0 | 39 | 1 | 0 | 0 | 0.788 | 32 | 0 | 0 | 0.0010264 | 0.0002696 | DMR | [16 empty] | 0.019727 | 14.0577 | 14.0577 | 14.0577 | 0.01784 | 0.0046859 | NO | PlantFlow
2022 | TAMINCO EASTMAN US - ST GABRIEL PLANT | 110056972432 | LA0046361 | SAINT GABRIEL | IBERVILLE | LA |  | 30.2508 | -91.0923 |  | 2869 | Industrial Organic Chemicals, Nec | 325998 | All Other Miscellaneous Chemical Product and Preparation Manufacturing | IS34 | All Other Chemical Product and Preparation Manufacturing | Waste Handling, Treatment, and Disposal (Remediation or Monitoring) | 1 | 0.41428 | LA0046361 | Bayou Braud | 080702020801 | No organochlorines are reported to 2022 TRI |  |  |  | 2023 | 08070200000000 |  |  |  | 0.37096 | NPDES | 0.37096 | 0.57396 | 18991368 |  | 1 | 1.179 | 1.852 | 1.906 | 1.652 | 1.744 | 1.02 | 0.617 | 0.198 | 0.2 | 0.331 | 1.244 | 4.707 | 1.701 | QE_07 | 0.198 | 0.48411 | 0.25145 | 2.8826 | 0.89913 | 1.4033 | 1.4033 | Plant Flow | 1.4033 | Plant Flow | 1.4033 | Plant Flow |  | 365 | 0.001135 | 0.8088 | 0.8088 | 0.8088 | 3 | 4 | 0 | 0 | 39 | 1 | 0 | 0 | 0.788 | 32 | 0 | 0 | 0.0010264 | 0.0002696 | DMR | [16 empty] | 0.019727 | 14.0577 | 14.0577 | 14.0577 | 0.01784 | 0.0046859 | NO | PlantFlow
2019 | BERCEN CHEMICALS LLC | 110000597355 | LA0048704 | DENHAM SPRINGS | LIVINGSTON | LA |  | 30.4868 | -90.9255 |  | 2899 | Chemical Preparations, Nec | 325998 | All Other Miscellaneous Chemical Product and Preparation Manufacturing | IS34 | All Other Chemical Product and Preparation Manufacturing | Waste Handling, Treatment, and Disposal (Remediation or Monitoring) | 1 | 0.033142 | LA0048704 | Grays Creek-Amite River | 080702020903 | No organochlorines are reported to 2022 TRI |  |  |  | 2023 | 08070200000000 | DIXON CANAL GRAYS CREEK |  | 1.5149 | 0.045665 | NPDES | 1.5149 | 2.3439 | 18990410 |  | 1 | 2.904 | 4.378 | 4.513 | 4.042 | 4.334 | 2.701 | 1.531 | 0.552 | 0.583 | 0.85 | 5.335 | 10.045 | 3.973 | QE_07 | 0.552 | 1.3496 | 0.72676 | 7.1002 | 2.4742 | 5.7308 | 5.7308 | Plant Flow | 5.7308 | Plant Flow | 5.7308 | Plant Flow |  | 365 | 9.08e-05 | 0.015844 | 0.015844 | 0.015844 | 3 | 4 | 0 | 0 | 39 | 1 | 0 | 0 | 0.788 | 32 | 0 | 0 | 2.0107e-05 | 5.2814e-06 | DMR | [16 empty] | 0.0015782 | 0.27539 | 0.27539 | 0.27539 | 0.00034948 | 9.1796e-05 | NO | PlantFlow
2020 | BERCEN CHEMICALS LLC | 110000597355 | LA0048704 | DENHAM SPRINGS | LIVINGSTON | LA |  | 30.4868 | -90.9255 |  | 2899 | Chemical Preparations, Nec | 325998 | All Other Miscellaneous Chemical Product and Preparation Manufacturing | IS34 | All Other Chemical Product and Preparation Manufacturing | Waste Handling, Treatment, and Disposal (Remediation or Monitoring) | 1 | 0.033142 | LA0048704 | Grays Creek-Amite River | 080702020903 | No organochlorines are reported to 2022 TRI |  |  |  | 2023 | 08070200000000 | DIXON CANAL GRAYS CREEK |  | 1.5149 | 0.045665 | NPDES | 1.5149 | 2.3439 | 18990410 |  | 1 | 2.904 | 4.378 | 4.513 | 4.042 | 4.334 | 2.701 | 1.531 | 0.552 | 0.583 | 0.85 | 5.335 | 10.045 | 3.973 | QE_07 | 0.552 | 1.3496 | 0.72676 | 7.1002 | 2.4742 | 5.7308 | 5.7308 | Plant Flow | 5.7308 | Plant Flow | 5.7308 | Plant Flow |  | 365 | 9.08e-05 | 0.015844 | 0.015844 | 0.015844 | 3 | 4 | 0 | 0 | 39 | 1 | 0 | 0 | 0.788 | 32 | 0 | 0 | 2.0107e-05 | 5.2814e-06 | DMR | [16 empty] | 0.0015782 | 0.27539 | 0.27539 | 0.27539 | 0.00034948 | 9.1796e-05 | NO | PlantFlow
2021 | BERCEN CHEMICALS LLC | 110000597355 | LA0048704 | DENHAM SPRINGS | LIVINGSTON | LA |  | 30.4868 | -90.9255 |  | 2899 | Chemical Preparations, Nec | 325998 | All Other Miscellaneous Chemical Product and Preparation Manufacturing | IS34 | All Other Chemical Product and Preparation Manufacturing | Waste Handling, Treatment, and Disposal (Remediation or Monitoring) | 1 | 0.016571 | LA0048704 | Grays Creek-Amite River | 080702020903 | No organochlorines are reported to 2022 TRI |  |  |  | 2023 | 08070200000000 | DIXON CANAL GRAYS CREEK |  | 1.5149 | 0.045665 | NPDES | 1.5149 | 2.3439 | 18990410 |  | 1 | 2.904 | 4.378 | 4.513 | 4.042 | 4.334 | 2.701 | 1.531 | 0.552 | 0.583 | 0.85 | 5.335 | 10.045 | 3.973 | QE_07 | 0.552 | 1.3496 | 0.72676 | 7.1002 | 2.4742 | 5.7308 | 5.7308 | Plant Flow | 5.7308 | Plant Flow | 5.7308 | Plant Flow |  | 365 | 4.54e-05 | 0.0079221 | 0.0079221 | 0.0079221 | 3 | 4 | 0 | 0 | 39 | 1 | 0 | 0 | 0.788 | 32 | 0 | 0 | 1.0053e-05 | 2.6407e-06 | DMR | [16 empty] | 0.0007891 | 0.13769 | 0.13769 | 0.13769 | 0.00017474 | 4.5898e-05 | NO | PlantFlow
2022 | BERCEN CHEMICALS LLC | 110000597355 | LA0048704 | DENHAM SPRINGS | LIVINGSTON | LA |  | 30.4868 | -90.9255 |  | 2899 | Chemical Preparations, Nec | 325998 | All Other Miscellaneous Chemical Product and Preparation Manufacturing | IS34 | All Other Chemical Product and Preparation Manufacturing | Waste Handling, Treatment, and Disposal (Remediation or Monitoring) | 1 | 8.2855e-05 | LA0048704 | Grays Creek-Amite River | 080702020903 | No organochlorines are reported to 2022 TRI |  |  |  | 2023 | 08070200000000 | DIXON CANAL GRAYS CREEK |  | 1.5149 | 0.045665 | NPDES | 1.5149 | 2.3439 | 18990410 |  | 1 | 2.904 | 4.378 | 4.513 | 4.042 | 4.334 | 2.701 | 1.531 | 0.552 | 0.583 | 0.85 | 5.335 | 10.045 | 3.973 | QE_07 | 0.552 | 1.3496 | 0.72676 | 7.1002 | 2.4742 | 5.7308 | 5.7308 | Plant Flow | 5.7308 | Plant Flow | 5.7308 | Plant Flow |  | 365 | 2.27e-07 | 3.961e-05 | 3.961e-05 | 3.961e-05 | 3 | 4 | 0 | 0 | 39 | 1 | 0 | 0 | 0.788 | 32 | 0 | 0 | 5.0267e-08 | 1.3203e-08 | DMR | [16 empty] | 3.9455e-06 | 0.00068847 | 0.00068847 | 0.00068847 | 8.7369e-07 | 2.2949e-07 | NO | PlantFlow
2019 | SUNBEAM PRODUCTS INC. | 110001131837 | LA0086304 | COUSHATTA | RED RIVER | LA |  | 32.0085 | -93.3357 |  | 4226 | Special Warehousing and Storage, Nec | 493190 | Other Warehousing and Storage | IS46 | Wholesale and Retail Trade | Waste Handling, Treatment, and Disposal (Remediation or Monitoring) | 1 | 0.019047 | LA0086304 | Bayou Nicholas | 1.11E+11 | Nothing reported to 2022 TRI |  |  |  | 2023 | 1.11E+13 |  |  | 0.5 |  | NPDES | 0.5 | 0.77362 | 19944961 |  | 1 | 5.101 | 29.929 | 22.594 | 11.161 | 10.575 | 6.275 | 4.077 | 1.368 | 0.664 | 0.791 | 1.175 | 1.049 | 16.618 | QE_08 | 0.664 | 1.6235 | 0.87992 | 12.4719 | 3.5893 | 1.8915 | 1.8915 | Plant Flow | 3.5893 | HM Flow | 1.8915 | Plant Flow |  | 365 | 5.2182e-05 | 0.027588 | 0.027588 | 0.014538 | 3 | 4 | 0 | 0 | 39 | 1 | 0 | 0 | 0.788 | 32 | 0 | 0 | 3.501e-05 | 9.196e-06 | DMR | [16 empty] | 0.00090698 | 0.47951 | 0.47951 | 0.25269 | 0.00060851 | 0.00015984 | NO | NHDPlus
2020 | SUNBEAM PRODUCTS INC. | 110001131837 | LA0086304 | COUSHATTA | RED RIVER | LA |  | 32.0085 | -93.3357 |  | 4226 | Special Warehousing and Storage, Nec | 493190 | Other Warehousing and Storage | IS46 | Wholesale and Retail Trade | Waste Handling, Treatment, and Disposal (Remediation or Monitoring) | 1 | 0.011922 | LA0086304 | Bayou Nicholas | 1.11E+11 | Nothing reported to 2022 TRI |  |  |  | 2023 | 1.11E+13 |  |  | 0.5 |  | NPDES | 0.5 | 0.77362 | 19944961 |  | 1 | 5.101 | 29.929 | 22.594 | 11.161 | 10.575 | 6.275 | 4.077 | 1.368 | 0.664 | 0.791 | 1.175 | 1.049 | 16.618 | QE_08 | 0.664 | 1.6235 | 0.87992 | 12.4719 | 3.5893 | 1.8915 | 1.8915 | Plant Flow | 3.5893 | HM Flow | 1.8915 | Plant Flow |  | 365 | 3.2663e-05 | 0.017268 | 0.017268 | 0.0091001 | 3 | 4 | 0 | 0 | 39 | 1 | 0 | 0 | 0.788 | 32 | 0 | 0 | 2.1914e-05 | 5.7561e-06 | DMR | [16 empty] | 0.00056771 | 0.30014 | 0.30014 | 0.15817 | 0.00038089 | 0.00010005 | NO | NHDPlus
2019 | QUALAWASH HOLDINGS LLC - QUALA - GEISMAR TERMINAL 260 | 110000911309 | LA0098191 | GEISMAR | ASCENSION | LA |  | 30.233 | -91.0221 |  | 4789 | Transportation Services, Nec | 722310 | Food Service Contractors | NAICS/SIC Not Provided | NAICS/SIC Not Provided | Waste Handling, Treatment, and Disposal (Remediation or Monitoring) | 1 | 0.011141 | LA0098191 | Grand Goudine Bayou-New River | 080702040103 | Nothing reported to 2022 TRI |  |  |  | 2023 | 08070200000000 | NEW RIVER |  | 0.5 | 0.0011836 | NPDES | 0.5 | 0.77362 | 15209315 | New River | 2 | 5.894 | 9.44 | 9.716 | 8.45 | 8.863 | 5.079 | 3.128 | 1.304 | 1.254 | 1.824 | 5.224 | 16.641 | 8.312 | QE_08 | 1.254 | 3.066 | 1.6994 | 14.4108 | 5.5269 | 1.8915 | 3.066 | 30Q5 Flow | 5.5269 | HM Flow | 1.8915 | Plant Flow |  | 365 | 3.0522e-05 | 0.016137 | 0.0099551 | 0.0055226 | 3 | 4 | 0 | 0 | 39 | 1 | 0 | 0 | 0.788 | 32 | 0 | 0 | 2.0478e-05 | 5.3789e-06 | DMR | [16 empty] | 0.00053051 | 0.28047 | 0.17303 | 0.095987 | 0.00035593 | 9.3491e-05 | NO | NHDPlus
2020 | QUALAWASH HOLDINGS LLC - QUALA - GEISMAR TERMINAL 260 | 110000911309 | LA0098191 | GEISMAR | ASCENSION | LA |  | 30.233 | -91.0221 |  | 4789 | Transportation Services, Nec | 722310 | Food Service Contractors | NAICS/SIC Not Provided | NAICS/SIC Not Provided | Waste Handling, Treatment, and Disposal (Remediation or Monitoring) | 1 | 0.019372 | LA0098191 | Grand Goudine Bayou-New River | 080702040103 | Nothing reported to 2022 TRI |  |  |  | 2023 | 08070200000000 | NEW RIVER |  | 0.5 | 0.0011836 | NPDES | 0.5 | 0.77362 | 15209315 | New River | 2 | 5.894 | 9.44 | 9.716 | 8.45 | 8.863 | 5.079 | 3.128 | 1.304 | 1.254 | 1.824 | 5.224 | 16.641 | 8.312 | QE_08 | 1.254 | 3.066 | 1.6994 | 14.4108 | 5.5269 | 1.8915 | 3.066 | 30Q5 Flow | 5.5269 | HM Flow | 1.8915 | Plant Flow |  | 365 | 5.3073e-05 | 0.028059 | 0.01731 | 0.0096027 | 3 | 4 | 0 | 0 | 39 | 1 | 0 | 0 | 0.788 | 32 | 0 | 0 | 3.5608e-05 | 9.353e-06 | DMR | [16 empty] | 0.00092246 | 0.48769 | 0.30087 | 0.1669 | 0.0006189 | 0.00016256 | NO | NHDPlus
2021 | QUALAWASH HOLDINGS LLC - QUALA - GEISMAR TERMINAL 260 | 110000911309 | LA0098191 | GEISMAR | ASCENSION | LA |  | 30.233 | -91.0221 |  | 4789 | Transportation Services, Nec | 722310 | Food Service Contractors | NAICS/SIC Not Provided | NAICS/SIC Not Provided | Waste Handling, Treatment, and Disposal (Remediation or Monitoring) | 1 | 0.0034713 | LA0098191 | Grand Goudine Bayou-New River | 080702040103 | Nothing reported to 2022 TRI |  |  |  | 2023 | 08070200000000 | NEW RIVER |  | 0.5 | 0.0011836 | NPDES | 0.5 | 0.77362 | 15209315 | New River | 2 | 5.894 | 9.44 | 9.716 | 8.45 | 8.863 | 5.079 | 3.128 | 1.304 | 1.254 | 1.824 | 5.224 | 16.641 | 8.312 | QE_08 | 1.254 | 3.066 | 1.6994 | 14.4108 | 5.5269 | 1.8915 | 3.066 | 30Q5 Flow | 5.5269 | HM Flow | 1.8915 | Plant Flow |  | 365 | 9.5105e-06 | 0.0050281 | 0.0031019 | 0.0017208 | 3 | 4 | 0 | 0 | 39 | 1 | 0 | 0 | 0.788 | 32 | 0 | 0 | 6.3808e-06 | 1.676e-06 | DMR | [16 empty] | 0.0001653 | 0.087393 | 0.053914 | 0.029909 | 0.0001109 | 2.9131e-05 | NO | NHDPlus
2022 | QUALAWASH HOLDINGS LLC - QUALA - GEISMAR TERMINAL 260 | 110000911309 | LA0098191 | GEISMAR | ASCENSION | LA |  | 30.233 | -91.0221 |  | 4789 | Transportation Services, Nec | 722310 | Food Service Contractors | NAICS/SIC Not Provided | NAICS/SIC Not Provided | Waste Handling, Treatment, and Disposal (Remediation or Monitoring) | 1 | 0.00132 | LA0098191 | Grand Goudine Bayou-New River | 080702040103 | Nothing reported to 2022 TRI |  |  |  | 2023 | 08070200000000 | NEW RIVER |  | 0.5 | 0.0011836 | NPDES | 0.5 | 0.77362 | 15209315 | New River | 2 | 5.894 | 9.44 | 9.716 | 8.45 | 8.863 | 5.079 | 3.128 | 1.304 | 1.254 | 1.824 | 5.224 | 16.641 | 8.312 | QE_08 | 1.254 | 3.066 | 1.6994 | 14.4108 | 5.5269 | 1.8915 | 3.066 | 30Q5 Flow | 5.5269 | HM Flow | 1.8915 | Plant Flow |  | 365 | 3.6165e-06 | 0.001912 | 0.0011795 | 0.00065434 | 3 | 4 | 0 | 0 | 39 | 1 | 0 | 0 | 0.788 | 32 | 0 | 0 | 2.4264e-06 | 6.3732e-07 | DMR | [16 empty] | 6.2857e-05 | 0.033232 | 0.020501 | 0.011373 | 4.2172e-05 | 1.1077e-05 | NO | NHDPlus
2020 | AMCOL HEALTH & BEAUTY SOLUTIONS INC | 110000846602 | LA0108936 | LAFAYETTE | LAFAYETTE | LA |  | 30.2708 | -92.0373 |  | 2821 | Plastics Materials and Resins | 325211 | Plastics Material and Resin Manufacturing | IS22 | Plastic Material and Resin Manufacturing | Waste Handling, Treatment, and Disposal (Remediation or Monitoring) | 1 | 0.0026525 | LA0108936 | Francois Coulee-Vermilion River | 080801030105 | Nothing reported to 2022 TRI |  |  |  | 2023 | 08080100000000 | VERMILION RIVER |  | 0.5 | 0.051234 | NPDES | 0.5 | 0.77362 | 21898555 | Francois Coulee | 1 | 1.547 | 2.644 | 2.396 | 1.962 | 1.956 | 1.344 | 0.79 | 0.272 | 0.228 | 0.415 | 2.127 | 6.57 | 2.45 | QE_08 | 0.228 | 0.55746 | 0.29099 | 3.7824 | 1.1083 | 1.8915 | 1.8915 | Plant Flow | 1.8915 | Plant Flow | 1.8915 | Plant Flow |  | 365 | 7.2672e-06 | 0.0038421 | 0.0038421 | 0.0038421 | 3 | 4 | 0 | 0 | 39 | 1 | 0 | 0 | 0.788 | 32 | 0 | 0 | 4.8757e-06 | 1.2807e-06 | DMR | [16 empty] | 0.00012631 | 0.066779 | 0.066779 | 0.066779 | 8.4745e-05 | 2.226e-05 | NO | PlantFlow
2022 | AMCOL HEALTH & BEAUTY SOLUTIONS INC | 110000846602 | LA0108936 | LAFAYETTE | LAFAYETTE | LA |  | 30.2708 | -92.0373 |  | 2821 | Plastics Materials and Resins | 325211 | Plastics Material and Resin Manufacturing | IS22 | Plastic Material and Resin Manufacturing | Waste Handling, Treatment, and Disposal (Remediation or Monitoring) | 1 | 0.0095878 | LA0108936 | Francois Coulee-Vermilion River | 080801030105 | Nothing reported to 2022 TRI |  |  |  | 2023 | 08080100000000 | VERMILION RIVER |  | 0.5 | 0.051234 | NPDES | 0.5 | 0.77362 | 21898555 | Francois Coulee | 1 | 1.547 | 2.644 | 2.396 | 1.962 | 1.956 | 1.344 | 0.79 | 0.272 | 0.228 | 0.415 | 2.127 | 6.57 | 2.45 | QE_08 | 0.228 | 0.55746 | 0.29099 | 3.7824 | 1.1083 | 1.8915 | 1.8915 | Plant Flow | 1.8915 | Plant Flow | 1.8915 | Plant Flow |  | 365 | 2.6268e-05 | 0.013887 | 0.013887 | 0.013887 | 3 | 4 | 0 | 0 | 39 | 1 | 0 | 0 | 0.788 | 32 | 0 | 0 | 1.7624e-05 | 4.6292e-06 | DMR | [16 empty] | 0.00045656 | 0.24138 | 0.24138 | 0.24138 | 0.00030632 | 8.0459e-05 | NO | PlantFlow
2023 | AMCOL HEALTH & BEAUTY SOLUTIONS INC | 110000846602 | LA0108936 | LAFAYETTE | LAFAYETTE | LA |  | 30.2708 | -92.0373 |  | 2821 | Plastics Materials and Resins | 325211 | Plastics Material and Resin Manufacturing | IS22 | Plastic Material and Resin Manufacturing | Waste Handling, Treatment, and Disposal (Remediation or Monitoring) | 1 | 0.0040638 | LA0108936 | Francois Coulee-Vermilion River | 080801030105 | Nothing reported to 2022 TRI |  |  |  | 2023 | 08080100000000 | VERMILION RIVER |  | 0.5 | 0.051234 | NPDES | 0.5 | 0.77362 | 21898555 | Francois Coulee | 1 | 1.547 | 2.644 | 2.396 | 1.962 | 1.956 | 1.344 | 0.79 | 0.272 | 0.228 | 0.415 | 2.127 | 6.57 | 2.45 | QE_08 | 0.228 | 0.55746 | 0.29099 | 3.7824 | 1.1083 | 1.8915 | 1.8915 | Plant Flow | 1.8915 | Plant Flow | 1.8915 | Plant Flow |  | 365 | 1.1134e-05 | 0.0058862 | 0.0058862 | 0.0058862 | 3 | 4 | 0 | 0 | 39 | 1 | 0 | 0 | 0.788 | 32 | 0 | 0 | 7.4698e-06 | 1.9621e-06 | DMR | [16 empty] | 0.00019351 | 0.10231 | 0.10231 | 0.10231 | 0.00012983 | 3.4102e-05 | NO | PlantFlow
2019 | GREATER BATON ROUGE PORT COMMISSION - BARGE TERMINAL PROPERTY | 110012254363 | LA0115606 | BATON ROUGE | EAST BATON ROUGE | LA |  | 30.5638 | -91.2126 |  | 4491 | Marine Cargo Handling | 488320 | Marine Cargo Handling | IS46 | Wholesale and Retail Trade | Waste Handling, Treatment, and Disposal (Remediation or Monitoring) | 1 | 5.8632e-05 | LA0115606 | Devils Swamp-Bayou Baton Rouge | 080702010402 | Nothing reported to 2022 TRI |  |  |  | 2023 | 08070200000000 | MISSISSIPPI RIVER |  | 6.3e-05 | 0.00057767 | NPDES | 6.3e-05 | 9.7476e-05 | 19085395 |  | 2 | 53.017 | 91.913 | 92.9 | 78.801 | 82.66 | 50.099 | 30.589 | 15.778 | 15.89 | 17.836 | 27.228 | 77.117 | 70.965 | QE_07 | 15.778 | 38.577 | 23.3755 | 129.6259 | 66.3982 | 0.00023833 | 38.577 | 30Q5 Flow | 66.3982 | HM Flow | 23.3755 | 7Q10 Flow |  | 365 | 1.6064e-07 | 6.872e-06 | 4.1641e-06 | 2.4193e-06 | 3 | 4 | 0 | 0 | 39 | 1 | 0 | 0 | 0.788 | 32 | 0 | 0 | 8.7209e-09 | 2.2907e-09 | DMR | [16 empty] | 2.792e-06 | 0.00011944 | 7.2375e-05 | 4.205e-05 | 1.5158e-07 | 3.9814e-08 | NO | NHDPlus
2020 | GREATER BATON ROUGE PORT COMMISSION - BARGE TERMINAL PROPERTY | 110012254363 | LA0115606 | BATON ROUGE | EAST BATON ROUGE | LA |  | 30.5638 | -91.2126 |  | 4491 | Marine Cargo Handling | 488320 | Marine Cargo Handling | IS46 | Wholesale and Retail Trade | Waste Handling, Treatment, and Disposal (Remediation or Monitoring) | 1 | 0.00014784 | LA0115606 | Devils Swamp-Bayou Baton Rouge | 080702010402 | Nothing reported to 2022 TRI |  |  |  | 2023 | 08070200000000 | MISSISSIPPI RIVER |  | 6.3e-05 | 0.00057767 | NPDES | 6.3e-05 | 9.7476e-05 | 19085395 |  | 2 | 53.017 | 91.913 | 92.9 | 78.801 | 82.66 | 50.099 | 30.589 | 15.778 | 15.89 | 17.836 | 27.228 | 77.117 | 70.965 | QE_07 | 15.778 | 38.577 | 23.3755 | 129.6259 | 66.3982 | 0.00023833 | 38.577 | 30Q5 Flow | 66.3982 | HM Flow | 23.3755 | 7Q10 Flow |  | 365 | 4.0503e-07 | 1.7327e-05 | 1.0499e-05 | 6.1e-06 | 3 | 4 | 0 | 0 | 39 | 1 | 0 | 0 | 0.788 | 32 | 0 | 0 | 2.1989e-08 | 5.7757e-09 | DMR | [16 empty] | 7.0398e-06 | 0.00030116 | 0.00018249 | 0.00010602 | 3.8219e-07 | 1.0039e-07 | NO | NHDPlus
2021 | GREATER BATON ROUGE PORT COMMISSION - BARGE TERMINAL PROPERTY | 110012254363 | LA0115606 | BATON ROUGE | EAST BATON ROUGE | LA |  | 30.5638 | -91.2126 |  | 4491 | Marine Cargo Handling | 488320 | Marine Cargo Handling | IS46 | Wholesale and Retail Trade | Waste Handling, Treatment, and Disposal (Remediation or Monitoring) | 1 | 1.3898e-05 | LA0115606 | Devils Swamp-Bayou Baton Rouge | 080702010402 | Nothing reported to 2022 TRI |  |  |  | 2023 | 08070200000000 | MISSISSIPPI RIVER |  | 6.3e-05 | 0.00057767 | NPDES | 6.3e-05 | 9.7476e-05 | 19085395 |  | 2 | 53.017 | 91.913 | 92.9 | 78.801 | 82.66 | 50.099 | 30.589 | 15.778 | 15.89 | 17.836 | 27.228 | 77.117 | 70.965 | QE_07 | 15.778 | 38.577 | 23.3755 | 129.6259 | 66.3982 | 0.00023833 | 38.577 | 30Q5 Flow | 66.3982 | HM Flow | 23.3755 | 7Q10 Flow |  | 365 | 3.8076e-08 | 1.6289e-06 | 9.8702e-07 | 5.7345e-07 | 3 | 4 | 0 | 0 | 39 | 1 | 0 | 0 | 0.788 | 32 | 0 | 0 | 2.0671e-09 | 5.4296e-10 | DMR | [16 empty] | 6.618e-07 | 2.8312e-05 | 1.7155e-05 | 9.9671e-06 | 3.5929e-08 | 9.4372e-09 | NO | NHDPlus
2022 | GREATER BATON ROUGE PORT COMMISSION - BARGE TERMINAL PROPERTY | 110012254363 | LA0115606 | BATON ROUGE | EAST BATON ROUGE | LA |  | 30.5638 | -91.2126 |  | 4491 | Marine Cargo Handling | 488320 | Marine Cargo Handling | IS46 | Wholesale and Retail Trade | Waste Handling, Treatment, and Disposal (Remediation or Monitoring) | 1 | 6.3985e-06 | LA0115606 | Devils Swamp-Bayou Baton Rouge | 080702010402 | Nothing reported to 2022 TRI |  |  |  | 2023 | 08070200000000 | MISSISSIPPI RIVER |  | 6.3e-05 | 0.00057767 | NPDES | 6.3e-05 | 9.7476e-05 | 19085395 |  | 2 | 53.017 | 91.913 | 92.9 | 78.801 | 82.66 | 50.099 | 30.589 | 15.778 | 15.89 | 17.836 | 27.228 | 77.117 | 70.965 | QE_07 | 15.778 | 38.577 | 23.3755 | 129.6259 | 66.3982 | 0.00023833 | 38.577 | 30Q5 Flow | 66.3982 | HM Flow | 23.3755 | 7Q10 Flow |  | 365 | 1.753e-08 | 7.4994e-07 | 4.5442e-07 | 2.6402e-07 | 3 | 4 | 0 | 0 | 39 | 1 | 0 | 0 | 0.788 | 32 | 0 | 0 | 9.517e-10 | 2.4998e-10 | DMR | [16 empty] | 3.0469e-07 | 1.3035e-05 | 7.8983e-06 | 4.5889e-06 | 1.6542e-08 | 4.3449e-09 | NO | NHDPlus
2023 | GREATER BATON ROUGE PORT COMMISSION - BARGE TERMINAL PROPERTY | 110012254363 | LA0115606 | BATON ROUGE | EAST BATON ROUGE | LA |  | 30.5638 | -91.2126 |  | 4491 | Marine Cargo Handling | 488320 | Marine Cargo Handling | IS46 | Wholesale and Retail Trade | Waste Handling, Treatment, and Disposal (Remediation or Monitoring) | 1 | 0.00043461 | LA0115606 | Devils Swamp-Bayou Baton Rouge | 080702010402 | Nothing reported to 2022 TRI |  |  |  | 2023 | 08070200000000 | MISSISSIPPI RIVER |  | 6.3e-05 | 0.00057767 | NPDES | 6.3e-05 | 9.7476e-05 | 19085395 |  | 2 | 53.017 | 91.913 | 92.9 | 78.801 | 82.66 | 50.099 | 30.589 | 15.778 | 15.89 | 17.836 | 27.228 | 77.117 | 70.965 | QE_07 | 15.778 | 38.577 | 23.3755 | 129.6259 | 66.3982 | 0.00023833 | 38.577 | 30Q5 Flow | 66.3982 | HM Flow | 23.3755 | 7Q10 Flow |  | 365 | 1.1907e-06 | 5.0939e-05 | 3.0866e-05 | 1.7933e-05 | 3 | 4 | 0 | 0 | 39 | 1 | 0 | 0 | 0.788 | 32 | 0 | 0 | 6.4643e-08 | 1.698e-08 | DMR | [16 empty] | 2.0696e-05 | 0.00088536 | 0.00053648 | 0.00031169 | 1.1236e-06 | 2.9512e-07 | NO | NHDPlus
2019 | KINDER MORGAN SEVEN OAKS TERMINAL | 110000834688 | LA0124583 | WESTWEGO | JEFFERSON PARISH | LA |  | 29.9246 | -90.1453 |  | 4226 | Special Warehousing and Storage, Nec | 493190 | Other Warehousing and Storage | IS46 | Wholesale and Retail Trade | Waste Handling, Treatment, and Disposal (Remediation or Monitoring) | 1 | 0.25074 | LA0124583 | Westwego-Main Canal | 080903010307 | Nothing reported to 2022 TRI |  |  |  | 2023 | 08090100000000 |  |  |  | 0.01235 | NPDES | 0.01235 | 0.019108 | 22795715 | Mississippi River | 10 | 539541.86 | 653609.688 | 682231.197 | 812107.037 | 865334.427 | 704763.175 | 532565.949 | 487183.803 | 376281.158 | 297283.605 | 283373.967 | 371520.464 | 626222.097 | QE_10 | 283373.967 | 692845.8851 | 592679.7124 | 1319173.252 | 1408629.737 | 0.04672 | 692845.8851 | 30Q5 Flow | 1408629.737 | HM Flow | 592679.7124 | 7Q10 Flow |  | 365 | 0.00068696 | 1.1591e-06 | 9.9151e-07 | 4.8768e-07 | 3 | 4 | 0 | 0 | 39 | 1 | 0 | 0 | 0.788 | 32 | 0 | 0 | 1.4709e-09 | 3.8636e-10 | DMR | [16 empty] | 0.01194 | 2.0146e-05 | 1.7233e-05 | 8.4764e-06 | 2.5566e-08 | 6.7153e-09 | NO | NHDPlus
2020 | KINDER MORGAN SEVEN OAKS TERMINAL | 110000834688 | LA0124583 | WESTWEGO | JEFFERSON PARISH | LA |  | 29.9246 | -90.1453 |  | 4226 | Special Warehousing and Storage, Nec | 493190 | Other Warehousing and Storage | IS46 | Wholesale and Retail Trade | Waste Handling, Treatment, and Disposal (Remediation or Monitoring) | 1 | 0.31542 | LA0124583 | Westwego-Main Canal | 080903010307 | Uncertain, possibly a remediation site |  |  |  | 2023 | 08090100000000 |  |  |  | 0.01235 | NPDES | 0.01235 | 0.019108 | 22795715 | Mississippi River | 10 | 539541.86 | 653609.688 | 682231.197 | 812107.037 | 865334.427 | 704763.175 | 532565.949 | 487183.803 | 376281.158 | 297283.605 | 283373.967 | 371520.464 | 626222.097 | QE_10 | 283373.967 | 692845.8851 | 592679.7124 | 1319173.252 | 1408629.737 | 0.04672 | 692845.8851 | 30Q5 Flow | 1408629.737 | HM Flow | 592679.7124 | 7Q10 Flow |  | 365 | 0.00086418 | 1.4581e-06 | 1.2473e-06 | 6.1349e-07 | 3 | 4 | 0 | 0 | 39 | 1 | 0 | 0 | 0.788 | 32 | 0 | 0 | 1.8504e-09 | 4.8603e-10 | DMR | [16 empty] | 0.01502 | 2.5343e-05 | 2.1679e-05 | 1.0663e-05 | 3.2161e-08 | 8.4476e-09 | NO | NHDPlus
2021 | KINDER MORGAN SEVEN OAKS TERMINAL | 110000834688 | LA0124583 | WESTWEGO | JEFFERSON PARISH | LA |  | 29.9246 | -90.1453 |  | 4226 | Special Warehousing and Storage, Nec | 493190 | Other Warehousing and Storage | IS46 | Wholesale and Retail Trade | Waste Handling, Treatment, and Disposal (Remediation or Monitoring) | 1 | 0.37187 | LA0124583 | Westwego-Main Canal | 080903010307 | Uncertain, possibly a remediation site |  |  |  | 2023 | 08090100000000 |  |  |  | 0.01235 | NPDES | 0.01235 | 0.019108 | 22795715 | Mississippi River | 10 | 539541.86 | 653609.688 | 682231.197 | 812107.037 | 865334.427 | 704763.175 | 532565.949 | 487183.803 | 376281.158 | 297283.605 | 283373.967 | 371520.464 | 626222.097 | QE_10 | 283373.967 | 692845.8851 | 592679.7124 | 1319173.252 | 1408629.737 | 0.04672 | 692845.8851 | 30Q5 Flow | 1408629.737 | HM Flow | 592679.7124 | 7Q10 Flow |  | 365 | 0.0010188 | 1.719e-06 | 1.4705e-06 | 7.2327e-07 | 3 | 4 | 0 | 0 | 39 | 1 | 0 | 0 | 0.788 | 32 | 0 | 0 | 2.1815e-09 | 5.7301e-10 | DMR | [16 empty] | 0.017708 | 2.9878e-05 | 2.5559e-05 | 1.2571e-05 | 3.7916e-08 | 9.9594e-09 | NO | NHDPlus
2022 | KINDER MORGAN SEVEN OAKS TERMINAL | 110000834688 | LA0124583 | WESTWEGO | JEFFERSON PARISH | LA |  | 29.9246 | -90.1453 |  | 4226 | Special Warehousing and Storage, Nec | 493190 | Other Warehousing and Storage | IS46 | Wholesale and Retail Trade | Waste Handling, Treatment, and Disposal (Remediation or Monitoring) | 1 | 0.195 | LA0124583 | Westwego-Main Canal | 080903010307 | Nothing reported to 2022 TRI |  |  |  | 2023 | 08090100000000 |  |  |  | 0.01235 | NPDES | 0.01235 | 0.019108 | 22795715 | Mississippi River | 10 | 539541.86 | 653609.688 | 682231.197 | 812107.037 | 865334.427 | 704763.175 | 532565.949 | 487183.803 | 376281.158 | 297283.605 | 283373.967 | 371520.464 | 626222.097 | QE_10 | 283373.967 | 692845.8851 | 592679.7124 | 1319173.252 | 1408629.737 | 0.04672 | 692845.8851 | 30Q5 Flow | 1408629.737 | HM Flow | 592679.7124 | 7Q10 Flow |  | 365 | 0.00053423 | 9.0139e-07 | 7.7107e-07 | 3.7926e-07 | 3 | 4 | 0 | 0 | 39 | 1 | 0 | 0 | 0.788 | 32 | 0 | 0 | 1.1439e-09 | 3.0046e-10 | DMR | [16 empty] | 0.0092855 | 1.5667e-05 | 1.3402e-05 | 6.5919e-06 | 1.9882e-08 | 5.2223e-09 | NO | NHDPlus
2023 | KINDER MORGAN SEVEN OAKS TERMINAL | 110000834688 | LA0124583 | WESTWEGO | JEFFERSON PARISH | LA |  | 29.9246 | -90.1453 |  | 4226 | Special Warehousing and Storage, Nec | 493190 | Other Warehousing and Storage | IS46 | Wholesale and Retail Trade | Waste Handling, Treatment, and Disposal (Remediation or Monitoring) | 1 | 0.017405 | LA0124583 | Westwego-Main Canal | 080903010307 | Nothing reported to 2022 TRI |  |  |  | 2023 | 08090100000000 |  |  |  | 0.01235 | NPDES | 0.01235 | 0.019108 | 22795715 | Mississippi River | 10 | 539541.86 | 653609.688 | 682231.197 | 812107.037 | 865334.427 | 704763.175 | 532565.949 | 487183.803 | 376281.158 | 297283.605 | 283373.967 | 371520.464 | 626222.097 | QE_10 | 283373.967 | 692845.8851 | 592679.7124 | 1319173.252 | 1408629.737 | 0.04672 | 692845.8851 | 30Q5 Flow | 1408629.737 | HM Flow | 592679.7124 | 7Q10 Flow |  | 365 | 4.7685e-05 | 8.0457e-08 | 6.8826e-08 | 3.3852e-08 | 3 | 4 | 0 | 0 | 39 | 1 | 0 | 0 | 0.788 | 32 | 0 | 0 | 1.021e-10 | 2.6819e-11 | DMR | [16 empty] | 0.00082882 | 1.3984e-06 | 1.1963e-06 | 5.8839e-07 | 1.7747e-09 | 4.6614e-10 | NO | NHDPlus
2019 | BIO-LAB, INC., A CHEMTURA COMPANY | 110064611969 | LA0125041 | WESTLAKE | CALCASIEU | LA |  | 30.2377 | -93.2587 |  | 2819 | Industrial Inorganic Chemicals, Nec | 331313 | Alumina Refining and Primary Aluminum Production | IS38 | Primary Metal Manufacturing | Waste Handling, Treatment, and Disposal (Remediation or Monitoring) | 1 | 2.5904 | LA0125041 | Bayou Verdine-Calcasieu River | 080802060302 | 2022 TRI only contains 1 chemical Chlorine |  |  |  | 2023 | 08080210000000 |  |  |  | 9.2203 | NPDES | 9.2203 | 14.2659 | 3710376 |  | 1 | 11.947 | 21.874 | 18.379 | 14.122 | 11.906 | 11.329 | 8.397 | 3.526 | 2.9 | 5.095 | 14.387 | 31.71 | 18.298 | QE_08 | 2.9 | 7.0905 | 4.0477 | 29.2103 | 12.4645 | 34.88 | 34.88 | Plant Flow | 34.88 | Plant Flow | 34.88 | Plant Flow |  | 365 | 0.0070969 | 0.20347 | 0.20347 | 0.20347 | 3 | 4 | 0 | 0 | 39 | 1 | 0 | 0 | 0.788 | 32 | 0 | 0 | 0.00025821 | 6.7822e-05 | DMR | [16 empty] | 0.12335 | 3.5364 | 3.5364 | 3.5364 | 0.0044879 | 0.0011788 | NO | PlantFlow
2019 | LOTTE CHEMICAL LOUISIANA LLC | 110070208769 | LA0127268 | WESTLAKE | CALCASIEU | LA |  | 30.2142 | -93.3086 |  | 2869 | Industrial Organic Chemicals, Nec | 325998 | All Other Miscellaneous Chemical Product and Preparation Manufacturing | IS34 | All Other Chemical Product and Preparation Manufacturing | Waste Handling, Treatment, and Disposal (Remediation or Monitoring) | 1 | 4.8884 | LA0127268 | Maple Fork-Bayou D'Inde | 080802060301 | 2022 TRI reports chloroethane as chemical processing aid and inhibitor; chloroform as ancillary and other |  |  |  | 2023 | 08080210000000 |  |  |  | 2.5678 | NPDES | 2.5678 | 3.973 | 3710242 | Bayou d'Inde | 2 | 44.476 | 83.144 | 69.559 | 52.99 | 43.535 | 42.23 | 33 | 16.276 | 13.028 | 20.64 | 48.478 | 86.604 | 67.576 | QE_08 | 13.028 | 31.8533 | 19.1716 | 108.7433 | 54.7701 | 9.714 | 31.8533 | 30Q5 Flow | 54.7701 | HM Flow | 19.1716 | 7Q10 Flow |  | 365 | 0.013393 | 0.69859 | 0.42046 | 0.24453 | 3 | 4 | 0 | 0 | 39 | 1 | 0 | 0 | 0.788 | 32 | 0 | 0 | 0.00088653 | 0.00023286 | DMR | [16 empty] | 0.23278 | 12.1421 | 7.308 | 4.2502 | 0.015409 | 0.0040474 | NO | NHDPlus
2019 | TEXAS INSTRUMENTS, INC. | 110064621805 | MA0001791 | ATTLEBORO | BRISTOL | MA |  | 41.9526 | -71.2697 |  | 3356 | Nonferrous Rolling and Drawing, Nec | 331491 | Nonferrous Metal (except Copper and Aluminum) Rolling, Drawing, and Extruding | IS38 | Primary Metal Manufacturing | Waste Handling, Treatment, and Disposal (Remediation or Monitoring) | 1 | 0.10537 | MA0001791 | Ten Mile River | 010900040401 | Rememediation site that Texas Instruments is still responsible for following their uranium operations that ceased in 1981 |  |  |  | 2023 | 01090000000000 | SPEEDWAY/TENMILE;COOPERS PD -BROOK, |  |  | 0.12022 | NPDES | 0.12022 | 0.18601 | 6129511 |  | 2 | 12.957 | 26.513 | 44.256 | 191.492 | 47.636 | 12.317 | 6.921 | 3.285 | 2.957 | 2.583 | 5.569 | 11.995 | 24.735 | QE_09 | 2.583 | 6.3154 | 3.5906 | 31.6797 | 12.1233 | 0.45479 | 6.3154 | 30Q5 Flow | 12.1233 | HM Flow | 3.5906 | 7Q10 Flow |  | 365 | 0.00028869 | 0.080401 | 0.045712 | 0.023813 | 3 | 4 | 0 | 0 | 39 | 1 | 0 | 0 | 0.788 | 32 | 0 | 0 | 0.00010203 | 2.68e-05 | DMR | [16 empty] | 0.0050177 | 1.3974 | 0.79451 | 0.41389 | 0.0017734 | 0.00046581 | NO | NHDPlus
2020 | TEXAS INSTRUMENTS, INC. | 110064621805 | MA0001791 | ATTLEBORO | BRISTOL | MA |  | 41.9526 | -71.2697 |  | 3356 | Nonferrous Rolling and Drawing, Nec | 331491 | Nonferrous Metal (except Copper and Aluminum) Rolling, Drawing, and Extruding | IS38 | Primary Metal Manufacturing | Waste Handling, Treatment, and Disposal (Remediation or Monitoring) | 1 | 0.095465 | MA0001791 | Ten Mile River | 010900040401 | Rememediation site that Texas Instruments is still responsible for following their uranium operations that ceased in 1981 |  |  |  | 2023 | 01090000000000 | SPEEDWAY/TENMILE;COOPERS PD -BROOK, |  |  | 0.12022 | NPDES | 0.12022 | 0.18601 | 6129511 |  | 2 | 12.957 | 26.513 | 44.256 | 191.492 | 47.636 | 12.317 | 6.921 | 3.285 | 2.957 | 2.583 | 5.569 | 11.995 | 24.735 | QE_09 | 2.583 | 6.3154 | 3.5906 | 31.6797 | 12.1233 | 0.45479 | 6.3154 | 30Q5 Flow | 12.1233 | HM Flow | 3.5906 | 7Q10 Flow |  | 365 | 0.00026155 | 0.072842 | 0.041414 | 0.021574 | 3 | 4 | 0 | 0 | 39 | 1 | 0 | 0 | 0.788 | 32 | 0 | 0 | 9.2439e-05 | 2.4281e-05 | DMR | [16 empty] | 0.0045459 | 1.2661 | 0.71982 | 0.37498 | 0.0016067 | 0.00042202 | NO | NHDPlus
2021 | TEXAS INSTRUMENTS, INC. | 110064621805 | MA0001791 | ATTLEBORO | BRISTOL | MA |  | 41.9526 | -71.2697 |  | 3356 | Nonferrous Rolling and Drawing, Nec | 331491 | Nonferrous Metal (except Copper and Aluminum) Rolling, Drawing, and Extruding | IS38 | Primary Metal Manufacturing | Waste Handling, Treatment, and Disposal (Remediation or Monitoring) | 1 | 0.11128 | MA0001791 | Ten Mile River | 010900040401 | Rememediation site that Texas Instruments is still responsible for following their uranium operations that ceased in 1981 |  |  |  | 2023 | 01090000000000 | SPEEDWAY/TENMILE;COOPERS PD -BROOK, |  |  | 0.12022 | NPDES | 0.12022 | 0.18601 | 6129511 |  | 2 | 12.957 | 26.513 | 44.256 | 191.492 | 47.636 | 12.317 | 6.921 | 3.285 | 2.957 | 2.583 | 5.569 | 11.995 | 24.735 | QE_09 | 2.583 | 6.3154 | 3.5906 | 31.6797 | 12.1233 | 0.45479 | 6.3154 | 30Q5 Flow | 12.1233 | HM Flow | 3.5906 | 7Q10 Flow |  | 365 | 0.00030488 | 0.08491 | 0.048275 | 0.025148 | 3 | 4 | 0 | 0 | 39 | 1 | 0 | 0 | 0.788 | 32 | 0 | 0 | 0.00010775 | 2.8303e-05 | DMR | [16 empty] | 0.0052991 | 1.4758 | 0.83907 | 0.4371 | 0.0018729 | 0.00049194 | NO | NHDPlus
2022 | TEXAS INSTRUMENTS, INC. | 110064621805 | MA0001791 | ATTLEBORO | BRISTOL | MA |  | 41.9526 | -71.2697 |  | 3356 | Nonferrous Rolling and Drawing, Nec | 331491 | Nonferrous Metal (except Copper and Aluminum) Rolling, Drawing, and Extruding | IS38 | Primary Metal Manufacturing | Waste Handling, Treatment, and Disposal (Remediation or Monitoring) | 1 | 0.095242 | MA0001791 | Ten Mile River | 010900040401 | Rememediation site that Texas Instruments is still responsible for following their uranium operations that ceased in 1981 |  |  |  | 2023 | 01090000000000 | SPEEDWAY/TENMILE;COOPERS PD -BROOK, |  |  | 0.12022 | NPDES | 0.12022 | 0.18601 | 6129511 |  | 2 | 12.957 | 26.513 | 44.256 | 191.492 | 47.636 | 12.317 | 6.921 | 3.285 | 2.957 | 2.583 | 5.569 | 11.995 | 24.735 | QE_09 | 2.583 | 6.3154 | 3.5906 | 31.6797 | 12.1233 | 0.45479 | 6.3154 | 30Q5 Flow | 12.1233 | HM Flow | 3.5906 | 7Q10 Flow |  | 365 | 0.00026094 | 0.072672 | 0.041318 | 0.021524 | 3 | 4 | 0 | 0 | 39 | 1 | 0 | 0 | 0.788 | 32 | 0 | 0 | 9.2224e-05 | 2.4224e-05 | DMR | [16 empty] | 0.0045354 | 1.2631 | 0.71814 | 0.3741 | 0.0016029 | 0.00042104 | NO | NHDPlus
2023 | TEXAS INSTRUMENTS, INC. | 110064621805 | MA0001791 | ATTLEBORO | BRISTOL | MA |  | 41.9526 | -71.2697 |  | 3356 | Nonferrous Rolling and Drawing, Nec | 331491 | Nonferrous Metal (except Copper and Aluminum) Rolling, Drawing, and Extruding | IS38 | Primary Metal Manufacturing | Waste Handling, Treatment, and Disposal (Remediation or Monitoring) | 1 | 0.11421 | MA0001791 | Ten Mile River | 010900040401 | Rememediation site that Texas Instruments is still responsible for following their uranium operations that ceased in 1981 |  |  |  | 2023 | 01090000000000 | SPEEDWAY/TENMILE;COOPERS PD -BROOK, |  |  | 0.12022 | NPDES | 0.12022 | 0.18601 | 6129511 |  | 2 | 12.957 | 26.513 | 44.256 | 191.492 | 47.636 | 12.317 | 6.921 | 3.285 | 2.957 | 2.583 | 5.569 | 11.995 | 24.735 | QE_09 | 2.583 | 6.3154 | 3.5906 | 31.6797 | 12.1233 | 0.45479 | 6.3154 | 30Q5 Flow | 12.1233 | HM Flow | 3.5906 | 7Q10 Flow |  | 365 | 0.00031292 | 0.087148 | 0.049548 | 0.025811 | 3 | 4 | 0 | 0 | 39 | 1 | 0 | 0 | 0.788 | 32 | 0 | 0 | 0.00011059 | 2.9049e-05 | DMR | [16 empty] | 0.0054388 | 1.5147 | 0.86119 | 0.44862 | 0.0019222 | 0.00050491 | NO | NHDPlus
2023 | 115KV UNDERGROUND TRANSMISSION LINE - ANDREW SQUARE TO DEWAR STREET | 110071445083 | MAG912023 | BOSTON | SUFFOLK COUNTY | MA |  | 42.3132 | -71.0461 |  | 4959 | Sanitary Services, Nec | 562998 | All Other Miscellaneous Waste Management Services | IS47 | Services | Waste Handling, Treatment, and Disposal (Remediation or Monitoring) | 1 | 0.0046591 | MAG912023 | Charles River-Frontal Boston Harbor | 010900010704 | Uncertain, possibly a remediation site | [36 empty] | Permit Lookup Failed |  |  |  | Permit Lookup Failed | EffluentConc | 365 | 1.2765e-05 | 0.83 | 0.83 | 0.83 | 3 | 4 | 0 | 0 | 39 | 1 | 0 | 0 | 0.788 | 32 | 0 | 0 | 0.0010533 | 0.00027667 | DMR | [16 empty] | 0.00022186 | 0.83 |  |  | 0.0010533 | 0.00027667 | NO | Effluent
2023 | CUSHING VILLAGE | 110071514272 | MAG912067 | BELMONT | MIDDLESEX COUNTY | MA |  | 42.3805 | -71.175 |  | 4959 | Sanitary Services, Nec | 562998 | All Other Miscellaneous Waste Management Services | IS47 | Services | Waste Handling, Treatment, and Disposal (POTW) | 1 | 0.032979 | MAG912067 | Mystic River-Frontal Boston Harbor | 010900010502 | NAICS/SIC indication | [36 empty] | Permit Lookup Failed |  |  |  | Permit Lookup Failed | EffluentConc | 365 | 9.0355e-05 | 1 | 1 | 1 | 3 | 4 | 0 | 0 | 39 | 1 | 0 | 0 | 0.788 | 32 | 0 | 0 | 0.001269 | 0.00033333 | DMR | [16 empty] | 0.0015705 | 1 |  |  | 0.001269 | 0.00033333 | NO | Effluent
2020 | HERITAGE AT SILVER SPRING TITLEHOLDER, LLC | 110037096674 | MD0071790 | SILVER SPRING | MONTGOMERY | MD |  | 38.9873 | -77.0267 |  | 1522 | Residential Construction, Nec | 236220 | Commercial and Institutional Building Construction | IS5 | Construction | Waste Handling, Treatment, and Disposal (Remediation or Monitoring) | 1 | 0.027312 | MD0071790 | Lower Rock Creek | 020700100102 | Sic/Naics does not indicate usage of chemicals |  |  |  | 2023 | 02070010000000 | ROCK CREEK |  |  | 0.052993 | NPDES | 0.052993 | 0.081992 | 22338431 | Rock Creek | 3 | 78.589 | 90.116 | 95.993 | 107.155 | 96.414 | 93.11 | 78.369 | 60.663 | 53.419 | 69.602 | 54.528 | 65.919 | 79.26 | QE_08 | 53.419 | 130.6088 | 82.6129 | 192.1491 | 160.5716 | 0.20047 | 130.6088 | 30Q5 Flow | 160.5716 | HM Flow | 82.6129 | 7Q10 Flow |  | 365 | 7.4827e-05 | 0.00090576 | 0.00057291 | 0.00046601 | 3 | 4 | 0 | 0 | 39 | 1 | 0 | 0 | 0.788 | 32 | 0 | 0 | 1.1494e-06 | 3.0192e-07 | DMR | [16 empty] | 0.0013006 | 0.015743 | 0.0099577 | 0.0080996 | 1.9978e-05 | 5.2476e-06 | NO | NHDPlus
2021 | HERITAGE AT SILVER SPRING TITLEHOLDER, LLC | 110037096674 | MD0071790 | SILVER SPRING | MONTGOMERY | MD |  | 38.9873 | -77.0267 |  | 1522 | Residential Construction, Nec | 236220 | Commercial and Institutional Building Construction | IS5 | Construction | Waste Handling, Treatment, and Disposal (Remediation or Monitoring) | 1 | 0.069468 | MD0071790 | Lower Rock Creek | 020700100102 | Sic/Naics does not indicate usage of chemicals |  |  |  | 2023 | 02070010000000 | ROCK CREEK |  |  | 0.052993 | NPDES | 0.052993 | 0.081992 | 22338431 | Rock Creek | 3 | 78.589 | 90.116 | 95.993 | 107.155 | 96.414 | 93.11 | 78.369 | 60.663 | 53.419 | 69.602 | 54.528 | 65.919 | 79.26 | QE_08 | 53.419 | 130.6088 | 82.6129 | 192.1491 | 160.5716 | 0.20047 | 130.6088 | 30Q5 Flow | 160.5716 | HM Flow | 82.6129 | 7Q10 Flow |  | 365 | 0.00019032 | 0.0023038 | 0.0014572 | 0.0011853 | 3 | 4 | 0 | 0 | 39 | 1 | 0 | 0 | 0.788 | 32 | 0 | 0 | 2.9236e-06 | 7.6794e-07 | DMR | [16 empty] | 0.003308 | 0.040042 | 0.025328 | 0.020602 | 5.0815e-05 | 1.3347e-05 | NO | NHDPlus
2019 | RILLS BUS SERVICE | 110041245015 | MDGVW3674 | WESTMINSTER | CARROLL | MD |  | 39.5674 | -76.9204 | [5 empty] | NAICS/SIC Not Provided | NAICS/SIC Not Provided | Waste Handling, Treatment, and Disposal (Remediation or Monitoring) | 1 | 0.00069422 | MDGVW3674 | Headwaters North Branch Patapsco River | 020600030802 | Nothing reported to 2022 TRI |  |  |  | 2023 | 02060000000000 |  |  |  | 0.000297 | NPDES | 0.000297 | 0.00045953 | 11687294 | West Branch North Branch Patapsco River | 2 | 22.086 | 54.883 | 87.96 | 82.826 | 32.335 | 23.955 | 18.135 | 10.771 | 8.323 | 10.458 | 9.792 | 20.117 | 33.554 | QE_08 | 8.323 | 20.3496 | 12.0562 | 54 | 30.4472 | 0.0011235 | 20.3496 | 30Q5 Flow | 30.4472 | HM Flow | 12.0562 | 7Q10 Flow |  | 365 | 1.902e-06 | 0.00015776 | 9.3464e-05 | 6.2467e-05 | 3 | 4 | 0 | 0 | 39 | 1 | 0 | 0 | 0.788 | 32 | 0 | 0 | 2.002e-07 | 5.2586e-08 | DMR | [16 empty] | 3.3058e-05 | 0.002742 | 0.0016245 | 0.0010857 | 3.4797e-06 | 9.1399e-07 | NO | NHDPlus
2020 | RILLS BUS SERVICE | 110041245015 | MDGVW3674 | WESTMINSTER | CARROLL | MD |  | 39.5674 | -76.9204 | [5 empty] | NAICS/SIC Not Provided | NAICS/SIC Not Provided | Waste Handling, Treatment, and Disposal (Remediation or Monitoring) | 1 | 0.00075639 | MDGVW3674 | Headwaters North Branch Patapsco River | 020600030802 | Nothing reported to 2022 TRI |  |  |  | 2023 | 02060000000000 |  |  |  | 0.000297 | NPDES | 0.000297 | 0.00045953 | 11687294 | West Branch North Branch Patapsco River | 2 | 22.086 | 54.883 | 87.96 | 82.826 | 32.335 | 23.955 | 18.135 | 10.771 | 8.323 | 10.458 | 9.792 | 20.117 | 33.554 | QE_08 | 8.323 | 20.3496 | 12.0562 | 54 | 30.4472 | 0.0011235 | 20.3496 | 30Q5 Flow | 30.4472 | HM Flow | 12.0562 | 7Q10 Flow |  | 365 | 2.0723e-06 | 0.00017189 | 0.00010183 | 6.8062e-05 | 3 | 4 | 0 | 0 | 39 | 1 | 0 | 0 | 0.788 | 32 | 0 | 0 | 2.1813e-07 | 5.7295e-08 | DMR | [16 empty] | 3.6018e-05 | 0.0029875 | 0.00177 | 0.001183 | 3.7913e-06 | 9.9584e-07 | NO | NHDPlus
2021 | RILLS BUS SERVICE | 110041245015 | MDGVW3674 | WESTMINSTER | CARROLL | MD |  | 39.5674 | -76.9204 | [5 empty] | NAICS/SIC Not Provided | NAICS/SIC Not Provided | Waste Handling, Treatment, and Disposal (Remediation or Monitoring) | 1 | 0.00073912 | MDGVW3674 | Headwaters North Branch Patapsco River | 020600030802 | Nothing reported to 2022 TRI |  |  |  | 2023 | 02060000000000 |  |  |  | 0.000297 | NPDES | 0.000297 | 0.00045953 | 11687294 | West Branch North Branch Patapsco River | 2 | 22.086 | 54.883 | 87.96 | 82.826 | 32.335 | 23.955 | 18.135 | 10.771 | 8.323 | 10.458 | 9.792 | 20.117 | 33.554 | QE_08 | 8.323 | 20.3496 | 12.0562 | 54 | 30.4472 | 0.0011235 | 20.3496 | 30Q5 Flow | 30.4472 | HM Flow | 12.0562 | 7Q10 Flow |  | 365 | 2.025e-06 | 0.00016796 | 9.9509e-05 | 6.6508e-05 | 3 | 4 | 0 | 0 | 39 | 1 | 0 | 0 | 0.788 | 32 | 0 | 0 | 2.1315e-07 | 5.5987e-08 | DMR | [16 empty] | 3.5196e-05 | 0.0029193 | 0.0017296 | 0.001156 | 3.7047e-06 | 9.7311e-07 | NO | NHDPlus
2022 | RILLS BUS SERVICE | 110041245015 | MDGVW3674 | WESTMINSTER | CARROLL | MD |  | 39.5674 | -76.9204 | [5 empty] | NAICS/SIC Not Provided | NAICS/SIC Not Provided | Waste Handling, Treatment, and Disposal (Remediation or Monitoring) | 1 | 0.0010603 | MDGVW3674 | Headwaters North Branch Patapsco River | 020600030802 | Nothing reported to 2022 TRI |  |  |  | 2023 | 02060000000000 |  |  |  | 0.000297 | NPDES | 0.000297 | 0.00045953 | 11687294 | West Branch North Branch Patapsco River | 2 | 22.086 | 54.883 | 87.96 | 82.826 | 32.335 | 23.955 | 18.135 | 10.771 | 8.323 | 10.458 | 9.792 | 20.117 | 33.554 | QE_08 | 8.323 | 20.3496 | 12.0562 | 54 | 30.4472 | 0.0011235 | 20.3496 | 30Q5 Flow | 30.4472 | HM Flow | 12.0562 | 7Q10 Flow |  | 365 | 2.905e-06 | 0.00024095 | 0.00014275 | 9.541e-05 | 3 | 4 | 0 | 0 | 39 | 1 | 0 | 0 | 0.788 | 32 | 0 | 0 | 3.0578e-07 | 8.0318e-08 | DMR | [16 empty] | 5.0491e-05 | 0.004188 | 0.0024812 | 0.0016583 | 5.3147e-06 | 1.396e-06 | NO | NHDPlus
2023 | RILLS BUS SERVICE | 110041245015 | MDGVW3674 | WESTMINSTER | CARROLL | MD |  | 39.5674 | -76.9204 | [5 empty] | NAICS/SIC Not Provided | NAICS/SIC Not Provided | Waste Handling, Treatment, and Disposal (Remediation or Monitoring) | 1 | 0.0010258 | MDGVW3674 | Headwaters North Branch Patapsco River | 020600030802 | Nothing reported to 2022 TRI |  |  |  | 2023 | 02060000000000 |  |  |  | 0.000297 | NPDES | 0.000297 | 0.00045953 | 11687294 | West Branch North Branch Patapsco River | 2 | 22.086 | 54.883 | 87.96 | 82.826 | 32.335 | 23.955 | 18.135 | 10.771 | 8.323 | 10.458 | 9.792 | 20.117 | 33.554 | QE_08 | 8.323 | 20.3496 | 12.0562 | 54 | 30.4472 | 0.0011235 | 20.3496 | 30Q5 Flow | 30.4472 | HM Flow | 12.0562 | 7Q10 Flow |  | 365 | 2.8104e-06 | 0.0002331 | 0.0001381 | 9.2303e-05 | 3 | 4 | 0 | 0 | 39 | 1 | 0 | 0 | 0.788 | 32 | 0 | 0 | 2.9582e-07 | 7.7702e-08 | DMR | [16 empty] | 4.8847e-05 | 0.0040516 | 0.0024004 | 0.0016043 | 5.1416e-06 | 1.3505e-06 | NO | NHDPlus
2019 | HOLTRACHEM MANUFACTURING CO | 110000314598 | ME0000639 | ORRINGTON | PENOBSCOT | ME |  | 44.74 | -68.8247 |  | 2812 | Alkalies and Chlorine | 325180 | Other Basic Inorganic Chemical Manufacturing | IS19 | All Other Basic Inorganic Chemical Manufacturing | Waste Handling, Treatment, and Disposal (Remediation or Monitoring) | 1 | 0.015466 | ME0000639 | Cove Brook-Penobscot River | 010200051007 | Nothing reported to 2022 TRI |  |  |  | 2023 | 01020010000000 | PENOBSCOT RIVER, TIDEWATER | 0.25 |  | 0.035203 | NPDES | 0.035203 | 0.054466 | 1736956 | Penobscot River | 7 | 14383.466 | 10363.905 | 10443.59 | 13766.304 | 41866.513 | 24433.656 | 13639.135 | 8855.457 | 7717.899 | 7939.819 | 11415.234 | 16050.994 | 14393.251 | QE_08 | 7717.899 | 18870.1687 | 14219.2307 | 35167.3985 | 32360.0625 | 0.13317 | 18870.1687 | 30Q5 Flow | 32360.0625 | HM Flow | 14219.2307 | 7Q10 Flow |  | 365 | 4.2371e-05 | 2.9799e-06 | 2.2454e-06 | 1.3094e-06 | 3 | 4 | 0 | 0 | 39 | 1 | 0 | 0 | 0.788 | 32 | 0 | 0 | 3.7815e-09 | 9.9329e-10 | DMR | [16 empty] | 0.00073645 | 5.1793e-05 | 3.9027e-05 | 2.2758e-05 | 6.5727e-08 | 1.7264e-08 | NO | NHDPlus
2019 | DUPONT-CHEMOURS MONTAGUE SITE | 110009291872 | MI0000884 | MONTAGUE | MUSKEGON | MI |  | 43.394 | -86.398 |  | 2869 | Industrial Organic Chemicals, Nec | 325998 | All Other Miscellaneous Chemical Product and Preparation Manufacturing | IS34 | All Other Chemical Product and Preparation Manufacturing | Waste Handling, Treatment, and Disposal (Remediation or Monitoring) | 1 | 0.040746 | MI0000884 | White Lake-White River | 040601010904 | Nothing reported to 2022 TRI |  |  |  | 2023 | 04060100000000 | LAKE MICHIGAN |  |  | 1.0258 | NPDES | 1.0258 | 1.5872 | 8996538 |  | -9 | 0 | 0 | 0 | 0 | 0 | 0 | 0 | 0 | 0 | 0 | 0 | 0 | 0 | [6 empty] | 3.8832 | 3.8832 | Coastal | 3.8832 | Coastal | 3.8832 | Coastal | PlantFlowUsed | 365 | 0.00011163 | 0.028747 | 0.028747 | 0.028747 | 3 | 4 | 0 | 0 | 39 | 1 | 0 | 0 | 0.788 | 32 | 0 | 0 | 3.6481e-05 | 9.5824e-06 | DMR | [16 empty] | 0.0019403 | 0.49966 | 0.49966 | 0.49966 | 0.00063408 | 0.00016655 | NO | PlantFlow
2020 | DUPONT-CHEMOURS MONTAGUE SITE | 110009291872 | MI0000884 | MONTAGUE | MUSKEGON | MI |  | 43.394 | -86.398 |  | 2869 | Industrial Organic Chemicals, Nec | 325998 | All Other Miscellaneous Chemical Product and Preparation Manufacturing | IS34 | All Other Chemical Product and Preparation Manufacturing | Waste Handling, Treatment, and Disposal (Remediation or Monitoring) | 1 | 0.042772 | MI0000884 | White Lake-White River | 040601010904 | Nothing reported to 2022 TRI |  |  |  | 2023 | 04060100000000 | LAKE MICHIGAN |  |  | 1.0258 | NPDES | 1.0258 | 1.5872 | 8996538 |  | -9 | 0 | 0 | 0 | 0 | 0 | 0 | 0 | 0 | 0 | 0 | 0 | 0 | 0 | [6 empty] | 3.8832 | 3.8832 | Coastal | 3.8832 | Coastal | 3.8832 | Coastal | PlantFlowUsed | 365 | 0.00011718 | 0.030177 | 0.030177 | 0.030177 | 3 | 4 | 0 | 0 | 39 | 1 | 0 | 0 | 0.788 | 32 | 0 | 0 | 3.8296e-05 | 1.0059e-05 | DMR | [16 empty] | 0.0020367 | 0.5245 | 0.5245 | 0.5245 | 0.00066561 | 0.00017483 | NO | PlantFlow
2021 | DUPONT-CHEMOURS MONTAGUE SITE | 110009291872 | MI0000884 | MONTAGUE | MUSKEGON | MI |  | 43.394 | -86.398 |  | 2869 | Industrial Organic Chemicals, Nec | 325998 | All Other Miscellaneous Chemical Product and Preparation Manufacturing | IS34 | All Other Chemical Product and Preparation Manufacturing | Waste Handling, Treatment, and Disposal (Remediation or Monitoring) | 1 | 0.038393 | MI0000884 | White Lake-White River | 040601010904 | Nothing reported to 2022 TRI |  |  |  | 2023 | 04060100000000 | LAKE MICHIGAN |  |  | 1.0258 | NPDES | 1.0258 | 1.5872 | 8996538 |  | -9 | 0 | 0 | 0 | 0 | 0 | 0 | 0 | 0 | 0 | 0 | 0 | 0 | 0 | [6 empty] | 3.8832 | 3.8832 | Coastal | 3.8832 | Coastal | 3.8832 | Coastal | PlantFlowUsed | 365 | 0.00010519 | 0.027087 | 0.027087 | 0.027087 | 3 | 4 | 0 | 0 | 39 | 1 | 0 | 0 | 0.788 | 32 | 0 | 0 | 3.4375e-05 | 9.0291e-06 | DMR | [16 empty] | 0.0018282 | 0.4708 | 0.4708 | 0.4708 | 0.00059747 | 0.00015693 | NO | PlantFlow
2022 | DUPONT-CHEMOURS MONTAGUE SITE | 110009291872 | MI0000884 | MONTAGUE | MUSKEGON | MI |  | 43.394 | -86.398 |  | 2869 | Industrial Organic Chemicals, Nec | 325998 | All Other Miscellaneous Chemical Product and Preparation Manufacturing | IS34 | All Other Chemical Product and Preparation Manufacturing | Waste Handling, Treatment, and Disposal (Remediation or Monitoring) | 1 | 0.13325 | MI0000884 | White Lake-White River | 040601010904 | Nothing reported to 2022 TRI |  |  |  | 2023 | 04060100000000 | LAKE MICHIGAN |  |  | 1.0258 | NPDES | 1.0258 | 1.5872 | 8996538 |  | -9 | 0 | 0 | 0 | 0 | 0 | 0 | 0 | 0 | 0 | 0 | 0 | 0 | 0 | [6 empty] | 3.8832 | 3.8832 | Coastal | 3.8832 | Coastal | 3.8832 | Coastal | PlantFlowUsed | 365 | 0.00036508 | 0.094015 | 0.094015 | 0.094015 | 3 | 4 | 0 | 0 | 39 | 1 | 0 | 0 | 0.788 | 32 | 0 | 0 | 0.00011931 | 3.1338e-05 | DMR | [16 empty] | 0.0063454 | 1.6341 | 1.6341 | 1.6341 | 0.0020737 | 0.00054469 | NO | PlantFlow
2023 | DUPONT-CHEMOURS MONTAGUE SITE | 110009291872 | MI0000884 | MONTAGUE | MUSKEGON | MI |  | 43.394 | -86.398 |  | 2869 | Industrial Organic Chemicals, Nec | 325998 | All Other Miscellaneous Chemical Product and Preparation Manufacturing | IS34 | All Other Chemical Product and Preparation Manufacturing | Waste Handling, Treatment, and Disposal (Remediation or Monitoring) | 1 | 0.15662 | MI0000884 | White Lake-White River | 040601010904 | Nothing reported to 2022 TRI |  |  |  | 2023 | 04060100000000 | LAKE MICHIGAN |  |  | 1.0258 | NPDES | 1.0258 | 1.5872 | 8996538 |  | -9 | 0 | 0 | 0 | 0 | 0 | 0 | 0 | 0 | 0 | 0 | 0 | 0 | 0 | [6 empty] | 3.8832 | 3.8832 | Coastal | 3.8832 | Coastal | 3.8832 | Coastal | PlantFlowUsed | 365 | 0.0004291 | 0.1105 | 0.1105 | 0.1105 | 3 | 4 | 0 | 0 | 39 | 1 | 0 | 0 | 0.788 | 32 | 0 | 0 | 0.00014023 | 3.6834e-05 | DMR | [16 empty] | 0.0074582 | 1.9206 | 1.9206 | 1.9206 | 0.0024373 | 0.00064021 | NO | PlantFlow
2019 | ELECTROLUX HOME PRODUCTS (FORMERLY FRIGIDAIRE) | 110000408238 | MI0002135 | GREENVILLE | MONTCALM | MI |  | 43.186 | -85.2567 |  | 3632 | Household Refrigerators and Freezers | 335220 | Major Household Appliance Manufacturing | IS42 | Electrical Equipment, Appliance, and Component Manufacturing | Waste Handling, Treatment, and Disposal (Remediation or Monitoring) | 1 | 0.055561 | MI0002135 | Sanderson Lake-Flat River | 040500060206 | Nothing reported to 2022 TRI |  |  |  | 2023 | 04050010000000 | FLAT RIVER |  |  | 0.0019062 | NPDES | 0.0019062 | 0.0029493 | 9004859 | Flat River | 4 | 281.639 | 173.86 | 191.284 | 900.968 | 994.691 | 323.521 | 219.832 | 150.694 | 143.791 | 136.31 | 97.562 | 260.338 | 198.542 | QE_10 | 97.562 | 238.5379 | 154.1134 | 688.6039 | 414.3286 | 0.0072109 | 238.5379 | 30Q5 Flow | 414.3286 | HM Flow | 154.1134 | 7Q10 Flow |  | 365 | 0.00015222 | 0.00098772 | 0.00063814 | 0.00036739 | 3 | 4 | 0 | 0 | 39 | 1 | 0 | 0 | 0.788 | 32 | 0 | 0 | 1.2535e-06 | 3.2924e-07 | DMR | [16 empty] | 0.0026458 | 0.017168 | 0.011092 | 0.0063856 | 2.1786e-05 | 5.7225e-06 | NO | NHDPlus
2020 | ELECTROLUX HOME PRODUCTS (FORMERLY FRIGIDAIRE) | 110000408238 | MI0002135 | GREENVILLE | MONTCALM | MI |  | 43.186 | -85.2567 |  | 3632 | Household Refrigerators and Freezers | 335220 | Major Household Appliance Manufacturing | IS42 | Electrical Equipment, Appliance, and Component Manufacturing | Waste Handling, Treatment, and Disposal (Remediation or Monitoring) | 1 | 0.013346 | MI0002135 | Sanderson Lake-Flat River | 040500060206 | Nothing reported to 2022 TRI |  |  |  | 2023 | 04050010000000 | FLAT RIVER |  |  | 0.0019062 | NPDES | 0.0019062 | 0.0029493 | 9004859 | Flat River | 4 | 281.639 | 173.86 | 191.284 | 900.968 | 994.691 | 323.521 | 219.832 | 150.694 | 143.791 | 136.31 | 97.562 | 260.338 | 198.542 | QE_10 | 97.562 | 238.5379 | 154.1134 | 688.6039 | 414.3286 | 0.0072109 | 238.5379 | 30Q5 Flow | 414.3286 | HM Flow | 154.1134 | 7Q10 Flow |  | 365 | 3.6565e-05 | 0.00023726 | 0.00015329 | 8.8252e-05 | 3 | 4 | 0 | 0 | 39 | 1 | 0 | 0 | 0.788 | 32 | 0 | 0 | 3.0109e-07 | 7.9087e-08 | DMR | [16 empty] | 0.00063554 | 0.0041238 | 0.0026643 | 0.0015339 | 5.2333e-06 | 1.3746e-06 | NO | NHDPlus
2021 | ELECTROLUX HOME PRODUCTS (FORMERLY FRIGIDAIRE) | 110000408238 | MI0002135 | GREENVILLE | MONTCALM | MI |  | 43.186 | -85.2567 |  | 3632 | Household Refrigerators and Freezers | 335220 | Major Household Appliance Manufacturing | IS42 | Electrical Equipment, Appliance, and Component Manufacturing | Waste Handling, Treatment, and Disposal (Remediation or Monitoring) | 1 | 0.00048064 | MI0002135 | Sanderson Lake-Flat River | 040500060206 | Nothing reported to 2022 TRI |  |  |  | 2023 | 04050010000000 | FLAT RIVER |  |  | 0.0019062 | NPDES | 0.0019062 | 0.0029493 | 9004859 | Flat River | 4 | 281.639 | 173.86 | 191.284 | 900.968 | 994.691 | 323.521 | 219.832 | 150.694 | 143.791 | 136.31 | 97.562 | 260.338 | 198.542 | QE_10 | 97.562 | 238.5379 | 154.1134 | 688.6039 | 414.3286 | 0.0072109 | 238.5379 | 30Q5 Flow | 414.3286 | HM Flow | 154.1134 | 7Q10 Flow |  | 365 | 1.3168e-06 | 8.5445e-06 | 5.5204e-06 | 3.1782e-06 | 3 | 4 | 0 | 0 | 39 | 1 | 0 | 0 | 0.788 | 32 | 0 | 0 | 1.0843e-08 | 2.8482e-09 | DMR | [16 empty] | 2.2888e-05 | 0.00014851 | 9.5949e-05 | 5.524e-05 | 1.8847e-07 | 4.9504e-08 | NO | NHDPlus
2022 | ELECTROLUX HOME PRODUCTS (FORMERLY FRIGIDAIRE) | 110000408238 | MI0002135 | GREENVILLE | MONTCALM | MI |  | 43.186 | -85.2567 |  | 3632 | Household Refrigerators and Freezers | 335220 | Major Household Appliance Manufacturing | IS42 | Electrical Equipment, Appliance, and Component Manufacturing | Waste Handling, Treatment, and Disposal (Remediation or Monitoring) | 1 | 0.0054561 | MI0002135 | Sanderson Lake-Flat River | 040500060206 | Nothing reported to 2022 TRI |  |  |  | 2023 | 04050010000000 | FLAT RIVER |  |  | 0.0019062 | NPDES | 0.0019062 | 0.0029493 | 9004859 | Flat River | 4 | 281.639 | 173.86 | 191.284 | 900.968 | 994.691 | 323.521 | 219.832 | 150.694 | 143.791 | 136.31 | 97.562 | 260.338 | 198.542 | QE_10 | 97.562 | 238.5379 | 154.1134 | 688.6039 | 414.3286 | 0.0072109 | 238.5379 | 30Q5 Flow | 414.3286 | HM Flow | 154.1134 | 7Q10 Flow |  | 365 | 1.4948e-05 | 9.6994e-05 | 6.2666e-05 | 3.6078e-05 | 3 | 4 | 0 | 0 | 39 | 1 | 0 | 0 | 0.788 | 32 | 0 | 0 | 1.2309e-07 | 3.2331e-08 | DMR | [16 empty] | 0.00025981 | 0.0016859 | 0.0010892 | 0.00062707 | 2.1394e-06 | 5.6195e-07 | NO | NHDPlus
2023 | ELECTROLUX HOME PRODUCTS (FORMERLY FRIGIDAIRE) | 110000408238 | MI0002135 | GREENVILLE | MONTCALM | MI |  | 43.186 | -85.2567 |  | 3632 | Household Refrigerators and Freezers | 335220 | Major Household Appliance Manufacturing | IS42 | Electrical Equipment, Appliance, and Component Manufacturing | Waste Handling, Treatment, and Disposal (Remediation or Monitoring) | 1 | 0.0013021 | MI0002135 | Sanderson Lake-Flat River | 040500060206 | Nothing reported to 2022 TRI |  |  |  | 2023 | 04050010000000 | FLAT RIVER |  |  | 0.0019062 | NPDES | 0.0019062 | 0.0029493 | 9004859 | Flat River | 4 | 281.639 | 173.86 | 191.284 | 900.968 | 994.691 | 323.521 | 219.832 | 150.694 | 143.791 | 136.31 | 97.562 | 260.338 | 198.542 | QE_10 | 97.562 | 238.5379 | 154.1134 | 688.6039 | 414.3286 | 0.0072109 | 238.5379 | 30Q5 Flow | 414.3286 | HM Flow | 154.1134 | 7Q10 Flow |  | 365 | 3.5675e-06 | 2.3149e-05 | 1.4956e-05 | 8.6104e-06 | 3 | 4 | 0 | 0 | 39 | 1 | 0 | 0 | 0.788 | 32 | 0 | 0 | 2.9377e-08 | 7.7162e-09 | DMR | [16 empty] | 6.2007e-05 | 0.00040235 | 0.00025995 | 0.00014966 | 5.1059e-07 | 1.3412e-07 | NO | NHDPlus
2021 | TRANE TECHNOLOGIES GWCU | 110009900884 | MI0003859 | BATTLE CREEK | CALHOUN | MI |  | 42.2937 | -85.2236 |  | 9999 | Nonclassifiable Establishments | 0 | 0 | NAICS/SIC Not Provided | NAICS/SIC Not Provided | Waste Handling, Treatment, and Disposal (Remediation or Monitoring) | 1 | 0.08617 | MI0003859 | Minges Brook | 040500030410 | Uncertain, possibly a remediation site |  |  |  | 2023 | 04050000000000 | KALAMAZOO RIVER |  |  | 0.12866 | NPDES | 0.12866 | 0.19906 | 3473353 | Kalamazoo River | 5 | 764.943 | 780.75 | 847.034 | 1216.361 | 1191.096 | 881.029 | 711.5 | 530.491 | 489.017 | 510.046 | 577.381 | 691.388 | 762.058 | QE_08 | 489.017 | 1195.6406 | 817.5705 | 1870.2763 | 1669.6396 | 0.48671 | 1195.6406 | 30Q5 Flow | 1669.6396 | HM Flow | 817.5705 | 7Q10 Flow |  | 365 | 0.00023608 | 0.00028876 | 0.00019745 | 0.0001414 | 3 | 4 | 0 | 0 | 39 | 1 | 0 | 0 | 0.788 | 32 | 0 | 0 | 3.6645e-07 | 9.6253e-08 | DMR | [16 empty] | 0.0041033 | 0.0050189 | 0.0034319 | 0.0024576 | 6.3692e-06 | 1.673e-06 | NO | NHDPlus
2022 | TRANE TECHNOLOGIES GWCU | 110009900884 | MI0003859 | BATTLE CREEK | CALHOUN | MI |  | 42.2937 | -85.2236 |  | 9999 | Nonclassifiable Establishments | 0 | 0 | NAICS/SIC Not Provided | NAICS/SIC Not Provided | Waste Handling, Treatment, and Disposal (Remediation or Monitoring) | 1 | 0.098875 | MI0003859 | Minges Brook | 040500030410 | Uncertain, possibly a remediation site |  |  |  | 2023 | 04050000000000 | KALAMAZOO RIVER |  |  | 0.12866 | NPDES | 0.12866 | 0.19906 | 3473353 | Kalamazoo River | 5 | 764.943 | 780.75 | 847.034 | 1216.361 | 1191.096 | 881.029 | 711.5 | 530.491 | 489.017 | 510.046 | 577.381 | 691.388 | 762.058 | QE_08 | 489.017 | 1195.6406 | 817.5705 | 1870.2763 | 1669.6396 | 0.48671 | 1195.6406 | 30Q5 Flow | 1669.6396 | HM Flow | 817.5705 | 7Q10 Flow |  | 365 | 0.00027089 | 0.00033134 | 0.00022656 | 0.00016224 | 3 | 4 | 0 | 0 | 39 | 1 | 0 | 0 | 0.788 | 32 | 0 | 0 | 4.2048e-07 | 1.1045e-07 | DMR | [16 empty] | 0.0047083 | 0.0057589 | 0.0039379 | 0.00282 | 7.3083e-06 | 1.9196e-06 | NO | NHDPlus
2023 | TRANE TECHNOLOGIES GWCU | 110009900884 | MI0003859 | BATTLE CREEK | CALHOUN | MI |  | 42.2937 | -85.2236 |  | 9999 | Nonclassifiable Establishments | 0 | 0 | NAICS/SIC Not Provided | NAICS/SIC Not Provided | Waste Handling, Treatment, and Disposal (Remediation or Monitoring) | 1 | 0.088866 | MI0003859 | Minges Brook | 040500030410 | Uncertain, possibly a remediation site |  |  |  | 2023 | 04050000000000 | KALAMAZOO RIVER |  |  | 0.12866 | NPDES | 0.12866 | 0.19906 | 3473353 | Kalamazoo River | 5 | 764.943 | 780.75 | 847.034 | 1216.361 | 1191.096 | 881.029 | 711.5 | 530.491 | 489.017 | 510.046 | 577.381 | 691.388 | 762.058 | QE_08 | 489.017 | 1195.6406 | 817.5705 | 1870.2763 | 1669.6396 | 0.48671 | 1195.6406 | 30Q5 Flow | 1669.6396 | HM Flow | 817.5705 | 7Q10 Flow |  | 365 | 0.00024347 | 0.0002978 | 0.00020363 | 0.00014582 | 3 | 4 | 0 | 0 | 39 | 1 | 0 | 0 | 0.788 | 32 | 0 | 0 | 3.7791e-07 | 9.9265e-08 | DMR | [16 empty] | 0.0042317 | 0.005176 | 0.0035393 | 0.0025345 | 6.5685e-06 | 1.7253e-06 | NO | NHDPlus
2019 | MAHLE INC-MUSKEGON HTS COMPLEX | 110000410957 | MI0004057 | MUSKEGON | MUSKEGON | MI |  | 43.215 | -86.2457 |  | 3714 | Motor Vehicle Parts and Accessories | 336390 | Other Motor Vehicle Parts Manufacturing | IS43 | Transportation Equipment Manufacturing | Waste Handling, Treatment, and Disposal (Remediation or Monitoring) | 1 | 0.15481 | MI0004057 | Muskegon Lake-Muskegon River | 040601021004 | Nothing reported to 2022 TRI |  |  |  | 2023 | 04060100000000 | RUDDIMAN CREEK |  |  | 0.2785 | NPDES | 0.2785 | 0.4309 | 12135302 | Ruddiman Creek | 1 | 0.391 | 0.53 | 0.755 | 16.771 | 1.424 | 0.45 | 0.335 | 0.163 | 0.196 | 0.244 | 0.444 | 0.445 | 0.55 | QE_07 | 0.163 | 0.39853 | 0.20559 | 0.95599 | 0.47734 | 1.0536 | 1.0536 | Plant Flow | 1.0536 | Plant Flow | 1.0536 | Plant Flow |  | 365 | 0.00042415 | 0.40259 | 0.40259 | 0.40259 | 3 | 4 | 0 | 0 | 39 | 1 | 0 | 0 | 0.788 | 32 | 0 | 0 | 0.0005109 | 0.0001342 | DMR | [16 empty] | 0.0073721 | 6.9974 | 6.9974 | 6.9974 | 0.0088799 | 0.0023325 | NO | PlantFlow
2020 | MAHLE INC-MUSKEGON HTS COMPLEX | 110000410957 | MI0004057 | MUSKEGON | MUSKEGON | MI |  | 43.215 | -86.2457 |  | 3714 | Motor Vehicle Parts and Accessories | 336390 | Other Motor Vehicle Parts Manufacturing | IS43 | Transportation Equipment Manufacturing | Waste Handling, Treatment, and Disposal (Remediation or Monitoring) | 1 | 0.19567 | MI0004057 | Muskegon Lake-Muskegon River | 040601021004 | Nothing reported to 2022 TRI |  |  |  | 2023 | 04060100000000 | RUDDIMAN CREEK |  |  | 0.2785 | NPDES | 0.2785 | 0.4309 | 12135302 | Ruddiman Creek | 1 | 0.391 | 0.53 | 0.755 | 16.771 | 1.424 | 0.45 | 0.335 | 0.163 | 0.196 | 0.244 | 0.444 | 0.445 | 0.55 | QE_07 | 0.163 | 0.39853 | 0.20559 | 0.95599 | 0.47734 | 1.0536 | 1.0536 | Plant Flow | 1.0536 | Plant Flow | 1.0536 | Plant Flow |  | 365 | 0.00053609 | 0.50884 | 0.50884 | 0.50884 | 3 | 4 | 0 | 0 | 39 | 1 | 0 | 0 | 0.788 | 32 | 0 | 0 | 0.00064573 | 0.00016961 | DMR | [16 empty] | 0.0093177 | 8.844 | 8.844 | 8.844 | 0.011223 | 0.002948 | NO | PlantFlow
2021 | MAHLE INC-MUSKEGON HTS COMPLEX | 110000410957 | MI0004057 | MUSKEGON | MUSKEGON | MI |  | 43.215 | -86.2457 |  | 3714 | Motor Vehicle Parts and Accessories | 336390 | Other Motor Vehicle Parts Manufacturing | IS43 | Transportation Equipment Manufacturing | Waste Handling, Treatment, and Disposal (Remediation or Monitoring) | 1 | 0.20719 | MI0004057 | Muskegon Lake-Muskegon River | 040601021004 | Nothing reported to 2022 TRI |  |  |  | 2023 | 04060100000000 | RUDDIMAN CREEK |  |  | 0.2785 | NPDES | 0.2785 | 0.4309 | 12135302 | Ruddiman Creek | 1 | 0.391 | 0.53 | 0.755 | 16.771 | 1.424 | 0.45 | 0.335 | 0.163 | 0.196 | 0.244 | 0.444 | 0.445 | 0.55 | QE_07 | 0.163 | 0.39853 | 0.20559 | 0.95599 | 0.47734 | 1.0536 | 1.0536 | Plant Flow | 1.0536 | Plant Flow | 1.0536 | Plant Flow |  | 365 | 0.00056764 | 0.53878 | 0.53878 | 0.53878 | 3 | 4 | 0 | 0 | 39 | 1 | 0 | 0 | 0.788 | 32 | 0 | 0 | 0.00068373 | 0.00017959 | DMR | [16 empty] | 0.0098661 | 9.3645 | 9.3645 | 9.3645 | 0.011884 | 0.0031215 | NO | PlantFlow
2022 | MAHLE INC-MUSKEGON HTS COMPLEX | 110000410957 | MI0004057 | MUSKEGON | MUSKEGON | MI |  | 43.215 | -86.2457 |  | 3714 | Motor Vehicle Parts and Accessories | 336390 | Other Motor Vehicle Parts Manufacturing | IS43 | Transportation Equipment Manufacturing | Waste Handling, Treatment, and Disposal (Remediation or Monitoring) | 1 | 0.216 | MI0004057 | Muskegon Lake-Muskegon River | 040601021004 | Nothing reported to 2022 TRI |  |  |  | 2023 | 04060100000000 | RUDDIMAN CREEK |  |  | 0.2785 | NPDES | 0.2785 | 0.4309 | 12135302 | Ruddiman Creek | 1 | 0.391 | 0.53 | 0.755 | 16.771 | 1.424 | 0.45 | 0.335 | 0.163 | 0.196 | 0.244 | 0.444 | 0.445 | 0.55 | QE_07 | 0.163 | 0.39853 | 0.20559 | 0.95599 | 0.47734 | 1.0536 | 1.0536 | Plant Flow | 1.0536 | Plant Flow | 1.0536 | Plant Flow |  | 365 | 0.00059177 | 0.56169 | 0.56169 | 0.56169 | 3 | 4 | 0 | 0 | 39 | 1 | 0 | 0 | 0.788 | 32 | 0 | 0 | 0.00071281 | 0.00018723 | DMR | [16 empty] | 0.010286 | 9.7627 | 9.7627 | 9.7627 | 0.012389 | 0.0032542 | NO | PlantFlow
2023 | MAHLE INC-MUSKEGON HTS COMPLEX | 110000410957 | MI0004057 | MUSKEGON | MUSKEGON | MI |  | 43.215 | -86.2457 |  | 3714 | Motor Vehicle Parts and Accessories | 336390 | Other Motor Vehicle Parts Manufacturing | IS43 | Transportation Equipment Manufacturing | Waste Handling, Treatment, and Disposal (Remediation or Monitoring) | 1 | 0.19231 | MI0004057 | Muskegon Lake-Muskegon River | 040601021004 | Nothing reported to 2022 TRI |  |  |  | 2023 | 04060100000000 | RUDDIMAN CREEK |  |  | 0.2785 | NPDES | 0.2785 | 0.4309 | 12135302 | Ruddiman Creek | 1 | 0.391 | 0.53 | 0.755 | 16.771 | 1.424 | 0.45 | 0.335 | 0.163 | 0.196 | 0.244 | 0.444 | 0.445 | 0.55 | QE_07 | 0.163 | 0.39853 | 0.20559 | 0.95599 | 0.47734 | 1.0536 | 1.0536 | Plant Flow | 1.0536 | Plant Flow | 1.0536 | Plant Flow |  | 365 | 0.00052687 | 0.50009 | 0.50009 | 0.50009 | 3 | 4 | 0 | 0 | 39 | 1 | 0 | 0 | 0.788 | 32 | 0 | 0 | 0.00063463 | 0.0001667 | DMR | [16 empty] | 0.0091574 | 8.692 | 8.692 | 8.692 | 0.01103 | 0.0028973 | NO | PlantFlow
2020 | BRADFORD WHITE CORPORATION | 110000410190 | MI0004405 | MIDDLEVILLE | BARRY | MI |  | 42.7183 | -85.4632 |  | 3639 | Household Appliances, Nec | 335220 | Major Household Appliance Manufacturing | IS42 | Electrical Equipment, Appliance, and Component Manufacturing | Waste Handling, Treatment, and Disposal (Remediation or Monitoring) | 1 | 0.037398 | MI0004405 | Turner Creek-Thornapple River | 040500070406 | Probably has parts in need of Degreasing/Cleaning but unknown if t-DCE is used |  |  |  | 2023 | 04050010000000 | THORNAPPLE RIVER |  |  | 0.056325 | NPDES | 0.056325 | 0.087148 | 12144898 | Thornapple River | 4 | 521.499 | 543.383 | 596.249 | 1075.243 | 1098.742 | 529.517 | 406.317 | 257.245 | 223.13 | 248.815 | 292.262 | 450.119 | 551.188 | QE_08 | 223.13 | 545.5501 | 362.881 | 1275.0587 | 889.6169 | 0.21308 | 545.5501 | 30Q5 Flow | 889.6169 | HM Flow | 362.881 | 7Q10 Flow |  | 365 | 0.00010246 | 0.00028235 | 0.00018781 | 0.00011517 | 3 | 4 | 0 | 0 | 39 | 1 | 0 | 0 | 0.788 | 32 | 0 | 0 | 3.5831e-07 | 9.4117e-08 | DMR | [16 empty] | 0.0017808 | 0.0049075 | 0.0032643 | 0.0020018 | 6.2278e-06 | 1.6358e-06 | NO | NHDPlus
2021 | BRADFORD WHITE CORPORATION | 110000410190 | MI0004405 | MIDDLEVILLE | BARRY | MI |  | 42.7183 | -85.4632 |  | 3639 | Household Appliances, Nec | 335220 | Major Household Appliance Manufacturing | IS42 | Electrical Equipment, Appliance, and Component Manufacturing | Waste Handling, Treatment, and Disposal (Remediation or Monitoring) | 1 | 0.036593 | MI0004405 | Turner Creek-Thornapple River | 040500070406 | Probably has parts in need of Degreasing/Cleaning but unknown if t-DCE is used |  |  |  | 2023 | 04050010000000 | THORNAPPLE RIVER |  |  | 0.056325 | NPDES | 0.056325 | 0.087148 | 12144898 | Thornapple River | 4 | 521.499 | 543.383 | 596.249 | 1075.243 | 1098.742 | 529.517 | 406.317 | 257.245 | 223.13 | 248.815 | 292.262 | 450.119 | 551.188 | QE_08 | 223.13 | 545.5501 | 362.881 | 1275.0587 | 889.6169 | 0.21308 | 545.5501 | 30Q5 Flow | 889.6169 | HM Flow | 362.881 | 7Q10 Flow |  | 365 | 0.00010026 | 0.00027628 | 0.00018377 | 0.0001127 | 3 | 4 | 0 | 0 | 39 | 1 | 0 | 0 | 0.788 | 32 | 0 | 0 | 3.5061e-07 | 9.2092e-08 | DMR | [16 empty] | 0.0017425 | 0.004802 | 0.0031941 | 0.0019588 | 6.0939e-06 | 1.6007e-06 | NO | NHDPlus
2022 | BRADFORD WHITE CORPORATION | 110000410190 | MI0004405 | MIDDLEVILLE | BARRY | MI |  | 42.7183 | -85.4632 |  | 3639 | Household Appliances, Nec | 335220 | Major Household Appliance Manufacturing | IS42 | Electrical Equipment, Appliance, and Component Manufacturing | Waste Handling, Treatment, and Disposal (Remediation or Monitoring) | 1 | 5.7668 | MI0004405 | Turner Creek-Thornapple River | 040500070406 | Probably has parts in need of Degreasing/Cleaning but unknown if t-DCE is used |  |  |  | 2023 | 04050010000000 | THORNAPPLE RIVER |  |  | 0.056325 | NPDES | 0.056325 | 0.087148 | 12144898 | Thornapple River | 4 | 521.499 | 543.383 | 596.249 | 1075.243 | 1098.742 | 529.517 | 406.317 | 257.245 | 223.13 | 248.815 | 292.262 | 450.119 | 551.188 | QE_08 | 223.13 | 545.5501 | 362.881 | 1275.0587 | 889.6169 | 0.21308 | 545.5501 | 30Q5 Flow | 889.6169 | HM Flow | 362.881 | 7Q10 Flow |  | 365 | 0.015799 | 0.043539 | 0.02896 | 0.01776 | 3 | 4 | 0 | 0 | 39 | 1 | 0 | 0 | 0.788 | 32 | 0 | 0 | 5.5252e-05 | 1.4513e-05 | DMR | [16 empty] | 0.27461 | 0.75674 | 0.50336 | 0.30868 | 0.00096033 | 0.00025225 | NO | NHDPlus
2023 | BRADFORD WHITE CORPORATION | 110000410190 | MI0004405 | MIDDLEVILLE | BARRY | MI |  | 42.7183 | -85.4632 |  | 3639 | Household Appliances, Nec | 335220 | Major Household Appliance Manufacturing | IS42 | Electrical Equipment, Appliance, and Component Manufacturing | Waste Handling, Treatment, and Disposal (Remediation or Monitoring) | 1 | 0.038902 | MI0004405 | Turner Creek-Thornapple River | 040500070406 | Probably has parts in need of Degreasing/Cleaning but unknown if t-DCE is used |  |  |  | 2023 | 04050010000000 | THORNAPPLE RIVER |  |  | 0.056325 | NPDES | 0.056325 | 0.087148 | 12144898 | Thornapple River | 4 | 521.499 | 543.383 | 596.249 | 1075.243 | 1098.742 | 529.517 | 406.317 | 257.245 | 223.13 | 248.815 | 292.262 | 450.119 | 551.188 | QE_08 | 223.13 | 545.5501 | 362.881 | 1275.0587 | 889.6169 | 0.21308 | 545.5501 | 30Q5 Flow | 889.6169 | HM Flow | 362.881 | 7Q10 Flow |  | 365 | 0.00010658 | 0.00029371 | 0.00019537 | 0.00011981 | 3 | 4 | 0 | 0 | 39 | 1 | 0 | 0 | 0.788 | 32 | 0 | 0 | 3.7273e-07 | 9.7904e-08 | DMR | [16 empty] | 0.0018525 | 0.005105 | 0.0033956 | 0.0020824 | 6.4784e-06 | 1.7017e-06 | NO | NHDPlus
2021 | COOPER INDUSTRIES LLC-GWCU | 110009900679 | MI0025321 | ALBION | CALHOUN | MI |  | 42.251 | -84.7366 |  | 1799 | Special Trade Contractors, Nec | 562910 | Remediation Services | IS47 | Services | Waste Handling, Treatment, and Disposal (Remediation or Monitoring) | 1 | 0.074281 | MI0025321 | Montcalm Lake-Kalamazoo River | 040500030406 | Uncertain, possibly a remediation site |  |  |  | 2023 | 04050000000000 | KALAMAZOO RIVER |  |  | 0.11375 | NPDES | 0.11375 | 0.176 | 3470981 | North Branch Kalamazoo River | 3 | 106.445 | 85.3 | 95.784 | 630.057 | 353.007 | 117.78 | 82.291 | 55.932 | 48.956 | 49.717 | 40.051 | 89.332 | 97.936 | QE_10 | 40.051 | 97.9242 | 61.3144 | 260.2567 | 157.2233 | 0.43031 | 97.9242 | 30Q5 Flow | 157.2233 | HM Flow | 61.3144 | 7Q10 Flow |  | 365 | 0.00020351 | 0.0033191 | 0.0020782 | 0.0012944 | 3 | 4 | 0 | 0 | 39 | 1 | 0 | 0 | 0.788 | 32 | 0 | 0 | 4.2121e-06 | 1.1064e-06 | DMR | [16 empty] | 0.0035372 | 0.057689 | 0.036122 | 0.022498 | 7.321e-05 | 1.923e-05 | NO | NHDPlus
2022 | COOPER INDUSTRIES LLC-GWCU | 110009900679 | MI0025321 | ALBION | CALHOUN | MI |  | 42.251 | -84.7366 |  | 1799 | Special Trade Contractors, Nec | 562910 | Remediation Services | IS47 | Services | Waste Handling, Treatment, and Disposal (Remediation or Monitoring) | 1 | 0.070585 | MI0025321 | Montcalm Lake-Kalamazoo River | 040500030406 | Uncertain, possibly a remediation site |  |  |  | 2023 | 04050000000000 | KALAMAZOO RIVER |  |  | 0.11375 | NPDES | 0.11375 | 0.176 | 3470981 | North Branch Kalamazoo River | 3 | 106.445 | 85.3 | 95.784 | 630.057 | 353.007 | 117.78 | 82.291 | 55.932 | 48.956 | 49.717 | 40.051 | 89.332 | 97.936 | QE_10 | 40.051 | 97.9242 | 61.3144 | 260.2567 | 157.2233 | 0.43031 | 97.9242 | 30Q5 Flow | 157.2233 | HM Flow | 61.3144 | 7Q10 Flow |  | 365 | 0.00019338 | 0.003154 | 0.0019748 | 0.00123 | 3 | 4 | 0 | 0 | 39 | 1 | 0 | 0 | 0.788 | 32 | 0 | 0 | 4.0025e-06 | 1.0513e-06 | DMR | [16 empty] | 0.0033612 | 0.054819 | 0.034324 | 0.021378 | 6.9567e-05 | 1.8273e-05 | NO | NHDPlus
2023 | COOPER INDUSTRIES LLC-GWCU | 110009900679 | MI0025321 | ALBION | CALHOUN | MI |  | 42.251 | -84.7366 |  | 1799 | Special Trade Contractors, Nec | 562910 | Remediation Services | IS47 | Services | Waste Handling, Treatment, and Disposal (Remediation or Monitoring) | 1 | 0.078614 | MI0025321 | Montcalm Lake-Kalamazoo River | 040500030406 | Uncertain, possibly a remediation site |  |  |  | 2023 | 04050000000000 | KALAMAZOO RIVER |  |  | 0.11375 | NPDES | 0.11375 | 0.176 | 3470981 | North Branch Kalamazoo River | 3 | 106.445 | 85.3 | 95.784 | 630.057 | 353.007 | 117.78 | 82.291 | 55.932 | 48.956 | 49.717 | 40.051 | 89.332 | 97.936 | QE_10 | 40.051 | 97.9242 | 61.3144 | 260.2567 | 157.2233 | 0.43031 | 97.9242 | 30Q5 Flow | 157.2233 | HM Flow | 61.3144 | 7Q10 Flow |  | 365 | 0.00021538 | 0.0035127 | 0.0021995 | 0.0013699 | 3 | 4 | 0 | 0 | 39 | 1 | 0 | 0 | 0.788 | 32 | 0 | 0 | 4.4578e-06 | 1.1709e-06 | DMR | [16 empty] | 0.0037435 | 0.061055 | 0.038229 | 0.02381 | 7.7481e-05 | 2.0352e-05 | NO | NHDPlus
2020 | WACKER CHEM CORP | 110056966699 | MI0026034 | ADRIAN | LENAWEE | MI |  | 41.9489 | -83.9586 |  | 2821 | Plastics Materials and Resins | 325211 | Plastics Material and Resin Manufacturing | IS22 | Plastic Material and Resin Manufacturing | Waste Handling, Treatment, and Disposal (Remediation or Monitoring) | 1 | 4.6221e-06 | MI0026034 | Red Mill Pond-River Raisin | 041000020108 | No organochlorines are reported to 2022 TRI |  |  |  | 2023 | 04100000000000 | RIVER RAISIN |  |  | 0.054583 | NPDES | 0.054583 | 0.084453 | 13229540 | River Raisin | 3 | 224.333 | 199.546 | 252.732 | 459.392 | 395.903 | 258.336 | 187.68 | 116.395 | 101.274 | 117.115 | 106.121 | 151.568 | 219.013 | QE_08 | 101.274 | 247.6137 | 160.1875 | 548.4914 | 380.0841 | 0.20649 | 247.6137 | 30Q5 Flow | 380.0841 | HM Flow | 160.1875 | 7Q10 Flow |  | 365 | 1.2663e-08 | 7.9053e-08 | 5.1141e-08 | 3.3317e-08 | 3 | 4 | 0 | 0 | 39 | 1 | 0 | 0 | 0.788 | 32 | 0 | 0 | 1.0032e-10 | 2.6351e-11 | DMR | [16 empty] | 2.201e-07 | 1.374e-06 | 8.8888e-07 | 5.7908e-07 | 1.7437e-09 | 4.5801e-10 | NO | NHDPlus
2022 | WACKER CHEM CORP | 110056966699 | MI0026034 | ADRIAN | LENAWEE | MI |  | 41.9489 | -83.9586 |  | 2821 | Plastics Materials and Resins | 325211 | Plastics Material and Resin Manufacturing | IS22 | Plastic Material and Resin Manufacturing | Waste Handling, Treatment, and Disposal (Remediation or Monitoring) | 1 | 3.2355e-06 | MI0026034 | Red Mill Pond-River Raisin | 041000020108 | No organochlorines are reported to 2022 TRI |  |  |  | 2023 | 04100000000000 | RIVER RAISIN |  |  | 0.054583 | NPDES | 0.054583 | 0.084453 | 13229540 | River Raisin | 3 | 224.333 | 199.546 | 252.732 | 459.392 | 395.903 | 258.336 | 187.68 | 116.395 | 101.274 | 117.115 | 106.121 | 151.568 | 219.013 | QE_08 | 101.274 | 247.6137 | 160.1875 | 548.4914 | 380.0841 | 0.20649 | 247.6137 | 30Q5 Flow | 380.0841 | HM Flow | 160.1875 | 7Q10 Flow |  | 365 | 8.8643e-09 | 5.5337e-08 | 3.5799e-08 | 2.3322e-08 | 3 | 4 | 0 | 0 | 39 | 1 | 0 | 0 | 0.788 | 32 | 0 | 0 | 7.0225e-11 | 1.8446e-11 | DMR | [16 empty] | 1.5407e-07 | 9.6181e-07 | 6.2222e-07 | 4.0536e-07 | 1.2206e-09 | 3.206e-10 | NO | NHDPlus
2023 | WACKER CHEM CORP | 110056966699 | MI0026034 | ADRIAN | LENAWEE | MI |  | 41.9489 | -83.9586 |  | 2821 | Plastics Materials and Resins | 325211 | Plastics Material and Resin Manufacturing | IS22 | Plastic Material and Resin Manufacturing | Waste Handling, Treatment, and Disposal (Remediation or Monitoring) | 1 | 4.4919e-06 | MI0026034 | Red Mill Pond-River Raisin | 041000020108 | No organochlorines are reported to 2022 TRI |  |  |  | 2023 | 04100000000000 | RIVER RAISIN |  |  | 0.054583 | NPDES | 0.054583 | 0.084453 | 13229540 | River Raisin | 3 | 224.333 | 199.546 | 252.732 | 459.392 | 395.903 | 258.336 | 187.68 | 116.395 | 101.274 | 117.115 | 106.121 | 151.568 | 219.013 | QE_08 | 101.274 | 247.6137 | 160.1875 | 548.4914 | 380.0841 | 0.20649 | 247.6137 | 30Q5 Flow | 380.0841 | HM Flow | 160.1875 | 7Q10 Flow |  | 365 | 1.2307e-08 | 7.6826e-08 | 4.9701e-08 | 3.2379e-08 | 3 | 4 | 0 | 0 | 39 | 1 | 0 | 0 | 0.788 | 32 | 0 | 0 | 9.7495e-11 | 2.5609e-11 | DMR | [16 empty] | 2.139e-07 | 1.3353e-06 | 8.6385e-07 | 5.6277e-07 | 1.6946e-09 | 4.451e-10 | NO | NHDPlus
2021 | VERONA WELL FIELD RD/RA GROUP | 110006040989 | MI0042994 | BATTLE CREEK | CALHOUN | MI |  | 42.3388 | -85.144 |  | 9999 | Nonclassifiable Establishments | 0 | 0 | NAICS/SIC Not Provided | NAICS/SIC Not Provided | Waste Handling, Treatment, and Disposal (Remediation or Monitoring) | 1 | 0.84247 | MI0042994 | Spring Lakes-Battle Creek | 040500030312 | Uncertain, possibly a remediation site |  |  |  | 2023 | 04050000000000 | BATTLE CREEK RIVER |  |  | 4.0192 | NPDES | 4.0192 | 6.2186 | 3473341 | Battle Creek | 4 | 232.161 | 244.344 | 278.332 | 460.746 | 434.021 | 265.393 | 182.304 | 115.395 | 102.582 | 116.722 | 151.967 | 200.174 | 238.16 | QE_08 | 102.582 | 250.8117 | 162.3297 | 567.6308 | 389.1439 | 15.2043 | 250.8117 | 30Q5 Flow | 389.1439 | HM Flow | 162.3297 | 7Q10 Flow |  | 365 | 0.0023081 | 0.014219 | 0.0092026 | 0.0059313 | 3 | 4 | 0 | 0 | 39 | 1 | 0 | 0 | 0.788 | 32 | 0 | 0 | 1.8044e-05 | 4.7396e-06 | DMR | [16 empty] | 0.040117 | 0.24714 | 0.15995 | 0.10309 | 0.00031362 | 8.2378e-05 | NO | NHDPlus
2022 | VERONA WELL FIELD RD/RA GROUP | 110006040989 | MI0042994 | BATTLE CREEK | CALHOUN | MI |  | 42.3388 | -85.144 |  | 9999 | Nonclassifiable Establishments | 0 | 0 | NAICS/SIC Not Provided | NAICS/SIC Not Provided | Waste Handling, Treatment, and Disposal (Remediation or Monitoring) | 1 | 0.87464 | MI0042994 | Spring Lakes-Battle Creek | 040500030312 | Uncertain, possibly a remediation site |  |  |  | 2023 | 04050000000000 | BATTLE CREEK RIVER |  |  | 4.0192 | NPDES | 4.0192 | 6.2186 | 3473341 | Battle Creek | 4 | 232.161 | 244.344 | 278.332 | 460.746 | 434.021 | 265.393 | 182.304 | 115.395 | 102.582 | 116.722 | 151.967 | 200.174 | 238.16 | QE_08 | 102.582 | 250.8117 | 162.3297 | 567.6308 | 389.1439 | 15.2043 | 250.8117 | 30Q5 Flow | 389.1439 | HM Flow | 162.3297 | 7Q10 Flow |  | 365 | 0.0023963 | 0.014762 | 0.009554 | 0.0061578 | 3 | 4 | 0 | 0 | 39 | 1 | 0 | 0 | 0.788 | 32 | 0 | 0 | 1.8733e-05 | 4.9206e-06 | DMR | [16 empty] | 0.041649 | 0.25657 | 0.16606 | 0.10703 | 0.0003256 | 8.5524e-05 | NO | NHDPlus
2023 | VERONA WELL FIELD RD/RA GROUP | 110006040989 | MI0042994 | BATTLE CREEK | CALHOUN | MI |  | 42.3388 | -85.144 |  | 9999 | Nonclassifiable Establishments | 0 | 0 | NAICS/SIC Not Provided | NAICS/SIC Not Provided | Waste Handling, Treatment, and Disposal (Remediation or Monitoring) | 1 | 0.9042 | MI0042994 | Spring Lakes-Battle Creek | 040500030312 | Uncertain, possibly a remediation site |  |  |  | 2023 | 04050000000000 | BATTLE CREEK RIVER |  |  | 4.0192 | NPDES | 4.0192 | 6.2186 | 3473341 | Battle Creek | 4 | 232.161 | 244.344 | 278.332 | 460.746 | 434.021 | 265.393 | 182.304 | 115.395 | 102.582 | 116.722 | 151.967 | 200.174 | 238.16 | QE_08 | 102.582 | 250.8117 | 162.3297 | 567.6308 | 389.1439 | 15.2043 | 250.8117 | 30Q5 Flow | 389.1439 | HM Flow | 162.3297 | 7Q10 Flow |  | 365 | 0.0024773 | 0.015261 | 0.009877 | 0.0063659 | 3 | 4 | 0 | 0 | 39 | 1 | 0 | 0 | 0.788 | 32 | 0 | 0 | 1.9366e-05 | 5.0869e-06 | DMR | [16 empty] | 0.043057 | 0.26524 | 0.17167 | 0.11065 | 0.0003366 | 8.8415e-05 | NO | NHDPlus
2019 | MDOT-SECONDARY COMPLEX | 110009900312 | MI0046841 | LANSING | INGHAM | MI |  | 42.6726 | -84.664 |  | 9199 | General Government, Nec | 921190 | Other General Government Support | IS47 | Services | Waste Handling, Treatment, and Disposal (Remediation or Monitoring) | 1 | 0.003 | MI0046841 | Silver Creek-Grand River | 040500040703 | Sic/Naics does not indicate usage of chemicals |  |  |  | 2023 | 04050000000000 | MARSH ADJACENT TO AN UNNAMED TRIBUTARY TO WHALEY D, WHALEY DRAIN |  |  | 0.0038244 | NPDES | 0.0038244 | 0.0059173 | 12242834 |  | 1 | 0.075 | 0.054 | 0.086 | 5.092 | 0.34 | 0.107 | 0.08 | 0.036 | 0.038 | 0.06 | 0.096 | 0.096 | 0.059 | QE_07 | 0.036 | 0.08802 | 0.043055 | 0.18337 | 0.092222 | 0.014468 | 0.08802 | 30Q5 Flow | 0.092222 | HM Flow | 0.043055 | 7Q10 Flow |  | 365 | 8.2192e-06 | 0.1909 | 0.093379 | 0.089123 | 3 | 4 | 0 | 0 | 39 | 1 | 0 | 0 | 0.788 | 32 | 0 | 0 | 0.00024226 | 6.3633e-05 | DMR | [16 empty] | 0.00014286 | 3.318 | 1.623 | 1.549 | 0.0042107 | 0.001106 | NO | NHDPlus
2020 | MDOT-SECONDARY COMPLEX | 110009900312 | MI0046841 | LANSING | INGHAM | MI |  | 42.6726 | -84.664 |  | 9199 | General Government, Nec | 921190 | Other General Government Support | IS47 | Services | Waste Handling, Treatment, and Disposal (Remediation or Monitoring) | 1 | 0.0037977 | MI0046841 | Silver Creek-Grand River | 040500040703 | Sic/Naics does not indicate usage of chemicals |  |  |  | 2023 | 04050000000000 | MARSH ADJACENT TO AN UNNAMED TRIBUTARY TO WHALEY D, WHALEY DRAIN |  |  | 0.0038244 | NPDES | 0.0038244 | 0.0059173 | 12242834 |  | 1 | 0.075 | 0.054 | 0.086 | 5.092 | 0.34 | 0.107 | 0.08 | 0.036 | 0.038 | 0.06 | 0.096 | 0.096 | 0.059 | QE_07 | 0.036 | 0.08802 | 0.043055 | 0.18337 | 0.092222 | 0.014468 | 0.08802 | 30Q5 Flow | 0.092222 | HM Flow | 0.043055 | 7Q10 Flow |  | 365 | 1.0405e-05 | 0.24166 | 0.11821 | 0.11282 | 3 | 4 | 0 | 0 | 39 | 1 | 0 | 0 | 0.788 | 32 | 0 | 0 | 0.00030668 | 8.0554e-05 | DMR | [16 empty] | 0.00018084 | 4.2003 | 2.0546 | 1.961 | 0.0053304 | 0.0014001 | NO | NHDPlus
2021 | MDOT-SECONDARY COMPLEX | 110009900312 | MI0046841 | LANSING | INGHAM | MI |  | 42.6726 | -84.664 |  | 9199 | General Government, Nec | 921190 | Other General Government Support | IS47 | Services | Waste Handling, Treatment, and Disposal (Remediation or Monitoring) | 1 | 0.0040279 | MI0046841 | Silver Creek-Grand River | 040500040703 | Sic/Naics does not indicate usage of chemicals |  |  |  | 2023 | 04050000000000 | MARSH ADJACENT TO AN UNNAMED TRIBUTARY TO WHALEY D, WHALEY DRAIN |  |  | 0.0038244 | NPDES | 0.0038244 | 0.0059173 | 12242834 |  | 1 | 0.075 | 0.054 | 0.086 | 5.092 | 0.34 | 0.107 | 0.08 | 0.036 | 0.038 | 0.06 | 0.096 | 0.096 | 0.059 | QE_07 | 0.036 | 0.08802 | 0.043055 | 0.18337 | 0.092222 | 0.014468 | 0.08802 | 30Q5 Flow | 0.092222 | HM Flow | 0.043055 | 7Q10 Flow |  | 365 | 1.1035e-05 | 0.25631 | 0.12537 | 0.11966 | 3 | 4 | 0 | 0 | 39 | 1 | 0 | 0 | 0.788 | 32 | 0 | 0 | 0.00032527 | 8.5437e-05 | DMR | [16 empty] | 0.00019181 | 4.4549 | 2.1791 | 2.0798 | 0.0056535 | 0.001485 | NO | NHDPlus
2022 | MDOT-SECONDARY COMPLEX | 110009900312 | MI0046841 | LANSING | INGHAM | MI |  | 42.6726 | -84.664 |  | 9199 | General Government, Nec | 921190 | Other General Government Support | IS47 | Services | Waste Handling, Treatment, and Disposal (Remediation or Monitoring) | 1 | 0.0025295 | MI0046841 | Silver Creek-Grand River | 040500040703 | Sic/Naics does not indicate usage of chemicals |  |  |  | 2023 | 04050000000000 | MARSH ADJACENT TO AN UNNAMED TRIBUTARY TO WHALEY D, WHALEY DRAIN |  |  | 0.0038244 | NPDES | 0.0038244 | 0.0059173 | 12242834 |  | 1 | 0.075 | 0.054 | 0.086 | 5.092 | 0.34 | 0.107 | 0.08 | 0.036 | 0.038 | 0.06 | 0.096 | 0.096 | 0.059 | QE_07 | 0.036 | 0.08802 | 0.043055 | 0.18337 | 0.092222 | 0.014468 | 0.08802 | 30Q5 Flow | 0.092222 | HM Flow | 0.043055 | 7Q10 Flow |  | 365 | 6.9302e-06 | 0.16096 | 0.078735 | 0.075146 | 3 | 4 | 0 | 0 | 39 | 1 | 0 | 0 | 0.788 | 32 | 0 | 0 | 0.00020427 | 5.3654e-05 | DMR | [16 empty] | 0.00012045 | 2.7977 | 1.3685 | 1.3061 | 0.0035503 | 0.00093256 | NO | NHDPlus
2023 | MDOT-SECONDARY COMPLEX | 110009900312 | MI0046841 | LANSING | INGHAM | MI |  | 42.6726 | -84.664 |  | 9199 | General Government, Nec | 921190 | Other General Government Support | IS47 | Services | Waste Handling, Treatment, and Disposal (Remediation or Monitoring) | 1 | 0.0033003 | MI0046841 | Silver Creek-Grand River | 040500040703 | Sic/Naics does not indicate usage of chemicals |  |  |  | 2023 | 04050000000000 | MARSH ADJACENT TO AN UNNAMED TRIBUTARY TO WHALEY D, WHALEY DRAIN |  |  | 0.0038244 | NPDES | 0.0038244 | 0.0059173 | 12242834 |  | 1 | 0.075 | 0.054 | 0.086 | 5.092 | 0.34 | 0.107 | 0.08 | 0.036 | 0.038 | 0.06 | 0.096 | 0.096 | 0.059 | QE_07 | 0.036 | 0.08802 | 0.043055 | 0.18337 | 0.092222 | 0.014468 | 0.08802 | 30Q5 Flow | 0.092222 | HM Flow | 0.043055 | 7Q10 Flow |  | 365 | 9.0419e-06 | 0.21001 | 0.10273 | 0.098044 | 3 | 4 | 0 | 0 | 39 | 1 | 0 | 0 | 0.788 | 32 | 0 | 0 | 0.00026651 | 7.0003e-05 | DMR | [16 empty] | 0.00015716 | 3.6501 | 1.7855 | 1.7041 | 0.0046322 | 0.0012167 | NO | NHDPlus
2019 | REXAIR INC | 110001301074 | MI0047104 | CADILLAC | WEXFORD | MI |  | 44.2608 | -85.4089 |  | 3635 | Household Vacuum Cleaners | 335210 | Small Electrical Appliance Manufacturing | IS42 | Electrical Equipment, Appliance, and Component Manufacturing | Waste Handling, Treatment, and Disposal (Remediation or Monitoring) | 1 | 0.070594 | MI0047104 | Pleasant Lake-Clam River | 040601020303 | Nothing reported to 2022 TRI |  |  |  | 2023 | 04060100000000 | CLAM RIVER |  |  | 0.52567 | NPDES | 0.52567 | 0.81333 | 12130204 | Clam River | 1 | 88.473 | 68.609 | 76.727 | 97.825 | 238.778 | 124.995 | 83.491 | 54.22 | 47.295 | 46.641 | 112.853 | 121.276 | 75.818 | QE_09 | 46.641 | 114.0367 | 71.787 | 216.3154 | 157.156 | 1.9886 | 114.0367 | 30Q5 Flow | 157.156 | HM Flow | 71.787 | 7Q10 Flow |  | 365 | 0.00019341 | 0.0026942 | 0.001696 | 0.0012307 | 3 | 4 | 0 | 0 | 39 | 1 | 0 | 0 | 0.788 | 32 | 0 | 0 | 3.419e-06 | 8.9807e-07 | DMR | [16 empty] | 0.0033616 | 0.046828 | 0.029478 | 0.02139 | 5.9426e-05 | 1.5609e-05 | NO | NHDPlus
2020 | REXAIR INC | 110001301074 | MI0047104 | CADILLAC | WEXFORD | MI |  | 44.2608 | -85.4089 |  | 3635 | Household Vacuum Cleaners | 335210 | Small Electrical Appliance Manufacturing | IS42 | Electrical Equipment, Appliance, and Component Manufacturing | Waste Handling, Treatment, and Disposal (Remediation or Monitoring) | 1 | 0.054624 | MI0047104 | Pleasant Lake-Clam River | 040601020303 | Sic/Naics does not indicate usage of chemicals |  |  |  | 2023 | 04060100000000 | CLAM RIVER |  |  | 0.52567 | NPDES | 0.52567 | 0.81333 | 12130204 | Clam River | 1 | 88.473 | 68.609 | 76.727 | 97.825 | 238.778 | 124.995 | 83.491 | 54.22 | 47.295 | 46.641 | 112.853 | 121.276 | 75.818 | QE_09 | 46.641 | 114.0367 | 71.787 | 216.3154 | 157.156 | 1.9886 | 114.0367 | 30Q5 Flow | 157.156 | HM Flow | 71.787 | 7Q10 Flow |  | 365 | 0.00014965 | 0.0020847 | 0.0013123 | 0.00095226 | 3 | 4 | 0 | 0 | 39 | 1 | 0 | 0 | 0.788 | 32 | 0 | 0 | 2.6456e-06 | 6.949e-07 | DMR | [16 empty] | 0.0026011 | 0.036234 | 0.02281 | 0.016551 | 4.5982e-05 | 1.2078e-05 | NO | NHDPlus
2021 | REXAIR INC | 110001301074 | MI0047104 | CADILLAC | WEXFORD | MI |  | 44.2608 | -85.4089 |  | 3635 | Household Vacuum Cleaners | 335210 | Small Electrical Appliance Manufacturing | IS42 | Electrical Equipment, Appliance, and Component Manufacturing | Waste Handling, Treatment, and Disposal (Remediation or Monitoring) | 1 | 0.045204 | MI0047104 | Pleasant Lake-Clam River | 040601020303 | Nothing reported to 2022 TRI |  |  |  | 2023 | 04060100000000 | CLAM RIVER |  |  | 0.52567 | NPDES | 0.52567 | 0.81333 | 12130204 | Clam River | 1 | 88.473 | 68.609 | 76.727 | 97.825 | 238.778 | 124.995 | 83.491 | 54.22 | 47.295 | 46.641 | 112.853 | 121.276 | 75.818 | QE_09 | 46.641 | 114.0367 | 71.787 | 216.3154 | 157.156 | 1.9886 | 114.0367 | 30Q5 Flow | 157.156 | HM Flow | 71.787 | 7Q10 Flow |  | 365 | 0.00012385 | 0.0017252 | 0.001086 | 0.00078805 | 3 | 4 | 0 | 0 | 39 | 1 | 0 | 0 | 0.788 | 32 | 0 | 0 | 2.1893e-06 | 5.7507e-07 | DMR | [16 empty] | 0.0021526 | 0.029986 | 0.018876 | 0.013697 | 3.8053e-05 | 9.9952e-06 | NO | NHDPlus
2022 | REXAIR INC | 110001301074 | MI0047104 | CADILLAC | WEXFORD | MI |  | 44.2608 | -85.4089 |  | 3635 | Household Vacuum Cleaners | 335210 | Small Electrical Appliance Manufacturing | IS42 | Electrical Equipment, Appliance, and Component Manufacturing | Waste Handling, Treatment, and Disposal (Remediation or Monitoring) | 1 | 0.012086 | MI0047104 | Pleasant Lake-Clam River | 040601020303 | Nothing reported to 2022 TRI |  |  |  | 2023 | 04060100000000 | CLAM RIVER |  |  | 0.52567 | NPDES | 0.52567 | 0.81333 | 12130204 | Clam River | 1 | 88.473 | 68.609 | 76.727 | 97.825 | 238.778 | 124.995 | 83.491 | 54.22 | 47.295 | 46.641 | 112.853 | 121.276 | 75.818 | QE_09 | 46.641 | 114.0367 | 71.787 | 216.3154 | 157.156 | 1.9886 | 114.0367 | 30Q5 Flow | 157.156 | HM Flow | 71.787 | 7Q10 Flow |  | 365 | 3.3111e-05 | 0.00046124 | 0.00029035 | 0.00021069 | 3 | 4 | 0 | 0 | 39 | 1 | 0 | 0 | 0.788 | 32 | 0 | 0 | 5.8533e-07 | 1.5375e-07 | DMR | [16 empty] | 0.0005755 | 0.0080168 | 0.0050466 | 0.003662 | 1.0174e-05 | 2.6723e-06 | NO | NHDPlus
2023 | REXAIR INC | 110001301074 | MI0047104 | CADILLAC | WEXFORD | MI |  | 44.2608 | -85.4089 |  | 3635 | Household Vacuum Cleaners | 335210 | Small Electrical Appliance Manufacturing | IS42 | Electrical Equipment, Appliance, and Component Manufacturing | Waste Handling, Treatment, and Disposal (Remediation or Monitoring) | 1 | 0.13383 | MI0047104 | Pleasant Lake-Clam River | 040601020303 | Nothing reported to 2022 TRI |  |  |  | 2023 | 04060100000000 | CLAM RIVER |  |  | 0.52567 | NPDES | 0.52567 | 0.81333 | 12130204 | Clam River | 1 | 88.473 | 68.609 | 76.727 | 97.825 | 238.778 | 124.995 | 83.491 | 54.22 | 47.295 | 46.641 | 112.853 | 121.276 | 75.818 | QE_09 | 46.641 | 114.0367 | 71.787 | 216.3154 | 157.156 | 1.9886 | 114.0367 | 30Q5 Flow | 157.156 | HM Flow | 71.787 | 7Q10 Flow |  | 365 | 0.00036665 | 0.0051075 | 0.0032152 | 0.002333 | 3 | 4 | 0 | 0 | 39 | 1 | 0 | 0 | 0.788 | 32 | 0 | 0 | 6.4816e-06 | 1.7025e-06 | DMR | [16 empty] | 0.0063728 | 0.088773 | 0.055883 | 0.040551 | 0.00011266 | 2.9591e-05 | NO | NHDPlus
2019 | WOOD - H&H TUBE GWCU | 110000412296 | MI0047392 | VANDERBILT | OTSEGO COUNTY | MI |  | 45.1454 | -84.6607 |  | 1799 | Special Trade Contractors, Nec | 562910 | Remediation Services | IS47 | Services | Waste Handling, Treatment, and Disposal (Remediation or Monitoring) | 1 | 0.26101 | MI0047392 | Club Stream | 040700040102 | Uncertain, possibly a remediation site |  |  |  | 2023 | 04070000000000 | BEGENY POND |  |  | 0.47721 | NPDES | 0.47721 | 0.73835 | 12503415 |  | 1 | 8.426 | 6.077 | 7.443 | 19.774 | 24.028 | 14.729 | 9.888 | 5.706 | 4.865 | 5.23 | 10.302 | 13.692 | 6.628 | QE_08 | 4.865 | 11.8949 | 6.9152 | 20.6015 | 14.2018 | 1.8053 | 11.8949 | 30Q5 Flow | 14.2018 | HM Flow | 6.9152 | 7Q10 Flow |  | 365 | 0.0007151 | 0.10341 | 0.060118 | 0.050352 | 3 | 4 | 0 | 0 | 39 | 1 | 0 | 0 | 0.788 | 32 | 0 | 0 | 0.00013123 | 3.447e-05 | DMR | [16 empty] | 0.012429 | 1.7973 | 1.0449 | 0.87517 | 0.0022809 | 0.00059912 | NO | NHDPlus
2020 | WOOD - H&H TUBE GWCU | 110000412296 | MI0047392 | VANDERBILT | OTSEGO COUNTY | MI |  | 45.1454 | -84.6607 |  | 1799 | Special Trade Contractors, Nec | 562910 | Remediation Services | IS47 | Services | Waste Handling, Treatment, and Disposal (Remediation or Monitoring) | 1 | 0.24758 | MI0047392 | Club Stream | 040700040102 | Uncertain, possibly a remediation site |  |  |  | 2023 | 04070000000000 | BEGENY POND |  |  | 0.47721 | NPDES | 0.47721 | 0.73835 | 12503415 |  | 1 | 8.426 | 6.077 | 7.443 | 19.774 | 24.028 | 14.729 | 9.888 | 5.706 | 4.865 | 5.23 | 10.302 | 13.692 | 6.628 | QE_08 | 4.865 | 11.8949 | 6.9152 | 20.6015 | 14.2018 | 1.8053 | 11.8949 | 30Q5 Flow | 14.2018 | HM Flow | 6.9152 | 7Q10 Flow |  | 365 | 0.0006783 | 0.098087 | 0.057024 | 0.047761 | 3 | 4 | 0 | 0 | 39 | 1 | 0 | 0 | 0.788 | 32 | 0 | 0 | 0.00012448 | 3.2696e-05 | DMR | [16 empty] | 0.011789 | 1.7049 | 0.99114 | 0.83013 | 0.0021635 | 0.00056828 | NO | NHDPlus
2021 | WOOD - H&H TUBE GWCU | 110000412296 | MI0047392 | VANDERBILT | OTSEGO COUNTY | MI |  | 45.1454 | -84.6607 |  | 1799 | Special Trade Contractors, Nec | 562910 | Remediation Services | IS47 | Services | Waste Handling, Treatment, and Disposal (Remediation or Monitoring) | 1 | 0.2616 | MI0047392 | Club Stream | 040700040102 | Uncertain, possibly a remediation site |  |  |  | 2023 | 04070000000000 | BEGENY POND |  |  | 0.47721 | NPDES | 0.47721 | 0.73835 | 12503415 |  | 1 | 8.426 | 6.077 | 7.443 | 19.774 | 24.028 | 14.729 | 9.888 | 5.706 | 4.865 | 5.23 | 10.302 | 13.692 | 6.628 | QE_08 | 4.865 | 11.8949 | 6.9152 | 20.6015 | 14.2018 | 1.8053 | 11.8949 | 30Q5 Flow | 14.2018 | HM Flow | 6.9152 | 7Q10 Flow |  | 365 | 0.00071672 | 0.10364 | 0.060255 | 0.050467 | 3 | 4 | 0 | 0 | 39 | 1 | 0 | 0 | 0.788 | 32 | 0 | 0 | 0.00013153 | 3.4548e-05 | DMR | [16 empty] | 0.012457 | 1.8014 | 1.0473 | 0.87716 | 0.0022861 | 0.00060048 | NO | NHDPlus
2022 | WOOD - H&H TUBE GWCU | 110000412296 | MI0047392 | VANDERBILT | OTSEGO COUNTY | MI |  | 45.1454 | -84.6607 |  | 1799 | Special Trade Contractors, Nec | 562910 | Remediation Services | IS47 | Services | Waste Handling, Treatment, and Disposal (Remediation or Monitoring) | 1 | 0.23823 | MI0047392 | Club Stream | 040700040102 | Uncertain, possibly a remediation site |  |  |  | 2023 | 04070000000000 | BEGENY POND |  |  | 0.47721 | NPDES | 0.47721 | 0.73835 | 12503415 |  | 1 | 8.426 | 6.077 | 7.443 | 19.774 | 24.028 | 14.729 | 9.888 | 5.706 | 4.865 | 5.23 | 10.302 | 13.692 | 6.628 | QE_08 | 4.865 | 11.8949 | 6.9152 | 20.6015 | 14.2018 | 1.8053 | 11.8949 | 30Q5 Flow | 14.2018 | HM Flow | 6.9152 | 7Q10 Flow |  | 365 | 0.00065268 | 0.094383 | 0.054871 | 0.045957 | 3 | 4 | 0 | 0 | 39 | 1 | 0 | 0 | 0.788 | 32 | 0 | 0 | 0.00011978 | 3.1461e-05 | DMR | [16 empty] | 0.011344 | 1.6405 | 0.9537 | 0.79878 | 0.0020818 | 0.00054682 | NO | NHDPlus
2023 | WOOD - H&H TUBE GWCU | 110000412296 | MI0047392 | VANDERBILT | OTSEGO COUNTY | MI |  | 45.1454 | -84.6607 |  | 1799 | Special Trade Contractors, Nec | 562910 | Remediation Services | IS47 | Services | Waste Handling, Treatment, and Disposal (Remediation or Monitoring) | 1 | 0.21081 | MI0047392 | Club Stream | 040700040102 | Uncertain, possibly a remediation site |  |  |  | 2023 | 04070000000000 | BEGENY POND |  |  | 0.47721 | NPDES | 0.47721 | 0.73835 | 12503415 |  | 1 | 8.426 | 6.077 | 7.443 | 19.774 | 24.028 | 14.729 | 9.888 | 5.706 | 4.865 | 5.23 | 10.302 | 13.692 | 6.628 | QE_08 | 4.865 | 11.8949 | 6.9152 | 20.6015 | 14.2018 | 1.8053 | 11.8949 | 30Q5 Flow | 14.2018 | HM Flow | 6.9152 | 7Q10 Flow |  | 365 | 0.00057755 | 0.083519 | 0.048555 | 0.040667 | 3 | 4 | 0 | 0 | 39 | 1 | 0 | 0 | 0.788 | 32 | 0 | 0 | 0.00010599 | 2.784e-05 | DMR | [16 empty] | 0.010038 | 1.4516 | 0.84393 | 0.70684 | 0.0018422 | 0.00048388 | NO | NHDPlus
2022 | STURGIS-BIG HILL ROAD LF | 110009900330 | MI0047716 | STURGIS | ST. JOSEPH | MI |  | 41.8026 | -85.3881 |  | 4953 | Refuse Systems | 562920 | Materials Recovery Facilities | IS47 | Services | Waste Handling, Treatment, and Disposal (non-POTW WWT) | 1 | 0.050407 | MI0047716 | Clear Lake-Fawn River | 040500010806 | NAICS/SIC indication |  |  |  | 2023 | 04050000000000 | MOE DRAIN |  |  | 0.21097 | NPDES | 0.21097 | 0.32641 | 12263094 |  | 1 | 1.177 | 1.402 | 1.781 | 35.973 | 3.733 | 1.306 | 0.992 | 0.528 | 0.541 | 0.668 | 0.943 | 1.898 | 1.482 | QE_07 | 0.528 | 1.291 | 0.69408 | 2.8778 | 1.5736 | 0.79808 | 1.291 | 30Q5 Flow | 1.5736 | HM Flow | 0.79808 | Plant Flow |  | 365 | 0.0001381 | 0.17304 | 0.10698 | 0.087763 | 3 | 4 | 0 | 0 | 39 | 1 | 0 | 0 | 0.788 | 32 | 0 | 0 | 0.0002196 | 5.7681e-05 | DMR | [16 empty] | 0.0024003 | 3.0076 | 1.8594 | 1.5254 | 0.0038168 | 0.0010025 | NO | NHDPlus
2023 | STURGIS-BIG HILL ROAD LF | 110009900330 | MI0047716 | STURGIS | ST. JOSEPH | MI |  | 41.8026 | -85.3881 |  | 4953 | Refuse Systems | 562920 | Materials Recovery Facilities | IS47 | Services | Waste Handling, Treatment, and Disposal (non-POTW WWT) | 1 | 0.052608 | MI0047716 | Clear Lake-Fawn River | 040500010806 | NAICS/SIC indication |  |  |  | 2023 | 04050000000000 | MOE DRAIN |  |  | 0.21097 | NPDES | 0.21097 | 0.32641 | 12263094 |  | 1 | 1.177 | 1.402 | 1.781 | 35.973 | 3.733 | 1.306 | 0.992 | 0.528 | 0.541 | 0.668 | 0.943 | 1.898 | 1.482 | QE_07 | 0.528 | 1.291 | 0.69408 | 2.8778 | 1.5736 | 0.79808 | 1.291 | 30Q5 Flow | 1.5736 | HM Flow | 0.79808 | Plant Flow |  | 365 | 0.00014413 | 0.1806 | 0.11165 | 0.091595 | 3 | 4 | 0 | 0 | 39 | 1 | 0 | 0 | 0.788 | 32 | 0 | 0 | 0.00022919 | 6.02e-05 | DMR | [16 empty] | 0.0025051 | 3.139 | 1.9405 | 1.592 | 0.0039835 | 0.0010463 | NO | NHDPlus
2019 | FOREST LAWN LANDFILL | 110001847761 | MI0048631 | THREE OAKS | BERRIEN | MI |  | 41.776 | -86.6549 |  | 4953 | Refuse Systems | 562920 | Materials Recovery Facilities | IS47 | Services | Waste Handling, Treatment, and Disposal (Landfill) | 1 | 0.035547 | MI0048631 | South Branch Galien River | 040400010206 | NAICS/SIC indication |  |  |  | 2023 | 04040000000000 | SOUTH BRANCH GALIEN RIVER, SOUTH BRANCH OF THE GALIEN RIVER |  |  | 0 | NPDES | 0 | 0 | 3396684 | South Branch Galien River | 4 | 70.223 | 82.874 | 112.138 | 338.13 | 136.48 | 62.79 | 50.867 | 35.76 | 32.224 | 34.077 | 36.809 | 77.471 | 94.025 | QE_08 | 32.224 | 78.7873 | 48.9558 | 171.6944 | 114.0536 | 0 | 78.7873 | 30Q5 Flow | 114.0536 | HM Flow | 48.9558 | 7Q10 Flow |  | 365 | 9.739e-05 | 0.0019893 | 0.0012361 | 0.0008539 | 3 | 4 | 0 | 0 | 39 | 1 | 0 | 0 | 0.788 | 32 | 0 | 0 | 2.5245e-06 | 6.6311e-07 | DMR | [16 empty] | 0.0016927 | 0.034577 | 0.021485 | 0.014842 | 4.3879e-05 | 1.1526e-05 | NO | NHDPlus
2020 | FOREST LAWN LANDFILL | 110001847761 | MI0048631 | THREE OAKS | BERRIEN | MI |  | 41.776 | -86.6549 |  | 4953 | Refuse Systems | 562920 | Materials Recovery Facilities | IS47 | Services | Waste Handling, Treatment, and Disposal (Landfill) | 1 | 0.055976 | MI0048631 | South Branch Galien River | 040400010206 | NAICS/SIC indication |  |  |  | 2023 | 04040000000000 | SOUTH BRANCH GALIEN RIVER, SOUTH BRANCH OF THE GALIEN RIVER |  |  | 0 | NPDES | 0 | 0 | 3396684 | South Branch Galien River | 4 | 70.223 | 82.874 | 112.138 | 338.13 | 136.48 | 62.79 | 50.867 | 35.76 | 32.224 | 34.077 | 36.809 | 77.471 | 94.025 | QE_08 | 32.224 | 78.7873 | 48.9558 | 171.6944 | 114.0536 | 0 | 78.7873 | 30Q5 Flow | 114.0536 | HM Flow | 48.9558 | 7Q10 Flow |  | 365 | 0.00015336 | 0.0031326 | 0.0019465 | 0.0013446 | 3 | 4 | 0 | 0 | 39 | 1 | 0 | 0 | 0.788 | 32 | 0 | 0 | 3.9754e-06 | 1.0442e-06 | DMR | [16 empty] | 0.0026655 | 0.054447 | 0.033832 | 0.023371 | 6.9095e-05 | 1.8149e-05 | NO | NHDPlus
2021 | FOREST LAWN LANDFILL | 110001847761 | MI0048631 | THREE OAKS | BERRIEN | MI |  | 41.776 | -86.6549 |  | 4953 | Refuse Systems | 562920 | Materials Recovery Facilities | IS47 | Services | Waste Handling, Treatment, and Disposal (Landfill) | 1 | 0.0016624 | MI0048631 | South Branch Galien River | 040400010206 | NAICS/SIC indication |  |  |  | 2023 | 04040000000000 | SOUTH BRANCH GALIEN RIVER, SOUTH BRANCH OF THE GALIEN RIVER |  |  | 0 | NPDES | 0 | 0 | 3396684 | South Branch Galien River | 4 | 70.223 | 82.874 | 112.138 | 338.13 | 136.48 | 62.79 | 50.867 | 35.76 | 32.224 | 34.077 | 36.809 | 77.471 | 94.025 | QE_08 | 32.224 | 78.7873 | 48.9558 | 171.6944 | 114.0536 | 0 | 78.7873 | 30Q5 Flow | 114.0536 | HM Flow | 48.9558 | 7Q10 Flow |  | 365 | 4.5544e-06 | 9.3032e-05 | 5.7807e-05 | 3.9932e-05 | 3 | 4 | 0 | 0 | 39 | 1 | 0 | 0 | 0.788 | 32 | 0 | 0 | 1.1806e-07 | 3.1011e-08 | DMR | [16 empty] | 7.9161e-05 | 0.001617 | 0.0010047 | 0.00069406 | 2.052e-06 | 5.3899e-07 | NO | NHDPlus
2019 | CITY ENVIRONMENTAL SERVICES LF, INC. OF HASTINGS | 110034151450 | MI0050199 | HASTINGS | BARRY | MI |  | 42.6657 | -85.2907 |  | 4953 | Refuse Systems | 562920 | Materials Recovery Facilities | IS47 | Services | Waste Handling, Treatment, and Disposal (non-POTW WWT) | 1 | 0.013692 | MI0050199 | Butler Creek-Thornapple River | 040500070402 | NAICS/SIC indication |  |  |  | 2023 | 04050010000000 | CARTER LAKE, WETLANDS ADJACENT TO AN UNNAMED TRIBUTARY TO CARTE |  |  | 0.00925 | NPDES | 0.00925 | 0.014312 | 12145452 |  | 2 | 10.941 | 10.53 | 13.04 | 135.248 | 38.524 | 12.151 | 8.814 | 5.117 | 4.868 | 5.922 | 6.289 | 13.371 | 11.554 | QE_08 | 4.868 | 11.9022 | 6.9196 | 26.7506 | 16.075 | 0.034992 | 11.9022 | 30Q5 Flow | 16.075 | HM Flow | 6.9196 | 7Q10 Flow |  | 365 | 3.7513e-05 | 0.0054212 | 0.0031518 | 0.0023336 | 3 | 4 | 0 | 0 | 39 | 1 | 0 | 0 | 0.788 | 32 | 0 | 0 | 6.8798e-06 | 1.8071e-06 | DMR | [16 empty] | 0.00065201 | 0.094226 | 0.054781 | 0.040561 | 0.00011958 | 3.1409e-05 | NO | NHDPlus
2020 | CITY ENVIRONMENTAL SERVICES LF, INC. OF HASTINGS | 110034151450 | MI0050199 | HASTINGS | BARRY | MI |  | 42.6657 | -85.2907 |  | 4953 | Refuse Systems | 562920 | Materials Recovery Facilities | IS47 | Services | Waste Handling, Treatment, and Disposal (non-POTW WWT) | 1 | 0.017193 | MI0050199 | Butler Creek-Thornapple River | 040500070402 | NAICS/SIC indication |  |  |  | 2023 | 04050010000000 | CARTER LAKE, WETLANDS ADJACENT TO AN UNNAMED TRIBUTARY TO CARTE |  |  | 0.00925 | NPDES | 0.00925 | 0.014312 | 12145452 |  | 2 | 10.941 | 10.53 | 13.04 | 135.248 | 38.524 | 12.151 | 8.814 | 5.117 | 4.868 | 5.922 | 6.289 | 13.371 | 11.554 | QE_08 | 4.868 | 11.9022 | 6.9196 | 26.7506 | 16.075 | 0.034992 | 11.9022 | 30Q5 Flow | 16.075 | HM Flow | 6.9196 | 7Q10 Flow |  | 365 | 4.7105e-05 | 0.0068075 | 0.0039577 | 0.0029303 | 3 | 4 | 0 | 0 | 39 | 1 | 0 | 0 | 0.788 | 32 | 0 | 0 | 8.6389e-06 | 2.2692e-06 | DMR | [16 empty] | 0.00081873 | 0.11832 | 0.068788 | 0.050932 | 0.00015015 | 3.944e-05 | NO | NHDPlus
2021 | CITY ENVIRONMENTAL SERVICES LF, INC. OF HASTINGS | 110034151450 | MI0050199 | HASTINGS | BARRY | MI |  | 42.6657 | -85.2907 |  | 4953 | Refuse Systems | 562920 | Materials Recovery Facilities | IS47 | Services | Waste Handling, Treatment, and Disposal (non-POTW WWT) | 1 | 0.015159 | MI0050199 | Butler Creek-Thornapple River | 040500070402 | NAICS/SIC indication |  |  |  | 2023 | 04050010000000 | CARTER LAKE, WETLANDS ADJACENT TO AN UNNAMED TRIBUTARY TO CARTE |  |  | 0.00925 | NPDES | 0.00925 | 0.014312 | 12145452 |  | 2 | 10.941 | 10.53 | 13.04 | 135.248 | 38.524 | 12.151 | 8.814 | 5.117 | 4.868 | 5.922 | 6.289 | 13.371 | 11.554 | QE_08 | 4.868 | 11.9022 | 6.9196 | 26.7506 | 16.075 | 0.034992 | 11.9022 | 30Q5 Flow | 16.075 | HM Flow | 6.9196 | 7Q10 Flow |  | 365 | 4.1531e-05 | 0.006002 | 0.0034894 | 0.0025836 | 3 | 4 | 0 | 0 | 39 | 1 | 0 | 0 | 0.788 | 32 | 0 | 0 | 7.6167e-06 | 2.0007e-06 | DMR | [16 empty] | 0.00072185 | 0.10432 | 0.060649 | 0.044905 | 0.00013239 | 3.4773e-05 | NO | NHDPlus
2022 | CITY ENVIRONMENTAL SERVICES LF, INC. OF HASTINGS | 110034151450 | MI0050199 | HASTINGS | BARRY | MI |  | 42.6657 | -85.2907 |  | 4953 | Refuse Systems | 562920 | Materials Recovery Facilities | IS47 | Services | Waste Handling, Treatment, and Disposal (non-POTW WWT) | 1 | 0.015414 | MI0050199 | Butler Creek-Thornapple River | 040500070402 | NAICS/SIC indication |  |  |  | 2023 | 04050010000000 | CARTER LAKE, WETLANDS ADJACENT TO AN UNNAMED TRIBUTARY TO CARTE |  |  | 0.00925 | NPDES | 0.00925 | 0.014312 | 12145452 |  | 2 | 10.941 | 10.53 | 13.04 | 135.248 | 38.524 | 12.151 | 8.814 | 5.117 | 4.868 | 5.922 | 6.289 | 13.371 | 11.554 | QE_08 | 4.868 | 11.9022 | 6.9196 | 26.7506 | 16.075 | 0.034992 | 11.9022 | 30Q5 Flow | 16.075 | HM Flow | 6.9196 | 7Q10 Flow |  | 365 | 4.2231e-05 | 0.0061031 | 0.0035482 | 0.0026271 | 3 | 4 | 0 | 0 | 39 | 1 | 0 | 0 | 0.788 | 32 | 0 | 0 | 7.7451e-06 | 2.0344e-06 | DMR | [16 empty] | 0.00073402 | 0.10608 | 0.061671 | 0.045662 | 0.00013462 | 3.5359e-05 | NO | NHDPlus
2023 | CITY ENVIRONMENTAL SERVICES LF, INC. OF HASTINGS | 110034151450 | MI0050199 | HASTINGS | BARRY | MI |  | 42.6657 | -85.2907 |  | 4953 | Refuse Systems | 562920 | Materials Recovery Facilities | IS47 | Services | Waste Handling, Treatment, and Disposal (non-POTW WWT) | 1 | 0.01074 | MI0050199 | Butler Creek-Thornapple River | 040500070402 | NAICS/SIC indication |  |  |  | 2023 | 04050010000000 | CARTER LAKE, WETLANDS ADJACENT TO AN UNNAMED TRIBUTARY TO CARTE |  |  | 0.00925 | NPDES | 0.00925 | 0.014312 | 12145452 |  | 2 | 10.941 | 10.53 | 13.04 | 135.248 | 38.524 | 12.151 | 8.814 | 5.117 | 4.868 | 5.922 | 6.289 | 13.371 | 11.554 | QE_08 | 4.868 | 11.9022 | 6.9196 | 26.7506 | 16.075 | 0.034992 | 11.9022 | 30Q5 Flow | 16.075 | HM Flow | 6.9196 | 7Q10 Flow |  | 365 | 2.9424e-05 | 0.0042523 | 0.0024722 | 0.0018304 | 3 | 4 | 0 | 0 | 39 | 1 | 0 | 0 | 0.788 | 32 | 0 | 0 | 5.3964e-06 | 1.4174e-06 | DMR | [16 empty] | 0.00051143 | 0.073909 | 0.042969 | 0.031815 | 9.3794e-05 | 2.4636e-05 | NO | NHDPlus
2022 | STURGIS WELL FIELD-SF | 110009900116 | MI0053465 | STURGIS | SAINT JOSEPH | MI |  | 41.8048 | -85.4138 |  | 2591 | Drapery Hardware and Blinds and Shades | 337920 | Blind and Shade Manufacturing | NAICS/SIC Not Provided | NAICS/SIC Not Provided | Waste Handling, Treatment, and Disposal (Remediation or Monitoring) | 1 | 0.19717 | MI0053465 | Wegner Ditch-Fawn River | 040500010807 | Uncertain, possibly a remediation site |  |  |  | 2023 | 04050000000000 | NYE DRAIN |  |  | 1.0234 | NPDES | 1.0234 | 1.5834 | 12260728 | Nye Drain | 1 | 5.677 | 6.375 | 7.895 | 104.163 | 17.166 | 6.02 | 4.442 | 2.633 | 2.499 | 2.98 | 3.46 | 7.504 | 7.079 | QE_08 | 2.499 | 6.11 | 3.4698 | 13.8802 | 8.0519 | 3.8713 | 6.11 | 30Q5 Flow | 8.0519 | HM Flow | 3.8713 | Plant Flow |  | 365 | 0.00054019 | 0.13953 | 0.08841 | 0.067088 | 3 | 4 | 0 | 0 | 39 | 1 | 0 | 0 | 0.788 | 32 | 0 | 0 | 0.00017707 | 4.6512e-05 | DMR | [16 empty] | 0.009389 | 2.4252 | 1.5366 | 1.1661 | 0.0030777 | 0.00080841 | NO | NHDPlus
2023 | STURGIS WELL FIELD-SF | 110009900116 | MI0053465 | STURGIS | SAINT JOSEPH | MI |  | 41.8048 | -85.4138 |  | 2591 | Drapery Hardware and Blinds and Shades | 337920 | Blind and Shade Manufacturing | NAICS/SIC Not Provided | NAICS/SIC Not Provided | Waste Handling, Treatment, and Disposal (Remediation or Monitoring) | 1 | 0.16452 | MI0053465 | Wegner Ditch-Fawn River | 040500010807 | Uncertain, possibly a remediation site |  |  |  | 2023 | 04050000000000 | NYE DRAIN |  |  | 1.0234 | NPDES | 1.0234 | 1.5834 | 12260728 | Nye Drain | 1 | 5.677 | 6.375 | 7.895 | 104.163 | 17.166 | 6.02 | 4.442 | 2.633 | 2.499 | 2.98 | 3.46 | 7.504 | 7.079 | QE_08 | 2.499 | 6.11 | 3.4698 | 13.8802 | 8.0519 | 3.8713 | 6.11 | 30Q5 Flow | 8.0519 | HM Flow | 3.8713 | Plant Flow |  | 365 | 0.00045073 | 0.11643 | 0.073769 | 0.055978 | 3 | 4 | 0 | 0 | 39 | 1 | 0 | 0 | 0.788 | 32 | 0 | 0 | 0.00014775 | 3.8809e-05 | DMR | [16 empty] | 0.0078341 | 2.0236 | 1.2822 | 0.97295 | 0.002568 | 0.00067454 | NO | NHDPlus
2020 | EGLE-RRD-AUSTIN TUBE PROD | 110009899967 | MI0054224 | BALDWIN | LAKE | MI |  | 43.9058 | -85.8019 |  | 3317 | Steel Pipe and Tubes | 331210 | Iron and Steel Pipe and Tube Manufacturing from Purchased Steel | IS38 | Primary Metal Manufacturing | Waste Handling, Treatment, and Disposal (Remediation or Monitoring) | 1 | 0.035864 | MI0054224 | Sanborn Creek | 040601010502 | Nothing reported to 2022 TRI |  |  |  | 2023 | 04060100000000 | LITTLE LEVERENTZ LAKE |  |  | 0 | NPDES | 0 | 0 | 8990506 |  | 1 | 2.982 | 2.164 | 3.041 | 26.912 | 12.874 | 4.018 | 2.868 | 1.521 | 1.566 | 1.683 | 2.209 | 5.338 | 2.259 | QE_07 | 1.521 | 3.7188 | 2.0753 | 7.291 | 4.4712 | 0 | 3.7188 | 30Q5 Flow | 4.4712 | HM Flow | 2.0753 | 7Q10 Flow |  | 365 | 9.8257e-05 | 0.047346 | 0.026421 | 0.021976 | 3 | 4 | 0 | 0 | 39 | 1 | 0 | 0 | 0.788 | 32 | 0 | 0 | 6.0084e-05 | 1.5782e-05 | DMR | [16 empty] | 0.0017078 | 0.82292 | 0.45923 | 0.38196 | 0.0010443 | 0.00027431 | NO | NHDPlus
2019 | PIANO FACTORY-GRAND HAVEN | 110006739832 | MI0054399 | GRAND HAVEN | OTTAWA | MI |  | 43.0647 | -86.2335 |  | 5812 | Eating Places | 722515 | Snack and Nonalcoholic Beverage Bars | NAICS/SIC Not Provided | NAICS/SIC Not Provided | Waste Handling, Treatment, and Disposal (Remediation or Monitoring) | 1 | 0.03555 | MI0054399 | Lloyd Bayou-Grand River | 040500060712 | Nothing reported to 2022 TRI |  |  |  | 2023 | 04050010000000 | GRAND RIVER |  |  | 0.036083 | NPDES | 0.036083 | 0.055829 | 9005799 | Grand River | 6 | 5048.873 | 5182.411 | 5400.666 | 8786.526 | 9514.595 | 5773.043 | 4084.276 | 2762.913 | 2444.977 | 2763.755 | 3254.875 | 4280.408 | 5194.331 | QE_08 | 2444.977 | 5977.9389 | 4325.9261 | 12344.4328 | 10225.3673 | 0.1365 | 5977.9389 | 30Q5 Flow | 10225.3673 | HM Flow | 4325.9261 | 7Q10 Flow |  | 365 | 9.7398e-05 | 2.2515e-05 | 1.6293e-05 | 9.5251e-06 | 3 | 4 | 0 | 0 | 39 | 1 | 0 | 0 | 0.788 | 32 | 0 | 0 | 2.8572e-08 | 7.505e-09 | DMR | [16 empty] | 0.0016929 | 0.00039133 | 0.00028319 | 0.00016556 | 4.9661e-07 | 1.3044e-07 | NO | NHDPlus
2020 | PIANO FACTORY-GRAND HAVEN | 110006739832 | MI0054399 | GRAND HAVEN | OTTAWA | MI |  | 43.0647 | -86.2335 |  | 5812 | Eating Places | 722515 | Snack and Nonalcoholic Beverage Bars | NAICS/SIC Not Provided | NAICS/SIC Not Provided | Waste Handling, Treatment, and Disposal (Remediation or Monitoring) | 1 | 0.0057327 | MI0054399 | Lloyd Bayou-Grand River | 040500060712 | Nothing reported to 2022 TRI |  |  |  | 2023 | 04050010000000 | GRAND RIVER |  |  | 0.036083 | NPDES | 0.036083 | 0.055829 | 9005799 | Grand River | 6 | 5048.873 | 5182.411 | 5400.666 | 8786.526 | 9514.595 | 5773.043 | 4084.276 | 2762.913 | 2444.977 | 2763.755 | 3254.875 | 4280.408 | 5194.331 | QE_08 | 2444.977 | 5977.9389 | 4325.9261 | 12344.4328 | 10225.3673 | 0.1365 | 5977.9389 | 30Q5 Flow | 10225.3673 | HM Flow | 4325.9261 | 7Q10 Flow |  | 365 | 1.5706e-05 | 3.6306e-06 | 2.6273e-06 | 1.536e-06 | 3 | 4 | 0 | 0 | 39 | 1 | 0 | 0 | 0.788 | 32 | 0 | 0 | 4.6074e-09 | 1.2102e-09 | DMR | [16 empty] | 0.00027298 | 6.3104e-05 | 4.5665e-05 | 2.6697e-05 | 8.0081e-08 | 2.1035e-08 | NO | NHDPlus
2021 | PIANO FACTORY-GRAND HAVEN | 110006739832 | MI0054399 | GRAND HAVEN | OTTAWA | MI |  | 43.0647 | -86.2335 |  | 5812 | Eating Places | 722515 | Snack and Nonalcoholic Beverage Bars | NAICS/SIC Not Provided | NAICS/SIC Not Provided | Waste Handling, Treatment, and Disposal (Remediation or Monitoring) | 1 | 0.021791 | MI0054399 | Lloyd Bayou-Grand River | 040500060712 | Nothing reported to 2022 TRI |  |  |  | 2023 | 04050010000000 | GRAND RIVER |  |  | 0.036083 | NPDES | 0.036083 | 0.055829 | 9005799 | Grand River | 6 | 5048.873 | 5182.411 | 5400.666 | 8786.526 | 9514.595 | 5773.043 | 4084.276 | 2762.913 | 2444.977 | 2763.755 | 3254.875 | 4280.408 | 5194.331 | QE_08 | 2444.977 | 5977.9389 | 4325.9261 | 12344.4328 | 10225.3673 | 0.1365 | 5977.9389 | 30Q5 Flow | 10225.3673 | HM Flow | 4325.9261 | 7Q10 Flow |  | 365 | 5.9703e-05 | 1.3801e-05 | 9.9871e-06 | 5.8387e-06 | 3 | 4 | 0 | 0 | 39 | 1 | 0 | 0 | 0.788 | 32 | 0 | 0 | 1.7514e-08 | 4.6004e-09 | DMR | [16 empty] | 0.0010377 | 0.00023988 | 0.00017359 | 0.00010148 | 3.0441e-07 | 7.9959e-08 | NO | NHDPlus
2022 | PIANO FACTORY-GRAND HAVEN | 110006739832 | MI0054399 | GRAND HAVEN | OTTAWA | MI |  | 43.0647 | -86.2335 |  | 5812 | Eating Places | 722515 | Snack and Nonalcoholic Beverage Bars | NAICS/SIC Not Provided | NAICS/SIC Not Provided | Waste Handling, Treatment, and Disposal (Remediation or Monitoring) | 1 | 5.5844 | MI0054399 | Lloyd Bayou-Grand River | 040500060712 | NAICS/SIC indication |  |  |  | 2023 | 04050010000000 | GRAND RIVER |  |  | 0.036083 | NPDES | 0.036083 | 0.055829 | 9005799 | Grand River | 6 | 5048.873 | 5182.411 | 5400.666 | 8786.526 | 9514.595 | 5773.043 | 4084.276 | 2762.913 | 2444.977 | 2763.755 | 3254.875 | 4280.408 | 5194.331 | QE_08 | 2444.977 | 5977.9389 | 4325.9261 | 12344.4328 | 10225.3673 | 0.1365 | 5977.9389 | 30Q5 Flow | 10225.3673 | HM Flow | 4325.9261 | 7Q10 Flow |  | 365 | 0.0153 | 0.0035367 | 0.0025593 | 0.0014962 | 3 | 4 | 0 | 0 | 39 | 1 | 0 | 0 | 0.788 | 32 | 0 | 0 | 4.4882e-06 | 1.1789e-06 | DMR | [16 empty] | 0.26592 | 0.061472 | 0.044484 | 0.026006 | 7.801e-05 | 2.0491e-05 | NO | NHDPlus
2023 | PIANO FACTORY-GRAND HAVEN | 110006739832 | MI0054399 | GRAND HAVEN | OTTAWA | MI |  | 43.0647 | -86.2335 |  | 5812 | Eating Places | 722515 | Snack and Nonalcoholic Beverage Bars | NAICS/SIC Not Provided | NAICS/SIC Not Provided | Waste Handling, Treatment, and Disposal (Remediation or Monitoring) | 1 | 0.012064 | MI0054399 | Lloyd Bayou-Grand River | 040500060712 | Nothing reported to 2022 TRI |  |  |  | 2023 | 04050010000000 | GRAND RIVER |  |  | 0.036083 | NPDES | 0.036083 | 0.055829 | 9005799 | Grand River | 6 | 5048.873 | 5182.411 | 5400.666 | 8786.526 | 9514.595 | 5773.043 | 4084.276 | 2762.913 | 2444.977 | 2763.755 | 3254.875 | 4280.408 | 5194.331 | QE_08 | 2444.977 | 5977.9389 | 4325.9261 | 12344.4328 | 10225.3673 | 0.1365 | 5977.9389 | 30Q5 Flow | 10225.3673 | HM Flow | 4325.9261 | 7Q10 Flow |  | 365 | 3.3051e-05 | 7.6402e-06 | 5.5288e-06 | 3.2322e-06 | 3 | 4 | 0 | 0 | 39 | 1 | 0 | 0 | 0.788 | 32 | 0 | 0 | 9.6957e-09 | 2.5467e-09 | DMR | [16 empty] | 0.00057445 | 0.00013279 | 9.6096e-05 | 5.6179e-05 | 1.6852e-07 | 4.4264e-08 | NO | NHDPlus
2022 | CADILLAC FINANCING AUTH GWCU | 110006739878 | MI0054925 | CADILLAC | WEXFORD | MI |  | 44.2504 | -85.4023 |  | 9999 | Nonclassifiable Establishments | 0 | 0 | NAICS/SIC Not Provided | NAICS/SIC Not Provided | Waste Handling, Treatment, and Disposal (Remediation or Monitoring) | 1 | 0.22743 | MI0054925 | Lake Cadillac-Clam River | 040601020302 | Uncertain, possibly a remediation site |  |  |  | 2023 | 04060100000000 | CLAM RIVER |  |  | 2.0191 | NPDES | 2.0191 | 3.124 | 12130204 | Clam River | 1 | 88.473 | 68.609 | 76.727 | 97.825 | 238.778 | 124.995 | 83.491 | 54.22 | 47.295 | 46.641 | 112.853 | 121.276 | 75.818 | QE_09 | 46.641 | 114.0367 | 71.787 | 216.3154 | 157.156 | 7.6381 | 114.0367 | 30Q5 Flow | 157.156 | HM Flow | 71.787 | 7Q10 Flow |  | 365 | 0.0006231 | 0.0086798 | 0.005464 | 0.0039648 | 3 | 4 | 0 | 0 | 39 | 1 | 0 | 0 | 0.788 | 32 | 0 | 0 | 1.1015e-05 | 2.8933e-06 | DMR | [16 empty] | 0.01083 | 0.15086 | 0.09497 | 0.068913 | 0.00019145 | 5.0288e-05 | NO | NHDPlus
2023 | CADILLAC FINANCING AUTH GWCU | 110006739878 | MI0054925 | CADILLAC | WEXFORD | MI |  | 44.2504 | -85.4023 |  | 9999 | Nonclassifiable Establishments | 0 | 0 | NAICS/SIC Not Provided | NAICS/SIC Not Provided | Waste Handling, Treatment, and Disposal (Remediation or Monitoring) | 1 | 0.49487 | MI0054925 | Lake Cadillac-Clam River | 040601020302 | Uncertain, possibly a remediation site |  |  |  | 2023 | 04060100000000 | CLAM RIVER |  |  | 2.0191 | NPDES | 2.0191 | 3.124 | 12130204 | Clam River | 1 | 88.473 | 68.609 | 76.727 | 97.825 | 238.778 | 124.995 | 83.491 | 54.22 | 47.295 | 46.641 | 112.853 | 121.276 | 75.818 | QE_09 | 46.641 | 114.0367 | 71.787 | 216.3154 | 157.156 | 7.6381 | 114.0367 | 30Q5 Flow | 157.156 | HM Flow | 71.787 | 7Q10 Flow |  | 365 | 0.0013558 | 0.018886 | 0.011889 | 0.0086271 | 3 | 4 | 0 | 0 | 39 | 1 | 0 | 0 | 0.788 | 32 | 0 | 0 | 2.3967e-05 | 6.2955e-06 | DMR | [16 empty] | 0.023565 | 0.32826 | 0.20664 | 0.14995 | 0.00041658 | 0.00010942 | NO | NHDPlus
2021 | STP NO. 2 GWCU-LUDINGTON | 110006739789 | MI0055531 | LUDINGTON | MASON | MI |  | 43.9778 | -86.4578 |  | 9999 | Nonclassifiable Establishments | 0 | 0 | NAICS/SIC Not Provided | NAICS/SIC Not Provided | Waste Handling, Treatment, and Disposal (Remediation or Monitoring) | 1 | 0.026652 | MI0055531 | Lincoln Lake-Lincoln River | 040601010203 | Uncertain, possibly a remediation site |  |  |  | 2023 | 04060100000000 | LINCOLN LAKE |  |  | 0.039758 | NPDES | 0.039758 | 0.061515 | 8992068 | Lincoln River | 3 | 99.234 | 106.394 | 116.878 | 470.867 | 323.239 | 102.074 | 71.1 | 46.834 | 46.431 | 47.914 | 38.912 | 117.035 | 121.464 | QE_10 | 38.912 | 95.1394 | 59.5102 | 242.6259 | 149.6054 | 0.1504 | 95.1394 | 30Q5 Flow | 149.6054 | HM Flow | 59.5102 | 7Q10 Flow |  | 365 | 7.302e-05 | 0.001227 | 0.00076751 | 0.00048809 | 3 | 4 | 0 | 0 | 39 | 1 | 0 | 0 | 0.788 | 32 | 0 | 0 | 1.5571e-06 | 4.0901e-07 | DMR | [16 empty] | 0.0012692 | 0.021327 | 0.01334 | 0.0084834 | 2.7065e-05 | 7.1089e-06 | NO | NHDPlus
2022 | STP NO. 2 GWCU-LUDINGTON | 110006739789 | MI0055531 | LUDINGTON | MASON | MI |  | 43.9778 | -86.4578 |  | 9999 | Nonclassifiable Establishments | 0 | 0 | NAICS/SIC Not Provided | NAICS/SIC Not Provided | Waste Handling, Treatment, and Disposal (Remediation or Monitoring) | 1 | 0.026413 | MI0055531 | Lincoln Lake-Lincoln River | 040601010203 | Uncertain, possibly a remediation site |  |  |  | 2023 | 04060100000000 | LINCOLN LAKE |  |  | 0.039758 | NPDES | 0.039758 | 0.061515 | 8992068 | Lincoln River | 3 | 99.234 | 106.394 | 116.878 | 470.867 | 323.239 | 102.074 | 71.1 | 46.834 | 46.431 | 47.914 | 38.912 | 117.035 | 121.464 | QE_10 | 38.912 | 95.1394 | 59.5102 | 242.6259 | 149.6054 | 0.1504 | 95.1394 | 30Q5 Flow | 149.6054 | HM Flow | 59.5102 | 7Q10 Flow |  | 365 | 7.2365e-05 | 0.001216 | 0.00076062 | 0.00048371 | 3 | 4 | 0 | 0 | 39 | 1 | 0 | 0 | 0.788 | 32 | 0 | 0 | 1.5432e-06 | 4.0534e-07 | DMR | [16 empty] | 0.0012578 | 0.021135 | 0.01322 | 0.0084073 | 2.6822e-05 | 7.0451e-06 | NO | NHDPlus
2023 | STP NO. 2 GWCU-LUDINGTON | 110006739789 | MI0055531 | LUDINGTON | MASON | MI |  | 43.9778 | -86.4578 |  | 9999 | Nonclassifiable Establishments | 0 | 0 | NAICS/SIC Not Provided | NAICS/SIC Not Provided | Waste Handling, Treatment, and Disposal (Remediation or Monitoring) | 1 | 0.027437 | MI0055531 | Lincoln Lake-Lincoln River | 040601010203 | Uncertain, possibly a remediation site |  |  |  | 2023 | 04060100000000 | LINCOLN LAKE |  |  | 0.039758 | NPDES | 0.039758 | 0.061515 | 8992068 | Lincoln River | 3 | 99.234 | 106.394 | 116.878 | 470.867 | 323.239 | 102.074 | 71.1 | 46.834 | 46.431 | 47.914 | 38.912 | 117.035 | 121.464 | QE_10 | 38.912 | 95.1394 | 59.5102 | 242.6259 | 149.6054 | 0.1504 | 95.1394 | 30Q5 Flow | 149.6054 | HM Flow | 59.5102 | 7Q10 Flow |  | 365 | 7.5171e-05 | 0.0012632 | 0.00079012 | 0.00050246 | 3 | 4 | 0 | 0 | 39 | 1 | 0 | 0 | 0.788 | 32 | 0 | 0 | 1.603e-06 | 4.2105e-07 | DMR | [16 empty] | 0.0013065 | 0.021955 | 0.013733 | 0.0087333 | 2.7862e-05 | 7.3183e-06 | NO | NHDPlus
2019 | KELSEY-HAYES MILFORD GWCU | 110003597395 | MI0055883 | MILFORD | OAKLAND | MI |  | 42.5916 | -83.6026 |  | 1799 | Special Trade Contractors, Nec | 562910 | Remediation Services | IS47 | Services | Waste Handling, Treatment, and Disposal (Remediation or Monitoring) | 1 | 0.28252 | MI0055883 | Pettibone Creek | 040900050104 | Uncertain, possibly a remediation site |  |  |  | 2023 | 04090010000000 | MILL POND |  |  | 0.32438 | NPDES | 0.32438 | 0.5019 | 13173555 | Huron River | 4 | 80.692 | 30.575 | 34.099 | 509.596 | 279.494 | 98.75 | 71.53 | 48.172 | 44.218 | 48.911 | 43.045 | 31.231 | 34.571 | QE_01 | 30.575 | 74.7555 | 46.3648 | 197.291 | 118.2004 | 1.2271 | 74.7555 | 30Q5 Flow | 118.2004 | HM Flow | 46.3648 | 7Q10 Flow |  | 365 | 0.00077402 | 0.016694 | 0.010354 | 0.0065483 | 3 | 4 | 0 | 0 | 39 | 1 | 0 | 0 | 0.788 | 32 | 0 | 0 | 2.1185e-05 | 5.5647e-06 | DMR | [16 empty] | 0.013453 | 0.29016 | 0.17996 | 0.11382 | 0.00036822 | 9.672e-05 | NO | NHDPlus
2020 | KELSEY-HAYES MILFORD GWCU | 110003597395 | MI0055883 | MILFORD | OAKLAND | MI |  | 42.5916 | -83.6026 |  | 1799 | Special Trade Contractors, Nec | 562910 | Remediation Services | IS47 | Services | Waste Handling, Treatment, and Disposal (Remediation or Monitoring) | 1 | 0.095097 | MI0055883 | Pettibone Creek | 040900050104 | Uncertain, possibly a remediation site |  |  |  | 2023 | 04090010000000 | MILL POND |  |  | 0.32438 | NPDES | 0.32438 | 0.5019 | 13173555 | Huron River | 4 | 80.692 | 30.575 | 34.099 | 509.596 | 279.494 | 98.75 | 71.53 | 48.172 | 44.218 | 48.911 | 43.045 | 31.231 | 34.571 | QE_01 | 30.575 | 74.7555 | 46.3648 | 197.291 | 118.2004 | 1.2271 | 74.7555 | 30Q5 Flow | 118.2004 | HM Flow | 46.3648 | 7Q10 Flow |  | 365 | 0.00026054 | 0.0056193 | 0.0034852 | 0.0022042 | 3 | 4 | 0 | 0 | 39 | 1 | 0 | 0 | 0.788 | 32 | 0 | 0 | 7.1311e-06 | 1.8731e-06 | DMR | [16 empty] | 0.0045284 | 0.097669 | 0.060576 | 0.038311 | 0.00012395 | 3.2556e-05 | NO | NHDPlus
2021 | KELSEY-HAYES MILFORD GWCU | 110003597395 | MI0055883 | MILFORD | OAKLAND | MI |  | 42.5916 | -83.6026 |  | 1799 | Special Trade Contractors, Nec | 562910 | Remediation Services | IS47 | Services | Waste Handling, Treatment, and Disposal (Remediation or Monitoring) | 1 | 0.25481 | MI0055883 | Pettibone Creek | 040900050104 | Uncertain, possibly a remediation site |  |  |  | 2023 | 04090010000000 | MILL POND |  |  | 0.32438 | NPDES | 0.32438 | 0.5019 | 13173555 | Huron River | 4 | 80.692 | 30.575 | 34.099 | 509.596 | 279.494 | 98.75 | 71.53 | 48.172 | 44.218 | 48.911 | 43.045 | 31.231 | 34.571 | QE_01 | 30.575 | 74.7555 | 46.3648 | 197.291 | 118.2004 | 1.2271 | 74.7555 | 30Q5 Flow | 118.2004 | HM Flow | 46.3648 | 7Q10 Flow |  | 365 | 0.0006981 | 0.015057 | 0.0093384 | 0.0059061 | 3 | 4 | 0 | 0 | 39 | 1 | 0 | 0 | 0.788 | 32 | 0 | 0 | 1.9107e-05 | 5.0189e-06 | DMR | [16 empty] | 0.012134 | 0.2617 | 0.16231 | 0.10265 | 0.00033211 | 8.7233e-05 | NO | NHDPlus
2022 | KELSEY-HAYES MILFORD GWCU | 110003597395 | MI0055883 | MILFORD | OAKLAND | MI |  | 42.5916 | -83.6026 |  | 1799 | Special Trade Contractors, Nec | 562910 | Remediation Services | IS47 | Services | Waste Handling, Treatment, and Disposal (Remediation or Monitoring) | 1 | 0.25226 | MI0055883 | Pettibone Creek | 040900050104 | Uncertain, possibly a remediation site |  |  |  | 2023 | 04090010000000 | MILL POND |  |  | 0.32438 | NPDES | 0.32438 | 0.5019 | 13173555 | Huron River | 4 | 80.692 | 30.575 | 34.099 | 509.596 | 279.494 | 98.75 | 71.53 | 48.172 | 44.218 | 48.911 | 43.045 | 31.231 | 34.571 | QE_01 | 30.575 | 74.7555 | 46.3648 | 197.291 | 118.2004 | 1.2271 | 74.7555 | 30Q5 Flow | 118.2004 | HM Flow | 46.3648 | 7Q10 Flow |  | 365 | 0.00069112 | 0.014906 | 0.0092451 | 0.005847 | 3 | 4 | 0 | 0 | 39 | 1 | 0 | 0 | 0.788 | 32 | 0 | 0 | 1.8916e-05 | 4.9687e-06 | DMR | [16 empty] | 0.012012 | 0.25908 | 0.16069 | 0.10163 | 0.00032878 | 8.6361e-05 | NO | NHDPlus
2023 | KELSEY-HAYES MILFORD GWCU | 110003597395 | MI0055883 | MILFORD | OAKLAND | MI |  | 42.5916 | -83.6026 |  | 1799 | Special Trade Contractors, Nec | 562910 | Remediation Services | IS47 | Services | Waste Handling, Treatment, and Disposal (Remediation or Monitoring) | 1 | 0.22491 | MI0055883 | Pettibone Creek | 040900050104 | Uncertain, possibly a remediation site |  |  |  | 2023 | 04090010000000 | MILL POND |  |  | 0.32438 | NPDES | 0.32438 | 0.5019 | 13173555 | Huron River | 4 | 80.692 | 30.575 | 34.099 | 509.596 | 279.494 | 98.75 | 71.53 | 48.172 | 44.218 | 48.911 | 43.045 | 31.231 | 34.571 | QE_01 | 30.575 | 74.7555 | 46.3648 | 197.291 | 118.2004 | 1.2271 | 74.7555 | 30Q5 Flow | 118.2004 | HM Flow | 46.3648 | 7Q10 Flow |  | 365 | 0.0006162 | 0.01329 | 0.0082429 | 0.0052132 | 3 | 4 | 0 | 0 | 39 | 1 | 0 | 0 | 0.788 | 32 | 0 | 0 | 1.6866e-05 | 4.4301e-06 | DMR | [16 empty] | 0.01071 | 0.231 | 0.14327 | 0.09061 | 0.00029314 | 7.6999e-05 | NO | NHDPlus
2021 | EGLE-RRD-GREGORY-MAIN ST GWCU | 110016695272 | MI0057392 | GREGORY | LIVINGSTON | MI |  | 42.4561 | -84.0842 |  | 9511 | Air, Water, and Solid Waste Management | 924110 | Administration of Air and Water Resource and Solid Waste Management Programs | IS47 | Services | Waste Handling, Treatment, and Disposal (Remediation or Monitoring) | 1 | 0.013128 | MI0057392 | Middle Portage Creek | 040900050305 | GWCU and SIC indicate groundwater cleanup |  |  |  | 2023 | 04090010000000 | PORTAGE CREEK, UNNAMED TRIBUTARY TO PORTAGE RIVER |  |  | 0.016208 | NPDES | 0.016208 | 0.025078 | 13177069 |  | 1 | 1.201 | 0.79 | 1.025 | 35.519 | 5.032 | 1.587 | 1.191 | 0.648 | 0.618 | 0.809 | 1.052 | 0.596 | 0.832 | QE_11 | 0.596 | 1.4572 | 0.78681 | 2.9364 | 1.7025 | 0.061315 | 1.4572 | 30Q5 Flow | 1.7025 | HM Flow | 0.78681 | 7Q10 Flow |  | 365 | 3.5966e-05 | 0.045711 | 0.024682 | 0.021125 | 3 | 4 | 0 | 0 | 39 | 1 | 0 | 0 | 0.788 | 32 | 0 | 0 | 5.8009e-05 | 1.5237e-05 | DMR | [16 empty] | 0.00062513 | 0.79451 | 0.42899 | 0.36717 | 0.0010083 | 0.00026484 | NO | NHDPlus
2022 | EGLE-RRD-GREGORY-MAIN ST GWCU | 110016695272 | MI0057392 | GREGORY | LIVINGSTON | MI |  | 42.4561 | -84.0842 |  | 9511 | Air, Water, and Solid Waste Management | 924110 | Administration of Air and Water Resource and Solid Waste Management Programs | IS47 | Services | Waste Handling, Treatment, and Disposal (Remediation or Monitoring) | 1 | 0.011822 | MI0057392 | Middle Portage Creek | 040900050305 | GWCU and SIC indicate groundwater cleanup |  |  |  | 2023 | 04090010000000 | PORTAGE CREEK, UNNAMED TRIBUTARY TO PORTAGE RIVER |  |  | 0.016208 | NPDES | 0.016208 | 0.025078 | 13177069 |  | 1 | 1.201 | 0.79 | 1.025 | 35.519 | 5.032 | 1.587 | 1.191 | 0.648 | 0.618 | 0.809 | 1.052 | 0.596 | 0.832 | QE_11 | 0.596 | 1.4572 | 0.78681 | 2.9364 | 1.7025 | 0.061315 | 1.4572 | 30Q5 Flow | 1.7025 | HM Flow | 0.78681 | 7Q10 Flow |  | 365 | 3.2388e-05 | 0.041163 | 0.022226 | 0.019023 | 3 | 4 | 0 | 0 | 39 | 1 | 0 | 0 | 0.788 | 32 | 0 | 0 | 5.2237e-05 | 1.3721e-05 | DMR | [16 empty] | 0.00056293 | 0.71545 | 0.38631 | 0.33064 | 0.00090794 | 0.00023848 | NO | NHDPlus
2023 | EGLE-RRD-GREGORY-MAIN ST GWCU | 110016695272 | MI0057392 | GREGORY | LIVINGSTON | MI |  | 42.4561 | -84.0842 |  | 9511 | Air, Water, and Solid Waste Management | 924110 | Administration of Air and Water Resource and Solid Waste Management Programs | IS47 | Services | Waste Handling, Treatment, and Disposal (Remediation or Monitoring) | 1 | 0.011171 | MI0057392 | Middle Portage Creek | 040900050305 | GWCU and SIC indicate groundwater cleanup |  |  |  | 2023 | 04090010000000 | PORTAGE CREEK, UNNAMED TRIBUTARY TO PORTAGE RIVER |  |  | 0.016208 | NPDES | 0.016208 | 0.025078 | 13177069 |  | 1 | 1.201 | 0.79 | 1.025 | 35.519 | 5.032 | 1.587 | 1.191 | 0.648 | 0.618 | 0.809 | 1.052 | 0.596 | 0.832 | QE_11 | 0.596 | 1.4572 | 0.78681 | 2.9364 | 1.7025 | 0.061315 | 1.4572 | 30Q5 Flow | 1.7025 | HM Flow | 0.78681 | 7Q10 Flow |  | 365 | 3.0607e-05 | 0.038899 | 0.021004 | 0.017977 | 3 | 4 | 0 | 0 | 39 | 1 | 0 | 0 | 0.788 | 32 | 0 | 0 | 4.9365e-05 | 1.2966e-05 | DMR | [16 empty] | 0.00053197 | 0.67611 | 0.36506 | 0.31246 | 0.00085801 | 0.00022537 | NO | NHDPlus
2019 | ROBERT BOSCH CORPORATION CHASSIS DIVISION | 110000409406 | MI0058659 | SAINT JOSEPH | BERRIEN | MI |  | 42.0495 | -86.5119 |  | 3321 | Gray and Ductile Iron Foundries | 331511 | Iron Foundries | IS38 | Primary Metal Manufacturing | Waste Handling, Treatment, and Disposal (Remediation or Monitoring) | 1 | 0.012397 | MI0058659 | Hickory Creek | 040500012607 | 2022 TRI contains 1 chemical Lead |  |  |  | 2023 | 04050000000000 | HICKORY CREEK |  |  | 0.013626 | NPDES | 0.013626 | 0.021083 | 12257052 | Hickory Creek | 3 | 56.731 | 77.288 | 111.02 | 537.206 | 136.009 | 47.042 | 34.023 | 22.456 | 21.152 | 24.913 | 21.954 | 62.371 | 88.752 | QE_08 | 21.152 | 51.7164 | 31.6622 | 138.7066 | 81.0602 | 0.051548 | 51.7164 | 30Q5 Flow | 81.0602 | HM Flow | 31.6622 | 7Q10 Flow |  | 365 | 3.3963e-05 | 0.0010727 | 0.00065673 | 0.00041899 | 3 | 4 | 0 | 0 | 39 | 1 | 0 | 0 | 0.788 | 32 | 0 | 0 | 1.3613e-06 | 3.5756e-07 | DMR | [16 empty] | 0.00059032 | 0.018644 | 0.011415 | 0.0072824 | 2.366e-05 | 6.2147e-06 | NO | NHDPlus
2020 | ROBERT BOSCH CORPORATION CHASSIS DIVISION | 110000409406 | MI0058659 | SAINT JOSEPH | BERRIEN | MI |  | 42.0495 | -86.5119 |  | 3321 | Gray and Ductile Iron Foundries | 331511 | Iron Foundries | IS38 | Primary Metal Manufacturing | Waste Handling, Treatment, and Disposal (Remediation or Monitoring) | 1 | 0.0075539 | MI0058659 | Hickory Creek | 040500012607 | 2022 TRI contains 1 chemical Lead |  |  |  | 2023 | 04050000000000 | HICKORY CREEK |  |  | 0.013626 | NPDES | 0.013626 | 0.021083 | 12257052 | Hickory Creek | 3 | 56.731 | 77.288 | 111.02 | 537.206 | 136.009 | 47.042 | 34.023 | 22.456 | 21.152 | 24.913 | 21.954 | 62.371 | 88.752 | QE_08 | 21.152 | 51.7164 | 31.6622 | 138.7066 | 81.0602 | 0.051548 | 51.7164 | 30Q5 Flow | 81.0602 | HM Flow | 31.6622 | 7Q10 Flow |  | 365 | 2.0696e-05 | 0.00065364 | 0.00040017 | 0.00025531 | 3 | 4 | 0 | 0 | 39 | 1 | 0 | 0 | 0.788 | 32 | 0 | 0 | 8.2949e-07 | 2.1788e-07 | DMR | [16 empty] | 0.00035971 | 0.011361 | 0.0069554 | 0.0044375 | 1.4417e-05 | 3.7869e-06 | NO | NHDPlus
2021 | ROBERT BOSCH CORPORATION CHASSIS DIVISION | 110000409406 | MI0058659 | SAINT JOSEPH | BERRIEN | MI |  | 42.0495 | -86.5119 |  | 3321 | Gray and Ductile Iron Foundries | 331511 | Iron Foundries | IS38 | Primary Metal Manufacturing | Waste Handling, Treatment, and Disposal (Remediation or Monitoring) | 1 | 0.007977 | MI0058659 | Hickory Creek | 040500012607 | 2022 TRI contains 1 chemical Lead |  |  |  | 2023 | 04050000000000 | HICKORY CREEK |  |  | 0.013626 | NPDES | 0.013626 | 0.021083 | 12257052 | Hickory Creek | 3 | 56.731 | 77.288 | 111.02 | 537.206 | 136.009 | 47.042 | 34.023 | 22.456 | 21.152 | 24.913 | 21.954 | 62.371 | 88.752 | QE_08 | 21.152 | 51.7164 | 31.6622 | 138.7066 | 81.0602 | 0.051548 | 51.7164 | 30Q5 Flow | 81.0602 | HM Flow | 31.6622 | 7Q10 Flow |  | 365 | 2.1855e-05 | 0.00069025 | 0.00042259 | 0.00026961 | 3 | 4 | 0 | 0 | 39 | 1 | 0 | 0 | 0.788 | 32 | 0 | 0 | 8.7595e-07 | 2.3008e-07 | DMR | [16 empty] | 0.00037986 | 0.011997 | 0.007345 | 0.0046861 | 1.5225e-05 | 3.9991e-06 | NO | NHDPlus
2022 | ROBERT BOSCH CORPORATION CHASSIS DIVISION | 110000409406 | MI0058659 | SAINT JOSEPH | BERRIEN | MI |  | 42.0495 | -86.5119 |  | 3321 | Gray and Ductile Iron Foundries | 331511 | Iron Foundries | IS38 | Primary Metal Manufacturing | Waste Handling, Treatment, and Disposal (Remediation or Monitoring) | 1 | 0.010509 | MI0058659 | Hickory Creek | 040500012607 | 2022 TRI contains 1 chemical Lead |  |  |  | 2023 | 04050000000000 | HICKORY CREEK |  |  | 0.013626 | NPDES | 0.013626 | 0.021083 | 12257052 | Hickory Creek | 3 | 56.731 | 77.288 | 111.02 | 537.206 | 136.009 | 47.042 | 34.023 | 22.456 | 21.152 | 24.913 | 21.954 | 62.371 | 88.752 | QE_08 | 21.152 | 51.7164 | 31.6622 | 138.7066 | 81.0602 | 0.051548 | 51.7164 | 30Q5 Flow | 81.0602 | HM Flow | 31.6622 | 7Q10 Flow |  | 365 | 2.8792e-05 | 0.00090934 | 0.00055673 | 0.00035519 | 3 | 4 | 0 | 0 | 39 | 1 | 0 | 0 | 0.788 | 32 | 0 | 0 | 1.154e-06 | 3.0311e-07 | DMR | [16 empty] | 0.00050043 | 0.015805 | 0.0096764 | 0.0061735 | 2.0057e-05 | 5.2684e-06 | NO | NHDPlus
2023 | ROBERT BOSCH CORPORATION CHASSIS DIVISION | 110000409406 | MI0058659 | SAINT JOSEPH | BERRIEN | MI |  | 42.0495 | -86.5119 |  | 3321 | Gray and Ductile Iron Foundries | 331511 | Iron Foundries | IS38 | Primary Metal Manufacturing | Waste Handling, Treatment, and Disposal (Remediation or Monitoring) | 1 | 0.0094573 | MI0058659 | Hickory Creek | 040500012607 | 2022 TRI contains 1 chemical Lead |  |  |  | 2023 | 04050000000000 | HICKORY CREEK |  |  | 0.013626 | NPDES | 0.013626 | 0.021083 | 12257052 | Hickory Creek | 3 | 56.731 | 77.288 | 111.02 | 537.206 | 136.009 | 47.042 | 34.023 | 22.456 | 21.152 | 24.913 | 21.954 | 62.371 | 88.752 | QE_08 | 21.152 | 51.7164 | 31.6622 | 138.7066 | 81.0602 | 0.051548 | 51.7164 | 30Q5 Flow | 81.0602 | HM Flow | 31.6622 | 7Q10 Flow |  | 365 | 2.591e-05 | 0.00081834 | 0.00050101 | 0.00031964 | 3 | 4 | 0 | 0 | 39 | 1 | 0 | 0 | 0.788 | 32 | 0 | 0 | 1.0385e-06 | 2.7278e-07 | DMR | [16 empty] | 0.00045035 | 0.014224 | 0.008708 | 0.0055557 | 1.805e-05 | 4.7412e-06 | NO | NHDPlus
2019 | GOULD ELECTRONICS-HOWELL GWCU | 110003614358 | MI0059987 | HOWELL | LIVINGSTON | MI |  | 42.6065 | -83.9215 |  | 4959 | Sanitary Services, Nec | 562998 | All Other Miscellaneous Waste Management Services | IS47 | Services | Waste Handling, Treatment, and Disposal (Remediation or Monitoring) | 1 | 0.041548 | MI0059987 | Bogue Creek | 040802030104 | GWCU is abbreviation for groundwater control unit |  |  |  | 2023 | 04080200000000 | THOMPSON LAKE |  |  | 0.024167 | NPDES | 0.024167 | 0.037391 | 13031675 |  | 2 | 7.61 | 2.248 | 2.885 | 122.114 | 32.241 | 10.179 | 7.495 | 4.239 | 4.239 | 5.021 | 5.152 | 2.139 | 2.477 | QE_11 | 2.139 | 5.2298 | 2.9537 | 18.6064 | 8.4624 | 0.091421 | 5.2298 | 30Q5 Flow | 8.4624 | HM Flow | 2.9537 | 7Q10 Flow |  | 365 | 0.00011383 | 0.038538 | 0.021766 | 0.013451 | 3 | 4 | 0 | 0 | 39 | 1 | 0 | 0 | 0.788 | 32 | 0 | 0 | 4.8906e-05 | 1.2846e-05 | DMR | [16 empty] | 0.0019785 | 0.66982 | 0.37831 | 0.2338 | 0.00085003 | 0.00022327 | NO | NHDPlus
2020 | GOULD ELECTRONICS-HOWELL GWCU | 110003614358 | MI0059987 | HOWELL | LIVINGSTON | MI |  | 42.6065 | -83.9215 |  | 4959 | Sanitary Services, Nec | 562998 | All Other Miscellaneous Waste Management Services | IS47 | Services | Waste Handling, Treatment, and Disposal (Remediation or Monitoring) | 1 | 0.029413 | MI0059987 | Bogue Creek | 040802030104 | GWCU is abbreviation for groundwater control unit |  |  |  | 2023 | 04080200000000 | THOMPSON LAKE |  |  | 0.024167 | NPDES | 0.024167 | 0.037391 | 13031675 |  | 2 | 7.61 | 2.248 | 2.885 | 122.114 | 32.241 | 10.179 | 7.495 | 4.239 | 4.239 | 5.021 | 5.152 | 2.139 | 2.477 | QE_11 | 2.139 | 5.2298 | 2.9537 | 18.6064 | 8.4624 | 0.091421 | 5.2298 | 30Q5 Flow | 8.4624 | HM Flow | 2.9537 | 7Q10 Flow |  | 365 | 8.0584e-05 | 0.027282 | 0.015409 | 0.0095226 | 3 | 4 | 0 | 0 | 39 | 1 | 0 | 0 | 0.788 | 32 | 0 | 0 | 3.4622e-05 | 9.0941e-06 | DMR | [16 empty] | 0.0014006 | 0.47419 | 0.26782 | 0.16551 | 0.00060176 | 0.00015806 | NO | NHDPlus
2021 | GOULD ELECTRONICS-HOWELL GWCU | 110003614358 | MI0059987 | HOWELL | LIVINGSTON | MI |  | 42.6065 | -83.9215 |  | 4959 | Sanitary Services, Nec | 562998 | All Other Miscellaneous Waste Management Services | IS47 | Services | Waste Handling, Treatment, and Disposal (Remediation or Monitoring) | 1 | 0.035091 | MI0059987 | Bogue Creek | 040802030104 | GWCU is abbreviation for groundwater control unit |  |  |  | 2023 | 04080200000000 | THOMPSON LAKE |  |  | 0.024167 | NPDES | 0.024167 | 0.037391 | 13031675 |  | 2 | 7.61 | 2.248 | 2.885 | 122.114 | 32.241 | 10.179 | 7.495 | 4.239 | 4.239 | 5.021 | 5.152 | 2.139 | 2.477 | QE_11 | 2.139 | 5.2298 | 2.9537 | 18.6064 | 8.4624 | 0.091421 | 5.2298 | 30Q5 Flow | 8.4624 | HM Flow | 2.9537 | 7Q10 Flow |  | 365 | 9.614e-05 | 0.032549 | 0.018383 | 0.011361 | 3 | 4 | 0 | 0 | 39 | 1 | 0 | 0 | 0.788 | 32 | 0 | 0 | 4.1305e-05 | 1.085e-05 | DMR | [16 empty] | 0.001671 | 0.56573 | 0.31951 | 0.19746 | 0.00071793 | 0.00018858 | NO | NHDPlus
2022 | GOULD ELECTRONICS-HOWELL GWCU | 110003614358 | MI0059987 | HOWELL | LIVINGSTON | MI |  | 42.6065 | -83.9215 |  | 4959 | Sanitary Services, Nec | 562998 | All Other Miscellaneous Waste Management Services | IS47 | Services | Waste Handling, Treatment, and Disposal (Remediation or Monitoring) | 1 | 0.016376 | MI0059987 | Bogue Creek | 040802030104 | GWCU is abbreviation for groundwater control unit |  |  |  | 2023 | 04080200000000 | THOMPSON LAKE |  |  | 0.024167 | NPDES | 0.024167 | 0.037391 | 13031675 |  | 2 | 7.61 | 2.248 | 2.885 | 122.114 | 32.241 | 10.179 | 7.495 | 4.239 | 4.239 | 5.021 | 5.152 | 2.139 | 2.477 | QE_11 | 2.139 | 5.2298 | 2.9537 | 18.6064 | 8.4624 | 0.091421 | 5.2298 | 30Q5 Flow | 8.4624 | HM Flow | 2.9537 | 7Q10 Flow |  | 365 | 4.4865e-05 | 0.015189 | 0.0085787 | 0.0053017 | 3 | 4 | 0 | 0 | 39 | 1 | 0 | 0 | 0.788 | 32 | 0 | 0 | 1.9276e-05 | 5.0631e-06 | DMR | [16 empty] | 0.0007798 | 0.264 | 0.14911 | 0.092149 | 0.00033503 | 8.8002e-05 | NO | NHDPlus
2023 | GOULD ELECTRONICS-HOWELL GWCU | 110003614358 | MI0059987 | HOWELL | LIVINGSTON | MI |  | 42.6065 | -83.9215 |  | 4959 | Sanitary Services, Nec | 562998 | All Other Miscellaneous Waste Management Services | IS47 | Services | Waste Handling, Treatment, and Disposal (Remediation or Monitoring) | 1 | 0.018011 | MI0059987 | Bogue Creek | 040802030104 | GWCU is abbreviation for groundwater control unit |  |  |  | 2023 | 04080200000000 | THOMPSON LAKE |  |  | 0.024167 | NPDES | 0.024167 | 0.037391 | 13031675 |  | 2 | 7.61 | 2.248 | 2.885 | 122.114 | 32.241 | 10.179 | 7.495 | 4.239 | 4.239 | 5.021 | 5.152 | 2.139 | 2.477 | QE_11 | 2.139 | 5.2298 | 2.9537 | 18.6064 | 8.4624 | 0.091421 | 5.2298 | 30Q5 Flow | 8.4624 | HM Flow | 2.9537 | 7Q10 Flow |  | 365 | 4.9345e-05 | 0.016706 | 0.0094354 | 0.0058312 | 3 | 4 | 0 | 0 | 39 | 1 | 0 | 0 | 0.788 | 32 | 0 | 0 | 2.1201e-05 | 5.5687e-06 | DMR | [16 empty] | 0.00085767 | 0.29037 | 0.164 | 0.10135 | 0.00036849 | 9.679e-05 | NO | NHDPlus
2019 | WAYLAND RECYCLING SITE-RRD | 110070389730 | MI0060251 | WAYLAND | ALLEGAN COUNTY | MI |  | 42.6776 | -85.6541 | [5 empty] | NAICS/SIC Not Provided | NAICS/SIC Not Provided | Waste Handling, Treatment, and Disposal (Remediation or Monitoring) | 1 | 0.1372 | MI0060251 | Buskirk Creek-Rabbit River | 040500030805 | Name indicates recycling site | [36 empty] | Permit Lookup Failed |  |  |  | Permit Lookup Failed | EffluentConc | 365 | 0.00037589 | 4.8 | 4.8 | 4.8 | 3 | 4 | 0 | 0 | 39 | 1 | 0 | 0 | 0.788 | 32 | 0 | 0 | 0.0060914 | 0.0016 | DMR | [16 empty] | 0.0065333 | 4.8 |  |  | 0.0060914 | 0.0016 | NO | Effluent
2023 | EGLE-RRD-STAR WATCHCASE GWCU | 110071223319 | MI0060285 | LUDINGTON | MASON COUNTY | MI |  | 43.9535 | -86.4514 |  | 3873 | Watches, Clocks, Watchcases, and Parts | 334519 | Other Measuring and Controlling Device Manufacturing | IS41 | Computer and Electronic Product Manufacturing | Waste Handling, Treatment, and Disposal (Remediation or Monitoring) | 1 | 0.051597 | MI0060285 | Pere Marquette Lake-Pere Marquette River | 040601010509 | GWCU is abbreviation for groundwater control unit | [15 empty] | 849 | 868 | 903 | 1254 | 1267 | 888 | 763 | 592 | 579 | 658 | 692 | 845 | 914 | [7 empty] | 1416.5677 | Permit Lookup Failed | 1933.086 |  | 974.4373 | Permit Lookup Failed | Pere Marquette River (04060101008729) | 365 | 0.00014136 | 0.00014507 | 9.9791e-05 | 7.3127e-05 | 3 | 4 | 0 | 0 | 39 | 1 | 0 | 0 | 0.788 | 32 | 0 | 0 | 1.841e-07 | 4.8357e-08 | DMR | [16 empty] | 0.002457 | 0.0025214 | 0.0017345 | 0.001271 | 3.1998e-06 | 8.4048e-07 | NO | Surrogate NHDPlus
2021 | FORMER NAVAL INDUSTRIAL RESERVE ORDNANCE PLANT | 110035765794 | MNG790159 | FRIDLEY | ANOKA | MN |  | 45.0555 | -93.2798 |  | 3489 | Ordnance and Accessories, Nec | 332994 | Small Arms, Ordnance, and Ordnance Accessories Manufacturing | IS39 | Fabricated Metal Product Manufacturing | Waste Handling, Treatment, and Disposal (Remediation or Monitoring) | 1 | 0.0059162 | MNG790159 | Durnam Island-Mississippi River | 070102060702 | Name indicates location was formerly a facility |  |  |  | 2023 | 07010210000000 | MISSISSIPPI RIVER | 1.44 | 1.44 | 0.75801 | NPDES | 1.44 | 2.228 | 1100800 | Mississippi River | 7 | 9982.556 | 5454.137 | 5244.374 | 10308.73 | 19943.896 | 16806.884 | 11944.139 | 10618.022 | 7045.492 | 7011.525 | 8484.542 | 9210.052 | 6617.763 | QE_02 | 5244.374 | 12822.4303 | 9531.5584 | 24407.2274 | 21831.9293 | 5.4475 | 12822.4303 | 30Q5 Flow | 21831.9293 | HM Flow | 9531.5584 | 7Q10 Flow |  | 365 | 1.6209e-05 | 1.7005e-06 | 1.2641e-06 | 7.4243e-07 | 3 | 4 | 0 | 0 | 39 | 1 | 0 | 0 | 0.788 | 32 | 0 | 0 | 2.158e-09 | 5.6684e-10 | DMR | [16 empty] | 0.00028172 | 2.9557e-05 | 2.1971e-05 | 1.2904e-05 | 3.7509e-08 | 9.8523e-09 | NO | NHDPlus
2022 | CENTRAL CITY TUNNEL | 110067874312 | MNG790264 | MINNEAPOLIS | HENNEPIN | MN |  | 44.98 | -93.2641 |  | 1799 | Special Trade Contractors, Nec | 562910 | Remediation Services | IS47 | Services | Waste Handling, Treatment, and Disposal (Remediation or Monitoring) | 1 | 0.77983 | MNG790264 | Saint Anthony Falls-Mississippi River | 070102060703 | Uncertain, possibly a remediation site | [36 empty] | Permit Lookup Failed |  |  |  | Permit Lookup Failed | EffluentConc | 365 | 0.0021365 | 1.1 | 1.1 | 1.1 | 3 | 4 | 0 | 0 | 39 | 1 | 0 | 0 | 0.788 | 32 | 0 | 0 | 0.0013959 | 0.00036667 | DMR | [16 empty] | 0.037135 | 1.1 |  |  | 0.0013959 | 0.00036667 | NO | Effluent
2023 | CENTRAL CITY TUNNEL | 110067874312 | MNG790264 | MINNEAPOLIS | HENNEPIN | MN |  | 44.98 | -93.2641 |  | 1799 | Special Trade Contractors, Nec | 562910 | Remediation Services | IS47 | Services | Waste Handling, Treatment, and Disposal (Remediation or Monitoring) | 1 | 0.22525 | MNG790264 | Saint Anthony Falls-Mississippi River | 070102060703 | Uncertain, possibly a remediation site | [36 empty] | Permit Lookup Failed |  |  |  | Permit Lookup Failed | EffluentConc | 365 | 0.00061713 | 1.1 | 1.1 | 1.1 | 3 | 4 | 0 | 0 | 39 | 1 | 0 | 0 | 0.788 | 32 | 0 | 0 | 0.0013959 | 0.00036667 | DMR | [16 empty] | 0.010726 | 1.1 |  |  | 0.0013959 | 0.00036667 | NO | Effluent
2023 | WESTINGHOUSE ELECTRIC CO. L.L.C. | 110000440416 | MO0000761 | HEMATITE | JEFFERSON | MO |  | 38.2092 | -90.4769 |  | 1795 | Wrecking and Demolition Work | 238910 | Site Preparation Contractors | IS5 | Construction | Waste Handling, Treatment, and Disposal (Remediation or Monitoring) | 1 | 0.00015905 | MO0000761 | Middle Joachim Creek | 071401010802 | NAICS sounds like Groundwater Remediation or Groundwater/Surfacewater monitoring | MO0000761 |  |  | 2023 | 07140100000000 | TRIBUTARY TO JOACHIM CREEK |  |  | 0.00023 | NPDES | 0.00023 | 0.00035586 | 3627483 |  | 1 | 1.389 | 2.161 | 2.607 | 32.15 | 3.872 | 1.469 | 0.756 | 0.387 | 0.218 | 0.355 | 0.337 | 2.704 | 1.619 | QE_08 | 0.218 | 0.53301 | 0.27778 | 3.3961 | 1.0265 | 0.00087008 | 0.53301 | 30Q5 Flow | 1.0265 | HM Flow | 0.27778 | 7Q10 Flow | EffluentConc | 365 | 4.3574e-07 | 1 | 1 | 1 | 3 | 4 | 0 | 0 | 39 | 1 | 0 | 0 | 0.788 | 32 | 0 | 0 | 0.001269 | 0.00033333 | DMR | [16 empty] | 7.5736e-06 | 1 | 0.014209 | 0.0073778 | 0.001269 | 0.00033333 | NO | Effluent
2020 | BAYER CROPSCIENCE | 110000443226 | MO0002526 | KANSAS CITY | JACKSON | MO |  | 38.9697 | -94.4659 |  | 2879 | Agricultural Chemicals, Nec | 325320 | Pesticide and Other Agricultural Chemical Manufacturing | IS25 | Pesticide, Fertilizer, and Other Agricultural Chemical Manufacturing | Waste Handling, Treatment, and Disposal (Remediation or Monitoring) | 1 | 3.3142 | MO0002526 | Little Cedar Creek-Little Blue River | 1.03E+11 | 2022 TRI reports chloroform as byproduct |  |  |  | 2023 | 1.03E+13 | BLUE RIVER, TRIBUTARY TO BLUE R. |  |  | 0.44083 | NPDES | 0.44083 | 0.68207 | 4391195 | Blue River | 5 | 253.758 | 174.336 | 243.466 | 331.376 | 367.054 | 438.202 | 339.232 | 193.428 | 106.344 | 246.044 | 179.04 | 229.647 | 231.544 | QE_08 | 106.344 | 260.0098 | 168.4963 | 620.4352 | 414.3055 | 1.6677 | 260.0098 | 30Q5 Flow | 414.3055 | HM Flow | 168.4963 | 7Q10 Flow |  | 365 | 0.00908 | 0.053888 | 0.034922 | 0.021916 | 3 | 4 | 0 | 0 | 39 | 1 | 0 | 0 | 0.788 | 32 | 0 | 0 | 6.8386e-05 | 1.7963e-05 | DMR | [16 empty] | 0.15782 | 0.93663 | 0.60697 | 0.38092 | 0.0011886 | 0.00031221 | NO | NHDPlus
2021 | BAYER CROPSCIENCE | 110000443226 | MO0002526 | KANSAS CITY | JACKSON | MO |  | 38.9697 | -94.4659 |  | 2879 | Agricultural Chemicals, Nec | 325320 | Pesticide and Other Agricultural Chemical Manufacturing | IS25 | Pesticide, Fertilizer, and Other Agricultural Chemical Manufacturing | Waste Handling, Treatment, and Disposal (Remediation or Monitoring) | 1 | 9.9426 | MO0002526 | Little Cedar Creek-Little Blue River | 1.03E+11 | 2022 TRI reports chloroform as byproduct |  |  |  | 2023 | 1.03E+13 | BLUE RIVER, TRIBUTARY TO BLUE R. |  |  | 0.44083 | NPDES | 0.44083 | 0.68207 | 4391195 | Blue River | 5 | 253.758 | 174.336 | 243.466 | 331.376 | 367.054 | 438.202 | 339.232 | 193.428 | 106.344 | 246.044 | 179.04 | 229.647 | 231.544 | QE_08 | 106.344 | 260.0098 | 168.4963 | 620.4352 | 414.3055 | 1.6677 | 260.0098 | 30Q5 Flow | 414.3055 | HM Flow | 168.4963 | 7Q10 Flow |  | 365 | 0.02724 | 0.16167 | 0.10477 | 0.065749 | 3 | 4 | 0 | 0 | 39 | 1 | 0 | 0 | 0.788 | 32 | 0 | 0 | 0.00020516 | 5.3888e-05 | DMR | [16 empty] | 0.47346 | 2.8099 | 1.8209 | 1.1428 | 0.0035659 | 0.00093663 | NO | NHDPlus
2022 | BAYER CROPSCIENCE | 110000443226 | MO0002526 | KANSAS CITY | JACKSON | MO |  | 38.9697 | -94.4659 |  | 2879 | Agricultural Chemicals, Nec | 325320 | Pesticide and Other Agricultural Chemical Manufacturing | IS25 | Pesticide, Fertilizer, and Other Agricultural Chemical Manufacturing | Waste Handling, Treatment, and Disposal (Remediation or Monitoring) | 1 | 1.6571 | MO0002526 | Little Cedar Creek-Little Blue River | 1.03E+11 | 2022 TRI reports chloroform as byproduct |  |  |  | 2023 | 1.03E+13 | BLUE RIVER, TRIBUTARY TO BLUE R. |  |  | 0.44083 | NPDES | 0.44083 | 0.68207 | 4391195 | Blue River | 5 | 253.758 | 174.336 | 243.466 | 331.376 | 367.054 | 438.202 | 339.232 | 193.428 | 106.344 | 246.044 | 179.04 | 229.647 | 231.544 | QE_08 | 106.344 | 260.0098 | 168.4963 | 620.4352 | 414.3055 | 1.6677 | 260.0098 | 30Q5 Flow | 414.3055 | HM Flow | 168.4963 | 7Q10 Flow |  | 365 | 0.00454 | 0.026944 | 0.017461 | 0.010958 | 3 | 4 | 0 | 0 | 39 | 1 | 0 | 0 | 0.788 | 32 | 0 | 0 | 3.4193e-05 | 8.9814e-06 | DMR | [16 empty] | 0.07891 | 0.46832 | 0.30349 | 0.19046 | 0.00059431 | 0.00015611 | NO | NHDPlus
2023 | BAYER CROPSCIENCE | 110000443226 | MO0002526 | KANSAS CITY | JACKSON | MO |  | 38.9697 | -94.4659 |  | 2879 | Agricultural Chemicals, Nec | 325320 | Pesticide and Other Agricultural Chemical Manufacturing | IS25 | Pesticide, Fertilizer, and Other Agricultural Chemical Manufacturing | Waste Handling, Treatment, and Disposal (Remediation or Monitoring) | 1 | 9.9426 | MO0002526 | Little Cedar Creek-Little Blue River | 1.03E+11 | 2022 TRI reports chloroform as byproduct |  |  |  | 2023 | 1.03E+13 | BLUE RIVER, TRIBUTARY TO BLUE R. |  |  | 0.44083 | NPDES | 0.44083 | 0.68207 | 4391195 | Blue River | 5 | 253.758 | 174.336 | 243.466 | 331.376 | 367.054 | 438.202 | 339.232 | 193.428 | 106.344 | 246.044 | 179.04 | 229.647 | 231.544 | QE_08 | 106.344 | 260.0098 | 168.4963 | 620.4352 | 414.3055 | 1.6677 | 260.0098 | 30Q5 Flow | 414.3055 | HM Flow | 168.4963 | 7Q10 Flow |  | 365 | 0.02724 | 0.16167 | 0.10477 | 0.065749 | 3 | 4 | 0 | 0 | 39 | 1 | 0 | 0 | 0.788 | 32 | 0 | 0 | 0.00020516 | 5.3888e-05 | DMR | [16 empty] | 0.47346 | 2.8099 | 1.8209 | 1.1428 | 0.0035659 | 0.00093663 | NO | NHDPlus
2019 | WASHINGTON WWTP | 110000737123 | MO0025810 | WASHINGTON | FRANKLIN | MO |  | 38.5441 | -90.9626 |  | 4952 | Sewerage Systems | 221320 | Sewage Treatment Facilities | IS4 | Utilities | Waste Handling, Treatment, and Disposal (POTW) | 1 | 25.5732 | MO0025810 | Dubois Creek-Missouri River | 1.03E+11 | NAICS/SIC indication |  |  |  | 2023 | 1.03E+13 | MISSOURI R., TRIBUTARY TO BUSCH CR. |  |  | 1.9992 | NPDES | 1.9992 | 3.0932 | 6010292 | Missouri River | 9 | 96630.222 | 60733.494 | 78962.642 | 108723.547 | 131078.892 | 134425.827 | 127125.255 | 106639.853 | 81782.45 | 79287.523 | 85456.117 | 89718.52 | 78885.568 | QE_01 | 60733.494 | 148492.6504 | 120321.1525 | 236259.7115 | 258975.9875 | 7.5628 | 148492.6504 | 30Q5 Flow | 258975.9875 | HM Flow | 120321.1525 | 7Q10 Flow |  | 365 | 0.070063 | 0.0005823 | 0.00047183 | 0.00027054 | 3 | 4 | 0 | 0 | 39 | 1 | 0 | 0 | 0.788 | 32 | 0 | 0 | 7.3896e-07 | 1.941e-07 | DMR | [16 empty] | 1.2178 | 0.010121 | 0.0082009 | 0.0047022 | 1.2844e-05 | 3.3737e-06 | NO | NHDPlus
2020 | WASHINGTON WWTP | 110000737123 | MO0025810 | WASHINGTON | FRANKLIN | MO |  | 38.5441 | -90.9626 |  | 4952 | Sewerage Systems | 221320 | Sewage Treatment Facilities | IS4 | Utilities | Waste Handling, Treatment, and Disposal (POTW) | 1 | 13.5287 | MO0025810 | Dubois Creek-Missouri River | 1.03E+11 | NAICS/SIC indication |  |  |  | 2023 | 1.03E+13 | MISSOURI R., TRIBUTARY TO BUSCH CR. |  |  | 1.9992 | NPDES | 1.9992 | 3.0932 | 6010292 | Missouri River | 9 | 96630.222 | 60733.494 | 78962.642 | 108723.547 | 131078.892 | 134425.827 | 127125.255 | 106639.853 | 81782.45 | 79287.523 | 85456.117 | 89718.52 | 78885.568 | QE_01 | 60733.494 | 148492.6504 | 120321.1525 | 236259.7115 | 258975.9875 | 7.5628 | 148492.6504 | 30Q5 Flow | 258975.9875 | HM Flow | 120321.1525 | 7Q10 Flow |  | 365 | 0.037065 | 0.00030805 | 0.00024961 | 0.00014312 | 3 | 4 | 0 | 0 | 39 | 1 | 0 | 0 | 0.788 | 32 | 0 | 0 | 3.9093e-07 | 1.0268e-07 | DMR | [16 empty] | 0.64423 | 0.0053542 | 0.0043384 | 0.0024876 | 6.7947e-06 | 1.7847e-06 | NO | NHDPlus
2021 | WASHINGTON WWTP | 110000737123 | MO0025810 | WASHINGTON | FRANKLIN | MO |  | 38.5441 | -90.9626 |  | 4952 | Sewerage Systems | 221320 | Sewage Treatment Facilities | IS4 | Utilities | Waste Handling, Treatment, and Disposal (POTW) | 1 | 18.2694 | MO0025810 | Dubois Creek-Missouri River | 1.03E+11 | NAICS/SIC indication |  |  |  | 2023 | 1.03E+13 | MISSOURI R., TRIBUTARY TO BUSCH CR. |  |  | 1.9992 | NPDES | 1.9992 | 3.0932 | 6010292 | Missouri River | 9 | 96630.222 | 60733.494 | 78962.642 | 108723.547 | 131078.892 | 134425.827 | 127125.255 | 106639.853 | 81782.45 | 79287.523 | 85456.117 | 89718.52 | 78885.568 | QE_01 | 60733.494 | 148492.6504 | 120321.1525 | 236259.7115 | 258975.9875 | 7.5628 | 148492.6504 | 30Q5 Flow | 258975.9875 | HM Flow | 120321.1525 | 7Q10 Flow |  | 365 | 0.050053 | 0.000416 | 0.00033708 | 0.00019327 | 3 | 4 | 0 | 0 | 39 | 1 | 0 | 0 | 0.788 | 32 | 0 | 0 | 5.2792e-07 | 1.3867e-07 | DMR | [16 empty] | 0.86997 | 0.0072304 | 0.0058587 | 0.0033593 | 9.1757e-06 | 2.4101e-06 | NO | NHDPlus
2019 | BROWNING FERRIS INDUSTRIES KC | 110000614746 | MO0099503 | LIBERTY | CLAY | MO |  | 39.2484 | -94.2932 |  | 4953 | Refuse Systems | 562920 | Materials Recovery Facilities | IS47 | Services | Waste Handling, Treatment, and Disposal (non-POTW WWT) | 1 | 0.0498 | MO0099503 | Dry Creek-Missouri River | 1.03E+11 | NAICS/SIC indication |  |  |  | 2023 | 1.03E+13 | TRIBUTARY TO COOLEY LAKE, TRIBUTARY TO MISSOURI R. |  |  | 0.033036 | NPDES | 0.033036 | 0.051115 | 4390003 |  | 2 | 2.542 | 1.79 | 2.908 | 8.29 | 6.762 | 4.235 | 3.437 | 2.067 | 0.93 | 1.115 | 1.689 | 5.313 | 2.722 | QE_08 | 0.93 | 2.2738 | 1.2471 | 6.2152 | 3.13 | 0.12498 | 2.2738 | 30Q5 Flow | 3.13 | HM Flow | 1.2471 | 7Q10 Flow |  | 365 | 0.00013644 | 0.1094 | 0.060004 | 0.043591 | 3 | 4 | 0 | 0 | 39 | 1 | 0 | 0 | 0.788 | 32 | 0 | 0 | 0.00013884 | 3.6468e-05 | DMR | [16 empty] | 0.0023714 | 1.9015 | 1.0429 | 0.75765 | 0.0024131 | 0.00063384 | NO | NHDPlus
2020 | BROWNING FERRIS INDUSTRIES KC | 110000614746 | MO0099503 | LIBERTY | CLAY | MO |  | 39.2484 | -94.2932 |  | 4953 | Refuse Systems | 562920 | Materials Recovery Facilities | IS47 | Services | Waste Handling, Treatment, and Disposal (non-POTW WWT) | 1 | 0.026634 | MO0099503 | Dry Creek-Missouri River | 1.03E+11 | NAICS/SIC indication |  |  |  | 2023 | 1.03E+13 | TRIBUTARY TO COOLEY LAKE, TRIBUTARY TO MISSOURI R. |  |  | 0.033036 | NPDES | 0.033036 | 0.051115 | 4390003 |  | 2 | 2.542 | 1.79 | 2.908 | 8.29 | 6.762 | 4.235 | 3.437 | 2.067 | 0.93 | 1.115 | 1.689 | 5.313 | 2.722 | QE_08 | 0.93 | 2.2738 | 1.2471 | 6.2152 | 3.13 | 0.12498 | 2.2738 | 30Q5 Flow | 3.13 | HM Flow | 1.2471 | 7Q10 Flow |  | 365 | 7.297e-05 | 0.058511 | 0.032091 | 0.023313 | 3 | 4 | 0 | 0 | 39 | 1 | 0 | 0 | 0.788 | 32 | 0 | 0 | 7.4252e-05 | 1.9504e-05 | DMR | [16 empty] | 0.0012683 | 1.017 | 0.55778 | 0.40521 | 0.0012906 | 0.00033899 | NO | NHDPlus
2021 | BROWNING FERRIS INDUSTRIES KC | 110000614746 | MO0099503 | LIBERTY | CLAY | MO |  | 39.2484 | -94.2932 |  | 4953 | Refuse Systems | 562920 | Materials Recovery Facilities | IS47 | Services | Waste Handling, Treatment, and Disposal (non-POTW WWT) | 1 | 0.0088883 | MO0099503 | Dry Creek-Missouri River | 1.03E+11 | NAICS/SIC indication |  |  |  | 2023 | 1.03E+13 | TRIBUTARY TO COOLEY LAKE, TRIBUTARY TO MISSOURI R. |  |  | 0.033036 | NPDES | 0.033036 | 0.051115 | 4390003 |  | 2 | 2.542 | 1.79 | 2.908 | 8.29 | 6.762 | 4.235 | 3.437 | 2.067 | 0.93 | 1.115 | 1.689 | 5.313 | 2.722 | QE_08 | 0.93 | 2.2738 | 1.2471 | 6.2152 | 3.13 | 0.12498 | 2.2738 | 30Q5 Flow | 3.13 | HM Flow | 1.2471 | 7Q10 Flow |  | 365 | 2.4351e-05 | 0.019526 | 0.010709 | 0.00778 | 3 | 4 | 0 | 0 | 39 | 1 | 0 | 0 | 0.788 | 32 | 0 | 0 | 2.4779e-05 | 6.5087e-06 | DMR | [16 empty] | 0.00042325 | 0.33938 | 0.18614 | 0.13522 | 0.00043069 | 0.00011313 | NO | NHDPlus
2022 | BROWNING FERRIS INDUSTRIES KC | 110000614746 | MO0099503 | LIBERTY | CLAY | MO |  | 39.2484 | -94.2932 |  | 4953 | Refuse Systems | 562920 | Materials Recovery Facilities | IS47 | Services | Waste Handling, Treatment, and Disposal (non-POTW WWT) | 1 | 0.023035 | MO0099503 | Dry Creek-Missouri River | 1.03E+11 | NAICS/SIC indication |  |  |  | 2023 | 1.03E+13 | TRIBUTARY TO COOLEY LAKE, TRIBUTARY TO MISSOURI R. |  |  | 0.033036 | NPDES | 0.033036 | 0.051115 | 4390003 |  | 2 | 2.542 | 1.79 | 2.908 | 8.29 | 6.762 | 4.235 | 3.437 | 2.067 | 0.93 | 1.115 | 1.689 | 5.313 | 2.722 | QE_08 | 0.93 | 2.2738 | 1.2471 | 6.2152 | 3.13 | 0.12498 | 2.2738 | 30Q5 Flow | 3.13 | HM Flow | 1.2471 | 7Q10 Flow |  | 365 | 6.3109e-05 | 0.050604 | 0.027755 | 0.020163 | 3 | 4 | 0 | 0 | 39 | 1 | 0 | 0 | 0.788 | 32 | 0 | 0 | 6.4218e-05 | 1.6868e-05 | DMR | [16 empty] | 0.0010969 | 0.87954 | 0.4824 | 0.35045 | 0.0011162 | 0.00029318 | NO | NHDPlus
2019 | GREEN AMERICA RECYCLING LLC | 110000595981 | MO0111686 | HANNIBAL | MARION | MO |  | 39.6625 | -91.3017 |  | 3241 | Cement, Hydraulic | 327310 | Cement Manufacturing | IS37 | Nonmetallic Mineral Product Manufacturing (includes clay, glass, cement, concrete, lime, gypsum, and other nonmetallic mineral product manufacturing) | Waste Handling, Treatment, and Disposal (Remediation or Monitoring) | 1 | 0.49735 | MO0111686 | Fools Creek-Mississippi River | 071100040504 | Cement Kiln |  |  |  | 2023 | 07110000000000 | MISSISSIPPI RIVER, TRIBUTARY TO FALL CREEK, TRIBUTARY TO MARBLE CREEK, TRIBUTARY TO MISSISSIPPI R. |  |  | 0.076517 | NPDES | 0.076517 | 0.11839 | 2926511 |  | 2 | 2.013 | 0.772 | 1.994 | 41.52 | 5.582 | 2.734 | 1.348 | 0.772 | 0.428 | 0.624 | 0.6 | 4.189 | 1.241 | QE_08 | 0.428 | 1.0465 | 0.55848 | 4.9218 | 1.7989 | 0.28946 | 1.0465 | 30Q5 Flow | 1.7989 | HM Flow | 0.55848 | 7Q10 Flow |  | 365 | 0.0013626 | 2.4398 | 1.3021 | 0.75744 | 3 | 4 | 0 | 0 | 39 | 1 | 0 | 0 | 0.788 | 32 | 0 | 0 | 0.0030962 | 0.00081328 | DMR | [16 empty] | 0.023683 | 42.4067 | 22.6319 | 13.1651 | 0.053816 | 0.014136 | NO | NHDPlus
2020 | GREEN AMERICA RECYCLING LLC | 110000595981 | MO0111686 | HANNIBAL | MARION | MO |  | 39.6625 | -91.3017 |  | 3241 | Cement, Hydraulic | 327310 | Cement Manufacturing | IS37 | Nonmetallic Mineral Product Manufacturing (includes clay, glass, cement, concrete, lime, gypsum, and other nonmetallic mineral product manufacturing) | Waste Handling, Treatment, and Disposal (Remediation or Monitoring) | 1 | 0.41446 | MO0111686 | Fools Creek-Mississippi River | 071100040504 | Cement Kiln |  |  |  | 2023 | 07110000000000 | MISSISSIPPI RIVER, TRIBUTARY TO FALL CREEK, TRIBUTARY TO MARBLE CREEK, TRIBUTARY TO MISSISSIPPI R. |  |  | 0.076517 | NPDES | 0.076517 | 0.11839 | 2926511 |  | 2 | 2.013 | 0.772 | 1.994 | 41.52 | 5.582 | 2.734 | 1.348 | 0.772 | 0.428 | 0.624 | 0.6 | 4.189 | 1.241 | QE_08 | 0.428 | 1.0465 | 0.55848 | 4.9218 | 1.7989 | 0.28946 | 1.0465 | 30Q5 Flow | 1.7989 | HM Flow | 0.55848 | 7Q10 Flow |  | 365 | 0.0011355 | 2.0332 | 1.0851 | 0.6312 | 3 | 4 | 0 | 0 | 39 | 1 | 0 | 0 | 0.788 | 32 | 0 | 0 | 0.0025802 | 0.00067773 | DMR | [16 empty] | 0.019736 | 35.3389 | 18.8599 | 10.9709 | 0.044846 | 0.01178 | NO | NHDPlus
2021 | GREEN AMERICA RECYCLING LLC | 110000595981 | MO0111686 | HANNIBAL | MARION | MO |  | 39.6625 | -91.3017 |  | 3241 | Cement, Hydraulic | 327310 | Cement Manufacturing | IS37 | Nonmetallic Mineral Product Manufacturing (includes clay, glass, cement, concrete, lime, gypsum, and other nonmetallic mineral product manufacturing) | Waste Handling, Treatment, and Disposal (Remediation or Monitoring) | 1 | 3.7163 | MO0111686 | Fools Creek-Mississippi River | 071100040504 | Cement Kiln |  |  |  | 2023 | 07110000000000 | MISSISSIPPI RIVER, TRIBUTARY TO FALL CREEK, TRIBUTARY TO MARBLE CREEK, TRIBUTARY TO MISSISSIPPI R. |  |  | 0.076517 | NPDES | 0.076517 | 0.11839 | 2926511 |  | 2 | 2.013 | 0.772 | 1.994 | 41.52 | 5.582 | 2.734 | 1.348 | 0.772 | 0.428 | 0.624 | 0.6 | 4.189 | 1.241 | QE_08 | 0.428 | 1.0465 | 0.55848 | 4.9218 | 1.7989 | 0.28946 | 1.0465 | 30Q5 Flow | 1.7989 | HM Flow | 0.55848 | 7Q10 Flow |  | 365 | 0.010182 | 18.231 | 9.7297 | 5.6598 | 3 | 4 | 0 | 0 | 39 | 1 | 0 | 0 | 0.788 | 32 | 0 | 0 | 0.023136 | 0.006077 | DMR | [16 empty] | 0.17697 | 316.8722 | 169.1108 | 98.3724 | 0.40212 | 0.10562 | NO | NHDPlus
2022 | GREEN AMERICA RECYCLING LLC | 110000595981 | MO0111686 | HANNIBAL | MARION | MO |  | 39.6625 | -91.3017 |  | 3241 | Cement, Hydraulic | 327310 | Cement Manufacturing | IS37 | Nonmetallic Mineral Product Manufacturing (includes clay, glass, cement, concrete, lime, gypsum, and other nonmetallic mineral product manufacturing) | Waste Handling, Treatment, and Disposal (Remediation or Monitoring) | 1 | 2.2104 | MO0111686 | Fools Creek-Mississippi River | 071100040504 | Cement Kiln |  |  |  | 2023 | 07110000000000 | MISSISSIPPI RIVER, TRIBUTARY TO FALL CREEK, TRIBUTARY TO MARBLE CREEK, TRIBUTARY TO MISSISSIPPI R. |  |  | 0.076517 | NPDES | 0.076517 | 0.11839 | 2926511 |  | 2 | 2.013 | 0.772 | 1.994 | 41.52 | 5.582 | 2.734 | 1.348 | 0.772 | 0.428 | 0.624 | 0.6 | 4.189 | 1.241 | QE_08 | 0.428 | 1.0465 | 0.55848 | 4.9218 | 1.7989 | 0.28946 | 1.0465 | 30Q5 Flow | 1.7989 | HM Flow | 0.55848 | 7Q10 Flow |  | 365 | 0.006056 | 10.8437 | 5.7872 | 3.3664 | 3 | 4 | 0 | 0 | 39 | 1 | 0 | 0 | 0.788 | 32 | 0 | 0 | 0.013761 | 0.0036146 | DMR | [16 empty] | 0.10526 | 188.4742 | 100.5863 | 58.5114 | 0.23918 | 0.062825 | NO | NHDPlus
2023 | GREEN AMERICA RECYCLING LLC | 110000595981 | MO0111686 | HANNIBAL | MARION | MO |  | 39.6625 | -91.3017 |  | 3241 | Cement, Hydraulic | 327310 | Cement Manufacturing | IS37 | Nonmetallic Mineral Product Manufacturing (includes clay, glass, cement, concrete, lime, gypsum, and other nonmetallic mineral product manufacturing) | Waste Handling, Treatment, and Disposal (Remediation or Monitoring) | 1 | 0.44209 | MO0111686 | Fools Creek-Mississippi River | 071100040504 | Cement Kiln |  |  |  | 2023 | 07110000000000 | MISSISSIPPI RIVER, TRIBUTARY TO FALL CREEK, TRIBUTARY TO MARBLE CREEK, TRIBUTARY TO MISSISSIPPI R. |  |  | 0.076517 | NPDES | 0.076517 | 0.11839 | 2926511 |  | 2 | 2.013 | 0.772 | 1.994 | 41.52 | 5.582 | 2.734 | 1.348 | 0.772 | 0.428 | 0.624 | 0.6 | 4.189 | 1.241 | QE_08 | 0.428 | 1.0465 | 0.55848 | 4.9218 | 1.7989 | 0.28946 | 1.0465 | 30Q5 Flow | 1.7989 | HM Flow | 0.55848 | 7Q10 Flow |  | 365 | 0.0012112 | 2.1687 | 1.1574 | 0.67328 | 3 | 4 | 0 | 0 | 39 | 1 | 0 | 0 | 0.788 | 32 | 0 | 0 | 0.0027522 | 0.00072291 | DMR | [16 empty] | 0.021052 | 37.6948 | 20.1173 | 11.7023 | 0.047836 | 0.012565 | NO | NHDPlus
2021 | SECO PRODS CORP | 110000595909 | MO0129313 | WASHINGTON | FRANKLIN | MO |  | 38.5391 | -90.9711 |  | 3499 | Fabricated Metal Products, Nec | 337215 | Showcase, Partition, Shelving, and Locker Manufacturing | IS44 | Furniture and Related Product Manufacturing | Waste Handling, Treatment, and Disposal (Remediation or Monitoring) | 1 | 0.017162 | MO0129313 | Dubois Creek-Missouri River | 1.03E+11 | Nothing reported to 2022 TRI |  |  |  | 2023 | 1.03E+13 | DUBOIS CR. |  |  | 0.046684 | NPDES | 0.046684 | 0.072232 | 6009886 |  | 4 | 29.905 | 39.568 | 56.878 | 89.956 | 62.94 | 36.587 | 26.919 | 16.281 | 7.19 | 9.95 | 12.224 | 31.276 | 76.652 | QE_08 | 7.19 | 17.5795 | 10.3615 | 73.1174 | 32.3216 | 0.17661 | 17.5795 | 30Q5 Flow | 32.3216 | HM Flow | 10.3615 | 7Q10 Flow |  | 365 | 4.7018e-05 | 0.0045378 | 0.0026746 | 0.0014547 | 3 | 4 | 0 | 0 | 39 | 1 | 0 | 0 | 0.788 | 32 | 0 | 0 | 5.7586e-06 | 1.5126e-06 | DMR | [16 empty] | 0.00081722 | 0.078871 | 0.046487 | 0.025284 | 0.00010009 | 2.629e-05 | NO | NHDPlus
2022 | SECO PRODS CORP | 110000595909 | MO0129313 | WASHINGTON | FRANKLIN | MO |  | 38.5391 | -90.9711 |  | 3499 | Fabricated Metal Products, Nec | 337215 | Showcase, Partition, Shelving, and Locker Manufacturing | IS44 | Furniture and Related Product Manufacturing | Waste Handling, Treatment, and Disposal (Remediation or Monitoring) | 1 | 0.03429 | MO0129313 | Dubois Creek-Missouri River | 1.03E+11 | Nothing reported to 2022 TRI |  |  |  | 2023 | 1.03E+13 | DUBOIS CR. |  |  | 0.046684 | NPDES | 0.046684 | 0.072232 | 6009886 |  | 4 | 29.905 | 39.568 | 56.878 | 89.956 | 62.94 | 36.587 | 26.919 | 16.281 | 7.19 | 9.95 | 12.224 | 31.276 | 76.652 | QE_08 | 7.19 | 17.5795 | 10.3615 | 73.1174 | 32.3216 | 0.17661 | 17.5795 | 30Q5 Flow | 32.3216 | HM Flow | 10.3615 | 7Q10 Flow |  | 365 | 9.3944e-05 | 0.0090666 | 0.005344 | 0.0029065 | 3 | 4 | 0 | 0 | 39 | 1 | 0 | 0 | 0.788 | 32 | 0 | 0 | 1.1506e-05 | 3.0222e-06 | DMR | [16 empty] | 0.0016328 | 0.15759 | 0.092883 | 0.050518 | 0.00019998 | 5.2529e-05 | NO | NHDPlus
2023 | SECO PRODS CORP | 110000595909 | MO0129313 | WASHINGTON | FRANKLIN | MO |  | 38.5391 | -90.9711 |  | 3499 | Fabricated Metal Products, Nec | 337215 | Showcase, Partition, Shelving, and Locker Manufacturing | IS44 | Furniture and Related Product Manufacturing | Waste Handling, Treatment, and Disposal (Remediation or Monitoring) | 1 | 0.03219 | MO0129313 | Dubois Creek-Missouri River | 1.03E+11 | Nothing reported to 2022 TRI |  |  |  | 2023 | 1.03E+13 | DUBOIS CR. |  |  | 0.046684 | NPDES | 0.046684 | 0.072232 | 6009886 |  | 4 | 29.905 | 39.568 | 56.878 | 89.956 | 62.94 | 36.587 | 26.919 | 16.281 | 7.19 | 9.95 | 12.224 | 31.276 | 76.652 | QE_08 | 7.19 | 17.5795 | 10.3615 | 73.1174 | 32.3216 | 0.17661 | 17.5795 | 30Q5 Flow | 32.3216 | HM Flow | 10.3615 | 7Q10 Flow |  | 365 | 8.8191e-05 | 0.0085115 | 0.0050167 | 0.0027286 | 3 | 4 | 0 | 0 | 39 | 1 | 0 | 0 | 0.788 | 32 | 0 | 0 | 1.0801e-05 | 2.8372e-06 | DMR | [16 empty] | 0.0015329 | 0.14794 | 0.087196 | 0.047425 | 0.00018774 | 4.9312e-05 | NO | NHDPlus
2019 | CALUMET MISSOURI, LLC | 110054612558 | MO0137243 | LOUISIANA | PIKE | MO |  | 39.4234 | -91.0257 |  | 2869 | Industrial Organic Chemicals, Nec | 325998 | All Other Miscellaneous Chemical Product and Preparation Manufacturing | IS34 | All Other Chemical Product and Preparation Manufacturing | Waste Handling, Treatment, and Disposal (Remediation or Monitoring) | 1 | 0.15127 | MO0137243 | Buffalo Creek-Mississippi River | 071100040702 | Nothing reported to 2022 TRI |  |  |  | 2023 | 07110000000000 | TRIBUTARY TO BUFFALO CR. |  |  | 0.010895 | NPDES | 0.010895 | 0.016857 | 2931679 | Buffalo Creek | 4 | 41.432 | 31.965 | 53.337 | 221.79 | 90.942 | 55.593 | 32.612 | 22.622 | 13.408 | 15.796 | 11.915 | 32.201 | 35.313 | QE_10 | 11.915 | 29.132 | 17.4787 | 101.3007 | 50.3289 | 0.041216 | 29.132 | 30Q5 Flow | 50.3289 | HM Flow | 17.4787 | 7Q10 Flow |  | 365 | 0.00041445 | 0.023711 | 0.014226 | 0.0082348 | 3 | 4 | 0 | 0 | 39 | 1 | 0 | 0 | 0.788 | 32 | 0 | 0 | 3.0091e-05 | 7.9038e-06 | DMR | [16 empty] | 0.0072035 | 0.41213 | 0.24727 | 0.14313 | 0.000523 | 0.00013738 | NO | NHDPlus
2020 | CALUMET MISSOURI, LLC | 110054612558 | MO0137243 | LOUISIANA | PIKE | MO |  | 39.4234 | -91.0257 |  | 2869 | Industrial Organic Chemicals, Nec | 325998 | All Other Miscellaneous Chemical Product and Preparation Manufacturing | IS34 | All Other Chemical Product and Preparation Manufacturing | Waste Handling, Treatment, and Disposal (Remediation or Monitoring) | 1 | 0.10319 | MO0137243 | Buffalo Creek-Mississippi River | 071100040702 | Nothing reported to 2022 TRI |  |  |  | 2023 | 07110000000000 | TRIBUTARY TO BUFFALO CR. |  |  | 0.010895 | NPDES | 0.010895 | 0.016857 | 2931679 | Buffalo Creek | 4 | 41.432 | 31.965 | 53.337 | 221.79 | 90.942 | 55.593 | 32.612 | 22.622 | 13.408 | 15.796 | 11.915 | 32.201 | 35.313 | QE_10 | 11.915 | 29.132 | 17.4787 | 101.3007 | 50.3289 | 0.041216 | 29.132 | 30Q5 Flow | 50.3289 | HM Flow | 17.4787 | 7Q10 Flow |  | 365 | 0.00028272 | 0.016175 | 0.0097049 | 0.0056175 | 3 | 4 | 0 | 0 | 39 | 1 | 0 | 0 | 0.788 | 32 | 0 | 0 | 2.0527e-05 | 5.3918e-06 | DMR | [16 empty] | 0.004914 | 0.28114 | 0.16868 | 0.097638 | 0.00035678 | 9.3714e-05 | NO | NHDPlus
2021 | CALUMET MISSOURI, LLC | 110054612558 | MO0137243 | LOUISIANA | PIKE | MO |  | 39.4234 | -91.0257 |  | 2869 | Industrial Organic Chemicals, Nec | 325998 | All Other Miscellaneous Chemical Product and Preparation Manufacturing | IS34 | All Other Chemical Product and Preparation Manufacturing | Waste Handling, Treatment, and Disposal (Remediation or Monitoring) | 1 | 0.018435 | MO0137243 | Buffalo Creek-Mississippi River | 071100040702 | Nothing reported to 2022 TRI |  |  |  | 2023 | 07110000000000 | TRIBUTARY TO BUFFALO CR. |  |  | 0.010895 | NPDES | 0.010895 | 0.016857 | 2931679 | Buffalo Creek | 4 | 41.432 | 31.965 | 53.337 | 221.79 | 90.942 | 55.593 | 32.612 | 22.622 | 13.408 | 15.796 | 11.915 | 32.201 | 35.313 | QE_10 | 11.915 | 29.132 | 17.4787 | 101.3007 | 50.3289 | 0.041216 | 29.132 | 30Q5 Flow | 50.3289 | HM Flow | 17.4787 | 7Q10 Flow |  | 365 | 5.0506e-05 | 0.0028896 | 0.0017337 | 0.0010035 | 3 | 4 | 0 | 0 | 39 | 1 | 0 | 0 | 0.788 | 32 | 0 | 0 | 3.667e-06 | 9.6319e-07 | DMR | [16 empty] | 0.00087784 | 0.050223 | 0.030133 | 0.017442 | 6.3735e-05 | 1.6741e-05 | NO | NHDPlus
2022 | CALUMET MISSOURI, LLC | 110054612558 | MO0137243 | LOUISIANA | PIKE | MO |  | 39.4234 | -91.0257 |  | 2869 | Industrial Organic Chemicals, Nec | 325998 | All Other Miscellaneous Chemical Product and Preparation Manufacturing | IS34 | All Other Chemical Product and Preparation Manufacturing | Waste Handling, Treatment, and Disposal (Remediation or Monitoring) | 1 | 0.09063 | MO0137243 | Buffalo Creek-Mississippi River | 071100040702 | Nothing reported to 2022 TRI |  |  |  | 2023 | 07110000000000 | TRIBUTARY TO BUFFALO CR. |  |  | 0.010895 | NPDES | 0.010895 | 0.016857 | 2931679 | Buffalo Creek | 4 | 41.432 | 31.965 | 53.337 | 221.79 | 90.942 | 55.593 | 32.612 | 22.622 | 13.408 | 15.796 | 11.915 | 32.201 | 35.313 | QE_10 | 11.915 | 29.132 | 17.4787 | 101.3007 | 50.3289 | 0.041216 | 29.132 | 30Q5 Flow | 50.3289 | HM Flow | 17.4787 | 7Q10 Flow |  | 365 | 0.0002483 | 0.014206 | 0.0085233 | 0.0049336 | 3 | 4 | 0 | 0 | 39 | 1 | 0 | 0 | 0.788 | 32 | 0 | 0 | 1.8028e-05 | 4.7353e-06 | DMR | [16 empty] | 0.0043157 | 0.24691 | 0.14814 | 0.08575 | 0.00031334 | 8.2304e-05 | NO | NHDPlus
2023 | CALUMET MISSOURI, LLC | 110054612558 | MO0137243 | LOUISIANA | PIKE | MO |  | 39.4234 | -91.0257 |  | 2869 | Industrial Organic Chemicals, Nec | 325998 | All Other Miscellaneous Chemical Product and Preparation Manufacturing | IS34 | All Other Chemical Product and Preparation Manufacturing | Waste Handling, Treatment, and Disposal (Remediation or Monitoring) | 1 | 0.16024 | MO0137243 | Buffalo Creek-Mississippi River | 071100040702 | Nothing reported to 2022 TRI |  |  |  | 2023 | 07110000000000 | TRIBUTARY TO BUFFALO CR. |  |  | 0.010895 | NPDES | 0.010895 | 0.016857 | 2931679 | Buffalo Creek | 4 | 41.432 | 31.965 | 53.337 | 221.79 | 90.942 | 55.593 | 32.612 | 22.622 | 13.408 | 15.796 | 11.915 | 32.201 | 35.313 | QE_10 | 11.915 | 29.132 | 17.4787 | 101.3007 | 50.3289 | 0.041216 | 29.132 | 30Q5 Flow | 50.3289 | HM Flow | 17.4787 | 7Q10 Flow |  | 365 | 0.00043901 | 0.025117 | 0.01507 | 0.0087229 | 3 | 4 | 0 | 0 | 39 | 1 | 0 | 0 | 0.788 | 32 | 0 | 0 | 3.1874e-05 | 8.3723e-06 | DMR | [16 empty] | 0.0076304 | 0.43656 | 0.26193 | 0.15161 | 0.00055401 | 0.00014552 | NO | NHDPlus
2019 | US AIR FORCE OFFUTT AFB NE | 110001512603 | NE0121789 | OFFUTT A F B | SARPY | NE |  | 41.1119 | -95.9237 |  | 9711 | National Security | 928110 | National Security | IS47 | Services | Waste Handling, Treatment, and Disposal (POTW) | 1 | 0.022815 | NE0121789 | Mud Creek-Papillion Creek | 1.02E+11 | Uncertain, possibly a remediation site |  |  |  | 2023 | 1.02E+13 | PAPILLION CREEK |  | 0.0022 | 0.0052 | NPDES | 0.0022 | 0.0034039 | 17219232 |  | 1 | 0.389 | 0.096 | 0.157 | 1.219 | 1.795 | 1.052 | 0.918 | 0.628 | 0.329 | 0.25 | 0.576 | 0.296 | 0.128 | QE_01 | 0.096 | 0.23472 | 0.11885 | 0.9511 | 0.35188 | 0.0083225 | 0.23472 | 30Q5 Flow | 0.35188 | HM Flow | 0.11885 | 7Q10 Flow |  | 365 | 6.2506e-05 | 0.52595 | 0.2663 | 0.17764 | 3 | 4 | 0 | 0 | 39 | 1 | 0 | 0 | 0.788 | 32 | 0 | 0 | 0.00066744 | 0.00017532 | DMR | [16 empty] | 0.0010864 | 9.1414 | 4.6286 | 3.0875 | 0.011601 | 0.0030471 | NO | NHDPlus
2020 | US AIR FORCE OFFUTT AFB NE | 110001512603 | NE0121789 | OFFUTT A F B | SARPY | NE |  | 41.1119 | -95.9237 |  | 9711 | National Security | 928110 | National Security | IS47 | Services | Waste Handling, Treatment, and Disposal (POTW) | 1 | 0.0010736 | NE0121789 | Mud Creek-Papillion Creek | 1.02E+11 | Uncertain, possibly a remediation site |  |  |  | 2023 | 1.02E+13 | PAPILLION CREEK |  | 0.0022 | 0.0052 | NPDES | 0.0022 | 0.0034039 | 17219232 |  | 1 | 0.389 | 0.096 | 0.157 | 1.219 | 1.795 | 1.052 | 0.918 | 0.628 | 0.329 | 0.25 | 0.576 | 0.296 | 0.128 | QE_01 | 0.096 | 0.23472 | 0.11885 | 0.9511 | 0.35188 | 0.0083225 | 0.23472 | 30Q5 Flow | 0.35188 | HM Flow | 0.11885 | 7Q10 Flow |  | 365 | 2.9414e-06 | 0.02475 | 0.012532 | 0.0083592 | 3 | 4 | 0 | 0 | 39 | 1 | 0 | 0 | 0.788 | 32 | 0 | 0 | 3.1408e-05 | 8.2499e-06 | DMR | [16 empty] | 5.1125e-05 | 0.43017 | 0.21781 | 0.14529 | 0.00054591 | 0.00014339 | NO | NHDPlus
2021 | US AIR FORCE OFFUTT AFB NE | 110001512603 | NE0121789 | OFFUTT A F B | SARPY | NE |  | 41.1119 | -95.9237 |  | 9711 | National Security | 928110 | National Security | IS47 | Services | Waste Handling, Treatment, and Disposal (POTW) | 1 | 0.011936 | NE0121789 | Mud Creek-Papillion Creek | 1.02E+11 | Uncertain, possibly a remediation site |  |  |  | 2023 | 1.02E+13 | PAPILLION CREEK |  | 0.0022 | 0.0052 | NPDES | 0.0022 | 0.0034039 | 17219232 |  | 1 | 0.389 | 0.096 | 0.157 | 1.219 | 1.795 | 1.052 | 0.918 | 0.628 | 0.329 | 0.25 | 0.576 | 0.296 | 0.128 | QE_01 | 0.096 | 0.23472 | 0.11885 | 0.9511 | 0.35188 | 0.0083225 | 0.23472 | 30Q5 Flow | 0.35188 | HM Flow | 0.11885 | 7Q10 Flow |  | 365 | 3.2702e-05 | 0.27517 | 0.13933 | 0.092937 | 3 | 4 | 0 | 0 | 39 | 1 | 0 | 0 | 0.788 | 32 | 0 | 0 | 0.0003492 | 9.1722e-05 | DMR | [16 empty] | 0.0005684 | 4.7827 | 2.4216 | 1.6153 | 0.0060694 | 0.0015942 | NO | NHDPlus
2022 | US AIR FORCE OFFUTT AFB NE | 110001512603 | NE0121789 | OFFUTT A F B | SARPY | NE |  | 41.1119 | -95.9237 |  | 9711 | National Security | 928110 | National Security | IS47 | Services | Waste Handling, Treatment, and Disposal (POTW) | 1 | 0.0029406 | NE0121789 | Mud Creek-Papillion Creek | 1.02E+11 | Uncertain, possibly a remediation site |  |  |  | 2023 | 1.02E+13 | PAPILLION CREEK |  | 0.0022 | 0.0052 | NPDES | 0.0022 | 0.0034039 | 17219232 |  | 1 | 0.389 | 0.096 | 0.157 | 1.219 | 1.795 | 1.052 | 0.918 | 0.628 | 0.329 | 0.25 | 0.576 | 0.296 | 0.128 | QE_01 | 0.096 | 0.23472 | 0.11885 | 0.9511 | 0.35188 | 0.0083225 | 0.23472 | 30Q5 Flow | 0.35188 | HM Flow | 0.11885 | 7Q10 Flow |  | 365 | 8.0563e-06 | 0.067788 | 0.034323 | 0.022895 | 3 | 4 | 0 | 0 | 39 | 1 | 0 | 0 | 0.788 | 32 | 0 | 0 | 8.6026e-05 | 2.2596e-05 | DMR | [16 empty] | 0.00014003 | 1.1782 | 0.59657 | 0.39794 | 0.0014952 | 0.00039274 | NO | NHDPlus
2023 | US AIR FORCE OFFUTT AFB NE | 110001512603 | NE0121789 | OFFUTT A F B | SARPY | NE |  | 41.1119 | -95.9237 |  | 9711 | National Security | 928110 | National Security | IS47 | Services | Waste Handling, Treatment, and Disposal (POTW) | 1 | 0.0050842 | NE0121789 | Mud Creek-Papillion Creek | 1.02E+11 | Uncertain, possibly a remediation site |  |  |  | 2023 | 1.02E+13 | PAPILLION CREEK |  | 0.0022 | 0.0052 | NPDES | 0.0022 | 0.0034039 | 17219232 |  | 1 | 0.389 | 0.096 | 0.157 | 1.219 | 1.795 | 1.052 | 0.918 | 0.628 | 0.329 | 0.25 | 0.576 | 0.296 | 0.128 | QE_01 | 0.096 | 0.23472 | 0.11885 | 0.9511 | 0.35188 | 0.0083225 | 0.23472 | 30Q5 Flow | 0.35188 | HM Flow | 0.11885 | 7Q10 Flow |  | 365 | 1.3929e-05 | 0.1172 | 0.059345 | 0.039586 | 3 | 4 | 0 | 0 | 39 | 1 | 0 | 0 | 0.788 | 32 | 0 | 0 | 0.00014874 | 3.9068e-05 | DMR | [16 empty] | 0.0002421 | 2.0371 | 1.0315 | 0.68804 | 0.0025852 | 0.00067904 | NO | NHDPlus
2019 | PHILLIPS 66 BAYWAY REFINERY | 110041133163 | NJ0001511 | LINDEN | UNION | NJ |  | 40.6401 | -74.2189 |  | 2911 | Petroleum Refining | 324110 | Petroleum Refineries | IS11 | Petroleum Refineries | Waste Handling, Treatment, and Disposal (Remediation or Monitoring) | 1 | 2 | NJ0001511 | Morses Creek-Arthur Kill | 020301040204 | 2022 TRI reports PCE use as a chemical processing aid |  |  |  | 2023 | 02030100000000 | MORSES CREEK, UNT RAHWAY RIVER |  | 371 | 77.265 | NPDES | 371 | 574.0223 | 6261642 | Morses Creek | 2 | 14 | 43.439 | 81.808 | 67.672 | 20.845 | 15.412 | 11.223 | 7.051 | 5.591 | 6.703 | 11.188 | 18.631 | 23.914 | QE_08 | 5.591 | 13.6699 | 7.9862 | 34.2298 | 19.5507 | 1403.4776 | 1403.4776 | Plant Flow | 1403.4776 | Plant Flow | 1403.4776 | Plant Flow |  | 365 | 0.0054795 | 0.0039042 | 0.0039042 | 0.0039042 | 3 | 4 | 0 | 0 | 39 | 1 | 0 | 0 | 0.788 | 32 | 0 | 0 | 4.9546e-06 | 1.3014e-06 | DMR | [16 empty] | 0.095238 | 0.067859 | 0.067859 | 0.067859 | 8.6115e-05 | 2.262e-05 | NO | PlantFlow
2020 | PHILLIPS 66 BAYWAY REFINERY | 110041133163 | NJ0001511 | LINDEN | UNION | NJ |  | 40.6401 | -74.2189 |  | 2911 | Petroleum Refining | 324110 | Petroleum Refineries | IS11 | Petroleum Refineries | Waste Handling, Treatment, and Disposal (Remediation or Monitoring) | 1 | 2.305 | NJ0001511 | Morses Creek-Arthur Kill | 020301040204 | 2022 TRI reports PCE use as a chemical processing aid |  |  |  | 2023 | 02030100000000 | MORSES CREEK, UNT RAHWAY RIVER |  | 371 | 77.265 | NPDES | 371 | 574.0223 | 6261642 | Morses Creek | 2 | 14 | 43.439 | 81.808 | 67.672 | 20.845 | 15.412 | 11.223 | 7.051 | 5.591 | 6.703 | 11.188 | 18.631 | 23.914 | QE_08 | 5.591 | 13.6699 | 7.9862 | 34.2298 | 19.5507 | 1403.4776 | 1403.4776 | Plant Flow | 1403.4776 | Plant Flow | 1403.4776 | Plant Flow |  | 365 | 0.0063151 | 0.0044996 | 0.0044996 | 0.0044996 | 3 | 4 | 0 | 0 | 39 | 1 | 0 | 0 | 0.788 | 32 | 0 | 0 | 5.7101e-06 | 1.4999e-06 | DMR | [16 empty] | 0.10976 | 0.078207 | 0.078207 | 0.078207 | 9.9248e-05 | 2.6069e-05 | NO | PlantFlow
2021 | PHILLIPS 66 BAYWAY REFINERY | 110041133163 | NJ0001511 | LINDEN | UNION | NJ |  | 40.6401 | -74.2189 |  | 2911 | Petroleum Refining | 324110 | Petroleum Refineries | IS11 | Petroleum Refineries | Waste Handling, Treatment, and Disposal (Remediation or Monitoring) | 1 | 1.845 | NJ0001511 | Morses Creek-Arthur Kill | 020301040204 | 2022 TRI reports PCE use as a chemical processing aid |  |  |  | 2023 | 02030100000000 | MORSES CREEK, UNT RAHWAY RIVER |  | 371 | 77.265 | NPDES | 371 | 574.0223 | 6261642 | Morses Creek | 2 | 14 | 43.439 | 81.808 | 67.672 | 20.845 | 15.412 | 11.223 | 7.051 | 5.591 | 6.703 | 11.188 | 18.631 | 23.914 | QE_08 | 5.591 | 13.6699 | 7.9862 | 34.2298 | 19.5507 | 1403.4776 | 1403.4776 | Plant Flow | 1403.4776 | Plant Flow | 1403.4776 | Plant Flow |  | 365 | 0.0050548 | 0.0036016 | 0.0036016 | 0.0036016 | 3 | 4 | 0 | 0 | 39 | 1 | 0 | 0 | 0.788 | 32 | 0 | 0 | 4.5706e-06 | 1.2005e-06 | DMR | [16 empty] | 0.087857 | 0.0626 | 0.0626 | 0.0626 | 7.9441e-05 | 2.0867e-05 | NO | PlantFlow
2022 | PHILLIPS 66 BAYWAY REFINERY | 110041133163 | NJ0001511 | LINDEN | UNION | NJ |  | 40.6401 | -74.2189 |  | 2911 | Petroleum Refining | 324110 | Petroleum Refineries | IS11 | Petroleum Refineries | Waste Handling, Treatment, and Disposal (Remediation or Monitoring) | 1 | 1.995 | NJ0001511 | Morses Creek-Arthur Kill | 020301040204 | 2022 TRI reports PCE use as a chemical processing aid |  |  |  | 2023 | 02030100000000 | MORSES CREEK, UNT RAHWAY RIVER |  | 371 | 77.265 | NPDES | 371 | 574.0223 | 6261642 | Morses Creek | 2 | 14 | 43.439 | 81.808 | 67.672 | 20.845 | 15.412 | 11.223 | 7.051 | 5.591 | 6.703 | 11.188 | 18.631 | 23.914 | QE_08 | 5.591 | 13.6699 | 7.9862 | 34.2298 | 19.5507 | 1403.4776 | 1403.4776 | Plant Flow | 1403.4776 | Plant Flow | 1403.4776 | Plant Flow |  | 365 | 0.0054658 | 0.0038944 | 0.0038944 | 0.0038944 | 3 | 4 | 0 | 0 | 39 | 1 | 0 | 0 | 0.788 | 32 | 0 | 0 | 4.9422e-06 | 1.2981e-06 | DMR | [16 empty] | 0.095 | 0.067689 | 0.067689 | 0.067689 | 8.59e-05 | 2.2563e-05 | NO | PlantFlow
2023 | PHILLIPS 66 BAYWAY REFINERY | 110041133163 | NJ0001511 | LINDEN | UNION | NJ |  | 40.6401 | -74.2189 |  | 2911 | Petroleum Refining | 324110 | Petroleum Refineries | IS11 | Petroleum Refineries | Waste Handling, Treatment, and Disposal (Remediation or Monitoring) | 1 | 2.305 | NJ0001511 | Morses Creek-Arthur Kill | 020301040204 | 2022 TRI reports PCE use as a chemical processing aid |  |  |  | 2023 | 02030100000000 | MORSES CREEK, UNT RAHWAY RIVER |  | 371 | 77.265 | NPDES | 371 | 574.0223 | 6261642 | Morses Creek | 2 | 14 | 43.439 | 81.808 | 67.672 | 20.845 | 15.412 | 11.223 | 7.051 | 5.591 | 6.703 | 11.188 | 18.631 | 23.914 | QE_08 | 5.591 | 13.6699 | 7.9862 | 34.2298 | 19.5507 | 1403.4776 | 1403.4776 | Plant Flow | 1403.4776 | Plant Flow | 1403.4776 | Plant Flow |  | 365 | 0.0063151 | 0.0044996 | 0.0044996 | 0.0044996 | 3 | 4 | 0 | 0 | 39 | 1 | 0 | 0 | 0.788 | 32 | 0 | 0 | 5.7101e-06 | 1.4999e-06 | DMR | [16 empty] | 0.10976 | 0.078207 | 0.078207 | 0.078207 | 9.9248e-05 | 2.6069e-05 | NO | PlantFlow
2023 | AVANTOR PERFORMANCE MATERIALS | 110000322311 | NJ0004006 | PHILLIPSBURG | WARREN | NJ |  | 40.7031 | -75.1977 |  | 2819 | Industrial Inorganic Chemicals, Nec | 331313 | Alumina Refining and Primary Aluminum Production | IS38 | Primary Metal Manufacturing | Waste Handling, Treatment, and Disposal (Remediation or Monitoring) | 1 | 0.1544 | NJ0004006 | Buckhorn Creek-Delaware River | 020401050603 | 2022 TRI indicates repackaging of methylene chloride |  |  |  | 2023 | 02040110000000 | DELAWARE RIVER | 2.75 | 1.9 | 2.2892 | NPDES | 1.9 | 2.9397 | 2588431 | Delaware River | 6 | 8215.675 | 8785.29 | 9272.262 | 14003.505 | 15567.763 | 10695.307 | 6836.136 | 4505.025 | 3406.52 | 3924.028 | 5150.47 | 7069.405 | 9504.832 | QE_08 | 3406.52 | 8328.8998 | 6097.9706 | 20087.2249 | 15559.6866 | 7.1876 | 8328.8998 | 30Q5 Flow | 15559.6866 | HM Flow | 6097.9706 | 7Q10 Flow |  | 365 | 0.00042301 | 6.937e-05 | 5.0789e-05 | 2.7187e-05 | 3 | 4 | 0 | 0 | 39 | 1 | 0 | 0 | 0.788 | 32 | 0 | 0 | 8.8032e-08 | 2.3123e-08 | DMR | [16 empty] | 0.0073524 | 0.0012057 | 0.00088276 | 0.00047253 | 1.5301e-06 | 4.019e-07 | NO | NHDPlus
2019 | MEXICHEM - SPECIALTY RESINS INC. | 110041022274 | NJ0004286 | PEDRICKTOWN | SALEM | NJ |  | 39.7669 | -75.4214 |  | 2821 | Plastics Materials and Resins | 325211 | Plastics Material and Resin Manufacturing | IS22 | Plastic Material and Resin Manufacturing | Waste Handling, Treatment, and Disposal (Remediation or Monitoring) | 1 | 2.015e-05 | NJ0004286 | Salem Canal-Whooping John Creek | 020402060103 | 2022 TRI reports vinyl chloride is used as a reactant |  |  |  | 2023 | 02040210000000 | DELAWARE RIVER |  |  | 0.58333 | NPDES | 0.58333 | 0.90255 | [22 empty] | 2.2082 | 2.2082 | Flow Lookup Failed | 2.2082 | Flow Lookup Failed | 2.2082 | Flow Lookup Failed | PlantFlowUsed | 365 | 5.5205e-08 | 2.5001e-05 | 2.5001e-05 | 2.5001e-05 | 3 | 4 | 0 | 0 | 39 | 1 | 0 | 0 | 0.788 | 32 | 0 | 0 | 3.1727e-08 | 8.3336e-09 | DMR | [16 empty] | 9.5952e-07 | 0.00043454 | 0.00043454 | 0.00043454 | 5.5144e-07 | 1.4485e-07 | NO | PlantFlow
2020 | MEXICHEM - SPECIALTY RESINS INC. | 110041022274 | NJ0004286 | PEDRICKTOWN | SALEM | NJ |  | 39.7669 | -75.4214 |  | 2821 | Plastics Materials and Resins | 325211 | Plastics Material and Resin Manufacturing | IS22 | Plastic Material and Resin Manufacturing | Waste Handling, Treatment, and Disposal (Remediation or Monitoring) | 1 | 1.05e-05 | NJ0004286 | Salem Canal-Whooping John Creek | 020402060103 | 2022 TRI reports vinyl chloride is used as a reactant |  |  |  | 2023 | 02040210000000 | DELAWARE RIVER |  |  | 0.58333 | NPDES | 0.58333 | 0.90255 | [22 empty] | 2.2082 | 2.2082 | Flow Lookup Failed | 2.2082 | Flow Lookup Failed | 2.2082 | Flow Lookup Failed | PlantFlowUsed | 365 | 2.8767e-08 | 1.3028e-05 | 1.3028e-05 | 1.3028e-05 | 3 | 4 | 0 | 0 | 39 | 1 | 0 | 0 | 0.788 | 32 | 0 | 0 | 1.6533e-08 | 4.3426e-09 | DMR | [16 empty] | 5e-07 | 0.00022643 | 0.00022643 | 0.00022643 | 2.8735e-07 | 7.5478e-08 | NO | PlantFlow
2021 | MEXICHEM - SPECIALTY RESINS INC. | 110041022274 | NJ0004286 | PEDRICKTOWN | SALEM | NJ |  | 39.7669 | -75.4214 |  | 2821 | Plastics Materials and Resins | 325211 | Plastics Material and Resin Manufacturing | IS22 | Plastic Material and Resin Manufacturing | Waste Handling, Treatment, and Disposal (Remediation or Monitoring) | 1 | 1.35e-05 | NJ0004286 | Salem Canal-Whooping John Creek | 020402060103 | 2022 TRI reports vinyl chloride is used as a reactant |  |  |  | 2023 | 02040210000000 | DELAWARE RIVER |  |  | 0.58333 | NPDES | 0.58333 | 0.90255 | [22 empty] | 2.2082 | 2.2082 | Flow Lookup Failed | 2.2082 | Flow Lookup Failed | 2.2082 | Flow Lookup Failed | PlantFlowUsed | 365 | 3.6986e-08 | 1.675e-05 | 1.675e-05 | 1.675e-05 | 3 | 4 | 0 | 0 | 39 | 1 | 0 | 0 | 0.788 | 32 | 0 | 0 | 2.1256e-08 | 5.5833e-09 | DMR | [16 empty] | 6.4286e-07 | 0.00029113 | 0.00029113 | 0.00029113 | 3.6945e-07 | 9.7043e-08 | NO | PlantFlow
2022 | MEXICHEM - SPECIALTY RESINS INC. | 110041022274 | NJ0004286 | PEDRICKTOWN | SALEM | NJ |  | 39.7669 | -75.4214 |  | 2821 | Plastics Materials and Resins | 325211 | Plastics Material and Resin Manufacturing | IS22 | Plastic Material and Resin Manufacturing | Waste Handling, Treatment, and Disposal (Remediation or Monitoring) | 1 | 3.32e-05 | NJ0004286 | Salem Canal-Whooping John Creek | 020402060103 | 2022 TRI reports vinyl chloride is used as a reactant |  |  |  | 2023 | 02040210000000 | DELAWARE RIVER |  |  | 0.58333 | NPDES | 0.58333 | 0.90255 | [22 empty] | 2.2082 | 2.2082 | Flow Lookup Failed | 2.2082 | Flow Lookup Failed | 2.2082 | Flow Lookup Failed | PlantFlowUsed | 365 | 9.0959e-08 | 4.1192e-05 | 4.1192e-05 | 4.1192e-05 | 3 | 4 | 0 | 0 | 39 | 1 | 0 | 0 | 0.788 | 32 | 0 | 0 | 5.2274e-08 | 1.3731e-08 | DMR | [16 empty] | 1.581e-06 | 0.00071596 | 0.00071596 | 0.00071596 | 9.0858e-07 | 2.3865e-07 | NO | PlantFlow
2023 | MEXICHEM - SPECIALTY RESINS INC. | 110041022274 | NJ0004286 | PEDRICKTOWN | SALEM | NJ |  | 39.7669 | -75.4214 |  | 2821 | Plastics Materials and Resins | 325211 | Plastics Material and Resin Manufacturing | IS22 | Plastic Material and Resin Manufacturing | Waste Handling, Treatment, and Disposal (Remediation or Monitoring) | 1 | 2.89e-05 | NJ0004286 | Salem Canal-Whooping John Creek | 020402060103 | 2022 TRI reports vinyl chloride is used as a reactant |  |  |  | 2023 | 02040210000000 | DELAWARE RIVER |  |  | 0.58333 | NPDES | 0.58333 | 0.90255 | [22 empty] | 2.2082 | 2.2082 | Flow Lookup Failed | 2.2082 | Flow Lookup Failed | 2.2082 | Flow Lookup Failed | PlantFlowUsed | 365 | 7.9178e-08 | 3.5857e-05 | 3.5857e-05 | 3.5857e-05 | 3 | 4 | 0 | 0 | 39 | 1 | 0 | 0 | 0.788 | 32 | 0 | 0 | 4.5504e-08 | 1.1952e-08 | DMR | [16 empty] | 1.3762e-06 | 0.00062323 | 0.00062323 | 0.00062323 | 7.909e-07 | 2.0774e-07 | NO | PlantFlow
2019 | DELAWARE RIVER PLANT | 110000582003 | NJ0005045 | BRIDGEPORT | GLOUCESTER | NJ |  | 39.8014 | -75.355 |  | 2869 | Industrial Organic Chemicals, Nec | 325998 | All Other Miscellaneous Chemical Product and Preparation Manufacturing | IS34 | All Other Chemical Product and Preparation Manufacturing | Waste Handling, Treatment, and Disposal (Remediation or Monitoring) | 1 | 0.2135 | NJ0005045 | Raccoon Creek | 020402020606 | 2022 TRI reports chloroethane as byproduct |  |  |  | 2023 | 02040200000000 | DELAWARE RIVER ZONE 4 | 2 | 0.95 | 0.49042 | NPDES | 0.95 | 1.4699 | 4495118 |  | 2 | 0.023 | 0.198 | 0.835 | 0.442 | 0.038 | 0.046 | 0.044 | 0.034 | 0.027 | 0.057 | 0.07 | 0.036 | 0.039 | QE_08 | 0.027 | 0.066015 | 0.031966 | 0.056235 | 0.044734 | 3.5938 | 3.5938 | Plant Flow | 3.5938 | Plant Flow | 3.5938 | Plant Flow |  | 365 | 0.00058493 | 0.16276 | 0.16276 | 0.16276 | 3 | 4 | 0 | 0 | 39 | 1 | 0 | 0 | 0.788 | 32 | 0 | 0 | 0.00020655 | 5.4254e-05 | DMR | [16 empty] | 0.010167 | 2.8289 | 2.8289 | 2.8289 | 0.00359 | 0.00094298 | NO | PlantFlow
2020 | DELAWARE RIVER PLANT | 110000582003 | NJ0005045 | BRIDGEPORT | GLOUCESTER | NJ |  | 39.8014 | -75.355 |  | 2869 | Industrial Organic Chemicals, Nec | 325998 | All Other Miscellaneous Chemical Product and Preparation Manufacturing | IS34 | All Other Chemical Product and Preparation Manufacturing | Waste Handling, Treatment, and Disposal (Remediation or Monitoring) | 1 | 0.2206 | NJ0005045 | Raccoon Creek | 020402020606 | 2022 TRI reports chloroethane as byproduct |  |  |  | 2023 | 02040200000000 | DELAWARE RIVER ZONE 4 | 2 | 0.95 | 0.49042 | NPDES | 0.95 | 1.4699 | 4495118 |  | 2 | 0.023 | 0.198 | 0.835 | 0.442 | 0.038 | 0.046 | 0.044 | 0.034 | 0.027 | 0.057 | 0.07 | 0.036 | 0.039 | QE_08 | 0.027 | 0.066015 | 0.031966 | 0.056235 | 0.044734 | 3.5938 | 3.5938 | Plant Flow | 3.5938 | Plant Flow | 3.5938 | Plant Flow |  | 365 | 0.00060438 | 0.16817 | 0.16817 | 0.16817 | 3 | 4 | 0 | 0 | 39 | 1 | 0 | 0 | 0.788 | 32 | 0 | 0 | 0.00021342 | 5.6058e-05 | DMR | [16 empty] | 0.010505 | 2.923 | 2.923 | 2.923 | 0.0037094 | 0.00097434 | NO | PlantFlow
2021 | DELAWARE RIVER PLANT | 110000582003 | NJ0005045 | BRIDGEPORT | GLOUCESTER | NJ |  | 39.8014 | -75.355 |  | 2869 | Industrial Organic Chemicals, Nec | 325998 | All Other Miscellaneous Chemical Product and Preparation Manufacturing | IS34 | All Other Chemical Product and Preparation Manufacturing | Waste Handling, Treatment, and Disposal (Remediation or Monitoring) | 1 | 1.033 | NJ0005045 | Raccoon Creek | 020402020606 | 2022 TRI reports chloroethane as byproduct |  |  |  | 2023 | 02040200000000 | DELAWARE RIVER ZONE 4 | 2 | 0.95 | 0.49042 | NPDES | 0.95 | 1.4699 | 4495118 |  | 2 | 0.023 | 0.198 | 0.835 | 0.442 | 0.038 | 0.046 | 0.044 | 0.034 | 0.027 | 0.057 | 0.07 | 0.036 | 0.039 | QE_08 | 0.027 | 0.066015 | 0.031966 | 0.056235 | 0.044734 | 3.5938 | 3.5938 | Plant Flow | 3.5938 | Plant Flow | 3.5938 | Plant Flow |  | 365 | 0.0028301 | 0.7875 | 0.7875 | 0.7875 | 3 | 4 | 0 | 0 | 39 | 1 | 0 | 0 | 0.788 | 32 | 0 | 0 | 0.00099937 | 0.0002625 | DMR | [16 empty] | 0.04919 | 13.6876 | 13.6876 | 13.6876 | 0.01737 | 0.0045625 | NO | PlantFlow
2022 | DELAWARE RIVER PLANT | 110000582003 | NJ0005045 | BRIDGEPORT | GLOUCESTER | NJ |  | 39.8014 | -75.355 |  | 2869 | Industrial Organic Chemicals, Nec | 325998 | All Other Miscellaneous Chemical Product and Preparation Manufacturing | IS34 | All Other Chemical Product and Preparation Manufacturing | Waste Handling, Treatment, and Disposal (Remediation or Monitoring) | 1 | 0.9015 | NJ0005045 | Raccoon Creek | 020402020606 | 2022 TRI reports chloroethane as byproduct |  |  |  | 2023 | 02040200000000 | DELAWARE RIVER ZONE 4 | 2 | 0.95 | 0.49042 | NPDES | 0.95 | 1.4699 | 4495118 |  | 2 | 0.023 | 0.198 | 0.835 | 0.442 | 0.038 | 0.046 | 0.044 | 0.034 | 0.027 | 0.057 | 0.07 | 0.036 | 0.039 | QE_08 | 0.027 | 0.066015 | 0.031966 | 0.056235 | 0.044734 | 3.5938 | 3.5938 | Plant Flow | 3.5938 | Plant Flow | 3.5938 | Plant Flow |  | 365 | 0.0024699 | 0.68725 | 0.68725 | 0.68725 | 3 | 4 | 0 | 0 | 39 | 1 | 0 | 0 | 0.788 | 32 | 0 | 0 | 0.00087215 | 0.00022908 | DMR | [16 empty] | 0.042929 | 11.9451 | 11.9451 | 11.9451 | 0.015159 | 0.0039817 | NO | PlantFlow
2023 | DELAWARE RIVER PLANT | 110000582003 | NJ0005045 | BRIDGEPORT | GLOUCESTER | NJ |  | 39.8014 | -75.355 |  | 2869 | Industrial Organic Chemicals, Nec | 325998 | All Other Miscellaneous Chemical Product and Preparation Manufacturing | IS34 | All Other Chemical Product and Preparation Manufacturing | Waste Handling, Treatment, and Disposal (Remediation or Monitoring) | 1 | 0.2149 | NJ0005045 | Raccoon Creek | 020402020606 | 2022 TRI reports chloroethane as byproduct |  |  |  | 2023 | 02040200000000 | DELAWARE RIVER ZONE 4 | 2 | 0.95 | 0.49042 | NPDES | 0.95 | 1.4699 | 4495118 |  | 2 | 0.023 | 0.198 | 0.835 | 0.442 | 0.038 | 0.046 | 0.044 | 0.034 | 0.027 | 0.057 | 0.07 | 0.036 | 0.039 | QE_08 | 0.027 | 0.066015 | 0.031966 | 0.056235 | 0.044734 | 3.5938 | 3.5938 | Plant Flow | 3.5938 | Plant Flow | 3.5938 | Plant Flow |  | 365 | 0.00058877 | 0.16383 | 0.16383 | 0.16383 | 3 | 4 | 0 | 0 | 39 | 1 | 0 | 0 | 0.788 | 32 | 0 | 0 | 0.0002079 | 5.4609e-05 | DMR | [16 empty] | 0.010233 | 2.8475 | 2.8475 | 2.8475 | 0.0036136 | 0.00094916 | NO | PlantFlow
2019 | CHEMOURS-CHAMBERS WORKS | 110007970142 | NJ0005100 | PENNS GROVE | SALEM | NJ |  | 39.6983 | -75.504 |  | 2869 | Industrial Organic Chemicals, Nec | 325998 | All Other Miscellaneous Chemical Product and Preparation Manufacturing | IS34 | All Other Chemical Product and Preparation Manufacturing | Waste Handling, Treatment, and Disposal (Remediation or Monitoring) | 1 | 0.4125 | NJ0005100 | Salem Canal-Whooping John Creek | 020402060103 | No organochlorines are reported to 2022 TRI |  |  |  | 2023 | 02040210000000 | DELAWARE RIVER |  | 62.6 | 2.775 | NPDES | 62.6 | 96.8566 | 24903448 |  | 4 | 4.419 | 18.727 | 36.804 | 30.075 | 7.001 | 5.41 | 4.175 | 2.686 | 2.273 | 2.966 | 3.164 | 3.543 | 7.032 | QE_08 | 2.273 | 5.5575 | 3.1455 | 10.8044 | 6.7751 | 236.8132 | 236.8132 | Plant Flow | 236.8132 | Plant Flow | 236.8132 | Plant Flow |  | 365 | 0.0011301 | 0.0047723 | 0.0047723 | 0.0047723 | 3 | 4 | 0 | 0 | 39 | 1 | 0 | 0 | 0.788 | 32 | 0 | 0 | 6.0562e-06 | 1.5908e-06 | DMR | [16 empty] | 0.019643 | 0.082947 | 0.082947 | 0.082947 | 0.00010526 | 2.7649e-05 | NO | PlantFlow
2020 | CHEMOURS-CHAMBERS WORKS | 110007970142 | NJ0005100 | PENNS GROVE | SALEM | NJ |  | 39.6983 | -75.504 |  | 2869 | Industrial Organic Chemicals, Nec | 325998 | All Other Miscellaneous Chemical Product and Preparation Manufacturing | IS34 | All Other Chemical Product and Preparation Manufacturing | Waste Handling, Treatment, and Disposal (Remediation or Monitoring) | 1 | 0.365 | NJ0005100 | Salem Canal-Whooping John Creek | 020402060103 | No organochlorines are reported to 2022 TRI |  |  |  | 2023 | 02040210000000 | DELAWARE RIVER |  | 62.6 | 2.775 | NPDES | 62.6 | 96.8566 | 24903448 |  | 4 | 4.419 | 18.727 | 36.804 | 30.075 | 7.001 | 5.41 | 4.175 | 2.686 | 2.273 | 2.966 | 3.164 | 3.543 | 7.032 | QE_08 | 2.273 | 5.5575 | 3.1455 | 10.8044 | 6.7751 | 236.8132 | 236.8132 | Plant Flow | 236.8132 | Plant Flow | 236.8132 | Plant Flow |  | 365 | 0.001 | 0.0042227 | 0.0042227 | 0.0042227 | 3 | 4 | 0 | 0 | 39 | 1 | 0 | 0 | 0.788 | 32 | 0 | 0 | 5.3588e-06 | 1.4076e-06 | DMR | [16 empty] | 0.017381 | 0.073395 | 0.073395 | 0.073395 | 9.3141e-05 | 2.4465e-05 | NO | PlantFlow
2021 | CHEMOURS-CHAMBERS WORKS | 110007970142 | NJ0005100 | PENNS GROVE | SALEM | NJ |  | 39.6983 | -75.504 |  | 2869 | Industrial Organic Chemicals, Nec | 325998 | All Other Miscellaneous Chemical Product and Preparation Manufacturing | IS34 | All Other Chemical Product and Preparation Manufacturing | Waste Handling, Treatment, and Disposal (Remediation or Monitoring) | 1 | 1.168 | NJ0005100 | Salem Canal-Whooping John Creek | 020402060103 | No organochlorines are reported to 2022 TRI |  |  |  | 2023 | 02040210000000 | DELAWARE RIVER |  | 62.6 | 2.775 | NPDES | 62.6 | 96.8566 | 24903448 |  | 4 | 4.419 | 18.727 | 36.804 | 30.075 | 7.001 | 5.41 | 4.175 | 2.686 | 2.273 | 2.966 | 3.164 | 3.543 | 7.032 | QE_08 | 2.273 | 5.5575 | 3.1455 | 10.8044 | 6.7751 | 236.8132 | 236.8132 | Plant Flow | 236.8132 | Plant Flow | 236.8132 | Plant Flow |  | 365 | 0.0032 | 0.013513 | 0.013513 | 0.013513 | 3 | 4 | 0 | 0 | 39 | 1 | 0 | 0 | 0.788 | 32 | 0 | 0 | 1.7148e-05 | 4.5043e-06 | DMR | [16 empty] | 0.055619 | 0.23486 | 0.23486 | 0.23486 | 0.00029805 | 7.8288e-05 | NO | PlantFlow
2022 | CHEMOURS-CHAMBERS WORKS | 110007970142 | NJ0005100 | PENNS GROVE | SALEM | NJ |  | 39.6983 | -75.504 |  | 2869 | Industrial Organic Chemicals, Nec | 325998 | All Other Miscellaneous Chemical Product and Preparation Manufacturing | IS34 | All Other Chemical Product and Preparation Manufacturing | Waste Handling, Treatment, and Disposal (Remediation or Monitoring) | 1 | 0.971 | NJ0005100 | Salem Canal-Whooping John Creek | 020402060103 | No organochlorines are reported to 2022 TRI |  |  |  | 2023 | 02040210000000 | DELAWARE RIVER |  | 62.6 | 2.775 | NPDES | 62.6 | 96.8566 | 24903448 |  | 4 | 4.419 | 18.727 | 36.804 | 30.075 | 7.001 | 5.41 | 4.175 | 2.686 | 2.273 | 2.966 | 3.164 | 3.543 | 7.032 | QE_08 | 2.273 | 5.5575 | 3.1455 | 10.8044 | 6.7751 | 236.8132 | 236.8132 | Plant Flow | 236.8132 | Plant Flow | 236.8132 | Plant Flow |  | 365 | 0.0026603 | 0.011234 | 0.011234 | 0.011234 | 3 | 4 | 0 | 0 | 39 | 1 | 0 | 0 | 0.788 | 32 | 0 | 0 | 1.4256e-05 | 3.7445e-06 | DMR | [16 empty] | 0.046238 | 0.19525 | 0.19525 | 0.19525 | 0.00024778 | 6.5084e-05 | NO | PlantFlow
2023 | CHEMOURS-CHAMBERS WORKS | 110007970142 | NJ0005100 | PENNS GROVE | SALEM | NJ |  | 39.6983 | -75.504 |  | 2869 | Industrial Organic Chemicals, Nec | 325998 | All Other Miscellaneous Chemical Product and Preparation Manufacturing | IS34 | All Other Chemical Product and Preparation Manufacturing | Waste Handling, Treatment, and Disposal (Remediation or Monitoring) | 1 | 0.808 | NJ0005100 | Salem Canal-Whooping John Creek | 020402060103 | No organochlorines are reported to 2022 TRI |  |  |  | 2023 | 02040210000000 | DELAWARE RIVER |  | 62.6 | 2.775 | NPDES | 62.6 | 96.8566 | 24903448 |  | 4 | 4.419 | 18.727 | 36.804 | 30.075 | 7.001 | 5.41 | 4.175 | 2.686 | 2.273 | 2.966 | 3.164 | 3.543 | 7.032 | QE_08 | 2.273 | 5.5575 | 3.1455 | 10.8044 | 6.7751 | 236.8132 | 236.8132 | Plant Flow | 236.8132 | Plant Flow | 236.8132 | Plant Flow |  | 365 | 0.0022137 | 0.0093479 | 0.0093479 | 0.0093479 | 3 | 4 | 0 | 0 | 39 | 1 | 0 | 0 | 0.788 | 32 | 0 | 0 | 1.1863e-05 | 3.116e-06 | DMR | [16 empty] | 0.038476 | 0.16247 | 0.16247 | 0.16247 | 0.00020619 | 5.4158e-05 | NO | PlantFlow
2019 | SOLVAY SOLEXIS INC | 110013317614 | NJ0005185 | THOROFARE | GLOUCESTER | NJ |  | 39.8455 | -75.2095 |  | 2821 | Plastics Materials and Resins | 325211 | Plastics Material and Resin Manufacturing | IS22 | Plastic Material and Resin Manufacturing | Waste Handling, Treatment, and Disposal (Remediation or Monitoring) | 1 | 4.5e-05 | NJ0005185 | Woodbury Creek-Delaware River | 020402020507 | 2022 TRI reports that 1-Chloro-1,1-difluoroethane is used as a reactant |  |  |  | 2023 | 02040200000000 | DELAWARE RIVER (ZONE 4) | 0.727 | 0.41 | 0.32266 | NPDES | 0.41 | 0.63436 | 4496190 |  | 1 | 0.99 | 5.279 | 12.69 | 9.134 | 1.65 | 1.304 | 1.082 | 0.769 | 0.665 | 0.966 | 1.099 | 0.727 | 1.566 | QE_08 | 0.665 | 1.6259 | 0.8813 | 2.4205 | 1.6542 | 1.551 | 1.6259 | 30Q5 Flow | 1.6542 | HM Flow | 1.551 | Plant Flow |  | 365 | 1.2329e-07 | 7.9488e-05 | 7.5827e-05 | 7.4529e-05 | 3 | 4 | 0 | 0 | 39 | 1 | 0 | 0 | 0.788 | 32 | 0 | 0 | 1.0087e-07 | 2.6496e-08 | DMR | [16 empty] | 2.1429e-06 | 0.0013816 | 0.0013179 | 0.0012954 | 1.7533e-06 | 4.6053e-07 | NO | NHDPlus
2020 | SOLVAY SOLEXIS INC | 110013317614 | NJ0005185 | THOROFARE | GLOUCESTER | NJ |  | 39.8455 | -75.2095 |  | 2821 | Plastics Materials and Resins | 325211 | Plastics Material and Resin Manufacturing | IS22 | Plastic Material and Resin Manufacturing | Waste Handling, Treatment, and Disposal (Remediation or Monitoring) | 1 | 0.00961 | NJ0005185 | Woodbury Creek-Delaware River | 020402020507 | 2022 TRI reports that 1-Chloro-1,1-difluoroethane is used as a reactant |  |  |  | 2023 | 02040200000000 | DELAWARE RIVER (ZONE 4) | 0.727 | 0.41 | 0.32266 | NPDES | 0.41 | 0.63436 | 4496190 |  | 1 | 0.99 | 5.279 | 12.69 | 9.134 | 1.65 | 1.304 | 1.082 | 0.769 | 0.665 | 0.966 | 1.099 | 0.727 | 1.566 | QE_08 | 0.665 | 1.6259 | 0.8813 | 2.4205 | 1.6542 | 1.551 | 1.6259 | 30Q5 Flow | 1.6542 | HM Flow | 1.551 | Plant Flow |  | 365 | 2.6329e-05 | 0.016975 | 0.016193 | 0.015916 | 3 | 4 | 0 | 0 | 39 | 1 | 0 | 0 | 0.788 | 32 | 0 | 0 | 2.1542e-05 | 5.6584e-06 | DMR | [16 empty] | 0.00045762 | 0.29505 | 0.28145 | 0.27664 | 0.00037442 | 9.8348e-05 | NO | NHDPlus
2021 | SOLVAY SOLEXIS INC | 110013317614 | NJ0005185 | THOROFARE | GLOUCESTER | NJ |  | 39.8455 | -75.2095 |  | 2821 | Plastics Materials and Resins | 325211 | Plastics Material and Resin Manufacturing | IS22 | Plastic Material and Resin Manufacturing | Waste Handling, Treatment, and Disposal (Remediation or Monitoring) | 1 | 0.018137 | NJ0005185 | Woodbury Creek-Delaware River | 020402020507 | 2022 TRI reports that 1-Chloro-1,1-difluoroethane is used as a reactant |  |  |  | 2023 | 02040200000000 | DELAWARE RIVER (ZONE 4) | 0.727 | 0.41 | 0.32266 | NPDES | 0.41 | 0.63436 | 4496190 |  | 1 | 0.99 | 5.279 | 12.69 | 9.134 | 1.65 | 1.304 | 1.082 | 0.769 | 0.665 | 0.966 | 1.099 | 0.727 | 1.566 | QE_08 | 0.665 | 1.6259 | 0.8813 | 2.4205 | 1.6542 | 1.551 | 1.6259 | 30Q5 Flow | 1.6542 | HM Flow | 1.551 | Plant Flow |  | 365 | 4.9689e-05 | 0.032037 | 0.030561 | 0.030038 | 3 | 4 | 0 | 0 | 39 | 1 | 0 | 0 | 0.788 | 32 | 0 | 0 | 4.0656e-05 | 1.0679e-05 | DMR | [16 empty] | 0.00086365 | 0.55683 | 0.53117 | 0.52208 | 0.00070663 | 0.00018561 | NO | NHDPlus
2023 | SOLVAY SOLEXIS INC | 110013317614 | NJ0005185 | THOROFARE | GLOUCESTER | NJ |  | 39.8455 | -75.2095 |  | 2821 | Plastics Materials and Resins | 325211 | Plastics Material and Resin Manufacturing | IS22 | Plastic Material and Resin Manufacturing | Waste Handling, Treatment, and Disposal (Remediation or Monitoring) | 1 | 0.022562 | NJ0005185 | Woodbury Creek-Delaware River | 020402020507 | 2022 TRI reports that 1-Chloro-1,1-difluoroethane is used as a reactant |  |  |  | 2023 | 02040200000000 | DELAWARE RIVER (ZONE 4) | 0.727 | 0.41 | 0.32266 | NPDES | 0.41 | 0.63436 | 4496190 |  | 1 | 0.99 | 5.279 | 12.69 | 9.134 | 1.65 | 1.304 | 1.082 | 0.769 | 0.665 | 0.966 | 1.099 | 0.727 | 1.566 | QE_08 | 0.665 | 1.6259 | 0.8813 | 2.4205 | 1.6542 | 1.551 | 1.6259 | 30Q5 Flow | 1.6542 | HM Flow | 1.551 | Plant Flow |  | 365 | 6.1813e-05 | 0.039853 | 0.038017 | 0.037367 | 3 | 4 | 0 | 0 | 39 | 1 | 0 | 0 | 0.788 | 32 | 0 | 0 | 5.0576e-05 | 1.3284e-05 | DMR | [16 empty] | 0.0010744 | 0.69269 | 0.66078 | 0.64947 | 0.00087905 | 0.0002309 | NO | NHDPlus
2019 | FIRMENICH INCORPORATED | 110000321651 | NJ0031445 | PLAINSBORO | MIDDLESEX | NJ |  | 40.3319 | -74.6197 |  | 2869 | Industrial Organic Chemicals, Nec | 325998 | All Other Miscellaneous Chemical Product and Preparation Manufacturing | IS34 | All Other Chemical Product and Preparation Manufacturing | Waste Handling, Treatment, and Disposal (Remediation or Monitoring) | 1 | 0.008475 | NJ0031445 | Devils Brook | 020301050306 | Nothing reported to 2022 TRI |  |  |  | 2023 | 02060000000000 | MILLSTONE RIVER | 0.036 | 0.04 | 0.04075 | NPDES | 0.04 | 0.061889 | 4769406 |  | -9 | 0 | 0 | 0 | 0 | 0 | 0 | 0 | 0 | 0 | 0 | 0 | 0 | 0 | [6 empty] | 0.15142 | 0.15142 | Coastal | 0.15142 | Coastal | 0.15142 | Coastal | PlantFlowUsed | 365 | 2.3219e-05 | 0.15335 | 0.15335 | 0.15335 | 3 | 4 | 0 | 0 | 39 | 1 | 0 | 0 | 0.788 | 32 | 0 | 0 | 0.0001946 | 5.1116e-05 | DMR | [16 empty] | 0.00040357 | 2.6653 | 2.6653 | 2.6653 | 0.0033824 | 0.00088844 | NO | PlantFlow
2020 | FIRMENICH INCORPORATED | 110000321651 | NJ0031445 | PLAINSBORO | MIDDLESEX | NJ |  | 40.3319 | -74.6197 |  | 2869 | Industrial Organic Chemicals, Nec | 325998 | All Other Miscellaneous Chemical Product and Preparation Manufacturing | IS34 | All Other Chemical Product and Preparation Manufacturing | Waste Handling, Treatment, and Disposal (Remediation or Monitoring) | 1 | 0.008615 | NJ0031445 | Devils Brook | 020301050306 | Nothing reported to 2022 TRI |  |  |  | 2023 | 02060000000000 | MILLSTONE RIVER | 0.036 | 0.04 | 0.04075 | NPDES | 0.04 | 0.061889 | 4769406 |  | -9 | 0 | 0 | 0 | 0 | 0 | 0 | 0 | 0 | 0 | 0 | 0 | 0 | 0 | [6 empty] | 0.15142 | 0.15142 | Coastal | 0.15142 | Coastal | 0.15142 | Coastal | PlantFlowUsed | 365 | 2.3603e-05 | 0.15588 | 0.15588 | 0.15588 | 3 | 4 | 0 | 0 | 39 | 1 | 0 | 0 | 0.788 | 32 | 0 | 0 | 0.00019782 | 5.196e-05 | DMR | [16 empty] | 0.00041024 | 2.7093 | 2.7093 | 2.7093 | 0.0034382 | 0.00090311 | NO | PlantFlow
2021 | FIRMENICH INCORPORATED | 110000321651 | NJ0031445 | PLAINSBORO | MIDDLESEX | NJ |  | 40.3319 | -74.6197 |  | 2869 | Industrial Organic Chemicals, Nec | 325998 | All Other Miscellaneous Chemical Product and Preparation Manufacturing | IS34 | All Other Chemical Product and Preparation Manufacturing | Waste Handling, Treatment, and Disposal (Remediation or Monitoring) | 1 | 0.021576 | NJ0031445 | Devils Brook | 020301050306 | Nothing reported to 2022 TRI |  |  |  | 2023 | 02060000000000 | MILLSTONE RIVER | 0.036 | 0.04 | 0.04075 | NPDES | 0.04 | 0.061889 | 4769406 |  | -9 | 0 | 0 | 0 | 0 | 0 | 0 | 0 | 0 | 0 | 0 | 0 | 0 | 0 | [6 empty] | 0.15142 | 0.15142 | Coastal | 0.15142 | Coastal | 0.15142 | Coastal | PlantFlowUsed | 365 | 5.9112e-05 | 0.3904 | 0.3904 | 0.3904 | 3 | 4 | 0 | 0 | 39 | 1 | 0 | 0 | 0.788 | 32 | 0 | 0 | 0.00049543 | 0.00013013 | DMR | [16 empty] | 0.0010274 | 6.7855 | 6.7855 | 6.7855 | 0.008611 | 0.0022618 | NO | PlantFlow
2022 | FIRMENICH INCORPORATED | 110000321651 | NJ0031445 | PLAINSBORO | MIDDLESEX | NJ |  | 40.3319 | -74.6197 |  | 2869 | Industrial Organic Chemicals, Nec | 325998 | All Other Miscellaneous Chemical Product and Preparation Manufacturing | IS34 | All Other Chemical Product and Preparation Manufacturing | Waste Handling, Treatment, and Disposal (Remediation or Monitoring) | 1 | 0.030695 | NJ0031445 | Devils Brook | 020301050306 | Nothing reported to 2022 TRI |  |  |  | 2023 | 02060000000000 | MILLSTONE RIVER | 0.036 | 0.04 | 0.04075 | NPDES | 0.04 | 0.061889 | 4769406 |  | -9 | 0 | 0 | 0 | 0 | 0 | 0 | 0 | 0 | 0 | 0 | 0 | 0 | 0 | [6 empty] | 0.15142 | 0.15142 | Coastal | 0.15142 | Coastal | 0.15142 | Coastal | PlantFlowUsed | 365 | 8.4096e-05 | 0.55539 | 0.55539 | 0.55539 | 3 | 4 | 0 | 0 | 39 | 1 | 0 | 0 | 0.788 | 32 | 0 | 0 | 0.00070482 | 0.00018513 | DMR | [16 empty] | 0.0014617 | 9.6533 | 9.6533 | 9.6533 | 0.01225 | 0.0032178 | NO | PlantFlow
2023 | FIRMENICH INCORPORATED | 110000321651 | NJ0031445 | PLAINSBORO | MIDDLESEX | NJ |  | 40.3319 | -74.6197 |  | 2869 | Industrial Organic Chemicals, Nec | 325998 | All Other Miscellaneous Chemical Product and Preparation Manufacturing | IS34 | All Other Chemical Product and Preparation Manufacturing | Waste Handling, Treatment, and Disposal (Remediation or Monitoring) | 1 | 0.0031 | NJ0031445 | Devils Brook | 020301050306 | Nothing reported to 2022 TRI |  |  |  | 2023 | 02060000000000 | MILLSTONE RIVER | 0.036 | 0.04 | 0.04075 | NPDES | 0.04 | 0.061889 | 4769406 |  | -9 | 0 | 0 | 0 | 0 | 0 | 0 | 0 | 0 | 0 | 0 | 0 | 0 | 0 | [6 empty] | 0.15142 | 0.15142 | Coastal | 0.15142 | Coastal | 0.15142 | Coastal | PlantFlowUsed | 365 | 8.4932e-06 | 0.056091 | 0.056091 | 0.056091 | 3 | 4 | 0 | 0 | 39 | 1 | 0 | 0 | 0.788 | 32 | 0 | 0 | 7.1182e-05 | 1.8697e-05 | DMR | [16 empty] | 0.00014762 | 0.97492 | 0.97492 | 0.97492 | 0.0012372 | 0.00032497 | NO | PlantFlow
2019 | HERCULES GIBBSTOWN GROUNDWATER TREATMENT SITE | 110070210457 | NJG005134 | GREENWICH TWP | GLOUCESTER | NJ |  | 39.8277 | -75.2778 |  | 2869 | Industrial Organic Chemicals, Nec | 325998 | All Other Miscellaneous Chemical Product and Preparation Manufacturing | IS34 | All Other Chemical Product and Preparation Manufacturing | Waste Handling, Treatment, and Disposal (Remediation or Monitoring) | 1 | 0.0036858 | NJG005134 | Woodbury Creek-Delaware River | 020402020507 | Name indicates Groundwater Treatment |  |  |  | 2023 | 02040200000000 | DELAWARE RIVER | 0.432 | 0.185 | 0.16364 | NPDES | 0.185 | 0.28624 | 4495726 | Clonmell Creek | 1 | 4.437 | 19.201 | 37.839 | 30.771 | 7.298 | 5.176 | 4.022 | 2.723 | 2.398 | 3.114 | 3.312 | 2.656 | 6.888 | QE_08 | 2.398 | 5.8631 | 3.3247 | 10.8484 | 6.999 | 0.69985 | 5.8631 | 30Q5 Flow | 6.999 | HM Flow | 3.3247 | 7Q10 Flow |  | 365 | 1.0098e-05 | 0.0030373 | 0.0017223 | 0.0014428 | 3 | 4 | 0 | 0 | 39 | 1 | 0 | 0 | 0.788 | 32 | 0 | 0 | 3.8544e-06 | 1.0124e-06 | DMR | [16 empty] | 0.00017552 | 0.052791 | 0.029936 | 0.025077 | 6.6994e-05 | 1.7597e-05 | NO | NHDPlus
2020 | HERCULES GIBBSTOWN GROUNDWATER TREATMENT SITE | 110070210457 | NJG005134 | GREENWICH TWP | GLOUCESTER | NJ |  | 39.8277 | -75.2778 |  | 2869 | Industrial Organic Chemicals, Nec | 325998 | All Other Miscellaneous Chemical Product and Preparation Manufacturing | IS34 | All Other Chemical Product and Preparation Manufacturing | Waste Handling, Treatment, and Disposal (Remediation or Monitoring) | 1 | 0.0034536 | NJG005134 | Woodbury Creek-Delaware River | 020402020507 | Name indicates Groundwater Treatment |  |  |  | 2023 | 02040200000000 | DELAWARE RIVER | 0.432 | 0.185 | 0.16364 | NPDES | 0.185 | 0.28624 | 4495726 | Clonmell Creek | 1 | 4.437 | 19.201 | 37.839 | 30.771 | 7.298 | 5.176 | 4.022 | 2.723 | 2.398 | 3.114 | 3.312 | 2.656 | 6.888 | QE_08 | 2.398 | 5.8631 | 3.3247 | 10.8484 | 6.999 | 0.69985 | 5.8631 | 30Q5 Flow | 6.999 | HM Flow | 3.3247 | 7Q10 Flow |  | 365 | 9.4619e-06 | 0.0028459 | 0.0016138 | 0.0013519 | 3 | 4 | 0 | 0 | 39 | 1 | 0 | 0 | 0.788 | 32 | 0 | 0 | 3.6115e-06 | 9.4863e-07 | DMR | [16 empty] | 0.00016446 | 0.049464 | 0.028049 | 0.023497 | 6.2772e-05 | 1.6488e-05 | NO | NHDPlus
2021 | HERCULES GIBBSTOWN GROUNDWATER TREATMENT SITE | 110070210457 | NJG005134 | GREENWICH TWP | GLOUCESTER | NJ |  | 39.8277 | -75.2778 |  | 2869 | Industrial Organic Chemicals, Nec | 325998 | All Other Miscellaneous Chemical Product and Preparation Manufacturing | IS34 | All Other Chemical Product and Preparation Manufacturing | Waste Handling, Treatment, and Disposal (Remediation or Monitoring) | 1 | 0.0031019 | NJG005134 | Woodbury Creek-Delaware River | 020402020507 | Name indicates Groundwater Treatment |  |  |  | 2023 | 02040200000000 | DELAWARE RIVER | 0.432 | 0.185 | 0.16364 | NPDES | 0.185 | 0.28624 | 4495726 | Clonmell Creek | 1 | 4.437 | 19.201 | 37.839 | 30.771 | 7.298 | 5.176 | 4.022 | 2.723 | 2.398 | 3.114 | 3.312 | 2.656 | 6.888 | QE_08 | 2.398 | 5.8631 | 3.3247 | 10.8484 | 6.999 | 0.69985 | 5.8631 | 30Q5 Flow | 6.999 | HM Flow | 3.3247 | 7Q10 Flow |  | 365 | 8.4984e-06 | 0.0025561 | 0.0014495 | 0.0012142 | 3 | 4 | 0 | 0 | 39 | 1 | 0 | 0 | 0.788 | 32 | 0 | 0 | 3.2438e-06 | 8.5204e-07 | DMR | [16 empty] | 0.00014771 | 0.044428 | 0.025193 | 0.021105 | 5.6381e-05 | 1.4809e-05 | NO | NHDPlus
2022 | HERCULES GIBBSTOWN GROUNDWATER TREATMENT SITE | 110070210457 | NJG005134 | GREENWICH TWP | GLOUCESTER | NJ |  | 39.8277 | -75.2778 |  | 2869 | Industrial Organic Chemicals, Nec | 325998 | All Other Miscellaneous Chemical Product and Preparation Manufacturing | IS34 | All Other Chemical Product and Preparation Manufacturing | Waste Handling, Treatment, and Disposal (Remediation or Monitoring) | 1 | 0.0033072 | NJG005134 | Woodbury Creek-Delaware River | 020402020507 | Name indicates Groundwater Treatment |  |  |  | 2023 | 02040200000000 | DELAWARE RIVER | 0.432 | 0.185 | 0.16364 | NPDES | 0.185 | 0.28624 | 4495726 | Clonmell Creek | 1 | 4.437 | 19.201 | 37.839 | 30.771 | 7.298 | 5.176 | 4.022 | 2.723 | 2.398 | 3.114 | 3.312 | 2.656 | 6.888 | QE_08 | 2.398 | 5.8631 | 3.3247 | 10.8484 | 6.999 | 0.69985 | 5.8631 | 30Q5 Flow | 6.999 | HM Flow | 3.3247 | 7Q10 Flow |  | 365 | 9.0608e-06 | 0.0027253 | 0.0015454 | 0.0012946 | 3 | 4 | 0 | 0 | 39 | 1 | 0 | 0 | 0.788 | 32 | 0 | 0 | 3.4585e-06 | 9.0843e-07 | DMR | [16 empty] | 0.00015749 | 0.047368 | 0.026861 | 0.022501 | 6.0112e-05 | 1.5789e-05 | NO | NHDPlus
2023 | HERCULES GIBBSTOWN GROUNDWATER TREATMENT SITE | 110070210457 | NJG005134 | GREENWICH TWP | GLOUCESTER | NJ |  | 39.8277 | -75.2778 |  | 2869 | Industrial Organic Chemicals, Nec | 325998 | All Other Miscellaneous Chemical Product and Preparation Manufacturing | IS34 | All Other Chemical Product and Preparation Manufacturing | Waste Handling, Treatment, and Disposal (Remediation or Monitoring) | 1 | 0.0022851 | NJG005134 | Woodbury Creek-Delaware River | 020402020507 | Name indicates Groundwater Treatment |  |  |  | 2023 | 02040200000000 | DELAWARE RIVER | 0.432 | 0.185 | 0.16364 | NPDES | 0.185 | 0.28624 | 4495726 | Clonmell Creek | 1 | 4.437 | 19.201 | 37.839 | 30.771 | 7.298 | 5.176 | 4.022 | 2.723 | 2.398 | 3.114 | 3.312 | 2.656 | 6.888 | QE_08 | 2.398 | 5.8631 | 3.3247 | 10.8484 | 6.999 | 0.69985 | 5.8631 | 30Q5 Flow | 6.999 | HM Flow | 3.3247 | 7Q10 Flow |  | 365 | 6.2605e-06 | 0.001883 | 0.0010678 | 0.00089449 | 3 | 4 | 0 | 0 | 39 | 1 | 0 | 0 | 0.788 | 32 | 0 | 0 | 2.3896e-06 | 6.2767e-07 | DMR | [16 empty] | 0.00010881 | 0.032728 | 0.018559 | 0.015547 | 4.1534e-05 | 1.0909e-05 | NO | NHDPlus
2019 | CHEMICAL LEAMAN TANK LINES INC | 110009721836 | NJG105589 | BRIDGEPORT | GLOUCESTER | NJ |  | 39.7993 | -75.333 |  | 4213 | Trucking, Except Local | 484230 | Specialized Freight (except Used Goods) Trucking, Long-Distance | NAICS/SIC Not Provided | NAICS/SIC Not Provided | Waste Handling, Treatment, and Disposal (Remediation or Monitoring) | 1 | 0.020696 | NJG105589 | Repaupo Creek-Delaware River | 020402020607 | Uncertain, possibly a remediation site |  |  |  | 2023 | 02040200000000 | MOSS BRANCH (CEDAR SWAMP) | 0.3312 | 0.288 | 0.20823 | NPDES | 0.288 | 0.4456 | [22 empty] | 1.0902 | 1.0902 | Flow Lookup Failed | 1.0902 | Flow Lookup Failed | 1.0902 | Flow Lookup Failed | PlantFlowUsed | 365 | 5.6702e-05 | 0.05201 | 0.05201 | 0.05201 | 3 | 4 | 0 | 0 | 39 | 1 | 0 | 0 | 0.788 | 32 | 0 | 0 | 6.6003e-05 | 1.7337e-05 | DMR | [16 empty] | 0.00098553 | 0.90399 | 0.90399 | 0.90399 | 0.0011472 | 0.00030133 | NO | PlantFlow
2020 | CHEMICAL LEAMAN TANK LINES INC | 110009721836 | NJG105589 | BRIDGEPORT | GLOUCESTER | NJ |  | 39.7993 | -75.333 |  | 4213 | Trucking, Except Local | 484230 | Specialized Freight (except Used Goods) Trucking, Long-Distance | NAICS/SIC Not Provided | NAICS/SIC Not Provided | Waste Handling, Treatment, and Disposal (Remediation or Monitoring) | 1 | 0.013676 | NJG105589 | Repaupo Creek-Delaware River | 020402020607 | Uncertain, possibly a remediation site |  |  |  | 2023 | 02040200000000 | MOSS BRANCH (CEDAR SWAMP) | 0.3312 | 0.288 | 0.20823 | NPDES | 0.288 | 0.4456 | [22 empty] | 1.0902 | 1.0902 | Flow Lookup Failed | 1.0902 | Flow Lookup Failed | 1.0902 | Flow Lookup Failed | PlantFlowUsed | 365 | 3.747e-05 | 0.03437 | 0.03437 | 0.03437 | 3 | 4 | 0 | 0 | 39 | 1 | 0 | 0 | 0.788 | 32 | 0 | 0 | 4.3616e-05 | 1.1457e-05 | DMR | [16 empty] | 0.00065126 | 0.59738 | 0.59738 | 0.59738 | 0.00075809 | 0.00019913 | NO | PlantFlow
2021 | CHEMICAL LEAMAN TANK LINES INC | 110009721836 | NJG105589 | BRIDGEPORT | GLOUCESTER | NJ |  | 39.7993 | -75.333 |  | 4213 | Trucking, Except Local | 484230 | Specialized Freight (except Used Goods) Trucking, Long-Distance | NAICS/SIC Not Provided | NAICS/SIC Not Provided | Waste Handling, Treatment, and Disposal (Remediation or Monitoring) | 1 | 0.015736 | NJG105589 | Repaupo Creek-Delaware River | 020402020607 | Uncertain, possibly a remediation site |  |  |  | 2023 | 02040200000000 | MOSS BRANCH (CEDAR SWAMP) | 0.3312 | 0.288 | 0.20823 | NPDES | 0.288 | 0.4456 | [22 empty] | 1.0902 | 1.0902 | Flow Lookup Failed | 1.0902 | Flow Lookup Failed | 1.0902 | Flow Lookup Failed | PlantFlowUsed | 365 | 4.3111e-05 | 0.039544 | 0.039544 | 0.039544 | 3 | 4 | 0 | 0 | 39 | 1 | 0 | 0 | 0.788 | 32 | 0 | 0 | 5.0183e-05 | 1.3181e-05 | DMR | [16 empty] | 0.00074931 | 0.68732 | 0.68732 | 0.68732 | 0.00087223 | 0.00022911 | NO | PlantFlow
2022 | CHEMICAL LEAMAN TANK LINES INC | 110009721836 | NJG105589 | BRIDGEPORT | GLOUCESTER | NJ |  | 39.7993 | -75.333 |  | 4213 | Trucking, Except Local | 484230 | Specialized Freight (except Used Goods) Trucking, Long-Distance | NAICS/SIC Not Provided | NAICS/SIC Not Provided | Waste Handling, Treatment, and Disposal (Remediation or Monitoring) | 1 | 0.014778 | NJG105589 | Repaupo Creek-Delaware River | 020402020607 | Uncertain, possibly a remediation site |  |  |  | 2023 | 02040200000000 | MOSS BRANCH (CEDAR SWAMP) | 0.3312 | 0.288 | 0.20823 | NPDES | 0.288 | 0.4456 | [22 empty] | 1.0902 | 1.0902 | Flow Lookup Failed | 1.0902 | Flow Lookup Failed | 1.0902 | Flow Lookup Failed | PlantFlowUsed | 365 | 4.0487e-05 | 0.037137 | 0.037137 | 0.037137 | 3 | 4 | 0 | 0 | 39 | 1 | 0 | 0 | 0.788 | 32 | 0 | 0 | 4.7129e-05 | 1.2379e-05 | DMR | [16 empty] | 0.0007037 | 0.64548 | 0.64548 | 0.64548 | 0.00081914 | 0.00021516 | NO | PlantFlow
2023 | CHEMICAL LEAMAN TANK LINES INC | 110009721836 | NJG105589 | BRIDGEPORT | GLOUCESTER | NJ |  | 39.7993 | -75.333 |  | 4213 | Trucking, Except Local | 484230 | Specialized Freight (except Used Goods) Trucking, Long-Distance | NAICS/SIC Not Provided | NAICS/SIC Not Provided | Waste Handling, Treatment, and Disposal (Remediation or Monitoring) | 1 | 0.011518 | NJG105589 | Repaupo Creek-Delaware River | 020402020607 | Uncertain, possibly a remediation site |  |  |  | 2023 | 02040200000000 | MOSS BRANCH (CEDAR SWAMP) | 0.3312 | 0.288 | 0.20823 | NPDES | 0.288 | 0.4456 | [22 empty] | 1.0902 | 1.0902 | Flow Lookup Failed | 1.0902 | Flow Lookup Failed | 1.0902 | Flow Lookup Failed | PlantFlowUsed | 365 | 3.1557e-05 | 0.028946 | 0.028946 | 0.028946 | 3 | 4 | 0 | 0 | 39 | 1 | 0 | 0 | 0.788 | 32 | 0 | 0 | 3.6734e-05 | 9.6487e-06 | DMR | [16 empty] | 0.00054849 | 0.50311 | 0.50311 | 0.50311 | 0.00063846 | 0.0001677 | NO | PlantFlow
2019 | 601 NASSAU ST ASSOC LLC | 110070220269 | NJG129127 | NORTH BRUNSWICK TWP | MIDDLESEX | NJ |  | 40.4716 | -74.447 |  | 3053 | Gaskets; Packing and Sealing Devices | 339991 | Gasket, Packing, and Sealing Device Manufacturing | IS45 | Miscellaneous Manufacturing | Waste Handling, Treatment, and Disposal (Remediation or Monitoring) | 1 | 0.0021569 | NJG129127 | Lawrence Brook | 020301050505 | Remediation site, found court document indicating operations ceased in 1987 following organochlorine discharge |  |  |  | 2023 | 02030110000000 | MILE RUN | 0.03 | 0.0072 | 0.0025632 | NPDES | 0.0072 | 0.01114 | 9515508 |  | 1 | 7.498 | 22.399 | 46.088 | 44.09 | 11.802 | 9.078 | 6.716 | 4.196 | 3.335 | 3.995 | 9.797 | 10.853 | 12.798 | QE_08 | 3.335 | 8.154 | 4.6778 | 18.3325 | 10.831 | 0.027237 | 8.154 | 30Q5 Flow | 10.831 | HM Flow | 4.6778 | 7Q10 Flow |  | 365 | 5.9093e-06 | 0.0012632 | 0.0007247 | 0.00054559 | 3 | 4 | 0 | 0 | 39 | 1 | 0 | 0 | 0.788 | 32 | 0 | 0 | 1.6031e-06 | 4.2108e-07 | DMR | [16 empty] | 0.00010271 | 0.021956 | 0.012596 | 0.0094829 | 2.7863e-05 | 7.3188e-06 | NO | NHDPlus
2020 | 601 NASSAU ST ASSOC LLC | 110070220269 | NJG129127 | NORTH BRUNSWICK TWP | MIDDLESEX | NJ |  | 40.4716 | -74.447 |  | 3053 | Gaskets; Packing and Sealing Devices | 339991 | Gasket, Packing, and Sealing Device Manufacturing | IS45 | Miscellaneous Manufacturing | Waste Handling, Treatment, and Disposal (Remediation or Monitoring) | 1 | 0.0013328 | NJG129127 | Lawrence Brook | 020301050505 | Remediation site, found court document indicating operations ceased in 1987 following organochlorine discharge |  |  |  | 2023 | 02030110000000 | MILE RUN | 0.03 | 0.0072 | 0.0025632 | NPDES | 0.0072 | 0.01114 | 9515508 |  | 1 | 7.498 | 22.399 | 46.088 | 44.09 | 11.802 | 9.078 | 6.716 | 4.196 | 3.335 | 3.995 | 9.797 | 10.853 | 12.798 | QE_08 | 3.335 | 8.154 | 4.6778 | 18.3325 | 10.831 | 0.027237 | 8.154 | 30Q5 Flow | 10.831 | HM Flow | 4.6778 | 7Q10 Flow |  | 365 | 3.6514e-06 | 0.00078057 | 0.0004478 | 0.00033713 | 3 | 4 | 0 | 0 | 39 | 1 | 0 | 0 | 0.788 | 32 | 0 | 0 | 9.9057e-07 | 2.6019e-07 | DMR | [16 empty] | 6.3465e-05 | 0.013567 | 0.0077832 | 0.0058596 | 1.7217e-05 | 4.5224e-06 | NO | NHDPlus
2021 | 601 NASSAU ST ASSOC LLC | 110070220269 | NJG129127 | NORTH BRUNSWICK TWP | MIDDLESEX | NJ |  | 40.4716 | -74.447 |  | 3053 | Gaskets; Packing and Sealing Devices | 339991 | Gasket, Packing, and Sealing Device Manufacturing | IS45 | Miscellaneous Manufacturing | Waste Handling, Treatment, and Disposal (Remediation or Monitoring) | 1 | 0.0019155 | NJG129127 | Lawrence Brook | 020301050505 | Remediation site, found court document indicating operations ceased in 1987 following organochlorine discharge |  |  |  | 2023 | 02030110000000 | MILE RUN | 0.03 | 0.0072 | 0.0025632 | NPDES | 0.0072 | 0.01114 | 9515508 |  | 1 | 7.498 | 22.399 | 46.088 | 44.09 | 11.802 | 9.078 | 6.716 | 4.196 | 3.335 | 3.995 | 9.797 | 10.853 | 12.798 | QE_08 | 3.335 | 8.154 | 4.6778 | 18.3325 | 10.831 | 0.027237 | 8.154 | 30Q5 Flow | 10.831 | HM Flow | 4.6778 | 7Q10 Flow |  | 365 | 5.2479e-06 | 0.0011219 | 0.00064359 | 0.00048453 | 3 | 4 | 0 | 0 | 39 | 1 | 0 | 0 | 0.788 | 32 | 0 | 0 | 1.4237e-06 | 3.7395e-07 | DMR | [16 empty] | 9.1213e-05 | 0.019499 | 0.011186 | 0.0084215 | 2.4745e-05 | 6.4997e-06 | NO | NHDPlus
2022 | 601 NASSAU ST ASSOC LLC | 110070220269 | NJG129127 | NORTH BRUNSWICK TWP | MIDDLESEX | NJ |  | 40.4716 | -74.447 |  | 3053 | Gaskets; Packing and Sealing Devices | 339991 | Gasket, Packing, and Sealing Device Manufacturing | IS45 | Miscellaneous Manufacturing | Waste Handling, Treatment, and Disposal (Remediation or Monitoring) | 1 | 0.0010124 | NJG129127 | Lawrence Brook | 020301050505 | Remediation site, found court document indicating operations ceased in 1987 following organochlorine discharge |  |  |  | 2023 | 02030110000000 | MILE RUN | 0.03 | 0.0072 | 0.0025632 | NPDES | 0.0072 | 0.01114 | 9515508 |  | 1 | 7.498 | 22.399 | 46.088 | 44.09 | 11.802 | 9.078 | 6.716 | 4.196 | 3.335 | 3.995 | 9.797 | 10.853 | 12.798 | QE_08 | 3.335 | 8.154 | 4.6778 | 18.3325 | 10.831 | 0.027237 | 8.154 | 30Q5 Flow | 10.831 | HM Flow | 4.6778 | 7Q10 Flow |  | 365 | 2.7737e-06 | 0.00059295 | 0.00034017 | 0.00025609 | 3 | 4 | 0 | 0 | 39 | 1 | 0 | 0 | 0.788 | 32 | 0 | 0 | 7.5247e-07 | 1.9765e-07 | DMR | [16 empty] | 4.821e-05 | 0.010306 | 0.0059124 | 0.0044511 | 1.3079e-05 | 3.4353e-06 | NO | NHDPlus
2023 | 601 NASSAU ST ASSOC LLC | 110070220269 | NJG129127 | NORTH BRUNSWICK TWP | MIDDLESEX | NJ |  | 40.4716 | -74.447 |  | 3053 | Gaskets; Packing and Sealing Devices | 339991 | Gasket, Packing, and Sealing Device Manufacturing | IS45 | Miscellaneous Manufacturing | Waste Handling, Treatment, and Disposal (Remediation or Monitoring) | 1 | 0.0011696 | NJG129127 | Lawrence Brook | 020301050505 | Remediation site, found court document indicating operations ceased in 1987 following organochlorine discharge |  |  |  | 2023 | 02030110000000 | MILE RUN | 0.03 | 0.0072 | 0.0025632 | NPDES | 0.0072 | 0.01114 | 9515508 |  | 1 | 7.498 | 22.399 | 46.088 | 44.09 | 11.802 | 9.078 | 6.716 | 4.196 | 3.335 | 3.995 | 9.797 | 10.853 | 12.798 | QE_08 | 3.335 | 8.154 | 4.6778 | 18.3325 | 10.831 | 0.027237 | 8.154 | 30Q5 Flow | 10.831 | HM Flow | 4.6778 | 7Q10 Flow |  | 365 | 3.2044e-06 | 0.00068502 | 0.00039298 | 0.00029586 | 3 | 4 | 0 | 0 | 39 | 1 | 0 | 0 | 0.788 | 32 | 0 | 0 | 8.6931e-07 | 2.2834e-07 | DMR | [16 empty] | 5.5695e-05 | 0.011906 | 0.0068304 | 0.0051422 | 1.5109e-05 | 3.9687e-06 | NO | NHDPlus
2019 | GARDEN STATE TILE DISTRIBUTORS INC | 110070220772 | NJG129526 | SOUTH BRUNSWICK TWP | MIDDLESEX | NJ |  | 40.3828 | -74.5016 |  | 3492 | Fluid Power Valves and Hose Fittings | 332912 | Fluid Power Valve and Hose Fitting Manufacturing | IS39 | Fabricated Metal Product Manufacturing | Waste Handling, Treatment, and Disposal (Remediation or Monitoring) | 1 | 0.0073252 | NJG129526 | Lawrence Brook | 020301050505 | Name indicates distribution center |  |  |  | 2023 | 02030110000000 | GREAT DITCH | 0.0648 | 0.033 | 0.027 | NPDES | 0.033 | 0.051059 | 9515702 |  | 1 | 12.826 | 34.885 | 66.268 | 68.151 | 19.981 | 14.771 | 10.685 | 6.608 | 5.253 | 6.047 | 16.618 | 17.497 | 21.627 | QE_08 | 5.253 | 12.8435 | 7.4869 | 31.3594 | 18.1007 | 0.12484 | 12.8435 | 30Q5 Flow | 18.1007 | HM Flow | 7.4869 | 7Q10 Flow |  | 365 | 2.0069e-05 | 0.0026805 | 0.0015626 | 0.0011087 | 3 | 4 | 0 | 0 | 39 | 1 | 0 | 0 | 0.788 | 32 | 0 | 0 | 3.4017e-06 | 8.9351e-07 | DMR | [16 empty] | 0.00034882 | 0.04659 | 0.027159 | 0.019271 | 5.9125e-05 | 1.553e-05 | NO | NHDPlus
2020 | GARDEN STATE TILE DISTRIBUTORS INC | 110070220772 | NJG129526 | SOUTH BRUNSWICK TWP | MIDDLESEX | NJ |  | 40.3828 | -74.5016 |  | 3492 | Fluid Power Valves and Hose Fittings | 332912 | Fluid Power Valve and Hose Fitting Manufacturing | IS39 | Fabricated Metal Product Manufacturing | Waste Handling, Treatment, and Disposal (Remediation or Monitoring) | 1 | 0.021942 | NJG129526 | Lawrence Brook | 020301050505 | Name indicates distribution center |  |  |  | 2023 | 02030110000000 | GREAT DITCH | 0.0648 | 0.033 | 0.027 | NPDES | 0.033 | 0.051059 | 9515702 |  | 1 | 12.826 | 34.885 | 66.268 | 68.151 | 19.981 | 14.771 | 10.685 | 6.608 | 5.253 | 6.047 | 16.618 | 17.497 | 21.627 | QE_08 | 5.253 | 12.8435 | 7.4869 | 31.3594 | 18.1007 | 0.12484 | 12.8435 | 30Q5 Flow | 18.1007 | HM Flow | 7.4869 | 7Q10 Flow |  | 365 | 6.0114e-05 | 0.0080293 | 0.0046805 | 0.0033211 | 3 | 4 | 0 | 0 | 39 | 1 | 0 | 0 | 0.788 | 32 | 0 | 0 | 1.0189e-05 | 2.6764e-06 | DMR | [16 empty] | 0.0010448 | 0.13956 | 0.081352 | 0.057724 | 0.0001771 | 4.6519e-05 | NO | NHDPlus
2021 | GARDEN STATE TILE DISTRIBUTORS INC | 110070220772 | NJG129526 | SOUTH BRUNSWICK TWP | MIDDLESEX | NJ |  | 40.3828 | -74.5016 |  | 3492 | Fluid Power Valves and Hose Fittings | 332912 | Fluid Power Valve and Hose Fitting Manufacturing | IS39 | Fabricated Metal Product Manufacturing | Waste Handling, Treatment, and Disposal (Remediation or Monitoring) | 1 | 0.024251 | NJG129526 | Lawrence Brook | 020301050505 | Name indicates distribution center |  |  |  | 2023 | 02030110000000 | GREAT DITCH | 0.0648 | 0.033 | 0.027 | NPDES | 0.033 | 0.051059 | 9515702 |  | 1 | 12.826 | 34.885 | 66.268 | 68.151 | 19.981 | 14.771 | 10.685 | 6.608 | 5.253 | 6.047 | 16.618 | 17.497 | 21.627 | QE_08 | 5.253 | 12.8435 | 7.4869 | 31.3594 | 18.1007 | 0.12484 | 12.8435 | 30Q5 Flow | 18.1007 | HM Flow | 7.4869 | 7Q10 Flow |  | 365 | 6.6441e-05 | 0.0088742 | 0.0051731 | 0.0036706 | 3 | 4 | 0 | 0 | 39 | 1 | 0 | 0 | 0.788 | 32 | 0 | 0 | 1.1262e-05 | 2.9581e-06 | DMR | [16 empty] | 0.0011548 | 0.15424 | 0.089913 | 0.063799 | 0.00019574 | 5.1414e-05 | NO | NHDPlus
2022 | GARDEN STATE TILE DISTRIBUTORS INC | 110070220772 | NJG129526 | SOUTH BRUNSWICK TWP | MIDDLESEX | NJ |  | 40.3828 | -74.5016 |  | 3492 | Fluid Power Valves and Hose Fittings | 332912 | Fluid Power Valve and Hose Fitting Manufacturing | IS39 | Fabricated Metal Product Manufacturing | Waste Handling, Treatment, and Disposal (Remediation or Monitoring) | 1 | 0.022106 | NJG129526 | Lawrence Brook | 020301050505 | Name indicates distribution center |  |  |  | 2023 | 02030110000000 | GREAT DITCH | 0.0648 | 0.033 | 0.027 | NPDES | 0.033 | 0.051059 | 9515702 |  | 1 | 12.826 | 34.885 | 66.268 | 68.151 | 19.981 | 14.771 | 10.685 | 6.608 | 5.253 | 6.047 | 16.618 | 17.497 | 21.627 | QE_08 | 5.253 | 12.8435 | 7.4869 | 31.3594 | 18.1007 | 0.12484 | 12.8435 | 30Q5 Flow | 18.1007 | HM Flow | 7.4869 | 7Q10 Flow |  | 365 | 6.0564e-05 | 0.0080893 | 0.0047155 | 0.0033459 | 3 | 4 | 0 | 0 | 39 | 1 | 0 | 0 | 0.788 | 32 | 0 | 0 | 1.0266e-05 | 2.6964e-06 | DMR | [16 empty] | 0.0010527 | 0.1406 | 0.08196 | 0.058155 | 0.00017843 | 4.6866e-05 | NO | NHDPlus
2023 | GARDEN STATE TILE DISTRIBUTORS INC | 110070220772 | NJG129526 | SOUTH BRUNSWICK TWP | MIDDLESEX | NJ |  | 40.3828 | -74.5016 |  | 3492 | Fluid Power Valves and Hose Fittings | 332912 | Fluid Power Valve and Hose Fitting Manufacturing | IS39 | Fabricated Metal Product Manufacturing | Waste Handling, Treatment, and Disposal (Remediation or Monitoring) | 1 | 0.018656 | NJG129526 | Lawrence Brook | 020301050505 | Name indicates distribution center |  |  |  | 2023 | 02030110000000 | GREAT DITCH | 0.0648 | 0.033 | 0.027 | NPDES | 0.033 | 0.051059 | 9515702 |  | 1 | 12.826 | 34.885 | 66.268 | 68.151 | 19.981 | 14.771 | 10.685 | 6.608 | 5.253 | 6.047 | 16.618 | 17.497 | 21.627 | QE_08 | 5.253 | 12.8435 | 7.4869 | 31.3594 | 18.1007 | 0.12484 | 12.8435 | 30Q5 Flow | 18.1007 | HM Flow | 7.4869 | 7Q10 Flow |  | 365 | 5.1114e-05 | 0.0068271 | 0.0039797 | 0.0028239 | 3 | 4 | 0 | 0 | 39 | 1 | 0 | 0 | 0.788 | 32 | 0 | 0 | 8.6638e-06 | 2.2757e-06 | DMR | [16 empty] | 0.0008884 | 0.11866 | 0.069171 | 0.049081 | 0.00015058 | 3.9554e-05 | NO | NHDPlus
2019 | STEARNS & FOSTER BEDDING CO FORMER | 110070212323 | NJG132829 | SOUTH BRUNSWICK TWP | MIDDLESEX | NJ |  | 40.4285 | -74.5187 | [5 empty] | NAICS/SIC Not Provided | NAICS/SIC Not Provided | Waste Handling, Treatment, and Disposal (Remediation or Monitoring) | 1 | 0.001899 | NJG132829 | Lawrence Brook | 020301050505 | Uncertain, possibly a remediation site |  |  |  | 2023 | 02030110000000 | OAKEYS BROOK | 0.072 | 0.072 | 0.020028 | NPDES | 0.072 | 0.1114 | 9514846 | Oakeys Brook | 1 | 1.611 | 5.543 | 13.963 | 12.959 | 2.557 | 2.245 | 1.769 | 1.179 | 0.917 | 1.192 | 3.909 | 2.961 | 2.799 | QE_08 | 0.917 | 2.2421 | 1.2291 | 3.9389 | 2.5024 | 0.27237 | 2.2421 | 30Q5 Flow | 2.5024 | HM Flow | 1.2291 | 7Q10 Flow |  | 365 | 5.2028e-06 | 0.0042331 | 0.0023206 | 0.0020791 | 3 | 4 | 0 | 0 | 39 | 1 | 0 | 0 | 0.788 | 32 | 0 | 0 | 5.3719e-06 | 1.411e-06 | DMR | [16 empty] | 9.043e-05 | 0.073575 | 0.040333 | 0.036137 | 9.3369e-05 | 2.4525e-05 | NO | NHDPlus
2020 | STEARNS & FOSTER BEDDING CO FORMER | 110070212323 | NJG132829 | SOUTH BRUNSWICK TWP | MIDDLESEX | NJ |  | 40.4285 | -74.5187 | [5 empty] | NAICS/SIC Not Provided | NAICS/SIC Not Provided | Waste Handling, Treatment, and Disposal (Remediation or Monitoring) | 1 | 0.00088892 | NJG132829 | Lawrence Brook | 020301050505 | Uncertain, possibly a remediation site |  |  |  | 2023 | 02030110000000 | OAKEYS BROOK | 0.072 | 0.072 | 0.020028 | NPDES | 0.072 | 0.1114 | 9514846 | Oakeys Brook | 1 | 1.611 | 5.543 | 13.963 | 12.959 | 2.557 | 2.245 | 1.769 | 1.179 | 0.917 | 1.192 | 3.909 | 2.961 | 2.799 | QE_08 | 0.917 | 2.2421 | 1.2291 | 3.9389 | 2.5024 | 0.27237 | 2.2421 | 30Q5 Flow | 2.5024 | HM Flow | 1.2291 | 7Q10 Flow |  | 365 | 2.4354e-06 | 0.0019815 | 0.0010862 | 0.00097322 | 3 | 4 | 0 | 0 | 39 | 1 | 0 | 0 | 0.788 | 32 | 0 | 0 | 2.5146e-06 | 6.6049e-07 | DMR | [16 empty] | 4.2329e-05 | 0.03444 | 0.01888 | 0.016915 | 4.3705e-05 | 1.148e-05 | NO | NHDPlus
2021 | STEARNS & FOSTER BEDDING CO FORMER | 110070212323 | NJG132829 | SOUTH BRUNSWICK TWP | MIDDLESEX | NJ |  | 40.4285 | -74.5187 | [5 empty] | NAICS/SIC Not Provided | NAICS/SIC Not Provided | Waste Handling, Treatment, and Disposal (Remediation or Monitoring) | 1 | 0.0017743 | NJG132829 | Lawrence Brook | 020301050505 | Uncertain, possibly a remediation site |  |  |  | 2023 | 02030110000000 | OAKEYS BROOK | 0.072 | 0.072 | 0.020028 | NPDES | 0.072 | 0.1114 | 9514846 | Oakeys Brook | 1 | 1.611 | 5.543 | 13.963 | 12.959 | 2.557 | 2.245 | 1.769 | 1.179 | 0.917 | 1.192 | 3.909 | 2.961 | 2.799 | QE_08 | 0.917 | 2.2421 | 1.2291 | 3.9389 | 2.5024 | 0.27237 | 2.2421 | 30Q5 Flow | 2.5024 | HM Flow | 1.2291 | 7Q10 Flow |  | 365 | 4.8611e-06 | 0.003955 | 0.0021681 | 0.0019426 | 3 | 4 | 0 | 0 | 39 | 1 | 0 | 0 | 0.788 | 32 | 0 | 0 | 5.0191e-06 | 1.3183e-06 | DMR | [16 empty] | 8.449e-05 | 0.068742 | 0.037684 | 0.033763 | 8.7236e-05 | 2.2914e-05 | NO | NHDPlus
2022 | STEARNS & FOSTER BEDDING CO FORMER | 110070212323 | NJG132829 | SOUTH BRUNSWICK TWP | MIDDLESEX | NJ |  | 40.4285 | -74.5187 | [5 empty] | NAICS/SIC Not Provided | NAICS/SIC Not Provided | Waste Handling, Treatment, and Disposal (Remediation or Monitoring) | 1 | 0.001302 | NJG132829 | Lawrence Brook | 020301050505 | Uncertain, possibly a remediation site |  |  |  | 2023 | 02030110000000 | OAKEYS BROOK | 0.072 | 0.072 | 0.020028 | NPDES | 0.072 | 0.1114 | 9514846 | Oakeys Brook | 1 | 1.611 | 5.543 | 13.963 | 12.959 | 2.557 | 2.245 | 1.769 | 1.179 | 0.917 | 1.192 | 3.909 | 2.961 | 2.799 | QE_08 | 0.917 | 2.2421 | 1.2291 | 3.9389 | 2.5024 | 0.27237 | 2.2421 | 30Q5 Flow | 2.5024 | HM Flow | 1.2291 | 7Q10 Flow |  | 365 | 3.5672e-06 | 0.0029023 | 0.0015911 | 0.0014255 | 3 | 4 | 0 | 0 | 39 | 1 | 0 | 0 | 0.788 | 32 | 0 | 0 | 3.6832e-06 | 9.6745e-07 | DMR | [16 empty] | 6.2002e-05 | 0.050445 | 0.027654 | 0.024777 | 6.4017e-05 | 1.6815e-05 | NO | NHDPlus
2023 | STEARNS & FOSTER BEDDING CO FORMER | 110070212323 | NJG132829 | SOUTH BRUNSWICK TWP | MIDDLESEX | NJ |  | 40.4285 | -74.5187 | [5 empty] | NAICS/SIC Not Provided | NAICS/SIC Not Provided | Waste Handling, Treatment, and Disposal (Remediation or Monitoring) | 1 | 0.0017107 | NJG132829 | Lawrence Brook | 020301050505 | Uncertain, possibly a remediation site |  |  |  | 2023 | 02030110000000 | OAKEYS BROOK | 0.072 | 0.072 | 0.020028 | NPDES | 0.072 | 0.1114 | 9514846 | Oakeys Brook | 1 | 1.611 | 5.543 | 13.963 | 12.959 | 2.557 | 2.245 | 1.769 | 1.179 | 0.917 | 1.192 | 3.909 | 2.961 | 2.799 | QE_08 | 0.917 | 2.2421 | 1.2291 | 3.9389 | 2.5024 | 0.27237 | 2.2421 | 30Q5 Flow | 2.5024 | HM Flow | 1.2291 | 7Q10 Flow |  | 365 | 4.6869e-06 | 0.0038133 | 0.0020904 | 0.0018729 | 3 | 4 | 0 | 0 | 39 | 1 | 0 | 0 | 0.788 | 32 | 0 | 0 | 4.8392e-06 | 1.2711e-06 | DMR | [16 empty] | 8.1462e-05 | 0.066279 | 0.036334 | 0.032554 | 8.411e-05 | 2.2093e-05 | NO | NHDPlus
2019 | PENN COLOR INC FORMER MANVILLE, NJ FACILITY | 110070217974 | NJG156922 | HILLSBOROUGH TWP | SOMERSET | NJ |  | 40.5252 | -74.601 |  | 2851 | Paints and Allied Products | 325510 | Paint and Coating Manufacturing | IS27 | Paint and Coating Manufacturing | Waste Handling, Treatment, and Disposal (Remediation or Monitoring) | 1 | 0.00028224 | NJG156922 | Royce Brook | 020301050311 | Nothing reported to 2022 TRI |  |  |  | 2023 | 02030110000000 | ROYCE BROOK | 0.02 | 0.02 | 0.0026716 | NPDES | 0.02 | 0.030945 | 9513538 | Royce Brook | 2 | 20.744 | 48.495 | 85.342 | 103.205 | 32.929 | 23.582 | 16.606 | 10.096 | 8.026 | 8.96 | 26.742 | 27.263 | 34.678 | QE_08 | 8.026 | 19.6235 | 11.6111 | 50.7188 | 28.9503 | 0.075659 | 19.6235 | 30Q5 Flow | 28.9503 | HM Flow | 11.6111 | 7Q10 Flow |  | 365 | 7.7327e-07 | 6.6597e-05 | 3.9405e-05 | 2.671e-05 | 3 | 4 | 0 | 0 | 39 | 1 | 0 | 0 | 0.788 | 32 | 0 | 0 | 8.4514e-08 | 2.2199e-08 | DMR | [16 empty] | 1.344e-05 | 0.0011575 | 0.0006849 | 0.00046425 | 1.4689e-06 | 3.8584e-07 | NO | NHDPlus
2020 | PENN COLOR INC FORMER MANVILLE, NJ FACILITY | 110070217974 | NJG156922 | HILLSBOROUGH TWP | SOMERSET | NJ |  | 40.5252 | -74.601 |  | 2851 | Paints and Allied Products | 325510 | Paint and Coating Manufacturing | IS27 | Paint and Coating Manufacturing | Waste Handling, Treatment, and Disposal (Remediation or Monitoring) | 1 | 0.00033339 | NJG156922 | Royce Brook | 020301050311 | Nothing reported to 2022 TRI |  |  |  | 2023 | 02030110000000 | ROYCE BROOK | 0.02 | 0.02 | 0.0026716 | NPDES | 0.02 | 0.030945 | 9513538 | Royce Brook | 2 | 20.744 | 48.495 | 85.342 | 103.205 | 32.929 | 23.582 | 16.606 | 10.096 | 8.026 | 8.96 | 26.742 | 27.263 | 34.678 | QE_08 | 8.026 | 19.6235 | 11.6111 | 50.7188 | 28.9503 | 0.075659 | 19.6235 | 30Q5 Flow | 28.9503 | HM Flow | 11.6111 | 7Q10 Flow |  | 365 | 9.134e-07 | 7.8666e-05 | 4.6546e-05 | 3.1551e-05 | 3 | 4 | 0 | 0 | 39 | 1 | 0 | 0 | 0.788 | 32 | 0 | 0 | 9.983e-08 | 2.6222e-08 | DMR | [16 empty] | 1.5876e-05 | 0.0013673 | 0.00080902 | 0.00054838 | 1.7351e-06 | 4.5576e-07 | NO | NHDPlus
2021 | PENN COLOR INC FORMER MANVILLE, NJ FACILITY | 110070217974 | NJG156922 | HILLSBOROUGH TWP | SOMERSET | NJ |  | 40.5252 | -74.601 |  | 2851 | Paints and Allied Products | 325510 | Paint and Coating Manufacturing | IS27 | Paint and Coating Manufacturing | Waste Handling, Treatment, and Disposal (Remediation or Monitoring) | 1 | 1.8753e-05 | NJG156922 | Royce Brook | 020301050311 | Nothing reported to 2022 TRI |  |  |  | 2023 | 02030110000000 | ROYCE BROOK | 0.02 | 0.02 | 0.0026716 | NPDES | 0.02 | 0.030945 | 9513538 | Royce Brook | 2 | 20.744 | 48.495 | 85.342 | 103.205 | 32.929 | 23.582 | 16.606 | 10.096 | 8.026 | 8.96 | 26.742 | 27.263 | 34.678 | QE_08 | 8.026 | 19.6235 | 11.6111 | 50.7188 | 28.9503 | 0.075659 | 19.6235 | 30Q5 Flow | 28.9503 | HM Flow | 11.6111 | 7Q10 Flow |  | 365 | 5.1379e-08 | 4.425e-06 | 2.6183e-06 | 1.7747e-06 | 3 | 4 | 0 | 0 | 39 | 1 | 0 | 0 | 0.788 | 32 | 0 | 0 | 5.6155e-09 | 1.475e-09 | DMR | [16 empty] | 8.9302e-07 | 7.6911e-05 | 4.5508e-05 | 3.0847e-05 | 9.7602e-08 | 2.5637e-08 | NO | NHDPlus
2022 | PENN COLOR INC FORMER MANVILLE, NJ FACILITY | 110070217974 | NJG156922 | HILLSBOROUGH TWP | SOMERSET | NJ |  | 40.5252 | -74.601 |  | 2851 | Paints and Allied Products | 325510 | Paint and Coating Manufacturing | IS27 | Paint and Coating Manufacturing | Waste Handling, Treatment, and Disposal (Remediation or Monitoring) | 1 | 0.00037954 | NJG156922 | Royce Brook | 020301050311 | Nothing reported to 2022 TRI |  |  |  | 2023 | 02030110000000 | ROYCE BROOK | 0.02 | 0.02 | 0.0026716 | NPDES | 0.02 | 0.030945 | 9513538 | Royce Brook | 2 | 20.744 | 48.495 | 85.342 | 103.205 | 32.929 | 23.582 | 16.606 | 10.096 | 8.026 | 8.96 | 26.742 | 27.263 | 34.678 | QE_08 | 8.026 | 19.6235 | 11.6111 | 50.7188 | 28.9503 | 0.075659 | 19.6235 | 30Q5 Flow | 28.9503 | HM Flow | 11.6111 | 7Q10 Flow |  | 365 | 1.0398e-06 | 8.9554e-05 | 5.2989e-05 | 3.5918e-05 | 3 | 4 | 0 | 0 | 39 | 1 | 0 | 0 | 0.788 | 32 | 0 | 0 | 1.1365e-07 | 2.9851e-08 | DMR | [16 empty] | 1.8073e-05 | 0.0015565 | 0.000921 | 0.00062428 | 1.9753e-06 | 5.1885e-07 | NO | NHDPlus
2023 | PENN COLOR INC FORMER MANVILLE, NJ FACILITY | 110070217974 | NJG156922 | HILLSBOROUGH TWP | SOMERSET | NJ |  | 40.5252 | -74.601 |  | 2851 | Paints and Allied Products | 325510 | Paint and Coating Manufacturing | IS27 | Paint and Coating Manufacturing | Waste Handling, Treatment, and Disposal (Remediation or Monitoring) | 1 | 0.00044448 | NJG156922 | Royce Brook | 020301050311 | Nothing reported to 2022 TRI |  |  |  | 2023 | 02030110000000 | ROYCE BROOK | 0.02 | 0.02 | 0.0026716 | NPDES | 0.02 | 0.030945 | 9513538 | Royce Brook | 2 | 20.744 | 48.495 | 85.342 | 103.205 | 32.929 | 23.582 | 16.606 | 10.096 | 8.026 | 8.96 | 26.742 | 27.263 | 34.678 | QE_08 | 8.026 | 19.6235 | 11.6111 | 50.7188 | 28.9503 | 0.075659 | 19.6235 | 30Q5 Flow | 28.9503 | HM Flow | 11.6111 | 7Q10 Flow |  | 365 | 1.2178e-06 | 0.00010488 | 6.2056e-05 | 4.2064e-05 | 3 | 4 | 0 | 0 | 39 | 1 | 0 | 0 | 0.788 | 32 | 0 | 0 | 1.3309e-07 | 3.4959e-08 | DMR | [16 empty] | 2.1166e-05 | 0.0018229 | 0.0010786 | 0.00073111 | 2.3133e-06 | 6.0763e-07 | NO | NHDPlus
2019 | SOMERSET ST GROUNDWATER TREATMENT FACILITY | 110070219521 | NJG167916 | HOPEWELL BORO | MERCER | NJ |  | 40.3934 | -74.7581 | [5 empty] | NAICS/SIC Not Provided | NAICS/SIC Not Provided | Waste Handling, Treatment, and Disposal (Remediation or Monitoring) | 1 | 0.060173 | NJG167916 | Beden Brook | 020301050309 | Uncertain, possibly a remediation site |  |  |  | 2023 | 02030110000000 | BEDEN BROOK |  |  | 0.013584 | NPDES | 0.013584 | 0.021018 | 9515558 | Beden Brook | 1 | 3.47 | 10.68 | 24.229 | 23.096 | 5.324 | 4.622 | 3.544 | 2.238 | 1.784 | 2.388 | 7.644 | 5.821 | 5.952 | QE_08 | 1.784 | 4.3619 | 2.4478 | 8.4841 | 5.2618 | 0.051388 | 4.3619 | 30Q5 Flow | 5.2618 | HM Flow | 2.4478 | 7Q10 Flow |  | 365 | 0.00016486 | 0.067348 | 0.037795 | 0.031331 | 3 | 4 | 0 | 0 | 39 | 1 | 0 | 0 | 0.788 | 32 | 0 | 0 | 8.5467e-05 | 2.2449e-05 | DMR | [16 empty] | 0.0028654 | 1.1706 | 0.65691 | 0.54456 | 0.0014855 | 0.00039019 | NO | NHDPlus
2020 | SOMERSET ST GROUNDWATER TREATMENT FACILITY | 110070219521 | NJG167916 | HOPEWELL BORO | MERCER | NJ |  | 40.3934 | -74.7581 | [5 empty] | NAICS/SIC Not Provided | NAICS/SIC Not Provided | Waste Handling, Treatment, and Disposal (Remediation or Monitoring) | 1 | 0.096146 | NJG167916 | Beden Brook | 020301050309 | Uncertain, possibly a remediation site |  |  |  | 2023 | 02030110000000 | BEDEN BROOK |  |  | 0.013584 | NPDES | 0.013584 | 0.021018 | 9515558 | Beden Brook | 1 | 3.47 | 10.68 | 24.229 | 23.096 | 5.324 | 4.622 | 3.544 | 2.238 | 1.784 | 2.388 | 7.644 | 5.821 | 5.952 | QE_08 | 1.784 | 4.3619 | 2.4478 | 8.4841 | 5.2618 | 0.051388 | 4.3619 | 30Q5 Flow | 5.2618 | HM Flow | 2.4478 | 7Q10 Flow |  | 365 | 0.00026341 | 0.10761 | 0.06039 | 0.050061 | 3 | 4 | 0 | 0 | 39 | 1 | 0 | 0 | 0.788 | 32 | 0 | 0 | 0.00013656 | 3.587e-05 | DMR | [16 empty] | 0.0045784 | 1.8704 | 1.0496 | 0.87011 | 0.0023736 | 0.00062346 | NO | NHDPlus
2021 | SOMERSET ST GROUNDWATER TREATMENT FACILITY | 110070219521 | NJG167916 | HOPEWELL BORO | MERCER | NJ |  | 40.3934 | -74.7581 | [5 empty] | NAICS/SIC Not Provided | NAICS/SIC Not Provided | Waste Handling, Treatment, and Disposal (Remediation or Monitoring) | 1 | 0.018892 | NJG167916 | Beden Brook | 020301050309 | Uncertain, possibly a remediation site |  |  |  | 2023 | 02030110000000 | BEDEN BROOK |  |  | 0.013584 | NPDES | 0.013584 | 0.021018 | 9515558 | Beden Brook | 1 | 3.47 | 10.68 | 24.229 | 23.096 | 5.324 | 4.622 | 3.544 | 2.238 | 1.784 | 2.388 | 7.644 | 5.821 | 5.952 | QE_08 | 1.784 | 4.3619 | 2.4478 | 8.4841 | 5.2618 | 0.051388 | 4.3619 | 30Q5 Flow | 5.2618 | HM Flow | 2.4478 | 7Q10 Flow |  | 365 | 5.1758e-05 | 0.021144 | 0.011866 | 0.0098365 | 3 | 4 | 0 | 0 | 39 | 1 | 0 | 0 | 0.788 | 32 | 0 | 0 | 2.6833e-05 | 7.0481e-06 | DMR | [16 empty] | 0.0008996 | 0.36751 | 0.20624 | 0.17097 | 0.00046638 | 0.0001225 | NO | NHDPlus
2022 | SOMERSET ST GROUNDWATER TREATMENT FACILITY | 110070219521 | NJG167916 | HOPEWELL BORO | MERCER | NJ |  | 40.3934 | -74.7581 | [5 empty] | NAICS/SIC Not Provided | NAICS/SIC Not Provided | Waste Handling, Treatment, and Disposal (Remediation or Monitoring) | 1 | 0.040966 | NJG167916 | Beden Brook | 020301050309 | Uncertain, possibly a remediation site |  |  |  | 2023 | 02030110000000 | BEDEN BROOK |  |  | 0.013584 | NPDES | 0.013584 | 0.021018 | 9515558 | Beden Brook | 1 | 3.47 | 10.68 | 24.229 | 23.096 | 5.324 | 4.622 | 3.544 | 2.238 | 1.784 | 2.388 | 7.644 | 5.821 | 5.952 | QE_08 | 1.784 | 4.3619 | 2.4478 | 8.4841 | 5.2618 | 0.051388 | 4.3619 | 30Q5 Flow | 5.2618 | HM Flow | 2.4478 | 7Q10 Flow |  | 365 | 0.00011224 | 0.045851 | 0.025731 | 0.02133 | 3 | 4 | 0 | 0 | 39 | 1 | 0 | 0 | 0.788 | 32 | 0 | 0 | 5.8187e-05 | 1.5284e-05 | DMR | [16 empty] | 0.0019508 | 0.79694 | 0.44723 | 0.37074 | 0.0010113 | 0.00026565 | NO | NHDPlus
2023 | SOMERSET ST GROUNDWATER TREATMENT FACILITY | 110070219521 | NJG167916 | HOPEWELL BORO | MERCER | NJ |  | 40.3934 | -74.7581 | [5 empty] | NAICS/SIC Not Provided | NAICS/SIC Not Provided | Waste Handling, Treatment, and Disposal (Remediation or Monitoring) | 1 | 0.046839 | NJG167916 | Beden Brook | 020301050309 | Uncertain, possibly a remediation site |  |  |  | 2023 | 02030110000000 | BEDEN BROOK |  |  | 0.013584 | NPDES | 0.013584 | 0.021018 | 9515558 | Beden Brook | 1 | 3.47 | 10.68 | 24.229 | 23.096 | 5.324 | 4.622 | 3.544 | 2.238 | 1.784 | 2.388 | 7.644 | 5.821 | 5.952 | QE_08 | 1.784 | 4.3619 | 2.4478 | 8.4841 | 5.2618 | 0.051388 | 4.3619 | 30Q5 Flow | 5.2618 | HM Flow | 2.4478 | 7Q10 Flow |  | 365 | 0.00012833 | 0.052425 | 0.02942 | 0.024388 | 3 | 4 | 0 | 0 | 39 | 1 | 0 | 0 | 0.788 | 32 | 0 | 0 | 6.6529e-05 | 1.7475e-05 | DMR | [16 empty] | 0.0022304 | 0.91119 | 0.51135 | 0.42389 | 0.0011563 | 0.00030373 | NO | NHDPlus
2019 | FORMER NUODEX CORP FACILITY | 110070215141 | NJG197548 | WOODBRIDGE TWP | MIDDLESEX | NJ |  | 40.5159 | -74.3252 | [5 empty] | NAICS/SIC Not Provided | NAICS/SIC Not Provided | Waste Handling, Treatment, and Disposal (Remediation or Monitoring) | 1 | 0.0034725 | NJG197548 | Mill Brook-Raritan River | 020301050507 | Name indicates location was formerly a facility | NJG197548 |  |  | 2023 | 02030110000000 | RARITAN RIVER | 0.0936 | 0.0576 | 0.036122 | NPDES | 0.0576 | 0.08912 | 9513868 |  | 1 | 3.631 | 13.548 | 30.97 | 22.806 | 5.474 | 4.454 | 3.475 | 2.238 | 1.738 | 2.355 | 4.135 | 5.683 | 6.318 | QE_08 | 1.738 | 4.2494 | 2.3825 | 8.8778 | 5.2963 | 0.2179 | 4.2494 | 30Q5 Flow | 5.2963 | HM Flow | 2.3825 | 7Q10 Flow |  | 365 | 9.5137e-06 | 0.0039931 | 0.0022388 | 0.0017963 | 3 | 4 | 0 | 0 | 39 | 1 | 0 | 0 | 0.788 | 32 | 0 | 0 | 5.0674e-06 | 1.331e-06 | DMR | [16 empty] | 0.00016536 | 0.069405 | 0.038913 | 0.031222 | 8.8077e-05 | 2.3135e-05 | NO | NHDPlus
2020 | FORMER NUODEX CORP FACILITY | 110070215141 | NJG197548 | WOODBRIDGE TWP | MIDDLESEX | NJ |  | 40.5159 | -74.3252 | [5 empty] | NAICS/SIC Not Provided | NAICS/SIC Not Provided | Waste Handling, Treatment, and Disposal (Remediation or Monitoring) | 1 | 0.0032762 | NJG197548 | Mill Brook-Raritan River | 020301050507 | Name indicates location was formerly a facility | NJG197548 |  |  | 2023 | 02030110000000 | RARITAN RIVER | 0.0936 | 0.0576 | 0.036122 | NPDES | 0.0576 | 0.08912 | 9513868 |  | 1 | 3.631 | 13.548 | 30.97 | 22.806 | 5.474 | 4.454 | 3.475 | 2.238 | 1.738 | 2.355 | 4.135 | 5.683 | 6.318 | QE_08 | 1.738 | 4.2494 | 2.3825 | 8.8778 | 5.2963 | 0.2179 | 4.2494 | 30Q5 Flow | 5.2963 | HM Flow | 2.3825 | 7Q10 Flow |  | 365 | 8.976e-06 | 0.0037674 | 0.0021123 | 0.0016948 | 3 | 4 | 0 | 0 | 39 | 1 | 0 | 0 | 0.788 | 32 | 0 | 0 | 4.781e-06 | 1.2558e-06 | DMR | [16 empty] | 0.00015601 | 0.065481 | 0.036714 | 0.029457 | 8.3098e-05 | 2.1827e-05 | NO | NHDPlus
2021 | FORMER NUODEX CORP FACILITY | 110070215141 | NJG197548 | WOODBRIDGE TWP | MIDDLESEX | NJ |  | 40.5159 | -74.3252 | [5 empty] | NAICS/SIC Not Provided | NAICS/SIC Not Provided | Waste Handling, Treatment, and Disposal (Remediation or Monitoring) | 1 | 0.0072204 | NJG197548 | Mill Brook-Raritan River | 020301050507 | Name indicates location was formerly a facility | NJG197548 |  |  | 2023 | 02030110000000 | RARITAN RIVER | 0.0936 | 0.0576 | 0.036122 | NPDES | 0.0576 | 0.08912 | 9513868 |  | 1 | 3.631 | 13.548 | 30.97 | 22.806 | 5.474 | 4.454 | 3.475 | 2.238 | 1.738 | 2.355 | 4.135 | 5.683 | 6.318 | QE_08 | 1.738 | 4.2494 | 2.3825 | 8.8778 | 5.2963 | 0.2179 | 4.2494 | 30Q5 Flow | 5.2963 | HM Flow | 2.3825 | 7Q10 Flow |  | 365 | 1.9782e-05 | 0.0083029 | 0.0046552 | 0.0037351 | 3 | 4 | 0 | 0 | 39 | 1 | 0 | 0 | 0.788 | 32 | 0 | 0 | 1.0537e-05 | 2.7676e-06 | DMR | [16 empty] | 0.00034383 | 0.14431 | 0.080912 | 0.064919 | 0.00018314 | 4.8104e-05 | NO | NHDPlus
2019 | FORMER REXON FACILITY AKA ENJEMS MILLWORKS | 110070213656 | NJG218316 | WAYNE TWP | PASSAIC | NJ |  | 40.892 | -74.2494 |  | 9999 | Nonclassifiable Establishments | 0 | 0 | NAICS/SIC Not Provided | NAICS/SIC Not Provided | Waste Handling, Treatment, and Disposal (Remediation or Monitoring) | 1 | 0.00042768 | NJG218316 | Preakness Brook-Passaic River | 020301030801 | Uncertain, possibly a remediation site |  |  |  | 2023 | 02030100000000 | PASSAIC RIVER |  |  | 0 | NPDES | 0 | 0 | 6250676 | Passaic River | 6 | 1151.464 | 1300.363 | 1395.059 | 1988.38 | 2107.345 | 1463.354 | 922.638 | 653.115 | 477.283 | 618.175 | 605.507 | 942.028 | 1366.002 | QE_08 | 477.283 | 1166.9511 | 797.2709 | 2815.3154 | 1998.0676 | 0 | 1166.9511 | 30Q5 Flow | 1998.0676 | HM Flow | 797.2709 | 7Q10 Flow |  | 365 | 1.1717e-06 | 1.4697e-06 | 1.0041e-06 | 5.8643e-07 | 3 | 4 | 0 | 0 | 39 | 1 | 0 | 0 | 0.788 | 32 | 0 | 0 | 1.8651e-09 | 4.8989e-10 | DMR | [16 empty] | 2.0366e-05 | 2.5544e-05 | 1.7452e-05 | 1.0193e-05 | 3.2417e-08 | 8.5148e-09 | NO | NHDPlus
2020 | FORMER REXON FACILITY AKA ENJEMS MILLWORKS | 110070213656 | NJG218316 | WAYNE TWP | PASSAIC | NJ |  | 40.892 | -74.2494 |  | 9999 | Nonclassifiable Establishments | 0 | 0 | NAICS/SIC Not Provided | NAICS/SIC Not Provided | Waste Handling, Treatment, and Disposal (Remediation or Monitoring) | 1 | 0.00034819 | NJG218316 | Preakness Brook-Passaic River | 020301030801 | Uncertain, possibly a remediation site |  |  |  | 2023 | 02030100000000 | PASSAIC RIVER |  |  | 0 | NPDES | 0 | 0 | 6250676 | Passaic River | 6 | 1151.464 | 1300.363 | 1395.059 | 1988.38 | 2107.345 | 1463.354 | 922.638 | 653.115 | 477.283 | 618.175 | 605.507 | 942.028 | 1366.002 | QE_08 | 477.283 | 1166.9511 | 797.2709 | 2815.3154 | 1998.0676 | 0 | 1166.9511 | 30Q5 Flow | 1998.0676 | HM Flow | 797.2709 | 7Q10 Flow |  | 365 | 9.5395e-07 | 1.1965e-06 | 8.1747e-07 | 4.7743e-07 | 3 | 4 | 0 | 0 | 39 | 1 | 0 | 0 | 0.788 | 32 | 0 | 0 | 1.5184e-09 | 3.9884e-10 | DMR | [16 empty] | 1.658e-05 | 2.0797e-05 | 1.4208e-05 | 8.2983e-06 | 2.6392e-08 | 6.9322e-09 | NO | NHDPlus
2021 | FORMER REXON FACILITY AKA ENJEMS MILLWORKS | 110070213656 | NJG218316 | WAYNE TWP | PASSAIC | NJ |  | 40.892 | -74.2494 |  | 9999 | Nonclassifiable Establishments | 0 | 0 | NAICS/SIC Not Provided | NAICS/SIC Not Provided | Waste Handling, Treatment, and Disposal (Remediation or Monitoring) | 1 | 0.00017693 | NJG218316 | Preakness Brook-Passaic River | 020301030801 | Uncertain, possibly a remediation site |  |  |  | 2023 | 02030100000000 | PASSAIC RIVER |  |  | 0 | NPDES | 0 | 0 | 6250676 | Passaic River | 6 | 1151.464 | 1300.363 | 1395.059 | 1988.38 | 2107.345 | 1463.354 | 922.638 | 653.115 | 477.283 | 618.175 | 605.507 | 942.028 | 1366.002 | QE_08 | 477.283 | 1166.9511 | 797.2709 | 2815.3154 | 1998.0676 | 0 | 1166.9511 | 30Q5 Flow | 1998.0676 | HM Flow | 797.2709 | 7Q10 Flow |  | 365 | 4.8474e-07 | 6.08e-07 | 4.1539e-07 | 2.4261e-07 | 3 | 4 | 0 | 0 | 39 | 1 | 0 | 0 | 0.788 | 32 | 0 | 0 | 7.7158e-10 | 2.0267e-10 | DMR | [16 empty] | 8.4253e-06 | 1.0568e-05 | 7.2199e-06 | 4.2167e-06 | 1.3411e-08 | 3.5226e-09 | NO | NHDPlus
2022 | FORMER REXON FACILITY AKA ENJEMS MILLWORKS | 110070213656 | NJG218316 | WAYNE TWP | PASSAIC | NJ |  | 40.892 | -74.2494 |  | 9999 | Nonclassifiable Establishments | 0 | 0 | NAICS/SIC Not Provided | NAICS/SIC Not Provided | Waste Handling, Treatment, and Disposal (Remediation or Monitoring) | 1 | 8.796e-06 | NJG218316 | Preakness Brook-Passaic River | 020301030801 | Uncertain, possibly a remediation site |  |  |  | 2023 | 02030100000000 | PASSAIC RIVER |  |  | 0 | NPDES | 0 | 0 | 6250676 | Passaic River | 6 | 1151.464 | 1300.363 | 1395.059 | 1988.38 | 2107.345 | 1463.354 | 922.638 | 653.115 | 477.283 | 618.175 | 605.507 | 942.028 | 1366.002 | QE_08 | 477.283 | 1166.9511 | 797.2709 | 2815.3154 | 1998.0676 | 0 | 1166.9511 | 30Q5 Flow | 1998.0676 | HM Flow | 797.2709 | 7Q10 Flow |  | 365 | 2.4099e-08 | 3.0227e-08 | 2.0651e-08 | 1.2061e-08 | 3 | 4 | 0 | 0 | 39 | 1 | 0 | 0 | 0.788 | 32 | 0 | 0 | 3.8359e-11 | 1.0076e-11 | DMR | [16 empty] | 4.1886e-07 | 5.2537e-07 | 3.5893e-07 | 2.0963e-07 | 6.6671e-10 | 1.7512e-10 | NO | NHDPlus
2021 | FORMER SUMITOMO MACHINERY CORP | 110070940491 | NJG317705 | TETERBORO BORO | BERGEN | NJ |  | 40.8569 | -74.0679 |  | 4959 | Sanitary Services, Nec | 562998 | All Other Miscellaneous Waste Management Services | IS47 | Services | Waste Handling, Treatment, and Disposal (Remediation or Monitoring) | 1 | 0.00040271 | NJG317705 | Lower Hackensack River | 020301030906 | Name indicates location was formerly a facility | [15 empty] | 3 | 11 | 27 | 22 | 5 | 4 | 3 | 2 | 2 | 1 | 3 | 5 | 6 | [7 empty] | 2.4466 | Permit Lookup Failed | 3.5308 |  | 1.3453 | Permit Lookup Failed | Berrys Creek(02030103000233) | 365 | 1.1033e-06 | 0.0008201 | 0.00045096 | 0.00031248 | 3 | 4 | 0 | 0 | 39 | 1 | 0 | 0 | 0.788 | 32 | 0 | 0 | 1.0407e-06 | 2.7337e-07 | DMR | [16 empty] | 1.9176e-05 | 0.014254 | 0.0078381 | 0.0054311 | 1.8089e-05 | 4.7514e-06 | NO | Surrogate NHDPlus
2022 | FORMER SUMITOMO MACHINERY CORP | 110070940491 | NJG317705 | TETERBORO BORO | BERGEN | NJ |  | 40.8569 | -74.0679 |  | 4959 | Sanitary Services, Nec | 562998 | All Other Miscellaneous Waste Management Services | IS47 | Services | Waste Handling, Treatment, and Disposal (Remediation or Monitoring) | 1 | 0.00014772 | NJG317705 | Lower Hackensack River | 020301030906 | Name indicates location was formerly a facility | [15 empty] | 3 | 11 | 27 | 22 | 5 | 4 | 3 | 2 | 2 | 1 | 3 | 5 | 6 | [7 empty] | 2.4466 | Permit Lookup Failed | 3.5308 |  | 1.3453 | Permit Lookup Failed | Berrys Creek(02030103000233) | 365 | 4.0471e-07 | 0.00030083 | 0.00016542 | 0.00011462 | 3 | 4 | 0 | 0 | 39 | 1 | 0 | 0 | 0.788 | 32 | 0 | 0 | 3.8176e-07 | 1.0028e-07 | DMR | [16 empty] | 7.0342e-06 | 0.0052286 | 0.0028751 | 0.0019922 | 6.6353e-06 | 1.7429e-06 | NO | Surrogate NHDPlus
2021 | APS FOUR CORNERS POWER PLANT | 110042068473 | NN0000019 | FRUITLAND | SAN JUAN | NM |  | 36.6888 | -108.4804 |  | 4911 | Electric Services | 221122 | Electric Power Distribution | IS4 | Utilities | Waste Handling, Treatment, and Disposal (Remediation or Monitoring) | 1 | 1.6192 | NN0000019 | Morgan Lake-Chaco River | 1.41E+11 | NAICS/SIC indication |  |  |  | 2023 | 1.41E+13 | MORGAN LAKE/CHACO RIVER/SAN JUAN |  | 1712 | 285.5896 | NPDES | 1712 | 2648.8578 | [22 empty] | 6480.6219 | 6480.6219 | Flow Lookup Failed | 6480.6219 | Flow Lookup Failed | 6480.6219 | Flow Lookup Failed | PlantFlowUsed | 365 | 0.0044362 | 0.00068454 | 0.00068454 | 0.00068454 | 3 | 4 | 0 | 0 | 39 | 1 | 0 | 0 | 0.788 | 32 | 0 | 0 | 8.687e-07 | 2.2818e-07 | DMR | [16 empty] | 0.077106 | 0.011898 | 0.011898 | 0.011898 | 1.5099e-05 | 3.966e-06 | NO | PlantFlow
2023 | ENGLISH LEASE, BOUNDARY BUTTE | 110010134185 | NN0020133 | SAN JUAN COUNTY | SAN JUAN | UT |  | 37.0417 | -109.5007 |  | 1311 | Crude Petroleum and Natural Gas | 211120 | Crude Petroleum Extraction | IS2 | Oil and Gas Drilling, Extraction, and Support Activities | Waste Handling, Treatment, and Disposal (Remediation or Monitoring) | 1 | 0.0011241 | NN0020133 | Upper Gothic Creek | 1.41E+11 | Uncertain, possibly a remediation site |  |  |  | 2023 | 1.41E+13 | TO GOTHIC CREEK TRIBUTARY TO SAN JUAN RIVER | 0.03 |  | 0.0049958 | NPDES | 0.0049958 | 0.0077297 | 1400116 |  | 1 | 0.211 | 0 | 2.732 | 3.012 | 3.978 | 0.466 | 0 | 0.097 | 0.084 | 0.098 | 0.135 | 0.277 | 0 | QE_01 | 0.084 | 0.20538 | 0.1035 | 0.51589 | 0.24411 | 0.018899 | 0.20538 | 30Q5 Flow | 0.24411 | HM Flow | 0.1035 | 7Q10 Flow |  | 365 | 3.0798e-06 | 0.029756 | 0.014996 | 0.012616 | 3 | 4 | 0 | 0 | 39 | 1 | 0 | 0 | 0.788 | 32 | 0 | 0 | 3.7762e-05 | 9.9188e-06 | DMR | [16 empty] | 5.3531e-05 | 0.51719 | 0.26064 | 0.21929 | 0.00065634 | 0.0001724 | NO | NHDPlus
2020 | TUBA CITY WWTP | 110024409344 | NN0020290 | TUBA CITY | COCONINO | AZ |  | 36.0914 | -111.2896 |  | 4952 | Sewerage Systems | 221320 | Sewage Treatment Facilities | IS4 | Utilities | Waste Handling, Treatment, and Disposal (POTW) | 1 | 0.75773 | NN0020290 | Kerley Valley-Moenkopi Wash (Local Drainage) | 1.5E+11 | NAICS/SIC indication |  |  |  | 2023 | 1.41E+13 | KERLEY VALLEY-MOENKOPI WASH (LOCAL DRAINAGE) | 1.1 | 0.462 | 0.33225 | NPDES | 0.462 | 0.71482 | 944080103 | Chinle Wash | 6 | 95.935 | 6.032 | 50.928 | 254.563 | 178.954 | 268.497 | 101.795 | 96.484 | 53.648 | 35.9 | 34.366 | 36.777 | 2.9 | QE_12 | 2.9 | 7.0905 | 4.0477 | 234.5599 | 33.3894 | 1.7477 | 7.0905 | 30Q5 Flow | 33.3894 | HM Flow | 4.0477 | 7Q10 Flow |  | 365 | 0.002076 | 0.51287 | 0.29278 | 0.062174 | 3 | 4 | 0 | 0 | 39 | 1 | 0 | 0 | 0.788 | 32 | 0 | 0 | 0.00065085 | 0.00017096 | DMR | [16 empty] | 0.036082 | 8.9142 | 5.0888 | 1.0807 | 0.011312 | 0.0029714 | NO | NHDPlus
2022 | TUBA CITY WWTP | 110024409344 | NN0020290 | TUBA CITY | COCONINO | AZ |  | 36.0914 | -111.2896 |  | 4952 | Sewerage Systems | 221320 | Sewage Treatment Facilities | IS4 | Utilities | Waste Handling, Treatment, and Disposal (POTW) | 1 | 0.99173 | NN0020290 | Kerley Valley-Moenkopi Wash (Local Drainage) | 1.5E+11 | NAICS/SIC indication |  |  |  | 2023 | 1.41E+13 | KERLEY VALLEY-MOENKOPI WASH (LOCAL DRAINAGE) | 1.1 | 0.462 | 0.33225 | NPDES | 0.462 | 0.71482 | 944080103 | Chinle Wash | 6 | 95.935 | 6.032 | 50.928 | 254.563 | 178.954 | 268.497 | 101.795 | 96.484 | 53.648 | 35.9 | 34.366 | 36.777 | 2.9 | QE_12 | 2.9 | 7.0905 | 4.0477 | 234.5599 | 33.3894 | 1.7477 | 7.0905 | 30Q5 Flow | 33.3894 | HM Flow | 4.0477 | 7Q10 Flow |  | 365 | 0.0027171 | 0.67126 | 0.3832 | 0.081375 | 3 | 4 | 0 | 0 | 39 | 1 | 0 | 0 | 0.788 | 32 | 0 | 0 | 0.00085185 | 0.00022375 | DMR | [16 empty] | 0.047225 | 11.6671 | 6.6604 | 1.4144 | 0.014806 | 0.003889 | NO | NHDPlus
2023 | TUBA CITY WWTP | 110024409344 | NN0020290 | TUBA CITY | COCONINO | AZ |  | 36.0914 | -111.2896 |  | 4952 | Sewerage Systems | 221320 | Sewage Treatment Facilities | IS4 | Utilities | Waste Handling, Treatment, and Disposal (POTW) | 1 | 1.2318 | NN0020290 | Kerley Valley-Moenkopi Wash (Local Drainage) | 1.5E+11 | NAICS/SIC indication |  |  |  | 2023 | 1.41E+13 | KERLEY VALLEY-MOENKOPI WASH (LOCAL DRAINAGE) | 1.1 | 0.462 | 0.33225 | NPDES | 0.462 | 0.71482 | 944080103 | Chinle Wash | 6 | 95.935 | 6.032 | 50.928 | 254.563 | 178.954 | 268.497 | 101.795 | 96.484 | 53.648 | 35.9 | 34.366 | 36.777 | 2.9 | QE_12 | 2.9 | 7.0905 | 4.0477 | 234.5599 | 33.3894 | 1.7477 | 7.0905 | 30Q5 Flow | 33.3894 | HM Flow | 4.0477 | 7Q10 Flow |  | 365 | 0.0033748 | 0.83374 | 0.47596 | 0.10107 | 3 | 4 | 0 | 0 | 39 | 1 | 0 | 0 | 0.788 | 32 | 0 | 0 | 0.0010581 | 0.00027791 | DMR | [16 empty] | 0.058657 | 14.4913 | 8.2726 | 1.7567 | 0.01839 | 0.0048304 | NO | NHDPlus
2023 | SHIPROCK WWTF | 110024409362 | NN0020621 | SHIPROCK | SAN JUAN | NM |  | 36.787 | -108.7115 |  | 4952 | Sewerage Systems | 221320 | Sewage Treatment Facilities | IS4 | Utilities | Waste Handling, Treatment, and Disposal (POTW) | 1 | 0.80348 | NN0020621 | Rattlesnake Wash-San Juan River | 1.41E+11 | NAICS/SIC indication |  |  |  | 2023 | 1.41E+13 | SAN JUAN RIVER | 1 | 0.63 | 0.29083 | NPDES | 0.63 | 0.97475 | 17002446 |  | 1 | 0.015 | 0 | 0 | 0.527 | 0.992 | 0.04 | 0 | 0.006 | 0.006 | 0.007 | 0.011 | 0.028 | 0 | QE_01 | 0.006 | 0.01467 | 0.0067372 | 0.036675 | 0.015473 | 2.3833 | 2.3833 | Plant Flow | 2.3833 | Plant Flow | 2.3833 | Plant Flow |  | 365 | 0.0022013 | 0.92366 | 0.92366 | 0.92366 | 3 | 4 | 0 | 0 | 39 | 1 | 0 | 0 | 0.788 | 32 | 0 | 0 | 0.0011722 | 0.00030789 | DMR | [16 empty] | 0.038261 | 16.054 | 16.054 | 16.054 | 0.020373 | 0.0053513 | NO | PlantFlow
2020 | WINDOW ROCK WASTEWATER TREATMENT FACILITY | 110024409433 | NN0021555 | FORT DEFIANCE | APACHE | AZ |  | 35.6395 | -109.0809 |  | 4952 | Sewerage Systems | 221320 | Sewage Treatment Facilities | IS4 | Utilities | Waste Handling, Treatment, and Disposal (POTW) | 1 | 0.89932 | NN0021555 | Black Creek Valley-Black Creek | 1.5E+11 | NAICS/SIC indication |  |  |  | 2023 | 1.41E+13 | BLACK CREEK | 1.2 | 0.326 | 0.39167 | NPDES | 0.326 | 0.5044 | 944080103 | Chinle Wash | 6 | 95.935 | 6.032 | 50.928 | 254.563 | 178.954 | 268.497 | 101.795 | 96.484 | 53.648 | 35.9 | 34.366 | 36.777 | 2.9 | QE_12 | 2.9 | 7.0905 | 4.0477 | 234.5599 | 33.3894 | 1.2332 | 7.0905 | 30Q5 Flow | 33.3894 | HM Flow | 4.0477 | 7Q10 Flow |  | 365 | 0.0024639 | 0.60871 | 0.34749 | 0.073792 | 3 | 4 | 0 | 0 | 39 | 1 | 0 | 0 | 0.788 | 32 | 0 | 0 | 0.00077247 | 0.0002029 | DMR | [16 empty] | 0.042825 | 10.5799 | 6.0397 | 1.2826 | 0.013426 | 0.0035266 | NO | NHDPlus
2022 | WINDOW ROCK WASTEWATER TREATMENT FACILITY | 110024409433 | NN0021555 | FORT DEFIANCE | APACHE | AZ |  | 35.6395 | -109.0809 |  | 4952 | Sewerage Systems | 221320 | Sewage Treatment Facilities | IS4 | Utilities | Waste Handling, Treatment, and Disposal (POTW) | 1 | 1.1605 | NN0021555 | Black Creek Valley-Black Creek | 1.5E+11 | NAICS/SIC indication |  |  |  | 2023 | 1.41E+13 | BLACK CREEK | 1.2 | 0.326 | 0.39167 | NPDES | 0.326 | 0.5044 | 944080103 | Chinle Wash | 6 | 95.935 | 6.032 | 50.928 | 254.563 | 178.954 | 268.497 | 101.795 | 96.484 | 53.648 | 35.9 | 34.366 | 36.777 | 2.9 | QE_12 | 2.9 | 7.0905 | 4.0477 | 234.5599 | 33.3894 | 1.2332 | 7.0905 | 30Q5 Flow | 33.3894 | HM Flow | 4.0477 | 7Q10 Flow |  | 365 | 0.0031794 | 0.78548 | 0.44841 | 0.095222 | 3 | 4 | 0 | 0 | 39 | 1 | 0 | 0 | 0.788 | 32 | 0 | 0 | 0.0009968 | 0.00026183 | DMR | [16 empty] | 0.055261 | 13.6523 | 7.7937 | 1.655 | 0.017325 | 0.0045508 | NO | NHDPlus
2023 | WINDOW ROCK WASTEWATER TREATMENT FACILITY | 110024409433 | NN0021555 | FORT DEFIANCE | APACHE | AZ |  | 35.6395 | -109.0809 |  | 4952 | Sewerage Systems | 221320 | Sewage Treatment Facilities | IS4 | Utilities | Waste Handling, Treatment, and Disposal (POTW) | 1 | 0.4559 | NN0021555 | Black Creek Valley-Black Creek | 1.5E+11 | NAICS/SIC indication |  |  |  | 2023 | 1.41E+13 | BLACK CREEK | 1.2 | 0.326 | 0.39167 | NPDES | 0.326 | 0.5044 | 944080103 | Chinle Wash | 6 | 95.935 | 6.032 | 50.928 | 254.563 | 178.954 | 268.497 | 101.795 | 96.484 | 53.648 | 35.9 | 34.366 | 36.777 | 2.9 | QE_12 | 2.9 | 7.0905 | 4.0477 | 234.5599 | 33.3894 | 1.2332 | 7.0905 | 30Q5 Flow | 33.3894 | HM Flow | 4.0477 | 7Q10 Flow |  | 365 | 0.0012491 | 0.30858 | 0.17616 | 0.037409 | 3 | 4 | 0 | 0 | 39 | 1 | 0 | 0 | 0.788 | 32 | 0 | 0 | 0.0003916 | 0.00010286 | DMR | [16 empty] | 0.02171 | 5.3634 | 3.0618 | 0.6502 | 0.0068064 | 0.0017878 | NO | NHDPlus
2021 | NORTHERN EDGE CASINO | 110064631457 | NN0030343 | FRUITLAND | SAN JUAN | NM |  | 36.7163 | -108.2557 |  | 4952 | Sewerage Systems | 221320 | Sewage Treatment Facilities | IS4 | Utilities | Waste Handling, Treatment, and Disposal (POTW) | 1 | 0.11143 | NN0030343 | Ojo Amarillo Canyon-San Juan River | 1.41E+11 | NAICS/SIC indication |  |  |  | 2023 | 1.41E+13 | DRAINAGE WASH TRIBUTORY TO SAN JUAN RIVER | 0.03 | 0.013 | 0.011833 | NPDES | 0.013 | 0.020114 | 17002530 |  | 1 | 0.014 | 0 | 0 | 0.488 | 0.933 | 0.036 | 0 | 0.005 | 0.006 | 0.006 | 0.01 | 0.025 | 0 | QE_01 | 0.005 | 0.012225 | 0.0055784 | 0.03423 | 0.013494 | 0.049178 | 0.049178 | Plant Flow | 0.049178 | Plant Flow | 0.049178 | Plant Flow |  | 365 | 0.00030529 | 6.2078 | 6.2078 | 6.2078 | 3 | 4 | 0 | 0 | 39 | 1 | 0 | 0 | 0.788 | 32 | 0 | 0 | 0.0078779 | 0.0020693 | DMR | [16 empty] | 0.0053062 | 107.897 | 107.897 | 107.897 | 0.13693 | 0.035966 | NO | PlantFlow
2021 | FALLON WASTEWATER TREATMENT PLANT | 110000734616 | NV0020061 | FALLON | CHURCHILL | NV |  | 39.4639 | -118.7553 |  | 4952 | Sewerage Systems | 221320 | Sewage Treatment Facilities | IS4 | Utilities | Waste Handling, Treatment, and Disposal (POTW) | 1 | 3.592 | NV0020061 | South Branch-Carson River | 1.61E+11 | NAICS/SIC indication |  |  |  | 2023 | 1.61E+13 | GROUNDWATER, NA, NEW RIVER DRAIN VIA UNNAMED DITCH |  |  | 1.1858 | NPDES | 1.1858 | 1.8348 | [22 empty] | 4.4889 | 4.4889 | Flow Lookup Failed | 4.4889 | Flow Lookup Failed | 4.4889 | Flow Lookup Failed | PlantFlowUsed | 365 | 0.009841 | 2.1923 | 2.1923 | 2.1923 | 3 | 4 | 0 | 0 | 39 | 1 | 0 | 0 | 0.788 | 32 | 0 | 0 | 0.0027821 | 0.00073077 | DMR | [16 empty] | 0.17105 | 38.1045 | 38.1045 | 38.1045 | 0.048356 | 0.012701 | NO | PlantFlow
2023 | GOLDEN NUGGET | 110004300596 | NV0022993 | LAS VEGAS | CLARK | NV |  | 36.1708 | -115.1443 |  | 7011 | Hotels and Motels | 721199 | All Other Traveler Accommodation | NAICS/SIC Not Provided | NAICS/SIC Not Provided | Waste Handling, Treatment, and Disposal (Remediation or Monitoring) | 1 | 0.0022899 | NV0022993 | City of Las Vegas-Las Vegas Wash | 1.5E+11 | Uncertain, possibly a remediation site | [36 empty] | Permit Lookup Failed |  |  |  | Permit Lookup Failed | EffluentConc | 365 | 6.2736e-06 | 1 | 1 | 1 | 3 | 4 | 0 | 0 | 39 | 1 | 0 | 0 | 0.788 | 32 | 0 | 0 | 0.001269 | 0.00033333 | DMR | [16 empty] | 0.00010904 | 1 |  |  | 0.001269 | 0.00033333 | NO | Effluent
2019 | MARYLAND VILLAS APARTMENT COMPLEX | 110008995490 | NV0023043 | LAS VEGAS | CLARK COUNTY | NV |  | 36.1766 | -115.1289 |  | 6513 | Apartment Building Operators | 531110 | Lessors of Residential Buildings and Dwellings | IS47 | Services | Waste Handling, Treatment, and Disposal (Remediation or Monitoring) | 1 | 0.059292 | NV0023043 | City of Las Vegas-Las Vegas Wash | 1.5E+11 | Uncertain, possibly a remediation site |  |  |  | 2023 | 1.5E+13 | LAS VEGAS WASH VIA CLARK COUNTY STORM DRAIN SYSTEM | 0.4 | 0.4 | 0.0080967 | NPDES | 0.4 | 0.61889 | [22 empty] | 1.5142 | 1.5142 | Flow Lookup Failed | 1.5142 | Flow Lookup Failed | 1.5142 | Flow Lookup Failed | PlantFlowUsed | 365 | 0.00016244 | 0.10728 | 0.10728 | 0.10728 | 3 | 4 | 0 | 0 | 39 | 1 | 0 | 0 | 0.788 | 32 | 0 | 0 | 0.00013614 | 3.5761e-05 | DMR | [16 empty] | 0.0028234 | 1.8647 | 1.8647 | 1.8647 | 0.0023663 | 0.00062156 | NO | PlantFlow
2021 | MARYLAND VILLAS APARTMENT COMPLEX | 110008995490 | NV0023043 | LAS VEGAS | CLARK COUNTY | NV |  | 36.1766 | -115.1289 |  | 6513 | Apartment Building Operators | 531110 | Lessors of Residential Buildings and Dwellings | IS47 | Services | Waste Handling, Treatment, and Disposal (Remediation or Monitoring) | 1 | 0.0058715 | NV0023043 | City of Las Vegas-Las Vegas Wash | 1.5E+11 | Uncertain, possibly a remediation site |  |  |  | 2023 | 1.5E+13 | LAS VEGAS WASH VIA CLARK COUNTY STORM DRAIN SYSTEM | 0.4 | 0.4 | 0.0080967 | NPDES | 0.4 | 0.61889 | [22 empty] | 1.5142 | 1.5142 | Flow Lookup Failed | 1.5142 | Flow Lookup Failed | 1.5142 | Flow Lookup Failed | PlantFlowUsed | 365 | 1.6086e-05 | 0.010624 | 0.010624 | 0.010624 | 3 | 4 | 0 | 0 | 39 | 1 | 0 | 0 | 0.788 | 32 | 0 | 0 | 1.3482e-05 | 3.5413e-06 | DMR | [16 empty] | 0.00027959 | 0.18465 | 0.18465 | 0.18465 | 0.00023433 | 6.1551e-05 | NO | PlantFlow
2022 | MARYLAND VILLAS APARTMENT COMPLEX | 110008995490 | NV0023043 | LAS VEGAS | CLARK COUNTY | NV |  | 36.1766 | -115.1289 |  | 6513 | Apartment Building Operators | 531110 | Lessors of Residential Buildings and Dwellings | IS47 | Services | Waste Handling, Treatment, and Disposal (Remediation or Monitoring) | 1 | 0.0015197 | NV0023043 | City of Las Vegas-Las Vegas Wash | 1.5E+11 | Uncertain, possibly a remediation site |  |  |  | 2023 | 1.5E+13 | LAS VEGAS WASH VIA CLARK COUNTY STORM DRAIN SYSTEM | 0.4 | 0.4 | 0.0080967 | NPDES | 0.4 | 0.61889 | [22 empty] | 1.5142 | 1.5142 | Flow Lookup Failed | 1.5142 | Flow Lookup Failed | 1.5142 | Flow Lookup Failed | PlantFlowUsed | 365 | 4.1635e-06 | 0.0027497 | 0.0027497 | 0.0027497 | 3 | 4 | 0 | 0 | 39 | 1 | 0 | 0 | 0.788 | 32 | 0 | 0 | 3.4895e-06 | 9.1657e-07 | DMR | [16 empty] | 7.2366e-05 | 0.047792 | 0.047792 | 0.047792 | 6.065e-05 | 1.5931e-05 | NO | PlantFlow
2023 | MARYLAND VILLAS APARTMENT COMPLEX | 110008995490 | NV0023043 | LAS VEGAS | CLARK COUNTY | NV |  | 36.1766 | -115.1289 |  | 6513 | Apartment Building Operators | 531110 | Lessors of Residential Buildings and Dwellings | IS47 | Services | Waste Handling, Treatment, and Disposal (Remediation or Monitoring) | 1 | 0.25151 | NV0023043 | City of Las Vegas-Las Vegas Wash | 1.5E+11 | Uncertain, possibly a remediation site |  |  |  | 2023 | 1.5E+13 | LAS VEGAS WASH VIA CLARK COUNTY STORM DRAIN SYSTEM | 0.4 | 0.4 | 0.0080967 | NPDES | 0.4 | 0.61889 | [22 empty] | 1.5142 | 1.5142 | Flow Lookup Failed | 1.5142 | Flow Lookup Failed | 1.5142 | Flow Lookup Failed | PlantFlowUsed | 365 | 0.00068906 | 0.45508 | 0.45508 | 0.45508 | 3 | 4 | 0 | 0 | 39 | 1 | 0 | 0 | 0.788 | 32 | 0 | 0 | 0.00057751 | 0.00015169 | DMR | [16 empty] | 0.011977 | 7.9096 | 7.9096 | 7.9096 | 0.010038 | 0.0026365 | NO | PlantFlow
2019 | EMD ACQUISITION LLC | 110043808467 | NV0023060 | HENDERSON | CLARK | NV |  | 36.0354 | -114.9999 |  | 1799 | Special Trade Contractors, Nec | 562910 | Remediation Services | IS47 | Services | Waste Handling, Treatment, and Disposal (Remediation or Monitoring) | 1 | 0.29664 | NV0023060 | City of Henderson-Las Vegas Wash | 1.5E+11 | Uncertain, possibly a remediation site |  |  |  | 2023 | 1.5E+13 | LAS VEGAS WASH, MONITORING | 2000 | 2000 | 1.6575 | NPDES | 2000 | 3094.46 | [22 empty] | 7570.82 | 7570.82 | Flow Lookup Failed | 7570.82 | Flow Lookup Failed | 7570.82 | Flow Lookup Failed | PlantFlowUsed | 365 | 0.0008127 | 0.00010735 | 0.00010735 | 0.00010735 | 3 | 4 | 0 | 0 | 39 | 1 | 0 | 0 | 0.788 | 32 | 0 | 0 | 1.3623e-07 | 3.5782e-08 | DMR | [16 empty] | 0.014125 | 0.0018658 | 0.0018658 | 0.0018658 | 2.3677e-06 | 6.2193e-07 | NO | PlantFlow
2020 | EMD ACQUISITION LLC | 110043808467 | NV0023060 | HENDERSON | CLARK | NV |  | 36.0354 | -114.9999 |  | 1799 | Special Trade Contractors, Nec | 562910 | Remediation Services | IS47 | Services | Waste Handling, Treatment, and Disposal (Remediation or Monitoring) | 1 | 0.3428 | NV0023060 | City of Henderson-Las Vegas Wash | 1.5E+11 | Uncertain, possibly a remediation site |  |  |  | 2023 | 1.5E+13 | LAS VEGAS WASH, MONITORING | 2000 | 2000 | 1.6575 | NPDES | 2000 | 3094.46 | [22 empty] | 7570.82 | 7570.82 | Flow Lookup Failed | 7570.82 | Flow Lookup Failed | 7570.82 | Flow Lookup Failed | PlantFlowUsed | 365 | 0.00093919 | 0.00012405 | 0.00012405 | 0.00012405 | 3 | 4 | 0 | 0 | 39 | 1 | 0 | 0 | 0.788 | 32 | 0 | 0 | 1.5743e-07 | 4.1351e-08 | DMR | [16 empty] | 0.016324 | 0.0021562 | 0.0021562 | 0.0021562 | 2.7363e-06 | 7.1872e-07 | NO | PlantFlow
2021 | EMD ACQUISITION LLC | 110043808467 | NV0023060 | HENDERSON | CLARK | NV |  | 36.0354 | -114.9999 |  | 1799 | Special Trade Contractors, Nec | 562910 | Remediation Services | IS47 | Services | Waste Handling, Treatment, and Disposal (Remediation or Monitoring) | 1 | 0.62498 | NV0023060 | City of Henderson-Las Vegas Wash | 1.5E+11 | Uncertain, possibly a remediation site |  |  |  | 2023 | 1.5E+13 | LAS VEGAS WASH, MONITORING | 2000 | 2000 | 1.6575 | NPDES | 2000 | 3094.46 | [22 empty] | 7570.82 | 7570.82 | Flow Lookup Failed | 7570.82 | Flow Lookup Failed | 7570.82 | Flow Lookup Failed | PlantFlowUsed | 365 | 0.0017123 | 0.00022617 | 0.00022617 | 0.00022617 | 3 | 4 | 0 | 0 | 39 | 1 | 0 | 0 | 0.788 | 32 | 0 | 0 | 2.8702e-07 | 7.5389e-08 | DMR | [16 empty] | 0.029761 | 0.003931 | 0.003931 | 0.003931 | 4.9886e-06 | 1.3103e-06 | NO | PlantFlow
2022 | EMD ACQUISITION LLC | 110043808467 | NV0023060 | HENDERSON | CLARK | NV |  | 36.0354 | -114.9999 |  | 1799 | Special Trade Contractors, Nec | 562910 | Remediation Services | IS47 | Services | Waste Handling, Treatment, and Disposal (Remediation or Monitoring) | 1 | 0.58161 | NV0023060 | City of Henderson-Las Vegas Wash | 1.5E+11 | Uncertain, possibly a remediation site |  |  |  | 2023 | 1.5E+13 | LAS VEGAS WASH, MONITORING | 2000 | 2000 | 1.6575 | NPDES | 2000 | 3094.46 | [22 empty] | 7570.82 | 7570.82 | Flow Lookup Failed | 7570.82 | Flow Lookup Failed | 7570.82 | Flow Lookup Failed | PlantFlowUsed | 365 | 0.0015935 | 0.00021047 | 0.00021047 | 0.00021047 | 3 | 4 | 0 | 0 | 39 | 1 | 0 | 0 | 0.788 | 32 | 0 | 0 | 2.671e-07 | 7.0158e-08 | DMR | [16 empty] | 0.027696 | 0.0036582 | 0.0036582 | 0.0036582 | 4.6424e-06 | 1.2194e-06 | NO | PlantFlow
2023 | EMD ACQUISITION LLC | 110043808467 | NV0023060 | HENDERSON | CLARK | NV |  | 36.0354 | -114.9999 |  | 1799 | Special Trade Contractors, Nec | 562910 | Remediation Services | IS47 | Services | Waste Handling, Treatment, and Disposal (Remediation or Monitoring) | 1 | 0.59191 | NV0023060 | City of Henderson-Las Vegas Wash | 1.5E+11 | Uncertain, possibly a remediation site |  |  |  | 2023 | 1.5E+13 | LAS VEGAS WASH, MONITORING | 2000 | 2000 | 1.6575 | NPDES | 2000 | 3094.46 | [22 empty] | 7570.82 | 7570.82 | Flow Lookup Failed | 7570.82 | Flow Lookup Failed | 7570.82 | Flow Lookup Failed | PlantFlowUsed | 365 | 0.0016217 | 0.0002142 | 0.0002142 | 0.0002142 | 3 | 4 | 0 | 0 | 39 | 1 | 0 | 0 | 0.788 | 32 | 0 | 0 | 2.7183e-07 | 7.14e-08 | DMR | [16 empty] | 0.028186 | 0.003723 | 0.003723 | 0.003723 | 4.7246e-06 | 1.241e-06 | NO | PlantFlow
2019 | THE STIRLING CLUB | 110020039402 | NV0023256 | LAS VEGAS | CLARK | NV |  | 36.1375 | -115.1548 |  | 7011 | Hotels and Motels | 721199 | All Other Traveler Accommodation | NAICS/SIC Not Provided | NAICS/SIC Not Provided | Waste Handling, Treatment, and Disposal (Remediation or Monitoring) | 1 | 1.8135e-08 | NV0023256 | City of Las Vegas-Las Vegas Wash | 1.5E+11 | Uncertain, possibly a remediation site |  |  |  | 2023 | 1.5E+13 | LAS VEGAS WASH VIA STORM DRAIN | 0.129 | 0.129 | 0.0056917 | NPDES | 0.129 | 0.19959 | 22069994 | Flamingo Wash | 3 | 2.141 | 13.016 | 10.823 | 5.581 | 1.049 | 0.864 | 0 | 0.726 | 1.979 | 1.466 | 1.261 | 3.142 | 18.234 | QE_06 | 0.726 | 1.7751 | 0.96511 | 5.2347 | 2.5051 | 0.488 | 1.7751 | 30Q5 Flow | 2.5051 | HM Flow | 0.96511 | 7Q10 Flow |  | 365 | 4.9685e-11 | 5.1481e-08 | 2.7991e-08 | 1.9834e-08 | 3 | 4 | 0 | 0 | 39 | 1 | 0 | 0 | 0.788 | 32 | 0 | 0 | 6.5332e-11 | 1.716e-11 | DMR | [16 empty] | 8.6358e-10 | 8.948e-07 | 4.8651e-07 | 3.4473e-07 | 1.1355e-09 | 2.9827e-10 | NO | NHDPlus
2020 | THE STIRLING CLUB | 110020039402 | NV0023256 | LAS VEGAS | CLARK | NV |  | 36.1375 | -115.1548 |  | 7011 | Hotels and Motels | 721199 | All Other Traveler Accommodation | NAICS/SIC Not Provided | NAICS/SIC Not Provided | Waste Handling, Treatment, and Disposal (Remediation or Monitoring) | 1 | 2.0059e-08 | NV0023256 | City of Las Vegas-Las Vegas Wash | 1.5E+11 | Uncertain, possibly a remediation site |  |  |  | 2023 | 1.5E+13 | LAS VEGAS WASH VIA STORM DRAIN | 0.129 | 0.129 | 0.0056917 | NPDES | 0.129 | 0.19959 | 22069994 | Flamingo Wash | 3 | 2.141 | 13.016 | 10.823 | 5.581 | 1.049 | 0.864 | 0 | 0.726 | 1.979 | 1.466 | 1.261 | 3.142 | 18.234 | QE_06 | 0.726 | 1.7751 | 0.96511 | 5.2347 | 2.5051 | 0.488 | 1.7751 | 30Q5 Flow | 2.5051 | HM Flow | 0.96511 | 7Q10 Flow |  | 365 | 5.4955e-11 | 5.6942e-08 | 3.096e-08 | 2.1937e-08 | 3 | 4 | 0 | 0 | 39 | 1 | 0 | 0 | 0.788 | 32 | 0 | 0 | 7.2261e-11 | 1.8981e-11 | DMR | [16 empty] | 9.5517e-10 | 9.897e-07 | 5.3811e-07 | 3.8129e-07 | 1.256e-09 | 3.299e-10 | NO | NHDPlus
2021 | THE STIRLING CLUB | 110020039402 | NV0023256 | LAS VEGAS | CLARK | NV |  | 36.1375 | -115.1548 |  | 7011 | Hotels and Motels | 721199 | All Other Traveler Accommodation | NAICS/SIC Not Provided | NAICS/SIC Not Provided | Waste Handling, Treatment, and Disposal (Remediation or Monitoring) | 1 | 0.0033081 | NV0023256 | City of Las Vegas-Las Vegas Wash | 1.5E+11 | Uncertain, possibly a remediation site |  |  |  | 2023 | 1.5E+13 | LAS VEGAS WASH VIA STORM DRAIN | 0.129 | 0.129 | 0.0056917 | NPDES | 0.129 | 0.19959 | 22069994 | Flamingo Wash | 3 | 2.141 | 13.016 | 10.823 | 5.581 | 1.049 | 0.864 | 0 | 0.726 | 1.979 | 1.466 | 1.261 | 3.142 | 18.234 | QE_06 | 0.726 | 1.7751 | 0.96511 | 5.2347 | 2.5051 | 0.488 | 1.7751 | 30Q5 Flow | 2.5051 | HM Flow | 0.96511 | 7Q10 Flow |  | 365 | 9.0633e-06 | 0.0093909 | 0.0051059 | 0.003618 | 3 | 4 | 0 | 0 | 39 | 1 | 0 | 0 | 0.788 | 32 | 0 | 0 | 1.1917e-05 | 3.1303e-06 | DMR | [16 empty] | 0.00015753 | 0.16322 | 0.088745 | 0.062884 | 0.00020714 | 5.4408e-05 | NO | NHDPlus
2022 | THE STIRLING CLUB | 110020039402 | NV0023256 | LAS VEGAS | CLARK | NV |  | 36.1375 | -115.1548 |  | 7011 | Hotels and Motels | 721199 | All Other Traveler Accommodation | NAICS/SIC Not Provided | NAICS/SIC Not Provided | Waste Handling, Treatment, and Disposal (Remediation or Monitoring) | 1 | 6.7078e-09 | NV0023256 | City of Las Vegas-Las Vegas Wash | 1.5E+11 | Uncertain, possibly a remediation site |  |  |  | 2023 | 1.5E+13 | LAS VEGAS WASH VIA STORM DRAIN | 0.129 | 0.129 | 0.0056917 | NPDES | 0.129 | 0.19959 | 22069994 | Flamingo Wash | 3 | 2.141 | 13.016 | 10.823 | 5.581 | 1.049 | 0.864 | 0 | 0.726 | 1.979 | 1.466 | 1.261 | 3.142 | 18.234 | QE_06 | 0.726 | 1.7751 | 0.96511 | 5.2347 | 2.5051 | 0.488 | 1.7751 | 30Q5 Flow | 2.5051 | HM Flow | 0.96511 | 7Q10 Flow |  | 365 | 1.8377e-11 | 1.9042e-08 | 1.0353e-08 | 7.3361e-09 | 3 | 4 | 0 | 0 | 39 | 1 | 0 | 0 | 0.788 | 32 | 0 | 0 | 2.4165e-11 | 6.3473e-12 | DMR | [16 empty] | 3.1942e-10 | 3.3096e-07 | 1.7995e-07 | 1.2751e-07 | 4.2001e-10 | 1.1032e-10 | NO | NHDPlus
2023 | THE STIRLING CLUB | 110020039402 | NV0023256 | LAS VEGAS | CLARK | NV |  | 36.1375 | -115.1548 |  | 7011 | Hotels and Motels | 721199 | All Other Traveler Accommodation | NAICS/SIC Not Provided | NAICS/SIC Not Provided | Waste Handling, Treatment, and Disposal (Remediation or Monitoring) | 1 | 0.0019505 | NV0023256 | City of Las Vegas-Las Vegas Wash | 1.5E+11 | Uncertain, possibly a remediation site |  |  |  | 2023 | 1.5E+13 | LAS VEGAS WASH VIA STORM DRAIN | 0.129 | 0.129 | 0.0056917 | NPDES | 0.129 | 0.19959 | 22069994 | Flamingo Wash | 3 | 2.141 | 13.016 | 10.823 | 5.581 | 1.049 | 0.864 | 0 | 0.726 | 1.979 | 1.466 | 1.261 | 3.142 | 18.234 | QE_06 | 0.726 | 1.7751 | 0.96511 | 5.2347 | 2.5051 | 0.488 | 1.7751 | 30Q5 Flow | 2.5051 | HM Flow | 0.96511 | 7Q10 Flow |  | 365 | 5.3439e-06 | 0.005537 | 0.0030105 | 0.0021332 | 3 | 4 | 0 | 0 | 39 | 1 | 0 | 0 | 0.788 | 32 | 0 | 0 | 7.0267e-06 | 1.8457e-06 | DMR | [16 empty] | 9.2881e-05 | 0.096239 | 0.052326 | 0.037077 | 0.00012213 | 3.208e-05 | NO | NHDPlus
2019 | LAS VEGAS ACADEMY | 110017237373 | NV0023485 | LAS VEGAS | CLARK | NV |  | 36.1648 | -115.1407 |  | 8211 | Elementary and Secondary Schools | 611110 | Elementary and Secondary Schools | IS47 | Services | Waste Handling, Treatment, and Disposal (Remediation or Monitoring) | 1 | 0.00051807 | NV0023485 | City of Las Vegas-Las Vegas Wash | 1.5E+11 | Sic/Naics does not indicate usage of chemicals |  |  |  | 2023 | 1.5E+13 | LAS VEGAS WASH | 0.1 | 0.1 | 0.11106 | NPDES | 0.1 | 0.15472 | [22 empty] | 0.37854 | 0.37854 | Flow Lookup Failed | 0.37854 | Flow Lookup Failed | 0.37854 | Flow Lookup Failed | PlantFlowUsed | 365 | 1.4194e-06 | 0.0037496 | 0.0037496 | 0.0037496 | 3 | 4 | 0 | 0 | 39 | 1 | 0 | 0 | 0.788 | 32 | 0 | 0 | 4.7584e-06 | 1.2499e-06 | DMR | [16 empty] | 2.467e-05 | 0.065172 | 0.065172 | 0.065172 | 8.2705e-05 | 2.1724e-05 | NO | PlantFlow
2020 | LAS VEGAS ACADEMY | 110017237373 | NV0023485 | LAS VEGAS | CLARK | NV |  | 36.1648 | -115.1407 |  | 8211 | Elementary and Secondary Schools | 611110 | Elementary and Secondary Schools | IS47 | Services | Waste Handling, Treatment, and Disposal (Remediation or Monitoring) | 1 | 0.0033502 | NV0023485 | City of Las Vegas-Las Vegas Wash | 1.5E+11 | Sic/Naics does not indicate usage of chemicals |  |  |  | 2023 | 1.5E+13 | LAS VEGAS WASH | 0.1 | 0.1 | 0.11106 | NPDES | 0.1 | 0.15472 | [22 empty] | 0.37854 | 0.37854 | Flow Lookup Failed | 0.37854 | Flow Lookup Failed | 0.37854 | Flow Lookup Failed | PlantFlowUsed | 365 | 9.1786e-06 | 0.024247 | 0.024247 | 0.024247 | 3 | 4 | 0 | 0 | 39 | 1 | 0 | 0 | 0.788 | 32 | 0 | 0 | 3.0771e-05 | 8.0825e-06 | DMR | [16 empty] | 0.00015953 | 0.42144 | 0.42144 | 0.42144 | 0.00053483 | 0.00014048 | NO | PlantFlow
2020 | HUGHES CENTER | 110037274133 | NV0023604 | LAS VEGAS | CLARK | NV |  | 36.1191 | -115.1573 |  | 6512 | Nonresidential Building Operators | 711310 | Promoters of Performing Arts, Sports, and Similar Events with Facilities | NAICS/SIC Not Provided | NAICS/SIC Not Provided | Waste Handling, Treatment, and Disposal (Remediation or Monitoring) | 1 | 0.0023037 | NV0023604 | Tropicana Wash | 1.5E+11 | Sic/Naics does not indicate usage of chemicals |  |  |  | 2023 | 1.5E+13 |  | 0.049 | 0.049 | 7.3417e-05 | NPDES | 0.049 | 0.075814 | 22069994 | Flamingo Wash | 3 | 2.141 | 13.016 | 10.823 | 5.581 | 1.049 | 0.864 | 0 | 0.726 | 1.979 | 1.466 | 1.261 | 3.142 | 18.234 | QE_06 | 0.726 | 1.7751 | 0.96511 | 5.2347 | 2.5051 | 0.18536 | 1.7751 | 30Q5 Flow | 2.5051 | HM Flow | 0.96511 | 7Q10 Flow |  | 365 | 6.3115e-06 | 0.0065396 | 0.0035556 | 0.0025195 | 3 | 4 | 0 | 0 | 39 | 1 | 0 | 0 | 0.788 | 32 | 0 | 0 | 8.299e-06 | 2.1799e-06 | DMR | [16 empty] | 0.0001097 | 0.11366 | 0.061801 | 0.043791 | 0.00014424 | 3.7888e-05 | NO | NHDPlus
2021 | HUGHES CENTER | 110037274133 | NV0023604 | LAS VEGAS | CLARK | NV |  | 36.1191 | -115.1573 |  | 6512 | Nonresidential Building Operators | 711310 | Promoters of Performing Arts, Sports, and Similar Events with Facilities | NAICS/SIC Not Provided | NAICS/SIC Not Provided | Waste Handling, Treatment, and Disposal (Remediation or Monitoring) | 1 | 0.00064103 | NV0023604 | Tropicana Wash | 1.5E+11 | Sic/Naics does not indicate usage of chemicals |  |  |  | 2023 | 1.5E+13 |  | 0.049 | 0.049 | 7.3417e-05 | NPDES | 0.049 | 0.075814 | 22069994 | Flamingo Wash | 3 | 2.141 | 13.016 | 10.823 | 5.581 | 1.049 | 0.864 | 0 | 0.726 | 1.979 | 1.466 | 1.261 | 3.142 | 18.234 | QE_06 | 0.726 | 1.7751 | 0.96511 | 5.2347 | 2.5051 | 0.18536 | 1.7751 | 30Q5 Flow | 2.5051 | HM Flow | 0.96511 | 7Q10 Flow |  | 365 | 1.7562e-06 | 0.0018197 | 0.0009894 | 0.00070107 | 3 | 4 | 0 | 0 | 39 | 1 | 0 | 0 | 0.788 | 32 | 0 | 0 | 2.3093e-06 | 6.0657e-07 | DMR | [16 empty] | 3.0525e-05 | 0.031629 | 0.017197 | 0.012185 | 4.0138e-05 | 1.0543e-05 | NO | NHDPlus
2022 | HUGHES CENTER | 110037274133 | NV0023604 | LAS VEGAS | CLARK | NV |  | 36.1191 | -115.1573 |  | 6512 | Nonresidential Building Operators | 711310 | Promoters of Performing Arts, Sports, and Similar Events with Facilities | NAICS/SIC Not Provided | NAICS/SIC Not Provided | Waste Handling, Treatment, and Disposal (Remediation or Monitoring) | 1 | 1.3815e-06 | NV0023604 | Tropicana Wash | 1.5E+11 | Sic/Naics does not indicate usage of chemicals |  |  |  | 2023 | 1.5E+13 |  | 0.049 | 0.049 | 7.3417e-05 | NPDES | 0.049 | 0.075814 | 22069994 | Flamingo Wash | 3 | 2.141 | 13.016 | 10.823 | 5.581 | 1.049 | 0.864 | 0 | 0.726 | 1.979 | 1.466 | 1.261 | 3.142 | 18.234 | QE_06 | 0.726 | 1.7751 | 0.96511 | 5.2347 | 2.5051 | 0.18536 | 1.7751 | 30Q5 Flow | 2.5051 | HM Flow | 0.96511 | 7Q10 Flow |  | 365 | 3.785e-09 | 3.9218e-06 | 2.1323e-06 | 1.5109e-06 | 3 | 4 | 0 | 0 | 39 | 1 | 0 | 0 | 0.788 | 32 | 0 | 0 | 4.9769e-09 | 1.3073e-09 | DMR | [16 empty] | 6.5787e-08 | 6.8165e-05 | 3.7062e-05 | 2.6262e-05 | 8.6504e-08 | 2.2722e-08 | NO | NHDPlus
2023 | HUGHES CENTER | 110037274133 | NV0023604 | LAS VEGAS | CLARK | NV |  | 36.1191 | -115.1573 |  | 6512 | Nonresidential Building Operators | 711310 | Promoters of Performing Arts, Sports, and Similar Events with Facilities | NAICS/SIC Not Provided | NAICS/SIC Not Provided | Waste Handling, Treatment, and Disposal (Remediation or Monitoring) | 1 | 2.0723e-06 | NV0023604 | Tropicana Wash | 1.5E+11 | Sic/Naics does not indicate usage of chemicals |  |  |  | 2023 | 1.5E+13 |  | 0.049 | 0.049 | 7.3417e-05 | NPDES | 0.049 | 0.075814 | 22069994 | Flamingo Wash | 3 | 2.141 | 13.016 | 10.823 | 5.581 | 1.049 | 0.864 | 0 | 0.726 | 1.979 | 1.466 | 1.261 | 3.142 | 18.234 | QE_06 | 0.726 | 1.7751 | 0.96511 | 5.2347 | 2.5051 | 0.18536 | 1.7751 | 30Q5 Flow | 2.5051 | HM Flow | 0.96511 | 7Q10 Flow |  | 365 | 5.6775e-09 | 5.8827e-06 | 3.1985e-06 | 2.2664e-06 | 3 | 4 | 0 | 0 | 39 | 1 | 0 | 0 | 0.788 | 32 | 0 | 0 | 7.4654e-09 | 1.9609e-09 | DMR | [16 empty] | 9.868e-08 | 0.00010225 | 5.5593e-05 | 3.9392e-05 | 1.2976e-07 | 3.4082e-08 | NO | NHDPlus
2019 | RESORTS WORLD LAS VEGAS | 110041253256 | NV0023621 | LAS VEGAS | CLARK | NV |  | 36.1326 | -115.1648 |  | 7011 | Hotels and Motels | 721199 | All Other Traveler Accommodation | NAICS/SIC Not Provided | NAICS/SIC Not Provided | Waste Handling, Treatment, and Disposal (Remediation or Monitoring) | 1 | 0.078747 | NV0023621 | City of Las Vegas-Las Vegas Wash | 1.5E+11 | Uncertain, possibly a remediation site |  |  |  | 2023 | 1.5E+13 | FLAMINGO WASH VIA STORM DRAIN | 0.66 | 0.43 | 0.15092 | NPDES | 0.43 | 0.66531 | 22069994 | Flamingo Wash | 3 | 2.141 | 13.016 | 10.823 | 5.581 | 1.049 | 0.864 | 0 | 0.726 | 1.979 | 1.466 | 1.261 | 3.142 | 18.234 | QE_06 | 0.726 | 1.7751 | 0.96511 | 5.2347 | 2.5051 | 1.6267 | 1.7751 | 30Q5 Flow | 2.5051 | HM Flow | 1.6267 | Plant Flow |  | 365 | 0.00021574 | 0.13263 | 0.12154 | 0.086123 | 3 | 4 | 0 | 0 | 39 | 1 | 0 | 0 | 0.788 | 32 | 0 | 0 | 0.00016831 | 4.421e-05 | DMR | [16 empty] | 0.0037499 | 2.3052 | 2.1125 | 1.4969 | 0.0029254 | 0.00076841 | NO | NHDPlus
2020 | RESORTS WORLD LAS VEGAS | 110041253256 | NV0023621 | LAS VEGAS | CLARK | NV |  | 36.1326 | -115.1648 |  | 7011 | Hotels and Motels | 721199 | All Other Traveler Accommodation | NAICS/SIC Not Provided | NAICS/SIC Not Provided | Waste Handling, Treatment, and Disposal (Remediation or Monitoring) | 1 | 0.12226 | NV0023621 | City of Las Vegas-Las Vegas Wash | 1.5E+11 | Uncertain, possibly a remediation site |  |  |  | 2023 | 1.5E+13 | FLAMINGO WASH VIA STORM DRAIN | 0.66 | 0.43 | 0.15092 | NPDES | 0.43 | 0.66531 | 22069994 | Flamingo Wash | 3 | 2.141 | 13.016 | 10.823 | 5.581 | 1.049 | 0.864 | 0 | 0.726 | 1.979 | 1.466 | 1.261 | 3.142 | 18.234 | QE_06 | 0.726 | 1.7751 | 0.96511 | 5.2347 | 2.5051 | 1.6267 | 1.7751 | 30Q5 Flow | 2.5051 | HM Flow | 1.6267 | Plant Flow |  | 365 | 0.00033497 | 0.20593 | 0.18871 | 0.13372 | 3 | 4 | 0 | 0 | 39 | 1 | 0 | 0 | 0.788 | 32 | 0 | 0 | 0.00026133 | 6.8642e-05 | DMR | [16 empty] | 0.0058221 | 3.5792 | 3.28 | 2.3241 | 0.0045421 | 0.0011931 | NO | NHDPlus
2021 | RESORTS WORLD LAS VEGAS | 110041253256 | NV0023621 | LAS VEGAS | CLARK | NV |  | 36.1326 | -115.1648 |  | 7011 | Hotels and Motels | 721199 | All Other Traveler Accommodation | NAICS/SIC Not Provided | NAICS/SIC Not Provided | Waste Handling, Treatment, and Disposal (Remediation or Monitoring) | 1 | 0.10361 | NV0023621 | City of Las Vegas-Las Vegas Wash | 1.5E+11 | Uncertain, possibly a remediation site |  |  |  | 2023 | 1.5E+13 | FLAMINGO WASH VIA STORM DRAIN | 0.66 | 0.43 | 0.15092 | NPDES | 0.43 | 0.66531 | 22069994 | Flamingo Wash | 3 | 2.141 | 13.016 | 10.823 | 5.581 | 1.049 | 0.864 | 0 | 0.726 | 1.979 | 1.466 | 1.261 | 3.142 | 18.234 | QE_06 | 0.726 | 1.7751 | 0.96511 | 5.2347 | 2.5051 | 1.6267 | 1.7751 | 30Q5 Flow | 2.5051 | HM Flow | 1.6267 | Plant Flow |  | 365 | 0.00028388 | 0.17451 | 0.15992 | 0.11332 | 3 | 4 | 0 | 0 | 39 | 1 | 0 | 0 | 0.788 | 32 | 0 | 0 | 0.00022146 | 5.8171e-05 | DMR | [16 empty] | 0.004934 | 3.0332 | 2.7796 | 1.9696 | 0.0038492 | 0.0010111 | NO | NHDPlus
2022 | RESORTS WORLD LAS VEGAS | 110041253256 | NV0023621 | LAS VEGAS | CLARK | NV |  | 36.1326 | -115.1648 |  | 7011 | Hotels and Motels | 721199 | All Other Traveler Accommodation | NAICS/SIC Not Provided | NAICS/SIC Not Provided | Waste Handling, Treatment, and Disposal (Remediation or Monitoring) | 1 | 0.096707 | NV0023621 | City of Las Vegas-Las Vegas Wash | 1.5E+11 | Uncertain, possibly a remediation site |  |  |  | 2023 | 1.5E+13 | FLAMINGO WASH VIA STORM DRAIN | 0.66 | 0.43 | 0.15092 | NPDES | 0.43 | 0.66531 | 22069994 | Flamingo Wash | 3 | 2.141 | 13.016 | 10.823 | 5.581 | 1.049 | 0.864 | 0 | 0.726 | 1.979 | 1.466 | 1.261 | 3.142 | 18.234 | QE_06 | 0.726 | 1.7751 | 0.96511 | 5.2347 | 2.5051 | 1.6267 | 1.7751 | 30Q5 Flow | 2.5051 | HM Flow | 1.6267 | Plant Flow |  | 365 | 0.00026495 | 0.16288 | 0.14926 | 0.10577 | 3 | 4 | 0 | 0 | 39 | 1 | 0 | 0 | 0.788 | 32 | 0 | 0 | 0.0002067 | 5.4293e-05 | DMR | [16 empty] | 0.0046051 | 2.831 | 2.5943 | 1.8383 | 0.0035926 | 0.00094366 | NO | NHDPlus
2023 | RESORTS WORLD LAS VEGAS | 110041253256 | NV0023621 | LAS VEGAS | CLARK | NV |  | 36.1326 | -115.1648 |  | 7011 | Hotels and Motels | 721199 | All Other Traveler Accommodation | NAICS/SIC Not Provided | NAICS/SIC Not Provided | Waste Handling, Treatment, and Disposal (Remediation or Monitoring) | 1 | 0.1271 | NV0023621 | City of Las Vegas-Las Vegas Wash | 1.5E+11 | Uncertain, possibly a remediation site |  |  |  | 2023 | 1.5E+13 | FLAMINGO WASH VIA STORM DRAIN | 0.66 | 0.43 | 0.15092 | NPDES | 0.43 | 0.66531 | 22069994 | Flamingo Wash | 3 | 2.141 | 13.016 | 10.823 | 5.581 | 1.049 | 0.864 | 0 | 0.726 | 1.979 | 1.466 | 1.261 | 3.142 | 18.234 | QE_06 | 0.726 | 1.7751 | 0.96511 | 5.2347 | 2.5051 | 1.6267 | 1.7751 | 30Q5 Flow | 2.5051 | HM Flow | 1.6267 | Plant Flow |  | 365 | 0.00034822 | 0.21407 | 0.19617 | 0.13901 | 3 | 4 | 0 | 0 | 39 | 1 | 0 | 0 | 0.788 | 32 | 0 | 0 | 0.00027166 | 7.1356e-05 | DMR | [16 empty] | 0.0060524 | 3.7207 | 3.4097 | 2.416 | 0.0047217 | 0.0012402 | NO | NHDPlus
2019 | TERRIBLE HERBST # 225 | 110041903223 | NV0023809 | LAS VEGAS | CLARK | NV |  | 36.0741 | -115.1727 |  | 5541 | Gasoline Service Stations | 447190 | Other Gasoline Stations | NAICS/SIC Not Provided | NAICS/SIC Not Provided | Waste Handling, Treatment, and Disposal (Remediation or Monitoring) | 1 | 0.0023918 | NV0023809 | Tropicana Wash | 1.5E+11 | Uncertain, possibly a remediation site |  |  |  | 2023 | 1.5E+13 | LAS VEGAS WASH VIA THE CLARK COUNTY STORM DRAIN SY | 0.0288 | 0.0288 | 0 | NPDES | 0.0288 | 0.04456 | 22070156 |  | 4 | 0.087 | 3.433 | 1.04 | 0.233 | 0 | 0 | 0 | 0.026 | 0.101 | 0.059 | 0 | 0.235 | 6.008 | QE_04 | 0.026 | 0.06357 | 0.030741 | 0.21271 | 0.082142 | 0.10895 | 0.10895 | Plant Flow | 0.10895 | Plant Flow | 0.10895 | Plant Flow |  | 365 | 6.5528e-06 | 0.060145 | 0.060145 | 0.060145 | 3 | 4 | 0 | 0 | 39 | 1 | 0 | 0 | 0.788 | 32 | 0 | 0 | 7.6327e-05 | 2.0048e-05 | DMR | [16 empty] | 0.00011389 | 1.0454 | 1.0454 | 1.0454 | 0.0013266 | 0.00034846 | NO | PlantFlow
2020 | TERRIBLE HERBST # 225 | 110041903223 | NV0023809 | LAS VEGAS | CLARK | NV |  | 36.0741 | -115.1727 |  | 5541 | Gasoline Service Stations | 447190 | Other Gasoline Stations | NAICS/SIC Not Provided | NAICS/SIC Not Provided | Waste Handling, Treatment, and Disposal (Remediation or Monitoring) | 1 | 0.0018133 | NV0023809 | Tropicana Wash | 1.5E+11 | Uncertain, possibly a remediation site |  |  |  | 2023 | 1.5E+13 | LAS VEGAS WASH VIA THE CLARK COUNTY STORM DRAIN SY | 0.0288 | 0.0288 | 0 | NPDES | 0.0288 | 0.04456 | 22070156 |  | 4 | 0.087 | 3.433 | 1.04 | 0.233 | 0 | 0 | 0 | 0.026 | 0.101 | 0.059 | 0 | 0.235 | 6.008 | QE_04 | 0.026 | 0.06357 | 0.030741 | 0.21271 | 0.082142 | 0.10895 | 0.10895 | Plant Flow | 0.10895 | Plant Flow | 0.10895 | Plant Flow |  | 365 | 4.9678e-06 | 0.045598 | 0.045598 | 0.045598 | 3 | 4 | 0 | 0 | 39 | 1 | 0 | 0 | 0.788 | 32 | 0 | 0 | 5.7865e-05 | 1.5199e-05 | DMR | [16 empty] | 8.6345e-05 | 0.79253 | 0.79253 | 0.79253 | 0.0010057 | 0.00026418 | NO | PlantFlow
2020 | VILLAGE SHOP #4/SINCLAIR STATION | 110064418553 | NV0024220 | LAS VEGAS | CLARK COUNTY | NV |  | 36.2 | -115.1966 |  | 5541 | Gasoline Service Stations | 447190 | Other Gasoline Stations | NAICS/SIC Not Provided | NAICS/SIC Not Provided | Waste Handling, Treatment, and Disposal (Remediation or Monitoring) | 1 | 0.007253 | NV0024220 | City of Las Vegas-Las Vegas Wash | 1.5E+11 | Uncertain, possibly a remediation site |  |  |  | 2023 | 1.5E+13 | LAS VEGAS WASH | 0.0288 | 0.0288 | 0 | NPDES | 0.0288 | 0.04456 | [22 empty] | 0.10902 | 0.10902 | Flow Lookup Failed | 0.10902 | Flow Lookup Failed | 0.10902 | Flow Lookup Failed | PlantFlowUsed | 365 | 1.9871e-05 | 0.18227 | 0.18227 | 0.18227 | 3 | 4 | 0 | 0 | 39 | 1 | 0 | 0 | 0.788 | 32 | 0 | 0 | 0.00023131 | 6.0757e-05 | DMR | [16 empty] | 0.00034538 | 3.1681 | 3.1681 | 3.1681 | 0.0040204 | 0.001056 | NO | PlantFlow
2021 | VILLAGE SHOP #4/SINCLAIR STATION | 110064418553 | NV0024220 | LAS VEGAS | CLARK COUNTY | NV |  | 36.2 | -115.1966 |  | 5541 | Gasoline Service Stations | 447190 | Other Gasoline Stations | NAICS/SIC Not Provided | NAICS/SIC Not Provided | Waste Handling, Treatment, and Disposal (Remediation or Monitoring) | 1 | 0.0049735 | NV0024220 | City of Las Vegas-Las Vegas Wash | 1.5E+11 | Uncertain, possibly a remediation site |  |  |  | 2023 | 1.5E+13 | LAS VEGAS WASH | 0.0288 | 0.0288 | 0 | NPDES | 0.0288 | 0.04456 | [22 empty] | 0.10902 | 0.10902 | Flow Lookup Failed | 0.10902 | Flow Lookup Failed | 0.10902 | Flow Lookup Failed | PlantFlowUsed | 365 | 1.3626e-05 | 0.12499 | 0.12499 | 0.12499 | 3 | 4 | 0 | 0 | 39 | 1 | 0 | 0 | 0.788 | 32 | 0 | 0 | 0.00015861 | 4.1662e-05 | DMR | [16 empty] | 0.00023683 | 2.1724 | 2.1724 | 2.1724 | 0.0027568 | 0.00072413 | NO | PlantFlow
2021 | ALLEGIANT STADIUM | 110070948151 | NV0024239 | LAS VEGAS | CLARK COUNTY | NV |  | 36.0909 | -115.1833 |  | 7941 | Sports Clubs, Managers, and Promoters | 711410 | Agents and Managers for Artists, Athletes, Entertainers, and Other Public Figures | NAICS/SIC Not Provided | NAICS/SIC Not Provided | Waste Handling, Treatment, and Disposal (Remediation or Monitoring) | 1 | 0.040707 | NV0024239 | Tropicana Wash | 1.5E+11 | Uncertain, possibly a remediation site | [36 empty] | Permit Lookup Failed |  |  |  | Permit Lookup Failed | EffluentConc | 365 | 0.00011153 | 5 | 5 | 5 | 3 | 4 | 0 | 0 | 39 | 1 | 0 | 0 | 0.788 | 32 | 0 | 0 | 0.0063452 | 0.0016667 | DMR | [16 empty] | 0.0019384 | 5 |  |  | 0.0063452 | 0.0016667 | NO | Effluent
2022 | ALLEGIANT STADIUM | 110070948151 | NV0024239 | LAS VEGAS | CLARK COUNTY | NV |  | 36.0909 | -115.1833 |  | 7941 | Sports Clubs, Managers, and Promoters | 711410 | Agents and Managers for Artists, Athletes, Entertainers, and Other Public Figures | NAICS/SIC Not Provided | NAICS/SIC Not Provided | Waste Handling, Treatment, and Disposal (Remediation or Monitoring) | 1 | 0.040109 | NV0024239 | Tropicana Wash | 1.5E+11 | Uncertain, possibly a remediation site | [36 empty] | Permit Lookup Failed |  |  |  | Permit Lookup Failed | EffluentConc | 365 | 0.00010989 | 5 | 5 | 5 | 3 | 4 | 0 | 0 | 39 | 1 | 0 | 0 | 0.788 | 32 | 0 | 0 | 0.0063452 | 0.0016667 | DMR | [16 empty] | 0.00191 | 5 |  |  | 0.0063452 | 0.0016667 | NO | Effluent
2023 | ALLEGIANT STADIUM | 110070948151 | NV0024239 | LAS VEGAS | CLARK COUNTY | NV |  | 36.0909 | -115.1833 |  | 7941 | Sports Clubs, Managers, and Promoters | 711410 | Agents and Managers for Artists, Athletes, Entertainers, and Other Public Figures | NAICS/SIC Not Provided | NAICS/SIC Not Provided | Waste Handling, Treatment, and Disposal (Remediation or Monitoring) | 1 | 0.062714 | NV0024239 | Tropicana Wash | 1.5E+11 | Uncertain, possibly a remediation site | [36 empty] | Permit Lookup Failed |  |  |  | Permit Lookup Failed | EffluentConc | 365 | 0.00017182 | 5 | 5 | 5 | 3 | 4 | 0 | 0 | 39 | 1 | 0 | 0 | 0.788 | 32 | 0 | 0 | 0.0063452 | 0.0016667 | DMR | [16 empty] | 0.0029864 | 5 |  |  | 0.0063452 | 0.0016667 | NO | Effluent
2021 | CARRIER CORPORATION | 110011779147 | NY0001163 | SYRACUSE | ONONDAGA | NY |  | 43.0759 | -76.0891 |  | 3585 | Refrigeration and Heating Equipment | 336390 | Other Motor Vehicle Parts Manufacturing | IS43 | Transportation Equipment Manufacturing | Waste Handling, Treatment, and Disposal (Remediation or Monitoring) | 1 | 0.74354 | NY0001163 | Ley Creek Branches | 041402011508 | Probably has parts in need of Degreasing/Cleaning but unknown if t-DCE is used | NY0001163 |  |  | 2023 | 04140200000000 | SANDERS CK |  | 0.333 | 0.19333 | NPDES | 0.333 | 0.51523 | 21974385 | South Branch Ley Creek | 1 | 17.304 | 20.481 | 24.67 | 138.737 | 56.363 | 18.299 | 12.752 | 7.832 | 6.294 | 7.81 | 18.372 | 26.399 | 22.858 | QE_08 | 6.294 | 15.3888 | 9.0279 | 42.3081 | 23.1249 | 1.2597 | 15.3888 | 30Q5 Flow | 23.1249 | HM Flow | 9.0279 | 7Q10 Flow |  | 365 | 0.0020371 | 0.22565 | 0.13238 | 0.088092 | 3 | 4 | 0 | 0 | 39 | 1 | 0 | 0 | 0.788 | 32 | 0 | 0 | 0.00028635 | 7.5215e-05 | DMR | [16 empty] | 0.035407 | 3.9219 | 2.3008 | 1.5311 | 0.0049771 | 0.0013073 | NO | NHDPlus
2022 | CARRIER CORPORATION | 110011779147 | NY0001163 | SYRACUSE | ONONDAGA | NY |  | 43.0759 | -76.0891 |  | 3585 | Refrigeration and Heating Equipment | 336390 | Other Motor Vehicle Parts Manufacturing | IS43 | Transportation Equipment Manufacturing | Waste Handling, Treatment, and Disposal (Remediation or Monitoring) | 1 | 0.61811 | NY0001163 | Ley Creek Branches | 041402011508 | Probably has parts in need of Degreasing/Cleaning but unknown if t-DCE is used | NY0001163 |  |  | 2023 | 04140200000000 | SANDERS CK |  | 0.333 | 0.19333 | NPDES | 0.333 | 0.51523 | 21974385 | South Branch Ley Creek | 1 | 17.304 | 20.481 | 24.67 | 138.737 | 56.363 | 18.299 | 12.752 | 7.832 | 6.294 | 7.81 | 18.372 | 26.399 | 22.858 | QE_08 | 6.294 | 15.3888 | 9.0279 | 42.3081 | 23.1249 | 1.2597 | 15.3888 | 30Q5 Flow | 23.1249 | HM Flow | 9.0279 | 7Q10 Flow |  | 365 | 0.0016934 | 0.18758 | 0.11004 | 0.073231 | 3 | 4 | 0 | 0 | 39 | 1 | 0 | 0 | 0.788 | 32 | 0 | 0 | 0.00023805 | 6.2527e-05 | DMR | [16 empty] | 0.029434 | 3.2603 | 1.9127 | 1.2728 | 0.0041375 | 0.0010868 | NO | NHDPlus
2023 | CARRIER CORPORATION | 110011779147 | NY0001163 | SYRACUSE | ONONDAGA | NY |  | 43.0759 | -76.0891 |  | 3585 | Refrigeration and Heating Equipment | 336390 | Other Motor Vehicle Parts Manufacturing | IS43 | Transportation Equipment Manufacturing | Waste Handling, Treatment, and Disposal (Remediation or Monitoring) | 1 | 0.74757 | NY0001163 | Ley Creek Branches | 041402011508 | Probably has parts in need of Degreasing/Cleaning but unknown if t-DCE is used | NY0001163 |  |  | 2023 | 04140200000000 | SANDERS CK |  | 0.333 | 0.19333 | NPDES | 0.333 | 0.51523 | 21974385 | South Branch Ley Creek | 1 | 17.304 | 20.481 | 24.67 | 138.737 | 56.363 | 18.299 | 12.752 | 7.832 | 6.294 | 7.81 | 18.372 | 26.399 | 22.858 | QE_08 | 6.294 | 15.3888 | 9.0279 | 42.3081 | 23.1249 | 1.2597 | 15.3888 | 30Q5 Flow | 23.1249 | HM Flow | 9.0279 | 7Q10 Flow |  | 365 | 0.0020481 | 0.22687 | 0.13309 | 0.088568 | 3 | 4 | 0 | 0 | 39 | 1 | 0 | 0 | 0.788 | 32 | 0 | 0 | 0.0002879 | 7.5622e-05 | DMR | [16 empty] | 0.035598 | 3.9432 | 2.3133 | 1.5394 | 0.005004 | 0.0013144 | NO | NHDPlus
2019 | HOOKER CHEM & PLASTICS | 110000734661 | NY0001198 | NORTH TONAWANDA | NIAGARA | NY |  | 43.048 | -78.8592 |  | 9511 | Air, Water, and Solid Waste Management | 924110 | Administration of Air and Water Resource and Solid Waste Management Programs | IS47 | Services | Waste Handling, Treatment, and Disposal (Remediation or Monitoring) | 1 | 0.015853 | NY0001198 | City of North Tonawanda-Niagara River | 041201040604 | NAICS/SIC indicates Disposal or Remediation |  |  |  | 2023 | 04120100000000 | NIAGARA R |  | 0.597 | 0.11184 | NPDES | 0.597 | 0.9237 | [22 empty] | 2.2599 | 2.2599 | Flow Lookup Failed | 2.2599 | Flow Lookup Failed | 2.2599 | Flow Lookup Failed | PlantFlowUsed | 365 | 4.3433e-05 | 0.019219 | 0.019219 | 0.019219 | 3 | 4 | 0 | 0 | 39 | 1 | 0 | 0 | 0.788 | 32 | 0 | 0 | 2.439e-05 | 6.4064e-06 | DMR | [16 empty] | 0.00075491 | 0.33405 | 0.33405 | 0.33405 | 0.00042392 | 0.00011135 | NO | PlantFlow
2020 | HOOKER CHEM & PLASTICS | 110000734661 | NY0001198 | NORTH TONAWANDA | NIAGARA | NY |  | 43.048 | -78.8592 |  | 9511 | Air, Water, and Solid Waste Management | 924110 | Administration of Air and Water Resource and Solid Waste Management Programs | IS47 | Services | Waste Handling, Treatment, and Disposal (Remediation or Monitoring) | 1 | 0.0075227 | NY0001198 | City of North Tonawanda-Niagara River | 041201040604 | NAICS/SIC indicates Disposal or Remediation |  |  |  | 2023 | 04120100000000 | NIAGARA R |  | 0.597 | 0.11184 | NPDES | 0.597 | 0.9237 | [22 empty] | 2.2599 | 2.2599 | Flow Lookup Failed | 2.2599 | Flow Lookup Failed | 2.2599 | Flow Lookup Failed | PlantFlowUsed | 365 | 2.061e-05 | 0.00912 | 0.00912 | 0.00912 | 3 | 4 | 0 | 0 | 39 | 1 | 0 | 0 | 0.788 | 32 | 0 | 0 | 1.1574e-05 | 3.04e-06 | DMR | [16 empty] | 0.00035822 | 0.15851 | 0.15851 | 0.15851 | 0.00020116 | 5.2838e-05 | NO | PlantFlow
2021 | HOOKER CHEM & PLASTICS | 110000734661 | NY0001198 | NORTH TONAWANDA | NIAGARA | NY |  | 43.048 | -78.8592 |  | 9511 | Air, Water, and Solid Waste Management | 924110 | Administration of Air and Water Resource and Solid Waste Management Programs | IS47 | Services | Waste Handling, Treatment, and Disposal (Remediation or Monitoring) | 1 | 0.0097633 | NY0001198 | City of North Tonawanda-Niagara River | 041201040604 | NAICS/SIC indicates Disposal or Remediation |  |  |  | 2023 | 04120100000000 | NIAGARA R |  | 0.597 | 0.11184 | NPDES | 0.597 | 0.9237 | [22 empty] | 2.2599 | 2.2599 | Flow Lookup Failed | 2.2599 | Flow Lookup Failed | 2.2599 | Flow Lookup Failed | PlantFlowUsed | 365 | 2.6749e-05 | 0.011836 | 0.011836 | 0.011836 | 3 | 4 | 0 | 0 | 39 | 1 | 0 | 0 | 0.788 | 32 | 0 | 0 | 1.5021e-05 | 3.9454e-06 | DMR | [16 empty] | 0.00046492 | 0.20573 | 0.20573 | 0.20573 | 0.00026107 | 6.8575e-05 | NO | PlantFlow
2022 | HOOKER CHEM & PLASTICS | 110000734661 | NY0001198 | NORTH TONAWANDA | NIAGARA | NY |  | 43.048 | -78.8592 |  | 9511 | Air, Water, and Solid Waste Management | 924110 | Administration of Air and Water Resource and Solid Waste Management Programs | IS47 | Services | Waste Handling, Treatment, and Disposal (Remediation or Monitoring) | 1 | 0.015323 | NY0001198 | City of North Tonawanda-Niagara River | 041201040604 | NAICS/SIC indicates Disposal or Remediation |  |  |  | 2023 | 04120100000000 | NIAGARA R |  | 0.597 | 0.11184 | NPDES | 0.597 | 0.9237 | [22 empty] | 2.2599 | 2.2599 | Flow Lookup Failed | 2.2599 | Flow Lookup Failed | 2.2599 | Flow Lookup Failed | PlantFlowUsed | 365 | 4.1982e-05 | 0.018577 | 0.018577 | 0.018577 | 3 | 4 | 0 | 0 | 39 | 1 | 0 | 0 | 0.788 | 32 | 0 | 0 | 2.3575e-05 | 6.1923e-06 | DMR | [16 empty] | 0.00072968 | 0.32288 | 0.32288 | 0.32288 | 0.00040975 | 0.00010763 | NO | PlantFlow
2023 | HOOKER CHEM & PLASTICS | 110000734661 | NY0001198 | NORTH TONAWANDA | NIAGARA | NY |  | 43.048 | -78.8592 |  | 9511 | Air, Water, and Solid Waste Management | 924110 | Administration of Air and Water Resource and Solid Waste Management Programs | IS47 | Services | Waste Handling, Treatment, and Disposal (Remediation or Monitoring) | 1 | 0.04225 | NY0001198 | City of North Tonawanda-Niagara River | 041201040604 | NAICS/SIC indicates Disposal or Remediation |  |  |  | 2023 | 04120100000000 | NIAGARA R |  | 0.597 | 0.11184 | NPDES | 0.597 | 0.9237 | [22 empty] | 2.2599 | 2.2599 | Flow Lookup Failed | 2.2599 | Flow Lookup Failed | 2.2599 | Flow Lookup Failed | PlantFlowUsed | 365 | 0.00011575 | 0.051221 | 0.051221 | 0.051221 | 3 | 4 | 0 | 0 | 39 | 1 | 0 | 0 | 0.788 | 32 | 0 | 0 | 6.5001e-05 | 1.7074e-05 | DMR | [16 empty] | 0.0020119 | 0.89027 | 0.89027 | 0.89027 | 0.0011298 | 0.00029676 | NO | PlantFlow
2019 | ELM HOLDINGS INC | 110000737365 | NY0001988 | SANBORN | NIAGARA | NY |  | 43.1298 | -78.9397 |  | 9511 | Air, Water, and Solid Waste Management | 924110 | Administration of Air and Water Resource and Solid Waste Management Programs | IS47 | Services | Waste Handling, Treatment, and Disposal (Remediation or Monitoring) | 1 | 0.014577 | NY0001988 | Cayuga Creek | 041201040603 | NAICS/SIC indicates Disposal or Remediation |  |  |  | 2023 | 04120100000000 | CAYUGA CK |  | 0.18 | 0.035748 | NPDES | 0.18 | 0.2785 | 15567119 |  | 1 | 0.729 | 1.002 | 1.385 | 20.547 | 2.829 | 0.891 | 0.647 | 0.32 | 0.321 | 0.449 | 0.667 | 0.703 | 1.106 | QE_07 | 0.32 | 0.7824 | 0.4133 | 1.7824 | 0.94233 | 0.68093 | 0.7824 | 30Q5 Flow | 0.94233 | HM Flow | 0.68093 | Plant Flow |  | 365 | 3.9937e-05 | 0.05865 | 0.051044 | 0.042381 | 3 | 4 | 0 | 0 | 39 | 1 | 0 | 0 | 0.788 | 32 | 0 | 0 | 7.4429e-05 | 1.955e-05 | DMR | [16 empty] | 0.00069414 | 1.0194 | 0.8872 | 0.73662 | 0.0012937 | 0.0003398 | NO | NHDPlus
2020 | ELM HOLDINGS INC | 110000737365 | NY0001988 | SANBORN | NIAGARA | NY |  | 43.1298 | -78.9397 |  | 9511 | Air, Water, and Solid Waste Management | 924110 | Administration of Air and Water Resource and Solid Waste Management Programs | IS47 | Services | Waste Handling, Treatment, and Disposal (Remediation or Monitoring) | 1 | 0.0077042 | NY0001988 | Cayuga Creek | 041201040603 | NAICS/SIC indicates Disposal or Remediation |  |  |  | 2023 | 04120100000000 | CAYUGA CK |  | 0.18 | 0.035748 | NPDES | 0.18 | 0.2785 | 15567119 |  | 1 | 0.729 | 1.002 | 1.385 | 20.547 | 2.829 | 0.891 | 0.647 | 0.32 | 0.321 | 0.449 | 0.667 | 0.703 | 1.106 | QE_07 | 0.32 | 0.7824 | 0.4133 | 1.7824 | 0.94233 | 0.68093 | 0.7824 | 30Q5 Flow | 0.94233 | HM Flow | 0.68093 | Plant Flow |  | 365 | 2.1107e-05 | 0.030998 | 0.026978 | 0.022399 | 3 | 4 | 0 | 0 | 39 | 1 | 0 | 0 | 0.788 | 32 | 0 | 0 | 3.9337e-05 | 1.0333e-05 | DMR | [16 empty] | 0.00036687 | 0.53877 | 0.4689 | 0.38932 | 0.00068372 | 0.00017959 | NO | NHDPlus
2021 | ELM HOLDINGS INC | 110000737365 | NY0001988 | SANBORN | NIAGARA | NY |  | 43.1298 | -78.9397 |  | 9511 | Air, Water, and Solid Waste Management | 924110 | Administration of Air and Water Resource and Solid Waste Management Programs | IS47 | Services | Waste Handling, Treatment, and Disposal (Remediation or Monitoring) | 1 | 0.011333 | NY0001988 | Cayuga Creek | 041201040603 | NAICS/SIC indicates Disposal or Remediation |  |  |  | 2023 | 04120100000000 | CAYUGA CK |  | 0.18 | 0.035748 | NPDES | 0.18 | 0.2785 | 15567119 |  | 1 | 0.729 | 1.002 | 1.385 | 20.547 | 2.829 | 0.891 | 0.647 | 0.32 | 0.321 | 0.449 | 0.667 | 0.703 | 1.106 | QE_07 | 0.32 | 0.7824 | 0.4133 | 1.7824 | 0.94233 | 0.68093 | 0.7824 | 30Q5 Flow | 0.94233 | HM Flow | 0.68093 | Plant Flow |  | 365 | 3.105e-05 | 0.045599 | 0.039686 | 0.03295 | 3 | 4 | 0 | 0 | 39 | 1 | 0 | 0 | 0.788 | 32 | 0 | 0 | 5.7867e-05 | 1.52e-05 | DMR | [16 empty] | 0.00053968 | 0.79256 | 0.68977 | 0.57271 | 0.0010058 | 0.00026419 | NO | NHDPlus
2022 | ELM HOLDINGS INC | 110000737365 | NY0001988 | SANBORN | NIAGARA | NY |  | 43.1298 | -78.9397 |  | 9511 | Air, Water, and Solid Waste Management | 924110 | Administration of Air and Water Resource and Solid Waste Management Programs | IS47 | Services | Waste Handling, Treatment, and Disposal (Remediation or Monitoring) | 1 | 0.016525 | NY0001988 | Cayuga Creek | 041201040603 | NAICS/SIC indicates Disposal or Remediation |  |  |  | 2023 | 04120100000000 | CAYUGA CK |  | 0.18 | 0.035748 | NPDES | 0.18 | 0.2785 | 15567119 |  | 1 | 0.729 | 1.002 | 1.385 | 20.547 | 2.829 | 0.891 | 0.647 | 0.32 | 0.321 | 0.449 | 0.667 | 0.703 | 1.106 | QE_07 | 0.32 | 0.7824 | 0.4133 | 1.7824 | 0.94233 | 0.68093 | 0.7824 | 30Q5 Flow | 0.94233 | HM Flow | 0.68093 | Plant Flow |  | 365 | 4.5275e-05 | 0.066489 | 0.057867 | 0.048046 | 3 | 4 | 0 | 0 | 39 | 1 | 0 | 0 | 0.788 | 32 | 0 | 0 | 8.4377e-05 | 2.2163e-05 | DMR | [16 empty] | 0.00078692 | 1.1556 | 1.0058 | 0.83508 | 0.0014666 | 0.00038522 | NO | NHDPlus
2023 | ELM HOLDINGS INC | 110000737365 | NY0001988 | SANBORN | NIAGARA | NY |  | 43.1298 | -78.9397 |  | 9511 | Air, Water, and Solid Waste Management | 924110 | Administration of Air and Water Resource and Solid Waste Management Programs | IS47 | Services | Waste Handling, Treatment, and Disposal (Remediation or Monitoring) | 1 | 0.012616 | NY0001988 | Cayuga Creek | 041201040603 | NAICS/SIC indicates Disposal or Remediation |  |  |  | 2023 | 04120100000000 | CAYUGA CK |  | 0.18 | 0.035748 | NPDES | 0.18 | 0.2785 | 15567119 |  | 1 | 0.729 | 1.002 | 1.385 | 20.547 | 2.829 | 0.891 | 0.647 | 0.32 | 0.321 | 0.449 | 0.667 | 0.703 | 1.106 | QE_07 | 0.32 | 0.7824 | 0.4133 | 1.7824 | 0.94233 | 0.68093 | 0.7824 | 30Q5 Flow | 0.94233 | HM Flow | 0.68093 | Plant Flow |  | 365 | 3.4565e-05 | 0.050762 | 0.044179 | 0.036681 | 3 | 4 | 0 | 0 | 39 | 1 | 0 | 0 | 0.788 | 32 | 0 | 0 | 6.4418e-05 | 1.6921e-05 | DMR | [16 empty] | 0.00060078 | 0.88229 | 0.76787 | 0.63755 | 0.0011197 | 0.0002941 | NO | NHDPlus
2019 | AMPHENOL CORP - AEROSPACE OPERATIONS | 110000326193 | NY0003824 | SIDNEY | DELAWARE | NY |  | 42.3089 | -75.3975 |  | 3471 | Plating and Polishing | 332813 | Electroplating, Plating, Polishing, Anodizing, and Coloring | IS39 | Fabricated Metal Product Manufacturing | Waste Handling, Treatment, and Disposal (Remediation or Monitoring) | 1 | 0.10683 | NY0003824 | Martin Brook-Susquehanna River | 020501011105 | Possibly Cleaner/Degreaser, but no evidence of t-DCE use |  |  |  | 2023 | 02050100000000 | SUSQUEHANNA R |  | 1.345 | 0.034911 | NPDES | 1.345 | 2.081 | [22 empty] | 5.0914 | 5.0914 | Flow Lookup Failed | 5.0914 | Flow Lookup Failed | 5.0914 | Flow Lookup Failed | PlantFlowUsed | 365 | 0.00029269 | 0.057487 | 0.057487 | 0.057487 | 3 | 4 | 0 | 0 | 39 | 1 | 0 | 0 | 0.788 | 32 | 0 | 0 | 7.2954e-05 | 1.9162e-05 | DMR | [16 empty] | 0.0050872 | 0.99919 | 0.99919 | 0.99919 | 0.001268 | 0.00033306 | NO | PlantFlow
2020 | AMPHENOL CORP - AEROSPACE OPERATIONS | 110000326193 | NY0003824 | SIDNEY | DELAWARE | NY |  | 42.3089 | -75.3975 |  | 3471 | Plating and Polishing | 332813 | Electroplating, Plating, Polishing, Anodizing, and Coloring | IS39 | Fabricated Metal Product Manufacturing | Waste Handling, Treatment, and Disposal (Remediation or Monitoring) | 1 | 0.091623 | NY0003824 | Martin Brook-Susquehanna River | 020501011105 | Possibly Cleaner/Degreaser, but no evidence of t-DCE use |  |  |  | 2023 | 02050100000000 | SUSQUEHANNA R |  | 1.345 | 0.034911 | NPDES | 1.345 | 2.081 | [22 empty] | 5.0914 | 5.0914 | Flow Lookup Failed | 5.0914 | Flow Lookup Failed | 5.0914 | Flow Lookup Failed | PlantFlowUsed | 365 | 0.00025102 | 0.049304 | 0.049304 | 0.049304 | 3 | 4 | 0 | 0 | 39 | 1 | 0 | 0 | 0.788 | 32 | 0 | 0 | 6.2568e-05 | 1.6435e-05 | DMR | [16 empty] | 0.004363 | 0.85694 | 0.85694 | 0.85694 | 0.0010875 | 0.00028565 | NO | PlantFlow
2021 | AMPHENOL CORP - AEROSPACE OPERATIONS | 110000326193 | NY0003824 | SIDNEY | DELAWARE | NY |  | 42.3089 | -75.3975 |  | 3471 | Plating and Polishing | 332813 | Electroplating, Plating, Polishing, Anodizing, and Coloring | IS39 | Fabricated Metal Product Manufacturing | Waste Handling, Treatment, and Disposal (Remediation or Monitoring) | 1 | 0.053623 | NY0003824 | Martin Brook-Susquehanna River | 020501011105 | Possibly Cleaner/Degreaser, but no evidence of t-DCE use |  |  |  | 2023 | 02050100000000 | SUSQUEHANNA R |  | 1.345 | 0.034911 | NPDES | 1.345 | 2.081 | [22 empty] | 5.0914 | 5.0914 | Flow Lookup Failed | 5.0914 | Flow Lookup Failed | 5.0914 | Flow Lookup Failed | PlantFlowUsed | 365 | 0.00014691 | 0.028855 | 0.028855 | 0.028855 | 3 | 4 | 0 | 0 | 39 | 1 | 0 | 0 | 0.788 | 32 | 0 | 0 | 3.6618e-05 | 9.6184e-06 | DMR | [16 empty] | 0.0025535 | 0.50153 | 0.50153 | 0.50153 | 0.00063646 | 0.00016718 | NO | PlantFlow
2022 | AMPHENOL CORP - AEROSPACE OPERATIONS | 110000326193 | NY0003824 | SIDNEY | DELAWARE | NY |  | 42.3089 | -75.3975 |  | 3471 | Plating and Polishing | 332813 | Electroplating, Plating, Polishing, Anodizing, and Coloring | IS39 | Fabricated Metal Product Manufacturing | Waste Handling, Treatment, and Disposal (Remediation or Monitoring) | 1 | 0.03786 | NY0003824 | Martin Brook-Susquehanna River | 020501011105 | Possibly Cleaner/Degreaser, but no evidence of t-DCE use |  |  |  | 2023 | 02050100000000 | SUSQUEHANNA R |  | 1.345 | 0.034911 | NPDES | 1.345 | 2.081 | [22 empty] | 5.0914 | 5.0914 | Flow Lookup Failed | 5.0914 | Flow Lookup Failed | 5.0914 | Flow Lookup Failed | PlantFlowUsed | 365 | 0.00010373 | 0.020373 | 0.020373 | 0.020373 | 3 | 4 | 0 | 0 | 39 | 1 | 0 | 0 | 0.788 | 32 | 0 | 0 | 2.5854e-05 | 6.791e-06 | DMR | [16 empty] | 0.0018029 | 0.3541 | 0.3541 | 0.3541 | 0.00044937 | 0.00011803 | NO | PlantFlow
2023 | AMPHENOL CORP - AEROSPACE OPERATIONS | 110000326193 | NY0003824 | SIDNEY | DELAWARE | NY |  | 42.3089 | -75.3975 |  | 3471 | Plating and Polishing | 332813 | Electroplating, Plating, Polishing, Anodizing, and Coloring | IS39 | Fabricated Metal Product Manufacturing | Waste Handling, Treatment, and Disposal (Remediation or Monitoring) | 1 | 0.044776 | NY0003824 | Martin Brook-Susquehanna River | 020501011105 | Possibly Cleaner/Degreaser, but no evidence of t-DCE use |  |  |  | 2023 | 02050100000000 | SUSQUEHANNA R |  | 1.345 | 0.034911 | NPDES | 1.345 | 2.081 | [22 empty] | 5.0914 | 5.0914 | Flow Lookup Failed | 5.0914 | Flow Lookup Failed | 5.0914 | Flow Lookup Failed | PlantFlowUsed | 365 | 0.00012267 | 0.024094 | 0.024094 | 0.024094 | 3 | 4 | 0 | 0 | 39 | 1 | 0 | 0 | 0.788 | 32 | 0 | 0 | 3.0577e-05 | 8.0315e-06 | DMR | [16 empty] | 0.0021322 | 0.41878 | 0.41878 | 0.41878 | 0.00053145 | 0.00013959 | NO | PlantFlow
2021 | PAWLING ENGINEERED PRODUCTS INC | 110000324765 | NY0004618 | PAWLING | DUTCHESS | NY |  | 41.5702 | -73.5996 |  | 3069 | Fabricated Rubber Products, Nec | 339930 | Doll, Toy, and Game Manufacturing | IS45 | Miscellaneous Manufacturing | Waste Handling, Treatment, and Disposal (Remediation or Monitoring) | 1 | 0.0077653 | NY0004618 | Swamp River | 011000050505 | Nothing reported to 2022 TRI |  |  |  | 2023 | 01100010000000 | SWAMP R & GW |  | 0.147 | 0.0015034 | NPDES | 0.147 | 0.22744 | 7713102 |  | 2 | 10.013 | 13.318 | 13.496 | 124.88 | 40.195 | 11.873 | 6.637 | 3.174 | 2.715 | 4.735 | 7.296 | 9.638 | 14.955 | QE_08 | 2.715 | 6.6381 | 3.7807 | 24.4817 | 11.0418 | 0.55609 | 6.6381 | 30Q5 Flow | 11.0418 | HM Flow | 3.7807 | 7Q10 Flow |  | 365 | 2.1275e-05 | 0.0056272 | 0.0032049 | 0.0019267 | 3 | 4 | 0 | 0 | 39 | 1 | 0 | 0 | 0.788 | 32 | 0 | 0 | 7.1411e-06 | 1.8757e-06 | DMR | [16 empty] | 0.00036978 | 0.097805 | 0.055705 | 0.033489 | 0.00012412 | 3.2602e-05 | NO | NHDPlus
2022 | PAWLING ENGINEERED PRODUCTS INC | 110000324765 | NY0004618 | PAWLING | DUTCHESS | NY |  | 41.5702 | -73.5996 |  | 3069 | Fabricated Rubber Products, Nec | 339930 | Doll, Toy, and Game Manufacturing | IS45 | Miscellaneous Manufacturing | Waste Handling, Treatment, and Disposal (Remediation or Monitoring) | 1 | 0.0077223 | NY0004618 | Swamp River | 011000050505 | Nothing reported to 2022 TRI |  |  |  | 2023 | 01100010000000 | SWAMP R & GW |  | 0.147 | 0.0015034 | NPDES | 0.147 | 0.22744 | 7713102 |  | 2 | 10.013 | 13.318 | 13.496 | 124.88 | 40.195 | 11.873 | 6.637 | 3.174 | 2.715 | 4.735 | 7.296 | 9.638 | 14.955 | QE_08 | 2.715 | 6.6381 | 3.7807 | 24.4817 | 11.0418 | 0.55609 | 6.6381 | 30Q5 Flow | 11.0418 | HM Flow | 3.7807 | 7Q10 Flow |  | 365 | 2.1157e-05 | 0.005596 | 0.0031872 | 0.0019161 | 3 | 4 | 0 | 0 | 39 | 1 | 0 | 0 | 0.788 | 32 | 0 | 0 | 7.1015e-06 | 1.8653e-06 | DMR | [16 empty] | 0.00036773 | 0.097264 | 0.055396 | 0.033303 | 0.00012343 | 3.2421e-05 | NO | NHDPlus
2023 | PAWLING ENGINEERED PRODUCTS INC | 110000324765 | NY0004618 | PAWLING | DUTCHESS | NY |  | 41.5702 | -73.5996 |  | 3069 | Fabricated Rubber Products, Nec | 339930 | Doll, Toy, and Game Manufacturing | IS45 | Miscellaneous Manufacturing | Waste Handling, Treatment, and Disposal (Remediation or Monitoring) | 1 | 0.011982 | NY0004618 | Swamp River | 011000050505 | Nothing reported to 2022 TRI |  |  |  | 2023 | 01100010000000 | SWAMP R & GW |  | 0.147 | 0.0015034 | NPDES | 0.147 | 0.22744 | 7713102 |  | 2 | 10.013 | 13.318 | 13.496 | 124.88 | 40.195 | 11.873 | 6.637 | 3.174 | 2.715 | 4.735 | 7.296 | 9.638 | 14.955 | QE_08 | 2.715 | 6.6381 | 3.7807 | 24.4817 | 11.0418 | 0.55609 | 6.6381 | 30Q5 Flow | 11.0418 | HM Flow | 3.7807 | 7Q10 Flow |  | 365 | 3.2826e-05 | 0.0086825 | 0.0049451 | 0.0029729 | 3 | 4 | 0 | 0 | 39 | 1 | 0 | 0 | 0.788 | 32 | 0 | 0 | 1.1018e-05 | 2.8942e-06 | DMR | [16 empty] | 0.00057055 | 0.15091 | 0.085951 | 0.051672 | 0.00019151 | 5.0304e-05 | NO | NHDPlus
2019 | GENERAL ELECTRIC CO CPQP | 110000324569 | NY0007048 | FORT EDWARD | WASHINGTON | NY |  | 43.2857 | -73.5892 |  | 3612 | Power, Distribution and Specialty Transformers | 335311 | Power, Distribution, and Specialty Transformer Manufacturing | IS42 | Electrical Equipment, Appliance, and Component Manufacturing | Waste Handling, Treatment, and Disposal (Remediation or Monitoring) | 1 | 0.24648 | NY0007048 | Glens Falls Feeder Canal-Hudson River | 020200030506 | Nothing reported to 2022 TRI |  |  |  | 2023 | 02020000000000 | HUDSON R, HUDSON RIVER |  | 0.13 |  | NPDES | 0.13 | 0.20114 | 932020140 | Hudson River | 6 | 5219.214 | 5590.451 | 5459.208 | 6418.89 | 10161.191 | 7527.824 | 4043.581 | 2926.777 | 2988.325 | 3184.012 | 4312.575 | 5537.075 | 5641.985 | QE_07 | 2926.777 | 7155.934 | 5211.2702 | 12760.9144 | 11511.5117 | 0.49178 | 7155.934 | 30Q5 Flow | 11511.5117 | HM Flow | 5211.2702 | 7Q10 Flow |  | 365 | 0.00067528 | 0.00012958 | 9.4366e-05 | 5.8661e-05 | 3 | 4 | 0 | 0 | 39 | 1 | 0 | 0 | 0.788 | 32 | 0 | 0 | 1.6444e-07 | 4.3193e-08 | DMR | [16 empty] | 0.011737 | 0.0022522 | 0.0016402 | 0.0010196 | 2.8582e-06 | 7.5074e-07 | NO | NHDPlus
2020 | GENERAL ELECTRIC CO CPQP | 110000324569 | NY0007048 | FORT EDWARD | WASHINGTON | NY |  | 43.2857 | -73.5892 |  | 3612 | Power, Distribution and Specialty Transformers | 335311 | Power, Distribution, and Specialty Transformer Manufacturing | IS42 | Electrical Equipment, Appliance, and Component Manufacturing | Waste Handling, Treatment, and Disposal (Remediation or Monitoring) | 1 | 0.32688 | NY0007048 | Glens Falls Feeder Canal-Hudson River | 020200030506 | Nothing reported to 2022 TRI |  |  |  | 2023 | 02020000000000 | HUDSON R, HUDSON RIVER |  | 0.13 |  | NPDES | 0.13 | 0.20114 | 932020140 | Hudson River | 6 | 5219.214 | 5590.451 | 5459.208 | 6418.89 | 10161.191 | 7527.824 | 4043.581 | 2926.777 | 2988.325 | 3184.012 | 4312.575 | 5537.075 | 5641.985 | QE_07 | 2926.777 | 7155.934 | 5211.2702 | 12760.9144 | 11511.5117 | 0.49178 | 7155.934 | 30Q5 Flow | 11511.5117 | HM Flow | 5211.2702 | 7Q10 Flow |  | 365 | 0.00089556 | 0.00017185 | 0.00012515 | 7.7797e-05 | 3 | 4 | 0 | 0 | 39 | 1 | 0 | 0 | 0.788 | 32 | 0 | 0 | 2.1808e-07 | 5.7284e-08 | DMR | [16 empty] | 0.015566 | 0.0029869 | 0.0021752 | 0.0013522 | 3.7905e-06 | 9.9564e-07 | NO | NHDPlus
2019 | CHICAGO PNEUMATIC TOOL CO | 110019560722 | NY0108537 | FRANKFORT | HERKIMER | NY |  | 43.0878 | -75.1824 |  | 9511 | Air, Water, and Solid Waste Management | 924110 | Administration of Air and Water Resource and Solid Waste Management Programs | IS47 | Services | Waste Handling, Treatment, and Disposal (Remediation or Monitoring) | 1 | 0.025043 | NY0108537 | Reall Creek-Mohawk River | 020200040311 | NAICS/SIC indication |  |  |  | 2023 | 02020000000000 | MOHAWK R TR |  |  | 0.005116 | NPDES | 0.005116 | 0.0079156 | 22743241 |  | 1 | 2.457 | 3.28 | 5.254 | 9.182 | 7.222 | 5.28 | 3.982 | 2.273 | 1.701 | 2.809 | 6.909 | 5.264 | 2.593 | QE_08 | 1.701 | 4.1589 | 2.33 | 6.0073 | 4.3491 | 0.019354 | 4.1589 | 30Q5 Flow | 4.3491 | HM Flow | 2.33 | 7Q10 Flow |  | 365 | 6.8611e-05 | 0.029447 | 0.016497 | 0.015776 | 3 | 4 | 0 | 0 | 39 | 1 | 0 | 0 | 0.788 | 32 | 0 | 0 | 3.7369e-05 | 9.8155e-06 | DMR | [16 empty] | 0.0011925 | 0.51181 | 0.28674 | 0.2742 | 0.0006495 | 0.0001706 | NO | NHDPlus
2020 | CHICAGO PNEUMATIC TOOL CO | 110019560722 | NY0108537 | FRANKFORT | HERKIMER | NY |  | 43.0878 | -75.1824 |  | 9511 | Air, Water, and Solid Waste Management | 924110 | Administration of Air and Water Resource and Solid Waste Management Programs | IS47 | Services | Waste Handling, Treatment, and Disposal (Remediation or Monitoring) | 1 | 0.020187 | NY0108537 | Reall Creek-Mohawk River | 020200040311 | NAICS/SIC indication |  |  |  | 2023 | 02020000000000 | MOHAWK R TR |  |  | 0.005116 | NPDES | 0.005116 | 0.0079156 | 22743241 |  | 1 | 2.457 | 3.28 | 5.254 | 9.182 | 7.222 | 5.28 | 3.982 | 2.273 | 1.701 | 2.809 | 6.909 | 5.264 | 2.593 | QE_08 | 1.701 | 4.1589 | 2.33 | 6.0073 | 4.3491 | 0.019354 | 4.1589 | 30Q5 Flow | 4.3491 | HM Flow | 2.33 | 7Q10 Flow |  | 365 | 5.5307e-05 | 0.023736 | 0.013298 | 0.012717 | 3 | 4 | 0 | 0 | 39 | 1 | 0 | 0 | 0.788 | 32 | 0 | 0 | 3.0122e-05 | 7.9121e-06 | DMR | [16 empty] | 0.00096128 | 0.41256 | 0.23114 | 0.22103 | 0.00052355 | 0.00013752 | NO | NHDPlus
2021 | CHICAGO PNEUMATIC TOOL CO | 110019560722 | NY0108537 | FRANKFORT | HERKIMER | NY |  | 43.0878 | -75.1824 |  | 9511 | Air, Water, and Solid Waste Management | 924110 | Administration of Air and Water Resource and Solid Waste Management Programs | IS47 | Services | Waste Handling, Treatment, and Disposal (Remediation or Monitoring) | 1 | 0.034574 | NY0108537 | Reall Creek-Mohawk River | 020200040311 | NAICS/SIC indication |  |  |  | 2023 | 02020000000000 | MOHAWK R TR |  |  | 0.005116 | NPDES | 0.005116 | 0.0079156 | 22743241 |  | 1 | 2.457 | 3.28 | 5.254 | 9.182 | 7.222 | 5.28 | 3.982 | 2.273 | 1.701 | 2.809 | 6.909 | 5.264 | 2.593 | QE_08 | 1.701 | 4.1589 | 2.33 | 6.0073 | 4.3491 | 0.019354 | 4.1589 | 30Q5 Flow | 4.3491 | HM Flow | 2.33 | 7Q10 Flow |  | 365 | 9.4725e-05 | 0.040654 | 0.022776 | 0.02178 | 3 | 4 | 0 | 0 | 39 | 1 | 0 | 0 | 0.788 | 32 | 0 | 0 | 5.1591e-05 | 1.3551e-05 | DMR | [16 empty] | 0.0016464 | 0.7066 | 0.39587 | 0.37856 | 0.0008967 | 0.00023553 | NO | NHDPlus
2022 | CHICAGO PNEUMATIC TOOL CO | 110019560722 | NY0108537 | FRANKFORT | HERKIMER | NY |  | 43.0878 | -75.1824 |  | 9511 | Air, Water, and Solid Waste Management | 924110 | Administration of Air and Water Resource and Solid Waste Management Programs | IS47 | Services | Waste Handling, Treatment, and Disposal (Remediation or Monitoring) | 1 | 0.020644 | NY0108537 | Reall Creek-Mohawk River | 020200040311 | NAICS/SIC indication |  |  |  | 2023 | 02020000000000 | MOHAWK R TR |  |  | 0.005116 | NPDES | 0.005116 | 0.0079156 | 22743241 |  | 1 | 2.457 | 3.28 | 5.254 | 9.182 | 7.222 | 5.28 | 3.982 | 2.273 | 1.701 | 2.809 | 6.909 | 5.264 | 2.593 | QE_08 | 1.701 | 4.1589 | 2.33 | 6.0073 | 4.3491 | 0.019354 | 4.1589 | 30Q5 Flow | 4.3491 | HM Flow | 2.33 | 7Q10 Flow |  | 365 | 5.6559e-05 | 0.024274 | 0.013599 | 0.013005 | 3 | 4 | 0 | 0 | 39 | 1 | 0 | 0 | 0.788 | 32 | 0 | 0 | 3.0804e-05 | 8.0913e-06 | DMR | [16 empty] | 0.00098304 | 0.4219 | 0.23637 | 0.22603 | 0.00053541 | 0.00014063 | NO | NHDPlus
2023 | CHICAGO PNEUMATIC TOOL CO | 110019560722 | NY0108537 | FRANKFORT | HERKIMER | NY |  | 43.0878 | -75.1824 |  | 9511 | Air, Water, and Solid Waste Management | 924110 | Administration of Air and Water Resource and Solid Waste Management Programs | IS47 | Services | Waste Handling, Treatment, and Disposal (Remediation or Monitoring) | 1 | 0.017744 | NY0108537 | Reall Creek-Mohawk River | 020200040311 | NAICS/SIC indication |  |  |  | 2023 | 02020000000000 | MOHAWK R TR |  |  | 0.005116 | NPDES | 0.005116 | 0.0079156 | 22743241 |  | 1 | 2.457 | 3.28 | 5.254 | 9.182 | 7.222 | 5.28 | 3.982 | 2.273 | 1.701 | 2.809 | 6.909 | 5.264 | 2.593 | QE_08 | 1.701 | 4.1589 | 2.33 | 6.0073 | 4.3491 | 0.019354 | 4.1589 | 30Q5 Flow | 4.3491 | HM Flow | 2.33 | 7Q10 Flow |  | 365 | 4.8615e-05 | 0.020865 | 0.011689 | 0.011178 | 3 | 4 | 0 | 0 | 39 | 1 | 0 | 0 | 0.788 | 32 | 0 | 0 | 2.6478e-05 | 6.9548e-06 | DMR | [16 empty] | 0.00084498 | 0.36265 | 0.20317 | 0.19429 | 0.00046021 | 0.00012088 | NO | NHDPlus
2019 | INTERTEK TESTING SERVICES | 110009827143 | NY0108995 | CORTLAND | CORTLAND | NY |  | 42.5935 | -76.1554 |  | 9999 | Nonclassifiable Establishments | 0 | 0 | NAICS/SIC Not Provided | NAICS/SIC Not Provided | Waste Handling, Treatment, and Disposal (Remediation or Monitoring) | 1 | 0.63469 | NY0108995 | Upper Tioughnioga River | 020501020403 | Uncertain, possibly a remediation site |  |  |  | 2023 | 02050100000000 | TIOUGHNIOGA R |  | 0.216 | 0.21823 | NPDES | 0.216 | 0.3342 | 9422409 | Tioughnioga River | 5 | 485.886 | 341.679 | 333.979 | 602.86 | 1088.704 | 685.839 | 397.654 | 200.581 | 156.314 | 213.361 | 337.082 | 433.688 | 461.134 | QE_08 | 156.314 | 382.1858 | 251.052 | 1187.9853 | 702.025 | 0.81712 | 382.1858 | 30Q5 Flow | 702.025 | HM Flow | 251.052 | 7Q10 Flow |  | 365 | 0.0017389 | 0.0069264 | 0.0045498 | 0.002477 | 3 | 4 | 0 | 0 | 39 | 1 | 0 | 0 | 0.788 | 32 | 0 | 0 | 8.7898e-06 | 2.3088e-06 | DMR | [16 empty] | 0.030223 | 0.12039 | 0.07908 | 0.043052 | 0.00015278 | 4.0129e-05 | NO | NHDPlus
2020 | INTERTEK TESTING SERVICES | 110009827143 | NY0108995 | CORTLAND | CORTLAND | NY |  | 42.5935 | -76.1554 |  | 9999 | Nonclassifiable Establishments | 0 | 0 | NAICS/SIC Not Provided | NAICS/SIC Not Provided | Waste Handling, Treatment, and Disposal (Remediation or Monitoring) | 1 | 0.50757 | NY0108995 | Upper Tioughnioga River | 020501020403 | Uncertain, possibly a remediation site |  |  |  | 2023 | 02050100000000 | TIOUGHNIOGA R |  | 0.216 | 0.21823 | NPDES | 0.216 | 0.3342 | 9422409 | Tioughnioga River | 5 | 485.886 | 341.679 | 333.979 | 602.86 | 1088.704 | 685.839 | 397.654 | 200.581 | 156.314 | 213.361 | 337.082 | 433.688 | 461.134 | QE_08 | 156.314 | 382.1858 | 251.052 | 1187.9853 | 702.025 | 0.81712 | 382.1858 | 30Q5 Flow | 702.025 | HM Flow | 251.052 | 7Q10 Flow |  | 365 | 0.0013906 | 0.0055391 | 0.0036386 | 0.0019809 | 3 | 4 | 0 | 0 | 39 | 1 | 0 | 0 | 0.788 | 32 | 0 | 0 | 7.0293e-06 | 1.8464e-06 | DMR | [16 empty] | 0.02417 | 0.096275 | 0.063242 | 0.034429 | 0.00012218 | 3.2092e-05 | NO | NHDPlus
2021 | INTERTEK TESTING SERVICES | 110009827143 | NY0108995 | CORTLAND | CORTLAND | NY |  | 42.5935 | -76.1554 |  | 9999 | Nonclassifiable Establishments | 0 | 0 | NAICS/SIC Not Provided | NAICS/SIC Not Provided | Waste Handling, Treatment, and Disposal (Remediation or Monitoring) | 1 | 0.89393 | NY0108995 | Upper Tioughnioga River | 020501020403 | Uncertain, possibly a remediation site |  |  |  | 2023 | 02050100000000 | TIOUGHNIOGA R |  | 0.216 | 0.21823 | NPDES | 0.216 | 0.3342 | 9422409 | Tioughnioga River | 5 | 485.886 | 341.679 | 333.979 | 602.86 | 1088.704 | 685.839 | 397.654 | 200.581 | 156.314 | 213.361 | 337.082 | 433.688 | 461.134 | QE_08 | 156.314 | 382.1858 | 251.052 | 1187.9853 | 702.025 | 0.81712 | 382.1858 | 30Q5 Flow | 702.025 | HM Flow | 251.052 | 7Q10 Flow |  | 365 | 0.0024491 | 0.0097554 | 0.0064082 | 0.0034886 | 3 | 4 | 0 | 0 | 39 | 1 | 0 | 0 | 0.788 | 32 | 0 | 0 | 1.238e-05 | 3.2518e-06 | DMR | [16 empty] | 0.042568 | 0.16956 | 0.11138 | 0.060636 | 0.00021518 | 5.6519e-05 | NO | NHDPlus
2022 | INTERTEK TESTING SERVICES | 110009827143 | NY0108995 | CORTLAND | CORTLAND | NY |  | 42.5935 | -76.1554 |  | 9999 | Nonclassifiable Establishments | 0 | 0 | NAICS/SIC Not Provided | NAICS/SIC Not Provided | Waste Handling, Treatment, and Disposal (Remediation or Monitoring) | 1 | 0.88666 | NY0108995 | Upper Tioughnioga River | 020501020403 | Uncertain, possibly a remediation site |  |  |  | 2023 | 02050100000000 | TIOUGHNIOGA R |  | 0.216 | 0.21823 | NPDES | 0.216 | 0.3342 | 9422409 | Tioughnioga River | 5 | 485.886 | 341.679 | 333.979 | 602.86 | 1088.704 | 685.839 | 397.654 | 200.581 | 156.314 | 213.361 | 337.082 | 433.688 | 461.134 | QE_08 | 156.314 | 382.1858 | 251.052 | 1187.9853 | 702.025 | 0.81712 | 382.1858 | 30Q5 Flow | 702.025 | HM Flow | 251.052 | 7Q10 Flow |  | 365 | 0.0024292 | 0.0096761 | 0.0063561 | 0.0034603 | 3 | 4 | 0 | 0 | 39 | 1 | 0 | 0 | 0.788 | 32 | 0 | 0 | 1.2279e-05 | 3.2254e-06 | DMR | [16 empty] | 0.042222 | 0.16818 | 0.11048 | 0.060143 | 0.00021343 | 5.606e-05 | NO | NHDPlus
2023 | INTERTEK TESTING SERVICES | 110009827143 | NY0108995 | CORTLAND | CORTLAND | NY |  | 42.5935 | -76.1554 |  | 9999 | Nonclassifiable Establishments | 0 | 0 | NAICS/SIC Not Provided | NAICS/SIC Not Provided | Waste Handling, Treatment, and Disposal (Remediation or Monitoring) | 1 | 0.71618 | NY0108995 | Upper Tioughnioga River | 020501020403 | Uncertain, possibly a remediation site |  |  |  | 2023 | 02050100000000 | TIOUGHNIOGA R |  | 0.216 | 0.21823 | NPDES | 0.216 | 0.3342 | 9422409 | Tioughnioga River | 5 | 485.886 | 341.679 | 333.979 | 602.86 | 1088.704 | 685.839 | 397.654 | 200.581 | 156.314 | 213.361 | 337.082 | 433.688 | 461.134 | QE_08 | 156.314 | 382.1858 | 251.052 | 1187.9853 | 702.025 | 0.81712 | 382.1858 | 30Q5 Flow | 702.025 | HM Flow | 251.052 | 7Q10 Flow |  | 365 | 0.0019622 | 0.0078157 | 0.005134 | 0.002795 | 3 | 4 | 0 | 0 | 39 | 1 | 0 | 0 | 0.788 | 32 | 0 | 0 | 9.9184e-06 | 2.6052e-06 | DMR | [16 empty] | 0.034104 | 0.13584 | 0.089234 | 0.04858 | 0.00017239 | 4.5282e-05 | NO | NHDPlus
2019 | LOCKHEED MARTIN CORP - FRENCH RD FAC | 110000738916 | NY0121894 | UTICA | ONEIDA | NY |  | 43.0898 | -75.2803 |  | 3369 | Nonferrous Foundries, Nec | 331529 | Other Nonferrous Metal Foundries (except Die-Casting) | IS38 | Primary Metal Manufacturing | Waste Handling, Treatment, and Disposal (Remediation or Monitoring) | 1 | 0.0080783 | NY0121894 | Crane Creek-Mohawk River | 020200040310 | 2022 TRI indicates that a facility using the same NPDES permit reported 1 chemical DEHP as an article component |  |  |  | 2023 | 02020000000000 | NAIL CK TR |  | 0.3 | 0 | NPDES | 0.3 | 0.46417 | 22743201 | Sauquoit Creek | 3 | 83.214 | 58.38 | 59.349 | 103.222 | 192.026 | 162.292 | 102.876 | 50.629 | 38.237 | 66.003 | 101.424 | 106.964 | 68.741 | QE_08 | 38.237 | 93.489 | 58.4419 | 203.4572 | 136.2815 | 1.1349 | 93.489 | 30Q5 Flow | 136.2815 | HM Flow | 58.4419 | 7Q10 Flow |  | 365 | 2.2132e-05 | 0.00037871 | 0.00023674 | 0.0001624 | 3 | 4 | 0 | 0 | 39 | 1 | 0 | 0 | 0.788 | 32 | 0 | 0 | 4.8059e-07 | 1.2624e-07 | DMR | [16 empty] | 0.00038468 | 0.0065823 | 0.0041147 | 0.0028227 | 8.3532e-06 | 2.1941e-06 | NO | NHDPlus
2020 | LOCKHEED MARTIN CORP - FRENCH RD FAC | 110000738916 | NY0121894 | UTICA | ONEIDA | NY |  | 43.0898 | -75.2803 |  | 3369 | Nonferrous Foundries, Nec | 331529 | Other Nonferrous Metal Foundries (except Die-Casting) | IS38 | Primary Metal Manufacturing | Waste Handling, Treatment, and Disposal (Remediation or Monitoring) | 1 | 0.0062949 | NY0121894 | Crane Creek-Mohawk River | 020200040310 | 2022 TRI indicates that a facility using the same NPDES permit reported 1 chemical DEHP as an article component |  |  |  | 2023 | 02020000000000 | NAIL CK TR |  | 0.3 | 0 | NPDES | 0.3 | 0.46417 | 22743201 | Sauquoit Creek | 3 | 83.214 | 58.38 | 59.349 | 103.222 | 192.026 | 162.292 | 102.876 | 50.629 | 38.237 | 66.003 | 101.424 | 106.964 | 68.741 | QE_08 | 38.237 | 93.489 | 58.4419 | 203.4572 | 136.2815 | 1.1349 | 93.489 | 30Q5 Flow | 136.2815 | HM Flow | 58.4419 | 7Q10 Flow |  | 365 | 1.7246e-05 | 0.0002951 | 0.00018448 | 0.00012655 | 3 | 4 | 0 | 0 | 39 | 1 | 0 | 0 | 0.788 | 32 | 0 | 0 | 3.745e-07 | 9.8368e-08 | DMR | [16 empty] | 0.00029976 | 0.0051292 | 0.0032064 | 0.0021996 | 6.5091e-06 | 1.7097e-06 | NO | NHDPlus
2021 | LOCKHEED MARTIN CORP - FRENCH RD FAC | 110000738916 | NY0121894 | UTICA | ONEIDA | NY |  | 43.0898 | -75.2803 |  | 3369 | Nonferrous Foundries, Nec | 331529 | Other Nonferrous Metal Foundries (except Die-Casting) | IS38 | Primary Metal Manufacturing | Waste Handling, Treatment, and Disposal (Remediation or Monitoring) | 1 | 0.0032384 | NY0121894 | Crane Creek-Mohawk River | 020200040310 | 2022 TRI indicates that a facility using the same NPDES permit reported 1 chemical DEHP as an article component |  |  |  | 2023 | 02020000000000 | NAIL CK TR |  | 0.3 | 0 | NPDES | 0.3 | 0.46417 | 22743201 | Sauquoit Creek | 3 | 83.214 | 58.38 | 59.349 | 103.222 | 192.026 | 162.292 | 102.876 | 50.629 | 38.237 | 66.003 | 101.424 | 106.964 | 68.741 | QE_08 | 38.237 | 93.489 | 58.4419 | 203.4572 | 136.2815 | 1.1349 | 93.489 | 30Q5 Flow | 136.2815 | HM Flow | 58.4419 | 7Q10 Flow |  | 365 | 8.8722e-06 | 0.00015181 | 9.4901e-05 | 6.5102e-05 | 3 | 4 | 0 | 0 | 39 | 1 | 0 | 0 | 0.788 | 32 | 0 | 0 | 1.9266e-07 | 5.0604e-08 | DMR | [16 empty] | 0.00015421 | 0.0026386 | 0.0016495 | 0.0011315 | 3.3485e-06 | 8.7955e-07 | NO | NHDPlus
2019 | JMT PROPERTIES INC | 110000616414 | NY0162540 | BROCKPORT | MONROE | NY |  | 43.2118 | -77.9294 |  | 9511 | Air, Water, and Solid Waste Management | 924110 | Administration of Air and Water Resource and Solid Waste Management Programs | IS47 | Services | Waste Handling, Treatment, and Disposal (Remediation or Monitoring) | 1 | 0.0058112 | NY0162540 | Brockport Creek-Otis Creek | 041300010202 | NAICS/SIC indicates Disposal or Remediation |  |  |  | 2023 | 04130000000000 | BARGE CANAL |  |  | 0.014797 | NPDES | 0.014797 | 0.022894 | 904130059 | Erie Canal | 3 | 0 | 0 | 0 | 0 | 0 | 0 | 0 | 0 | 0 | 0 | 0 | 0 | 0 | QE_01 | 0 | 0 | 0 | 0 | 0 | 0.055977 | 0.055977 | Plant Flow | 0.055977 | Plant Flow | 0.055977 | Plant Flow |  | 365 | 1.5921e-05 | 0.28442 | 0.28442 | 0.28442 | 3 | 4 | 0 | 0 | 39 | 1 | 0 | 0 | 0.788 | 32 | 0 | 0 | 0.00036094 | 9.4808e-05 | DMR | [16 empty] | 0.00027672 | 4.9435 | 4.9435 | 4.9435 | 0.0062735 | 0.0016478 | NO | PlantFlow
2020 | JMT PROPERTIES INC | 110000616414 | NY0162540 | BROCKPORT | MONROE | NY |  | 43.2118 | -77.9294 |  | 9511 | Air, Water, and Solid Waste Management | 924110 | Administration of Air and Water Resource and Solid Waste Management Programs | IS47 | Services | Waste Handling, Treatment, and Disposal (Remediation or Monitoring) | 1 | 0.013661 | NY0162540 | Brockport Creek-Otis Creek | 041300010202 | NAICS/SIC indicates Disposal or Remediation |  |  |  | 2023 | 04130000000000 | BARGE CANAL |  |  | 0.014797 | NPDES | 0.014797 | 0.022894 | 904130059 | Erie Canal | 3 | 0 | 0 | 0 | 0 | 0 | 0 | 0 | 0 | 0 | 0 | 0 | 0 | 0 | QE_01 | 0 | 0 | 0 | 0 | 0 | 0.055977 | 0.055977 | Plant Flow | 0.055977 | Plant Flow | 0.055977 | Plant Flow |  | 365 | 3.7427e-05 | 0.66862 | 0.66862 | 0.66862 | 3 | 4 | 0 | 0 | 39 | 1 | 0 | 0 | 0.788 | 32 | 0 | 0 | 0.0008485 | 0.00022287 | DMR | [16 empty] | 0.00065052 | 11.6212 | 11.6212 | 11.6212 | 0.014748 | 0.0038737 | NO | PlantFlow
2021 | JMT PROPERTIES INC | 110000616414 | NY0162540 | BROCKPORT | MONROE | NY |  | 43.2118 | -77.9294 |  | 9511 | Air, Water, and Solid Waste Management | 924110 | Administration of Air and Water Resource and Solid Waste Management Programs | IS47 | Services | Waste Handling, Treatment, and Disposal (Remediation or Monitoring) | 1 | 0.012934 | NY0162540 | Brockport Creek-Otis Creek | 041300010202 | NAICS/SIC indicates Disposal or Remediation |  |  |  | 2023 | 04130000000000 | BARGE CANAL |  |  | 0.014797 | NPDES | 0.014797 | 0.022894 | 904130059 | Erie Canal | 3 | 0 | 0 | 0 | 0 | 0 | 0 | 0 | 0 | 0 | 0 | 0 | 0 | 0 | QE_01 | 0 | 0 | 0 | 0 | 0 | 0.055977 | 0.055977 | Plant Flow | 0.055977 | Plant Flow | 0.055977 | Plant Flow |  | 365 | 3.5437e-05 | 0.63306 | 0.63306 | 0.63306 | 3 | 4 | 0 | 0 | 39 | 1 | 0 | 0 | 0.788 | 32 | 0 | 0 | 0.00080338 | 0.00021102 | DMR | [16 empty] | 0.00061593 | 11.0033 | 11.0033 | 11.0033 | 0.013964 | 0.0036678 | NO | PlantFlow
2022 | JMT PROPERTIES INC | 110000616414 | NY0162540 | BROCKPORT | MONROE | NY |  | 43.2118 | -77.9294 |  | 9511 | Air, Water, and Solid Waste Management | 924110 | Administration of Air and Water Resource and Solid Waste Management Programs | IS47 | Services | Waste Handling, Treatment, and Disposal (Remediation or Monitoring) | 1 | 0.011949 | NY0162540 | Brockport Creek-Otis Creek | 041300010202 | NAICS/SIC indicates Disposal or Remediation |  |  |  | 2023 | 04130000000000 | BARGE CANAL |  |  | 0.014797 | NPDES | 0.014797 | 0.022894 | 904130059 | Erie Canal | 3 | 0 | 0 | 0 | 0 | 0 | 0 | 0 | 0 | 0 | 0 | 0 | 0 | 0 | QE_01 | 0 | 0 | 0 | 0 | 0 | 0.055977 | 0.055977 | Plant Flow | 0.055977 | Plant Flow | 0.055977 | Plant Flow |  | 365 | 3.2738e-05 | 0.58485 | 0.58485 | 0.58485 | 3 | 4 | 0 | 0 | 39 | 1 | 0 | 0 | 0.788 | 32 | 0 | 0 | 0.00074219 | 0.00019495 | DMR | [16 empty] | 0.00056901 | 10.1652 | 10.1652 | 10.1652 | 0.0129 | 0.0033884 | NO | PlantFlow
2023 | JMT PROPERTIES INC | 110000616414 | NY0162540 | BROCKPORT | MONROE | NY |  | 43.2118 | -77.9294 |  | 9511 | Air, Water, and Solid Waste Management | 924110 | Administration of Air and Water Resource and Solid Waste Management Programs | IS47 | Services | Waste Handling, Treatment, and Disposal (Remediation or Monitoring) | 1 | 0.010231 | NY0162540 | Brockport Creek-Otis Creek | 041300010202 | NAICS/SIC indicates Disposal or Remediation |  |  |  | 2023 | 04130000000000 | BARGE CANAL |  |  | 0.014797 | NPDES | 0.014797 | 0.022894 | 904130059 | Erie Canal | 3 | 0 | 0 | 0 | 0 | 0 | 0 | 0 | 0 | 0 | 0 | 0 | 0 | 0 | QE_01 | 0 | 0 | 0 | 0 | 0 | 0.055977 | 0.055977 | Plant Flow | 0.055977 | Plant Flow | 0.055977 | Plant Flow |  | 365 | 2.803e-05 | 0.50074 | 0.50074 | 0.50074 | 3 | 4 | 0 | 0 | 39 | 1 | 0 | 0 | 0.788 | 32 | 0 | 0 | 0.00063546 | 0.00016691 | DMR | [16 empty] | 0.00048719 | 8.7033 | 8.7033 | 8.7033 | 0.011045 | 0.0029011 | NO | PlantFlow
2019 | MONARCH CHEMICALS | 110002321345 | NY0257206 | UTICA | ONEIDA | NY |  | 43.1072 | -75.2258 |  | 5169 | Chemicals and Allied Products, Nec | 425120 | Wholesale Trade Agents and Brokers | IS46 | Wholesale and Retail Trade | Waste Handling, Treatment, and Disposal (Remediation or Monitoring) | 1 | 0.0070433 | NY0257206 | Reall Creek-Mohawk River | 020200040311 | Nothing reported to 2022 TRI |  |  |  | 2023 | 02020000000000 | MOHAWK R |  |  | 0.0087 | NPDES | 0.0087 | 0.013461 | 22743687 |  | 5 | 419.388 | 249.035 | 200.013 | 453.562 | 1028.637 | 699.059 | 411.683 | 192.314 | 149.082 | 188.791 | 308.474 | 424.21 | 360.435 | QE_08 | 149.082 | 364.5037 | 239.0379 | 1025.3985 | 637.3285 | 0.032912 | 364.5037 | 30Q5 Flow | 637.3285 | HM Flow | 239.0379 | 7Q10 Flow |  | 365 | 1.9297e-05 | 8.0726e-05 | 5.294e-05 | 3.0277e-05 | 3 | 4 | 0 | 0 | 39 | 1 | 0 | 0 | 0.788 | 32 | 0 | 0 | 1.0244e-07 | 2.6909e-08 | DMR | [16 empty] | 0.00033539 | 0.0014031 | 0.00092014 | 0.00052625 | 1.7806e-06 | 4.677e-07 | NO | NHDPlus
2020 | MONARCH CHEMICALS | 110002321345 | NY0257206 | UTICA | ONEIDA | NY |  | 43.1072 | -75.2258 |  | 5169 | Chemicals and Allied Products, Nec | 425120 | Wholesale Trade Agents and Brokers | IS46 | Wholesale and Retail Trade | Waste Handling, Treatment, and Disposal (Remediation or Monitoring) | 1 | 0.0027484 | NY0257206 | Reall Creek-Mohawk River | 020200040311 | Nothing reported to 2022 TRI |  |  |  | 2023 | 02020000000000 | MOHAWK R |  |  | 0.0087 | NPDES | 0.0087 | 0.013461 | 22743687 |  | 5 | 419.388 | 249.035 | 200.013 | 453.562 | 1028.637 | 699.059 | 411.683 | 192.314 | 149.082 | 188.791 | 308.474 | 424.21 | 360.435 | QE_08 | 149.082 | 364.5037 | 239.0379 | 1025.3985 | 637.3285 | 0.032912 | 364.5037 | 30Q5 Flow | 637.3285 | HM Flow | 239.0379 | 7Q10 Flow |  | 365 | 7.5298e-06 | 3.15e-05 | 2.0658e-05 | 1.1815e-05 | 3 | 4 | 0 | 0 | 39 | 1 | 0 | 0 | 0.788 | 32 | 0 | 0 | 3.9975e-08 | 1.05e-08 | DMR | [16 empty] | 0.00013087 | 0.00054751 | 0.00035905 | 0.00020535 | 6.948e-07 | 1.825e-07 | NO | NHDPlus
2021 | MONARCH CHEMICALS | 110002321345 | NY0257206 | UTICA | ONEIDA | NY |  | 43.1072 | -75.2258 |  | 5169 | Chemicals and Allied Products, Nec | 425120 | Wholesale Trade Agents and Brokers | IS46 | Wholesale and Retail Trade | Waste Handling, Treatment, and Disposal (Remediation or Monitoring) | 1 | 0.0057761 | NY0257206 | Reall Creek-Mohawk River | 020200040311 | Nothing reported to 2022 TRI |  |  |  | 2023 | 02020000000000 | MOHAWK R |  |  | 0.0087 | NPDES | 0.0087 | 0.013461 | 22743687 |  | 5 | 419.388 | 249.035 | 200.013 | 453.562 | 1028.637 | 699.059 | 411.683 | 192.314 | 149.082 | 188.791 | 308.474 | 424.21 | 360.435 | QE_08 | 149.082 | 364.5037 | 239.0379 | 1025.3985 | 637.3285 | 0.032912 | 364.5037 | 30Q5 Flow | 637.3285 | HM Flow | 239.0379 | 7Q10 Flow |  | 365 | 1.5825e-05 | 6.6202e-05 | 4.3415e-05 | 2.483e-05 | 3 | 4 | 0 | 0 | 39 | 1 | 0 | 0 | 0.788 | 32 | 0 | 0 | 8.4013e-08 | 2.2067e-08 | DMR | [16 empty] | 0.00027505 | 0.0011507 | 0.00075459 | 0.00043157 | 1.4602e-06 | 3.8355e-07 | NO | NHDPlus
2022 | MONARCH CHEMICALS | 110002321345 | NY0257206 | UTICA | ONEIDA | NY |  | 43.1072 | -75.2258 |  | 5169 | Chemicals and Allied Products, Nec | 425120 | Wholesale Trade Agents and Brokers | IS46 | Wholesale and Retail Trade | Waste Handling, Treatment, and Disposal (Remediation or Monitoring) | 1 | 0.0059607 | NY0257206 | Reall Creek-Mohawk River | 020200040311 | Nothing reported to 2022 TRI |  |  |  | 2023 | 02020000000000 | MOHAWK R |  |  | 0.0087 | NPDES | 0.0087 | 0.013461 | 22743687 |  | 5 | 419.388 | 249.035 | 200.013 | 453.562 | 1028.637 | 699.059 | 411.683 | 192.314 | 149.082 | 188.791 | 308.474 | 424.21 | 360.435 | QE_08 | 149.082 | 364.5037 | 239.0379 | 1025.3985 | 637.3285 | 0.032912 | 364.5037 | 30Q5 Flow | 637.3285 | HM Flow | 239.0379 | 7Q10 Flow |  | 365 | 1.6331e-05 | 6.8318e-05 | 4.4802e-05 | 2.5624e-05 | 3 | 4 | 0 | 0 | 39 | 1 | 0 | 0 | 0.788 | 32 | 0 | 0 | 8.6698e-08 | 2.2773e-08 | DMR | [16 empty] | 0.00028384 | 0.0011874 | 0.00077871 | 0.00044536 | 1.5069e-06 | 3.9581e-07 | NO | NHDPlus
2023 | MONARCH CHEMICALS | 110002321345 | NY0257206 | UTICA | ONEIDA | NY |  | 43.1072 | -75.2258 |  | 5169 | Chemicals and Allied Products, Nec | 425120 | Wholesale Trade Agents and Brokers | IS46 | Wholesale and Retail Trade | Waste Handling, Treatment, and Disposal (Remediation or Monitoring) | 1 | 0.0060084 | NY0257206 | Reall Creek-Mohawk River | 020200040311 | Nothing reported to 2022 TRI |  |  |  | 2023 | 02020000000000 | MOHAWK R |  |  | 0.0087 | NPDES | 0.0087 | 0.013461 | 22743687 |  | 5 | 419.388 | 249.035 | 200.013 | 453.562 | 1028.637 | 699.059 | 411.683 | 192.314 | 149.082 | 188.791 | 308.474 | 424.21 | 360.435 | QE_08 | 149.082 | 364.5037 | 239.0379 | 1025.3985 | 637.3285 | 0.032912 | 364.5037 | 30Q5 Flow | 637.3285 | HM Flow | 239.0379 | 7Q10 Flow |  | 365 | 1.6461e-05 | 6.8865e-05 | 4.5161e-05 | 2.5829e-05 | 3 | 4 | 0 | 0 | 39 | 1 | 0 | 0 | 0.788 | 32 | 0 | 0 | 8.7392e-08 | 2.2955e-08 | DMR | [16 empty] | 0.00028611 | 0.0011969 | 0.00078494 | 0.00044893 | 1.519e-06 | 3.9898e-07 | NO | NHDPlus
2019 | REVVITY, INC | 110015744024 | NY0270491 | WOODSTOCK | ULSTER | NY |  | 42.0256 | -74.0993 |  | 9511 | Air, Water, and Solid Waste Management | 924110 | Administration of Air and Water Resource and Solid Waste Management Programs | IS47 | Services | Waste Handling, Treatment, and Disposal (Remediation or Monitoring) | 1 | 0.08327 | NY0270491 | Saw Kill | 020200060907 | NAICS/SIC indicates Disposal or Remediation |  |  |  | 2023 | 02020010000000 | SAWKILL CK UNTR |  |  | 0.027892 | NPDES | 0.027892 | 0.043155 | 6189660 | Saw Kill | 2 | 54.07 | 42.4 | 45.426 | 90.844 | 110.057 | 105.844 | 74.154 | 37.271 | 29.974 | 50.765 | 75.98 | 67.026 | 48.125 | QE_08 | 29.974 | 73.2861 | 45.4217 | 132.2005 | 96.7052 | 0.10551 | 73.2861 | 30Q5 Flow | 96.7052 | HM Flow | 45.4217 | 7Q10 Flow |  | 365 | 0.00022814 | 0.0050227 | 0.003113 | 0.0023591 | 3 | 4 | 0 | 0 | 39 | 1 | 0 | 0 | 0.788 | 32 | 0 | 0 | 6.3739e-06 | 1.6742e-06 | DMR | [16 empty] | 0.0039652 | 0.087299 | 0.054106 | 0.041003 | 0.00011078 | 2.91e-05 | NO | NHDPlus
2020 | REVVITY, INC | 110015744024 | NY0270491 | WOODSTOCK | ULSTER | NY |  | 42.0256 | -74.0993 |  | 9511 | Air, Water, and Solid Waste Management | 924110 | Administration of Air and Water Resource and Solid Waste Management Programs | IS47 | Services | Waste Handling, Treatment, and Disposal (Remediation or Monitoring) | 1 | 0.087019 | NY0270491 | Saw Kill | 020200060907 | NAICS/SIC indicates Disposal or Remediation |  |  |  | 2023 | 02020010000000 | SAWKILL CK UNTR |  |  | 0.027892 | NPDES | 0.027892 | 0.043155 | 6189660 | Saw Kill | 2 | 54.07 | 42.4 | 45.426 | 90.844 | 110.057 | 105.844 | 74.154 | 37.271 | 29.974 | 50.765 | 75.98 | 67.026 | 48.125 | QE_08 | 29.974 | 73.2861 | 45.4217 | 132.2005 | 96.7052 | 0.10551 | 73.2861 | 30Q5 Flow | 96.7052 | HM Flow | 45.4217 | 7Q10 Flow |  | 365 | 0.00023841 | 0.0052488 | 0.0032531 | 0.0024653 | 3 | 4 | 0 | 0 | 39 | 1 | 0 | 0 | 0.788 | 32 | 0 | 0 | 6.6609e-06 | 1.7496e-06 | DMR | [16 empty] | 0.0041438 | 0.091229 | 0.056542 | 0.042849 | 0.00011577 | 3.041e-05 | NO | NHDPlus
2021 | REVVITY, INC | 110015744024 | NY0270491 | WOODSTOCK | ULSTER | NY |  | 42.0256 | -74.0993 |  | 9511 | Air, Water, and Solid Waste Management | 924110 | Administration of Air and Water Resource and Solid Waste Management Programs | IS47 | Services | Waste Handling, Treatment, and Disposal (Remediation or Monitoring) | 1 | 0.094579 | NY0270491 | Saw Kill | 020200060907 | NAICS/SIC indicates Disposal or Remediation |  |  |  | 2023 | 02020010000000 | SAWKILL CK UNTR |  |  | 0.027892 | NPDES | 0.027892 | 0.043155 | 6189660 | Saw Kill | 2 | 54.07 | 42.4 | 45.426 | 90.844 | 110.057 | 105.844 | 74.154 | 37.271 | 29.974 | 50.765 | 75.98 | 67.026 | 48.125 | QE_08 | 29.974 | 73.2861 | 45.4217 | 132.2005 | 96.7052 | 0.10551 | 73.2861 | 30Q5 Flow | 96.7052 | HM Flow | 45.4217 | 7Q10 Flow |  | 365 | 0.00025912 | 0.0057048 | 0.0035357 | 0.0026795 | 3 | 4 | 0 | 0 | 39 | 1 | 0 | 0 | 0.788 | 32 | 0 | 0 | 7.2395e-06 | 1.9016e-06 | DMR | [16 empty] | 0.0045037 | 0.099154 | 0.061454 | 0.046572 | 0.00012583 | 3.3051e-05 | NO | NHDPlus
2022 | REVVITY, INC | 110015744024 | NY0270491 | WOODSTOCK | ULSTER | NY |  | 42.0256 | -74.0993 |  | 9511 | Air, Water, and Solid Waste Management | 924110 | Administration of Air and Water Resource and Solid Waste Management Programs | IS47 | Services | Waste Handling, Treatment, and Disposal (Remediation or Monitoring) | 1 | 0.081062 | NY0270491 | Saw Kill | 020200060907 | NAICS/SIC indicates Disposal or Remediation |  |  |  | 2023 | 02020010000000 | SAWKILL CK UNTR |  |  | 0.027892 | NPDES | 0.027892 | 0.043155 | 6189660 | Saw Kill | 2 | 54.07 | 42.4 | 45.426 | 90.844 | 110.057 | 105.844 | 74.154 | 37.271 | 29.974 | 50.765 | 75.98 | 67.026 | 48.125 | QE_08 | 29.974 | 73.2861 | 45.4217 | 132.2005 | 96.7052 | 0.10551 | 73.2861 | 30Q5 Flow | 96.7052 | HM Flow | 45.4217 | 7Q10 Flow |  | 365 | 0.00022209 | 0.0048895 | 0.0030304 | 0.0022965 | 3 | 4 | 0 | 0 | 39 | 1 | 0 | 0 | 0.788 | 32 | 0 | 0 | 6.2049e-06 | 1.6298e-06 | DMR | [16 empty] | 0.0038601 | 0.084983 | 0.052671 | 0.039916 | 0.00010785 | 2.8328e-05 | NO | NHDPlus
2023 | REVVITY, INC | 110015744024 | NY0270491 | WOODSTOCK | ULSTER | NY |  | 42.0256 | -74.0993 |  | 9511 | Air, Water, and Solid Waste Management | 924110 | Administration of Air and Water Resource and Solid Waste Management Programs | IS47 | Services | Waste Handling, Treatment, and Disposal (Remediation or Monitoring) | 1 | 0.096209 | NY0270491 | Saw Kill | 020200060907 | NAICS/SIC indicates Disposal or Remediation |  |  |  | 2023 | 02020010000000 | SAWKILL CK UNTR |  |  | 0.027892 | NPDES | 0.027892 | 0.043155 | 6189660 | Saw Kill | 2 | 54.07 | 42.4 | 45.426 | 90.844 | 110.057 | 105.844 | 74.154 | 37.271 | 29.974 | 50.765 | 75.98 | 67.026 | 48.125 | QE_08 | 29.974 | 73.2861 | 45.4217 | 132.2005 | 96.7052 | 0.10551 | 73.2861 | 30Q5 Flow | 96.7052 | HM Flow | 45.4217 | 7Q10 Flow |  | 365 | 0.00026359 | 0.0058031 | 0.0035967 | 0.0027257 | 3 | 4 | 0 | 0 | 39 | 1 | 0 | 0 | 0.788 | 32 | 0 | 0 | 7.3643e-06 | 1.9344e-06 | DMR | [16 empty] | 0.0045814 | 0.10086 | 0.062514 | 0.047375 | 0.000128 | 3.3621e-05 | NO | NHDPlus
2019 | D H HOLDINGS GWRS - FAYETTE TUBULAR PRODUCTS INC | 110058286331 | OH0143880 | FAYETTE | FULTON | OH |  | 41.6786 | -84.3256 |  | 8999 | Services, Nec | 711510 | Independent Artists, Writers, and Performers | NAICS/SIC Not Provided | NAICS/SIC Not Provided | Waste Handling, Treatment, and Disposal (Remediation or Monitoring) | 1 | 0.10697 | OH0143880 | Deer Creek-Bean Creek | 041000060202 | Uncertain, possibly a remediation site | [15 empty] | 3 | 3 | 4 | 75 | 8 | 4 | 3 | 2 | 1 | 2 | 2 | 2 | 4 | [7 empty] | 2.4466 | Permit Lookup Failed | 3.5308 |  | 1.3453 | Permit Lookup Failed | Spring creek (04100006000482) | 365 | 0.00029307 | 0.21784 | 0.11979 | 0.083003 | 3 | 4 | 0 | 0 | 39 | 1 | 0 | 0 | 0.788 | 32 | 0 | 0 | 0.00027645 | 7.2614e-05 | DMR | [16 empty] | 0.0050938 | 3.7863 | 2.082 | 1.4427 | 0.004805 | 0.0012621 | NO | Surrogate NHDPlus
2019 | BOEING COMPANY (THE) | 110000487633 | OR0031828 | PORTLAND | MULTNOMAH | OR |  | 45.5438 | -122.4666 |  | 3728 | Aircraft Parts and Auxiliary Equipment, NEC (research and development not producing prototypes) | 541713 | Research and Development in Nanotechnology | IS47 | Services | Waste Handling, Treatment, and Disposal (Remediation or Monitoring) | 1 | 0.0099868 | OR0031828 | Columbia Slough-Frontal Columbia River | 1.71E+11 | 2022 TRI indicates PCE is used as a manufacturing aid |  |  |  | 2023 | 1.71E+13 | COLUMBIA SLOUGH |  |  | 0.08928 | NPDES | 0.08928 | 0.13814 | 23815100 |  | 1 | 21.315 | 141.009 | 156.898 | 90.039 | 35.303 | 13.196 | 6.052 | 2.658 | 2.109 | 3.276 | 3.967 | 19.018 | 85.54 | QE_08 | 2.109 | 5.1565 | 2.9109 | 52.1149 | 13.6634 | 0.33774 | 5.1565 | 30Q5 Flow | 13.6634 | HM Flow | 2.9109 | 7Q10 Flow |  | 365 | 2.7361e-05 | 0.0093996 | 0.0053061 | 0.0020025 | 3 | 4 | 0 | 0 | 39 | 1 | 0 | 0 | 0.788 | 32 | 0 | 0 | 1.1928e-05 | 3.1332e-06 | DMR | [16 empty] | 0.00047556 | 0.16337 | 0.092226 | 0.034805 | 0.00020733 | 5.4458e-05 | NO | NHDPlus
2020 | BOEING COMPANY (THE) | 110000487633 | OR0031828 | PORTLAND | MULTNOMAH | OR |  | 45.5438 | -122.4666 |  | 3728 | Aircraft Parts and Auxiliary Equipment, NEC (research and development not producing prototypes) | 541713 | Research and Development in Nanotechnology | IS47 | Services | Waste Handling, Treatment, and Disposal (Remediation or Monitoring) | 1 | 0.0014125 | OR0031828 | Columbia Slough-Frontal Columbia River | 1.71E+11 | 2022 TRI indicates PCE is used as a manufacturing aid |  |  |  | 2023 | 1.71E+13 | COLUMBIA SLOUGH |  |  | 0.08928 | NPDES | 0.08928 | 0.13814 | 23815100 |  | 1 | 21.315 | 141.009 | 156.898 | 90.039 | 35.303 | 13.196 | 6.052 | 2.658 | 2.109 | 3.276 | 3.967 | 19.018 | 85.54 | QE_08 | 2.109 | 5.1565 | 2.9109 | 52.1149 | 13.6634 | 0.33774 | 5.1565 | 30Q5 Flow | 13.6634 | HM Flow | 2.9109 | 7Q10 Flow |  | 365 | 3.8698e-06 | 0.0013294 | 0.00075047 | 0.00028322 | 3 | 4 | 0 | 0 | 39 | 1 | 0 | 0 | 0.788 | 32 | 0 | 0 | 1.6871e-06 | 4.4314e-07 | DMR | [16 empty] | 6.7261e-05 | 0.023107 | 0.013044 | 0.0049227 | 2.9323e-05 | 7.7023e-06 | NO | NHDPlus
2021 | BOEING COMPANY (THE) | 110000487633 | OR0031828 | PORTLAND | MULTNOMAH | OR |  | 45.5438 | -122.4666 |  | 3728 | Aircraft Parts and Auxiliary Equipment, NEC (research and development not producing prototypes) | 541713 | Research and Development in Nanotechnology | IS47 | Services | Waste Handling, Treatment, and Disposal (Remediation or Monitoring) | 1 | 0.012533 | OR0031828 | Columbia Slough-Frontal Columbia River | 1.71E+11 | 2022 TRI indicates PCE is used as a manufacturing aid |  |  |  | 2023 | 1.71E+13 | COLUMBIA SLOUGH |  |  | 0.08928 | NPDES | 0.08928 | 0.13814 | 23815100 |  | 1 | 21.315 | 141.009 | 156.898 | 90.039 | 35.303 | 13.196 | 6.052 | 2.658 | 2.109 | 3.276 | 3.967 | 19.018 | 85.54 | QE_08 | 2.109 | 5.1565 | 2.9109 | 52.1149 | 13.6634 | 0.33774 | 5.1565 | 30Q5 Flow | 13.6634 | HM Flow | 2.9109 | 7Q10 Flow |  | 365 | 3.4338e-05 | 0.011796 | 0.0066591 | 0.0025131 | 3 | 4 | 0 | 0 | 39 | 1 | 0 | 0 | 0.788 | 32 | 0 | 0 | 1.497e-05 | 3.9321e-06 | DMR | [16 empty] | 0.00059682 | 0.20503 | 0.11574 | 0.04368 | 0.00026019 | 6.8344e-05 | NO | NHDPlus
2022 | BOEING COMPANY (THE) | 110000487633 | OR0031828 | PORTLAND | MULTNOMAH | OR |  | 45.5438 | -122.4666 |  | 3728 | Aircraft Parts and Auxiliary Equipment, NEC (research and development not producing prototypes) | 541713 | Research and Development in Nanotechnology | IS47 | Services | Waste Handling, Treatment, and Disposal (Remediation or Monitoring) | 1 | 0.012334 | OR0031828 | Columbia Slough-Frontal Columbia River | 1.71E+11 | 2022 TRI indicates PCE is used as a manufacturing aid |  |  |  | 2023 | 1.71E+13 | COLUMBIA SLOUGH |  |  | 0.08928 | NPDES | 0.08928 | 0.13814 | 23815100 |  | 1 | 21.315 | 141.009 | 156.898 | 90.039 | 35.303 | 13.196 | 6.052 | 2.658 | 2.109 | 3.276 | 3.967 | 19.018 | 85.54 | QE_08 | 2.109 | 5.1565 | 2.9109 | 52.1149 | 13.6634 | 0.33774 | 5.1565 | 30Q5 Flow | 13.6634 | HM Flow | 2.9109 | 7Q10 Flow |  | 365 | 3.3792e-05 | 0.011609 | 0.0065534 | 0.0024732 | 3 | 4 | 0 | 0 | 39 | 1 | 0 | 0 | 0.788 | 32 | 0 | 0 | 1.4732e-05 | 3.8697e-06 | DMR | [16 empty] | 0.00058735 | 0.20178 | 0.1139 | 0.042987 | 0.00025606 | 6.7259e-05 | NO | NHDPlus
2023 | BOEING COMPANY (THE) | 110000487633 | OR0031828 | PORTLAND | MULTNOMAH | OR |  | 45.5438 | -122.4666 |  | 3728 | Aircraft Parts and Auxiliary Equipment, NEC (research and development not producing prototypes) | 541713 | Research and Development in Nanotechnology | IS47 | Services | Waste Handling, Treatment, and Disposal (Remediation or Monitoring) | 1 | 0.012334 | OR0031828 | Columbia Slough-Frontal Columbia River | 1.71E+11 | 2022 TRI indicates PCE is used as a manufacturing aid |  |  |  | 2023 | 1.71E+13 | COLUMBIA SLOUGH |  |  | 0.08928 | NPDES | 0.08928 | 0.13814 | 23815100 |  | 1 | 21.315 | 141.009 | 156.898 | 90.039 | 35.303 | 13.196 | 6.052 | 2.658 | 2.109 | 3.276 | 3.967 | 19.018 | 85.54 | QE_08 | 2.109 | 5.1565 | 2.9109 | 52.1149 | 13.6634 | 0.33774 | 5.1565 | 30Q5 Flow | 13.6634 | HM Flow | 2.9109 | 7Q10 Flow |  | 365 | 3.3792e-05 | 0.011609 | 0.0065534 | 0.0024732 | 3 | 4 | 0 | 0 | 39 | 1 | 0 | 0 | 0.788 | 32 | 0 | 0 | 1.4732e-05 | 3.8697e-06 | DMR | [16 empty] | 0.00058735 | 0.20178 | 0.1139 | 0.042987 | 0.00025606 | 6.7259e-05 | NO | NHDPlus
2019 | UNIVAR SOLUTIONS USA | 110000487447 | OR0034606 | PORTLAND | MULTNOMAH | OR |  | 45.5486 | -122.7229 |  | 5169 | Chemicals and Allied Products, Nec | 425120 | Wholesale Trade Agents and Brokers | IS46 | Wholesale and Retail Trade | Waste Handling, Treatment, and Disposal (Remediation or Monitoring) | 1 | 0.0029101 | OR0034606 | Willamette River | 1.71E+11 | No organochlorines are reported to 2022 TRI |  |  |  | 2023 | 1.71E+13 | WILLAMETTE RIVER |  |  | 0.008232 | NPDES | 0.008232 | 0.012737 | 23815040 | Willamette River | 7 | 33991.174 | 67772.297 | 57202.436 | 45453.554 | 35460.963 | 27013.117 | 18438.363 | 9710.432 | 8587.433 | 11515.038 | 16295.559 | 41128.059 | 69271.854 | QE_08 | 8587.433 | 20996.1687 | 15880.8006 | 83108.0049 | 51661.8604 | 0.031141 | 20996.1687 | 30Q5 Flow | 51661.8604 | HM Flow | 15880.8006 | 7Q10 Flow |  | 365 | 7.9728e-06 | 5.0204e-07 | 3.7973e-07 | 1.5433e-07 | 3 | 4 | 0 | 0 | 39 | 1 | 0 | 0 | 0.788 | 32 | 0 | 0 | 6.3711e-10 | 1.6735e-10 | DMR | [16 empty] | 0.00013858 | 8.726e-06 | 6.6e-06 | 2.6824e-06 | 1.1074e-08 | 2.9087e-09 | NO | NHDPlus
2020 | UNIVAR SOLUTIONS USA | 110000487447 | OR0034606 | PORTLAND | MULTNOMAH | OR |  | 45.5486 | -122.7229 |  | 5169 | Chemicals and Allied Products, Nec | 425120 | Wholesale Trade Agents and Brokers | IS46 | Wholesale and Retail Trade | Waste Handling, Treatment, and Disposal (Remediation or Monitoring) | 1 | 0.0031111 | OR0034606 | Willamette River | 1.71E+11 | No organochlorines are reported to 2022 TRI |  |  |  | 2023 | 1.71E+13 | WILLAMETTE RIVER |  |  | 0.008232 | NPDES | 0.008232 | 0.012737 | 23815040 | Willamette River | 7 | 33991.174 | 67772.297 | 57202.436 | 45453.554 | 35460.963 | 27013.117 | 18438.363 | 9710.432 | 8587.433 | 11515.038 | 16295.559 | 41128.059 | 69271.854 | QE_08 | 8587.433 | 20996.1687 | 15880.8006 | 83108.0049 | 51661.8604 | 0.031141 | 20996.1687 | 30Q5 Flow | 51661.8604 | HM Flow | 15880.8006 | 7Q10 Flow |  | 365 | 8.5235e-06 | 5.3671e-07 | 4.0595e-07 | 1.6499e-07 | 3 | 4 | 0 | 0 | 39 | 1 | 0 | 0 | 0.788 | 32 | 0 | 0 | 6.8111e-10 | 1.789e-10 | DMR | [16 empty] | 0.00014815 | 9.3286e-06 | 7.0558e-06 | 2.8676e-06 | 1.1838e-08 | 3.1095e-09 | NO | NHDPlus
2021 | UNIVAR SOLUTIONS USA | 110000487447 | OR0034606 | PORTLAND | MULTNOMAH | OR |  | 45.5486 | -122.7229 |  | 5169 | Chemicals and Allied Products, Nec | 425120 | Wholesale Trade Agents and Brokers | IS46 | Wholesale and Retail Trade | Waste Handling, Treatment, and Disposal (Remediation or Monitoring) | 1 | 0.0017918 | OR0034606 | Willamette River | 1.71E+11 | No organochlorines are reported to 2022 TRI |  |  |  | 2023 | 1.71E+13 | WILLAMETTE RIVER |  |  | 0.008232 | NPDES | 0.008232 | 0.012737 | 23815040 | Willamette River | 7 | 33991.174 | 67772.297 | 57202.436 | 45453.554 | 35460.963 | 27013.117 | 18438.363 | 9710.432 | 8587.433 | 11515.038 | 16295.559 | 41128.059 | 69271.854 | QE_08 | 8587.433 | 20996.1687 | 15880.8006 | 83108.0049 | 51661.8604 | 0.031141 | 20996.1687 | 30Q5 Flow | 51661.8604 | HM Flow | 15880.8006 | 7Q10 Flow |  | 365 | 4.909e-06 | 3.0912e-07 | 2.3381e-07 | 9.5022e-08 | 3 | 4 | 0 | 0 | 39 | 1 | 0 | 0 | 0.788 | 32 | 0 | 0 | 3.9228e-10 | 1.0304e-10 | DMR | [16 empty] | 8.5324e-05 | 5.3728e-06 | 4.0638e-06 | 1.6516e-06 | 6.8182e-09 | 1.7909e-09 | NO | NHDPlus
2022 | UNIVAR SOLUTIONS USA | 110000487447 | OR0034606 | PORTLAND | MULTNOMAH | OR |  | 45.5486 | -122.7229 |  | 5169 | Chemicals and Allied Products, Nec | 425120 | Wholesale Trade Agents and Brokers | IS46 | Wholesale and Retail Trade | Waste Handling, Treatment, and Disposal (Remediation or Monitoring) | 1 | 0.0015276 | OR0034606 | Willamette River | 1.71E+11 | No organochlorines are reported to 2022 TRI |  |  |  | 2023 | 1.71E+13 | WILLAMETTE RIVER |  |  | 0.008232 | NPDES | 0.008232 | 0.012737 | 23815040 | Willamette River | 7 | 33991.174 | 67772.297 | 57202.436 | 45453.554 | 35460.963 | 27013.117 | 18438.363 | 9710.432 | 8587.433 | 11515.038 | 16295.559 | 41128.059 | 69271.854 | QE_08 | 8587.433 | 20996.1687 | 15880.8006 | 83108.0049 | 51661.8604 | 0.031141 | 20996.1687 | 30Q5 Flow | 51661.8604 | HM Flow | 15880.8006 | 7Q10 Flow |  | 365 | 4.1853e-06 | 2.6355e-07 | 1.9934e-07 | 8.1014e-08 | 3 | 4 | 0 | 0 | 39 | 1 | 0 | 0 | 0.788 | 32 | 0 | 0 | 3.3445e-10 | 8.7848e-11 | DMR | [16 empty] | 7.2745e-05 | 4.5807e-06 | 3.4647e-06 | 1.4081e-06 | 5.813e-09 | 1.5269e-09 | NO | NHDPlus
2023 | UNIVAR SOLUTIONS USA | 110000487447 | OR0034606 | PORTLAND | MULTNOMAH | OR |  | 45.5486 | -122.7229 |  | 5169 | Chemicals and Allied Products, Nec | 425120 | Wholesale Trade Agents and Brokers | IS46 | Wholesale and Retail Trade | Waste Handling, Treatment, and Disposal (Remediation or Monitoring) | 1 | 0.0012108 | OR0034606 | Willamette River | 1.71E+11 | No organochlorines are reported to 2022 TRI |  |  |  | 2023 | 1.71E+13 | WILLAMETTE RIVER |  |  | 0.008232 | NPDES | 0.008232 | 0.012737 | 23815040 | Willamette River | 7 | 33991.174 | 67772.297 | 57202.436 | 45453.554 | 35460.963 | 27013.117 | 18438.363 | 9710.432 | 8587.433 | 11515.038 | 16295.559 | 41128.059 | 69271.854 | QE_08 | 8587.433 | 20996.1687 | 15880.8006 | 83108.0049 | 51661.8604 | 0.031141 | 20996.1687 | 30Q5 Flow | 51661.8604 | HM Flow | 15880.8006 | 7Q10 Flow |  | 365 | 3.3172e-06 | 2.0888e-07 | 1.5799e-07 | 6.4209e-08 | 3 | 4 | 0 | 0 | 39 | 1 | 0 | 0 | 0.788 | 32 | 0 | 0 | 2.6507e-10 | 6.9626e-11 | DMR | [16 empty] | 5.7655e-05 | 3.6305e-06 | 2.746e-06 | 1.116e-06 | 4.6072e-09 | 1.2102e-09 | NO | NHDPlus
2019 | BETTIS ATOMIC POWER LAB/W MIFFLIN | 110000701973 | PA0000914 | WEST MIFFLIN | ALLEGHENY | PA |  | 40.3592 | -79.9027 |  | 8733 | Noncommercial Research Organizations | 541720 | Research and Development in the Social Sciences and Humanities | IS47 | Services | Waste Handling, Treatment, and Disposal (Remediation or Monitoring) | 1 | 0.026204 | PA0000914 | Streets Run-Monongahela River | 050200050808 | NPDES permit indicates OUTFALL 007 is Treated, Contaminated Groundwater |  |  |  | 2023 | 05020010000000 | THOMPSON RUN, UNNAMED TRIB OF HUMMS RUN, UNNAMED TRIB OF MONONGAHELA RIVER, UNT OF MONONGAHELA RIVER | 0 |  | 0.038458 | NPDES | 0.038458 | 0.059504 | 3785873 | Monongahela River | 7 | 9961.336 | 14608.928 | 17797.029 | 18315.175 | 13284.047 | 11526.374 | 7018.136 | 5163.52 | 4262.547 | 3692.87 | 4713.362 | 8517.944 | 13417.307 | QE_09 | 3692.87 | 9029.022 | 6629.3702 | 24355.3447 | 17848.8073 | 0.14549 | 9029.022 | 30Q5 Flow | 17848.8073 | HM Flow | 6629.3702 | 7Q10 Flow |  | 365 | 7.1791e-05 | 1.0829e-05 | 7.9511e-06 | 4.0221e-06 | 3 | 4 | 0 | 0 | 39 | 1 | 0 | 0 | 0.788 | 32 | 0 | 0 | 1.3743e-08 | 3.6097e-09 | DMR | [16 empty] | 0.0012478 | 0.00018822 | 0.0001382 | 6.9909e-05 | 2.3886e-07 | 6.274e-08 | NO | NHDPlus
2020 | BETTIS ATOMIC POWER LAB/W MIFFLIN | 110000701973 | PA0000914 | WEST MIFFLIN | ALLEGHENY | PA |  | 40.3592 | -79.9027 |  | 8733 | Noncommercial Research Organizations | 541720 | Research and Development in the Social Sciences and Humanities | IS47 | Services | Waste Handling, Treatment, and Disposal (Remediation or Monitoring) | 1 | 0.02078 | PA0000914 | Streets Run-Monongahela River | 050200050808 | NPDES permit indicates OUTFALL 007 is Treated, Contaminated Groundwater |  |  |  | 2023 | 05020010000000 | THOMPSON RUN, UNNAMED TRIB OF HUMMS RUN, UNNAMED TRIB OF MONONGAHELA RIVER, UNT OF MONONGAHELA RIVER | 0 |  | 0.038458 | NPDES | 0.038458 | 0.059504 | 3785873 | Monongahela River | 7 | 9961.336 | 14608.928 | 17797.029 | 18315.175 | 13284.047 | 11526.374 | 7018.136 | 5163.52 | 4262.547 | 3692.87 | 4713.362 | 8517.944 | 13417.307 | QE_09 | 3692.87 | 9029.022 | 6629.3702 | 24355.3447 | 17848.8073 | 0.14549 | 9029.022 | 30Q5 Flow | 17848.8073 | HM Flow | 6629.3702 | 7Q10 Flow |  | 365 | 5.6931e-05 | 8.5876e-06 | 6.3053e-06 | 3.1896e-06 | 3 | 4 | 0 | 0 | 39 | 1 | 0 | 0 | 0.788 | 32 | 0 | 0 | 1.0898e-08 | 2.8625e-09 | DMR | [16 empty] | 0.00098951 | 0.00014926 | 0.00010959 | 5.5438e-05 | 1.8942e-07 | 4.9754e-08 | NO | NHDPlus
2021 | BETTIS ATOMIC POWER LAB/W MIFFLIN | 110000701973 | PA0000914 | WEST MIFFLIN | ALLEGHENY | PA |  | 40.3592 | -79.9027 |  | 8733 | Noncommercial Research Organizations | 541720 | Research and Development in the Social Sciences and Humanities | IS47 | Services | Waste Handling, Treatment, and Disposal (Remediation or Monitoring) | 1 | 0.02056 | PA0000914 | Streets Run-Monongahela River | 050200050808 | NPDES permit indicates OUTFALL 007 is Treated, Contaminated Groundwater |  |  |  | 2023 | 05020010000000 | THOMPSON RUN, UNNAMED TRIB OF HUMMS RUN, UNNAMED TRIB OF MONONGAHELA RIVER, UNT OF MONONGAHELA RIVER | 0 |  | 0.038458 | NPDES | 0.038458 | 0.059504 | 3785873 | Monongahela River | 7 | 9961.336 | 14608.928 | 17797.029 | 18315.175 | 13284.047 | 11526.374 | 7018.136 | 5163.52 | 4262.547 | 3692.87 | 4713.362 | 8517.944 | 13417.307 | QE_09 | 3692.87 | 9029.022 | 6629.3702 | 24355.3447 | 17848.8073 | 0.14549 | 9029.022 | 30Q5 Flow | 17848.8073 | HM Flow | 6629.3702 | 7Q10 Flow |  | 365 | 5.6329e-05 | 8.4969e-06 | 6.2387e-06 | 3.1559e-06 | 3 | 4 | 0 | 0 | 39 | 1 | 0 | 0 | 0.788 | 32 | 0 | 0 | 1.0783e-08 | 2.8323e-09 | DMR | [16 empty] | 0.00097905 | 0.00014768 | 0.00010843 | 5.4853e-05 | 1.8742e-07 | 4.9228e-08 | NO | NHDPlus
2022 | BETTIS ATOMIC POWER LAB/W MIFFLIN | 110000701973 | PA0000914 | WEST MIFFLIN | ALLEGHENY | PA |  | 40.3592 | -79.9027 |  | 8733 | Noncommercial Research Organizations | 541720 | Research and Development in the Social Sciences and Humanities | IS47 | Services | Waste Handling, Treatment, and Disposal (Remediation or Monitoring) | 1 | 0.025872 | PA0000914 | Streets Run-Monongahela River | 050200050808 | NPDES permit indicates OUTFALL 007 is Treated, Contaminated Groundwater |  |  |  | 2023 | 05020010000000 | THOMPSON RUN, UNNAMED TRIB OF HUMMS RUN, UNNAMED TRIB OF MONONGAHELA RIVER, UNT OF MONONGAHELA RIVER | 0 |  | 0.038458 | NPDES | 0.038458 | 0.059504 | 3785873 | Monongahela River | 7 | 9961.336 | 14608.928 | 17797.029 | 18315.175 | 13284.047 | 11526.374 | 7018.136 | 5163.52 | 4262.547 | 3692.87 | 4713.362 | 8517.944 | 13417.307 | QE_09 | 3692.87 | 9029.022 | 6629.3702 | 24355.3447 | 17848.8073 | 0.14549 | 9029.022 | 30Q5 Flow | 17848.8073 | HM Flow | 6629.3702 | 7Q10 Flow |  | 365 | 7.0883e-05 | 1.0692e-05 | 7.8506e-06 | 3.9713e-06 | 3 | 4 | 0 | 0 | 39 | 1 | 0 | 0 | 0.788 | 32 | 0 | 0 | 1.3569e-08 | 3.5641e-09 | DMR | [16 empty] | 0.001232 | 0.00018584 | 0.00013645 | 6.9025e-05 | 2.3584e-07 | 6.1947e-08 | NO | NHDPlus
2023 | BETTIS ATOMIC POWER LAB/W MIFFLIN | 110000701973 | PA0000914 | WEST MIFFLIN | ALLEGHENY | PA |  | 40.3592 | -79.9027 |  | 8733 | Noncommercial Research Organizations | 541720 | Research and Development in the Social Sciences and Humanities | IS47 | Services | Waste Handling, Treatment, and Disposal (Remediation or Monitoring) | 1 | 0.01395 | PA0000914 | Streets Run-Monongahela River | 050200050808 | NPDES permit indicates OUTFALL 007 is Treated, Contaminated Groundwater |  |  |  | 2023 | 05020010000000 | THOMPSON RUN, UNNAMED TRIB OF HUMMS RUN, UNNAMED TRIB OF MONONGAHELA RIVER, UNT OF MONONGAHELA RIVER | 0 |  | 0.038458 | NPDES | 0.038458 | 0.059504 | 3785873 | Monongahela River | 7 | 9961.336 | 14608.928 | 17797.029 | 18315.175 | 13284.047 | 11526.374 | 7018.136 | 5163.52 | 4262.547 | 3692.87 | 4713.362 | 8517.944 | 13417.307 | QE_09 | 3692.87 | 9029.022 | 6629.3702 | 24355.3447 | 17848.8073 | 0.14549 | 9029.022 | 30Q5 Flow | 17848.8073 | HM Flow | 6629.3702 | 7Q10 Flow |  | 365 | 3.8218e-05 | 5.765e-06 | 4.2328e-06 | 2.1412e-06 | 3 | 4 | 0 | 0 | 39 | 1 | 0 | 0 | 0.788 | 32 | 0 | 0 | 7.316e-09 | 1.9217e-09 | DMR | [16 empty] | 0.00066427 | 0.0001002 | 7.357e-05 | 3.7216e-05 | 1.2716e-07 | 3.34e-08 | NO | NHDPlus
2022 | SHELL CHEMICAL APPALACHIA LLC | 110000329038 | PA0002208 | MONACA | BEAVER | PA |  | 40.6706 | -80.3365 |  | 2869 | Industrial Organic Chemicals, Nec | 325998 | All Other Miscellaneous Chemical Product and Preparation Manufacturing | IS34 | All Other Chemical Product and Preparation Manufacturing | Waste Handling, Treatment, and Disposal (Remediation or Monitoring) | 1 | 0.00681 | PA0002208 | Sixmile Run-Ohio River | 050301010310 | No organochlorines are reported to 2022 TRI |  |  |  | 2023 | 05030100000000 | OHIO RIVER, POORHOUSE RUN, RACCOON CREEK, RAG RUN, UNNAMED STREAM, UNNAMED TRIB TO OHIO RIVER | 94.454 |  | 0.15489 | NPDES | 0.15489 | 0.23965 | 3819695 | Poorhouse Run | 1 | 0.478 | 1.446 | 4.499 | 1.63 | 0.804 | 0.564 | 0.383 | 0.27 | 0.175 | 0.266 | 0.279 | 0.374 | 0.812 | QE_08 | 0.175 | 0.42787 | 0.22127 | 1.1687 | 0.54667 | 0.58595 | 0.58595 | Plant Flow | 0.58595 | Plant Flow | 0.58595 | Plant Flow |  | 365 | 1.8658e-05 | 0.031842 | 0.031842 | 0.031842 | 3 | 4 | 0 | 0 | 39 | 1 | 0 | 0 | 0.788 | 32 | 0 | 0 | 4.0408e-05 | 1.0614e-05 | DMR | [16 empty] | 0.00032429 | 0.55344 | 0.55344 | 0.55344 | 0.00070234 | 0.00018448 | NO | PlantFlow
2023 | SHELL CHEMICAL APPALACHIA LLC | 110000329038 | PA0002208 | MONACA | BEAVER | PA |  | 40.6706 | -80.3365 |  | 2869 | Industrial Organic Chemicals, Nec | 325998 | All Other Miscellaneous Chemical Product and Preparation Manufacturing | IS34 | All Other Chemical Product and Preparation Manufacturing | Waste Handling, Treatment, and Disposal (Remediation or Monitoring) | 1 | 0.028148 | PA0002208 | Sixmile Run-Ohio River | 050301010310 | No organochlorines are reported to 2022 TRI |  |  |  | 2023 | 05030100000000 | OHIO RIVER, POORHOUSE RUN, RACCOON CREEK, RAG RUN, UNNAMED STREAM, UNNAMED TRIB TO OHIO RIVER | 94.454 |  | 0.15489 | NPDES | 0.15489 | 0.23965 | 3819695 | Poorhouse Run | 1 | 0.478 | 1.446 | 4.499 | 1.63 | 0.804 | 0.564 | 0.383 | 0.27 | 0.175 | 0.266 | 0.279 | 0.374 | 0.812 | QE_08 | 0.175 | 0.42787 | 0.22127 | 1.1687 | 0.54667 | 0.58595 | 0.58595 | Plant Flow | 0.58595 | Plant Flow | 0.58595 | Plant Flow |  | 365 | 7.7118e-05 | 0.13161 | 0.13161 | 0.13161 | 3 | 4 | 0 | 0 | 39 | 1 | 0 | 0 | 0.788 | 32 | 0 | 0 | 0.00016702 | 4.3871e-05 | DMR | [16 empty] | 0.0013404 | 2.2876 | 2.2876 | 2.2876 | 0.002903 | 0.00076252 | NO | PlantFlow
2019 | BVPV STYRENICS LLC/BEAVER | 110059344473 | PA0006254 | MONACA | BEAVER | PA |  | 40.6553 | -80.3564 |  | 2821 | Plastics Materials and Resins | 325211 | Plastics Material and Resin Manufacturing | IS22 | Plastic Material and Resin Manufacturing | Waste Handling, Treatment, and Disposal (Remediation or Monitoring) | 1 | 0.66284 | PA0006254 | Sixmile Run-Ohio River | 050301010310 | No organochlorines are reported to 2022 TRI |  |  |  | 2023 | 05030100000000 | OHIO RIVER, RACCOON CREEK, UNNAMED STREAM | 257.702 |  | 5.3188 | NPDES | 5.3188 | 8.2294 | 3821039 | Ohio River | 8 | 39643.415 | 49749.708 | 56627.259 | 69600.481 | 59707.694 | 42476.651 | 30605.953 | 21753.18 | 16544.479 | 17407.962 | 21209.422 | 34931.472 | 51748.344 | QE_08 | 16544.479 | 40451.0489 | 31310.2637 | 96927.665 | 80817.6593 | 20.1207 | 40451.0489 | 30Q5 Flow | 80817.6593 | HM Flow | 31310.2637 | 7Q10 Flow |  | 365 | 0.001816 | 5.8e-05 | 4.4894e-05 | 2.247e-05 | 3 | 4 | 0 | 0 | 39 | 1 | 0 | 0 | 0.788 | 32 | 0 | 0 | 7.3604e-08 | 1.9333e-08 | DMR | [16 empty] | 0.031564 | 0.0010081 | 0.0007803 | 0.00039056 | 1.2793e-06 | 3.3603e-07 | NO | NHDPlus
2020 | BVPV STYRENICS LLC/BEAVER | 110059344473 | PA0006254 | MONACA | BEAVER | PA |  | 40.6553 | -80.3564 |  | 2821 | Plastics Materials and Resins | 325211 | Plastics Material and Resin Manufacturing | IS22 | Plastic Material and Resin Manufacturing | Waste Handling, Treatment, and Disposal (Remediation or Monitoring) | 1 | 0.49713 | PA0006254 | Sixmile Run-Ohio River | 050301010310 | No organochlorines are reported to 2022 TRI |  |  |  | 2023 | 05030100000000 | OHIO RIVER, RACCOON CREEK, UNNAMED STREAM | 257.702 |  | 5.3188 | NPDES | 5.3188 | 8.2294 | 3821039 | Ohio River | 8 | 39643.415 | 49749.708 | 56627.259 | 69600.481 | 59707.694 | 42476.651 | 30605.953 | 21753.18 | 16544.479 | 17407.962 | 21209.422 | 34931.472 | 51748.344 | QE_08 | 16544.479 | 40451.0489 | 31310.2637 | 96927.665 | 80817.6593 | 20.1207 | 40451.0489 | 30Q5 Flow | 80817.6593 | HM Flow | 31310.2637 | 7Q10 Flow |  | 365 | 0.001362 | 4.35e-05 | 3.367e-05 | 1.6853e-05 | 3 | 4 | 0 | 0 | 39 | 1 | 0 | 0 | 0.788 | 32 | 0 | 0 | 5.5203e-08 | 1.45e-08 | DMR | [16 empty] | 0.023673 | 0.00075607 | 0.00058522 | 0.00029292 | 9.5948e-07 | 2.5202e-07 | NO | NHDPlus
2021 | BVPV STYRENICS LLC/BEAVER | 110059344473 | PA0006254 | MONACA | BEAVER | PA |  | 40.6553 | -80.3564 |  | 2821 | Plastics Materials and Resins | 325211 | Plastics Material and Resin Manufacturing | IS22 | Plastic Material and Resin Manufacturing | Waste Handling, Treatment, and Disposal (Remediation or Monitoring) | 1 | 0.57998 | PA0006254 | Sixmile Run-Ohio River | 050301010310 | No organochlorines are reported to 2022 TRI |  |  |  | 2023 | 05030100000000 | OHIO RIVER, RACCOON CREEK, UNNAMED STREAM | 257.702 |  | 5.3188 | NPDES | 5.3188 | 8.2294 | 3821039 | Ohio River | 8 | 39643.415 | 49749.708 | 56627.259 | 69600.481 | 59707.694 | 42476.651 | 30605.953 | 21753.18 | 16544.479 | 17407.962 | 21209.422 | 34931.472 | 51748.344 | QE_08 | 16544.479 | 40451.0489 | 31310.2637 | 96927.665 | 80817.6593 | 20.1207 | 40451.0489 | 30Q5 Flow | 80817.6593 | HM Flow | 31310.2637 | 7Q10 Flow |  | 365 | 0.001589 | 5.075e-05 | 3.9282e-05 | 1.9662e-05 | 3 | 4 | 0 | 0 | 39 | 1 | 0 | 0 | 0.788 | 32 | 0 | 0 | 6.4404e-08 | 1.6917e-08 | DMR | [16 empty] | 0.027618 | 0.00088209 | 0.00068276 | 0.00034174 | 1.1194e-06 | 2.9403e-07 | NO | NHDPlus
2022 | BVPV STYRENICS LLC/BEAVER | 110059344473 | PA0006254 | MONACA | BEAVER | PA |  | 40.6553 | -80.3564 |  | 2821 | Plastics Materials and Resins | 325211 | Plastics Material and Resin Manufacturing | IS22 | Plastic Material and Resin Manufacturing | Waste Handling, Treatment, and Disposal (Remediation or Monitoring) | 1 | 0.66284 | PA0006254 | Sixmile Run-Ohio River | 050301010310 | No organochlorines are reported to 2022 TRI |  |  |  | 2023 | 05030100000000 | OHIO RIVER, RACCOON CREEK, UNNAMED STREAM | 257.702 |  | 5.3188 | NPDES | 5.3188 | 8.2294 | 3821039 | Ohio River | 8 | 39643.415 | 49749.708 | 56627.259 | 69600.481 | 59707.694 | 42476.651 | 30605.953 | 21753.18 | 16544.479 | 17407.962 | 21209.422 | 34931.472 | 51748.344 | QE_08 | 16544.479 | 40451.0489 | 31310.2637 | 96927.665 | 80817.6593 | 20.1207 | 40451.0489 | 30Q5 Flow | 80817.6593 | HM Flow | 31310.2637 | 7Q10 Flow |  | 365 | 0.001816 | 5.8e-05 | 4.4894e-05 | 2.247e-05 | 3 | 4 | 0 | 0 | 39 | 1 | 0 | 0 | 0.788 | 32 | 0 | 0 | 7.3604e-08 | 1.9333e-08 | DMR | [16 empty] | 0.031564 | 0.0010081 | 0.0007803 | 0.00039056 | 1.2793e-06 | 3.3603e-07 | NO | NHDPlus
2023 | BVPV STYRENICS LLC/BEAVER | 110059344473 | PA0006254 | MONACA | BEAVER | PA |  | 40.6553 | -80.3564 |  | 2821 | Plastics Materials and Resins | 325211 | Plastics Material and Resin Manufacturing | IS22 | Plastic Material and Resin Manufacturing | Waste Handling, Treatment, and Disposal (Remediation or Monitoring) | 1 | 0.66284 | PA0006254 | Sixmile Run-Ohio River | 050301010310 | No organochlorines are reported to 2022 TRI |  |  |  | 2023 | 05030100000000 | OHIO RIVER, RACCOON CREEK, UNNAMED STREAM | 257.702 |  | 5.3188 | NPDES | 5.3188 | 8.2294 | 3821039 | Ohio River | 8 | 39643.415 | 49749.708 | 56627.259 | 69600.481 | 59707.694 | 42476.651 | 30605.953 | 21753.18 | 16544.479 | 17407.962 | 21209.422 | 34931.472 | 51748.344 | QE_08 | 16544.479 | 40451.0489 | 31310.2637 | 96927.665 | 80817.6593 | 20.1207 | 40451.0489 | 30Q5 Flow | 80817.6593 | HM Flow | 31310.2637 | 7Q10 Flow |  | 365 | 0.001816 | 5.8e-05 | 4.4894e-05 | 2.247e-05 | 3 | 4 | 0 | 0 | 39 | 1 | 0 | 0 | 0.788 | 32 | 0 | 0 | 7.3604e-08 | 1.9333e-08 | DMR | [16 empty] | 0.031564 | 0.0010081 | 0.0007803 | 0.00039056 | 1.2793e-06 | 3.3603e-07 | NO | NHDPlus
2019 | DIXON FESSLER USA | 110000584305 | PA0012149 | DEER LAKE | SCHUYLKILL | PA |  | 40.6276 | -76.0649 |  | 3951 | Pens and Mechanical Pencils | 339940 | Office Supplies (except Paper) Manufacturing | IS45 | Miscellaneous Manufacturing | Waste Handling, Treatment, and Disposal (Remediation or Monitoring) | 1 | 0.0072527 | PA0012149 | Deer Lake-Pine Creek | 020402030205 | NPDES permit indicates OUTFALL 001 is Groundwater Cleanup Discharge |  |  |  | 2023 | 02040200000000 | PINE CREEK, UNNAMED STREAM | 0.045 |  | 0.021042 | NPDES | 0.021042 | 0.032556 | 4779611 | Pine Creek | 3 | 26.684 | 38.627 | 63.698 | 113.963 | 52.747 | 36.035 | 26.861 | 14.263 | 10.923 | 19.685 | 39.36 | 36.235 | 38.56 | QE_08 | 10.923 | 26.7066 | 15.9745 | 65.2421 | 38.8921 | 0.0796 | 26.7066 | 30Q5 Flow | 38.8921 | HM Flow | 15.9745 | 7Q10 Flow |  | 365 | 1.987e-05 | 0.0012439 | 0.00074402 | 0.00051091 | 3 | 4 | 0 | 0 | 39 | 1 | 0 | 0 | 0.788 | 32 | 0 | 0 | 1.5785e-06 | 4.1462e-07 | DMR | [16 empty] | 0.00034536 | 0.02162 | 0.012932 | 0.0088801 | 2.7436e-05 | 7.2066e-06 | NO | NHDPlus
2020 | DIXON FESSLER USA | 110000584305 | PA0012149 | DEER LAKE | SCHUYLKILL | PA |  | 40.6276 | -76.0649 |  | 3951 | Pens and Mechanical Pencils | 339940 | Office Supplies (except Paper) Manufacturing | IS45 | Miscellaneous Manufacturing | Waste Handling, Treatment, and Disposal (Remediation or Monitoring) | 1 | 0.0059996 | PA0012149 | Deer Lake-Pine Creek | 020402030205 | NPDES permit indicates OUTFALL 001 is Groundwater Cleanup Discharge |  |  |  | 2023 | 02040200000000 | PINE CREEK, UNNAMED STREAM | 0.045 |  | 0.021042 | NPDES | 0.021042 | 0.032556 | 4779611 | Pine Creek | 3 | 26.684 | 38.627 | 63.698 | 113.963 | 52.747 | 36.035 | 26.861 | 14.263 | 10.923 | 19.685 | 39.36 | 36.235 | 38.56 | QE_08 | 10.923 | 26.7066 | 15.9745 | 65.2421 | 38.8921 | 0.0796 | 26.7066 | 30Q5 Flow | 38.8921 | HM Flow | 15.9745 | 7Q10 Flow |  | 365 | 1.6437e-05 | 0.001029 | 0.00061548 | 0.00042264 | 3 | 4 | 0 | 0 | 39 | 1 | 0 | 0 | 0.788 | 32 | 0 | 0 | 1.3058e-06 | 3.4299e-07 | DMR | [16 empty] | 0.0002857 | 0.017884 | 0.010698 | 0.0073459 | 2.2696e-05 | 5.9615e-06 | NO | NHDPlus
2021 | DIXON FESSLER USA | 110000584305 | PA0012149 | DEER LAKE | SCHUYLKILL | PA |  | 40.6276 | -76.0649 |  | 3951 | Pens and Mechanical Pencils | 339940 | Office Supplies (except Paper) Manufacturing | IS45 | Miscellaneous Manufacturing | Waste Handling, Treatment, and Disposal (Remediation or Monitoring) | 1 | 0.0058089 | PA0012149 | Deer Lake-Pine Creek | 020402030205 | NPDES permit indicates OUTFALL 001 is Groundwater Cleanup Discharge |  |  |  | 2023 | 02040200000000 | PINE CREEK, UNNAMED STREAM | 0.045 |  | 0.021042 | NPDES | 0.021042 | 0.032556 | 4779611 | Pine Creek | 3 | 26.684 | 38.627 | 63.698 | 113.963 | 52.747 | 36.035 | 26.861 | 14.263 | 10.923 | 19.685 | 39.36 | 36.235 | 38.56 | QE_08 | 10.923 | 26.7066 | 15.9745 | 65.2421 | 38.8921 | 0.0796 | 26.7066 | 30Q5 Flow | 38.8921 | HM Flow | 15.9745 | 7Q10 Flow |  | 365 | 1.5915e-05 | 0.00099626 | 0.00059592 | 0.00040921 | 3 | 4 | 0 | 0 | 39 | 1 | 0 | 0 | 0.788 | 32 | 0 | 0 | 1.2643e-06 | 3.3209e-07 | DMR | [16 empty] | 0.00027662 | 0.017316 | 0.010358 | 0.0071124 | 2.1975e-05 | 5.772e-06 | NO | NHDPlus
2022 | DIXON FESSLER USA | 110000584305 | PA0012149 | DEER LAKE | SCHUYLKILL | PA |  | 40.6276 | -76.0649 |  | 3951 | Pens and Mechanical Pencils | 339940 | Office Supplies (except Paper) Manufacturing | IS45 | Miscellaneous Manufacturing | Waste Handling, Treatment, and Disposal (Remediation or Monitoring) | 1 | 0.0078678 | PA0012149 | Deer Lake-Pine Creek | 020402030205 | NPDES permit indicates OUTFALL 001 is Groundwater Cleanup Discharge |  |  |  | 2023 | 02040200000000 | PINE CREEK, UNNAMED STREAM | 0.045 |  | 0.021042 | NPDES | 0.021042 | 0.032556 | 4779611 | Pine Creek | 3 | 26.684 | 38.627 | 63.698 | 113.963 | 52.747 | 36.035 | 26.861 | 14.263 | 10.923 | 19.685 | 39.36 | 36.235 | 38.56 | QE_08 | 10.923 | 26.7066 | 15.9745 | 65.2421 | 38.8921 | 0.0796 | 26.7066 | 30Q5 Flow | 38.8921 | HM Flow | 15.9745 | 7Q10 Flow |  | 365 | 2.1556e-05 | 0.0013494 | 0.00080713 | 0.00055424 | 3 | 4 | 0 | 0 | 39 | 1 | 0 | 0 | 0.788 | 32 | 0 | 0 | 1.7124e-06 | 4.4979e-07 | DMR | [16 empty] | 0.00037466 | 0.023453 | 0.014029 | 0.0096333 | 2.9763e-05 | 7.8178e-06 | NO | NHDPlus
2023 | DIXON FESSLER USA | 110000584305 | PA0012149 | DEER LAKE | SCHUYLKILL | PA |  | 40.6276 | -76.0649 |  | 3951 | Pens and Mechanical Pencils | 339940 | Office Supplies (except Paper) Manufacturing | IS45 | Miscellaneous Manufacturing | Waste Handling, Treatment, and Disposal (Remediation or Monitoring) | 1 | 0.0072436 | PA0012149 | Deer Lake-Pine Creek | 020402030205 | NPDES permit indicates OUTFALL 001 is Groundwater Cleanup Discharge |  |  |  | 2023 | 02040200000000 | PINE CREEK, UNNAMED STREAM | 0.045 |  | 0.021042 | NPDES | 0.021042 | 0.032556 | 4779611 | Pine Creek | 3 | 26.684 | 38.627 | 63.698 | 113.963 | 52.747 | 36.035 | 26.861 | 14.263 | 10.923 | 19.685 | 39.36 | 36.235 | 38.56 | QE_08 | 10.923 | 26.7066 | 15.9745 | 65.2421 | 38.8921 | 0.0796 | 26.7066 | 30Q5 Flow | 38.8921 | HM Flow | 15.9745 | 7Q10 Flow |  | 365 | 1.9845e-05 | 0.0012423 | 0.00074309 | 0.00051027 | 3 | 4 | 0 | 0 | 39 | 1 | 0 | 0 | 0.788 | 32 | 0 | 0 | 1.5765e-06 | 4.141e-07 | DMR | [16 empty] | 0.00034493 | 0.021593 | 0.012916 | 0.0088689 | 2.7402e-05 | 7.1975e-06 | NO | NHDPlus
2019 | ROHM & HAAS BRISTOL FACILITY | 110064634686 | PA0012769 | CROYDON | BUCKS | PA |  | 40.0953 | -74.8774 |  | 2821 | Plastics Materials and Resins | 325211 | Plastics Material and Resin Manufacturing | IS22 | Plastic Material and Resin Manufacturing | Waste Handling, Treatment, and Disposal (Remediation or Monitoring) | 1 | 0.0829 | PA0012769 | Mill Creek-Silver Lake | 020402010405 | No organochlorines are reported to 2022 TRI |  |  |  | 2023 | 02040200000000 | DELAWARE RIVER, MILL CREEK, UNNAMED TRIB OF DELAWARE RIVER, UNNAMED TRIB TO DELAWARE RIVER, UNT TO DELAWARE RIVER | 2.76 |  | 0.2426 | NPDES | 0.2426 | 0.37536 | 4481191 | Mill Creek | 3 | 30.431 | 90.379 | 144.618 | 130.098 | 44.216 | 30.959 | 21.897 | 13.592 | 11.608 | 12.661 | 19.666 | 33.046 | 49.753 | QE_08 | 11.608 | 28.3814 | 17.0127 | 74.4034 | 42.8497 | 0.91776 | 28.3814 | 30Q5 Flow | 42.8497 | HM Flow | 17.0127 | 7Q10 Flow |  | 365 | 0.00022712 | 0.01335 | 0.0080026 | 0.0053005 | 3 | 4 | 0 | 0 | 39 | 1 | 0 | 0 | 0.788 | 32 | 0 | 0 | 1.6942e-05 | 4.4501e-06 | DMR | [16 empty] | 0.0039476 | 0.23204 | 0.13909 | 0.092127 | 0.00029447 | 7.7347e-05 | NO | NHDPlus
2020 | ROHM & HAAS BRISTOL FACILITY | 110064634686 | PA0012769 | CROYDON | BUCKS | PA |  | 40.0953 | -74.8774 |  | 2821 | Plastics Materials and Resins | 325211 | Plastics Material and Resin Manufacturing | IS22 | Plastic Material and Resin Manufacturing | Waste Handling, Treatment, and Disposal (Remediation or Monitoring) | 1 | 0.084943 | PA0012769 | Mill Creek-Silver Lake | 020402010405 | No organochlorines are reported to 2022 TRI |  |  |  | 2023 | 02040200000000 | DELAWARE RIVER, MILL CREEK, UNNAMED TRIB OF DELAWARE RIVER, UNNAMED TRIB TO DELAWARE RIVER, UNT TO DELAWARE RIVER | 2.76 |  | 0.2426 | NPDES | 0.2426 | 0.37536 | 4481191 | Mill Creek | 3 | 30.431 | 90.379 | 144.618 | 130.098 | 44.216 | 30.959 | 21.897 | 13.592 | 11.608 | 12.661 | 19.666 | 33.046 | 49.753 | QE_08 | 11.608 | 28.3814 | 17.0127 | 74.4034 | 42.8497 | 0.91776 | 28.3814 | 30Q5 Flow | 42.8497 | HM Flow | 17.0127 | 7Q10 Flow |  | 365 | 0.00023272 | 0.013679 | 0.0081998 | 0.0054311 | 3 | 4 | 0 | 0 | 39 | 1 | 0 | 0 | 0.788 | 32 | 0 | 0 | 1.7359e-05 | 4.5598e-06 | DMR | [16 empty] | 0.0040449 | 0.23776 | 0.14252 | 0.094398 | 0.00030172 | 7.9253e-05 | NO | NHDPlus
2021 | ROHM & HAAS BRISTOL FACILITY | 110064634686 | PA0012769 | CROYDON | BUCKS | PA |  | 40.0953 | -74.8774 |  | 2821 | Plastics Materials and Resins | 325211 | Plastics Material and Resin Manufacturing | IS22 | Plastic Material and Resin Manufacturing | Waste Handling, Treatment, and Disposal (Remediation or Monitoring) | 1 | 0.091776 | PA0012769 | Mill Creek-Silver Lake | 020402010405 | No organochlorines are reported to 2022 TRI |  |  |  | 2023 | 02040200000000 | DELAWARE RIVER, MILL CREEK, UNNAMED TRIB OF DELAWARE RIVER, UNNAMED TRIB TO DELAWARE RIVER, UNT TO DELAWARE RIVER | 2.76 |  | 0.2426 | NPDES | 0.2426 | 0.37536 | 4481191 | Mill Creek | 3 | 30.431 | 90.379 | 144.618 | 130.098 | 44.216 | 30.959 | 21.897 | 13.592 | 11.608 | 12.661 | 19.666 | 33.046 | 49.753 | QE_08 | 11.608 | 28.3814 | 17.0127 | 74.4034 | 42.8497 | 0.91776 | 28.3814 | 30Q5 Flow | 42.8497 | HM Flow | 17.0127 | 7Q10 Flow |  | 365 | 0.00025144 | 0.01478 | 0.0088594 | 0.005868 | 3 | 4 | 0 | 0 | 39 | 1 | 0 | 0 | 0.788 | 32 | 0 | 0 | 1.8756e-05 | 4.9265e-06 | DMR | [16 empty] | 0.0043703 | 0.25688 | 0.15398 | 0.10199 | 0.00032599 | 8.5628e-05 | NO | NHDPlus
2022 | ROHM & HAAS BRISTOL FACILITY | 110064634686 | PA0012769 | CROYDON | BUCKS | PA |  | 40.0953 | -74.8774 |  | 2821 | Plastics Materials and Resins | 325211 | Plastics Material and Resin Manufacturing | IS22 | Plastic Material and Resin Manufacturing | Waste Handling, Treatment, and Disposal (Remediation or Monitoring) | 1 | 0.082106 | PA0012769 | Mill Creek-Silver Lake | 020402010405 | No organochlorines are reported to 2022 TRI |  |  |  | 2023 | 02040200000000 | DELAWARE RIVER, MILL CREEK, UNNAMED TRIB OF DELAWARE RIVER, UNNAMED TRIB TO DELAWARE RIVER, UNT TO DELAWARE RIVER | 2.76 |  | 0.2426 | NPDES | 0.2426 | 0.37536 | 4481191 | Mill Creek | 3 | 30.431 | 90.379 | 144.618 | 130.098 | 44.216 | 30.959 | 21.897 | 13.592 | 11.608 | 12.661 | 19.666 | 33.046 | 49.753 | QE_08 | 11.608 | 28.3814 | 17.0127 | 74.4034 | 42.8497 | 0.91776 | 28.3814 | 30Q5 Flow | 42.8497 | HM Flow | 17.0127 | 7Q10 Flow |  | 365 | 0.00022495 | 0.013222 | 0.0079259 | 0.0052497 | 3 | 4 | 0 | 0 | 39 | 1 | 0 | 0 | 0.788 | 32 | 0 | 0 | 1.678e-05 | 4.4074e-06 | DMR | [16 empty] | 0.0039098 | 0.22982 | 0.13776 | 0.091245 | 0.00029165 | 7.6605e-05 | NO | NHDPlus
2023 | ROHM & HAAS BRISTOL FACILITY | 110064634686 | PA0012769 | CROYDON | BUCKS | PA |  | 40.0953 | -74.8774 |  | 2821 | Plastics Materials and Resins | 325211 | Plastics Material and Resin Manufacturing | IS22 | Plastic Material and Resin Manufacturing | Waste Handling, Treatment, and Disposal (Remediation or Monitoring) | 1 | 0.10451 | PA0012769 | Mill Creek-Silver Lake | 020402010405 | No organochlorines are reported to 2022 TRI |  |  |  | 2023 | 02040200000000 | DELAWARE RIVER, MILL CREEK, UNNAMED TRIB OF DELAWARE RIVER, UNNAMED TRIB TO DELAWARE RIVER, UNT TO DELAWARE RIVER | 2.76 |  | 0.2426 | NPDES | 0.2426 | 0.37536 | 4481191 | Mill Creek | 3 | 30.431 | 90.379 | 144.618 | 130.098 | 44.216 | 30.959 | 21.897 | 13.592 | 11.608 | 12.661 | 19.666 | 33.046 | 49.753 | QE_08 | 11.608 | 28.3814 | 17.0127 | 74.4034 | 42.8497 | 0.91776 | 28.3814 | 30Q5 Flow | 42.8497 | HM Flow | 17.0127 | 7Q10 Flow |  | 365 | 0.00028633 | 0.01683 | 0.010089 | 0.0066822 | 3 | 4 | 0 | 0 | 39 | 1 | 0 | 0 | 0.788 | 32 | 0 | 0 | 2.1358e-05 | 5.6101e-06 | DMR | [16 empty] | 0.0049767 | 0.29253 | 0.17535 | 0.11614 | 0.00037123 | 9.7509e-05 | NO | NHDPlus
2019 | WASTE MANAGEMENT - GROWS FAIRLESS HILL LANDFILL | 110000817439 | PA0043818 | MORRISVILLE | BUCKS | PA |  | 40.1593 | -74.7767 |  | 4953 | Refuse Systems | 562920 | Materials Recovery Facilities | IS47 | Services | Waste Handling, Treatment, and Disposal (Landfill) | 1 | 0.14097 | PA0043818 | Van Sciver Lake-Delaware River | 020402010404 | NAICS/SIC indication |  |  |  | 2023 | 02040200000000 | DELAWARE RIVER, UNNAMED STREAM, UNNAMED TRIB OF DELAWARE RIVER, UNNAMED TRIB TO DELAWARE RIVER | 0 |  |  | NPDES | 0 | 0 | 4481931 |  | 1 | 0.045 | 0.34 | 1.286 | 0.676 | 0.068 | 0.077 | 0.074 | 0.057 | 0.044 | 0.075 | 0.113 | 0.113 | 0.083 | QE_08 | 0.044 | 0.10758 | 0.052996 | 0.11002 | 0.081227 | 0 | 0.10758 | 30Q5 Flow | 0.081227 | HM Flow | 0.052996 | 7Q10 Flow |  | 365 | 0.00038621 | 7.2876 | 3.59 | 4.7547 | 3 | 4 | 0 | 0 | 39 | 1 | 0 | 0 | 0.788 | 32 | 0 | 0 | 0.0092482 | 0.0024292 | DMR | [16 empty] | 0.0067127 | 126.6657 | 62.3977 | 82.6411 | 0.16074 | 0.042222 | NO | NHDPlus
2020 | WASTE MANAGEMENT - GROWS FAIRLESS HILL LANDFILL | 110000817439 | PA0043818 | MORRISVILLE | BUCKS | PA |  | 40.1593 | -74.7767 |  | 4953 | Refuse Systems | 562920 | Materials Recovery Facilities | IS47 | Services | Waste Handling, Treatment, and Disposal (Landfill) | 1 | 0.14483 | PA0043818 | Van Sciver Lake-Delaware River | 020402010404 | NAICS/SIC indication |  |  |  | 2023 | 02040200000000 | DELAWARE RIVER, UNNAMED STREAM, UNNAMED TRIB OF DELAWARE RIVER, UNNAMED TRIB TO DELAWARE RIVER | 0 |  |  | NPDES | 0 | 0 | 4481931 |  | 1 | 0.045 | 0.34 | 1.286 | 0.676 | 0.068 | 0.077 | 0.074 | 0.057 | 0.044 | 0.075 | 0.113 | 0.113 | 0.083 | QE_08 | 0.044 | 0.10758 | 0.052996 | 0.11002 | 0.081227 | 0 | 0.10758 | 30Q5 Flow | 0.081227 | HM Flow | 0.052996 | 7Q10 Flow |  | 365 | 0.00039678 | 7.4871 | 3.6883 | 4.8849 | 3 | 4 | 0 | 0 | 39 | 1 | 0 | 0 | 0.788 | 32 | 0 | 0 | 0.0095014 | 0.0024957 | DMR | [16 empty] | 0.0068965 | 130.1332 | 64.1059 | 84.9035 | 0.16514 | 0.043378 | NO | NHDPlus
2021 | WASTE MANAGEMENT - GROWS FAIRLESS HILL LANDFILL | 110000817439 | PA0043818 | MORRISVILLE | BUCKS | PA |  | 40.1593 | -74.7767 |  | 4953 | Refuse Systems | 562920 | Materials Recovery Facilities | IS47 | Services | Waste Handling, Treatment, and Disposal (Landfill) | 1 | 0.06213 | PA0043818 | Van Sciver Lake-Delaware River | 020402010404 | NAICS/SIC indication |  |  |  | 2023 | 02040200000000 | DELAWARE RIVER, UNNAMED STREAM, UNNAMED TRIB OF DELAWARE RIVER, UNNAMED TRIB TO DELAWARE RIVER | 0 |  |  | NPDES | 0 | 0 | 4481931 |  | 1 | 0.045 | 0.34 | 1.286 | 0.676 | 0.068 | 0.077 | 0.074 | 0.057 | 0.044 | 0.075 | 0.113 | 0.113 | 0.083 | QE_08 | 0.044 | 0.10758 | 0.052996 | 0.11002 | 0.081227 | 0 | 0.10758 | 30Q5 Flow | 0.081227 | HM Flow | 0.052996 | 7Q10 Flow |  | 365 | 0.00017022 | 3.2119 | 1.5823 | 2.0956 | 3 | 4 | 0 | 0 | 39 | 1 | 0 | 0 | 0.788 | 32 | 0 | 0 | 0.0040761 | 0.0010706 | DMR | [16 empty] | 0.0029586 | 55.8267 | 27.5012 | 36.4233 | 0.070846 | 0.018609 | NO | NHDPlus
2019 | CORCO CHEMICAL CORP | 110000772628 | PA0055913 | FAIRLESS HILLS | BUCKS | PA |  | 40.1773 | -74.8004 |  | 2819 | Industrial Inorganic Chemicals, Nec | 331313 | Alumina Refining and Primary Aluminum Production | IS38 | Primary Metal Manufacturing | Waste Handling, Treatment, and Disposal (Remediation or Monitoring) | 1 | 0.082892 | PA0055913 | Martins Creek | 020402010403 | NPDES permit indicates OUTFALL 001 is Groundwater Cleanup Discharge |  |  |  | 2023 | 02040200000000 | MARTINS CREEK | 0.122 |  | 0.435 | NPDES | 0.435 | 0.67305 | 4480895 | Rock Run | 1 | 7.339 | 26.784 | 52.088 | 41.784 | 10.783 | 8.086 | 6.151 | 4.128 | 3.399 | 4.272 | 6.041 | 9.551 | 12.579 | QE_08 | 3.399 | 8.3105 | 4.7708 | 17.9438 | 10.8388 | 1.6456 | 8.3105 | 30Q5 Flow | 10.8388 | HM Flow | 4.7708 | 7Q10 Flow |  | 365 | 0.0002271 | 0.047602 | 0.027327 | 0.020953 | 3 | 4 | 0 | 0 | 39 | 1 | 0 | 0 | 0.788 | 32 | 0 | 0 | 6.0409e-05 | 1.5867e-05 | DMR | [16 empty] | 0.0039472 | 0.82737 | 0.47497 | 0.36417 | 0.00105 | 0.00027579 | NO | NHDPlus
2020 | CORCO CHEMICAL CORP | 110000772628 | PA0055913 | FAIRLESS HILLS | BUCKS | PA |  | 40.1773 | -74.8004 |  | 2819 | Industrial Inorganic Chemicals, Nec | 331313 | Alumina Refining and Primary Aluminum Production | IS38 | Primary Metal Manufacturing | Waste Handling, Treatment, and Disposal (Remediation or Monitoring) | 1 | 0.082892 | PA0055913 | Martins Creek | 020402010403 | NPDES permit indicates OUTFALL 001 is Groundwater Cleanup Discharge |  |  |  | 2023 | 02040200000000 | MARTINS CREEK | 0.122 |  | 0.435 | NPDES | 0.435 | 0.67305 | 4480895 | Rock Run | 1 | 7.339 | 26.784 | 52.088 | 41.784 | 10.783 | 8.086 | 6.151 | 4.128 | 3.399 | 4.272 | 6.041 | 9.551 | 12.579 | QE_08 | 3.399 | 8.3105 | 4.7708 | 17.9438 | 10.8388 | 1.6456 | 8.3105 | 30Q5 Flow | 10.8388 | HM Flow | 4.7708 | 7Q10 Flow |  | 365 | 0.0002271 | 0.047602 | 0.027327 | 0.020953 | 3 | 4 | 0 | 0 | 39 | 1 | 0 | 0 | 0.788 | 32 | 0 | 0 | 6.0409e-05 | 1.5867e-05 | DMR | [16 empty] | 0.0039472 | 0.82737 | 0.47497 | 0.36417 | 0.00105 | 0.00027579 | NO | NHDPlus
2021 | CORCO CHEMICAL CORP | 110000772628 | PA0055913 | FAIRLESS HILLS | BUCKS | PA |  | 40.1773 | -74.8004 |  | 2819 | Industrial Inorganic Chemicals, Nec | 331313 | Alumina Refining and Primary Aluminum Production | IS38 | Primary Metal Manufacturing | Waste Handling, Treatment, and Disposal (Remediation or Monitoring) | 1 | 0.082892 | PA0055913 | Martins Creek | 020402010403 | NPDES permit indicates OUTFALL 001 is Groundwater Cleanup Discharge |  |  |  | 2023 | 02040200000000 | MARTINS CREEK | 0.122 |  | 0.435 | NPDES | 0.435 | 0.67305 | 4480895 | Rock Run | 1 | 7.339 | 26.784 | 52.088 | 41.784 | 10.783 | 8.086 | 6.151 | 4.128 | 3.399 | 4.272 | 6.041 | 9.551 | 12.579 | QE_08 | 3.399 | 8.3105 | 4.7708 | 17.9438 | 10.8388 | 1.6456 | 8.3105 | 30Q5 Flow | 10.8388 | HM Flow | 4.7708 | 7Q10 Flow |  | 365 | 0.0002271 | 0.047602 | 0.027327 | 0.020953 | 3 | 4 | 0 | 0 | 39 | 1 | 0 | 0 | 0.788 | 32 | 0 | 0 | 6.0409e-05 | 1.5867e-05 | DMR | [16 empty] | 0.0039472 | 0.82737 | 0.47497 | 0.36417 | 0.00105 | 0.00027579 | NO | NHDPlus
2022 | CORCO CHEMICAL CORP | 110000772628 | PA0055913 | FAIRLESS HILLS | BUCKS | PA |  | 40.1773 | -74.8004 |  | 2819 | Industrial Inorganic Chemicals, Nec | 331313 | Alumina Refining and Primary Aluminum Production | IS38 | Primary Metal Manufacturing | Waste Handling, Treatment, and Disposal (Remediation or Monitoring) | 1 | 0.10401 | PA0055913 | Martins Creek | 020402010403 | NPDES permit indicates OUTFALL 001 is Groundwater Cleanup Discharge |  |  |  | 2023 | 02040200000000 | MARTINS CREEK | 0.122 |  | 0.435 | NPDES | 0.435 | 0.67305 | 4480895 | Rock Run | 1 | 7.339 | 26.784 | 52.088 | 41.784 | 10.783 | 8.086 | 6.151 | 4.128 | 3.399 | 4.272 | 6.041 | 9.551 | 12.579 | QE_08 | 3.399 | 8.3105 | 4.7708 | 17.9438 | 10.8388 | 1.6456 | 8.3105 | 30Q5 Flow | 10.8388 | HM Flow | 4.7708 | 7Q10 Flow |  | 365 | 0.00028496 | 0.059731 | 0.03429 | 0.026291 | 3 | 4 | 0 | 0 | 39 | 1 | 0 | 0 | 0.788 | 32 | 0 | 0 | 7.58e-05 | 1.991e-05 | DMR | [16 empty] | 0.0049529 | 1.0382 | 0.59599 | 0.45696 | 0.0013175 | 0.00034606 | NO | NHDPlus
2023 | CORCO CHEMICAL CORP | 110000772628 | PA0055913 | FAIRLESS HILLS | BUCKS | PA |  | 40.1773 | -74.8004 |  | 2819 | Industrial Inorganic Chemicals, Nec | 331313 | Alumina Refining and Primary Aluminum Production | IS38 | Primary Metal Manufacturing | Waste Handling, Treatment, and Disposal (Remediation or Monitoring) | 1 | 0.16578 | PA0055913 | Martins Creek | 020402010403 | NPDES permit indicates OUTFALL 001 is Groundwater Cleanup Discharge |  |  |  | 2023 | 02040200000000 | MARTINS CREEK | 0.122 |  | 0.435 | NPDES | 0.435 | 0.67305 | 4480895 | Rock Run | 1 | 7.339 | 26.784 | 52.088 | 41.784 | 10.783 | 8.086 | 6.151 | 4.128 | 3.399 | 4.272 | 6.041 | 9.551 | 12.579 | QE_08 | 3.399 | 8.3105 | 4.7708 | 17.9438 | 10.8388 | 1.6456 | 8.3105 | 30Q5 Flow | 10.8388 | HM Flow | 4.7708 | 7Q10 Flow |  | 365 | 0.0004542 | 0.095204 | 0.054654 | 0.041905 | 3 | 4 | 0 | 0 | 39 | 1 | 0 | 0 | 0.788 | 32 | 0 | 0 | 0.00012082 | 3.1735e-05 | DMR | [16 empty] | 0.0078944 | 1.6547 | 0.94993 | 0.72835 | 0.0020999 | 0.00055158 | NO | NHDPlus
2019 | FORMER WESTINGHOUSE ELEVATOR PLT | 110071151044 | PA0081957 | GETTYSBURG | ADAMS | PA |  | 39.8591 | -77.2366 |  | 4959 | Sanitary Services, Nec | 562998 | All Other Miscellaneous Waste Management Services | IS47 | Services | Waste Handling, Treatment, and Disposal (Remediation or Monitoring) | 1 | 0.0056334 | PA0081957 | Upper Rock Creek | 020700090101 | Name indicates location was formerly a facility |  |  |  | 2023 | 02070010000000 | UNNAMED TRIB TO ROCK CREEK, UNT TO ROCK CREEK | 0.023 |  |  | NPDES | 0.023 | 0.035586 | 8447974 |  | 1 | 1.132 | 4.339 | 12.871 | 10.333 | 1.916 | 1.676 | 1.395 | 0.834 | 0.693 | 1.113 | 1.139 | 1.681 | 1.852 | QE_08 | 0.693 | 1.6944 | 0.91974 | 2.7677 | 1.8045 | 0.087008 | 1.6944 | 30Q5 Flow | 1.8045 | HM Flow | 0.91974 | 7Q10 Flow |  | 365 | 1.5434e-05 | 0.016781 | 0.0091089 | 0.0085529 | 3 | 4 | 0 | 0 | 39 | 1 | 0 | 0 | 0.788 | 32 | 0 | 0 | 2.1295e-05 | 5.5936e-06 | DMR | [16 empty] | 0.00026826 | 0.29167 | 0.15832 | 0.14866 | 0.00037013 | 9.7222e-05 | NO | NHDPlus
2020 | FORMER WESTINGHOUSE ELEVATOR PLT | 110071151044 | PA0081957 | GETTYSBURG | ADAMS | PA |  | 39.8591 | -77.2366 |  | 4959 | Sanitary Services, Nec | 562998 | All Other Miscellaneous Waste Management Services | IS47 | Services | Waste Handling, Treatment, and Disposal (Remediation or Monitoring) | 1 | 0.006515 | PA0081957 | Upper Rock Creek | 020700090101 | Name indicates location was formerly a facility |  |  |  | 2023 | 02070010000000 | UNNAMED TRIB TO ROCK CREEK, UNT TO ROCK CREEK | 0.023 |  |  | NPDES | 0.023 | 0.035586 | 8447974 |  | 1 | 1.132 | 4.339 | 12.871 | 10.333 | 1.916 | 1.676 | 1.395 | 0.834 | 0.693 | 1.113 | 1.139 | 1.681 | 1.852 | QE_08 | 0.693 | 1.6944 | 0.91974 | 2.7677 | 1.8045 | 0.087008 | 1.6944 | 30Q5 Flow | 1.8045 | HM Flow | 0.91974 | 7Q10 Flow |  | 365 | 1.7849e-05 | 0.019407 | 0.010534 | 0.0098914 | 3 | 4 | 0 | 0 | 39 | 1 | 0 | 0 | 0.788 | 32 | 0 | 0 | 2.4628e-05 | 6.469e-06 | DMR | [16 empty] | 0.00031024 | 0.33731 | 0.1831 | 0.17192 | 0.00042806 | 0.00011244 | NO | NHDPlus
2019 | SOUTHERN ALLEGHENIES LDFL | 110001057533 | PA0093866 | DAVIDSVILLE | SOMERSET | PA |  | 40.2317 | -78.9179 |  | 4952 | Sewerage Systems | 221320 | Sewage Treatment Facilities | IS4 | Utilities | Waste Handling, Treatment, and Disposal (POTW) | 1 | 0.037923 | PA0093866 | Lower Stonycreek River-Conemaugh River | 050100070310 | NAICS/SIC indication |  |  |  | 2023 | 05010010000000 | STONYCREEK RIVER, UNNAMED TRIB TO STONYCREEK RIVER, UNT TO STONYCREEK RIVER | 0 |  | 0.025349 | NPDES | 0.025349 | 0.039221 | 4753264 | Stonycreek River | 5 | 554.221 | 401.126 | 340.368 | 850.265 | 1345.871 | 842.085 | 492.392 | 268.381 | 201.66 | 253.903 | 357.862 | 568.165 | 549.982 | QE_08 | 201.66 | 493.0562 | 326.798 | 1355.0636 | 864.1648 | 0.095894 | 493.0562 | 30Q5 Flow | 864.1648 | HM Flow | 326.798 | 7Q10 Flow |  | 365 | 0.0001039 | 0.00031793 | 0.00021072 | 0.00012023 | 3 | 4 | 0 | 0 | 39 | 1 | 0 | 0 | 0.788 | 32 | 0 | 0 | 4.0346e-07 | 1.0598e-07 | DMR | [16 empty] | 0.0018059 | 0.0055259 | 0.0036626 | 0.0020897 | 7.0126e-06 | 1.842e-06 | NO | NHDPlus
2020 | SOUTHERN ALLEGHENIES LDFL | 110001057533 | PA0093866 | DAVIDSVILLE | SOMERSET | PA |  | 40.2317 | -78.9179 |  | 4952 | Sewerage Systems | 221320 | Sewage Treatment Facilities | IS4 | Utilities | Waste Handling, Treatment, and Disposal (POTW) | 1 | 0.019985 | PA0093866 | Lower Stonycreek River-Conemaugh River | 050100070310 | NAICS/SIC indication |  |  |  | 2023 | 05010010000000 | STONYCREEK RIVER, UNNAMED TRIB TO STONYCREEK RIVER, UNT TO STONYCREEK RIVER | 0 |  | 0.025349 | NPDES | 0.025349 | 0.039221 | 4753264 | Stonycreek River | 5 | 554.221 | 401.126 | 340.368 | 850.265 | 1345.871 | 842.085 | 492.392 | 268.381 | 201.66 | 253.903 | 357.862 | 568.165 | 549.982 | QE_08 | 201.66 | 493.0562 | 326.798 | 1355.0636 | 864.1648 | 0.095894 | 493.0562 | 30Q5 Flow | 864.1648 | HM Flow | 326.798 | 7Q10 Flow |  | 365 | 5.4754e-05 | 0.00016755 | 0.00011105 | 6.336e-05 | 3 | 4 | 0 | 0 | 39 | 1 | 0 | 0 | 0.788 | 32 | 0 | 0 | 2.1262e-07 | 5.5849e-08 | DMR | [16 empty] | 0.00095167 | 0.0029121 | 0.0019302 | 0.0011013 | 3.6956e-06 | 9.707e-07 | NO | NHDPlus
2021 | SOUTHERN ALLEGHENIES LDFL | 110001057533 | PA0093866 | DAVIDSVILLE | SOMERSET | PA |  | 40.2317 | -78.9179 |  | 4952 | Sewerage Systems | 221320 | Sewage Treatment Facilities | IS4 | Utilities | Waste Handling, Treatment, and Disposal (POTW) | 1 | 0.023854 | PA0093866 | Lower Stonycreek River-Conemaugh River | 050100070310 | NAICS/SIC indication |  |  |  | 2023 | 05010010000000 | STONYCREEK RIVER, UNNAMED TRIB TO STONYCREEK RIVER, UNT TO STONYCREEK RIVER | 0 |  | 0.025349 | NPDES | 0.025349 | 0.039221 | 4753264 | Stonycreek River | 5 | 554.221 | 401.126 | 340.368 | 850.265 | 1345.871 | 842.085 | 492.392 | 268.381 | 201.66 | 253.903 | 357.862 | 568.165 | 549.982 | QE_08 | 201.66 | 493.0562 | 326.798 | 1355.0636 | 864.1648 | 0.095894 | 493.0562 | 30Q5 Flow | 864.1648 | HM Flow | 326.798 | 7Q10 Flow |  | 365 | 6.5354e-05 | 0.00019998 | 0.00013255 | 7.5626e-05 | 3 | 4 | 0 | 0 | 39 | 1 | 0 | 0 | 0.788 | 32 | 0 | 0 | 2.5378e-07 | 6.6661e-08 | DMR | [16 empty] | 0.0011359 | 0.0034759 | 0.0023038 | 0.0013145 | 4.411e-06 | 1.1586e-06 | NO | NHDPlus
2022 | SOUTHERN ALLEGHENIES LDFL | 110001057533 | PA0093866 | DAVIDSVILLE | SOMERSET | PA |  | 40.2317 | -78.9179 |  | 4952 | Sewerage Systems | 221320 | Sewage Treatment Facilities | IS4 | Utilities | Waste Handling, Treatment, and Disposal (POTW) | 1 | 0.03577 | PA0093866 | Lower Stonycreek River-Conemaugh River | 050100070310 | NAICS/SIC indication |  |  |  | 2023 | 05010010000000 | STONYCREEK RIVER, UNNAMED TRIB TO STONYCREEK RIVER, UNT TO STONYCREEK RIVER | 0 |  | 0.025349 | NPDES | 0.025349 | 0.039221 | 4753264 | Stonycreek River | 5 | 554.221 | 401.126 | 340.368 | 850.265 | 1345.871 | 842.085 | 492.392 | 268.381 | 201.66 | 253.903 | 357.862 | 568.165 | 549.982 | QE_08 | 201.66 | 493.0562 | 326.798 | 1355.0636 | 864.1648 | 0.095894 | 493.0562 | 30Q5 Flow | 864.1648 | HM Flow | 326.798 | 7Q10 Flow |  | 365 | 9.7999e-05 | 0.00029988 | 0.00019876 | 0.0001134 | 3 | 4 | 0 | 0 | 39 | 1 | 0 | 0 | 0.788 | 32 | 0 | 0 | 3.8056e-07 | 9.9959e-08 | DMR | [16 empty] | 0.0017033 | 0.0052122 | 0.0034546 | 0.0019711 | 6.6144e-06 | 1.7374e-06 | NO | NHDPlus
2023 | SOUTHERN ALLEGHENIES LDFL | 110001057533 | PA0093866 | DAVIDSVILLE | SOMERSET | PA |  | 40.2317 | -78.9179 |  | 4952 | Sewerage Systems | 221320 | Sewage Treatment Facilities | IS4 | Utilities | Waste Handling, Treatment, and Disposal (POTW) | 1 | 0.28685 | PA0093866 | Lower Stonycreek River-Conemaugh River | 050100070310 | NAICS/SIC indication |  |  |  | 2023 | 05010010000000 | STONYCREEK RIVER, UNNAMED TRIB TO STONYCREEK RIVER, UNT TO STONYCREEK RIVER | 0 |  | 0.025349 | NPDES | 0.025349 | 0.039221 | 4753264 | Stonycreek River | 5 | 554.221 | 401.126 | 340.368 | 850.265 | 1345.871 | 842.085 | 492.392 | 268.381 | 201.66 | 253.903 | 357.862 | 568.165 | 549.982 | QE_08 | 201.66 | 493.0562 | 326.798 | 1355.0636 | 864.1648 | 0.095894 | 493.0562 | 30Q5 Flow | 864.1648 | HM Flow | 326.798 | 7Q10 Flow |  | 365 | 0.00078588 | 0.0024048 | 0.0015939 | 0.00090941 | 3 | 4 | 0 | 0 | 39 | 1 | 0 | 0 | 0.788 | 32 | 0 | 0 | 3.0518e-06 | 8.016e-07 | DMR | [16 empty] | 0.013659 | 0.041797 | 0.027703 | 0.015806 | 5.3042e-05 | 1.3932e-05 | NO | NHDPlus
2019 | SASOL CHEM USA LLC/OIL CITY | 110008476327 | PA0103381 | OIL CITY | VENANGO | PA |  | 41.4528 | -79.6903 |  | 2865 | Cyclic Crudes and Intermediates | 325194 | Cyclic Crude, Intermediate, and Gum and Wood Chemical Manufacturing | IS21 | All Other Basic Organic Chemical Manufacturing | Waste Handling, Treatment, and Disposal (Remediation or Monitoring) | 1 | 0.0082855 | PA0103381 | Oil Creek-Allegheny River | 050100030606 | 2022 TRI contains 1 chemical Cresol (mixed isomers) |  |  |  | 2023 | 05010000000000 | OIL CREEK, UNNAMED STREAM | 0.057 |  | 0.0205 | NPDES | 0.0205 | 0.031719 | 10222140 | Oil Creek | 4 | 594.255 | 649.639 | 766.114 | 1078.585 | 928.435 | 604.234 | 480.843 | 285.558 | 225.644 | 312.869 | 343.566 | 645.664 | 799.661 | QE_08 | 225.644 | 551.6968 | 367.1143 | 1452.9462 | 952.3833 | 0.077552 | 551.6968 | 30Q5 Flow | 952.3833 | HM Flow | 367.1143 | 7Q10 Flow |  | 365 | 2.27e-05 | 6.1834e-05 | 4.1146e-05 | 2.3835e-05 | 3 | 4 | 0 | 0 | 39 | 1 | 0 | 0 | 0.788 | 32 | 0 | 0 | 7.8469e-08 | 2.0611e-08 | DMR | [16 empty] | 0.00039455 | 0.0010747 | 0.00071515 | 0.00041427 | 1.3639e-06 | 3.5824e-07 | NO | NHDPlus
2020 | SASOL CHEM USA LLC/OIL CITY | 110008476327 | PA0103381 | OIL CITY | VENANGO | PA |  | 41.4528 | -79.6903 |  | 2865 | Cyclic Crudes and Intermediates | 325194 | Cyclic Crude, Intermediate, and Gum and Wood Chemical Manufacturing | IS21 | All Other Basic Organic Chemical Manufacturing | Waste Handling, Treatment, and Disposal (Remediation or Monitoring) | 1 | 0.0033142 | PA0103381 | Oil Creek-Allegheny River | 050100030606 | 2022 TRI contains 1 chemical Cresol (mixed isomers) |  |  |  | 2023 | 05010000000000 | OIL CREEK, UNNAMED STREAM | 0.057 |  | 0.0205 | NPDES | 0.0205 | 0.031719 | 10222140 | Oil Creek | 4 | 594.255 | 649.639 | 766.114 | 1078.585 | 928.435 | 604.234 | 480.843 | 285.558 | 225.644 | 312.869 | 343.566 | 645.664 | 799.661 | QE_08 | 225.644 | 551.6968 | 367.1143 | 1452.9462 | 952.3833 | 0.077552 | 551.6968 | 30Q5 Flow | 952.3833 | HM Flow | 367.1143 | 7Q10 Flow |  | 365 | 9.08e-06 | 2.4733e-05 | 1.6458e-05 | 9.534e-06 | 3 | 4 | 0 | 0 | 39 | 1 | 0 | 0 | 0.788 | 32 | 0 | 0 | 3.1388e-08 | 8.2445e-09 | DMR | [16 empty] | 0.00015782 | 0.00042989 | 0.00028606 | 0.00016571 | 5.4555e-07 | 1.433e-07 | NO | NHDPlus
2021 | SASOL CHEM USA LLC/OIL CITY | 110008476327 | PA0103381 | OIL CITY | VENANGO | PA |  | 41.4528 | -79.6903 |  | 2865 | Cyclic Crudes and Intermediates | 325194 | Cyclic Crude, Intermediate, and Gum and Wood Chemical Manufacturing | IS21 | All Other Basic Organic Chemical Manufacturing | Waste Handling, Treatment, and Disposal (Remediation or Monitoring) | 1 | 0.010771 | PA0103381 | Oil Creek-Allegheny River | 050100030606 | 2022 TRI contains 1 chemical Cresol (mixed isomers) |  |  |  | 2023 | 05010000000000 | OIL CREEK, UNNAMED STREAM | 0.057 |  | 0.0205 | NPDES | 0.0205 | 0.031719 | 10222140 | Oil Creek | 4 | 594.255 | 649.639 | 766.114 | 1078.585 | 928.435 | 604.234 | 480.843 | 285.558 | 225.644 | 312.869 | 343.566 | 645.664 | 799.661 | QE_08 | 225.644 | 551.6968 | 367.1143 | 1452.9462 | 952.3833 | 0.077552 | 551.6968 | 30Q5 Flow | 952.3833 | HM Flow | 367.1143 | 7Q10 Flow |  | 365 | 2.951e-05 | 8.0384e-05 | 5.349e-05 | 3.0985e-05 | 3 | 4 | 0 | 0 | 39 | 1 | 0 | 0 | 0.788 | 32 | 0 | 0 | 1.0201e-07 | 2.6795e-08 | DMR | [16 empty] | 0.00051291 | 0.0013971 | 0.0009297 | 0.00053856 | 1.773e-06 | 4.6571e-07 | NO | NHDPlus
2022 | SASOL CHEM USA LLC/OIL CITY | 110008476327 | PA0103381 | OIL CITY | VENANGO | PA |  | 41.4528 | -79.6903 |  | 2865 | Cyclic Crudes and Intermediates | 325194 | Cyclic Crude, Intermediate, and Gum and Wood Chemical Manufacturing | IS21 | All Other Basic Organic Chemical Manufacturing | Waste Handling, Treatment, and Disposal (Remediation or Monitoring) | 1 | 0.0024856 | PA0103381 | Oil Creek-Allegheny River | 050100030606 | 2022 TRI contains 1 chemical Cresol (mixed isomers) |  |  |  | 2023 | 05010000000000 | OIL CREEK, UNNAMED STREAM | 0.057 |  | 0.0205 | NPDES | 0.0205 | 0.031719 | 10222140 | Oil Creek | 4 | 594.255 | 649.639 | 766.114 | 1078.585 | 928.435 | 604.234 | 480.843 | 285.558 | 225.644 | 312.869 | 343.566 | 645.664 | 799.661 | QE_08 | 225.644 | 551.6968 | 367.1143 | 1452.9462 | 952.3833 | 0.077552 | 551.6968 | 30Q5 Flow | 952.3833 | HM Flow | 367.1143 | 7Q10 Flow |  | 365 | 6.81e-06 | 1.855e-05 | 1.2344e-05 | 7.1505e-06 | 3 | 4 | 0 | 0 | 39 | 1 | 0 | 0 | 0.788 | 32 | 0 | 0 | 2.3541e-08 | 6.1834e-09 | DMR | [16 empty] | 0.00011836 | 0.00032242 | 0.00021455 | 0.00012428 | 4.0916e-07 | 1.0747e-07 | NO | NHDPlus
2023 | SASOL CHEM USA LLC/OIL CITY | 110008476327 | PA0103381 | OIL CITY | VENANGO | PA |  | 41.4528 | -79.6903 |  | 2865 | Cyclic Crudes and Intermediates | 325194 | Cyclic Crude, Intermediate, and Gum and Wood Chemical Manufacturing | IS21 | All Other Basic Organic Chemical Manufacturing | Waste Handling, Treatment, and Disposal (Remediation or Monitoring) | 1 | 0.0024856 | PA0103381 | Oil Creek-Allegheny River | 050100030606 | 2022 TRI contains 1 chemical Cresol (mixed isomers) |  |  |  | 2023 | 05010000000000 | OIL CREEK, UNNAMED STREAM | 0.057 |  | 0.0205 | NPDES | 0.0205 | 0.031719 | 10222140 | Oil Creek | 4 | 594.255 | 649.639 | 766.114 | 1078.585 | 928.435 | 604.234 | 480.843 | 285.558 | 225.644 | 312.869 | 343.566 | 645.664 | 799.661 | QE_08 | 225.644 | 551.6968 | 367.1143 | 1452.9462 | 952.3833 | 0.077552 | 551.6968 | 30Q5 Flow | 952.3833 | HM Flow | 367.1143 | 7Q10 Flow |  | 365 | 6.81e-06 | 1.855e-05 | 1.2344e-05 | 7.1505e-06 | 3 | 4 | 0 | 0 | 39 | 1 | 0 | 0 | 0.788 | 32 | 0 | 0 | 2.3541e-08 | 6.1834e-09 | DMR | [16 empty] | 0.00011836 | 0.00032242 | 0.00021455 | 0.00012428 | 4.0916e-07 | 1.0747e-07 | NO | NHDPlus
2019 | IRVIN'S CORP DBA IRVIN'S TINWARE | 110017796330 | PA0113913 | MOUNT PLEASANT MILLS | SNYDER | PA |  | 40.7253 | -77.0569 |  | 3645 | Residential Lighting Fixtures | 335121 | Residential Electric Lighting Fixture Manufacturing | IS42 | Electrical Equipment, Appliance, and Component Manufacturing | Waste Handling, Treatment, and Disposal (Remediation or Monitoring) | 1 | 0.0043566 | PA0113913 | North Branch Mahantango Creek | 020503010601 | Nothing reported to 2022 TRI |  |  |  | 2023 | 02050300000000 | UNNAMED TRIB TO NORTH BRANCH MAHANTANGO CREEK, UNT TO NORTH BRANCH MAHANTANGO CREEK | 0.037 |  | 0.0033375 | NPDES | 0.0033375 | 0.0051639 | 4520142 |  | 1 | 1.494 | 2.708 | 6.265 | 10.104 | 3.493 | 2.688 | 2.413 | 1.373 | 1.019 | 2.118 | 4.834 | 2.979 | 2.009 | QE_08 | 1.019 | 2.4914 | 1.3709 | 3.6528 | 2.5647 | 0.012626 | 2.4914 | 30Q5 Flow | 2.5647 | HM Flow | 1.3709 | 7Q10 Flow |  | 365 | 1.1936e-05 | 0.0087068 | 0.0047908 | 0.0046538 | 3 | 4 | 0 | 0 | 39 | 1 | 0 | 0 | 0.788 | 32 | 0 | 0 | 1.1049e-05 | 2.9023e-06 | DMR | [16 empty] | 0.00020746 | 0.15133 | 0.083268 | 0.080888 | 0.00019205 | 5.0444e-05 | NO | NHDPlus
2020 | IRVIN'S CORP DBA IRVIN'S TINWARE | 110017796330 | PA0113913 | MOUNT PLEASANT MILLS | SNYDER | PA |  | 40.7253 | -77.0569 |  | 3645 | Residential Lighting Fixtures | 335121 | Residential Electric Lighting Fixture Manufacturing | IS42 | Electrical Equipment, Appliance, and Component Manufacturing | Waste Handling, Treatment, and Disposal (Remediation or Monitoring) | 1 | 0.0037447 | PA0113913 | North Branch Mahantango Creek | 020503010601 | Nothing reported to 2022 TRI |  |  |  | 2023 | 02050300000000 | UNNAMED TRIB TO NORTH BRANCH MAHANTANGO CREEK, UNT TO NORTH BRANCH MAHANTANGO CREEK | 0.037 |  | 0.0033375 | NPDES | 0.0033375 | 0.0051639 | 4520142 |  | 1 | 1.494 | 2.708 | 6.265 | 10.104 | 3.493 | 2.688 | 2.413 | 1.373 | 1.019 | 2.118 | 4.834 | 2.979 | 2.009 | QE_08 | 1.019 | 2.4914 | 1.3709 | 3.6528 | 2.5647 | 0.012626 | 2.4914 | 30Q5 Flow | 2.5647 | HM Flow | 1.3709 | 7Q10 Flow |  | 365 | 1.0259e-05 | 0.0074838 | 0.0041179 | 0.0040002 | 3 | 4 | 0 | 0 | 39 | 1 | 0 | 0 | 0.788 | 32 | 0 | 0 | 9.4972e-06 | 2.4946e-06 | DMR | [16 empty] | 0.00017832 | 0.13008 | 0.071572 | 0.069527 | 0.00016507 | 4.3359e-05 | NO | NHDPlus
2021 | IRVIN'S CORP DBA IRVIN'S TINWARE | 110017796330 | PA0113913 | MOUNT PLEASANT MILLS | SNYDER | PA |  | 40.7253 | -77.0569 |  | 3645 | Residential Lighting Fixtures | 335121 | Residential Electric Lighting Fixture Manufacturing | IS42 | Electrical Equipment, Appliance, and Component Manufacturing | Waste Handling, Treatment, and Disposal (Remediation or Monitoring) | 1 | 0.0040575 | PA0113913 | North Branch Mahantango Creek | 020503010601 | Nothing reported to 2022 TRI |  |  |  | 2023 | 02050300000000 | UNNAMED TRIB TO NORTH BRANCH MAHANTANGO CREEK, UNT TO NORTH BRANCH MAHANTANGO CREEK | 0.037 |  | 0.0033375 | NPDES | 0.0033375 | 0.0051639 | 4520142 |  | 1 | 1.494 | 2.708 | 6.265 | 10.104 | 3.493 | 2.688 | 2.413 | 1.373 | 1.019 | 2.118 | 4.834 | 2.979 | 2.009 | QE_08 | 1.019 | 2.4914 | 1.3709 | 3.6528 | 2.5647 | 0.012626 | 2.4914 | 30Q5 Flow | 2.5647 | HM Flow | 1.3709 | 7Q10 Flow |  | 365 | 1.1116e-05 | 0.008109 | 0.0044619 | 0.0043344 | 3 | 4 | 0 | 0 | 39 | 1 | 0 | 0 | 0.788 | 32 | 0 | 0 | 1.0291e-05 | 2.703e-06 | DMR | [16 empty] | 0.00019322 | 0.14094 | 0.077552 | 0.075335 | 0.00017886 | 4.6981e-05 | NO | NHDPlus
2022 | IRVIN'S CORP DBA IRVIN'S TINWARE | 110017796330 | PA0113913 | MOUNT PLEASANT MILLS | SNYDER | PA |  | 40.7253 | -77.0569 |  | 3645 | Residential Lighting Fixtures | 335121 | Residential Electric Lighting Fixture Manufacturing | IS42 | Electrical Equipment, Appliance, and Component Manufacturing | Waste Handling, Treatment, and Disposal (Remediation or Monitoring) | 1 | 0.0039197 | PA0113913 | North Branch Mahantango Creek | 020503010601 | Nothing reported to 2022 TRI |  |  |  | 2023 | 02050300000000 | UNNAMED TRIB TO NORTH BRANCH MAHANTANGO CREEK, UNT TO NORTH BRANCH MAHANTANGO CREEK | 0.037 |  | 0.0033375 | NPDES | 0.0033375 | 0.0051639 | 4520142 |  | 1 | 1.494 | 2.708 | 6.265 | 10.104 | 3.493 | 2.688 | 2.413 | 1.373 | 1.019 | 2.118 | 4.834 | 2.979 | 2.009 | QE_08 | 1.019 | 2.4914 | 1.3709 | 3.6528 | 2.5647 | 0.012626 | 2.4914 | 30Q5 Flow | 2.5647 | HM Flow | 1.3709 | 7Q10 Flow |  | 365 | 1.0739e-05 | 0.0078337 | 0.0043104 | 0.0041872 | 3 | 4 | 0 | 0 | 39 | 1 | 0 | 0 | 0.788 | 32 | 0 | 0 | 9.9412e-06 | 2.6112e-06 | DMR | [16 empty] | 0.00018665 | 0.13616 | 0.074918 | 0.072777 | 0.00017279 | 4.5386e-05 | NO | NHDPlus
2023 | IRVIN'S CORP DBA IRVIN'S TINWARE | 110017796330 | PA0113913 | MOUNT PLEASANT MILLS | SNYDER | PA |  | 40.7253 | -77.0569 |  | 3645 | Residential Lighting Fixtures | 335121 | Residential Electric Lighting Fixture Manufacturing | IS42 | Electrical Equipment, Appliance, and Component Manufacturing | Waste Handling, Treatment, and Disposal (Remediation or Monitoring) | 1 | 0.0044249 | PA0113913 | North Branch Mahantango Creek | 020503010601 | Nothing reported to 2022 TRI |  |  |  | 2023 | 02050300000000 | UNNAMED TRIB TO NORTH BRANCH MAHANTANGO CREEK, UNT TO NORTH BRANCH MAHANTANGO CREEK | 0.037 |  | 0.0033375 | NPDES | 0.0033375 | 0.0051639 | 4520142 |  | 1 | 1.494 | 2.708 | 6.265 | 10.104 | 3.493 | 2.688 | 2.413 | 1.373 | 1.019 | 2.118 | 4.834 | 2.979 | 2.009 | QE_08 | 1.019 | 2.4914 | 1.3709 | 3.6528 | 2.5647 | 0.012626 | 2.4914 | 30Q5 Flow | 2.5647 | HM Flow | 1.3709 | 7Q10 Flow |  | 365 | 1.2123e-05 | 0.0088432 | 0.0048658 | 0.0047267 | 3 | 4 | 0 | 0 | 39 | 1 | 0 | 0 | 0.788 | 32 | 0 | 0 | 1.1222e-05 | 2.9477e-06 | DMR | [16 empty] | 0.00021071 | 0.1537 | 0.084572 | 0.082155 | 0.00019505 | 5.1234e-05 | NO | NHDPlus
2019 | DRESSER MANUFACTURING DIVISION | 110020036209 | PA0114332 | WELLSBORO | TIOGA | PA |  | 41.7953 | -77.2997 |  | 9999 | Nonclassifiable Establishments | 0 | 0 | NAICS/SIC Not Provided | NAICS/SIC Not Provided | Waste Handling, Treatment, and Disposal (Remediation or Monitoring) | 1 | 0.021557 | PA0114332 | Marsh Creek-Pine Creek | 020502050303 | Uncertain, possibly a remediation site |  |  |  | 2023 | 02050210000000 | UNNAMED TRIB TO BALDWIN RUN, UNT TO BALDWIN RUN | 0.065 |  | 0 | NPDES | 0 | 0 | 8144630 |  | 1 | 2.705 | 3.834 | 6.131 | 12.867 | 8.232 | 5.223 | 4.744 | 2.621 | 1.993 | 2.514 | 5.169 | 5.047 | 3.15 | QE_08 | 1.993 | 4.8729 | 2.7453 | 6.6137 | 4.9827 | 0 | 4.8729 | 30Q5 Flow | 4.9827 | HM Flow | 2.7453 | 7Q10 Flow |  | 365 | 5.9061e-05 | 0.021514 | 0.01212 | 0.011853 | 3 | 4 | 0 | 0 | 39 | 1 | 0 | 0 | 0.788 | 32 | 0 | 0 | 2.7302e-05 | 7.1712e-06 | DMR | [16 empty] | 0.0010265 | 0.37393 | 0.21066 | 0.20602 | 0.00047453 | 0.00012464 | NO | NHDPlus
2020 | DRESSER MANUFACTURING DIVISION | 110020036209 | PA0114332 | WELLSBORO | TIOGA | PA |  | 41.7953 | -77.2997 |  | 9999 | Nonclassifiable Establishments | 0 | 0 | NAICS/SIC Not Provided | NAICS/SIC Not Provided | Waste Handling, Treatment, and Disposal (Remediation or Monitoring) | 1 | 0.01598 | PA0114332 | Marsh Creek-Pine Creek | 020502050303 | Uncertain, possibly a remediation site |  |  |  | 2023 | 02050210000000 | UNNAMED TRIB TO BALDWIN RUN, UNT TO BALDWIN RUN | 0.065 |  | 0 | NPDES | 0 | 0 | 8144630 |  | 1 | 2.705 | 3.834 | 6.131 | 12.867 | 8.232 | 5.223 | 4.744 | 2.621 | 1.993 | 2.514 | 5.169 | 5.047 | 3.15 | QE_08 | 1.993 | 4.8729 | 2.7453 | 6.6137 | 4.9827 | 0 | 4.8729 | 30Q5 Flow | 4.9827 | HM Flow | 2.7453 | 7Q10 Flow |  | 365 | 4.3782e-05 | 0.015948 | 0.0089848 | 0.0087867 | 3 | 4 | 0 | 0 | 39 | 1 | 0 | 0 | 0.788 | 32 | 0 | 0 | 2.0239e-05 | 5.316e-06 | DMR | [16 empty] | 0.00076097 | 0.27719 | 0.15616 | 0.15272 | 0.00035177 | 9.2397e-05 | NO | NHDPlus
2021 | DRESSER MANUFACTURING DIVISION | 110020036209 | PA0114332 | WELLSBORO | TIOGA | PA |  | 41.7953 | -77.2997 |  | 9999 | Nonclassifiable Establishments | 0 | 0 | NAICS/SIC Not Provided | NAICS/SIC Not Provided | Waste Handling, Treatment, and Disposal (Remediation or Monitoring) | 1 | 0.02031 | PA0114332 | Marsh Creek-Pine Creek | 020502050303 | Uncertain, possibly a remediation site |  |  |  | 2023 | 02050210000000 | UNNAMED TRIB TO BALDWIN RUN, UNT TO BALDWIN RUN | 0.065 |  | 0 | NPDES | 0 | 0 | 8144630 |  | 1 | 2.705 | 3.834 | 6.131 | 12.867 | 8.232 | 5.223 | 4.744 | 2.621 | 1.993 | 2.514 | 5.169 | 5.047 | 3.15 | QE_08 | 1.993 | 4.8729 | 2.7453 | 6.6137 | 4.9827 | 0 | 4.8729 | 30Q5 Flow | 4.9827 | HM Flow | 2.7453 | 7Q10 Flow |  | 365 | 5.5645e-05 | 0.020269 | 0.011419 | 0.011168 | 3 | 4 | 0 | 0 | 39 | 1 | 0 | 0 | 0.788 | 32 | 0 | 0 | 2.5722e-05 | 6.7564e-06 | DMR | [16 empty] | 0.00096716 | 0.3523 | 0.19848 | 0.1941 | 0.00044708 | 0.00011743 | NO | NHDPlus
2022 | DRESSER MANUFACTURING DIVISION | 110020036209 | PA0114332 | WELLSBORO | TIOGA | PA |  | 41.7953 | -77.2997 |  | 9999 | Nonclassifiable Establishments | 0 | 0 | NAICS/SIC Not Provided | NAICS/SIC Not Provided | Waste Handling, Treatment, and Disposal (Remediation or Monitoring) | 1 | 0.0071128 | PA0114332 | Marsh Creek-Pine Creek | 020502050303 | Uncertain, possibly a remediation site |  |  |  | 2023 | 02050210000000 | UNNAMED TRIB TO BALDWIN RUN, UNT TO BALDWIN RUN | 0.065 |  | 0 | NPDES | 0 | 0 | 8144630 |  | 1 | 2.705 | 3.834 | 6.131 | 12.867 | 8.232 | 5.223 | 4.744 | 2.621 | 1.993 | 2.514 | 5.169 | 5.047 | 3.15 | QE_08 | 1.993 | 4.8729 | 2.7453 | 6.6137 | 4.9827 | 0 | 4.8729 | 30Q5 Flow | 4.9827 | HM Flow | 2.7453 | 7Q10 Flow |  | 365 | 1.9487e-05 | 0.0070984 | 0.0039991 | 0.0039109 | 3 | 4 | 0 | 0 | 39 | 1 | 0 | 0 | 0.788 | 32 | 0 | 0 | 9.0081e-06 | 2.3661e-06 | DMR | [16 empty] | 0.0003387 | 0.12338 | 0.069508 | 0.067975 | 0.00015657 | 4.1126e-05 | NO | NHDPlus
2022 | WASTE MANAGEMENT - GROWS FAIRLESS HILL LANDFILL | 110000817439 | PA0244856 | MORRISVILLE | BUCKS | PA |  | 40.1593 | -74.7767 |  | 4953 | Refuse Systems | 562920 | Materials Recovery Facilities | IS47 | Services | Waste Handling, Treatment, and Disposal (Landfill) | 1 | 0.041337 | PA0244856 | Van Sciver Lake-Delaware River | 020402010404 | NAICS/SIC indication |  |  |  | 2023 | 02040200000000 | DELAWARE RIVER, UNNAMED STREAM, UNNAMED TRIB OF DELAWARE RIVER, UNNAMED TRIB TO DELAWARE RIVER | 0 |  |  | NPDES | 0 | 0 | 4481931 |  | 1 | 0.045 | 0.34 | 1.286 | 0.676 | 0.068 | 0.077 | 0.074 | 0.057 | 0.044 | 0.075 | 0.113 | 0.113 | 0.083 | QE_08 | 0.044 | 0.10758 | 0.052996 | 0.11002 | 0.081227 | 0 | 0.10758 | 30Q5 Flow | 0.081227 | HM Flow | 0.052996 | 7Q10 Flow |  | 365 | 0.00011325 | 2.137 | 1.0527 | 1.3943 | 3 | 4 | 0 | 0 | 39 | 1 | 0 | 0 | 0.788 | 32 | 0 | 0 | 0.0027119 | 0.00071233 | DMR | [16 empty] | 0.0019684 | 37.143 | 18.2973 | 24.2334 | 0.047136 | 0.012381 | NO | NHDPlus
2023 | WASTE MANAGEMENT - GROWS FAIRLESS HILL LANDFILL | 110000817439 | PA0244856 | MORRISVILLE | BUCKS | PA |  | 40.1593 | -74.7767 |  | 4953 | Refuse Systems | 562920 | Materials Recovery Facilities | IS47 | Services | Waste Handling, Treatment, and Disposal (Landfill) | 1 | 0.057817 | PA0244856 | Van Sciver Lake-Delaware River | 020402010404 | NAICS/SIC indication |  |  |  | 2023 | 02040200000000 | DELAWARE RIVER, UNNAMED STREAM, UNNAMED TRIB OF DELAWARE RIVER, UNNAMED TRIB TO DELAWARE RIVER | 0 |  |  | NPDES | 0 | 0 | 4481931 |  | 1 | 0.045 | 0.34 | 1.286 | 0.676 | 0.068 | 0.077 | 0.074 | 0.057 | 0.044 | 0.075 | 0.113 | 0.113 | 0.083 | QE_08 | 0.044 | 0.10758 | 0.052996 | 0.11002 | 0.081227 | 0 | 0.10758 | 30Q5 Flow | 0.081227 | HM Flow | 0.052996 | 7Q10 Flow |  | 365 | 0.0001584 | 2.989 | 1.4724 | 1.9501 | 3 | 4 | 0 | 0 | 39 | 1 | 0 | 0 | 0.788 | 32 | 0 | 0 | 0.0037931 | 0.00099633 | DMR | [16 empty] | 0.0027532 | 51.9513 | 25.5921 | 33.8948 | 0.065928 | 0.017317 | NO | NHDPlus
2022 | STANLEY BLACK AND DECKER | 110000581255 | RI0022942 | EAST GREENWICH | KENT | RI |  | 41.6339 | -71.4937 |  | 3315 | Steel Wire and Related Products | 332618 | Other Fabricated Wire Product Manufacturing | IS39 | Fabricated Metal Product Manufacturing | Waste Handling, Treatment, and Disposal (Remediation or Monitoring) | 1 | 0.23311 | RI0022942 | Hunt River | 010900040904 | Uncertain, possibly a remediation site |  |  |  | 2023 | 01090000000000 | TRIBUTARIES OF FRY BROOK |  |  | 0.13818 | NPDES | 0.13818 | 0.21379 | 6129705 |  | 1 | 1.263 | 3.538 | 6.433 | 36.317 | 2.965 | 1.09 | 0.803 | 0.342 | 0.355 | 0.333 | 0.257 | 1.064 | 2.491 | QE_10 | 0.257 | 0.62836 | 0.32938 | 3.088 | 1.0782 | 0.52272 | 0.62836 | 30Q5 Flow | 1.0782 | HM Flow | 0.52272 | Plant Flow |  | 365 | 0.00063867 | 1.2218 | 1.0164 | 0.59236 | 3 | 4 | 0 | 0 | 39 | 1 | 0 | 0 | 0.788 | 32 | 0 | 0 | 0.0015505 | 0.00040728 | DMR | [16 empty] | 0.011101 | 21.2365 | 17.666 | 10.2958 | 0.02695 | 0.0070788 | NO | NHDPlus
2023 | AIRPORT BUSINESS CENTER | 110013738045 | RI0023604 | WARWICK | KENT | RI |  | 41.7114 | -71.4267 |  | 9511 | Air, Water, and Solid Waste Management | 924110 | Administration of Air and Water Resource and Solid Waste Management Programs | IS47 | Services | Waste Handling, Treatment, and Disposal (Remediation or Monitoring) | 1 | 0.047237 | RI0023604 | Greenwich Bay | 010900040903 | NAICS sounds like Groundwater Remediation or Groundwater/Surfacewater monitoring |  |  |  | 2023 | 01090000000000 | TUSCATUCKET BROOK |  | 0.0072 | 0.012637 | NPDES | 0.0072 | 0.01114 | 6129083 | Tuscatucket Brook | 1 | 2.247 | 6.681 | 12.234 | 59.962 | 5.419 | 1.84 | 1.282 | 0.554 | 0.59 | 0.577 | 0.316 | 1.68 | 4.386 | QE_10 | 0.316 | 0.77262 | 0.40796 | 5.4939 | 1.5934 | 0.027237 | 0.77262 | 30Q5 Flow | 1.5934 | HM Flow | 0.40796 | 7Q10 Flow |  | 365 | 0.00012942 | 0.31723 | 0.1675 | 0.081221 | 3 | 4 | 0 | 0 | 39 | 1 | 0 | 0 | 0.788 | 32 | 0 | 0 | 0.00040257 | 0.00010574 | DMR | [16 empty] | 0.0022494 | 5.5137 | 2.9114 | 1.4117 | 0.0069971 | 0.0018379 | NO | NHDPlus
2022 | MILLIKEN & COMPANY/MAGNOLIA PLANT | 110000915984 | SC0003182 | BLACKSBURG | CHEROKEE | SC |  | 35.1186 | -81.5595 |  | 2261 | Finishing Plants, Cotton | 313310 | Textile and Fabric Finishing Mills | IS7 | Textiles, apparel, and leather manufacturing | Waste Handling, Treatment, and Disposal (Remediation or Monitoring) | 1 | 4.8967 | SC0003182 | Outlet Buffalo Creek | 030501050805 | Uncertain, possibly a remediation site |  |  |  | 2023 | 03050110000000 | BROAD RIVER |  |  | 0.38647 | NPDES | 0.38647 | 0.59796 | 12034939 | Buffalo Creek | 4 | 222.6 | 340.167 | 379.168 | 413.255 | 290.813 | 200.258 | 153.881 | 116.058 | 125.21 | 108.765 | 98.917 | 178.479 | 241.323 | QE_10 | 98.917 | 241.8509 | 156.3297 | 544.2543 | 373.6307 | 1.462 | 241.8509 | 30Q5 Flow | 373.6307 | HM Flow | 156.3297 | 7Q10 Flow |  | 365 | 0.013416 | 0.085817 | 0.055471 | 0.035906 | 3 | 4 | 0 | 0 | 39 | 1 | 0 | 0 | 0.788 | 32 | 0 | 0 | 0.0001089 | 2.8606e-05 | DMR | [16 empty] | 0.23318 | 1.4916 | 0.96414 | 0.62409 | 0.0018929 | 0.00049719 | NO | NHDPlus
2021 | SHAW INDUSTRIES GROUP INC PLANT 8S | 110000854246 | SC0003557 | COLUMBIA | RICHLAND | SC |  | 34.0472 | -81.1514 |  | 2824 | Organic Fibers, Noncellulosic | 325220 | Artificial and Synthetic Fibers and Filaments Manufacturing | IS24 | Organic Fiber Manufacturing | Waste Handling, Treatment, and Disposal (Remediation or Monitoring) | 1 | 0.33142 | SC0003557 | Outlet Saluda River | 030501091403 | 2022 TRI contains 1 chemical Nitrate Compounds |  |  |  | 2023 | 03050110000000 | KINLEY CREEK, SALUDA RIVER |  |  | 7.1344 | NPDES | 7.1344 | 11.0386 | 9869612 | Kinley Creek | 1 | 7.677 | 12.88 | 15.045 | 16.821 | 9.432 | 5.737 | 4.861 | 4.331 | 4.495 | 5.964 | 6.619 | 3.93 | 5.318 | QE_11 | 3.93 | 9.6088 | 5.5444 | 18.7702 | 12.0297 | 26.9893 | 26.9893 | Plant Flow | 26.9893 | Plant Flow | 26.9893 | Plant Flow |  | 365 | 0.000908 | 0.033643 | 0.033643 | 0.033643 | 3 | 4 | 0 | 0 | 39 | 1 | 0 | 0 | 0.788 | 32 | 0 | 0 | 4.2694e-05 | 1.1214e-05 | DMR | [16 empty] | 0.015782 | 0.58475 | 0.58475 | 0.58475 | 0.00074206 | 0.00019492 | NO | PlantFlow
2022 | SHAW INDUSTRIES GROUP INC PLANT 8S | 110000854246 | SC0003557 | COLUMBIA | RICHLAND | SC |  | 34.0472 | -81.1514 |  | 2824 | Organic Fibers, Noncellulosic | 325220 | Artificial and Synthetic Fibers and Filaments Manufacturing | IS24 | Organic Fiber Manufacturing | Waste Handling, Treatment, and Disposal (Remediation or Monitoring) | 1 | 0.33142 | SC0003557 | Outlet Saluda River | 030501091403 | 2022 TRI contains 1 chemical Nitrate Compounds |  |  |  | 2023 | 03050110000000 | KINLEY CREEK, SALUDA RIVER |  |  | 7.1344 | NPDES | 7.1344 | 11.0386 | 9869612 | Kinley Creek | 1 | 7.677 | 12.88 | 15.045 | 16.821 | 9.432 | 5.737 | 4.861 | 4.331 | 4.495 | 5.964 | 6.619 | 3.93 | 5.318 | QE_11 | 3.93 | 9.6088 | 5.5444 | 18.7702 | 12.0297 | 26.9893 | 26.9893 | Plant Flow | 26.9893 | Plant Flow | 26.9893 | Plant Flow |  | 365 | 0.000908 | 0.033643 | 0.033643 | 0.033643 | 3 | 4 | 0 | 0 | 39 | 1 | 0 | 0 | 0.788 | 32 | 0 | 0 | 4.2694e-05 | 1.1214e-05 | DMR | [16 empty] | 0.015782 | 0.58475 | 0.58475 | 0.58475 | 0.00074206 | 0.00019492 | NO | PlantFlow
2023 | SHAW INDUSTRIES GROUP INC PLANT 8S | 110000854246 | SC0003557 | COLUMBIA | RICHLAND | SC |  | 34.0472 | -81.1514 |  | 2824 | Organic Fibers, Noncellulosic | 325220 | Artificial and Synthetic Fibers and Filaments Manufacturing | IS24 | Organic Fiber Manufacturing | Waste Handling, Treatment, and Disposal (Remediation or Monitoring) | 1 | 0.33142 | SC0003557 | Outlet Saluda River | 030501091403 | 2022 TRI contains 1 chemical Nitrate Compounds |  |  |  | 2023 | 03050110000000 | KINLEY CREEK, SALUDA RIVER |  |  | 7.1344 | NPDES | 7.1344 | 11.0386 | 9869612 | Kinley Creek | 1 | 7.677 | 12.88 | 15.045 | 16.821 | 9.432 | 5.737 | 4.861 | 4.331 | 4.495 | 5.964 | 6.619 | 3.93 | 5.318 | QE_11 | 3.93 | 9.6088 | 5.5444 | 18.7702 | 12.0297 | 26.9893 | 26.9893 | Plant Flow | 26.9893 | Plant Flow | 26.9893 | Plant Flow |  | 365 | 0.000908 | 0.033643 | 0.033643 | 0.033643 | 3 | 4 | 0 | 0 | 39 | 1 | 0 | 0 | 0.788 | 32 | 0 | 0 | 4.2694e-05 | 1.1214e-05 | DMR | [16 empty] | 0.015782 | 0.58475 | 0.58475 | 0.58475 | 0.00074206 | 0.00019492 | NO | PlantFlow
2019 | FEDERAL PACIFIC ELEC ODELL DAM | 110002311551 | SC0047813 | EDGEFIELD | EDGEFIELD | SC |  | 33.7735 | -81.9049 |  | 4952 | Sewerage Systems | 221320 | Sewage Treatment Facilities | IS4 | Utilities | Waste Handling, Treatment, and Disposal (POTW) | 1 | 0.0012577 | SC0047813 | Beaverdam Creek-Turkey Creek | 030601070207 | NAICS/SIC indication |  |  |  | 2023 | 03060110000000 |  |  |  | 0.00045833 | NPDES | 0.00045833 | 0.00070915 | 11729216 | Beaverdam Creek | 1 | 2.323 | 3.876 | 4.436 | 4.782 | 2.958 | 1.794 | 1.372 | 1.232 | 1.111 | 1.765 | 2.308 | 1.358 | 2.13 | QE_08 | 1.111 | 2.7164 | 1.4992 | 5.6797 | 3.3202 | 0.0017339 | 2.7164 | 30Q5 Flow | 3.3202 | HM Flow | 1.4992 | 7Q10 Flow |  | 365 | 3.4456e-06 | 0.0022983 | 0.0012685 | 0.0010378 | 3 | 4 | 0 | 0 | 39 | 1 | 0 | 0 | 0.788 | 32 | 0 | 0 | 2.9166e-06 | 7.6611e-07 | DMR | [16 empty] | 5.9889e-05 | 0.039947 | 0.022047 | 0.018037 | 5.0694e-05 | 1.3316e-05 | NO | NHDPlus
2020 | FEDERAL PACIFIC ELEC ODELL DAM | 110002311551 | SC0047813 | EDGEFIELD | EDGEFIELD | SC |  | 33.7735 | -81.9049 |  | 4952 | Sewerage Systems | 221320 | Sewage Treatment Facilities | IS4 | Utilities | Waste Handling, Treatment, and Disposal (POTW) | 1 | 0.0004994 | SC0047813 | Beaverdam Creek-Turkey Creek | 030601070207 | NAICS/SIC indication |  |  |  | 2023 | 03060110000000 |  |  |  | 0.00045833 | NPDES | 0.00045833 | 0.00070915 | 11729216 | Beaverdam Creek | 1 | 2.323 | 3.876 | 4.436 | 4.782 | 2.958 | 1.794 | 1.372 | 1.232 | 1.111 | 1.765 | 2.308 | 1.358 | 2.13 | QE_08 | 1.111 | 2.7164 | 1.4992 | 5.6797 | 3.3202 | 0.0017339 | 2.7164 | 30Q5 Flow | 3.3202 | HM Flow | 1.4992 | 7Q10 Flow |  | 365 | 1.3682e-06 | 0.00091263 | 0.00050369 | 0.00041208 | 3 | 4 | 0 | 0 | 39 | 1 | 0 | 0 | 0.788 | 32 | 0 | 0 | 1.1582e-06 | 3.0421e-07 | DMR | [16 empty] | 2.3781e-05 | 0.015862 | 0.0087546 | 0.0071624 | 2.013e-05 | 5.2875e-06 | NO | NHDPlus
2021 | FEDERAL PACIFIC ELEC ODELL DAM | 110002311551 | SC0047813 | EDGEFIELD | EDGEFIELD | SC |  | 33.7735 | -81.9049 |  | 4952 | Sewerage Systems | 221320 | Sewage Treatment Facilities | IS4 | Utilities | Waste Handling, Treatment, and Disposal (POTW) | 1 | 0.00048845 | SC0047813 | Beaverdam Creek-Turkey Creek | 030601070207 | NAICS/SIC indication |  |  |  | 2023 | 03060110000000 |  |  |  | 0.00045833 | NPDES | 0.00045833 | 0.00070915 | 11729216 | Beaverdam Creek | 1 | 2.323 | 3.876 | 4.436 | 4.782 | 2.958 | 1.794 | 1.372 | 1.232 | 1.111 | 1.765 | 2.308 | 1.358 | 2.13 | QE_08 | 1.111 | 2.7164 | 1.4992 | 5.6797 | 3.3202 | 0.0017339 | 2.7164 | 30Q5 Flow | 3.3202 | HM Flow | 1.4992 | 7Q10 Flow |  | 365 | 1.3382e-06 | 0.00089263 | 0.00049265 | 0.00040305 | 3 | 4 | 0 | 0 | 39 | 1 | 0 | 0 | 0.788 | 32 | 0 | 0 | 1.1328e-06 | 2.9754e-07 | DMR | [16 empty] | 2.326e-05 | 0.015515 | 0.0085628 | 0.0070054 | 1.9689e-05 | 5.1716e-06 | NO | NHDPlus
2019 | EASTMAN CHEMICAL COMPANY | 110000574423 | TN0002640 | KINGSPORT | SULLIVAN | TN |  | 36.5271 | -82.5386 |  | 2869 | Industrial Organic Chemicals, Nec | 325998 | All Other Miscellaneous Chemical Product and Preparation Manufacturing | IS34 | All Other Chemical Product and Preparation Manufacturing | Waste Handling, Treatment, and Disposal (Remediation or Monitoring) | 1 | 0.53304 | TN0002640 | Kendrick Creek-South Fork Holston River | 060101020704 | 2022 TRI reports PCE as a byproduct | TN0073946 | TNG670430 | TN0002640 | 2023 | 06010100000000 | HOLSTON-SOUTH FORK (D/S OF WATAUGA), HORSE CREEK, SOUTH FORK HOLSTON RIVER | 486.7 | 471.1 | 34.4173 | NPDES | 471.1 | 728.9001 | 19753623 | South Fork Holston River | 6 | 2816.852 | 3950.091 | 4178.138 | 4394.602 | 3948.954 | 3266.912 | 2829.989 | 2315.313 | 1816.814 | 1246.574 | 1113.093 | 1573.181 | 2761.605 | QE_10 | 1113.093 | 2721.4988 | 1915.6069 | 6887.1687 | 4949.0724 | 1782.1517 | 2721.4988 | 30Q5 Flow | 4949.0724 | HM Flow | 1915.6069 | 7Q10 Flow |  | 365 | 0.0014604 | 0.00076236 | 0.00053661 | 0.00029508 | 3 | 4 | 0 | 0 | 39 | 1 | 0 | 0 | 0.788 | 32 | 0 | 0 | 9.6746e-07 | 2.5412e-07 | DMR | [16 empty] | 0.025383 | 0.013251 | 0.0093268 | 0.0051288 | 1.6815e-05 | 4.4169e-06 | NO | NHDPlus
2020 | BAE SYSTEMS ORDNANCE SYSTEMS INC. | 110070828339 | TN0003671 | KINGSPORT | HAWKINS COUNTY | TN |  | 36.5505 | -82.6348 |  | 2892 | Explosives | 325920 | Explosives Manufacturing | IS31 | Explosives Manufacturing | Waste Handling, Treatment, and Disposal (Remediation or Monitoring) | 1 | 1.4085 | TN0003671 | Holston River-Hord Creek | 060101040101 | NAICS/SIC indication |  |  |  | 2023 | 06010100000000 | AFG STREAM, ARNOTT CREEK, HOLSTON, HOLSTON RIVER, HOLSTON RV, MADD BRANCH, SOUTH FORK HOLSTON RIVER | 5.175 | 5.275 | 3.3001 | NPDES | 5.275 | 8.1616 | 22177442 |  | 1 | 4.2 | 8.631 | 9.536 | 9.113 | 6.416 | 4.876 | 2.474 | 1.77 | 1.51 | 1.631 | 2.7 | 1.593 | 4.655 | QE_08 | 1.51 | 3.6919 | 2.0597 | 10.2689 | 5.2357 | 19.9551 | 19.9551 | Plant Flow | 19.9551 | Plant Flow | 19.9551 | Plant Flow |  | 365 | 0.003859 | 0.19338 | 0.19338 | 0.19338 | 3 | 4 | 0 | 0 | 39 | 1 | 0 | 0 | 0.788 | 32 | 0 | 0 | 0.00024541 | 6.4461e-05 | DMR | [16 empty] | 0.067073 | 3.3612 | 3.3612 | 3.3612 | 0.0042655 | 0.0011204 | NO | PlantFlow
2021 | BAE SYSTEMS ORDNANCE SYSTEMS INC. | 110070828339 | TN0003671 | KINGSPORT | HAWKINS COUNTY | TN |  | 36.5505 | -82.6348 |  | 2892 | Explosives | 325920 | Explosives Manufacturing | IS31 | Explosives Manufacturing | Waste Handling, Treatment, and Disposal (Remediation or Monitoring) | 1 | 0.49713 | TN0003671 | Holston River-Hord Creek | 060101040101 | NAICS/SIC indication |  |  |  | 2023 | 06010100000000 | AFG STREAM, ARNOTT CREEK, HOLSTON, HOLSTON RIVER, HOLSTON RV, MADD BRANCH, SOUTH FORK HOLSTON RIVER | 5.175 | 5.275 | 3.3001 | NPDES | 5.275 | 8.1616 | 22177442 |  | 1 | 4.2 | 8.631 | 9.536 | 9.113 | 6.416 | 4.876 | 2.474 | 1.77 | 1.51 | 1.631 | 2.7 | 1.593 | 4.655 | QE_08 | 1.51 | 3.6919 | 2.0597 | 10.2689 | 5.2357 | 19.9551 | 19.9551 | Plant Flow | 19.9551 | Plant Flow | 19.9551 | Plant Flow |  | 365 | 0.001362 | 0.068253 | 0.068253 | 0.068253 | 3 | 4 | 0 | 0 | 39 | 1 | 0 | 0 | 0.788 | 32 | 0 | 0 | 8.6616e-05 | 2.2751e-05 | DMR | [16 empty] | 0.023673 | 1.1863 | 1.1863 | 1.1863 | 0.0015055 | 0.00039544 | NO | PlantFlow
2023 | JEFFERSON TERMINAL SOUTH | 110071710882 | TX0004669 | NEDERLAND | JEFFERSON | TX |  | 30.015 | -94.0291 |  | 2869 | Industrial Organic Chemicals, Nec | 325998 | All Other Miscellaneous Chemical Product and Preparation Manufacturing | IS34 | All Other Chemical Product and Preparation Manufacturing | Waste Handling, Treatment, and Disposal (Remediation or Monitoring) | 1 | 0.075969 | TX0004669 | Grays Bayou-Neches River | 1.2E+11 | 2022 TRI reports one chemical Chlorine as 'ANCILLARY OR OTHER USE' |  |  |  | 2023 | 1.2E+13 | NECHES RIVER TIDAL |  | 9.99 | 0.37227 | NPDES | 9.99 | 15.4568 | [22 empty] | 37.8162 | 37.8162 | Flow Lookup Failed | 37.8162 | Flow Lookup Failed | 37.8162 | Flow Lookup Failed | PlantFlowUsed | 365 | 0.00020814 | 0.0055039 | 0.0055039 | 0.0055039 | 3 | 4 | 0 | 0 | 39 | 1 | 0 | 0 | 0.788 | 32 | 0 | 0 | 6.9846e-06 | 1.8346e-06 | DMR | [16 empty] | 0.0036176 | 0.095662 | 0.095662 | 0.095662 | 0.0001214 | 3.1887e-05 | NO | PlantFlow
2022 | HUNTSMAN PETROCHEMICAL LLC - CONROE PLANT | 110000748095 | TX0005592 | CONROE | MONTGOMERY | TX |  | 30.3114 | -95.3871 |  | 2869 | Industrial Organic Chemicals, Nec | 325998 | All Other Miscellaneous Chemical Product and Preparation Manufacturing | IS34 | All Other Chemical Product and Preparation Manufacturing | Waste Handling, Treatment, and Disposal (Remediation or Monitoring) | 1 | 0.20714 | TX0005592 | Crystal Creek | 1.2E+11 | No organochlorines are reported to 2022 TRI | TX0005592 | TXR1510LO | TXR05FC17 | 2023 | 1.2E+13 | WEST FORK SAN JACINTO RIVER |  | 0.75 | 0.29031 | NPDES | 0.75 | 1.1604 | 1468026 | West Fork Crystal Creek | 1 | 15.446 | 32.886 | 32.145 | 21.752 | 14.522 | 15.861 | 13.795 | 3.961 | 2.69 | 2.176 | 3.766 | 2.465 | 26.308 | QE_09 | 2.176 | 5.3203 | 3.0066 | 37.7653 | 11.9444 | 2.8372 | 5.3203 | 30Q5 Flow | 11.9444 | HM Flow | 3.0066 | 7Q10 Flow |  | 365 | 0.0005675 | 0.18875 | 0.10667 | 0.047512 | 3 | 4 | 0 | 0 | 39 | 1 | 0 | 0 | 0.788 | 32 | 0 | 0 | 0.00023953 | 6.2916e-05 | DMR | [16 empty] | 0.0098637 | 3.2806 | 1.854 | 0.8258 | 0.0041632 | 0.0010935 | NO | NHDPlus
2023 | INVISTA HOUSTON | 110000461107 | TX0006068 | HOUSTON | HARRIS | TX |  | 29.7062 | -95.2511 |  | 2869 | Industrial Organic Chemicals, Nec | 325998 | All Other Miscellaneous Chemical Product and Preparation Manufacturing | IS34 | All Other Chemical Product and Preparation Manufacturing | Waste Handling, Treatment, and Disposal (Remediation or Monitoring) | 1 | 0.033142 | TX0006068 | Lower Sims Bayou | 1.2E+11 | No organochlorines are reported to 2022 TRI |  |  |  | 2023 | 1.2E+13 | HOUSTON SHIP CHANNEL/BUFFALO BAYOU TIDAL | 1.5 |  | 0.45743 | NPDES | 0.45743 | 0.70775 | 1439537 | Sims Bayou | 2 | 163.253 | 252.025 | 216.592 | 156.816 | 151.872 | 151.762 | 256.109 | 110.604 | 117.274 | 138.407 | 131.439 | 156.898 | 179.876 | QE_07 | 110.604 | 270.4254 | 175.4885 | 399.1516 | 343.9227 | 1.7305 | 270.4254 | 30Q5 Flow | 343.9227 | HM Flow | 175.4885 | 7Q10 Flow |  | 365 | 9.08e-05 | 0.00051741 | 0.00033577 | 0.00026401 | 3 | 4 | 0 | 0 | 39 | 1 | 0 | 0 | 0.788 | 32 | 0 | 0 | 6.5662e-07 | 1.7247e-07 | DMR | [16 empty] | 0.0015782 | 0.0089931 | 0.005836 | 0.0045888 | 1.1413e-05 | 2.9977e-06 | NO | NHDPlus
2019 | ECO SERVICES OPERATIONS HOUSTON | 110000460901 | TX0007072 | HOUSTON | HARRIS | TX |  | 29.7181 | -95.2687 |  | 2819 | Industrial Inorganic Chemicals, Nec | 331313 | Alumina Refining and Primary Aluminum Production | IS38 | Primary Metal Manufacturing | Waste Handling, Treatment, and Disposal (Remediation or Monitoring) | 1 | 9.8609 | TX0007072 | Lower Sims Bayou | 1.2E+11 | 2022 TRI reports other OrganoCl as ancillary | TX0007072 |  |  | 2023 | 1.2E+13 | HOUSTON SHIP CHANNEL/BUFFALO BAYOU TIDAL | 1.44 | 1.44 | 0.3888 | NPDES | 1.44 | 2.228 | 1439589 | Brays Bayou | 2 | 113.402 | 236.527 | 228.386 | 158.907 | 121.028 | 102.278 | 119.605 | 50.639 | 52.407 | 61.568 | 61.184 | 65.069 | 158.992 | QE_07 | 50.639 | 123.8117 | 78.1664 | 277.2665 | 185.2401 | 5.4475 | 123.8117 | 30Q5 Flow | 185.2401 | HM Flow | 78.1664 | 7Q10 Flow |  | 365 | 0.027016 | 0.34562 | 0.2182 | 0.14584 | 3 | 4 | 0 | 0 | 39 | 1 | 0 | 0 | 0.788 | 32 | 0 | 0 | 0.00043861 | 0.00011521 | DMR | [16 empty] | 0.46957 | 6.0073 | 3.7926 | 2.5349 | 0.0076234 | 0.0020024 | NO | NHDPlus
2020 | ECO SERVICES OPERATIONS HOUSTON | 110000460901 | TX0007072 | HOUSTON | HARRIS | TX |  | 29.7181 | -95.2687 |  | 2819 | Industrial Inorganic Chemicals, Nec | 331313 | Alumina Refining and Primary Aluminum Production | IS38 | Primary Metal Manufacturing | Waste Handling, Treatment, and Disposal (Remediation or Monitoring) | 1 | 9.9426 | TX0007072 | Lower Sims Bayou | 1.2E+11 | 2022 TRI reports other OrganoCl as ancillary | TX0007072 |  |  | 2023 | 1.2E+13 | HOUSTON SHIP CHANNEL/BUFFALO BAYOU TIDAL | 1.44 | 1.44 | 0.3888 | NPDES | 1.44 | 2.228 | 1439589 | Brays Bayou | 2 | 113.402 | 236.527 | 228.386 | 158.907 | 121.028 | 102.278 | 119.605 | 50.639 | 52.407 | 61.568 | 61.184 | 65.069 | 158.992 | QE_07 | 50.639 | 123.8117 | 78.1664 | 277.2665 | 185.2401 | 5.4475 | 123.8117 | 30Q5 Flow | 185.2401 | HM Flow | 78.1664 | 7Q10 Flow |  | 365 | 0.02724 | 0.34849 | 0.22001 | 0.14705 | 3 | 4 | 0 | 0 | 39 | 1 | 0 | 0 | 0.788 | 32 | 0 | 0 | 0.00044224 | 0.00011616 | DMR | [16 empty] | 0.47346 | 6.057 | 3.824 | 2.5559 | 0.0076866 | 0.002019 | NO | NHDPlus
2021 | ECO SERVICES OPERATIONS HOUSTON | 110000460901 | TX0007072 | HOUSTON | HARRIS | TX |  | 29.7181 | -95.2687 |  | 2819 | Industrial Inorganic Chemicals, Nec | 331313 | Alumina Refining and Primary Aluminum Production | IS38 | Primary Metal Manufacturing | Waste Handling, Treatment, and Disposal (Remediation or Monitoring) | 1 | 10.778 | TX0007072 | Lower Sims Bayou | 1.2E+11 | 2022 TRI reports other OrganoCl as ancillary | TX0007072 |  |  | 2023 | 1.2E+13 | HOUSTON SHIP CHANNEL/BUFFALO BAYOU TIDAL | 1.44 | 1.44 | 0.3888 | NPDES | 1.44 | 2.228 | 1439589 | Brays Bayou | 2 | 113.402 | 236.527 | 228.386 | 158.907 | 121.028 | 102.278 | 119.605 | 50.639 | 52.407 | 61.568 | 61.184 | 65.069 | 158.992 | QE_07 | 50.639 | 123.8117 | 78.1664 | 277.2665 | 185.2401 | 5.4475 | 123.8117 | 30Q5 Flow | 185.2401 | HM Flow | 78.1664 | 7Q10 Flow |  | 365 | 0.029529 | 0.37777 | 0.2385 | 0.15941 | 3 | 4 | 0 | 0 | 39 | 1 | 0 | 0 | 0.788 | 32 | 0 | 0 | 0.0004794 | 0.00012592 | DMR | [16 empty] | 0.51324 | 6.5659 | 4.1453 | 2.7707 | 0.0083324 | 0.0021886 | NO | NHDPlus
2020 | LA PORTE PLANT | 110045651344 | TX0007421 | LA PORTE | HARRIS COUNTY | TX |  | 29.7265 | -95.0898 |  | 2821 | Plastics Materials and Resins | 325211 | Plastics Material and Resin Manufacturing | IS22 | Plastic Material and Resin Manufacturing | Waste Handling, Treatment, and Disposal (Remediation or Monitoring) | 1 | 0.16571 | TX0007421 | Vince Bayou-Buffalo Bayou | 1.2E+11 | Nothing reported to 2022 TRI and does not have an active air permit |  |  |  | 2023 | 1.2E+13 | HOUSTON SHIP CHANNEL/SAN JACINTO RIVER TIDAL |  | 1.7 | 1.1342 | NPDES | 1.7 | 2.6303 | 1439481 | Tucker Bayou | 1 | 4.567 | 8.632 | 8.288 | 5.624 | 3.27 | 3.514 | 3.513 | 0.904 | 0.622 | 0.425 | 0.727 | 2.265 | 7.821 | QE_09 | 0.425 | 1.0391 | 0.55443 | 11.1663 | 2.6397 | 6.431 | 6.431 | Plant Flow | 6.431 | Plant Flow | 6.431 | Plant Flow |  | 365 | 0.000454 | 0.070595 | 0.070595 | 0.070595 | 3 | 4 | 0 | 0 | 39 | 1 | 0 | 0 | 0.788 | 32 | 0 | 0 | 8.9588e-05 | 2.3532e-05 | DMR | [16 empty] | 0.007891 | 1.227 | 1.227 | 1.227 | 0.0015571 | 0.000409 | NO | PlantFlow
2019 | CITY OF KINGSVILLE 3.0 MGD WASTEWATER TREATMENT PLANT | 110034247580 | TX0023418 | KINGSVILLE | KLEBERG | TX |  | 27.5231 | -97.8322 |  | 4952 | Sewerage Systems | 221320 | Sewage Treatment Facilities | IS4 | Utilities | Waste Handling, Treatment, and Disposal (POTW) | 1 | 0.36671 | TX0023418 | Tranquitas Creek | 1.21E+11 | NAICS/SIC indication |  |  |  | 2023 | 1.21E+13 | BAFFIN BAY/ALAZAN BAY/CAYO DEL GRULLO/LAGUNA SALAD, TRANQUITAS CREEK;SAN FERNANDO CREEK | 3 | 3 | 1.2325 | NPDES | 3 | 4.6417 | 1655121 | Tranquitas Creek | 1 | 12.321 | 7.757 | 8.962 | 8.071 | 7.729 | 16.673 | 25.815 | 6.282 | 9.465 | 9.775 | 14.207 | 4.94 | 9.255 | QE_11 | 4.94 | 12.0782 | 7.0256 | 30.1247 | 17.1473 | 11.3489 | 12.0782 | 30Q5 Flow | 17.1473 | HM Flow | 11.3489 | Plant Flow |  | 365 | 0.0010047 | 0.088527 | 0.083181 | 0.058591 | 3 | 4 | 0 | 0 | 39 | 1 | 0 | 0 | 0.788 | 32 | 0 | 0 | 0.00011234 | 2.9509e-05 | DMR | [16 empty] | 0.017462 | 1.5387 | 1.4458 | 1.0184 | 0.0019526 | 0.00051289 | NO | NHDPlus
2020 | CITY OF KINGSVILLE 3.0 MGD WASTEWATER TREATMENT PLANT | 110034247580 | TX0023418 | KINGSVILLE | KLEBERG | TX |  | 27.5231 | -97.8322 |  | 4952 | Sewerage Systems | 221320 | Sewage Treatment Facilities | IS4 | Utilities | Waste Handling, Treatment, and Disposal (POTW) | 1 | 121.4245 | TX0023418 | Tranquitas Creek | 1.21E+11 | NAICS/SIC indication |  |  |  | 2023 | 1.21E+13 | BAFFIN BAY/ALAZAN BAY/CAYO DEL GRULLO/LAGUNA SALAD, TRANQUITAS CREEK;SAN FERNANDO CREEK | 3 | 3 | 1.2325 | NPDES | 3 | 4.6417 | 1655121 | Tranquitas Creek | 1 | 12.321 | 7.757 | 8.962 | 8.071 | 7.729 | 16.673 | 25.815 | 6.282 | 9.465 | 9.775 | 14.207 | 4.94 | 9.255 | QE_11 | 4.94 | 12.0782 | 7.0256 | 30.1247 | 17.1473 | 11.3489 | 12.0782 | 30Q5 Flow | 17.1473 | HM Flow | 11.3489 | Plant Flow |  | 365 | 0.33267 | 29.313 | 27.5429 | 19.4007 | 3 | 4 | 0 | 0 | 39 | 1 | 0 | 0 | 0.788 | 32 | 0 | 0 | 0.037199 | 0.009771 | DMR | [16 empty] | 5.7821 | 509.4883 | 478.722 | 337.202 | 0.64656 | 0.16983 | NO | NHDPlus
2021 | CITY OF KINGSVILLE 3.0 MGD WASTEWATER TREATMENT PLANT | 110034247580 | TX0023418 | KINGSVILLE | KLEBERG | TX |  | 27.5231 | -97.8322 |  | 4952 | Sewerage Systems | 221320 | Sewage Treatment Facilities | IS4 | Utilities | Waste Handling, Treatment, and Disposal (POTW) | 1 | 0.43568 | TX0023418 | Tranquitas Creek | 1.21E+11 | NAICS/SIC indication |  |  |  | 2023 | 1.21E+13 | BAFFIN BAY/ALAZAN BAY/CAYO DEL GRULLO/LAGUNA SALAD, TRANQUITAS CREEK;SAN FERNANDO CREEK | 3 | 3 | 1.2325 | NPDES | 3 | 4.6417 | 1655121 | Tranquitas Creek | 1 | 12.321 | 7.757 | 8.962 | 8.071 | 7.729 | 16.673 | 25.815 | 6.282 | 9.465 | 9.775 | 14.207 | 4.94 | 9.255 | QE_11 | 4.94 | 12.0782 | 7.0256 | 30.1247 | 17.1473 | 11.3489 | 12.0782 | 30Q5 Flow | 17.1473 | HM Flow | 11.3489 | Plant Flow |  | 365 | 0.0011937 | 0.10518 | 0.098827 | 0.069611 | 3 | 4 | 0 | 0 | 39 | 1 | 0 | 0 | 0.788 | 32 | 0 | 0 | 0.00013347 | 3.5059e-05 | DMR | [16 empty] | 0.020747 | 1.8281 | 1.7177 | 1.2099 | 0.0023199 | 0.00060936 | NO | NHDPlus
2022 | CITY OF KINGSVILLE 3.0 MGD WASTEWATER TREATMENT PLANT | 110034247580 | TX0023418 | KINGSVILLE | KLEBERG | TX |  | 27.5231 | -97.8322 |  | 4952 | Sewerage Systems | 221320 | Sewage Treatment Facilities | IS4 | Utilities | Waste Handling, Treatment, and Disposal (POTW) | 1 | 26769.3134 | TX0023418 | Tranquitas Creek | 1.21E+11 | This entry is highlighted because it reports a disharge of 26769 kg of t-DCE in 2022, which is likely in error. NAICS/SIC indication |  |  |  | 2023 | 1.21E+13 | BAFFIN BAY/ALAZAN BAY/CAYO DEL GRULLO/LAGUNA SALAD, TRANQUITAS CREEK;SAN FERNANDO CREEK | 3 | 3 | 1.2325 | NPDES | 3 | 4.6417 | 1655121 | Tranquitas Creek | 1 | 12.321 | 7.757 | 8.962 | 8.071 | 7.729 | 16.673 | 25.815 | 6.282 | 9.465 | 9.775 | 14.207 | 4.94 | 9.255 | QE_11 | 4.94 | 12.0782 | 7.0256 | 30.1247 | 17.1473 | 11.3489 | 12.0782 | 30Q5 Flow | 17.1473 | HM Flow | 11.3489 | Plant Flow | EffluentConc | 365 | 73.3406 | 0.2 | 0.2 | 0.2 | 3 | 4 | 0 | 0 | 39 | 1 | 0 | 0 | 0.788 | 32 | 0 | 0 | 0.00025381 | 6.6667e-05 | DMR | [16 empty] | 1274.7292 | 0.2 | 105539.321 | 74339.7334 | 0.00025381 | 6.6667e-05 | NO | Effluent
2023 | CITY OF KINGSVILLE 3.0 MGD WASTEWATER TREATMENT PLANT | 110034247580 | TX0023418 | KINGSVILLE | KLEBERG | TX |  | 27.5231 | -97.8322 |  | 4952 | Sewerage Systems | 221320 | Sewage Treatment Facilities | IS4 | Utilities | Waste Handling, Treatment, and Disposal (POTW) | 1 | 0.36066 | TX0023418 | Tranquitas Creek | 1.21E+11 | NAICS/SIC indication |  |  |  | 2023 | 1.21E+13 | BAFFIN BAY/ALAZAN BAY/CAYO DEL GRULLO/LAGUNA SALAD, TRANQUITAS CREEK;SAN FERNANDO CREEK | 3 | 3 | 1.2325 | NPDES | 3 | 4.6417 | 1655121 | Tranquitas Creek | 1 | 12.321 | 7.757 | 8.962 | 8.071 | 7.729 | 16.673 | 25.815 | 6.282 | 9.465 | 9.775 | 14.207 | 4.94 | 9.255 | QE_11 | 4.94 | 12.0782 | 7.0256 | 30.1247 | 17.1473 | 11.3489 | 12.0782 | 30Q5 Flow | 17.1473 | HM Flow | 11.3489 | Plant Flow |  | 365 | 0.0009881 | 0.087066 | 0.081808 | 0.057624 | 3 | 4 | 0 | 0 | 39 | 1 | 0 | 0 | 0.788 | 32 | 0 | 0 | 0.00011049 | 2.9022e-05 | DMR | [16 empty] | 0.017174 | 1.5133 | 1.4219 | 1.0016 | 0.0019204 | 0.00050443 | NO | NHDPlus
2020 | KEESHAN AND BOST CHEMICAL CO., INC. | 110000599479 | TX0072168 | MANVEL | BRAZORIA | TX |  | 29.4584 | -95.3304 |  | 2869 | Industrial Organic Chemicals, Nec | 325998 | All Other Miscellaneous Chemical Product and Preparation Manufacturing | IS34 | All Other Chemical Product and Preparation Manufacturing | Waste Handling, Treatment, and Disposal (Remediation or Monitoring) | 1 | 0.014914 | TX0072168 | Mustang Bayou | 1.2E+11 | No organochlorines are reported to 2022 TRI |  |  |  | 2023 | 1.2E+13 | RAILSIDE DITCH; C-I-J DITCH; C-I DI | 0.033 | 0.033 | 0.0085446 | NPDES | 0.033 | 0.051059 | 1565976 | Mustang Bayou | 3 | 30.486 | 71.031 | 67.578 | 44.275 | 28.337 | 23.668 | 25.658 | 8.487 | 6.529 | 6.665 | 9.003 | 12.873 | 51.052 | QE_08 | 6.529 | 15.9633 | 9.3771 | 74.5379 | 30.8683 | 0.12484 | 15.9633 | 30Q5 Flow | 30.8683 | HM Flow | 9.3771 | 7Q10 Flow |  | 365 | 4.086e-05 | 0.0043574 | 0.0025596 | 0.0013237 | 3 | 4 | 0 | 0 | 39 | 1 | 0 | 0 | 0.788 | 32 | 0 | 0 | 5.5298e-06 | 1.4525e-06 | DMR | [16 empty] | 0.00071019 | 0.075737 | 0.044489 | 0.023007 | 9.6112e-05 | 2.5246e-05 | NO | NHDPlus
2021 | KEESHAN AND BOST CHEMICAL CO., INC. | 110000599479 | TX0072168 | MANVEL | BRAZORIA | TX |  | 29.4584 | -95.3304 |  | 2869 | Industrial Organic Chemicals, Nec | 325998 | All Other Miscellaneous Chemical Product and Preparation Manufacturing | IS34 | All Other Chemical Product and Preparation Manufacturing | Waste Handling, Treatment, and Disposal (Remediation or Monitoring) | 1 | 0.014914 | TX0072168 | Mustang Bayou | 1.2E+11 | No organochlorines are reported to 2022 TRI |  |  |  | 2023 | 1.2E+13 | RAILSIDE DITCH; C-I-J DITCH; C-I DI | 0.033 | 0.033 | 0.0085446 | NPDES | 0.033 | 0.051059 | 1565976 | Mustang Bayou | 3 | 30.486 | 71.031 | 67.578 | 44.275 | 28.337 | 23.668 | 25.658 | 8.487 | 6.529 | 6.665 | 9.003 | 12.873 | 51.052 | QE_08 | 6.529 | 15.9633 | 9.3771 | 74.5379 | 30.8683 | 0.12484 | 15.9633 | 30Q5 Flow | 30.8683 | HM Flow | 9.3771 | 7Q10 Flow |  | 365 | 4.086e-05 | 0.0043574 | 0.0025596 | 0.0013237 | 3 | 4 | 0 | 0 | 39 | 1 | 0 | 0 | 0.788 | 32 | 0 | 0 | 5.5298e-06 | 1.4525e-06 | DMR | [16 empty] | 0.00071019 | 0.075737 | 0.044489 | 0.023007 | 9.6112e-05 | 2.5246e-05 | NO | NHDPlus
2022 | KEESHAN AND BOST CHEMICAL CO., INC. | 110000599479 | TX0072168 | MANVEL | BRAZORIA | TX |  | 29.4584 | -95.3304 |  | 2869 | Industrial Organic Chemicals, Nec | 325998 | All Other Miscellaneous Chemical Product and Preparation Manufacturing | IS34 | All Other Chemical Product and Preparation Manufacturing | Waste Handling, Treatment, and Disposal (Remediation or Monitoring) | 1 | 0.014914 | TX0072168 | Mustang Bayou | 1.2E+11 | No organochlorines are reported to 2022 TRI |  |  |  | 2023 | 1.2E+13 | RAILSIDE DITCH; C-I-J DITCH; C-I DI | 0.033 | 0.033 | 0.0085446 | NPDES | 0.033 | 0.051059 | 1565976 | Mustang Bayou | 3 | 30.486 | 71.031 | 67.578 | 44.275 | 28.337 | 23.668 | 25.658 | 8.487 | 6.529 | 6.665 | 9.003 | 12.873 | 51.052 | QE_08 | 6.529 | 15.9633 | 9.3771 | 74.5379 | 30.8683 | 0.12484 | 15.9633 | 30Q5 Flow | 30.8683 | HM Flow | 9.3771 | 7Q10 Flow |  | 365 | 4.086e-05 | 0.0043574 | 0.0025596 | 0.0013237 | 3 | 4 | 0 | 0 | 39 | 1 | 0 | 0 | 0.788 | 32 | 0 | 0 | 5.5298e-06 | 1.4525e-06 | DMR | [16 empty] | 0.00071019 | 0.075737 | 0.044489 | 0.023007 | 9.6112e-05 | 2.5246e-05 | NO | NHDPlus
2023 | KEESHAN AND BOST CHEMICAL CO., INC. | 110000599479 | TX0072168 | MANVEL | BRAZORIA | TX |  | 29.4584 | -95.3304 |  | 2869 | Industrial Organic Chemicals, Nec | 325998 | All Other Miscellaneous Chemical Product and Preparation Manufacturing | IS34 | All Other Chemical Product and Preparation Manufacturing | Waste Handling, Treatment, and Disposal (Remediation or Monitoring) | 1 | 0.014914 | TX0072168 | Mustang Bayou | 1.2E+11 | No organochlorines are reported to 2022 TRI |  |  |  | 2023 | 1.2E+13 | RAILSIDE DITCH; C-I-J DITCH; C-I DI | 0.033 | 0.033 | 0.0085446 | NPDES | 0.033 | 0.051059 | 1565976 | Mustang Bayou | 3 | 30.486 | 71.031 | 67.578 | 44.275 | 28.337 | 23.668 | 25.658 | 8.487 | 6.529 | 6.665 | 9.003 | 12.873 | 51.052 | QE_08 | 6.529 | 15.9633 | 9.3771 | 74.5379 | 30.8683 | 0.12484 | 15.9633 | 30Q5 Flow | 30.8683 | HM Flow | 9.3771 | 7Q10 Flow |  | 365 | 4.086e-05 | 0.0043574 | 0.0025596 | 0.0013237 | 3 | 4 | 0 | 0 | 39 | 1 | 0 | 0 | 0.788 | 32 | 0 | 0 | 5.5298e-06 | 1.4525e-06 | DMR | [16 empty] | 0.00071019 | 0.075737 | 0.044489 | 0.023007 | 9.6112e-05 | 2.5246e-05 | NO | NHDPlus
2020 | BRASKEM AMERICA INC - LAPORTE SITE | 110000463631 | TX0074276 | LA PORTE | HARRIS | TX |  | 29.704 | -95.0799 |  | 2821 | Plastics Materials and Resins | 325211 | Plastics Material and Resin Manufacturing | IS22 | Plastic Material and Resin Manufacturing | Waste Handling, Treatment, and Disposal (Remediation or Monitoring) | 1 | 0.11103 | TX0074276 | Goose Creek-Frontal Galveston Bay | 1.2E+11 | No organochlorines are reported to 2022 TRI |  |  |  | 2023 | 1.2E+13 | SAN JACINTO BAY | 0.622 | 0.622 | 0.34994 | NPDES | 0.622 | 0.96238 | [22 empty] | 2.3545 | 2.3545 | Flow Lookup Failed | 2.3545 | Flow Lookup Failed | 2.3545 | Flow Lookup Failed | PlantFlowUsed | 365 | 0.00030418 | 0.12919 | 0.12919 | 0.12919 | 3 | 4 | 0 | 0 | 39 | 1 | 0 | 0 | 0.788 | 32 | 0 | 0 | 0.00016395 | 4.3063e-05 | DMR | [16 empty] | 0.0052869 | 2.2454 | 2.2454 | 2.2454 | 0.0028495 | 0.00074848 | NO | PlantFlow
2019 | METTON AMERICA LA PORTE PLANT | 110000463677 | TX0084808 | LA PORTE | HARRIS | TX |  | 29.7261 | -95.0796 |  | 2821 | Plastics Materials and Resins | 325211 | Plastics Material and Resin Manufacturing | IS22 | Plastic Material and Resin Manufacturing | Waste Handling, Treatment, and Disposal (Remediation or Monitoring) | 1 | 0.0016405 | TX0084808 | Goose Creek-Frontal Galveston Bay | 1.2E+11 | 2022 TRI reports Hexachlorocyclopentadiene is added as formulation component |  |  |  | 2023 | 1.2E+13 | HOUSTON SHIP CHANNEL/SAN JACINTO RIVER TIDAL |  |  | 0.0020765 | NPDES | 0.0020765 | 0.0032128 | 1439481 | Tucker Bayou | 1 | 4.567 | 8.632 | 8.288 | 5.624 | 3.27 | 3.514 | 3.513 | 0.904 | 0.622 | 0.425 | 0.727 | 2.265 | 7.821 | QE_09 | 0.425 | 1.0391 | 0.55443 | 11.1663 | 2.6397 | 0.0078553 | 1.0391 | 30Q5 Flow | 2.6397 | HM Flow | 0.55443 | 7Q10 Flow |  | 365 | 4.4946e-06 | 0.0081067 | 0.0043254 | 0.0017027 | 3 | 4 | 0 | 0 | 39 | 1 | 0 | 0 | 0.788 | 32 | 0 | 0 | 1.0288e-05 | 2.7022e-06 | DMR | [16 empty] | 7.812e-05 | 0.1409 | 0.075179 | 0.029594 | 0.00017881 | 4.6968e-05 | NO | NHDPlus
2020 | METTON AMERICA LA PORTE PLANT | 110000463677 | TX0084808 | LA PORTE | HARRIS | TX |  | 29.7261 | -95.0796 |  | 2821 | Plastics Materials and Resins | 325211 | Plastics Material and Resin Manufacturing | IS22 | Plastic Material and Resin Manufacturing | Waste Handling, Treatment, and Disposal (Remediation or Monitoring) | 1 | 0.0026182 | TX0084808 | Goose Creek-Frontal Galveston Bay | 1.2E+11 | 2022 TRI reports Hexachlorocyclopentadiene is added as formulation component |  |  |  | 2023 | 1.2E+13 | HOUSTON SHIP CHANNEL/SAN JACINTO RIVER TIDAL |  |  | 0.0020765 | NPDES | 0.0020765 | 0.0032128 | 1439481 | Tucker Bayou | 1 | 4.567 | 8.632 | 8.288 | 5.624 | 3.27 | 3.514 | 3.513 | 0.904 | 0.622 | 0.425 | 0.727 | 2.265 | 7.821 | QE_09 | 0.425 | 1.0391 | 0.55443 | 11.1663 | 2.6397 | 0.0078553 | 1.0391 | 30Q5 Flow | 2.6397 | HM Flow | 0.55443 | 7Q10 Flow |  | 365 | 7.1732e-06 | 0.012938 | 0.0069032 | 0.0027174 | 3 | 4 | 0 | 0 | 39 | 1 | 0 | 0 | 0.788 | 32 | 0 | 0 | 1.6419e-05 | 4.3127e-06 | DMR | [16 empty] | 0.00012468 | 0.22488 | 0.11998 | 0.047231 | 0.00028537 | 7.4958e-05 | NO | NHDPlus
2021 | METTON AMERICA LA PORTE PLANT | 110000463677 | TX0084808 | LA PORTE | HARRIS | TX |  | 29.7261 | -95.0796 |  | 2821 | Plastics Materials and Resins | 325211 | Plastics Material and Resin Manufacturing | IS22 | Plastic Material and Resin Manufacturing | Waste Handling, Treatment, and Disposal (Remediation or Monitoring) | 1 | 0.0030491 | TX0084808 | Goose Creek-Frontal Galveston Bay | 1.2E+11 | 2022 TRI reports Hexachlorocyclopentadiene is added as formulation component |  |  |  | 2023 | 1.2E+13 | HOUSTON SHIP CHANNEL/SAN JACINTO RIVER TIDAL |  |  | 0.0020765 | NPDES | 0.0020765 | 0.0032128 | 1439481 | Tucker Bayou | 1 | 4.567 | 8.632 | 8.288 | 5.624 | 3.27 | 3.514 | 3.513 | 0.904 | 0.622 | 0.425 | 0.727 | 2.265 | 7.821 | QE_09 | 0.425 | 1.0391 | 0.55443 | 11.1663 | 2.6397 | 0.0078553 | 1.0391 | 30Q5 Flow | 2.6397 | HM Flow | 0.55443 | 7Q10 Flow |  | 365 | 8.3536e-06 | 0.015067 | 0.0080391 | 0.0031646 | 3 | 4 | 0 | 0 | 39 | 1 | 0 | 0 | 0.788 | 32 | 0 | 0 | 1.9121e-05 | 5.0224e-06 | DMR | [16 empty] | 0.00014519 | 0.26188 | 0.13973 | 0.055003 | 0.00033233 | 8.7293e-05 | NO | NHDPlus
2022 | METTON AMERICA LA PORTE PLANT | 110000463677 | TX0084808 | LA PORTE | HARRIS | TX |  | 29.7261 | -95.0796 |  | 2821 | Plastics Materials and Resins | 325211 | Plastics Material and Resin Manufacturing | IS22 | Plastic Material and Resin Manufacturing | Waste Handling, Treatment, and Disposal (Remediation or Monitoring) | 1 | 0.0039439 | TX0084808 | Goose Creek-Frontal Galveston Bay | 1.2E+11 | 2022 TRI reports Hexachlorocyclopentadiene is added as formulation component |  |  |  | 2023 | 1.2E+13 | HOUSTON SHIP CHANNEL/SAN JACINTO RIVER TIDAL |  |  | 0.0020765 | NPDES | 0.0020765 | 0.0032128 | 1439481 | Tucker Bayou | 1 | 4.567 | 8.632 | 8.288 | 5.624 | 3.27 | 3.514 | 3.513 | 0.904 | 0.622 | 0.425 | 0.727 | 2.265 | 7.821 | QE_09 | 0.425 | 1.0391 | 0.55443 | 11.1663 | 2.6397 | 0.0078553 | 1.0391 | 30Q5 Flow | 2.6397 | HM Flow | 0.55443 | 7Q10 Flow |  | 365 | 1.0805e-05 | 0.019489 | 0.010398 | 0.0040933 | 3 | 4 | 0 | 0 | 39 | 1 | 0 | 0 | 0.788 | 32 | 0 | 0 | 2.4732e-05 | 6.4963e-06 | DMR | [16 empty] | 0.0001878 | 0.33874 | 0.18073 | 0.071145 | 0.00042987 | 0.00011291 | NO | NHDPlus
2023 | METTON AMERICA LA PORTE PLANT | 110000463677 | TX0084808 | LA PORTE | HARRIS | TX |  | 29.7261 | -95.0796 |  | 2821 | Plastics Materials and Resins | 325211 | Plastics Material and Resin Manufacturing | IS22 | Plastic Material and Resin Manufacturing | Waste Handling, Treatment, and Disposal (Remediation or Monitoring) | 1 | 0.0034965 | TX0084808 | Goose Creek-Frontal Galveston Bay | 1.2E+11 | 2022 TRI reports Hexachlorocyclopentadiene is added as formulation component |  |  |  | 2023 | 1.2E+13 | HOUSTON SHIP CHANNEL/SAN JACINTO RIVER TIDAL |  |  | 0.0020765 | NPDES | 0.0020765 | 0.0032128 | 1439481 | Tucker Bayou | 1 | 4.567 | 8.632 | 8.288 | 5.624 | 3.27 | 3.514 | 3.513 | 0.904 | 0.622 | 0.425 | 0.727 | 2.265 | 7.821 | QE_09 | 0.425 | 1.0391 | 0.55443 | 11.1663 | 2.6397 | 0.0078553 | 1.0391 | 30Q5 Flow | 2.6397 | HM Flow | 0.55443 | 7Q10 Flow |  | 365 | 9.5794e-06 | 0.017278 | 0.0092188 | 0.0036289 | 3 | 4 | 0 | 0 | 39 | 1 | 0 | 0 | 0.788 | 32 | 0 | 0 | 2.1926e-05 | 5.7593e-06 | DMR | [16 empty] | 0.0001665 | 0.30031 | 0.16023 | 0.063074 | 0.0003811 | 0.0001001 | NO | NHDPlus
2020 | MONUMENT CHEMICAL HOUSTON, LLC | 110000460983 | TX0085979 | HOUSTON | HARRIS | TX |  | 29.7549 | -95.1033 |  | 2869 | Industrial Organic Chemicals, Nec | 325998 | All Other Miscellaneous Chemical Product and Preparation Manufacturing | IS34 | All Other Chemical Product and Preparation Manufacturing | Waste Handling, Treatment, and Disposal (Remediation or Monitoring) | 1 | 0.11103 | TX0085979 | Carpenters Bayou | 1.2E+11 | No organochlorines are reported to 2022 TRI |  |  |  | 2023 | 1.2E+13 | CARPENTERS BAYOU PORTION OF THE HSC TIDAL | 0.22 |  | 0.16595 | NPDES | 0.16595 | 0.25676 | 1439361 | Carpenters Bayou | 2 | 50.506 | 116.425 | 105.942 | 73.684 | 50.482 | 42.142 | 44.852 | 15.054 | 11.168 | 10.17 | 15.053 | 41.163 | 93.537 | QE_09 | 10.17 | 24.8655 | 14.836 | 123.4866 | 50.4893 | 0.62777 | 24.8655 | 30Q5 Flow | 50.4893 | HM Flow | 14.836 | 7Q10 Flow |  | 365 | 0.00030418 | 0.020503 | 0.012233 | 0.0060246 | 3 | 4 | 0 | 0 | 39 | 1 | 0 | 0 | 0.788 | 32 | 0 | 0 | 2.6019e-05 | 6.8343e-06 | DMR | [16 empty] | 0.0052869 | 0.35636 | 0.21262 | 0.10471 | 0.00045223 | 0.00011879 | NO | NHDPlus
2021 | MONUMENT CHEMICAL HOUSTON, LLC | 110000460983 | TX0085979 | HOUSTON | HARRIS | TX |  | 29.7549 | -95.1033 |  | 2869 | Industrial Organic Chemicals, Nec | 325998 | All Other Miscellaneous Chemical Product and Preparation Manufacturing | IS34 | All Other Chemical Product and Preparation Manufacturing | Waste Handling, Treatment, and Disposal (Remediation or Monitoring) | 1 | 0.3745 | TX0085979 | Carpenters Bayou | 1.2E+11 | No organochlorines are reported to 2022 TRI |  |  |  | 2023 | 1.2E+13 | CARPENTERS BAYOU PORTION OF THE HSC TIDAL | 0.22 |  | 0.16595 | NPDES | 0.16595 | 0.25676 | 1439361 | Carpenters Bayou | 2 | 50.506 | 116.425 | 105.942 | 73.684 | 50.482 | 42.142 | 44.852 | 15.054 | 11.168 | 10.17 | 15.053 | 41.163 | 93.537 | QE_09 | 10.17 | 24.8655 | 14.836 | 123.4866 | 50.4893 | 0.62777 | 24.8655 | 30Q5 Flow | 50.4893 | HM Flow | 14.836 | 7Q10 Flow |  | 365 | 0.001026 | 0.069159 | 0.041264 | 0.020322 | 3 | 4 | 0 | 0 | 39 | 1 | 0 | 0 | 0.788 | 32 | 0 | 0 | 8.7765e-05 | 2.3053e-05 | DMR | [16 empty] | 0.017834 | 1.202 | 0.7172 | 0.35321 | 0.0015254 | 0.00040068 | NO | NHDPlus
2022 | MONUMENT CHEMICAL HOUSTON, LLC | 110000460983 | TX0085979 | HOUSTON | HARRIS | TX |  | 29.7549 | -95.1033 |  | 2869 | Industrial Organic Chemicals, Nec | 325998 | All Other Miscellaneous Chemical Product and Preparation Manufacturing | IS34 | All Other Chemical Product and Preparation Manufacturing | Waste Handling, Treatment, and Disposal (Remediation or Monitoring) | 1 | 0.16571 | TX0085979 | Carpenters Bayou | 1.2E+11 | No organochlorines are reported to 2022 TRI |  |  |  | 2023 | 1.2E+13 | CARPENTERS BAYOU PORTION OF THE HSC TIDAL | 0.22 |  | 0.16595 | NPDES | 0.16595 | 0.25676 | 1439361 | Carpenters Bayou | 2 | 50.506 | 116.425 | 105.942 | 73.684 | 50.482 | 42.142 | 44.852 | 15.054 | 11.168 | 10.17 | 15.053 | 41.163 | 93.537 | QE_09 | 10.17 | 24.8655 | 14.836 | 123.4866 | 50.4893 | 0.62777 | 24.8655 | 30Q5 Flow | 50.4893 | HM Flow | 14.836 | 7Q10 Flow |  | 365 | 0.000454 | 0.030601 | 0.018258 | 0.008992 | 3 | 4 | 0 | 0 | 39 | 1 | 0 | 0 | 0.788 | 32 | 0 | 0 | 3.8834e-05 | 1.02e-05 | DMR | [16 empty] | 0.007891 | 0.53188 | 0.31735 | 0.15629 | 0.00067497 | 0.00017729 | NO | NHDPlus
2023 | MONUMENT CHEMICAL HOUSTON, LLC | 110000460983 | TX0085979 | HOUSTON | HARRIS | TX |  | 29.7549 | -95.1033 |  | 2869 | Industrial Organic Chemicals, Nec | 325998 | All Other Miscellaneous Chemical Product and Preparation Manufacturing | IS34 | All Other Chemical Product and Preparation Manufacturing | Waste Handling, Treatment, and Disposal (Remediation or Monitoring) | 1 | 0.19885 | TX0085979 | Carpenters Bayou | 1.2E+11 | No organochlorines are reported to 2022 TRI |  |  |  | 2023 | 1.2E+13 | CARPENTERS BAYOU PORTION OF THE HSC TIDAL | 0.22 |  | 0.16595 | NPDES | 0.16595 | 0.25676 | 1439361 | Carpenters Bayou | 2 | 50.506 | 116.425 | 105.942 | 73.684 | 50.482 | 42.142 | 44.852 | 15.054 | 11.168 | 10.17 | 15.053 | 41.163 | 93.537 | QE_09 | 10.17 | 24.8655 | 14.836 | 123.4866 | 50.4893 | 0.62777 | 24.8655 | 30Q5 Flow | 50.4893 | HM Flow | 14.836 | 7Q10 Flow |  | 365 | 0.0005448 | 0.036722 | 0.02191 | 0.01079 | 3 | 4 | 0 | 0 | 39 | 1 | 0 | 0 | 0.788 | 32 | 0 | 0 | 4.6601e-05 | 1.2241e-05 | DMR | [16 empty] | 0.0094691 | 0.63826 | 0.38081 | 0.18755 | 0.00080997 | 0.00021275 | NO | NHDPlus
2022 | NORTH STORAGE FACILITY | 110056961480 | TX0102326 | MONT BELVIEU | CHAMBERS COUNTY | TX |  | 29.8577 | -94.9107 |  | 2869 | Industrial Organic Chemicals, Nec | 325998 | All Other Miscellaneous Chemical Product and Preparation Manufacturing | IS34 | All Other Chemical Product and Preparation Manufacturing | Waste Handling, Treatment, and Disposal (Remediation or Monitoring) | 1 | 0.16571 | TX0102326 | Ellis Branch-Cedar Bayou | 1.2E+11 | Using NPDES to search 2022 TRI: No organochlorines are reported to 2022 TRI |  |  |  | 2023 | 1.2E+13 | CEDAR BAYOU ABOVE TIDAL, CEDAR BAYOU TIDAL, CEDER BAYOU TIDAL - CEDAR BAYOU ABOVE TIDAL |  | 0.37 | 1.8006 | NPDES | 0.37 | 0.57248 | [22 empty] | 1.4006 | 1.4006 | Flow Lookup Failed | 1.4006 | Flow Lookup Failed | 1.4006 | Flow Lookup Failed | PlantFlowUsed | 365 | 0.000454 | 0.32415 | 0.32415 | 0.32415 | 3 | 4 | 0 | 0 | 39 | 1 | 0 | 0 | 0.788 | 32 | 0 | 0 | 0.00041135 | 0.00010805 | DMR | [16 empty] | 0.007891 | 5.634 | 5.634 | 5.634 | 0.0071497 | 0.001878 | NO | PlantFlow
2019 | W HOTLE BLOCK 21 | 110035762822 | TX0131547 | AUSTIN | TRAVIS | TX |  | 30.2653 | -97.7465 |  | 6513 | Apartment Building Operators | 531110 | Lessors of Residential Buildings and Dwellings | IS47 | Services | Waste Handling, Treatment, and Disposal (Remediation or Monitoring) | 1 | 0.0048804 | TX0131547 | Town Lake-Colorado River | 1.21E+11 | Uncertain, possibly a remediation site |  |  |  | 2023 | 1.21E+13 | DIRECTLY TO LADY BIRD LK/TOWN LAKE, DIRECTLY TO TOWN LAKE | 0.0432 | 0.432 | 0.015597 | NPDES | 0.432 | 0.6684 | 5781905 | Colorado River | 6 | 1467.922 | 687.093 | 765.903 | 1148.3 | 1768.928 | 2336.592 | 3329.476 | 2133.209 | 1767.033 | 1492.241 | 937.277 | 975.203 | 626.354 | QE_12 | 626.354 | 1531.4279 | 1056.343 | 3589.0513 | 2617.8402 | 1.6342 | 1531.4279 | 30Q5 Flow | 2617.8402 | HM Flow | 1056.343 | 7Q10 Flow |  | 365 | 1.3371e-05 | 1.2658e-05 | 8.731e-06 | 5.1076e-06 | 3 | 4 | 0 | 0 | 39 | 1 | 0 | 0 | 0.788 | 32 | 0 | 0 | 1.6063e-08 | 4.2192e-09 | DMR | [16 empty] | 0.0002324 | 0.00022 | 0.00015175 | 8.8775e-05 | 2.7919e-07 | 7.3335e-08 | NO | NHDPlus
2020 | W HOTLE BLOCK 21 | 110035762822 | TX0131547 | AUSTIN | TRAVIS | TX |  | 30.2653 | -97.7465 |  | 6513 | Apartment Building Operators | 531110 | Lessors of Residential Buildings and Dwellings | IS47 | Services | Waste Handling, Treatment, and Disposal (Remediation or Monitoring) | 1 | 0.0033922 | TX0131547 | Town Lake-Colorado River | 1.21E+11 | Uncertain, possibly a remediation site |  |  |  | 2023 | 1.21E+13 | DIRECTLY TO LADY BIRD LK/TOWN LAKE, DIRECTLY TO TOWN LAKE | 0.0432 | 0.432 | 0.015597 | NPDES | 0.432 | 0.6684 | 5781905 | Colorado River | 6 | 1467.922 | 687.093 | 765.903 | 1148.3 | 1768.928 | 2336.592 | 3329.476 | 2133.209 | 1767.033 | 1492.241 | 937.277 | 975.203 | 626.354 | QE_12 | 626.354 | 1531.4279 | 1056.343 | 3589.0513 | 2617.8402 | 1.6342 | 1531.4279 | 30Q5 Flow | 2617.8402 | HM Flow | 1056.343 | 7Q10 Flow |  | 365 | 9.2936e-06 | 8.7979e-06 | 6.0686e-06 | 3.5501e-06 | 3 | 4 | 0 | 0 | 39 | 1 | 0 | 0 | 0.788 | 32 | 0 | 0 | 1.1165e-08 | 2.9326e-09 | DMR | [16 empty] | 0.00016153 | 0.00015292 | 0.00010548 | 6.1704e-05 | 1.9406e-07 | 5.0972e-08 | NO | NHDPlus
2021 | W HOTLE BLOCK 21 | 110035762822 | TX0131547 | AUSTIN | TRAVIS | TX |  | 30.2653 | -97.7465 |  | 6513 | Apartment Building Operators | 531110 | Lessors of Residential Buildings and Dwellings | IS47 | Services | Waste Handling, Treatment, and Disposal (Remediation or Monitoring) | 1 | 0.018377 | TX0131547 | Town Lake-Colorado River | 1.21E+11 | Uncertain, possibly a remediation site |  |  |  | 2023 | 1.21E+13 | DIRECTLY TO LADY BIRD LK/TOWN LAKE, DIRECTLY TO TOWN LAKE | 0.0432 | 0.432 | 0.015597 | NPDES | 0.432 | 0.6684 | 5781905 | Colorado River | 6 | 1467.922 | 687.093 | 765.903 | 1148.3 | 1768.928 | 2336.592 | 3329.476 | 2133.209 | 1767.033 | 1492.241 | 937.277 | 975.203 | 626.354 | QE_12 | 626.354 | 1531.4279 | 1056.343 | 3589.0513 | 2617.8402 | 1.6342 | 1531.4279 | 30Q5 Flow | 2617.8402 | HM Flow | 1056.343 | 7Q10 Flow |  | 365 | 5.0348e-05 | 4.7663e-05 | 3.2877e-05 | 1.9233e-05 | 3 | 4 | 0 | 0 | 39 | 1 | 0 | 0 | 0.788 | 32 | 0 | 0 | 6.0486e-08 | 1.5888e-08 | DMR | [16 empty] | 0.0008751 | 0.00082842 | 0.00057143 | 0.00033428 | 1.0513e-06 | 2.7614e-07 | NO | NHDPlus
2022 | W HOTLE BLOCK 21 | 110035762822 | TX0131547 | AUSTIN | TRAVIS | TX |  | 30.2653 | -97.7465 |  | 6513 | Apartment Building Operators | 531110 | Lessors of Residential Buildings and Dwellings | IS47 | Services | Waste Handling, Treatment, and Disposal (Remediation or Monitoring) | 1 | 0.015675 | TX0131547 | Town Lake-Colorado River | 1.21E+11 | Uncertain, possibly a remediation site |  |  |  | 2023 | 1.21E+13 | DIRECTLY TO LADY BIRD LK/TOWN LAKE, DIRECTLY TO TOWN LAKE | 0.0432 | 0.432 | 0.015597 | NPDES | 0.432 | 0.6684 | 5781905 | Colorado River | 6 | 1467.922 | 687.093 | 765.903 | 1148.3 | 1768.928 | 2336.592 | 3329.476 | 2133.209 | 1767.033 | 1492.241 | 937.277 | 975.203 | 626.354 | QE_12 | 626.354 | 1531.4279 | 1056.343 | 3589.0513 | 2617.8402 | 1.6342 | 1531.4279 | 30Q5 Flow | 2617.8402 | HM Flow | 1056.343 | 7Q10 Flow |  | 365 | 4.2946e-05 | 4.0655e-05 | 2.8043e-05 | 1.6405e-05 | 3 | 4 | 0 | 0 | 39 | 1 | 0 | 0 | 0.788 | 32 | 0 | 0 | 5.1593e-08 | 1.3552e-08 | DMR | [16 empty] | 0.00074644 | 0.00070663 | 0.00048741 | 0.00028514 | 8.9673e-07 | 2.3554e-07 | NO | NHDPlus
2023 | W HOTLE BLOCK 21 | 110035762822 | TX0131547 | AUSTIN | TRAVIS | TX |  | 30.2653 | -97.7465 |  | 6513 | Apartment Building Operators | 531110 | Lessors of Residential Buildings and Dwellings | IS47 | Services | Waste Handling, Treatment, and Disposal (Remediation or Monitoring) | 1 | 0.011077 | TX0131547 | Town Lake-Colorado River | 1.21E+11 | Uncertain, possibly a remediation site |  |  |  | 2023 | 1.21E+13 | DIRECTLY TO LADY BIRD LK/TOWN LAKE, DIRECTLY TO TOWN LAKE | 0.0432 | 0.432 | 0.015597 | NPDES | 0.432 | 0.6684 | 5781905 | Colorado River | 6 | 1467.922 | 687.093 | 765.903 | 1148.3 | 1768.928 | 2336.592 | 3329.476 | 2133.209 | 1767.033 | 1492.241 | 937.277 | 975.203 | 626.354 | QE_12 | 626.354 | 1531.4279 | 1056.343 | 3589.0513 | 2617.8402 | 1.6342 | 1531.4279 | 30Q5 Flow | 2617.8402 | HM Flow | 1056.343 | 7Q10 Flow |  | 365 | 3.0348e-05 | 2.873e-05 | 1.9817e-05 | 1.1593e-05 | 3 | 4 | 0 | 0 | 39 | 1 | 0 | 0 | 0.788 | 32 | 0 | 0 | 3.6459e-08 | 9.5766e-09 | DMR | [16 empty] | 0.00052748 | 0.00049935 | 0.00034444 | 0.0002015 | 6.3369e-07 | 1.6645e-07 | NO | NHDPlus
2019 | PURITY ISOBUTYLENE PLANT/PASADENA TERMINAL | 110060340162 | TX0131768 | PASADENA | HARRIS | TX |  | 29.7386 | -95.1669 |  | 2869 | Industrial Organic Chemicals, Nec | 325998 | All Other Miscellaneous Chemical Product and Preparation Manufacturing | IS34 | All Other Chemical Product and Preparation Manufacturing | Waste Handling, Treatment, and Disposal (Remediation or Monitoring) | 1 | 0.82891 | TX0131768 | Vince Bayou-Buffalo Bayou | 1.2E+11 | No organochlorines are reported to 2022 TRI |  |  |  | 2023 | 1.2E+13 | HOUSTON SHIP CHANNEL TIDAL | 0.055 |  | 0.072 | NPDES | 0.072 | 0.1114 | [22 empty] | 0.27255 | 0.27255 | Flow Lookup Failed | 0.27255 | Flow Lookup Failed | 0.27255 | Flow Lookup Failed | PlantFlowUsed | 365 | 0.002271 | 8.3324 | 8.3324 | 8.3324 | 3 | 4 | 0 | 0 | 39 | 1 | 0 | 0 | 0.788 | 32 | 0 | 0 | 0.010574 | 0.0027775 | DMR | [16 empty] | 0.039472 | 144.8256 | 144.8256 | 144.8256 | 0.18379 | 0.048275 | NO | PlantFlow
2020 | PURITY ISOBUTYLENE PLANT/PASADENA TERMINAL | 110060340162 | TX0131768 | PASADENA | HARRIS | TX |  | 29.7386 | -95.1669 |  | 2869 | Industrial Organic Chemicals, Nec | 325998 | All Other Miscellaneous Chemical Product and Preparation Manufacturing | IS34 | All Other Chemical Product and Preparation Manufacturing | Waste Handling, Treatment, and Disposal (Remediation or Monitoring) | 1 | 0.75984 | TX0131768 | Vince Bayou-Buffalo Bayou | 1.2E+11 | No organochlorines are reported to 2022 TRI |  |  |  | 2023 | 1.2E+13 | HOUSTON SHIP CHANNEL TIDAL | 0.055 |  | 0.072 | NPDES | 0.072 | 0.1114 | [22 empty] | 0.27255 | 0.27255 | Flow Lookup Failed | 0.27255 | Flow Lookup Failed | 0.27255 | Flow Lookup Failed | PlantFlowUsed | 365 | 0.0020817 | 7.6381 | 7.6381 | 7.6381 | 3 | 4 | 0 | 0 | 39 | 1 | 0 | 0 | 0.788 | 32 | 0 | 0 | 0.009693 | 0.002546 | DMR | [16 empty] | 0.036183 | 132.7568 | 132.7568 | 132.7568 | 0.16847 | 0.044252 | NO | PlantFlow
2021 | PURITY ISOBUTYLENE PLANT/PASADENA TERMINAL | 110060340162 | TX0131768 | PASADENA | HARRIS | TX |  | 29.7386 | -95.1669 |  | 2869 | Industrial Organic Chemicals, Nec | 325998 | All Other Miscellaneous Chemical Product and Preparation Manufacturing | IS34 | All Other Chemical Product and Preparation Manufacturing | Waste Handling, Treatment, and Disposal (Remediation or Monitoring) | 1 | 0.71839 | TX0131768 | Vince Bayou-Buffalo Bayou | 1.2E+11 | No organochlorines are reported to 2022 TRI |  |  |  | 2023 | 1.2E+13 | HOUSTON SHIP CHANNEL TIDAL | 0.055 |  | 0.072 | NPDES | 0.072 | 0.1114 | [22 empty] | 0.27255 | 0.27255 | Flow Lookup Failed | 0.27255 | Flow Lookup Failed | 0.27255 | Flow Lookup Failed | PlantFlowUsed | 365 | 0.0019682 | 7.2214 | 7.2214 | 7.2214 | 3 | 4 | 0 | 0 | 39 | 1 | 0 | 0 | 0.788 | 32 | 0 | 0 | 0.0091643 | 0.0024071 | DMR | [16 empty] | 0.034209 | 125.5155 | 125.5155 | 125.5155 | 0.15928 | 0.041839 | NO | PlantFlow
2022 | PURITY ISOBUTYLENE PLANT/PASADENA TERMINAL | 110060340162 | TX0131768 | PASADENA | HARRIS | TX |  | 29.7386 | -95.1669 |  | 2869 | Industrial Organic Chemicals, Nec | 325998 | All Other Miscellaneous Chemical Product and Preparation Manufacturing | IS34 | All Other Chemical Product and Preparation Manufacturing | Waste Handling, Treatment, and Disposal (Remediation or Monitoring) | 1 | 0.56643 | TX0131768 | Vince Bayou-Buffalo Bayou | 1.2E+11 | No organochlorines are reported to 2022 TRI |  |  |  | 2023 | 1.2E+13 | HOUSTON SHIP CHANNEL TIDAL | 0.055 |  | 0.072 | NPDES | 0.072 | 0.1114 | [22 empty] | 0.27255 | 0.27255 | Flow Lookup Failed | 0.27255 | Flow Lookup Failed | 0.27255 | Flow Lookup Failed | PlantFlowUsed | 365 | 0.0015519 | 5.6938 | 5.6938 | 5.6938 | 3 | 4 | 0 | 0 | 39 | 1 | 0 | 0 | 0.788 | 32 | 0 | 0 | 0.0072257 | 0.0018979 | DMR | [16 empty] | 0.026973 | 98.9641 | 98.9641 | 98.9641 | 0.12559 | 0.032988 | NO | PlantFlow
2023 | PURITY ISOBUTYLENE PLANT/PASADENA TERMINAL | 110060340162 | TX0131768 | PASADENA | HARRIS | TX |  | 29.7386 | -95.1669 |  | 2869 | Industrial Organic Chemicals, Nec | 325998 | All Other Miscellaneous Chemical Product and Preparation Manufacturing | IS34 | All Other Chemical Product and Preparation Manufacturing | Waste Handling, Treatment, and Disposal (Remediation or Monitoring) | 1 | 0.064241 | TX0131768 | Vince Bayou-Buffalo Bayou | 1.2E+11 | No organochlorines are reported to 2022 TRI |  |  |  | 2023 | 1.2E+13 | HOUSTON SHIP CHANNEL TIDAL | 0.055 |  | 0.072 | NPDES | 0.072 | 0.1114 | [22 empty] | 0.27255 | 0.27255 | Flow Lookup Failed | 0.27255 | Flow Lookup Failed | 0.27255 | Flow Lookup Failed | PlantFlowUsed | 365 | 0.000176 | 0.64576 | 0.64576 | 0.64576 | 3 | 4 | 0 | 0 | 39 | 1 | 0 | 0 | 0.788 | 32 | 0 | 0 | 0.0008195 | 0.00021525 | DMR | [16 empty] | 0.0030591 | 11.224 | 11.224 | 11.224 | 0.014244 | 0.0037413 | NO | PlantFlow
2019 | THE NATURE CONSERVANCY | 110010844426 | VA0089796 | ARLINGTON | ARLINGTON | VA |  | 38.8822 | -77.1123 |  | 4959 | Sanitary Services, Nec | 562998 | All Other Miscellaneous Waste Management Services | IS47 | Services | Waste Handling, Treatment, and Disposal (non-POTW WWT) | 1 | 0.00011143 | VA0089796 | Fourmile Run-Potomac River | 020700100301 | Naics/SIC indication of wastehandling or remediation |  |  |  | 2023 | 02070010000000 | LUBBER RUN, UT (VIA STORM SEWER), POTOMAC RIVER-FOURMILE RUN |  | 0.0144 | 5.9e-05 | NPDES | 0.0144 | 0.02228 | 22338723 | Lubber Run | 1 | 1.747 | 8.609 | 19.531 | 14.602 | 2.608 | 2.177 | 1.774 | 1.206 | 1.051 | 1.607 | 1.775 | 1.418 | 2.794 | QE_08 | 1.051 | 2.5697 | 1.4155 | 4.2714 | 2.811 | 0.054475 | 2.5697 | 30Q5 Flow | 2.811 | HM Flow | 1.4155 | 7Q10 Flow |  | 365 | 3.0529e-07 | 0.00021568 | 0.0001188 | 0.00010861 | 3 | 4 | 0 | 0 | 39 | 1 | 0 | 0 | 0.788 | 32 | 0 | 0 | 2.7371e-07 | 7.1893e-08 | DMR | [16 empty] | 5.3062e-06 | 0.0037487 | 0.0020649 | 0.0018877 | 4.7573e-06 | 1.2496e-06 | NO | NHDPlus
2020 | THE NATURE CONSERVANCY | 110010844426 | VA0089796 | ARLINGTON | ARLINGTON | VA |  | 38.8822 | -77.1123 |  | 4959 | Sanitary Services, Nec | 562998 | All Other Miscellaneous Waste Management Services | IS47 | Services | Waste Handling, Treatment, and Disposal (non-POTW WWT) | 1 | 8.2549e-05 | VA0089796 | Fourmile Run-Potomac River | 020700100301 | Naics/SIC indication of wastehandling or remediation |  |  |  | 2023 | 02070010000000 | LUBBER RUN, UT (VIA STORM SEWER), POTOMAC RIVER-FOURMILE RUN |  | 0.0144 | 5.9e-05 | NPDES | 0.0144 | 0.02228 | 22338723 | Lubber Run | 1 | 1.747 | 8.609 | 19.531 | 14.602 | 2.608 | 2.177 | 1.774 | 1.206 | 1.051 | 1.607 | 1.775 | 1.418 | 2.794 | QE_08 | 1.051 | 2.5697 | 1.4155 | 4.2714 | 2.811 | 0.054475 | 2.5697 | 30Q5 Flow | 2.811 | HM Flow | 1.4155 | 7Q10 Flow |  | 365 | 2.2616e-07 | 0.00015978 | 8.8012e-05 | 8.0457e-05 | 3 | 4 | 0 | 0 | 39 | 1 | 0 | 0 | 0.788 | 32 | 0 | 0 | 2.0276e-07 | 5.326e-08 | DMR | [16 empty] | 3.9309e-06 | 0.0027771 | 0.0015297 | 0.0013984 | 3.5242e-06 | 9.257e-07 | NO | NHDPlus
2021 | THE NATURE CONSERVANCY | 110010844426 | VA0089796 | ARLINGTON | ARLINGTON | VA |  | 38.8822 | -77.1123 |  | 4959 | Sanitary Services, Nec | 562998 | All Other Miscellaneous Waste Management Services | IS47 | Services | Waste Handling, Treatment, and Disposal (non-POTW WWT) | 1 | 8.2891e-05 | VA0089796 | Fourmile Run-Potomac River | 020700100301 | Naics/SIC indication of wastehandling or remediation |  |  |  | 2023 | 02070010000000 | LUBBER RUN, UT (VIA STORM SEWER), POTOMAC RIVER-FOURMILE RUN |  | 0.0144 | 5.9e-05 | NPDES | 0.0144 | 0.02228 | 22338723 | Lubber Run | 1 | 1.747 | 8.609 | 19.531 | 14.602 | 2.608 | 2.177 | 1.774 | 1.206 | 1.051 | 1.607 | 1.775 | 1.418 | 2.794 | QE_08 | 1.051 | 2.5697 | 1.4155 | 4.2714 | 2.811 | 0.054475 | 2.5697 | 30Q5 Flow | 2.811 | HM Flow | 1.4155 | 7Q10 Flow |  | 365 | 2.271e-07 | 0.00016044 | 8.8377e-05 | 8.0791e-05 | 3 | 4 | 0 | 0 | 39 | 1 | 0 | 0 | 0.788 | 32 | 0 | 0 | 2.0361e-07 | 5.3481e-08 | DMR | [16 empty] | 3.9472e-06 | 0.0027886 | 0.0015361 | 0.0014042 | 3.5389e-06 | 9.2954e-07 | NO | NHDPlus
2022 | THE NATURE CONSERVANCY | 110010844426 | VA0089796 | ARLINGTON | ARLINGTON | VA |  | 38.8822 | -77.1123 |  | 4959 | Sanitary Services, Nec | 562998 | All Other Miscellaneous Waste Management Services | IS47 | Services | Waste Handling, Treatment, and Disposal (non-POTW WWT) | 1 | 3.5822e-05 | VA0089796 | Fourmile Run-Potomac River | 020700100301 | Naics/SIC indication of wastehandling or remediation |  |  |  | 2023 | 02070010000000 | LUBBER RUN, UT (VIA STORM SEWER), POTOMAC RIVER-FOURMILE RUN |  | 0.0144 | 5.9e-05 | NPDES | 0.0144 | 0.02228 | 22338723 | Lubber Run | 1 | 1.747 | 8.609 | 19.531 | 14.602 | 2.608 | 2.177 | 1.774 | 1.206 | 1.051 | 1.607 | 1.775 | 1.418 | 2.794 | QE_08 | 1.051 | 2.5697 | 1.4155 | 4.2714 | 2.811 | 0.054475 | 2.5697 | 30Q5 Flow | 2.811 | HM Flow | 1.4155 | 7Q10 Flow |  | 365 | 9.8144e-08 | 6.9336e-05 | 3.8193e-05 | 3.4915e-05 | 3 | 4 | 0 | 0 | 39 | 1 | 0 | 0 | 0.788 | 32 | 0 | 0 | 8.799e-08 | 2.3112e-08 | DMR | [16 empty] | 1.7058e-06 | 0.0012051 | 0.00066383 | 0.00060685 | 1.5294e-06 | 4.0171e-07 | NO | NHDPlus
2023 | THE NATURE CONSERVANCY | 110010844426 | VA0089796 | ARLINGTON | ARLINGTON | VA |  | 38.8822 | -77.1123 |  | 4959 | Sanitary Services, Nec | 562998 | All Other Miscellaneous Waste Management Services | IS47 | Services | Waste Handling, Treatment, and Disposal (non-POTW WWT) | 1 | 4.1105e-05 | VA0089796 | Fourmile Run-Potomac River | 020700100301 | Naics/SIC indication of wastehandling or remediation |  |  |  | 2023 | 02070010000000 | LUBBER RUN, UT (VIA STORM SEWER), POTOMAC RIVER-FOURMILE RUN |  | 0.0144 | 5.9e-05 | NPDES | 0.0144 | 0.02228 | 22338723 | Lubber Run | 1 | 1.747 | 8.609 | 19.531 | 14.602 | 2.608 | 2.177 | 1.774 | 1.206 | 1.051 | 1.607 | 1.775 | 1.418 | 2.794 | QE_08 | 1.051 | 2.5697 | 1.4155 | 4.2714 | 2.811 | 0.054475 | 2.5697 | 30Q5 Flow | 2.811 | HM Flow | 1.4155 | 7Q10 Flow |  | 365 | 1.1262e-07 | 7.9561e-05 | 4.3825e-05 | 4.0064e-05 | 3 | 4 | 0 | 0 | 39 | 1 | 0 | 0 | 0.788 | 32 | 0 | 0 | 1.0097e-07 | 2.652e-08 | DMR | [16 empty] | 1.9574e-06 | 0.0013829 | 0.00076172 | 0.00069634 | 1.7549e-06 | 4.6095e-07 | NO | NHDPlus
2019 | EASTBORO IV - 8285 GREENSBORO DR | 110010912281 | VA0090093 | MCLEAN | FAIRFAX | VA |  | 38.9229 | -77.2306 |  | 6512 | Nonresidential Building Operators | 711310 | Promoters of Performing Arts, Sports, and Similar Events with Facilities | NAICS/SIC Not Provided | NAICS/SIC Not Provided | Waste Handling, Treatment, and Disposal (Remediation or Monitoring) | 1 | 1.0447e-05 | VA0090093 | Difficult Run | 020700081004 | Sic/Naics does not indicate usage of chemicals |  |  |  | 2023 | 02070010000000 | DIFFICULT RUN, OLD COURTHOUSE SPRING BRANCH |  | 0.1224 | 0.00021 | NPDES | 0.1224 | 0.18938 | 4509220 | Old Courthouse Spring Branch | 1 | 1.848 | 8.736 | 19.607 | 14.713 | 2.702 | 2.382 | 1.891 | 1.282 | 1.039 | 1.59 | 1.757 | 2.195 | 3.019 | QE_08 | 1.039 | 2.5403 | 1.3987 | 4.5183 | 2.8678 | 0.46303 | 2.5403 | 30Q5 Flow | 2.8678 | HM Flow | 1.3987 | 7Q10 Flow |  | 365 | 2.8621e-08 | 2.0462e-05 | 1.1267e-05 | 9.98e-06 | 3 | 4 | 0 | 0 | 39 | 1 | 0 | 0 | 0.788 | 32 | 0 | 0 | 2.5967e-08 | 6.8206e-09 | DMR | [16 empty] | 4.9746e-07 | 0.00035565 | 0.00019582 | 0.00017346 | 4.5133e-07 | 1.1855e-07 | NO | NHDPlus
2020 | EASTBORO IV - 8285 GREENSBORO DR | 110010912281 | VA0090093 | MCLEAN | FAIRFAX | VA |  | 38.9229 | -77.2306 |  | 6512 | Nonresidential Building Operators | 711310 | Promoters of Performing Arts, Sports, and Similar Events with Facilities | NAICS/SIC Not Provided | NAICS/SIC Not Provided | Waste Handling, Treatment, and Disposal (Remediation or Monitoring) | 1 | 5.1381e-06 | VA0090093 | Difficult Run | 020700081004 | Sic/Naics does not indicate usage of chemicals |  |  |  | 2023 | 02070010000000 | DIFFICULT RUN, OLD COURTHOUSE SPRING BRANCH |  | 0.1224 | 0.00021 | NPDES | 0.1224 | 0.18938 | 4509220 | Old Courthouse Spring Branch | 1 | 1.848 | 8.736 | 19.607 | 14.713 | 2.702 | 2.382 | 1.891 | 1.282 | 1.039 | 1.59 | 1.757 | 2.195 | 3.019 | QE_08 | 1.039 | 2.5403 | 1.3987 | 4.5183 | 2.8678 | 0.46303 | 2.5403 | 30Q5 Flow | 2.8678 | HM Flow | 1.3987 | 7Q10 Flow |  | 365 | 1.4077e-08 | 1.0064e-05 | 5.5414e-06 | 4.9087e-06 | 3 | 4 | 0 | 0 | 39 | 1 | 0 | 0 | 0.788 | 32 | 0 | 0 | 1.2772e-08 | 3.3547e-09 | DMR | [16 empty] | 2.4467e-07 | 0.00017492 | 9.6315e-05 | 8.5317e-05 | 2.2198e-07 | 5.8308e-08 | NO | NHDPlus
2019 | JASPER COLUMBIA PIKE | 110070546877 | VAG830321 | ARLINGTON | ARLINGTON COUNTY | VA |  | 38.8618 | -77.087 |  | 1794 | Excavation Work | 238910 | Site Preparation Contractors | IS5 | Construction | Waste Handling, Treatment, and Disposal (Remediation or Monitoring) | 1 | 0.00044856 | VAG830321 | Fourmile Run-Potomac River | 020700100301 | NAICS sounds like Groundwater Remediation or Groundwater/Surfacewater monitoring | [36 empty] | Permit Lookup Failed |  |  |  | Permit Lookup Failed | EffluentConc | 365 | 1.2289e-06 | 2 | 2 | 2 | 3 | 4 | 0 | 0 | 39 | 1 | 0 | 0 | 0.788 | 32 | 0 | 0 | 0.0025381 | 0.00066667 | DMR | [16 empty] | 2.136e-05 | 2 |  |  | 0.0025381 | 0.00066667 | NO | Effluent
2020 | JASPER COLUMBIA PIKE | 110070546877 | VAG830321 | ARLINGTON | ARLINGTON COUNTY | VA |  | 38.8618 | -77.087 |  | 1794 | Excavation Work | 238910 | Site Preparation Contractors | IS5 | Construction | Waste Handling, Treatment, and Disposal (Remediation or Monitoring) | 1 | 0.00050372 | VAG830321 | Fourmile Run-Potomac River | 020700100301 | NAICS sounds like Groundwater Remediation or Groundwater/Surfacewater monitoring | [36 empty] | Permit Lookup Failed |  |  |  | Permit Lookup Failed | EffluentConc | 365 | 1.3801e-06 | 2 | 2 | 2 | 3 | 4 | 0 | 0 | 39 | 1 | 0 | 0 | 0.788 | 32 | 0 | 0 | 0.0025381 | 0.00066667 | DMR | [16 empty] | 2.3987e-05 | 2 |  |  | 0.0025381 | 0.00066667 | NO | Effluent
2021 | JASPER COLUMBIA PIKE | 110070546877 | VAG830321 | ARLINGTON | ARLINGTON COUNTY | VA |  | 38.8618 | -77.087 |  | 1794 | Excavation Work | 238910 | Site Preparation Contractors | IS5 | Construction | Waste Handling, Treatment, and Disposal (Remediation or Monitoring) | 1 | 0.00028655 | VAG830321 | Fourmile Run-Potomac River | 020700100301 | NAICS sounds like Groundwater Remediation or Groundwater/Surfacewater monitoring | [36 empty] | Permit Lookup Failed |  |  |  | Permit Lookup Failed | EffluentConc | 365 | 7.8507e-07 | 2 | 2 | 2 | 3 | 4 | 0 | 0 | 39 | 1 | 0 | 0 | 0.788 | 32 | 0 | 0 | 0.0025381 | 0.00066667 | DMR | [16 empty] | 1.3645e-05 | 2 |  |  | 0.0025381 | 0.00066667 | NO | Effluent
2022 | JASPER COLUMBIA PIKE | 110070546877 | VAG830321 | ARLINGTON | ARLINGTON COUNTY | VA |  | 38.8618 | -77.087 |  | 1794 | Excavation Work | 238910 | Site Preparation Contractors | IS5 | Construction | Waste Handling, Treatment, and Disposal (Remediation or Monitoring) | 1 | 0.00029379 | VAG830321 | Fourmile Run-Potomac River | 020700100301 | NAICS sounds like Groundwater Remediation or Groundwater/Surfacewater monitoring | [36 empty] | Permit Lookup Failed |  |  |  | Permit Lookup Failed | EffluentConc | 365 | 8.0491e-07 | 2 | 2 | 2 | 3 | 4 | 0 | 0 | 39 | 1 | 0 | 0 | 0.788 | 32 | 0 | 0 | 0.0025381 | 0.00066667 | DMR | [16 empty] | 1.399e-05 | 2 |  |  | 0.0025381 | 0.00066667 | NO | Effluent
2023 | JASPER COLUMBIA PIKE | 110070546877 | VAG830321 | ARLINGTON | ARLINGTON COUNTY | VA |  | 38.8618 | -77.087 |  | 1794 | Excavation Work | 238910 | Site Preparation Contractors | IS5 | Construction | Waste Handling, Treatment, and Disposal (Remediation or Monitoring) | 1 | 0.0089961 | VAG830321 | Fourmile Run-Potomac River | 020700100301 | NAICS sounds like Groundwater Remediation or Groundwater/Surfacewater monitoring | [36 empty] | Permit Lookup Failed |  |  |  | Permit Lookup Failed | EffluentConc | 365 | 2.4647e-05 | 2 | 2 | 2 | 3 | 4 | 0 | 0 | 39 | 1 | 0 | 0 | 0.788 | 32 | 0 | 0 | 0.0025381 | 0.00066667 | DMR | [16 empty] | 0.00042838 | 2 |  |  | 0.0025381 | 0.00066667 | NO | Effluent
2019 | ROCKINGHAM COUNTY LANDFILL | 110070544905 | VAG830334 | HARRISONBURG | HARRISONBURG CITY | VA |  | 38.4004 | -78.8952 |  | 4953 | Refuse Systems | 562920 | Materials Recovery Facilities | IS47 | Services | Waste Handling, Treatment, and Disposal (Landfill) | 1 | 0.053779 | VAG830334 | Blacks Run | 020700050602 | NAICS/SIC indication | [15 empty] | 14 | 55 | 92 | 81 | 21 | 14 | 12 | 8 | 7 | 9 | 9 | 7 | 20 | [7 empty] | 17.126 | Permit Lookup Failed | 22.245 |  | 10.085 | Permit Lookup Failed | Black Run (2070005000501) | 365 | 0.00014734 | 0.01461 | 0.0086033 | 0.0066235 | 3 | 4 | 0 | 0 | 39 | 1 | 0 | 0 | 0.788 | 32 | 0 | 0 | 1.8541e-05 | 4.87e-06 | DMR | [16 empty] | 0.0025609 | 0.25393 | 0.14953 | 0.11512 | 0.00032225 | 8.4645e-05 | NO | Surrogate NHDPlus
2020 | ROCKINGHAM COUNTY LANDFILL | 110070544905 | VAG830334 | HARRISONBURG | HARRISONBURG CITY | VA |  | 38.4004 | -78.8952 |  | 4953 | Refuse Systems | 562920 | Materials Recovery Facilities | IS47 | Services | Waste Handling, Treatment, and Disposal (Landfill) | 1 | 0.03454 | VAG830334 | Blacks Run | 020700050602 | NAICS/SIC indication | [15 empty] | 14 | 55 | 92 | 81 | 21 | 14 | 12 | 8 | 7 | 9 | 9 | 7 | 20 | [7 empty] | 17.126 | Permit Lookup Failed | 22.245 |  | 10.085 | Permit Lookup Failed | Black Run (2070005000501) | 365 | 9.463e-05 | 0.0093832 | 0.0055255 | 0.004254 | 3 | 4 | 0 | 0 | 39 | 1 | 0 | 0 | 0.788 | 32 | 0 | 0 | 1.1908e-05 | 3.1277e-06 | DMR | [16 empty] | 0.0016448 | 0.16309 | 0.096038 | 0.073938 | 0.00020697 | 5.4363e-05 | NO | Surrogate NHDPlus
2021 | ROCKINGHAM COUNTY LANDFILL | 110070544905 | VAG830334 | HARRISONBURG | HARRISONBURG CITY | VA |  | 38.4004 | -78.8952 |  | 4953 | Refuse Systems | 562920 | Materials Recovery Facilities | IS47 | Services | Waste Handling, Treatment, and Disposal (Landfill) | 1 | 0.042668 | VAG830334 | Blacks Run | 020700050602 | NAICS/SIC indication | [15 empty] | 14 | 55 | 92 | 81 | 21 | 14 | 12 | 8 | 7 | 9 | 9 | 7 | 20 | [7 empty] | 17.126 | Permit Lookup Failed | 22.245 |  | 10.085 | Permit Lookup Failed | Black Run (2070005000501) | 365 | 0.0001169 | 0.011591 | 0.0068258 | 0.0052551 | 3 | 4 | 0 | 0 | 39 | 1 | 0 | 0 | 0.788 | 32 | 0 | 0 | 1.471e-05 | 3.8638e-06 | DMR | [16 empty] | 0.0020318 | 0.20147 | 0.11864 | 0.091338 | 0.00025567 | 6.7157e-05 | NO | Surrogate NHDPlus
2022 | ROCKINGHAM COUNTY LANDFILL | 110070544905 | VAG830334 | HARRISONBURG | HARRISONBURG CITY | VA |  | 38.4004 | -78.8952 |  | 4953 | Refuse Systems | 562920 | Materials Recovery Facilities | IS47 | Services | Waste Handling, Treatment, and Disposal (Landfill) | 1 | 0.039431 | VAG830334 | Blacks Run | 020700050602 | NAICS/SIC indication | [15 empty] | 14 | 55 | 92 | 81 | 21 | 14 | 12 | 8 | 7 | 9 | 9 | 7 | 20 | [7 empty] | 17.126 | Permit Lookup Failed | 22.245 |  | 10.085 | Permit Lookup Failed | Black Run (2070005000501) | 365 | 0.00010803 | 0.010712 | 0.006308 | 0.0048564 | 3 | 4 | 0 | 0 | 39 | 1 | 0 | 0 | 0.788 | 32 | 0 | 0 | 1.3594e-05 | 3.5707e-06 | DMR | [16 empty] | 0.0018777 | 0.18618 | 0.10964 | 0.084408 | 0.00023628 | 6.2062e-05 | NO | Surrogate NHDPlus
2023 | ROCKINGHAM COUNTY LANDFILL | 110070544905 | VAG830334 | HARRISONBURG | HARRISONBURG CITY | VA |  | 38.4004 | -78.8952 |  | 4953 | Refuse Systems | 562920 | Materials Recovery Facilities | IS47 | Services | Waste Handling, Treatment, and Disposal (Landfill) | 1 | 0.016072 | VAG830334 | Blacks Run | 020700050602 | NAICS/SIC indication | [15 empty] | 14 | 55 | 92 | 81 | 21 | 14 | 12 | 8 | 7 | 9 | 9 | 7 | 20 | [7 empty] | 17.126 | Permit Lookup Failed | 22.245 |  | 10.085 | Permit Lookup Failed | Black Run (2070005000501) | 365 | 4.4033e-05 | 0.0043662 | 0.0025711 | 0.0019794 | 3 | 4 | 0 | 0 | 39 | 1 | 0 | 0 | 0.788 | 32 | 0 | 0 | 5.5408e-06 | 1.4554e-06 | DMR | [16 empty] | 0.00076533 | 0.075888 | 0.044688 | 0.034405 | 9.6305e-05 | 2.5296e-05 | NO | Surrogate NHDPlus
2019 | WARREN COUNTY - SANITARY LANDFILL | 110054919406 | VAG830429 | BENTONVILLE | WARREN | VA |  | 38.815 | -78.2834 |  | 4953 | Refuse Systems | 562920 | Materials Recovery Facilities | IS47 | Services | Waste Handling, Treatment, and Disposal (Landfill) | 1 | 0.0013015 | VAG830429 | Brown Hollow Run-South Fork Shenandoah River | 020700051002 | NAICS/SIC indication | [36 empty] | Permit Lookup Failed |  |  |  | Permit Lookup Failed | EffluentConc | 365 | 3.5658e-06 | 0.57 | 0.57 | 0.57 | 3 | 4 | 0 | 0 | 39 | 1 | 0 | 0 | 0.788 | 32 | 0 | 0 | 0.00072335 | 0.00019 | DMR | [16 empty] | 6.1977e-05 | 0.57 |  |  | 0.00072335 | 0.00019 | NO | Effluent
2020 | WARREN COUNTY - SANITARY LANDFILL | 110054919406 | VAG830429 | BENTONVILLE | WARREN | VA |  | 38.815 | -78.2834 |  | 4953 | Refuse Systems | 562920 | Materials Recovery Facilities | IS47 | Services | Waste Handling, Treatment, and Disposal (Landfill) | 1 | 0.00088571 | VAG830429 | Brown Hollow Run-South Fork Shenandoah River | 020700051002 | NAICS/SIC indication | [36 empty] | Permit Lookup Failed |  |  |  | Permit Lookup Failed | EffluentConc | 365 | 2.4266e-06 | 0.57 | 0.57 | 0.57 | 3 | 4 | 0 | 0 | 39 | 1 | 0 | 0 | 0.788 | 32 | 0 | 0 | 0.00072335 | 0.00019 | DMR | [16 empty] | 4.2177e-05 | 0.57 |  |  | 0.00072335 | 0.00019 | NO | Effluent
2021 | WARREN COUNTY - SANITARY LANDFILL | 110054919406 | VAG830429 | BENTONVILLE | WARREN | VA |  | 38.815 | -78.2834 |  | 4953 | Refuse Systems | 562920 | Materials Recovery Facilities | IS47 | Services | Waste Handling, Treatment, and Disposal (Landfill) | 1 | 0.00070008 | VAG830429 | Brown Hollow Run-South Fork Shenandoah River | 020700051002 | NAICS/SIC indication | [36 empty] | Permit Lookup Failed |  |  |  | Permit Lookup Failed | EffluentConc | 365 | 1.918e-06 | 0.57 | 0.57 | 0.57 | 3 | 4 | 0 | 0 | 39 | 1 | 0 | 0 | 0.788 | 32 | 0 | 0 | 0.00072335 | 0.00019 | DMR | [16 empty] | 3.3337e-05 | 0.57 |  |  | 0.00072335 | 0.00019 | NO | Effluent
2022 | WARREN COUNTY - SANITARY LANDFILL | 110054919406 | VAG830429 | BENTONVILLE | WARREN | VA |  | 38.815 | -78.2834 |  | 4953 | Refuse Systems | 562920 | Materials Recovery Facilities | IS47 | Services | Waste Handling, Treatment, and Disposal (Landfill) | 1 | 0.0022509 | VAG830429 | Brown Hollow Run-South Fork Shenandoah River | 020700051002 | NAICS/SIC indication | [36 empty] | Permit Lookup Failed |  |  |  | Permit Lookup Failed | EffluentConc | 365 | 6.1668e-06 | 0.57 | 0.57 | 0.57 | 3 | 4 | 0 | 0 | 39 | 1 | 0 | 0 | 0.788 | 32 | 0 | 0 | 0.00072335 | 0.00019 | DMR | [16 empty] | 0.00010719 | 0.57 |  |  | 0.00072335 | 0.00019 | NO | Effluent
2023 | WARREN COUNTY - SANITARY LANDFILL | 110054919406 | VAG830429 | BENTONVILLE | WARREN | VA |  | 38.815 | -78.2834 |  | 4953 | Refuse Systems | 562920 | Materials Recovery Facilities | IS47 | Services | Waste Handling, Treatment, and Disposal (Landfill) | 1 | 0.009235 | VAG830429 | Brown Hollow Run-South Fork Shenandoah River | 020700051002 | NAICS/SIC indication | [36 empty] | Permit Lookup Failed |  |  |  | Permit Lookup Failed | EffluentConc | 365 | 2.5301e-05 | 1 | 1 | 1 | 3 | 4 | 0 | 0 | 39 | 1 | 0 | 0 | 0.788 | 32 | 0 | 0 | 0.001269 | 0.00033333 | DMR | [16 empty] | 0.00043976 | 1 |  |  | 0.001269 | 0.00033333 | NO | Effluent
2019 | 4000 NORTH FAIRFAX DRIVE | 110070549382 | VAG830530 | ARLINGTON | ARLINGTON COUNTY | VA |  | 38.8824 | -77.108 |  | 1794 | Excavation Work | 238910 | Site Preparation Contractors | IS5 | Construction | Waste Handling, Treatment, and Disposal (Remediation or Monitoring) | 1 | 0.041027 | VAG830530 | Pimmit Run-Potomac River | 020700100103 | NAICS sounds like Groundwater Remediation or Groundwater/Surfacewater monitoring | [36 empty] | Permit Lookup Failed |  |  |  | Permit Lookup Failed | EffluentConc | 365 | 0.0001124 | 1 | 1 | 1 | 3 | 4 | 0 | 0 | 39 | 1 | 0 | 0 | 0.788 | 32 | 0 | 0 | 0.001269 | 0.00033333 | DMR | [16 empty] | 0.0019536 | 1 |  |  | 0.001269 | 0.00033333 | NO | Effluent
2020 | 4000 NORTH FAIRFAX DRIVE | 110070549382 | VAG830530 | ARLINGTON | ARLINGTON COUNTY | VA |  | 38.8824 | -77.108 |  | 1794 | Excavation Work | 238910 | Site Preparation Contractors | IS5 | Construction | Waste Handling, Treatment, and Disposal (Remediation or Monitoring) | 1 | 1.76e-05 | VAG830530 | Pimmit Run-Potomac River | 020700100103 | NAICS sounds like Groundwater Remediation or Groundwater/Surfacewater monitoring | [36 empty] | Permit Lookup Failed |  |  |  | Permit Lookup Failed | EffluentConc | 365 | 4.822e-08 | 1 | 1 | 1 | 3 | 4 | 0 | 0 | 39 | 1 | 0 | 0 | 0.788 | 32 | 0 | 0 | 0.001269 | 0.00033333 | DMR | [16 empty] | 8.3811e-07 | 1 |  |  | 0.001269 | 0.00033333 | NO | Effluent
2019 | FOUNDERS ROW | 110070548118 | VAG830543 | FALLS CHURCH | FALLS CHURCH CITY | VA |  | 38.8909 | -77.184 |  | 1794 | Excavation Work | 238910 | Site Preparation Contractors | IS5 | Construction | Waste Handling, Treatment, and Disposal (Remediation or Monitoring) | 1 | 0.22187 | VAG830543 | Cameron Run | 020700100302 | NAICS sounds like Groundwater Remediation or Groundwater/Surfacewater monitoring | [36 empty] | Permit Lookup Failed |  |  |  | Permit Lookup Failed | EffluentConc | 365 | 0.00060785 | 5 | 5 | 5 | 3 | 4 | 0 | 0 | 39 | 1 | 0 | 0 | 0.788 | 32 | 0 | 0 | 0.0063452 | 0.0016667 | DMR | [16 empty] | 0.010565 | 5 |  |  | 0.0063452 | 0.0016667 | NO | Effluent
2020 | FOUNDERS ROW | 110070548118 | VAG830543 | FALLS CHURCH | FALLS CHURCH CITY | VA |  | 38.8909 | -77.184 |  | 1794 | Excavation Work | 238910 | Site Preparation Contractors | IS5 | Construction | Waste Handling, Treatment, and Disposal (Remediation or Monitoring) | 1 | 0.084481 | VAG830543 | Cameron Run | 020700100302 | NAICS sounds like Groundwater Remediation or Groundwater/Surfacewater monitoring | [36 empty] | Permit Lookup Failed |  |  |  | Permit Lookup Failed | EffluentConc | 365 | 0.00023146 | 5 | 5 | 5 | 3 | 4 | 0 | 0 | 39 | 1 | 0 | 0 | 0.788 | 32 | 0 | 0 | 0.0063452 | 0.0016667 | DMR | [16 empty] | 0.0040229 | 5 |  |  | 0.0063452 | 0.0016667 | NO | Effluent
2019 | AMERICAN PHYSICAL THERAPY ASSOCIATION | 110070545578 | VAG830544 | ARLINGTON | ARLINGTON COUNTY | VA |  | 38.8452 | -77.0507 |  | 1794 | Excavation Work | 238910 | Site Preparation Contractors | IS5 | Construction | Waste Handling, Treatment, and Disposal (Remediation or Monitoring) | 1 | 1.504 | VAG830544 | Fourmile Run-Potomac River | 020700100301 | NAICS sounds like Groundwater Remediation or Groundwater/Surfacewater monitoring | [36 empty] | Permit Lookup Failed |  |  |  | Permit Lookup Failed | EffluentConc | 365 | 0.0041206 | 5 | 5 | 5 | 3 | 4 | 0 | 0 | 39 | 1 | 0 | 0 | 0.788 | 32 | 0 | 0 | 0.0063452 | 0.0016667 | DMR | [16 empty] | 0.071621 | 5 |  |  | 0.0063452 | 0.0016667 | NO | Effluent
2020 | AMERICAN PHYSICAL THERAPY ASSOCIATION | 110070545578 | VAG830544 | ARLINGTON | ARLINGTON COUNTY | VA |  | 38.8452 | -77.0507 |  | 1794 | Excavation Work | 238910 | Site Preparation Contractors | IS5 | Construction | Waste Handling, Treatment, and Disposal (Remediation or Monitoring) | 1 | 0.018057 | VAG830544 | Fourmile Run-Potomac River | 020700100301 | NAICS sounds like Groundwater Remediation or Groundwater/Surfacewater monitoring | [36 empty] | Permit Lookup Failed |  |  |  | Permit Lookup Failed | EffluentConc | 365 | 4.9471e-05 | 5 | 5 | 5 | 3 | 4 | 0 | 0 | 39 | 1 | 0 | 0 | 0.788 | 32 | 0 | 0 | 0.0063452 | 0.0016667 | DMR | [16 empty] | 0.00085986 | 5 |  |  | 0.0063452 | 0.0016667 | NO | Effluent
2019 | INSTITUTE FOR DEFENSE ANALYSES POTOMAC YARD | 110070598729 | VAG830548 | ALEXANDRIA | ALEXANDRIA CITY | VA |  | 38.8406 | -77.0682 |  | 1794 | Excavation Work | 238910 | Site Preparation Contractors | IS5 | Construction | Waste Handling, Treatment, and Disposal (Remediation or Monitoring) | 1 | 0.0001422 | VAG830548 | Fourmile Run-Potomac River | 020700100301 | NAICS sounds like Groundwater Remediation or Groundwater/Surfacewater monitoring | [36 empty] | Permit Lookup Failed |  |  |  | Permit Lookup Failed | EffluentConc | 365 | 3.8958e-07 | 1 | 1 | 1 | 3 | 4 | 0 | 0 | 39 | 1 | 0 | 0 | 0.788 | 32 | 0 | 0 | 0.001269 | 0.00033333 | DMR | [16 empty] | 6.7712e-06 | 1 |  |  | 0.001269 | 0.00033333 | NO | Effluent
2020 | INSTITUTE FOR DEFENSE ANALYSES POTOMAC YARD | 110070598729 | VAG830548 | ALEXANDRIA | ALEXANDRIA CITY | VA |  | 38.8406 | -77.0682 |  | 1794 | Excavation Work | 238910 | Site Preparation Contractors | IS5 | Construction | Waste Handling, Treatment, and Disposal (Remediation or Monitoring) | 1 | 0.0015985 | VAG830548 | Fourmile Run-Potomac River | 020700100301 | NAICS sounds like Groundwater Remediation or Groundwater/Surfacewater monitoring | [36 empty] | Permit Lookup Failed |  |  |  | Permit Lookup Failed | EffluentConc | 365 | 4.3796e-06 | 1 | 1 | 1 | 3 | 4 | 0 | 0 | 39 | 1 | 0 | 0 | 0.788 | 32 | 0 | 0 | 0.001269 | 0.00033333 | DMR | [16 empty] | 7.6121e-05 | 1 |  |  | 0.001269 | 0.00033333 | NO | Effluent
2021 | INSTITUTE FOR DEFENSE ANALYSES POTOMAC YARD | 110070598729 | VAG830548 | ALEXANDRIA | ALEXANDRIA CITY | VA |  | 38.8406 | -77.0682 |  | 1794 | Excavation Work | 238910 | Site Preparation Contractors | IS5 | Construction | Waste Handling, Treatment, and Disposal (Remediation or Monitoring) | 1 | 9.9822e-05 | VAG830548 | Fourmile Run-Potomac River | 020700100301 | NAICS sounds like Groundwater Remediation or Groundwater/Surfacewater monitoring | [36 empty] | Permit Lookup Failed |  |  |  | Permit Lookup Failed | EffluentConc | 365 | 2.7348e-07 | 0.149 | 0.149 | 0.149 | 3 | 4 | 0 | 0 | 39 | 1 | 0 | 0 | 0.788 | 32 | 0 | 0 | 0.00018909 | 4.9667e-05 | DMR | [16 empty] | 4.7534e-06 | 0.149 |  |  | 0.00018909 | 4.9667e-05 | NO | Effluent
2019 | TYSONS CENTRAL OFFICE BUILDING A | 110070684897 | VAG830552 | TYSONS | AUGUSTA COUNTY | VA |  | 38.9203 | -77.2319 |  | 1794 | Excavation Work | 238910 | Site Preparation Contractors | IS5 | Construction | Waste Handling, Treatment, and Disposal (Remediation or Monitoring) | 1 | 0.010138 | VAG830552 | Difficult Run | 020700081004 | NAICS sounds like Groundwater Remediation or Groundwater/Surfacewater monitoring | [36 empty] | Permit Lookup Failed |  |  |  | Permit Lookup Failed | EffluentConc | 365 | 2.7775e-05 | 2 | 2 | 2 | 3 | 4 | 0 | 0 | 39 | 1 | 0 | 0 | 0.788 | 32 | 0 | 0 | 0.0025381 | 0.00066667 | DMR | [16 empty] | 0.00048275 | 2 |  |  | 0.0025381 | 0.00066667 | NO | Effluent
2020 | TYSONS CENTRAL OFFICE BUILDING A | 110070684897 | VAG830552 | TYSONS | AUGUSTA COUNTY | VA |  | 38.9203 | -77.2319 |  | 1794 | Excavation Work | 238910 | Site Preparation Contractors | IS5 | Construction | Waste Handling, Treatment, and Disposal (Remediation or Monitoring) | 1 | 0.019963 | VAG830552 | Difficult Run | 020700081004 | NAICS sounds like Groundwater Remediation or Groundwater/Surfacewater monitoring | [36 empty] | Permit Lookup Failed |  |  |  | Permit Lookup Failed | EffluentConc | 365 | 5.4694e-05 | 2 | 2 | 2 | 3 | 4 | 0 | 0 | 39 | 1 | 0 | 0 | 0.788 | 32 | 0 | 0 | 0.0025381 | 0.00066667 | DMR | [16 empty] | 0.00095063 | 2 |  |  | 0.0025381 | 0.00066667 | NO | Effluent
2021 | TYSONS CENTRAL OFFICE BUILDING A | 110070684897 | VAG830552 | TYSONS | AUGUSTA COUNTY | VA |  | 38.9203 | -77.2319 |  | 1794 | Excavation Work | 238910 | Site Preparation Contractors | IS5 | Construction | Waste Handling, Treatment, and Disposal (Remediation or Monitoring) | 1 | 0.0069789 | VAG830552 | Difficult Run | 020700081004 | NAICS sounds like Groundwater Remediation or Groundwater/Surfacewater monitoring | [36 empty] | Permit Lookup Failed |  |  |  | Permit Lookup Failed | EffluentConc | 365 | 1.912e-05 | 2 | 2 | 2 | 3 | 4 | 0 | 0 | 39 | 1 | 0 | 0 | 0.788 | 32 | 0 | 0 | 0.0025381 | 0.00066667 | DMR | [16 empty] | 0.00033233 | 2 |  |  | 0.0025381 | 0.00066667 | NO | Effluent
2022 | TYSONS CENTRAL OFFICE BUILDING A | 110070684897 | VAG830552 | TYSONS | AUGUSTA COUNTY | VA |  | 38.9203 | -77.2319 |  | 1794 | Excavation Work | 238910 | Site Preparation Contractors | IS5 | Construction | Waste Handling, Treatment, and Disposal (Remediation or Monitoring) | 1 | 0.0051381 | VAG830552 | Difficult Run | 020700081004 | NAICS sounds like Groundwater Remediation or Groundwater/Surfacewater monitoring | [36 empty] | Permit Lookup Failed |  |  |  | Permit Lookup Failed | EffluentConc | 365 | 1.4077e-05 | 2 | 2 | 2 | 3 | 4 | 0 | 0 | 39 | 1 | 0 | 0 | 0.788 | 32 | 0 | 0 | 0.0025381 | 0.00066667 | DMR | [16 empty] | 0.00024467 | 2 |  |  | 0.0025381 | 0.00066667 | NO | Effluent
2023 | TYSONS CENTRAL OFFICE BUILDING A | 110070684897 | VAG830552 | TYSONS | AUGUSTA COUNTY | VA |  | 38.9203 | -77.2319 |  | 1794 | Excavation Work | 238910 | Site Preparation Contractors | IS5 | Construction | Waste Handling, Treatment, and Disposal (Remediation or Monitoring) | 1 | 0.004326 | VAG830552 | Difficult Run | 020700081004 | NAICS sounds like Groundwater Remediation or Groundwater/Surfacewater monitoring | [36 empty] | Permit Lookup Failed |  |  |  | Permit Lookup Failed | EffluentConc | 365 | 1.1852e-05 | 2 | 2 | 2 | 3 | 4 | 0 | 0 | 39 | 1 | 0 | 0 | 0.788 | 32 | 0 | 0 | 0.0025381 | 0.00066667 | DMR | [16 empty] | 0.000206 | 2 |  |  | 0.0025381 | 0.00066667 | NO | Effluent
2020 | ALEXANDRIA BUS DEPOT | 110070885683 | VAG830554 | ALEXANDRIA | ALEXANDRIA CITY | VA |  | 38.8109 | -77.0423 |  | 1794 | Excavation Work | 238910 | Site Preparation Contractors | IS5 | Construction | Waste Handling, Treatment, and Disposal (Remediation or Monitoring) | 1 | 0.24413 | VAG830554 | Fourmile Run-Potomac River | 020700100301 | NAICS sounds like Groundwater Remediation or Groundwater/Surfacewater monitoring | [36 empty] | Permit Lookup Failed |  |  |  | Permit Lookup Failed | EffluentConc | 365 | 0.00066885 | 1 | 1 | 1 | 3 | 4 | 0 | 0 | 39 | 1 | 0 | 0 | 0.788 | 32 | 0 | 0 | 0.001269 | 0.00033333 | DMR | [16 empty] | 0.011625 | 1 |  |  | 0.001269 | 0.00033333 | NO | Effluent
2020 | METRO VIRGINIA OFFICE BUILDING | 110070884090 | VAG830558 | ALEXANDRIA | ALEXANDRIA CITY | VA |  | 38.8035 | -77.0695 |  | 1794 | Excavation Work | 238910 | Site Preparation Contractors | IS5 | Construction | Waste Handling, Treatment, and Disposal (Remediation or Monitoring) | 1 | 0.0010046 | VAG830558 | Cameron Run | 020700100302 | NAICS sounds like Groundwater Remediation or Groundwater/Surfacewater monitoring | [36 empty] | Permit Lookup Failed |  |  |  | Permit Lookup Failed | EffluentConc | 365 | 2.7524e-06 | 2 | 2 | 2 | 3 | 4 | 0 | 0 | 39 | 1 | 0 | 0 | 0.788 | 32 | 0 | 0 | 0.0025381 | 0.00066667 | DMR | [16 empty] | 4.7839e-05 | 2 |  |  | 0.0025381 | 0.00066667 | NO | Effluent
2020 | METROPOLITAN PARK 678 | 110070882213 | VAG830559 | ARLINGTON | ARLINGTON COUNTY | VA |  | 38.8616 | -77.0539 |  | 7521 | Automobile Parking | 812930 | Parking Lots and Garages | NAICS/SIC Not Provided | NAICS/SIC Not Provided | Waste Handling, Treatment, and Disposal (Remediation or Monitoring) | 1 | 0.15542 | VAG830559 | Pimmit Run-Potomac River | 020700100103 | Sic/Naics does not indicate usage of chemicals | [36 empty] | Permit Lookup Failed |  |  |  | Permit Lookup Failed | EffluentConc | 365 | 0.00042582 | 2 | 2 | 2 | 3 | 4 | 0 | 0 | 39 | 1 | 0 | 0 | 0.788 | 32 | 0 | 0 | 0.0025381 | 0.00066667 | DMR | [16 empty] | 0.0074011 | 2 |  |  | 0.0025381 | 0.00066667 | NO | Effluent
2021 | METROPOLITAN PARK 678 | 110070882213 | VAG830559 | ARLINGTON | ARLINGTON COUNTY | VA |  | 38.8616 | -77.0539 |  | 7521 | Automobile Parking | 812930 | Parking Lots and Garages | NAICS/SIC Not Provided | NAICS/SIC Not Provided | Waste Handling, Treatment, and Disposal (Remediation or Monitoring) | 1 | 0.037453 | VAG830559 | Pimmit Run-Potomac River | 020700100103 | Sic/Naics does not indicate usage of chemicals | [36 empty] | Permit Lookup Failed |  |  |  | Permit Lookup Failed | EffluentConc | 365 | 0.00010261 | 1 | 1 | 1 | 3 | 4 | 0 | 0 | 39 | 1 | 0 | 0 | 0.788 | 32 | 0 | 0 | 0.001269 | 0.00033333 | DMR | [16 empty] | 0.0017835 | 1 |  |  | 0.001269 | 0.00033333 | NO | Effluent
2021 | 1900 CRYSTAL DRIVE - TOWERS | 110070884188 | VAG830560 | ARLINGTON | ARLINGTON COUNTY | VA |  | 38.8568 | -77.0497 |  | 1794 | Excavation Work | 238910 | Site Preparation Contractors | IS5 | Construction | Waste Handling, Treatment, and Disposal (Remediation or Monitoring) | 1 | 0.017496 | VAG830560 | Pimmit Run-Potomac River | 020700100103 | NAICS sounds like Groundwater Remediation or Groundwater/Surfacewater monitoring | [36 empty] | Permit Lookup Failed |  |  |  | Permit Lookup Failed | EffluentConc | 365 | 4.7934e-05 | 0.5 | 0.5 | 0.5 | 3 | 4 | 0 | 0 | 39 | 1 | 0 | 0 | 0.788 | 32 | 0 | 0 | 0.00063452 | 0.00016667 | DMR | [16 empty] | 0.00083313 | 0.5 |  |  | 0.00063452 | 0.00016667 | NO | Effluent
2022 | 1900 CRYSTAL DRIVE - TOWERS | 110070884188 | VAG830560 | ARLINGTON | ARLINGTON COUNTY | VA |  | 38.8568 | -77.0497 |  | 1794 | Excavation Work | 238910 | Site Preparation Contractors | IS5 | Construction | Waste Handling, Treatment, and Disposal (Remediation or Monitoring) | 1 | 0.014471 | VAG830560 | Pimmit Run-Potomac River | 020700100103 | NAICS sounds like Groundwater Remediation or Groundwater/Surfacewater monitoring | [36 empty] | Permit Lookup Failed |  |  |  | Permit Lookup Failed | EffluentConc | 365 | 3.9646e-05 | 0.5 | 0.5 | 0.5 | 3 | 4 | 0 | 0 | 39 | 1 | 0 | 0 | 0.788 | 32 | 0 | 0 | 0.00063452 | 0.00016667 | DMR | [16 empty] | 0.00068909 | 0.5 |  |  | 0.00063452 | 0.00016667 | NO | Effluent
2022 | ALLAN MYERS - LASKIN ROAD IMPROVEMENTS | 110070884760 | VAG830561 | VIRGINIA BEACH | VIRGINIA BEACH CITY | VA |  | 36.8475 | -76.0264 |  | 1799 | Special Trade Contractors, Nec | 562910 | Remediation Services | IS47 | Services | Waste Handling, Treatment, and Disposal (Remediation or Monitoring) | 1 | 0.0042406 | VAG830561 | Lynnhaven River | 020801080201 | Uncertain, possibly a remediation site | [36 empty] | Permit Lookup Failed |  |  |  | Permit Lookup Failed | EffluentConc | 365 | 1.1618e-05 | 2 | 2 | 2 | 3 | 4 | 0 | 0 | 39 | 1 | 0 | 0 | 0.788 | 32 | 0 | 0 | 0.0025381 | 0.00066667 | DMR | [16 empty] | 0.00020193 | 2 |  |  | 0.0025381 | 0.00066667 | NO | Effluent
2020 | POTOMAC YARDS LANDBAY H/I | 110070884091 | VAG830562 | ALEXANDRIA | ALEXANDRIA CITY | VA |  | 38.8288 | -77.0497 |  | 1794 | Excavation Work | 238910 | Site Preparation Contractors | IS5 | Construction | Waste Handling, Treatment, and Disposal (Remediation or Monitoring) | 1 | 0.24077 | VAG830562 | Fourmile Run-Potomac River | 020700100301 | NAICS sounds like Groundwater Remediation or Groundwater/Surfacewater monitoring | [36 empty] | Permit Lookup Failed |  |  |  | Permit Lookup Failed | Four Mile Run ( 02070010001015) | 365 | 0.00065965 | 0.5 | 0.5 | 0.5 | 3 | 4 | 0 | 0 | 39 | 1 | 0 | 0 | 0.788 | 32 | 0 | 0 | 0.00063452 | 0.00016667 | DMR | [16 empty] | 0.011465 | [5 empty] | TBD | Surrogate NHDPlus
2021 | POTOMAC YARDS LANDBAY H/I | 110070884091 | VAG830562 | ALEXANDRIA | ALEXANDRIA CITY | VA |  | 38.8288 | -77.0497 |  | 1794 | Excavation Work | 238910 | Site Preparation Contractors | IS5 | Construction | Waste Handling, Treatment, and Disposal (Remediation or Monitoring) | 1 | 0.12162 | VAG830562 | Fourmile Run-Potomac River | 020700100301 | NAICS sounds like Groundwater Remediation or Groundwater/Surfacewater monitoring | [15 empty] | 19 | 70 | 114 | 105 | 29 | 19 | 14 | 9 | 8 | 10 | 11 | 9 | 29 | [7 empty] | 19.5726 | Permit Lookup Failed | 27.7398 |  | 11.58 | Permit Lookup Failed | Four Mile Run ( 02070010001015) | 365 | 0.00033321 | 0.028775 | 0.017024 | 0.012012 | 3 | 4 | 0 | 0 | 39 | 1 | 0 | 0 | 0.788 | 32 | 0 | 0 | 3.6516e-05 | 9.5917e-06 | DMR | [16 empty] | 0.0057916 | 0.50014 | 0.2959 | 0.20878 | 0.00063469 | 0.00016671 | NO | Surrogate NHDPlus
2022 | POTOMAC YARDS LANDBAY H/I | 110070884091 | VAG830562 | ALEXANDRIA | ALEXANDRIA CITY | VA |  | 38.8288 | -77.0497 |  | 1794 | Excavation Work | 238910 | Site Preparation Contractors | IS5 | Construction | Waste Handling, Treatment, and Disposal (Remediation or Monitoring) | 1 | 0.00024698 | VAG830562 | Fourmile Run-Potomac River | 020700100301 | NAICS sounds like Groundwater Remediation or Groundwater/Surfacewater monitoring | [15 empty] | 19 | 70 | 114 | 105 | 29 | 19 | 14 | 9 | 8 | 10 | 11 | 9 | 29 | [7 empty] | 19.5726 | Permit Lookup Failed | 27.7398 |  | 11.58 | Permit Lookup Failed | Four Mile Run ( 02070010001015) | 365 | 6.7666e-07 | 5.8434e-05 | 3.4572e-05 | 2.4393e-05 | 3 | 4 | 0 | 0 | 39 | 1 | 0 | 0 | 0.788 | 32 | 0 | 0 | 7.4154e-08 | 1.9478e-08 | DMR | [16 empty] | 1.1761e-05 | 0.0010156 | 0.00060089 | 0.00042398 | 1.2889e-06 | 3.3854e-07 | NO | Surrogate NHDPlus
2021 | POTOMAC YARDS LAND BAY F EAST INFRASTRUCTURE | 110070949081 | VAG830566 | ALEXANDRIA | ALEXANDRIA CITY | VA |  | 38.8401 | -77.0485 |  | 1794 | Excavation Work | 238910 | Site Preparation Contractors | IS5 | Construction | Waste Handling, Treatment, and Disposal (Remediation or Monitoring) | 1 | 0.030302 | VAG830566 | Fourmile Run-Potomac River | 020700100301 | NAICS sounds like Groundwater Remediation or Groundwater/Surfacewater monitoring | [15 empty] | 18 | 67 | 110 | 100 | 27 | 18 | 14 | 9 | 8 | 10 | 10 | 9 | 28 | [7 empty] | 19.5726 | Permit Lookup Failed | 27.0394 |  | 11.58 | Permit Lookup Failed | Four Mile Run (02070010001015) | 365 | 8.3018e-05 | 0.0071691 | 0.0042415 | 0.0030703 | 3 | 4 | 0 | 0 | 39 | 1 | 0 | 0 | 0.788 | 32 | 0 | 0 | 9.0979e-06 | 2.3897e-06 | DMR | [16 empty] | 0.0014429 | 0.12461 | 0.073722 | 0.053364 | 0.00015813 | 4.1535e-05 | NO | Surrogate NHDPlus
2022 | POTOMAC YARDS LAND BAY F EAST INFRASTRUCTURE | 110070949081 | VAG830566 | ALEXANDRIA | ALEXANDRIA CITY | VA |  | 38.8401 | -77.0485 |  | 1794 | Excavation Work | 238910 | Site Preparation Contractors | IS5 | Construction | Waste Handling, Treatment, and Disposal (Remediation or Monitoring) | 1 | 0.037161 | VAG830566 | Fourmile Run-Potomac River | 020700100301 | NAICS sounds like Groundwater Remediation or Groundwater/Surfacewater monitoring | [15 empty] | 18 | 67 | 110 | 100 | 27 | 18 | 14 | 9 | 8 | 10 | 10 | 9 | 28 | [7 empty] | 19.5726 | Permit Lookup Failed | 27.0394 |  | 11.58 | Permit Lookup Failed | Four Mile Run (02070010001015) | 365 | 0.00010181 | 0.008792 | 0.0052017 | 0.0037653 | 3 | 4 | 0 | 0 | 39 | 1 | 0 | 0 | 0.788 | 32 | 0 | 0 | 1.1157e-05 | 2.9307e-06 | DMR | [16 empty] | 0.0017696 | 0.15281 | 0.09041 | 0.065444 | 0.00019392 | 5.0938e-05 | NO | Surrogate NHDPlus
2021 | COSTCO WHOLESALE #1115 | 110055415732 | VAG830567 | ALEXANDRIA | FAIRFAX | VA |  | 38.7416 | -77.0862 |  | 1794 | Excavation Work | 238910 | Site Preparation Contractors | IS5 | Construction | Waste Handling, Treatment, and Disposal (Remediation or Monitoring) | 1 | 0.0093202 | VAG830567 | Little Hunting Creek-Potomac River | 020700100307 | NAICS sounds like Groundwater Remediation or Groundwater/Surfacewater monitoring | [15 empty] | 2 | 13 | 27 | 21 | 4 | 2 | 1 | 1 | 1 | 1 | 2 | 1 | 3 | [7 empty] | 2.4466 | Permit Lookup Failed | 2.9147 |  | 1.3453 | Permit Lookup Failed | Little Hunting Creek (02070010000997) | 365 | 2.5535e-05 | 0.01898 | 0.010437 | 0.0087608 | 3 | 4 | 0 | 0 | 39 | 1 | 0 | 0 | 0.788 | 32 | 0 | 0 | 2.4087e-05 | 6.3268e-06 | DMR | [16 empty] | 0.00044382 | 0.3299 | 0.1814 | 0.15227 | 0.00041865 | 0.00010997 | NO | Surrogate NHDPlus
2022 | NORTH LAKE HOLLY IMPROVEMENT - SECTION III B | 110071076435 | VAG830568 | VIRGINIA BEACH | VIRGINIA BEACH CITY | VA |  | 36.8407 | -75.9841 |  | 1799 | Special Trade Contractors, Nec | 562910 | Remediation Services | IS47 | Services | Waste Handling, Treatment, and Disposal (Remediation or Monitoring) | 1 | 0.00061416 | VAG830568 | Rudee Inlet-Atlantic Ocean | 020403040501 | Uncertain, possibly a remediation site | [36 empty] | Permit Lookup Failed |  |  |  | Permit Lookup Failed | EffluentConc | 365 | 1.6826e-06 | 0.5 | 0.5 | 0.5 | 3 | 4 | 0 | 0 | 39 | 1 | 0 | 0 | 0.788 | 32 | 0 | 0 | 0.00063452 | 0.00016667 | DMR | [16 empty] | 2.9246e-05 | 0.5 |  |  | 0.00063452 | 0.00016667 | NO | Effluent
2023 | NORTH LAKE HOLLY IMPROVEMENT - SECTION III B | 110071076435 | VAG830568 | VIRGINIA BEACH | VIRGINIA BEACH CITY | VA |  | 36.8407 | -75.9841 |  | 1799 | Special Trade Contractors, Nec | 562910 | Remediation Services | IS47 | Services | Waste Handling, Treatment, and Disposal (Remediation or Monitoring) | 1 | 5.053e-06 | VAG830568 | Rudee Inlet-Atlantic Ocean | 020403040501 | Uncertain, possibly a remediation site | [36 empty] | Permit Lookup Failed |  |  |  | Permit Lookup Failed | EffluentConc | 365 | 1.3844e-08 | 0.5 | 0.5 | 0.5 | 3 | 4 | 0 | 0 | 39 | 1 | 0 | 0 | 0.788 | 32 | 0 | 0 | 0.00063452 | 0.00016667 | DMR | [16 empty] | 2.4062e-07 | 0.5 |  |  | 0.00063452 | 0.00016667 | NO | Effluent
2021 | FILLMORE SHOPPING CENTER | 110071065066 | VAG830569 | ARLINGTON | ARLINGTON COUNTY | VA |  | 38.863 | -77.0859 |  | 5999 | Miscellaneous Retail Stores, Nec | 453998 | All Other Miscellaneous Store Retailers (except Tobacco Stores) | IS46 | Wholesale and Retail Trade | Waste Handling, Treatment, and Disposal (Remediation or Monitoring) | 1 | 4.8751e-05 | VAG830569 | Fourmile Run-Potomac River | 020700100301 | Sic/Naics does not indicate usage of chemicals | [36 empty] | Permit Lookup Failed |  |  |  | Permit Lookup Failed | EffluentConc | 365 | 1.3356e-07 | 1 | 1 | 1 | 3 | 4 | 0 | 0 | 39 | 1 | 0 | 0 | 0.788 | 32 | 0 | 0 | 0.001269 | 0.00033333 | DMR | [16 empty] | 2.3215e-06 | 1 |  |  | 0.001269 | 0.00033333 | NO | Effluent
2022 | FILLMORE SHOPPING CENTER | 110071065066 | VAG830569 | ARLINGTON | ARLINGTON COUNTY | VA |  | 38.863 | -77.0859 |  | 5999 | Miscellaneous Retail Stores, Nec | 453998 | All Other Miscellaneous Store Retailers (except Tobacco Stores) | IS46 | Wholesale and Retail Trade | Waste Handling, Treatment, and Disposal (Remediation or Monitoring) | 1 | 4.0272e-05 | VAG830569 | Fourmile Run-Potomac River | 020700100301 | Sic/Naics does not indicate usage of chemicals | [36 empty] | Permit Lookup Failed |  |  |  | Permit Lookup Failed | EffluentConc | 365 | 1.1034e-07 | 1 | 1 | 1 | 3 | 4 | 0 | 0 | 39 | 1 | 0 | 0 | 0.788 | 32 | 0 | 0 | 0.001269 | 0.00033333 | DMR | [16 empty] | 1.9177e-06 | 1 |  |  | 0.001269 | 0.00033333 | NO | Effluent
2022 | 1200 NORTH HENRY VENTURE LLC | 110071181280 | VAG830575 | ALEXANDRIA | ALEXANDRIA CITY | VA |  | 38.8181 | -77.0493 |  | 1794 | Excavation Work | 238910 | Site Preparation Contractors | IS5 | Construction | Waste Handling, Treatment, and Disposal (Remediation or Monitoring) | 1 | 0.012488 | VAG830575 | Cameron Run | 020700100302 | NAICS sounds like Groundwater Remediation or Groundwater/Surfacewater monitoring | [36 empty] | Permit Lookup Failed |  |  |  | Permit Lookup Failed | EffluentConc | 365 | 3.4214e-05 | 1 | 1 | 1 | 3 | 4 | 0 | 0 | 39 | 1 | 0 | 0 | 0.788 | 32 | 0 | 0 | 0.001269 | 0.00033333 | DMR | [16 empty] | 0.00059467 | 1 |  |  | 0.001269 | 0.00033333 | NO | Effluent
2023 | 2050 AND 2051 SOUTH BELL STREET | 110071347994 | VAG830588 | ARLINGTON | ARLINGTON COUNTY | VA |  | 38.8561 | -77.0511 |  | 1794 | Excavation Work | 238910 | Site Preparation Contractors | IS5 | Construction | Waste Handling, Treatment, and Disposal (Remediation or Monitoring) | 1 | 9.3679e-05 | VAG830588 | Pimmit Run-Potomac River | 020700100103 | NAICS sounds like Groundwater Remediation or Groundwater/Surfacewater monitoring | [36 empty] | Permit Lookup Failed |  |  |  | Permit Lookup Failed | EffluentConc | 365 | 2.5665e-07 | 1 | 1 | 1 | 3 | 4 | 0 | 0 | 39 | 1 | 0 | 0 | 0.788 | 32 | 0 | 0 | 0.001269 | 0.00033333 | DMR | [16 empty] | 4.4609e-06 | 1 |  |  | 0.001269 | 0.00033333 | NO | Effluent
2023 | VIENNA MARKET | 110071428198 | VAG830596 | VIENNA | FAIRFAX COUNTY | VA |  | 38.8991 | -77.2693 |  | 6519 | Real Property Lessors, Nec | 531190 | Lessors of Other Real Estate Property | IS47 | Services | Waste Handling, Treatment, and Disposal (Remediation or Monitoring) | 1 | 0.0053598 | VAG830596 | Difficult Run | 020700081004 | Uncertain, possibly a remediation site | [36 empty] | Permit Lookup Failed |  |  |  | Permit Lookup Failed | EffluentConc | 365 | 1.4684e-05 | 1 | 1 | 1 | 3 | 4 | 0 | 0 | 39 | 1 | 0 | 0 | 0.788 | 32 | 0 | 0 | 0.001269 | 0.00033333 | DMR | [16 empty] | 0.00025523 | 1 |  |  | 0.001269 | 0.00033333 | NO | Effluent
2023 | FOUNDERS ROW II CITY OF FALLS CHURCH | 110071426611 | VAG830597 | FALLS CHURCH | FALLS CHURCH CITY | VA |  | 38.8843 | -77.1745 |  | 1794 | Excavation Work | 238910 | Site Preparation Contractors | IS5 | Construction | Waste Handling, Treatment, and Disposal (Remediation or Monitoring) | 1 | 0.028832 | VAG830597 | Cameron Run | 020700100302 | NAICS sounds like Groundwater Remediation or Groundwater/Surfacewater monitoring | [36 empty] | Permit Lookup Failed |  |  |  | Permit Lookup Failed | EffluentConc | 365 | 7.8992e-05 | 1 | 1 | 1 | 3 | 4 | 0 | 0 | 39 | 1 | 0 | 0 | 0.788 | 32 | 0 | 0 | 0.001269 | 0.00033333 | DMR | [16 empty] | 0.001373 | 1 |  |  | 0.001269 | 0.00033333 | NO | Effluent
2023 | ALTA CROSSROADS PARTS A AND C | 110071427202 | VAG830598 | FALLS CHURCH | FAIRFAX COUNTY | VA |  | 38.8481 | -77.1328 |  | 1794 | Excavation Work | 238910 | Site Preparation Contractors | IS5 | Construction | Waste Handling, Treatment, and Disposal (Remediation or Monitoring) | 1 | 0.0010138 | VAG830598 | Cameron Run | 020700100302 | NAICS sounds like Groundwater Remediation or Groundwater/Surfacewater monitoring | [36 empty] | Permit Lookup Failed |  |  |  | Permit Lookup Failed | EffluentConc | 365 | 2.7775e-06 | 1 | 1 | 1 | 3 | 4 | 0 | 0 | 39 | 1 | 0 | 0 | 0.788 | 32 | 0 | 0 | 0.001269 | 0.00033333 | DMR | [16 empty] | 4.8275e-05 | 1 |  |  | 0.001269 | 0.00033333 | NO | Effluent
2019 | LYNDONVILLE WATER TREATMENT PLANT | 110010910700 | VT0101249 | LYNDON | CALEDONIA | VT |  | 44.5481 | -71.9905 | [5 empty] | NAICS/SIC Not Provided | NAICS/SIC Not Provided | Waste Handling, Treatment, and Disposal (POTW) | 1 | 0.70401 | VT0101249 | East Branch Passumpsic River | 010801020102 | Uncertain, possibly a remediation site |  |  |  | 2023 | 01080100000000 | EAST BRANCH, WETLAND CONTIGUOUS WITH THE PASSUMPSIC RIVER |  |  | 0.0066667 | NPDES | 0.0066667 | 0.010315 | 4570571 | East Branch Passumpsic River | 3 | 174.012 | 120.264 | 98.783 | 175.221 | 405.642 | 329.17 | 157.158 | 107.203 | 85.07 | 100.409 | 136.924 | 159.054 | 151.575 | QE_08 | 85.07 | 207.9951 | 133.7339 | 425.4572 | 305.0926 | 0.02522 | 207.9951 | 30Q5 Flow | 305.0926 | HM Flow | 133.7339 | 7Q10 Flow |  | 365 | 0.0019288 | 0.014423 | 0.0092733 | 0.006322 | 3 | 4 | 0 | 0 | 39 | 1 | 0 | 0 | 0.788 | 32 | 0 | 0 | 1.8303e-05 | 4.8075e-06 | DMR | [16 empty] | 0.033524 | 0.25068 | 0.16118 | 0.10988 | 0.00031812 | 8.356e-05 | NO | NHDPlus
2020 | LYNDONVILLE WATER TREATMENT PLANT | 110010910700 | VT0101249 | LYNDON | CALEDONIA | VT |  | 44.5481 | -71.9905 | [5 empty] | NAICS/SIC Not Provided | NAICS/SIC Not Provided | Waste Handling, Treatment, and Disposal (POTW) | 1 | 0.00070401 | VT0101249 | East Branch Passumpsic River | 010801020102 | Uncertain, possibly a remediation site |  |  |  | 2023 | 01080100000000 | EAST BRANCH, WETLAND CONTIGUOUS WITH THE PASSUMPSIC RIVER |  |  | 0.0066667 | NPDES | 0.0066667 | 0.010315 | 4570571 | East Branch Passumpsic River | 3 | 174.012 | 120.264 | 98.783 | 175.221 | 405.642 | 329.17 | 157.158 | 107.203 | 85.07 | 100.409 | 136.924 | 159.054 | 151.575 | QE_08 | 85.07 | 207.9951 | 133.7339 | 425.4572 | 305.0926 | 0.02522 | 207.9951 | 30Q5 Flow | 305.0926 | HM Flow | 133.7339 | 7Q10 Flow |  | 365 | 1.9288e-06 | 1.4423e-05 | 9.2733e-06 | 6.322e-06 | 3 | 4 | 0 | 0 | 39 | 1 | 0 | 0 | 0.788 | 32 | 0 | 0 | 1.8303e-08 | 4.8075e-09 | DMR | [16 empty] | 3.3524e-05 | 0.00025068 | 0.00016118 | 0.00010988 | 3.1812e-07 | 8.356e-08 | NO | NHDPlus
2021 | LYNDONVILLE WATER TREATMENT PLANT | 110010910700 | VT0101249 | LYNDON | CALEDONIA | VT |  | 44.5481 | -71.9905 | [5 empty] | NAICS/SIC Not Provided | NAICS/SIC Not Provided | Waste Handling, Treatment, and Disposal (POTW) | 1 | 0.0005299 | VT0101249 | East Branch Passumpsic River | 010801020102 | Uncertain, possibly a remediation site |  |  |  | 2023 | 01080100000000 | EAST BRANCH, WETLAND CONTIGUOUS WITH THE PASSUMPSIC RIVER |  |  | 0.0066667 | NPDES | 0.0066667 | 0.010315 | 4570571 | East Branch Passumpsic River | 3 | 174.012 | 120.264 | 98.783 | 175.221 | 405.642 | 329.17 | 157.158 | 107.203 | 85.07 | 100.409 | 136.924 | 159.054 | 151.575 | QE_08 | 85.07 | 207.9951 | 133.7339 | 425.4572 | 305.0926 | 0.02522 | 207.9951 | 30Q5 Flow | 305.0926 | HM Flow | 133.7339 | 7Q10 Flow |  | 365 | 1.4518e-06 | 1.0856e-05 | 6.9799e-06 | 4.7585e-06 | 3 | 4 | 0 | 0 | 39 | 1 | 0 | 0 | 0.788 | 32 | 0 | 0 | 1.3776e-08 | 3.6186e-09 | DMR | [16 empty] | 2.5233e-05 | 0.00018868 | 0.00012132 | 8.2707e-05 | 2.3945e-07 | 6.2894e-08 | NO | NHDPlus
2022 | LYNDONVILLE WATER TREATMENT PLANT | 110010910700 | VT0101249 | LYNDON | CALEDONIA | VT |  | 44.5481 | -71.9905 | [5 empty] | NAICS/SIC Not Provided | NAICS/SIC Not Provided | Waste Handling, Treatment, and Disposal (POTW) | 1 | 0.00058668 | VT0101249 | East Branch Passumpsic River | 010801020102 | Uncertain, possibly a remediation site |  |  |  | 2023 | 01080100000000 | EAST BRANCH, WETLAND CONTIGUOUS WITH THE PASSUMPSIC RIVER |  |  | 0.0066667 | NPDES | 0.0066667 | 0.010315 | 4570571 | East Branch Passumpsic River | 3 | 174.012 | 120.264 | 98.783 | 175.221 | 405.642 | 329.17 | 157.158 | 107.203 | 85.07 | 100.409 | 136.924 | 159.054 | 151.575 | QE_08 | 85.07 | 207.9951 | 133.7339 | 425.4572 | 305.0926 | 0.02522 | 207.9951 | 30Q5 Flow | 305.0926 | HM Flow | 133.7339 | 7Q10 Flow |  | 365 | 1.6073e-06 | 1.2019e-05 | 7.7277e-06 | 5.2683e-06 | 3 | 4 | 0 | 0 | 39 | 1 | 0 | 0 | 0.788 | 32 | 0 | 0 | 1.5252e-08 | 4.0063e-09 | DMR | [16 empty] | 2.7937e-05 | 0.0002089 | 0.00013432 | 9.1569e-05 | 2.651e-07 | 6.9633e-08 | NO | NHDPlus
2019 | SI GROUP INC - SOUTH PLANT | 110000572782 | WV0004740 | MORGANTOWN | MONONGALIA | WV |  | 39.5998 | -79.9715 |  | 2869 | Industrial Organic Chemicals, Nec | 325998 | All Other Miscellaneous Chemical Product and Preparation Manufacturing | IS34 | All Other Chemical Product and Preparation Manufacturing | Waste Handling, Treatment, and Disposal (Remediation or Monitoring) | 1 | 0.057999 | WV0004740 | Cobun Creek-Monongahela River | 050200030307 | No organochlorines are reported to 2022 TRI |  |  |  | 2023 | 05020000000000 | MONONGAHELA RIVER |  | 0.224 | 0.12783 | NPDES | 0.224 | 0.34658 | 3768880 | Monongahela River | 6 | 4606.052 | 6257.956 | 6876.316 | 7878.76 | 5441.385 | 4874.399 | 2986.186 | 2090.748 | 1826.775 | 1510.348 | 2062.931 | 3961.821 | 6751.056 | QE_09 | 1510.348 | 3692.7824 | 2627.3479 | 11261.7408 | 7434.9924 | 0.84738 | 3692.7824 | 30Q5 Flow | 7434.9924 | HM Flow | 2627.3479 | 7Q10 Flow |  | 365 | 0.0001589 | 6.0479e-05 | 4.303e-05 | 2.1372e-05 | 3 | 4 | 0 | 0 | 39 | 1 | 0 | 0 | 0.788 | 32 | 0 | 0 | 7.675e-08 | 2.016e-08 | DMR | [16 empty] | 0.0027618 | 0.0010512 | 0.0007479 | 0.00037146 | 1.334e-06 | 3.504e-07 | NO | NHDPlus
2019 | BAYER MATERIALSCIENCE | 110000608030 | WV0005169 | NEW MARTINSVILLE | WETZEL | WV |  | 39.7195 | -80.8273 |  | 2869 | Industrial Organic Chemicals, Nec | 325998 | All Other Miscellaneous Chemical Product and Preparation Manufacturing | IS34 | All Other Chemical Product and Preparation Manufacturing | Waste Handling, Treatment, and Disposal (Remediation or Monitoring) | 1 | 0.62129 | WV0005169 | Haynes Run-Ohio River | 050302011004 | Covestro makes polyurethanes and other chems |  |  |  | 2023 | 05030200000000 | OHIO RIVER |  | 2.7 | 1.0031 | NPDES | 2.7 | 4.1775 | 15429714 | Beaver Run | 2 | 1.411 | 4.049 | 11.109 | 4.397 | 2.211 | 1.708 | 1.096 | 0.745 | 0.495 | 0.559 | 0.584 | 1.467 | 2.24 | QE_08 | 0.495 | 1.2103 | 0.64922 | 3.4499 | 1.6524 | 10.214 | 10.214 | Plant Flow | 10.214 | Plant Flow | 10.214 | Plant Flow |  | 365 | 0.0017022 | 0.16665 | 0.16665 | 0.16665 | 3 | 4 | 0 | 0 | 39 | 1 | 0 | 0 | 0.788 | 32 | 0 | 0 | 0.00021149 | 5.555e-05 | DMR | [16 empty] | 0.029585 | 2.8965 | 2.8965 | 2.8965 | 0.0036758 | 0.00096551 | NO | PlantFlow
2020 | BAYER MATERIALSCIENCE | 110000608030 | WV0005169 | NEW MARTINSVILLE | WETZEL | WV |  | 39.7195 | -80.8273 |  | 2869 | Industrial Organic Chemicals, Nec | 325998 | All Other Miscellaneous Chemical Product and Preparation Manufacturing | IS34 | All Other Chemical Product and Preparation Manufacturing | Waste Handling, Treatment, and Disposal (Remediation or Monitoring) | 1 | 0.3321 | WV0005169 | Haynes Run-Ohio River | 050302011004 | Covestro makes polyurethanes and other chems |  |  |  | 2023 | 05030200000000 | OHIO RIVER |  | 2.7 | 1.0031 | NPDES | 2.7 | 4.1775 | 15429714 | Beaver Run | 2 | 1.411 | 4.049 | 11.109 | 4.397 | 2.211 | 1.708 | 1.096 | 0.745 | 0.495 | 0.559 | 0.584 | 1.467 | 2.24 | QE_08 | 0.495 | 1.2103 | 0.64922 | 3.4499 | 1.6524 | 10.214 | 10.214 | Plant Flow | 10.214 | Plant Flow | 10.214 | Plant Flow |  | 365 | 0.00090987 | 0.08908 | 0.08908 | 0.08908 | 3 | 4 | 0 | 0 | 39 | 1 | 0 | 0 | 0.788 | 32 | 0 | 0 | 0.00011305 | 2.9693e-05 | DMR | [16 empty] | 0.015814 | 1.5483 | 1.5483 | 1.5483 | 0.0019648 | 0.0005161 | NO | PlantFlow
2023 | BASF HOUSTON POLYURETHANE | 110000861755 |  | HOUSTON |  | TX |  | 29.6713 | -95.4046 | [7 empty] | Processing – Incorporation into Formulation, Mixture or Reaction Product |  | 226.7962 | [19 empty] | 302 | 338 | 303 | 274 | 294 | 320 | 398 | 216 | 269 | 344 | 285 | 314 | 278 | [7 empty] | 528.4605 | Permit Lookup Failed | 674.8705 |  | 351.12 | Permit Lookup Failed | Brays Bayou ( 12040104000084) | 250 | 0.90718 | 2.5837 | 1.7167 | 1.3442 | 3 | 4 | 0 | 0 | 39 | 1 | 0 | 0 | 0.788 | 32 | 0 | 0 | 0.0032788 | 0.00086123 | TRI | 1703 CROSSPOINT AVE | 77054 | 77054FMNTR1703C | A | 325211 | Plastics Material and Resin Manufacturing | Plastic Material and Resin Manufacturing | Direct | Unknown | 500 | 226.7962 | 500 | 226.7962 | 500 | 226.7962 | 1,2-DCE (cis and trans) is manufactured as the unintentional byproducts during the manufacture of 1,2-DCA as indicated by the Test Order for 1,1-DCA, 1,2-DCA, and 1,1,2-TCA. This facility's wastewater is discharged by the Dow Freeport facility, of which it is a tenant. | 10.7998 | 30.7582 | 20.4364 | 16.0028 | 0.039033 | 0.010253 | NO | Surrogate NHDPlus
2023 | BASF HOUSTON POLYURETHANE | 110000861755 |  | HOUSTON |  | TX |  | 29.6713 | -95.4046 | [7 empty] | Processing – Incorporation into Formulation, Mixture or Reaction Product |  | 61.235 | [40 empty] | Permit Lookup Failed |  |  |  | Permit Lookup Failed |  | 250 | 0.90718 | 0 | 0 |  | 3 | 4 | 0 | 0 | 39 | 1 | 0 | 0 | 0.788 | 32 | 0 | 0 |  |  | TRI | 1703 CROSSPOINT AVE | 77054 | 77054FMNTR1703C | A | 325211 | Plastics Material and Resin Manufacturing | Plastic Material and Resin Manufacturing | Indirect | Unknown | 500 | 226.7962 | 500 | 226.7962 | 500 | 226.7962 | 1,2-DCE (cis and trans) is manufactured as the unintentional byproducts during the manufacture of 1,2-DCA as indicated by the Test Order for 1,1-DCA, 1,2-DCA, and 1,1,2-TCA. This facility's wastewater is discharged by the Dow Freeport facility, of which it is a tenant. | 2.916 | [5 empty] | TBD | NHDPlus
2019 | FREEPORT_OLIN BC | 110066943605 |  | FREEPORT |  | TX |  | 28.9694 | -95.3795 | [7 empty] | Manufacturing as a Byproduct |  | 9.9201 | [19 empty] | 209 | 424 | 372 | 277 | 157 | 165 | 189 | 52 | 51 | 69 | 88 | 218 | 357 | [7 empty] | 124.7754 | Permit Lookup Failed | 248.5341 |  | 78.7963 | Permit Lookup Failed | Oyster Creek (12040205000450) | 350 | 0.028343 | 0.3597 | 0.22715 | 0.11404 | 3 | 4 | 0 | 0 | 39 | 1 | 0 | 0 | 0.788 | 32 | 0 | 0 | 0.00045647 | 0.0001199 | TRI | 2301 N BRAZOSPORT BLVD | 77541 | 7754WBLCBP231NB | R | 325199 | All Other Basic Organic Chemical Manufacturing | All Other Basic Organic Chemical Manufacturing | Indirect | Unknown | 0 | 0 | 0 | 0 | 81 | 36.741 | t-DCE Test Order indicates the COU for this facility. | 0.47238 | 5.995 | 3.7859 | 1.9007 | 0.0076079 | 0.0019983 | NO | Surrogate NHDPlus
2020 | FREEPORT_OLIN BC | 110066943605 |  | FREEPORT |  | TX |  | 28.9694 | -95.3795 | [7 empty] | Manufacturing as a Byproduct |  | 9.6751 | [19 empty] | 209 | 424 | 372 | 277 | 157 | 165 | 189 | 52 | 51 | 69 | 88 | 218 | 357 | [7 empty] | 124.7754 | Permit Lookup Failed | 248.5341 |  | 78.7963 | Permit Lookup Failed | Oyster Creek (12040205000450) | 350 | 0.027643 | 0.35082 | 0.22154 | 0.11123 | 3 | 4 | 0 | 0 | 39 | 1 | 0 | 0 | 0.788 | 32 | 0 | 0 | 0.0004452 | 0.00011694 | TRI | 2301 N BRAZOSPORT BLVD | 77541 | 7754WBLCBP231NB | R | 325199 | All Other Basic Organic Chemical Manufacturing | All Other Basic Organic Chemical Manufacturing | Indirect | Unknown | 0 | 0 | 0 | 0 | 79 | 35.8338 | 1,2-DCE (cis and trans) is manufactured as the unintentional byproducts during the manufacture of 1,2-DCA as indicated by the Test Order for 1,1-DCA, 1,2-DCA, and 1,1,2-TCA. This facility's wastewater is discharged by the Dow Freeport facility, of which it is a tenant. | 0.46072 | 5.847 | 3.6924 | 1.8538 | 0.00742 | 0.001949 | NO | Surrogate NHDPlus
2021 | FREEPORT_OLIN BC | 110066943605 |  | FREEPORT |  | TX |  | 28.9694 | -95.3795 | [7 empty] | Manufacturing as a Byproduct |  | 9.7976 | [19 empty] | 209 | 424 | 372 | 277 | 157 | 165 | 189 | 52 | 51 | 69 | 88 | 218 | 357 | [7 empty] | 124.7754 | Permit Lookup Failed | 248.5341 |  | 78.7963 | Permit Lookup Failed | Oyster Creek (12040205000450) | 350 | 0.027993 | 0.35526 | 0.22435 | 0.11263 | 3 | 4 | 0 | 0 | 39 | 1 | 0 | 0 | 0.788 | 32 | 0 | 0 | 0.00045084 | 0.00011842 | TRI | 2301 N BRAZOSPORT BLVD | 77541 | 7754WBLCBP231NB | R | 325199 | All Other Basic Organic Chemical Manufacturing | All Other Basic Organic Chemical Manufacturing | Indirect | Unknown | 0 | 0 | 0 | 0 | 80 | 36.2874 | t-DCE Test Order indicates the COU for this facility. | 0.46655 | 5.921 | 3.7391 | 1.8772 | 0.0075139 | 0.0019737 | NO | Surrogate NHDPlus
2022 | FREEPORT_OLIN BC | 110066943605 |  | FREEPORT |  | TX |  | 28.9694 | -95.3795 | [7 empty] | Manufacturing as a Byproduct |  | 8.2055 | [19 empty] | 209 | 424 | 372 | 277 | 157 | 165 | 189 | 52 | 51 | 69 | 88 | 218 | 357 | [7 empty] | 124.7754 | Permit Lookup Failed | 248.5341 |  | 78.7963 | Permit Lookup Failed | Oyster Creek (12040205000450) | 350 | 0.023444 | 0.29753 | 0.18789 | 0.09433 | 3 | 4 | 0 | 0 | 39 | 1 | 0 | 0 | 0.788 | 32 | 0 | 0 | 0.00037758 | 9.9177e-05 | TRI | 2301 N BRAZOSPORT BLVD | 77541 | 7754WBLCBP231NB | R | 325199 | All Other Basic Organic Chemical Manufacturing | All Other Basic Organic Chemical Manufacturing | Indirect | Unknown | 0 | 0 | 0 | 0 | 67 | 30.3907 | t-DCE Test Order indicates the COU for this facility. | 0.39074 | 4.9588 | 3.1315 | 1.5722 | 0.0062929 | 0.0016529 | NO | Surrogate NHDPlus
2023 | FREEPORT_OLIN BC | 110066943605 |  | FREEPORT |  | TX |  | 28.9694 | -95.3795 | [7 empty] | Manufacturing as a Byproduct |  | 5.6336 | [19 empty] | 209 | 424 | 372 | 277 | 157 | 165 | 189 | 52 | 51 | 69 | 88 | 218 | 357 | [7 empty] | 124.7754 | Permit Lookup Failed | 248.5341 |  | 78.7963 | Permit Lookup Failed | Oyster Creek (12040205000450) | 350 | 0.016096 | 0.20427 | 0.129 | 0.064764 | 3 | 4 | 0 | 0 | 39 | 1 | 0 | 0 | 0.788 | 32 | 0 | 0 | 0.00025923 | 6.8091e-05 | TRI | 2301 N BRAZOSPORT BLVD | 77541 | 7754WBLCBP231NB | R | 325199 | All Other Basic Organic Chemical Manufacturing | All Other Basic Organic Chemical Manufacturing | Indirect | Unknown | 0 | 0 | 0 | 0 | 46 | 20.8652 | 1,2-DCE (cis and trans) is manufactured as the unintentional byproducts during the manufacture of 1,2-DCA as indicated by the Test Order for 1,1-DCA, 1,2-DCA, and 1,1,2-TCA. This facility's wastewater is discharged by the Dow Freeport facility, of which it is a tenant. | 0.26827 | 3.4046 | 2.15 | 1.0794 | 0.0043205 | 0.0011349 | NO | Surrogate NHDPlus
2019 | WESTLAKE US 2 LLC | 110000494894 |  | WESTLAKE |  | LA |  | 30.2235 | -93.2869 | [7 empty] | Manufacturing |  | 5.8967 | LAJ660151 |  |  |  |  | LAR10K999 | LAR10L189 | 2023 | 08080206000073 |  |  |  |  | NPDES |  |  | 3709730 | Bayou Verdine | 1 | 5101 | 10399 | 9047 | 8218 | 5937 | 5200 | 3127 | 2569 | 1333 | 1633 | 1580 | 3798 | 8354 | [7 empty] | 3261.2862 |  | 7270.1475 |  | 2310.2193 |  | Replace with reachcode 08080206001243 | 350 | 0.016848 | 0.0072927 | 0.005166 | 0.0023174 | 3 | 4 | 0 | 0 | 39 | 1 | 0 | 0 | 0.788 | 32 | 0 | 0 | 9.2547e-06 | 2.4309e-06 | TRI | 1300 PPG DR | 70669 | 70669PPGNDCOLUM | R | 221112 | Fossil Fuel Electric Power Generation | Utilities | Direct | Unknown | 13 | 5.8967 | 0 | 0 | 0 | 0 | t-DCE Test Order indicates the COU for this facility. | 0.2808 | 0.12154 | 0.0861 | 0.038623 | 0.00015424 | 4.0515e-05 | NO | Surrogate NHDPlus
2020 | WESTLAKE US 2 LLC | 110000494894 |  | WESTLAKE |  | LA |  | 30.2235 | -93.2869 | [7 empty] | Manufacturing |  | 14.9685 | LAJ660151 |  |  |  |  | LAR10K999 | LAR10L189 | 2023 | 08080206000073 |  |  |  |  | NPDES |  |  | 3709730 | Bayou Verdine | 1 | 5101 | 10399 | 9047 | 8218 | 5937 | 5200 | 3127 | 2569 | 1333 | 1633 | 1580 | 3798 | 8354 | [7 empty] | 3261.2862 |  | 7270.1475 |  | 2310.2193 |  | Replace with reachcode 08080206001243 | 350 | 0.042767 | 0.018512 | 0.013114 | 0.0058826 | 3 | 4 | 0 | 0 | 39 | 1 | 0 | 0 | 0.788 | 32 | 0 | 0 | 2.3493e-05 | 6.1707e-06 | TRI | 1300 PPG DR | 70669 | 70669PPGNDCOLUM | R | 325180 | Other Basic Inorganic Chemical Manufacturing | All Other Basic Inorganic Chemical Manufacturing | Direct | Unknown | 33 | 14.9685 | 0 | 0 | 0 | 0 | 1,2-DCE (cis and trans) is manufactured as the unintentional byproducts during the manufacture of 1,2-DCA as indicated by the Test Order for 1,1-DCA, 1,2-DCA, and 1,1,2-TCA. This facility's wastewater is discharged by the Dow Freeport facility, of which it is a tenant. | 0.71279 | 0.30854 | 0.21856 | 0.098043 | 0.00039154 | 0.00010285 | NO | Surrogate NHDPlus
2021 | WESTLAKE US 2 LLC | 110000494894 |  | WESTLAKE |  | LA |  | 30.2235 | -93.2869 | [7 empty] | Manufacturing |  | 13.6078 | LAJ660151 |  |  |  |  | LAR10K999 | LAR10L189 | 2023 | 08080206000073 |  |  |  |  | NPDES |  |  | 3709730 | Bayou Verdine | 1 | 5101 | 10399 | 9047 | 8218 | 5937 | 5200 | 3127 | 2569 | 1333 | 1633 | 1580 | 3798 | 8354 | [7 empty] | 3261.2862 |  | 7270.1475 |  | 2310.2193 |  | Replace with reachcode 08080206001243 | 350 | 0.038879 | 0.016829 | 0.011921 | 0.0053478 | 3 | 4 | 0 | 0 | 39 | 1 | 0 | 0 | 0.788 | 32 | 0 | 0 | 2.1357e-05 | 5.6098e-06 | TRI | 1300 PPG DR | 70669 | 70669PPGNDCOLUM | R | 221112 | Fossil Fuel Electric Power Generation | Utilities | Direct | Unknown | 30 | 13.6078 | 0 | 0 | 0 | 0 | t-DCE Test Order indicates the COU for this facility. | 0.64799 | 0.28049 | 0.19869 | 0.08913 | 0.00035595 | 9.3496e-05 | NO | Surrogate NHDPlus
2022 | WESTLAKE US 2 LLC | 110000494894 |  | WESTLAKE |  | LA |  | 30.2235 | -93.2869 | [7 empty] | Manufacturing |  | 10.8862 | LAJ660151 |  |  |  |  | LAR10K999 | LAR10L189 | 2023 | 08080206000073 |  |  |  |  | NPDES |  |  | 3709730 | Bayou Verdine | 1 | 5101 | 10399 | 9047 | 8218 | 5937 | 5200 | 3127 | 2569 | 1333 | 1633 | 1580 | 3798 | 8354 | [7 empty] | 3261.2862 |  | 7270.1475 |  | 2310.2193 |  | Replace with reachcode 08080206001243 | 350 | 0.031103 | 0.013463 | 0.0095372 | 0.0042782 | 3 | 4 | 0 | 0 | 39 | 1 | 0 | 0 | 0.788 | 32 | 0 | 0 | 1.7086e-05 | 4.4878e-06 | TRI | 1300 PPG DR | 70669 | 70669PPGNDCOLUM | R | 325180 | Other Basic Inorganic Chemical Manufacturing | All Other Basic Inorganic Chemical Manufacturing | Direct | Unknown | 24 | 10.8862 | 0 | 0 | 0 | 0 | 1,2-DCE (cis and trans) is manufactured as the unintentional byproducts during the manufacture of 1,2-DCA as indicated by the Test Order for 1,1-DCA, 1,2-DCA, and 1,1,2-TCA. This facility's wastewater is discharged by the Dow Freeport facility, of which it is a tenant. | 0.51839 | 0.22439 | 0.15895 | 0.071304 | 0.00028476 | 7.4797e-05 | NO | Surrogate NHDPlus

## Max Summary_21d
FRS.ID | .source | Years_Reported | Reporting.Year | Facility.Name | NPDES.Permit.Number | OES | Total.Annual.Discharge..kg.yr. | Eco.21.day.release.kg.day | Days | Daily.release (kg/day) | Pick7Q10mld | Pick30Q5mld | PickHMmld | 7Q10 conc (ug/L) | 30Q5 conc (ug/L) | HMC (ug/L) | 7Q10 conc (ug/L) 21day | 30Q5 conc (ug/L) 21day | HMC (ug/L) 21day | RQ_chronic | RQ_acute | RQ.Chronic.21 | RQ.Acute.21 | Risk.flag | Flow.Source | Indirect.or.Direct.Discharger | Transfers.for.wastewater.treatment..non.POTW...kg. | On.site.Water.Release..kg.
110000314598 | DMR | 2019-2019 | 2019 | HOLTRACHEM MANUFACTURING CO | ME0000639 | Waste handling, treatment, and disposal - Remediation or Monitoring | 0.015466 | 0.00073645 | 365 | 4.2371e-05 | 14219.2307 | 18870.1687 | 32360.0625 | 2.9799e-06 | 2.2454e-06 | 1.3094e-06 | 5.1793e-05 | 3.9027e-05 | 2.2758e-05 | 3.7815e-09 | 9.9329e-10 | 6.5727e-08 | 1.7264e-08 | NO | NHDPlus
110000321651 | DMR | 2019-2023 | 2022 | FIRMENICH INCORPORATED | NJ0031445 | Waste handling, treatment, and disposal - Remediation or Monitoring | 0.030695 | 0.0014617 | 365 | 8.4096e-05 | 0.15142 | 0.15142 | 0.15142 | 0.55539 | 0.55539 | 0.55539 | 9.6533 | 9.6533 | 9.6533 | 0.00070482 | 0.00018513 | 0.01225 | 0.0032178 | NO | PlantFlow
110000322311 | DMR | 2023-2023 | 2023 | AVANTOR PERFORMANCE MATERIALS | NJ0004006 | Waste handling, treatment, and disposal - Remediation or Monitoring | 0.1544 | 0.0073524 | 365 | 0.00042301 | 6097.9706 | 8328.8998 | 15559.6866 | 6.937e-05 | 5.0789e-05 | 2.7187e-05 | 0.0012057 | 0.00088276 | 0.00047253 | 8.8032e-08 | 2.3123e-08 | 1.5301e-06 | 4.019e-07 | NO | NHDPlus
110000324391 | DMR | 2019-2023 | 2022 | SABIC HIGH PERFORMANCE PLASTICS | NY0007072 | Waste handling, treatment, and disposal - Remediation or Monitoring | 1.2873 | 0.061301 | 365 | 0.0035269 | 9.8845 | 16.7971 | 20.457 | 0.35681 | 0.20997 | 0.17241 | 6.2017 | 3.6495 | 2.9966 | 0.00045281 | 0.00011894 | 0.0078702 | 0.0020672 | NO | NHDPlus
110000324569 | DMR | 2019-2020 | 2020 | GENERAL ELECTRIC CO CPQP | NY0007048 | Waste handling, treatment, and disposal - Remediation or Monitoring | 0.32688 | 0.015566 | 365 | 0.00089556 | 5211.2702 | 7155.934 | 11511.5117 | 0.00017185 | 0.00012515 | 7.7797e-05 | 0.0029869 | 0.0021752 | 0.0013522 | 2.1808e-07 | 5.7284e-08 | 3.7905e-06 | 9.9564e-07 | NO | NHDPlus
110000324765 | DMR | 2021-2023 | 2023 | PAWLING ENGINEERED PRODUCTS INC | NY0004618 | Waste handling, treatment, and disposal - Remediation or Monitoring | 0.011982 | 0.00057055 | 365 | 3.2826e-05 | 3.7807 | 6.6381 | 11.0418 | 0.0086825 | 0.0049451 | 0.0029729 | 0.15091 | 0.085951 | 0.051672 | 1.1018e-05 | 2.8942e-06 | 0.00019151 | 5.0304e-05 | NO | NHDPlus
110000326193 | DMR | 2019-2023 | 2019 | AMPHENOL CORP - AEROSPACE OPERATIONS | NY0003824 | Waste handling, treatment, and disposal - Remediation or Monitoring | 0.10683 | 0.0050872 | 365 | 0.00029269 | 5.0914 | 5.0914 | 5.0914 | 0.057487 | 0.057487 | 0.057487 | 0.99919 | 0.99919 | 0.99919 | 7.2954e-05 | 1.9162e-05 | 0.001268 | 0.00033306 | NO | PlantFlow
110000326521 | DMR | 2019-2023 | 2023 | GM COMPONENTS HOLDINGS LLC | NY0000558 | Waste handling, treatment, and disposal - Remediation or Monitoring | 35.3205 | 1.6819 | 365 | 0.096769 | 14.7346 | 14.7346 | 14.7346 | 6.5674 | 6.5674 | 6.5674 | 114.1481 | 114.1481 | 114.1481 | 0.0083343 | 0.0021891 | 0.14486 | 0.038049 | NO | PlantFlow
110000329038 | DMR | 2022-2023 | 2023 | SHELL CHEMICAL APPALACHIA LLC | PA0002208 | Waste handling, treatment, and disposal - Remediation or Monitoring | 0.028148 | 0.0013404 | 365 | 7.7118e-05 | 0.58595 | 0.58595 | 0.58595 | 0.13161 | 0.13161 | 0.13161 | 2.2876 | 2.2876 | 2.2876 | 0.00016702 | 4.3871e-05 | 0.002903 | 0.00076252 | NO | PlantFlow
110000338536 | DMR | 2019-2020 | 2019 | FORMOSA PLASTICS CORPORATION | DE0000612 | Waste handling, treatment, and disposal - Remediation or Monitoring | 0.042563 | 0.0020268 | 365 | 0.00011661 | 0.71041 | 1.3203 | 1.3987 | 0.16414 | 0.088321 | 0.083367 | 2.853 | 1.5351 | 1.449 | 0.0002083 | 5.4714e-05 | 0.0036205 | 0.00095099 | NO | NHDPlus
110000339027 | DMR | 2019-2023 | 2020 | INVISTA S.A.R.L. SEAFORD PLANT | DE0000035 | Waste handling, treatment, and disposal - Remediation or Monitoring | 0.0007037 | 3.351e-05 | 365 | 1.9279e-06 | 132.3053 | 205.8484 | 369.4062 | 1.4572e-05 | 9.3658e-06 | 5.219e-06 | 0.00025327 | 0.00016279 | 9.0712e-05 | 1.8492e-08 | 4.8573e-09 | 3.2141e-07 | 8.4425e-08 | NO | NHDPlus
110000373621 | DMR | 2021-2023 | 2021 | TEKNOR APEX TENNESSEE COMPANY | TN0041939 | Waste handling, treatment, and disposal - Remediation or Monitoring | 1.4886 | 0.070885 | 365 | 0.0040783 | 4.4261 | 4.4261 | 4.4261 | 0.92144 | 0.92144 | 0.92144 | 16.0155 | 16.0155 | 16.0155 | 0.0011693 | 0.00030715 | 0.020324 | 0.0053385 | NO | PlantFlow
110000378467 | DMR | 2019-2023 | 2020 | BAKELITE SYNTHETICS | KY0001112 | Waste handling, treatment, and disposal - Remediation or Monitoring | 1.0703 | 0.050967 | 365 | 0.0029323 | 85424.5151 | 106660.5403 | 241491.8692 | 3.4327e-05 | 2.7492e-05 | 1.2143e-05 | 0.00059663 | 0.00047784 | 0.00021105 | 4.3562e-08 | 1.1442e-08 | 7.5715e-07 | 1.9888e-07 | NO | NHDPlus
110000400012 | DMR | 2019-2023 | 2023 | RAYTHEON TECHNOLOGIES CORPORATION | IN0062651 | Waste handling, treatment, and disposal - Remediation or Monitoring | 0.0174 | 0.00082855 | 365 | 4.767e-05 | 512.3555 | 761.2861 | 1449.7079 | 9.3041e-05 | 6.2618e-05 | 3.2882e-05 | 0.0016171 | 0.0010884 | 0.00057153 | 1.1807e-07 | 3.1014e-08 | 2.0522e-06 | 5.3905e-07 | NO | NHDPlus
110000403670 | DMR | 2019-2023 | 2019 | SABIC INNOVATIVE PLASTICS - MT. VERNON | IN0002101 | Waste handling, treatment, and disposal - Remediation or Monitoring | 10.8597 | 0.51713 | 365 | 0.029753 | 92923.6986 | 115692.4817 | 270269.0501 | 0.00032018 | 0.00025717 | 0.00011008 | 0.0055651 | 0.0044698 | 0.0019134 | 4.0632e-07 | 1.0673e-07 | 7.0623e-06 | 1.855e-06 | NO | NHDPlus
110000408238 | DMR | 2019-2023 | 2019 | ELECTROLUX HOME PRODUCTS (FORMERLY FRIGIDAIRE) | MI0002135 | Waste handling, treatment, and disposal - Remediation or Monitoring | 0.055561 | 0.0026458 | 365 | 0.00015222 | 154.1134 | 238.5379 | 414.3286 | 0.00098772 | 0.00063814 | 0.00036739 | 0.017168 | 0.011092 | 0.0063856 | 1.2535e-06 | 3.2924e-07 | 2.1786e-05 | 5.7225e-06 | NO | NHDPlus
110000409406 | DMR | 2019-2023 | 2019 | ROBERT BOSCH CORPORATION CHASSIS DIVISION | MI0058659 | Waste handling, treatment, and disposal - Remediation or Monitoring | 0.012397 | 0.00059032 | 365 | 3.3963e-05 | 31.6622 | 51.7164 | 81.0602 | 0.0010727 | 0.00065673 | 0.00041899 | 0.018644 | 0.011415 | 0.0072824 | 1.3613e-06 | 3.5756e-07 | 2.366e-05 | 6.2147e-06 | NO | NHDPlus
110000410190 | DMR | 2020-2023 | 2022 | BRADFORD WHITE CORPORATION | MI0004405 | Waste handling, treatment, and disposal - Remediation or Monitoring | 5.7668 | 0.27461 | 365 | 0.015799 | 362.881 | 545.5501 | 889.6169 | 0.043539 | 0.02896 | 0.01776 | 0.75674 | 0.50336 | 0.30868 | 5.5252e-05 | 1.4513e-05 | 0.00096033 | 0.00025225 | NO | NHDPlus
110000410957 | DMR | 2019-2023 | 2022 | MAHLE INC-MUSKEGON HTS COMPLEX | MI0004057 | Waste handling, treatment, and disposal - Remediation or Monitoring | 0.216 | 0.010286 | 365 | 0.00059177 | 1.0536 | 1.0536 | 1.0536 | 0.56169 | 0.56169 | 0.56169 | 9.7627 | 9.7627 | 9.7627 | 0.00071281 | 0.00018723 | 0.012389 | 0.0032542 | NO | PlantFlow
110000412296 | DMR | 2019-2023 | 2021 | WOOD - H&H TUBE GWCU | MI0047392 | Waste handling, treatment, and disposal - Remediation or Monitoring | 0.2616 | 0.012457 | 365 | 0.00071672 | 6.9152 | 11.8949 | 14.2018 | 0.10364 | 0.060255 | 0.050467 | 1.8014 | 1.0473 | 0.87716 | 0.00013153 | 3.4548e-05 | 0.0022861 | 0.00060048 | NO | NHDPlus
110000432504 | DMR | 2019-2023 | 2019 | STEPAN CO | IL0002453 | Waste handling, treatment, and disposal - Remediation or Monitoring | 0.5793 | 0.027586 | 365 | 0.0015871 | 7.0447 | 12.11 | 19.7527 | 0.22529 | 0.13106 | 0.08035 | 3.9158 | 2.2779 | 1.3966 | 0.00028591 | 7.5098e-05 | 0.0049693 | 0.0013053 | NO | NHDPlus
110000433013 | DMR | 2019-2023 | 2023 | EQUISTAR CHEMICALS, LP - MORRIS PLANT | IL0002917 | Waste handling, treatment, and disposal - Remediation or Monitoring | 2.8983 | 0.13802 | 365 | 0.0079406 | 2.7411 | 2.7411 | 2.7411 | 2.8969 | 2.8969 | 2.8969 | 50.3513 | 50.3513 | 50.3513 | 0.0036763 | 0.00096564 | 0.063898 | 0.016784 | NO | PlantFlow
110000433022 | DMR | 2019-2023 | 2020 | HB FULLER CO | IL0079758 | Waste handling, treatment, and disposal - Remediation or Monitoring | 0.20465 | 0.0097453 | 365 | 0.00056069 | 8.2258 | 14.066 | 23.0034 | 0.068162 | 0.039861 | 0.024374 | 1.1847 | 0.69283 | 0.42365 | 8.65e-05 | 2.2721e-05 | 0.0015035 | 0.00039491 | NO | NHDPlus
110000440416 | DMR | 2019-2023 | 2019 | WESTINGHOUSE ELECTRIC CO. L.L.C. | MO0000761 | Waste handling, treatment, and disposal - Remediation or Monitoring | 6.4206 | 0.30575 | 365 | 0.017591 | 0.27778 | 0.53301 | 1.0265 | 1 | 1 | 1 | 1 | 573.6225 | 297.8397 | 0.001269 | 0.00033333 | 0.001269 | 0.00033333 | NO | Effluent
110000443226 | DMR | 2020-2023 | 2021 | BAYER CROPSCIENCE | MO0002526 | Waste handling, treatment, and disposal - Remediation or Monitoring | 9.9426 | 0.47346 | 365 | 0.02724 | 168.4963 | 260.0098 | 414.3055 | 0.16167 | 0.10477 | 0.065749 | 2.8099 | 1.8209 | 1.1428 | 0.00020516 | 5.3888e-05 | 0.0035659 | 0.00093663 | NO | NHDPlus
110000449435 | DMR | 2023-2023 | 2023 | BAKER PETROLITE LLC - RAYNE BLEND PLANT | LA0064661 | Waste handling, treatment, and disposal - Remediation or Monitoring | 0.00034542 | 1.6449e-05 | 365 | 9.4635e-07 | 1.3653 | 2.4817 | 4.5278 | 0.00069314 | 0.00038134 | 0.00020901 | 0.012047 | 0.006628 | 0.0036328 | 8.7962e-07 | 2.3105e-07 | 1.5289e-05 | 4.0158e-06 | NO | NHDPlus
110000452082 | DMR | 2019-2022 | 2021 | BASF CORPORATION | AR0037770 | Waste handling, treatment, and disposal - Remediation or Monitoring | 0.059301 | 0.0028239 | 365 | 0.00016247 | 639845.7551 | 746038.2469 | 1489612.539 | 2.5392e-07 | 2.1778e-07 | 1.0907e-07 | 4.4134e-06 | 3.7852e-06 | 1.8957e-06 | 3.2223e-10 | 8.464e-11 | 5.6007e-09 | 1.4711e-09 | NO | NHDPlus
110000460901 | DMR | 2019-2023 | 2022 | ECO SERVICES OPERATIONS HOUSTON | TX0007072 | Waste handling, treatment, and disposal - Remediation or Monitoring | 33.7731 | 1.6082 | 365 | 0.092529 | 78.1664 | 123.8117 | 185.2401 | 1.1837 | 0.74734 | 0.49951 | 20.5746 | 12.9894 | 8.6819 | 0.0015022 | 0.00039458 | 0.02611 | 0.0068582 | NO | NHDPlus
110000460983 | DMR | 2020-2023 | 2021 | MONUMENT CHEMICAL HOUSTON, LLC | TX0085979 | Waste handling, treatment, and disposal - Remediation or Monitoring | 0.3745 | 0.017834 | 365 | 0.001026 | 14.836 | 24.8655 | 50.4893 | 0.069159 | 0.041264 | 0.020322 | 1.202 | 0.7172 | 0.35321 | 8.7765e-05 | 2.3053e-05 | 0.0015254 | 0.00040068 | NO | NHDPlus
110000461107 | DMR | 2023-2023 | 2023 | INVISTA HOUSTON | TX0006068 | Waste handling, treatment, and disposal - Remediation or Monitoring | 0.033142 | 0.0015782 | 365 | 9.08e-05 | 175.4885 | 270.4254 | 343.9227 | 0.00051741 | 0.00033577 | 0.00026401 | 0.0089931 | 0.005836 | 0.0045888 | 6.5662e-07 | 1.7247e-07 | 1.1413e-05 | 2.9977e-06 | NO | NHDPlus
110000463631 | DMR | 2020-2020 | 2020 | BRASKEM AMERICA INC - LAPORTE SITE | TX0074276 | Waste handling, treatment, and disposal - Remediation or Monitoring | 0.11103 | 0.0052869 | 365 | 0.00030418 | 2.3545 | 2.3545 | 2.3545 | 0.12919 | 0.12919 | 0.12919 | 2.2454 | 2.2454 | 2.2454 | 0.00016395 | 4.3063e-05 | 0.0028495 | 0.00074848 | NO | PlantFlow
110000463677 | DMR | 2019-2023 | 2022 | METTON AMERICA LA PORTE PLANT | TX0084808 | Waste handling, treatment, and disposal - Remediation or Monitoring | 0.0039439 | 0.0001878 | 365 | 1.0805e-05 | 0.55443 | 1.0391 | 2.6397 | 0.019489 | 0.010398 | 0.0040933 | 0.33874 | 0.18073 | 0.071145 | 2.4732e-05 | 6.4963e-06 | 0.00042987 | 0.00011291 | NO | NHDPlus
110000484039 | DMR | 2022-2023 | 2023 | HANSON PERMANENTE CEMENT | CA0030210 | Waste handling, treatment, and disposal - Remediation or Monitoring | 0.025298 | 0.0012047 | 365 | 6.9311e-05 | 0.16266 | 0.31785 | 0.91864 | 0.4261 | 0.21806 | 0.07545 | 7.406 | 3.7901 | 1.3114 | 0.00054073 | 0.00014203 | 0.0093985 | 0.0024687 | NO | NHDPlus
110000487447 | DMR | 2019-2023 | 2020 | UNIVAR SOLUTIONS USA | OR0034606 | Waste handling, treatment, and disposal - Remediation or Monitoring | 0.0031111 | 0.00014815 | 365 | 8.5235e-06 | 15880.8006 | 20996.1687 | 51661.8604 | 5.3671e-07 | 4.0595e-07 | 1.6499e-07 | 9.3286e-06 | 7.0558e-06 | 2.8676e-06 | 6.8111e-10 | 1.789e-10 | 1.1838e-08 | 3.1095e-09 | NO | NHDPlus
110000487633 | DMR | 2019-2023 | 2021 | BOEING COMPANY (THE) | OR0031828 | Waste handling, treatment, and disposal - Remediation or Monitoring | 0.012533 | 0.00059682 | 365 | 3.4338e-05 | 2.9109 | 5.1565 | 13.6634 | 0.011796 | 0.0066591 | 0.0025131 | 0.20503 | 0.11574 | 0.04368 | 1.497e-05 | 3.9321e-06 | 0.00026019 | 6.8344e-05 | NO | NHDPlus
110000494894 | DMR | 2019-2022 | 2021 | WESTLAKE US 2 LLC | LA0000761 | Manufacturing | 790.6378 | 37.6494 | 350 | 2.259 | 875.9554 | 875.9554 | 875.9554 | 2.5789 | 2.5789 | 2.5789 | 42.981 | 42.981 | 42.981 | 0.0032727 | 0.00085962 | 0.054544 | 0.014327 | NO | PlantFlow
110000494894 | TRI | 2019-2022 | 2020 | WESTLAKE US 2 LLC | LAJ660151 | Manufacturing | 14.9685 | 0.71279 | 350 | 0.042767 | 2310.2193 | 3261.2862 | 7270.1475 | 0.018512 | 0.013114 | 0.0058826 | 0.30854 | 0.21856 | 0.098043 | 2.3493e-05 | 6.1707e-06 | 0.00039154 | 0.00010285 | NO | Surrogate NHDPlus | Direct | 0 | 14.9685
110000500459 | DMR | 2019-2020 | 2020 | CHEMTOOL | IL0064564 | Waste handling, treatment, and disposal - Remediation or Monitoring | 0.11012 | 0.0052439 | 365 | 0.00030171 | 1.5142 | 1.5142 | 1.5142 | 0.19926 | 0.19926 | 0.19926 | 3.4633 | 3.4633 | 3.4633 | 0.00025286 | 6.6419e-05 | 0.004395 | 0.0011544 | NO | Surrogate NHDPlus
110000517637 | DMR | 2019-2019 | 2019 | VICTOR VALLEY WASTE WATER RA | CA0102822 | Waste handling, treatment, and disposal - POTW | 0.49044 | 0.023354 | 365 | 0.0013437 | 18.17 | 18.17 | 18.17 | 0.07395 | 0.07395 | 0.07395 | 1.2853 | 1.2853 | 1.2853 | 9.3846e-05 | 2.465e-05 | 0.0016311 | 0.00042844 | NO | PlantFlow
110000519920 | DMR | 2020-2023 | 2023 | NEVADA CITY WASTEWATER TREATMENT PLANT | CA0079901 | Waste handling, treatment, and disposal - POTW | 0.068742 | 0.0032734 | 365 | 0.00018833 | 1.4971 | 1.4971 | 1.4971 | 0.1258 | 0.1258 | 0.1258 | 2.1865 | 2.1865 | 2.1865 | 0.00015964 | 4.1932e-05 | 0.0027747 | 0.00072882 | NO | PlantFlow
110000520026 | DMR | 2021-2021 | 2021 | PARADISE ID WTP, MAGALIA | CA0083488 | Waste handling, treatment, and disposal - Remediation or Monitoring | 0.026169 | 0.0012462 | 365 | 7.1697e-05 | 1.0977 | 1.1271 | 5.5873 | 0.065316 | 0.06361 | 0.012832 | 1.1353 | 1.1056 | 0.22303 | 8.2889e-05 | 2.1772e-05 | 0.0014407 | 0.00037842 | NO | NHDPlus
110000525842 | DMR | 2019-2023 | 2023 | RIALTO WASTEWATER TREATMENT PLANT | CA0105295 | Waste handling, treatment, and disposal - POTW | 2.4338 | 0.1159 | 365 | 0.006668 | 24.6052 | 24.6052 | 24.6052 | 0.271 | 0.271 | 0.271 | 4.7102 | 4.7102 | 4.7102 | 0.00034391 | 9.0333e-05 | 0.0059775 | 0.0015701 | NO | PlantFlow
110000542896 | DMR | 2023-2023 | 2023 | STRODES CREEK STP | KY0037991 | Waste handling, treatment, and disposal - POTW | 0.6381 | 0.030386 | 365 | 0.0017482 | 15.461 | 15.461 | 15.461 | 0.11307 | 0.11307 | 0.11307 | 1.9653 | 1.9653 | 1.9653 | 0.00014349 | 3.7691e-05 | 0.0024941 | 0.00065511 | NO | PlantFlow
110000547196 | DMR | 2019-2023 | 2021 | NOURYON SURFACE CHEMISTRY LLC | IL0026069 | Waste handling, treatment, and disposal - Remediation or Monitoring | 0.09662 | 0.004601 | 365 | 0.00026471 | 1.1311 | 1.2738 | 2.1535 | 0.23403 | 0.20781 | 0.12292 | 4.0677 | 3.6119 | 2.1365 | 0.00029699 | 7.801e-05 | 0.005162 | 0.0013559 | NO | NHDPlus
110000551082 | DMR | 2019-2021 | 2019 | PARIS STP | KY0090654 | Waste handling, treatment, and disposal - POTW | 8.2788 | 0.39423 | 365 | 0.022682 | 166.1317 | 256.4841 | 461.3483 | 0.13653 | 0.088433 | 0.049164 | 2.373 | 1.537 | 0.85451 | 0.00017326 | 4.5509e-05 | 0.0030114 | 0.000791 | NO | NHDPlus
110000557013 | DMR | 2020-2021 | 2020 | LONDON STP | KY0021270 | Waste handling, treatment, and disposal - POTW | 2.8349 | 0.13499 | 365 | 0.0077668 | 12.8961 | 12.8961 | 12.8961 | 0.60226 | 0.60226 | 0.60226 | 10.4679 | 10.4679 | 10.4679 | 0.00076429 | 0.00020075 | 0.013284 | 0.0034893 | NO | PlantFlow
110000571373 | DMR | 2019-2023 | 2020 | VALLEY CREEK WASTEWATER TREATMENT PLANT | KY0022039 | Waste handling, treatment, and disposal - POTW | 40.755 | 1.9407 | 365 | 0.11166 | 27.3139 | 44.8386 | 92.5555 | 4.0879 | 2.4902 | 1.2064 | 71.0523 | 43.2822 | 20.9681 | 0.0051877 | 0.0013626 | 0.090168 | 0.023684 | NO | NHDPlus
110000572782 | DMR | 2019-2019 | 2019 | SI GROUP INC - SOUTH PLANT | WV0004740 | Waste handling, treatment, and disposal - Remediation or Monitoring | 0.057999 | 0.0027618 | 365 | 0.0001589 | 2627.3479 | 3692.7824 | 7434.9924 | 6.0479e-05 | 4.303e-05 | 2.1372e-05 | 0.0010512 | 0.0007479 | 0.00037146 | 7.675e-08 | 2.016e-08 | 1.334e-06 | 3.504e-07 | NO | NHDPlus
110000574423 | DMR | 2019-2023 | 2023 | EASTMAN CHEMICAL COMPANY | TN0002640 | Waste handling, treatment, and disposal - Remediation or Monitoring | 9.6809 | 0.46099 | 365 | 0.026523 | 1915.6069 | 2721.4988 | 4949.0724 | 0.013846 | 0.0097457 | 0.0053592 | 0.24065 | 0.16939 | 0.093148 | 1.7571e-05 | 4.6152e-06 | 0.0003054 | 8.0217e-05 | NO | NHDPlus
110000575244 | DMR | 2020-2020 | 2020 | OAK POINT PLANT | LA0005738 | Waste handling, treatment, and disposal - Remediation or Monitoring | 0.031064 | 0.0014793 | 365 | 8.5108e-05 | 106.8193 | 106.8193 | 106.8193 | 0.00079674 | 0.00079674 | 0.00079674 | 0.013848 | 0.013848 | 0.013848 | 1.0111e-06 | 2.6558e-07 | 1.7574e-05 | 4.6161e-06 | NO | PlantFlow
110000581255 | DMR | 2022-2022 | 2022 | STANLEY BLACK AND DECKER | RI0022942 | Waste handling, treatment, and disposal - Remediation or Monitoring | 0.23311 | 0.011101 | 365 | 0.00063867 | 0.52272 | 0.62836 | 1.0782 | 1.2218 | 1.0164 | 0.59236 | 21.2365 | 17.666 | 10.2958 | 0.0015505 | 0.00040728 | 0.02695 | 0.0070788 | NO | NHDPlus
110000582003 | DMR | 2019-2023 | 2021 | DELAWARE RIVER PLANT | NJ0005045 | Waste handling, treatment, and disposal - Remediation or Monitoring | 1.033 | 0.04919 | 365 | 0.0028301 | 3.5938 | 3.5938 | 3.5938 | 0.7875 | 0.7875 | 0.7875 | 13.6876 | 13.6876 | 13.6876 | 0.00099937 | 0.0002625 | 0.01737 | 0.0045625 | NO | PlantFlow
110000584305 | DMR | 2019-2023 | 2022 | DIXON FESSLER USA | PA0012149 | Waste handling, treatment, and disposal - Remediation or Monitoring | 0.0078678 | 0.00037466 | 365 | 2.1556e-05 | 15.9745 | 26.7066 | 38.8921 | 0.0013494 | 0.00080713 | 0.00055424 | 0.023453 | 0.014029 | 0.0096333 | 1.7124e-06 | 4.4979e-07 | 2.9763e-05 | 7.8178e-06 | NO | NHDPlus
110000595909 | DMR | 2021-2023 | 2022 | SECO PRODS CORP | MO0129313 | Waste handling, treatment, and disposal - Remediation or Monitoring | 0.03429 | 0.0016328 | 365 | 9.3944e-05 | 10.3615 | 17.5795 | 32.3216 | 0.0090666 | 0.005344 | 0.0029065 | 0.15759 | 0.092883 | 0.050518 | 1.1506e-05 | 3.0222e-06 | 0.00019998 | 5.2529e-05 | NO | NHDPlus
110000595981 | DMR | 2019-2023 | 2021 | GREEN AMERICA RECYCLING LLC | MO0111686 | Waste handling, treatment, and disposal - Remediation or Monitoring | 3.7163 | 0.17697 | 365 | 0.010182 | 0.55848 | 1.0465 | 1.7989 | 18.231 | 9.7297 | 5.6598 | 316.8722 | 169.1108 | 98.3724 | 0.023136 | 0.006077 | 0.40212 | 0.10562 | NO | NHDPlus
110000597266 | DMR | 2019-2021 | 2021 | EQUISTAR CHEMICALS LP - LAKE CHARLES POLYMERS SITE | LA0003689 | Waste handling, treatment, and disposal - Remediation or Monitoring | 0.82855 | 0.039455 | 365 | 0.00227 | 3194.6889 | 4460.4377 | 8621.1816 | 0.00071055 | 0.00050892 | 0.0002633 | 0.01235 | 0.0088455 | 0.0045765 | 9.0172e-07 | 2.3685e-07 | 1.5673e-05 | 4.1167e-06 | NO | NHDPlus
110000597355 | DMR | 2019-2022 | 2019 | BERCEN CHEMICALS LLC | LA0048704 | Waste handling, treatment, and disposal - Remediation or Monitoring | 0.033142 | 0.0015782 | 365 | 9.08e-05 | 5.7308 | 5.7308 | 5.7308 | 0.015844 | 0.015844 | 0.015844 | 0.27539 | 0.27539 | 0.27539 | 2.0107e-05 | 5.2814e-06 | 0.00034948 | 9.1796e-05 | NO | PlantFlow
110000597426 | DMR | 2019-2023 | 2019 | SYNGENTA CROP PROTECTION, LLC. - ST GABRIEL PLANT | LA0005487 | Waste handling, treatment, and disposal - Remediation or Monitoring | 0.82855 | 0.039455 | 365 | 0.00227 | 111.7864 | 111.7864 | 111.7864 | 0.020307 | 0.020307 | 0.020307 | 0.35295 | 0.35295 | 0.35295 | 2.577e-05 | 6.7689e-06 | 0.0004479 | 0.00011765 | NO | PlantFlow
110000599479 | DMR | 2020-2023 | 2020 | KEESHAN AND BOST CHEMICAL CO., INC. | TX0072168 | Waste handling, treatment, and disposal - Remediation or Monitoring | 0.014914 | 0.00071019 | 365 | 4.086e-05 | 9.3771 | 15.9633 | 30.8683 | 0.0043574 | 0.0025596 | 0.0013237 | 0.075737 | 0.044489 | 0.023007 | 5.5298e-06 | 1.4525e-06 | 9.6112e-05 | 2.5246e-05 | NO | NHDPlus
110000608030 | DMR | 2019-2020 | 2019 | BAYER MATERIALSCIENCE | WV0005169 | Waste handling, treatment, and disposal - Remediation or Monitoring | 0.62129 | 0.029585 | 365 | 0.0017022 | 10.214 | 10.214 | 10.214 | 0.16665 | 0.16665 | 0.16665 | 2.8965 | 2.8965 | 2.8965 | 0.00021149 | 5.555e-05 | 0.0036758 | 0.00096551 | NO | PlantFlow
110000611703 | DMR | 2019-2021 | 2019 | DDP SPECIALTY ELECTRONIC MATERIALS US LLC | GA0000426 | Waste handling, treatment, and disposal - Remediation or Monitoring | 0.021111 | 0.0010053 | 365 | 5.7838e-05 | 624.4414 | 921.6088 | 1845.3055 | 9.2624e-05 | 6.2758e-05 | 3.1344e-05 | 0.0016099 | 0.0010908 | 0.00054478 | 1.1754e-07 | 3.0875e-08 | 2.043e-06 | 5.3663e-07 | NO | NHDPlus
110000613685 | DMR | 2020-2022 | 2020 | CECOS INTERNATIONAL INC | LA0058882 | Waste handling, treatment, and disposal - non-POTW WWT | 1.0431 | 0.049669 | 365 | 0.0028577 | 19.3194 | 32.0905 | 57.6132 | 0.14792 | 0.089051 | 0.049601 | 2.5709 | 1.5478 | 0.86211 | 0.00018771 | 4.9306e-05 | 0.0032626 | 0.00085698 | NO | NHDPlus
110000614746 | DMR | 2019-2022 | 2019 | BROWNING FERRIS INDUSTRIES KC | MO0099503 | Waste handling, treatment, and disposal - non-POTW WWT | 0.0498 | 0.0023714 | 365 | 0.00013644 | 1.2471 | 2.2738 | 3.13 | 0.1094 | 0.060004 | 0.043591 | 1.9015 | 1.0429 | 0.75765 | 0.00013884 | 3.6468e-05 | 0.0024131 | 0.00063384 | NO | NHDPlus
110000616414 | DMR | 2019-2023 | 2020 | JMT PROPERTIES INC | NY0162540 | Waste handling, treatment, and disposal - Remediation or Monitoring | 0.013661 | 0.00065052 | 365 | 3.7427e-05 | 0.055977 | 0.055977 | 0.055977 | 0.66862 | 0.66862 | 0.66862 | 11.6212 | 11.6212 | 11.6212 | 0.0008485 | 0.00022287 | 0.014748 | 0.0038737 | NO | PlantFlow
110000701973 | DMR | 2019-2023 | 2019 | BETTIS ATOMIC POWER LAB/W MIFFLIN | PA0000914 | Waste handling, treatment, and disposal - Remediation or Monitoring | 0.026204 | 0.0012478 | 365 | 7.1791e-05 | 6629.3702 | 9029.022 | 17848.8073 | 1.0829e-05 | 7.9511e-06 | 4.0221e-06 | 0.00018822 | 0.0001382 | 6.9909e-05 | 1.3743e-08 | 3.6097e-09 | 2.3886e-07 | 6.274e-08 | NO | NHDPlus
110000719045 | DMR | 2019-2020 | 2019 | RUSSELL COUNTY REGIONAL STP | KY0062995 | Waste handling, treatment, and disposal - POTW | 0.69629 | 0.033157 | 365 | 0.0019076 | 12.0562 | 20.3496 | 35.8772 | 0.15823 | 0.093743 | 0.053171 | 2.7502 | 1.6293 | 0.92417 | 0.0002008 | 5.2743e-05 | 0.0034901 | 0.00091672 | NO | NHDPlus
110000730451 | DMR | 2019-2023 | 2019 | CORNING WASTEWATER TREATMENT PLANT | CA0004995 | Waste handling, treatment, and disposal - POTW | 0.067779 | 0.0032276 | 365 | 0.0001857 | 13165.8359 | 17518.0098 | 32623.0773 | 1.4104e-05 | 1.06e-05 | 5.6921e-06 | 0.00024515 | 0.00018424 | 9.8935e-05 | 1.7899e-08 | 4.7014e-09 | 3.111e-07 | 8.1715e-08 | NO | NHDPlus
110000730460 | DMR | 2019-2019 | 2019 | SANTA ROSA WATER - LAGUNA TREATMENT PLANT | CA0022764 | Waste handling, treatment, and disposal - POTW | 11.2074 | 0.53368 | 365 | 0.030705 | 7.391 | 12.6846 | 45.9741 | 4.1544 | 2.4207 | 0.66788 | 72.2071 | 42.0735 | 11.6084 | 0.0052721 | 0.0013848 | 0.091633 | 0.024069 | NO | NHDPlus
110000730745 | DMR | 2020-2021 | 2020 | CITY OF RED BLUFF WASTEWATER RECLAMATION PLANT | CA0078891 | Waste handling, treatment, and disposal - POTW | 0.0011004 | 5.2399e-05 | 365 | 3.0147e-06 | 12065.4521 | 16101.5917 | 28442.8039 | 2.4986e-07 | 1.8723e-07 | 1.0599e-07 | 4.3429e-06 | 3.2543e-06 | 1.8423e-06 | 3.1709e-10 | 8.3288e-11 | 5.5113e-09 | 1.4476e-09 | NO | NHDPlus
110000730825 | DMR | 2019-2023 | 2023 | CALEXICO WASTE WATER PLANT | CA7000009 | Waste handling, treatment, and disposal - POTW | 0.18485 | 0.0088023 | 365 | 0.00050643 | 7.9442 | 7.9442 | 7.9442 | 0.063749 | 0.063749 | 0.063749 | 1.108 | 1.108 | 1.108 | 8.0899e-05 | 2.125e-05 | 0.0014061 | 0.00036934 | NO | PlantFlow
110000732208 | DMR | 2022-2023 | 2022 | GEORGETOWN STP #1 | KY0020150 | Waste handling, treatment, and disposal - POTW | 8.7727 | 0.41775 | 365 | 0.024035 | 96.9992 | 152.5183 | 295.7059 | 0.24778 | 0.15759 | 0.081279 | 4.3067 | 2.739 | 1.4127 | 0.00031445 | 8.2594e-05 | 0.0054654 | 0.0014356 | NO | NHDPlus
110000732226 | DMR | 2020-2020 | 2020 | VERSAILLES STP | KY0020621 | Waste handling, treatment, and disposal - POTW | 5.6366 | 0.26841 | 365 | 0.015443 | 8.0577 | 8.0577 | 8.0577 | 1.9165 | 1.9165 | 1.9165 | 33.3111 | 33.3111 | 33.3111 | 0.0024321 | 0.00063884 | 0.042273 | 0.011104 | NO | PlantFlow
110000732244 | DMR | 2019-2019 | 2019 | ASHLAND WASTEWATER TREATMENT PLANT | KY0022373 | Waste handling, treatment, and disposal - POTW | 24.0385 | 1.1447 | 365 | 0.065859 | 23.9461 | 23.9461 | 23.9461 | 2.7503 | 2.7503 | 2.7503 | 47.8028 | 47.8028 | 47.8028 | 0.0034902 | 0.00091677 | 0.060663 | 0.015934 | NO | PlantFlow
110000732253 | DMR | 2019-2021 | 2019 | RADCLIFF STP | KY0022390 | Waste handling, treatment, and disposal - POTW | 13.5217 | 0.64389 | 365 | 0.037046 | 9.9492 | 9.9492 | 9.9492 | 3.7235 | 3.7235 | 3.7235 | 64.7178 | 64.7178 | 64.7178 | 0.0047252 | 0.0012412 | 0.082129 | 0.021573 | NO | PlantFlow
110000732271 | DMR | 2019-2022 | 2021 | HITE CREEK WQTC MSD | KY0022420 | Waste handling, treatment, and disposal - POTW | 14.7029 | 0.70014 | 365 | 0.040282 | 16.7585 | 16.7585 | 16.7585 | 2.4037 | 2.4037 | 2.4037 | 41.778 | 41.778 | 41.778 | 0.0030503 | 0.00080122 | 0.053018 | 0.013926 | NO | PlantFlow
110000732299 | DMR | 2023-2023 | 2023 | FRANKFORT MUNICIPAL STP | KY0022861 | Waste handling, treatment, and disposal - POTW | 13.4008 | 0.63813 | 365 | 0.036714 | 3559.6935 | 4951.8093 | 11003.0045 | 0.010314 | 0.0074144 | 0.0033368 | 0.17927 | 0.12887 | 0.057996 | 1.3089e-05 | 3.438e-06 | 0.0002275 | 5.9755e-05 | NO | NHDPlus
110000732324 | DMR | 2019-2020 | 2019 | HARRODSBURG WWTP EXPANSION | KY0027421 | Waste handling, treatment, and disposal - POTW | 1.807 | 0.086049 | 365 | 0.0049508 | 7.3011 | 7.3011 | 10.2654 | 0.67809 | 0.67809 | 0.48228 | 11.7858 | 11.7858 | 8.3824 | 0.00086052 | 0.00022603 | 0.014957 | 0.0039286 | NO | NHDPlus
110000732351 | DMR | 2021-2023 | 2021 | DANVILLE STP | KY0057193 | Waste handling, treatment, and disposal - POTW | 25.3164 | 1.2055 | 365 | 0.06936 | 21.1467 | 21.1467 | 22.6932 | 3.2799 | 3.2799 | 3.0564 | 57.0086 | 57.0086 | 53.1235 | 0.0041624 | 0.0010933 | 0.072346 | 0.019003 | NO | NHDPlus
110000732379 | DMR | 2019-2023 | 2019 | DEREK R GUTHRIE WQTC MSD | KY0078956 | Waste handling, treatment, and disposal - POTW | 212.6892 | 10.1281 | 365 | 0.58271 | 85437.1826 | 106675.8191 | 241564.2972 | 0.0068203 | 0.0054624 | 0.0024122 | 0.11854 | 0.094942 | 0.041927 | 8.6552e-06 | 2.2734e-06 | 0.00015044 | 3.9515e-05 | NO | NHDPlus
110000734616 | DMR | 2021-2021 | 2021 | FALLON WASTEWATER TREATMENT PLANT | NV0020061 | Waste handling, treatment, and disposal - POTW | 3.592 | 0.17105 | 365 | 0.009841 | 4.4889 | 4.4889 | 4.4889 | 2.1923 | 2.1923 | 2.1923 | 38.1045 | 38.1045 | 38.1045 | 0.0027821 | 0.00073077 | 0.048356 | 0.012701 | NO | PlantFlow
110000734661 | DMR | 2019-2023 | 2023 | HOOKER CHEM & PLASTICS | NY0001198 | Waste handling, treatment, and disposal - Remediation or Monitoring | 0.04225 | 0.0020119 | 365 | 0.00011575 | 2.2599 | 2.2599 | 2.2599 | 0.051221 | 0.051221 | 0.051221 | 0.89027 | 0.89027 | 0.89027 | 6.5001e-05 | 1.7074e-05 | 0.0011298 | 0.00029676 | NO | PlantFlow
110000736730 | DMR | 2019-2023 | 2019 | RUSSELLVILLE STP | KY0020877 | Waste handling, treatment, and disposal - POTW | 1.4202 | 0.067629 | 365 | 0.003891 | 7.5312 | 12.9169 | 22.5093 | 0.51665 | 0.30123 | 0.17286 | 8.9799 | 5.2357 | 3.0045 | 0.00065565 | 0.00017222 | 0.011396 | 0.0029933 | NO | NHDPlus
110000736776 | DMR | 2020-2020 | 2020 | CAMPBELLSVILLE STP | KY0054437 | Waste handling, treatment, and disposal - POTW | 2.0067 | 0.095555 | 365 | 0.0054977 | 10.7776 | 10.7776 | 10.7776 | 0.5101 | 0.5101 | 0.5101 | 8.8661 | 8.8661 | 8.8661 | 0.00064734 | 0.00017003 | 0.011251 | 0.0029554 | NO | PlantFlow
110000737123 | DMR | 2019-2021 | 2019 | WASHINGTON WWTP | MO0025810 | Waste handling, treatment, and disposal - POTW | 25.5732 | 1.2178 | 365 | 0.070063 | 120321.1525 | 148492.6504 | 258975.9875 | 0.0005823 | 0.00047183 | 0.00027054 | 0.010121 | 0.0082009 | 0.0047022 | 7.3896e-07 | 1.941e-07 | 1.2844e-05 | 3.3737e-06 | NO | NHDPlus
110000737365 | DMR | 2019-2023 | 2022 | ELM HOLDINGS INC | NY0001988 | Waste handling, treatment, and disposal - Remediation or Monitoring | 0.016525 | 0.00078692 | 365 | 4.5275e-05 | 0.68093 | 0.7824 | 0.94233 | 0.066489 | 0.057867 | 0.048046 | 1.1556 | 1.0058 | 0.83508 | 8.4377e-05 | 2.2163e-05 | 0.0014666 | 0.00038522 | NO | NHDPlus
110000738916 | DMR | 2019-2021 | 2019 | LOCKHEED MARTIN CORP - FRENCH RD FAC | NY0121894 | Waste handling, treatment, and disposal - Remediation or Monitoring | 0.0080783 | 0.00038468 | 365 | 2.2132e-05 | 58.4419 | 93.489 | 136.2815 | 0.00037871 | 0.00023674 | 0.0001624 | 0.0065823 | 0.0041147 | 0.0028227 | 4.8059e-07 | 1.2624e-07 | 8.3532e-06 | 2.1941e-06 | NO | NHDPlus
110000741608 | DMR | 2019-2023 | 2021 | ISP CHEMICALS LLC | KY0003701 | Waste handling, treatment, and disposal - Remediation or Monitoring | 8.2026 | 0.3906 | 365 | 0.022473 | 5.0692 | 5.0692 | 5.0692 | 4.4333 | 4.4333 | 4.4333 | 77.0545 | 77.0545 | 77.0545 | 0.005626 | 0.0014778 | 0.097785 | 0.025685 | NO | PlantFlow
110000746211 | DMR | 2019-2022 | 2019 | EQUISTAR CHEMICALS LP TUSCOLA PLANT | IL0000141 | Waste handling, treatment, and disposal - Remediation or Monitoring | 13.6711 | 0.651 | 365 | 0.037455 | 0.056744 | 0.056744 | 0.10308 | 20 | 20 | 20 | 20 | 11472.5653 | 6315.3841 | 0.025381 | 0.0066667 | 0.025381 | 0.0066667 | NO | Effluent
110000747835 | DMR | 2019-2022 | 2022 | OWENSBORO SPECIALTY POLYMERS INC. | KY0001953 | Waste handling, treatment, and disposal - Remediation or Monitoring | 0.8914 | 0.042448 | 365 | 0.0024422 | 6.8637 | 11.8093 | 20.9905 | 0.35581 | 0.2068 | 0.11635 | 6.1844 | 3.5944 | 2.0222 | 0.00045154 | 0.0001186 | 0.0078482 | 0.0020615 | NO | NHDPlus
110000748095 | DMR | 2020-2022 | 2021 | HUNTSMAN PETROCHEMICAL LLC - CONROE PLANT | TX0005592 | Waste handling, treatment, and disposal - Remediation or Monitoring | 2.1294 | 0.1014 | 365 | 0.0058339 | 3.0066 | 5.3203 | 11.9444 | 1.9403 | 1.0965 | 0.48842 | 33.7249 | 19.0589 | 8.4892 | 0.0024624 | 0.00064678 | 0.042798 | 0.011242 | NO | NHDPlus
110000749021 | DMR | 2019-2023 | 2019 | IBM CORPORATION | VA0085901 | Waste handling, treatment, and disposal - Remediation or Monitoring | 0.059402 | 0.0028287 | 365 | 0.00016275 | 0.75659 | 0.77995 | 0.75659 | 0.2151 | 0.20866 | 0.2151 | 3.7387 | 3.6267 | 3.7387 | 0.00027297 | 7.1701e-05 | 0.0047445 | 0.0012462 | NO | NHDPlus
110000759723 | DMR | 2020-2021 | 2020 | GREENUP JOINT SEWER AGENCY | KY0033553 | Waste handling, treatment, and disposal - POTW | 1.3815 | 0.065787 | 365 | 0.003785 | 2.1629 | 3.8704 | 5.8391 | 1.75 | 0.97793 | 0.64822 | 30.4158 | 16.9974 | 11.2667 | 0.0022208 | 0.00058332 | 0.038599 | 0.010139 | NO | NHDPlus
110000759741 | DMR | 2021-2023 | 2021 | GEORGETOWN STP #2 | KY0082007 | Waste handling, treatment, and disposal - POTW | 4.5728 | 0.21775 | 365 | 0.012528 | 5.2318 | 5.2318 | 5.2318 | 2.3946 | 2.3946 | 2.3946 | 41.6211 | 41.6211 | 41.6211 | 0.0030389 | 0.00079821 | 0.052819 | 0.013874 | NO | PlantFlow
110000761104 | DMR | 2019-2019 | 2019 | MAYSVILLE STP | KY0020257 | Waste handling, treatment, and disposal - POTW | 0.46972 | 0.022368 | 365 | 0.0012869 | 5.0881 | 5.0881 | 5.0881 | 0.25292 | 0.25292 | 0.25292 | 4.3961 | 4.3961 | 4.3961 | 0.00032097 | 8.4308e-05 | 0.0055788 | 0.0014654 | NO | PlantFlow
110000772628 | DMR | 2019-2023 | 2023 | CORCO CHEMICAL CORP | PA0055913 | Waste handling, treatment, and disposal - Remediation or Monitoring | 0.16578 | 0.0078944 | 365 | 0.0004542 | 4.7708 | 8.3105 | 10.8388 | 0.095204 | 0.054654 | 0.041905 | 1.6547 | 0.94993 | 0.72835 | 0.00012082 | 3.1735e-05 | 0.0020999 | 0.00055158 | NO | NHDPlus
110000817439 | DMR | 2019-2023 | 2020 | WASTE MANAGEMENT - GROWS FAIRLESS HILL LANDFILL | PA0043818 | Waste handling, treatment, and disposal - Landfill | 0.14483 | 0.0068965 | 365 | 0.00039678 | 0.052996 | 0.10758 | 0.081227 | 7.4871 | 3.6883 | 4.8849 | 130.1332 | 64.1059 | 84.9035 | 0.0095014 | 0.0024957 | 0.16514 | 0.043378 | NO | NHDPlus
110000834688 | DMR | 2019-2023 | 2021 | KINDER MORGAN SEVEN OAKS TERMINAL | LA0124583 | Waste handling, treatment, and disposal - Remediation or Monitoring | 0.37187 | 0.017708 | 365 | 0.0010188 | 592679.7124 | 692845.8851 | 1408629.737 | 1.719e-06 | 1.4705e-06 | 7.2327e-07 | 2.9878e-05 | 2.5559e-05 | 1.2571e-05 | 2.1815e-09 | 5.7301e-10 | 3.7916e-08 | 9.9594e-09 | NO | NHDPlus
110000846602 | DMR | 2020-2023 | 2022 | AMCOL HEALTH & BEAUTY SOLUTIONS INC | LA0108936 | Waste handling, treatment, and disposal - Remediation or Monitoring | 0.0095878 | 0.00045656 | 365 | 2.6268e-05 | 1.8915 | 1.8915 | 1.8915 | 0.013887 | 0.013887 | 0.013887 | 0.24138 | 0.24138 | 0.24138 | 1.7624e-05 | 4.6292e-06 | 0.00030632 | 8.0459e-05 | NO | PlantFlow
110000854246 | DMR | 2021-2023 | 2021 | SHAW INDUSTRIES GROUP INC PLANT 8S | SC0003557 | Waste handling, treatment, and disposal - Remediation or Monitoring | 0.33142 | 0.015782 | 365 | 0.000908 | 26.9893 | 26.9893 | 26.9893 | 0.033643 | 0.033643 | 0.033643 | 0.58475 | 0.58475 | 0.58475 | 4.2694e-05 | 1.1214e-05 | 0.00074206 | 0.00019492 | NO | PlantFlow
110000861755 | TRI | 2023-2023 | 2023 | BASF HOUSTON POLYURETHANE |  | Processing – incorporation into formulation, mixture or reaction product | 226.7962 | 10.7998 | 250 | 0.90718 | 351.12 | 528.4605 | 674.8705 | 2.5837 | 1.7167 | 1.3442 | 30.7582 | 20.4364 | 16.0028 | 0.0032788 | 0.00086123 | 0.039033 | 0.010253 | NO | Surrogate NHDPlus | Direct | 226.7962 | 226.7962
110000911309 | DMR | 2019-2022 | 2020 | QUALAWASH HOLDINGS LLC - QUALA - GEISMAR TERMINAL 260 | LA0098191 | Waste handling, treatment, and disposal - Remediation or Monitoring | 0.019372 | 0.00092246 | 365 | 5.3073e-05 | 1.8915 | 3.066 | 5.5269 | 0.028059 | 0.01731 | 0.0096027 | 0.48769 | 0.30087 | 0.1669 | 3.5608e-05 | 9.353e-06 | 0.0006189 | 0.00016256 | NO | NHDPlus
110000915984 | DMR | 2022-2022 | 2022 | MILLIKEN & COMPANY/MAGNOLIA PLANT | SC0003182 | Waste handling, treatment, and disposal - Remediation or Monitoring | 4.8967 | 0.23318 | 365 | 0.013416 | 156.3297 | 241.8509 | 373.6307 | 0.085817 | 0.055471 | 0.035906 | 1.4916 | 0.96414 | 0.62409 | 0.0001089 | 2.8606e-05 | 0.0018929 | 0.00049719 | NO | NHDPlus
110001057533 | DMR | 2019-2023 | 2023 | SOUTHERN ALLEGHENIES LDFL | PA0093866 | Waste handling, treatment, and disposal - POTW | 0.28685 | 0.013659 | 365 | 0.00078588 | 326.798 | 493.0562 | 864.1648 | 0.0024048 | 0.0015939 | 0.00090941 | 0.041797 | 0.027703 | 0.015806 | 3.0518e-06 | 8.016e-07 | 5.3042e-05 | 1.3932e-05 | NO | NHDPlus
110001103911 | DMR | 2021-2021 | 2021 | DISCOVERY BAY WWTP | CA0078590 | Waste handling, treatment, and disposal - POTW | 0.10363 | 0.0049348 | 365 | 0.00028392 | 7.9442 | 7.9442 | 7.9442 | 0.035739 | 0.035739 | 0.035739 | 0.62118 | 0.62118 | 0.62118 | 4.5354e-05 | 1.1913e-05 | 0.0007883 | 0.00020706 | NO | PlantFlow
110001123276 | DMR | 2019-2021 | 2019 | GLASGOW STP | KY0021164 | Waste handling, treatment, and disposal - POTW | 5.2014 | 0.24769 | 365 | 0.014251 | 8.2847 | 8.2847 | 8.2847 | 1.7201 | 1.7201 | 1.7201 | 29.8971 | 29.8971 | 29.8971 | 0.0021829 | 0.00057337 | 0.03794 | 0.0099657 | NO | PlantFlow
110001131837 | DMR | 2019-2020 | 2019 | SUNBEAM PRODUCTS INC. | LA0086304 | Waste handling, treatment, and disposal - Remediation or Monitoring | 0.019047 | 0.00090698 | 365 | 5.2182e-05 | 1.8915 | 1.8915 | 3.5893 | 0.027588 | 0.027588 | 0.014538 | 0.47951 | 0.47951 | 0.25269 | 3.501e-05 | 9.196e-06 | 0.00060851 | 0.00015984 | NO | NHDPlus
110001163062 | DMR | 2023-2023 | 2023 | CROCKETT COGEN PROJECT | CA0029904 | Waste handling, treatment, and disposal - Remediation or Monitoring | 0.011244 | 0.00053545 | 365 | 3.0807e-05 | 1.8942 | 1.8942 | 1.8942 | 0.016264 | 0.016264 | 0.016264 | 0.28268 | 0.28268 | 0.28268 | 2.0639e-05 | 5.4212e-06 | 0.00035873 | 9.4226e-05 | NO | PlantFlow
110001177958 | DMR | 2019-2019 | 2019 | NILAND SD WWTP | CA0104451 | Waste handling, treatment, and disposal - POTW | 0.041446 | 0.0019736 | 365 | 0.00011355 | 0.37854 | 0.37854 | 0.37854 | 0.29997 | 0.29997 | 0.29997 | 5.2137 | 5.2137 | 5.2137 | 0.00038067 | 9.9989e-05 | 0.0066164 | 0.0017379 | NO | PlantFlow
110001301074 | DMR | 2019-2023 | 2023 | REXAIR INC | MI0047104 | Waste handling, treatment, and disposal - Remediation or Monitoring | 0.13383 | 0.0063728 | 365 | 0.00036665 | 71.787 | 114.0367 | 157.156 | 0.0051075 | 0.0032152 | 0.002333 | 0.088773 | 0.055883 | 0.040551 | 6.4816e-06 | 1.7025e-06 | 0.00011266 | 2.9591e-05 | NO | NHDPlus
110001512603 | DMR | 2019-2023 | 2019 | US AIR FORCE OFFUTT AFB NE | NE0121789 | Waste handling, treatment, and disposal - POTW | 0.022815 | 0.0010864 | 365 | 6.2506e-05 | 0.11885 | 0.23472 | 0.35188 | 0.52595 | 0.2663 | 0.17764 | 9.1414 | 4.6286 | 3.0875 | 0.00066744 | 0.00017532 | 0.011601 | 0.0030471 | NO | NHDPlus
110001847761 | DMR | 2019-2021 | 2020 | FOREST LAWN LANDFILL | MI0048631 | Waste handling, treatment, and disposal - Landfill | 0.055976 | 0.0026655 | 365 | 0.00015336 | 48.9558 | 78.7873 | 114.0536 | 0.0031326 | 0.0019465 | 0.0013446 | 0.054447 | 0.033832 | 0.023371 | 3.9754e-06 | 1.0442e-06 | 6.9095e-05 | 1.8149e-05 | NO | NHDPlus
110001855635 | DMR | 2020-2022 | 2020 | BENTON STP | KY0021172 | Waste handling, treatment, and disposal - POTW | 5.7748 | 0.27499 | 365 | 0.015821 | 74.5531 | 118.2787 | 289.2501 | 0.21222 | 0.13376 | 0.054698 | 3.6885 | 2.3249 | 0.9507 | 0.00026931 | 7.0738e-05 | 0.0046808 | 0.0012295 | NO | NHDPlus
110002041380 | DMR | 2020-2022 | 2021 | MADISONVILLE STP WEST SIDE | KY0098043 | Waste handling, treatment, and disposal - POTW | 19.3724 | 0.9225 | 365 | 0.053075 | 19.0283 | 19.0283 | 19.0283 | 2.7893 | 2.7893 | 2.7893 | 48.4803 | 48.4803 | 48.4803 | 0.0035397 | 0.00092976 | 0.061523 | 0.01616 | NO | PlantFlow
110002043217 | DMR | 2019-2023 | 2019 | CALIPATRIA WWTP | CA0105015 | Waste handling, treatment, and disposal - POTW | 0.0041446 | 0.00019736 | 365 | 1.1355e-05 | 2.3848 | 2.3848 | 2.3848 | 0.0047614 | 0.0047614 | 0.0047614 | 0.082757 | 0.082757 | 0.082757 | 6.0424e-06 | 1.5871e-06 | 0.00010502 | 2.7586e-05 | NO | PlantFlow
110002108059 | DMR | 2020-2023 | 2020 | KY STATE REFORMATORY | KY0040126 | Waste handling, treatment, and disposal - Remediation or Monitoring | 2.1137 | 0.10065 | 365 | 0.005791 | 2.9734 | 3.8949 | 5.7349 | 1.9476 | 1.4868 | 1.0098 | 33.8514 | 25.8427 | 17.5511 | 0.0024716 | 0.00064921 | 0.042959 | 0.011284 | NO | NHDPlus
110002311551 | DMR | 2019-2021 | 2019 | FEDERAL PACIFIC ELEC ODELL DAM | SC0047813 | Waste handling, treatment, and disposal - POTW | 0.0012577 | 5.9889e-05 | 365 | 3.4456e-06 | 1.4992 | 2.7164 | 3.3202 | 0.0022983 | 0.0012685 | 0.0010378 | 0.039947 | 0.022047 | 0.018037 | 2.9166e-06 | 7.6611e-07 | 5.0694e-05 | 1.3316e-05 | NO | NHDPlus
110002321345 | DMR | 2019-2023 | 2019 | MONARCH CHEMICALS | NY0257206 | Waste handling, treatment, and disposal - Remediation or Monitoring | 0.0070433 | 0.00033539 | 365 | 1.9297e-05 | 239.0379 | 364.5037 | 637.3285 | 8.0726e-05 | 5.294e-05 | 3.0277e-05 | 0.0014031 | 0.00092014 | 0.00052625 | 1.0244e-07 | 2.6909e-08 | 1.7806e-06 | 4.677e-07 | NO | NHDPlus
110002672484 | DMR | 2020-2022 | 2021 | EL CENTRO GENERATING STATION | CA7000004 | Waste handling, treatment, and disposal - non-POTW WWT | 0.073221 | 0.0034867 | 365 | 0.0002006 | 0.12933 | 0.12933 | 0.12933 | 1.5511 | 1.5511 | 1.5511 | 26.9588 | 26.9588 | 26.9588 | 0.0019683 | 0.00051702 | 0.034212 | 0.0089863 | NO | PlantFlow
110003250277 | DMR | 2019-2019 | 2019 | AUBURN WWTP | KY0021202 | Waste handling, treatment, and disposal - POTW | 0.22104 | 0.010526 | 365 | 0.0006056 | 12.1207 | 20.4548 | 36.5157 | 0.049964 | 0.029607 | 0.016585 | 0.86842 | 0.51459 | 0.28826 | 6.3406e-05 | 1.6655e-05 | 0.0011021 | 0.00028947 | NO | NHDPlus
110003251427 | DMR | 2019-2021 | 2019 | FLEMINGSBURG STP | KY0021229 | Waste handling, treatment, and disposal - POTW | 0.47524 | 0.022631 | 365 | 0.001302 | 3.4468 | 6.0709 | 9.6062 | 0.37775 | 0.21447 | 0.13554 | 6.5657 | 3.7277 | 2.3558 | 0.00047938 | 0.00012592 | 0.0083321 | 0.0021886 | NO | NHDPlus
110003597395 | DMR | 2019-2023 | 2019 | KELSEY-HAYES MILFORD GWCU | MI0055883 | Waste handling, treatment, and disposal - Remediation or Monitoring | 0.28252 | 0.013453 | 365 | 0.00077402 | 46.3648 | 74.7555 | 118.2004 | 0.016694 | 0.010354 | 0.0065483 | 0.29016 | 0.17996 | 0.11382 | 2.1185e-05 | 5.5647e-06 | 0.00036822 | 9.672e-05 | NO | NHDPlus
110003614358 | DMR | 2019-2023 | 2019 | GOULD ELECTRONICS-HOWELL GWCU | MI0059987 | Waste handling, treatment, and disposal - Remediation or Monitoring | 0.041548 | 0.0019785 | 365 | 0.00011383 | 2.9537 | 5.2298 | 8.4624 | 0.038538 | 0.021766 | 0.013451 | 0.66982 | 0.37831 | 0.2338 | 4.8906e-05 | 1.2846e-05 | 0.00085003 | 0.00022327 | NO | NHDPlus
110004300596 | DMR | 2023-2023 | 2023 | GOLDEN NUGGET | NV0022993 | Waste handling, treatment, and disposal - Remediation or Monitoring | 0.0022899 | 0.00010904 | 365 | 6.2736e-06 |  |  |  | 1 | 1 | 1 | 1 |  |  | 0.001269 | 0.00033333 | 0.001269 | 0.00033333 | NO | Effluent
110004306938 | DMR | 2019-2023 | 2023 | VENETIAN HOTEL AND CASINO | NV0022888 | Waste handling, treatment, and disposal - Remediation or Monitoring | 0.75567 | 0.035984 | 365 | 0.0020703 | 3.2685 | 3.2685 | 3.2685 | 0.63343 | 0.63343 | 0.63343 | 11.0095 | 11.0095 | 11.0095 | 0.00080384 | 0.00021114 | 0.013972 | 0.0036698 | NO | PlantFlow
110005726802 | DMR | 2019-2020 | 2020 | SAND ISLAND WASTE WATER TREATMENT PLANT | HI0020117 | Waste handling, treatment, and disposal - POTW | 10.4299 | 0.49666 | 365 | 0.028575 | 226.0268 | 226.0268 | 226.0268 | 0.12642 | 0.12642 | 0.12642 | 2.1974 | 2.1974 | 2.1974 | 0.00016044 | 4.2141e-05 | 0.0027885 | 0.00073245 | NO | PlantFlow
110005812371 | DMR | 2019-2023 | 2019 | WOODWARD INC | IL0002976 | Waste handling, treatment, and disposal - Remediation or Monitoring | 0.54177 | 0.025799 | 365 | 0.0014843 | 4.9178 | 4.9178 | 4.9178 | 0.30182 | 0.30182 | 0.30182 | 5.2459 | 5.2459 | 5.2459 | 0.00038302 | 0.00010061 | 0.0066573 | 0.0017486 | NO | PlantFlow
110005972965 | DMR | 2019-2019 | 2019 | BROWNING-FERRIS INDUSTRIES OF CA INC | CA0029947 | Waste handling, treatment, and disposal - non-POTW WWT | 0.00021738 | 1.0352e-05 | 365 | 5.9557e-07 | 0.011432 | 0.02445 | 0.06532 | 0.052095 | 0.024359 | 0.0091177 | 0.90546 | 0.42338 | 0.15847 | 6.611e-05 | 1.7365e-05 | 0.0011491 | 0.00030182 | NO | NHDPlus
110006040989 | DMR | 2021-2023 | 2023 | VERONA WELL FIELD RD/RA GROUP | MI0042994 | Waste handling, treatment, and disposal - Remediation or Monitoring | 0.9042 | 0.043057 | 365 | 0.0024773 | 162.3297 | 250.8117 | 389.1439 | 0.015261 | 0.009877 | 0.0063659 | 0.26524 | 0.17167 | 0.11065 | 1.9366e-05 | 5.0869e-06 | 0.0003366 | 8.8415e-05 | NO | NHDPlus
110006367136 | DMR | 2020-2023 | 2023 | PADUCAH/MCCRACKEN COUNTY JSA - REIDLAND | KY0025810 | Waste handling, treatment, and disposal - POTW | 0.81786 | 0.038946 | 365 | 0.0022407 | 2.1185 | 2.7017 | 3.9179 | 1.0577 | 0.82937 | 0.57191 | 18.3841 | 14.4153 | 9.9404 | 0.0013423 | 0.00035257 | 0.02333 | 0.006128 | NO | NHDPlus
110006644872 | DMR | 2019-2023 | 2019 | PIKEVILLE WWTP | KY0025291 | Waste handling, treatment, and disposal - POTW | 7.6502 | 0.36429 | 365 | 0.020959 | 795.3083 | 1164.176 | 2321.866 | 0.026354 | 0.018004 | 0.009027 | 0.45806 | 0.31292 | 0.1569 | 3.3444e-05 | 8.7846e-06 | 0.00058129 | 0.00015269 | NO | NHDPlus
110006739789 | DMR | 2021-2023 | 2023 | STP NO. 2 GWCU-LUDINGTON | MI0055531 | Waste handling, treatment, and disposal - Remediation or Monitoring | 0.027437 | 0.0013065 | 365 | 7.5171e-05 | 59.5102 | 95.1394 | 149.6054 | 0.0012632 | 0.00079012 | 0.00050246 | 0.021955 | 0.013733 | 0.0087333 | 1.603e-06 | 4.2105e-07 | 2.7862e-05 | 7.3183e-06 | NO | NHDPlus
110006739832 | DMR | 2019-2023 | 2022 | PIANO FACTORY-GRAND HAVEN | MI0054399 | Waste handling, treatment, and disposal - Remediation or Monitoring | 5.5844 | 0.26592 | 365 | 0.0153 | 4325.9261 | 5977.9389 | 10225.3673 | 0.0035367 | 0.0025593 | 0.0014962 | 0.061472 | 0.044484 | 0.026006 | 4.4882e-06 | 1.1789e-06 | 7.801e-05 | 2.0491e-05 | NO | NHDPlus
110006739878 | DMR | 2022-2023 | 2023 | CADILLAC FINANCING AUTH GWCU | MI0054925 | Waste handling, treatment, and disposal - Remediation or Monitoring | 0.49487 | 0.023565 | 365 | 0.0013558 | 71.787 | 114.0367 | 157.156 | 0.018886 | 0.011889 | 0.0086271 | 0.32826 | 0.20664 | 0.14995 | 2.3967e-05 | 6.2955e-06 | 0.00041658 | 0.00010942 | NO | NHDPlus
110006749162 | DMR | 2020-2021 | 2020 | IRVINE STP | KY0025909 | Waste handling, treatment, and disposal - POTW | 0.63481 | 0.030229 | 365 | 0.0017392 | 1570.9354 | 2246.9291 | 5637.3173 | 0.0011071 | 0.00077404 | 0.00030852 | 0.019243 | 0.013454 | 0.0053623 | 1.405e-06 | 3.6904e-07 | 2.442e-05 | 6.4142e-06 | NO | NHDPlus
110006751737 | DMR | 2019-2021 | 2020 | WILLIAMSBURG STP | KY0028347 | Waste handling, treatment, and disposal - POTW | 5.4674 | 0.26035 | 365 | 0.014979 | 954.7644 | 1388.9315 | 3345.5643 | 0.015689 | 0.010785 | 0.0044773 | 0.27269 | 0.18745 | 0.07782 | 1.991e-05 | 5.2296e-06 | 0.00034605 | 9.0896e-05 | NO | NHDPlus
110006777247 | DMR | 2021-2023 | 2022 | ALOUN KAUAI FARMING LLC | HI0021654 | Waste handling, treatment, and disposal - non-POTW WWT | 2.8667 | 0.13651 | 365 | 0.0078539 | 15.0375 | 15.0375 | 15.0375 | 0.52228 | 0.52228 | 0.52228 | 9.0778 | 9.0778 | 9.0778 | 0.0006628 | 0.00017409 | 0.01152 | 0.0030259 | NO | PlantFlow
110007015871 | DMR | 2019-2023 | 2021 | NALCO COMPANY | LA0038890 | Waste handling, treatment, and disposal - Remediation or Monitoring | 0.16571 | 0.007891 | 365 | 0.000454 | 49.8538 | 49.8538 | 49.8538 | 0.0091066 | 0.0091066 | 0.0091066 | 0.15828 | 0.15828 | 0.15828 | 1.1557e-05 | 3.0355e-06 | 0.00020087 | 5.2761e-05 | NO | PlantFlow
110007300330 | DMR | 2021-2021 | 2021 | DRESSER INC - GE OIL & GAS | LAG420116 | Waste handling, treatment, and disposal - Remediation or Monitoring | 0.00060908 | 2.9004e-05 | 365 |  |  |  |  | 0.149 | 0.149 | 0.149 | 0.149 |  |  | 0.00018909 | 4.9667e-05 | 0.00018909 | 4.9667e-05 | NO | Effluent
110007915505 | DMR | 2019-2022 | 2021 | HYSTER-YALE GROUP, INC (BOLZONI-AURAMO) | AL0069787 | Waste handling, treatment, and disposal - Remediation or Monitoring | 0.029392 | 0.0013996 | 365 | 8.0527e-05 | 1.0368 | 1.9022 | 2.3224 | 0.077672 | 0.042334 | 0.034674 | 1.35 | 0.7358 | 0.60267 | 9.8568e-05 | 2.5891e-05 | 0.0017132 | 0.00045 | NO | NHDPlus
110007970142 | DMR | 2019-2023 | 2021 | CHEMOURS-CHAMBERS WORKS | NJ0005100 | Waste handling, treatment, and disposal - Remediation or Monitoring | 1.168 | 0.055619 | 365 | 0.0032 | 236.8132 | 236.8132 | 236.8132 | 0.013513 | 0.013513 | 0.013513 | 0.23486 | 0.23486 | 0.23486 | 1.7148e-05 | 4.5043e-06 | 0.00029805 | 7.8288e-05 | NO | PlantFlow
110008011490 | DMR | 2019-2023 | 2019 | MOOG INC | NY0090191 | Waste handling, treatment, and disposal - Remediation or Monitoring | 0.1557 | 0.0074143 | 365 | 0.00042658 | 0.75281 | 1.2812 | 1.7185 | 0.56665 | 0.33296 | 0.24823 | 9.8488 | 5.7871 | 4.3145 | 0.00071909 | 0.00018888 | 0.012499 | 0.0032829 | NO | NHDPlus
110008476327 | DMR | 2019-2023 | 2021 | SASOL CHEM USA LLC/OIL CITY | PA0103381 | Waste handling, treatment, and disposal - Remediation or Monitoring | 0.010771 | 0.00051291 | 365 | 2.951e-05 | 367.1143 | 551.6968 | 952.3833 | 8.0384e-05 | 5.349e-05 | 3.0985e-05 | 0.0013971 | 0.0009297 | 0.00053856 | 1.0201e-07 | 2.6795e-08 | 1.773e-06 | 4.6571e-07 | NO | NHDPlus
110008995490 | DMR | 2019-2023 | 2023 | MARYLAND VILLAS APARTMENT COMPLEX | NV0023043 | Waste handling, treatment, and disposal - Remediation or Monitoring | 0.25151 | 0.011977 | 365 | 0.00068906 | 1.5142 | 1.5142 | 1.5142 | 0.45508 | 0.45508 | 0.45508 | 7.9096 | 7.9096 | 7.9096 | 0.00057751 | 0.00015169 | 0.010038 | 0.0026365 | NO | PlantFlow
110009162903 | DMR | 2023-2023 | 2023 | MOTOR WHEEL DISPOSAL SITE | MI0055077 | Waste handling, treatment, and disposal - Remediation or Monitoring | 0.57975 | 0.027607 | 365 | 0.0015883 | 710.0871 | 1043.4425 | 1733.503 | 0.0022368 | 0.0015222 | 0.00091626 | 0.038878 | 0.026458 | 0.015926 | 2.8386e-06 | 7.4561e-07 | 4.9338e-05 | 1.2959e-05 | NO | NHDPlus
110009291872 | DMR | 2019-2023 | 2023 | DUPONT-CHEMOURS MONTAGUE SITE | MI0000884 | Waste handling, treatment, and disposal - Remediation or Monitoring | 0.15662 | 0.0074582 | 365 | 0.0004291 | 3.8832 | 3.8832 | 3.8832 | 0.1105 | 0.1105 | 0.1105 | 1.9206 | 1.9206 | 1.9206 | 0.00014023 | 3.6834e-05 | 0.0024373 | 0.00064021 | NO | PlantFlow
110009547222 | DMR | 2019-2019 | 2019 | LOMPOC WASTEWATER PLANT | CA0048127 | Waste handling, treatment, and disposal - POTW | 2.1206 | 0.10098 | 365 | 0.00581 | 11.8943 | 11.8943 | 11.8943 | 0.48847 | 0.48847 | 0.48847 | 8.4901 | 8.4901 | 8.4901 | 0.00061988 | 0.00016282 | 0.010774 | 0.00283 | NO | PlantFlow
110009696356 | DMR | 2019-2023 | 2019 | COLUMBIA/ADAIR COUNTY STP | KY0024317 | Waste handling, treatment, and disposal - POTW | 4.6419 | 0.22104 | 365 | 0.012718 | 68.6791 | 109.2641 | 237.5141 | 0.18517 | 0.11639 | 0.053545 | 3.2185 | 2.023 | 0.93066 | 0.00023499 | 6.1725e-05 | 0.0040844 | 0.0010728 | NO | NHDPlus
110009721836 | DMR | 2019-2023 | 2019 | CHEMICAL LEAMAN TANK LINES INC | NJG105589 | Waste handling, treatment, and disposal - Remediation or Monitoring | 0.020696 | 0.00098553 | 365 | 5.6702e-05 | 1.0902 | 1.0902 | 1.0902 | 0.05201 | 0.05201 | 0.05201 | 0.90399 | 0.90399 | 0.90399 | 6.6003e-05 | 1.7337e-05 | 0.0011472 | 0.00030133 | NO | PlantFlow
110009827143 | DMR | 2019-2023 | 2021 | INTERTEK TESTING SERVICES | NY0108995 | Waste handling, treatment, and disposal - Remediation or Monitoring | 0.89393 | 0.042568 | 365 | 0.0024491 | 251.052 | 382.1858 | 702.025 | 0.0097554 | 0.0064082 | 0.0034886 | 0.16956 | 0.11138 | 0.060636 | 1.238e-05 | 3.2518e-06 | 0.00021518 | 5.6519e-05 | NO | NHDPlus
110009899967 | DMR | 2020-2020 | 2020 | EGLE-RRD-AUSTIN TUBE PROD | MI0054224 | Waste handling, treatment, and disposal - Remediation or Monitoring | 0.035864 | 0.0017078 | 365 | 9.8257e-05 | 2.0753 | 3.7188 | 4.4712 | 0.047346 | 0.026421 | 0.021976 | 0.82292 | 0.45923 | 0.38196 | 6.0084e-05 | 1.5782e-05 | 0.0010443 | 0.00027431 | NO | NHDPlus
110009900116 | DMR | 2022-2023 | 2022 | STURGIS WELL FIELD-SF | MI0053465 | Waste handling, treatment, and disposal - Remediation or Monitoring | 0.19717 | 0.009389 | 365 | 0.00054019 | 3.8713 | 6.11 | 8.0519 | 0.13953 | 0.08841 | 0.067088 | 2.4252 | 1.5366 | 1.1661 | 0.00017707 | 4.6512e-05 | 0.0030777 | 0.00080841 | NO | NHDPlus
110009900312 | DMR | 2019-2023 | 2021 | MDOT-SECONDARY COMPLEX | MI0046841 | Waste handling, treatment, and disposal - Remediation or Monitoring | 0.0040279 | 0.00019181 | 365 | 1.1035e-05 | 0.043055 | 0.08802 | 0.092222 | 0.25631 | 0.12537 | 0.11966 | 4.4549 | 2.1791 | 2.0798 | 0.00032527 | 8.5437e-05 | 0.0056535 | 0.001485 | NO | NHDPlus
110009900330 | DMR | 2022-2023 | 2023 | STURGIS-BIG HILL ROAD LF | MI0047716 | Waste handling, treatment, and disposal - non-POTW WWT | 0.052608 | 0.0025051 | 365 | 0.00014413 | 0.79808 | 1.291 | 1.5736 | 0.1806 | 0.11165 | 0.091595 | 3.139 | 1.9405 | 1.592 | 0.00022919 | 6.02e-05 | 0.0039835 | 0.0010463 | NO | NHDPlus
110009900679 | DMR | 2021-2023 | 2023 | COOPER INDUSTRIES LLC-GWCU | MI0025321 | Waste handling, treatment, and disposal - Remediation or Monitoring | 0.078614 | 0.0037435 | 365 | 0.00021538 | 61.3144 | 97.9242 | 157.2233 | 0.0035127 | 0.0021995 | 0.0013699 | 0.061055 | 0.038229 | 0.02381 | 4.4578e-06 | 1.1709e-06 | 7.7481e-05 | 2.0352e-05 | NO | NHDPlus
110009900884 | DMR | 2021-2023 | 2022 | TRANE TECHNOLOGIES GWCU | MI0003859 | Waste handling, treatment, and disposal - Remediation or Monitoring | 0.098875 | 0.0047083 | 365 | 0.00027089 | 817.5705 | 1195.6406 | 1669.6396 | 0.00033134 | 0.00022656 | 0.00016224 | 0.0057589 | 0.0039379 | 0.00282 | 4.2048e-07 | 1.1045e-07 | 7.3083e-06 | 1.9196e-06 | NO | NHDPlus
110009933402 | DMR | 2020-2021 | 2021 | JERRY L RILEY STP | KY0104027 | Waste handling, treatment, and disposal - POTW | 1.6219 | 0.077234 | 365 | 0.0044436 | 332.3037 | 501.0782 | 1140.3324 | 0.013372 | 0.0088681 | 0.0038968 | 0.23242 | 0.15414 | 0.067729 | 1.697e-05 | 4.4574e-06 | 0.00029495 | 7.7473e-05 | NO | NHDPlus
110009933484 | DMR | 2019-2020 | 2019 | RICHMOND SILVER CREEK STP | KY0103357 | Waste handling, treatment, and disposal - POTW | 3.2328 | 0.15394 | 365 | 0.0088569 | 34.7057 | 56.511 | 101.5829 | 0.2552 | 0.15673 | 0.087189 | 4.4356 | 2.7241 | 1.5154 | 0.00032386 | 8.5067e-05 | 0.005629 | 0.0014785 | NO | NHDPlus
110009937499 | DMR | 2019-2020 | 2019 | GUTHRIE STP | KY0063649 | Waste handling, treatment, and disposal - POTW | 1.0534 | 0.050163 | 365 | 0.0028861 | 8.0779 | 13.8215 | 24.3198 | 0.35728 | 0.20881 | 0.11867 | 6.2099 | 3.6293 | 2.0626 | 0.0004534 | 0.00011909 | 0.0078806 | 0.00207 | NO | NHDPlus
110009938265 | DMR | 2019-2020 | 2019 | BURKESVILLE WWTP | KY0036854 | Waste handling, treatment, and disposal - POTW | 0.31347 | 0.014927 | 365 | 0.00085882 | 9018.7878 | 12155.4548 | 21451.0312 | 9.5225e-05 | 7.0653e-05 | 4.0036e-05 | 0.0016551 | 0.001228 | 0.00069587 | 1.2084e-07 | 3.1742e-08 | 2.1004e-06 | 5.517e-07 | NO | NHDPlus
110009938470 | DMR | 2021-2021 | 2021 | RED RIVER WWTP | KY0034428 | Waste handling, treatment, and disposal - POTW | 3.9719 | 0.18914 | 365 | 0.010882 | 3.2382 | 3.2382 | 3.2382 | 3.3605 | 3.3605 | 3.3605 | 58.408 | 58.408 | 58.408 | 0.0042645 | 0.0011202 | 0.074122 | 0.019469 | NO | PlantFlow
110009938719 | DMR | 2019-2019 | 2019 | EDDYVILLE STP | KY0027979 | Waste handling, treatment, and disposal - POTW | 1.8616 | 0.088648 | 365 | 0.0051003 | 1.8821 | 3.3839 | 5.4555 | 2.7099 | 1.5072 | 0.9349 | 47.1007 | 26.1972 | 16.2494 | 0.003439 | 0.0009033 | 0.059772 | 0.0157 | NO | NHDPlus
110009938737 | DMR | 2019-2019 | 2019 | KENTUCKY AMERICAN WATER CO - NORTHERN STP | KY0028312 | Waste handling, treatment, and disposal - POTW | 0.65795 | 0.031331 | 365 | 0.0018026 | 2.374 | 4.2347 | 6.4891 | 0.75931 | 0.42567 | 0.27779 | 13.1975 | 7.3986 | 4.8283 | 0.00096359 | 0.0002531 | 0.016748 | 0.0043992 | NO | NHDPlus
110009938808 | DMR | 2019-2021 | 2019 | MANCHESTER STP | KY0029122 | Waste handling, treatment, and disposal - POTW | 3.4469 | 0.16414 | 365 | 0.0094436 | 90.033 | 141.9242 | 342.9752 | 0.10489 | 0.06654 | 0.027534 | 1.8231 | 1.1565 | 0.47857 | 0.00013311 | 3.4963e-05 | 0.0023136 | 0.0006077 | NO | NHDPlus
110009974117 | DMR | 2021-2023 | 2022 | HILLENBRAND INC. - REMEDIATION PROJECT | IN0057118 | Waste handling, treatment, and disposal - Remediation or Monitoring | 0.003679 | 0.00017519 | 365 | 1.008e-05 | 0.046774 | 0.095355 | 0.10523 | 0.21549 | 0.10571 | 0.095783 | 3.7455 | 1.8373 | 1.6648 | 0.00027347 | 7.1831e-05 | 0.0047531 | 0.0012485 | NO | NHDPlus
110010059649 | DMR | 2022-2023 | 2022 | LOLETA WWTF | CA0023671 | Waste handling, treatment, and disposal - POTW | 0.068385 | 0.0032565 | 365 | 0.00018736 | 0.3946 | 0.74817 | 2.2748 | 0.4748 | 0.25042 | 0.082361 | 8.2526 | 4.3526 | 1.4315 | 0.00060254 | 0.00015827 | 0.010473 | 0.0027509 | NO | NHDPlus
110010134185 | DMR | 2023-2023 | 2023 | ENGLISH LEASE, BOUNDARY BUTTE | NN0020133 | Waste handling, treatment, and disposal - Remediation or Monitoring | 0.0011241 | 5.3531e-05 | 365 | 3.0798e-06 | 0.1035 | 0.20538 | 0.24411 | 0.029756 | 0.014996 | 0.012616 | 0.51719 | 0.26064 | 0.21929 | 3.7762e-05 | 9.9188e-06 | 0.00065634 | 0.0001724 | NO | NHDPlus
110010731262 | DMR | 2020-2023 | 2022 | WAILUA WASTEWATER TREATMENT PLANT | HI0020257 | Waste handling, treatment, and disposal - POTW | 0.4081 | 0.019433 | 365 | 0.0011181 | 1.7451 | 1.7451 | 1.7451 | 0.64071 | 0.64071 | 0.64071 | 11.1362 | 11.1362 | 11.1362 | 0.00081309 | 0.00021357 | 0.014132 | 0.0037121 | NO | PlantFlow
110010844426 | DMR | 2019-2023 | 2019 | THE NATURE CONSERVANCY | VA0089796 | Waste handling, treatment, and disposal - non-POTW WWT | 0.00011143 | 5.3062e-06 | 365 | 3.0529e-07 | 1.4155 | 2.5697 | 2.811 | 0.00021568 | 0.0001188 | 0.00010861 | 0.0037487 | 0.0020649 | 0.0018877 | 2.7371e-07 | 7.1893e-08 | 4.7573e-06 | 1.2496e-06 | NO | NHDPlus
110010910700 | DMR | 2019-2022 | 2019 | LYNDONVILLE WATER TREATMENT PLANT | VT0101249 | Waste handling, treatment, and disposal - POTW | 0.70401 | 0.033524 | 365 | 0.0019288 | 133.7339 | 207.9951 | 305.0926 | 0.014423 | 0.0092733 | 0.006322 | 0.25068 | 0.16118 | 0.10988 | 1.8303e-05 | 4.8075e-06 | 0.00031812 | 8.356e-05 | NO | NHDPlus
110010912281 | DMR | 2019-2020 | 2019 | EASTBORO IV - 8285 GREENSBORO DR | VA0090093 | Waste handling, treatment, and disposal - Remediation or Monitoring | 1.0447e-05 | 4.9746e-07 | 365 | 2.8621e-08 | 1.3987 | 2.5403 | 2.8678 | 2.0462e-05 | 1.1267e-05 | 9.98e-06 | 0.00035565 | 0.00019582 | 0.00017346 | 2.5967e-08 | 6.8206e-09 | 4.5133e-07 | 1.1855e-07 | NO | NHDPlus
110011373637 | DMR | 2021-2021 | 2021 | JACKSON WWTP | CA0079391 | Waste handling, treatment, and disposal - POTW | 0.15199 | 0.0072376 | 365 | 0.00041641 | 2.0831 | 2.0831 | 2.0831 | 0.1999 | 0.1999 | 0.1999 | 3.4744 | 3.4744 | 3.4744 | 0.00025367 | 6.6632e-05 | 0.0044091 | 0.0011581 | NO | PlantFlow
110011779147 | DMR | 2019-2023 | 2020 | CARRIER CORPORATION | NY0001163 | Waste handling, treatment, and disposal - Remediation or Monitoring | 8.302 | 0.39533 | 365 | 0.022745 | 9.0279 | 15.3888 | 23.1249 | 2.5194 | 1.478 | 0.98358 | 43.79 | 25.6896 | 17.0955 | 0.0031972 | 0.00083981 | 0.055571 | 0.014597 | NO | NHDPlus
110012150858 | DMR | 2023-2023 | 2023 | LARIMER ENERGY FACILITY | CO0049056 | Waste handling, treatment, and disposal - non-POTW WWT | 0.0017899 | 8.5232e-05 | 365 | 4.9038e-06 |  |  |  | 0.4 | 0.4 | 0.4 | 0.4 |  |  | 0.00050761 | 0.00013333 | 0.00050761 | 0.00013333 | NO | Effluent
110012254363 | DMR | 2019-2023 | 2023 | GREATER BATON ROUGE PORT COMMISSION - BARGE TERMINAL PROPERTY | LA0115606 | Waste handling, treatment, and disposal - Remediation or Monitoring | 0.00043461 | 2.0696e-05 | 365 | 1.1907e-06 | 23.3755 | 38.577 | 66.3982 | 5.0939e-05 | 3.0866e-05 | 1.7933e-05 | 0.00088536 | 0.00053648 | 0.00031169 | 6.4643e-08 | 1.698e-08 | 1.1236e-06 | 2.9512e-07 | NO | NHDPlus
110012330520 | DMR | 2020-2020 | 2020 | CITY OF SAFFORD - GILA RESOURCES WRP | AZ0024911 | Waste handling, treatment, and disposal - POTW | 0.28321 | 0.013486 | 365 | 0.00077593 | 2.6965 | 2.6965 | 2.6965 | 0.28776 | 0.28776 | 0.28776 | 5.0015 | 5.0015 | 5.0015 | 0.00036517 | 9.5918e-05 | 0.006347 | 0.0016672 | NO | PlantFlow
110012876557 | DMR | 2023-2023 | 2023 | COUNTRY LIFE MH & RV PARK | CA0104264 | Waste handling, treatment, and disposal - non-POTW WWT | 0.0079438 | 0.00037827 | 365 | 2.1764e-05 | 0.084225 | 0.084225 | 0.084225 | 0.2584 | 0.2584 | 0.2584 | 4.4912 | 4.4912 | 4.4912 | 0.00032792 | 8.6133e-05 | 0.0056995 | 0.0014971 | NO | PlantFlow
110013128169 | DMR | 2023-2023 | 2023 | DATE GARDENS MOBILE HOME PARK | CA0104841 | Waste handling, treatment, and disposal - POTW | 0.0020723 | 9.868e-05 | 365 | 5.6775e-06 | 0.075708 | 0.075708 | 0.075708 | 0.074992 | 0.074992 | 0.074992 | 1.3034 | 1.3034 | 1.3034 | 9.5167e-05 | 2.4997e-05 | 0.0016541 | 0.00043448 | NO | PlantFlow
110013317614 | DMR | 2019-2023 | 2023 | SOLVAY SOLEXIS INC | NJ0005185 | Waste handling, treatment, and disposal - Remediation or Monitoring | 0.022562 | 0.0010744 | 365 | 6.1813e-05 | 1.551 | 1.6259 | 1.6542 | 0.039853 | 0.038017 | 0.037367 | 0.69269 | 0.66078 | 0.64947 | 5.0576e-05 | 1.3284e-05 | 0.00087905 | 0.0002309 | NO | NHDPlus
110013680837 | DMR | 2020-2020 | 2020 | EASTERN REGIONAL STP | KY0105031 | Waste handling, treatment, and disposal - POTW | 0.00075293 | 3.5854e-05 | 365 | 2.0628e-06 | 4.4261 | 4.4261 | 6.2056 | 0.00046606 | 0.00046606 | 0.00033241 | 0.0081006 | 0.0081006 | 0.0057776 | 5.9145e-07 | 1.5535e-07 | 1.028e-05 | 2.7002e-06 | NO | NHDPlus
110013738045 | DMR | 2023-2023 | 2023 | AIRPORT BUSINESS CENTER | RI0023604 | Waste handling, treatment, and disposal - Remediation or Monitoring | 0.047237 | 0.0022494 | 365 | 0.00012942 | 0.40796 | 0.77262 | 1.5934 | 0.31723 | 0.1675 | 0.081221 | 5.5137 | 2.9114 | 1.4117 | 0.00040257 | 0.00010574 | 0.0069971 | 0.0018379 | NO | NHDPlus
110013786698 | DMR | 2021-2023 | 2021 | HAWAII COUNTY HILO WWTP | HI0021377 | Waste handling, treatment, and disposal - POTW | 2.3058 | 0.1098 | 365 | 0.0063172 | 11.924 | 11.924 | 11.924 | 0.52978 | 0.52978 | 0.52978 | 9.2081 | 9.2081 | 9.2081 | 0.00067231 | 0.00017659 | 0.011685 | 0.0030694 | NO | PlantFlow
110013848453 | DMR | 2019-2023 | 2023 | SANTA CRUZ WASTEWATER TREATMENT PLANT | CA0048194 | Waste handling, treatment, and disposal - POTW | 2.5934 | 0.1235 | 365 | 0.0071053 | 31.8826 | 31.8826 | 31.8826 | 0.22286 | 0.22286 | 0.22286 | 3.8735 | 3.8735 | 3.8735 | 0.00028282 | 7.4286e-05 | 0.0049156 | 0.0012912 | NO | PlantFlow
110015632216 | DMR | 2019-2023 | 2019 | CARROLLTON REGIONAL WWTP | KY0104931 | Waste handling, treatment, and disposal - POTW | 5.8715 | 0.27959 | 365 | 0.016086 | 4567.7733 | 6300.4792 | 14278.1849 | 0.0035217 | 0.0025532 | 0.0011266 | 0.06121 | 0.044377 | 0.019582 | 4.4691e-06 | 1.1739e-06 | 7.7678e-05 | 2.0403e-05 | NO | NHDPlus
110015744024 | DMR | 2019-2023 | 2023 | REVVITY, INC | NY0270491 | Waste handling, treatment, and disposal - Remediation or Monitoring | 0.096209 | 0.0045814 | 365 | 0.00026359 | 45.4217 | 73.2861 | 96.7052 | 0.0058031 | 0.0035967 | 0.0027257 | 0.10086 | 0.062514 | 0.047375 | 7.3643e-06 | 1.9344e-06 | 0.000128 | 3.3621e-05 | NO | NHDPlus
110015972562 | DMR | 2019-2023 | 2020 | CAESARS PALACE HOTEL AND CASINO | NV0023191 | Waste handling, treatment, and disposal - Remediation or Monitoring | 0.31879 | 0.01518 | 365 | 0.0008734 | 1.6342 | 1.7751 | 2.5051 | 0.53444 | 0.49204 | 0.34865 | 9.289 | 8.5521 | 6.0599 | 0.00067822 | 0.00017815 | 0.011788 | 0.0030963 | NO | NHDPlus
110016695272 | DMR | 2021-2023 | 2021 | EGLE-RRD-GREGORY-MAIN ST GWCU | MI0057392 | Waste handling, treatment, and disposal - Remediation or Monitoring | 0.013128 | 0.00062513 | 365 | 3.5966e-05 | 0.78681 | 1.4572 | 1.7025 | 0.045711 | 0.024682 | 0.021125 | 0.79451 | 0.42899 | 0.36717 | 5.8009e-05 | 1.5237e-05 | 0.0010083 | 0.00026484 | NO | NHDPlus
110016759444 | DMR | 2019-2021 | 2019 | NORTHERN MADISON COUNTY SANITATION DISTRICT | KY0105376 | Waste handling, treatment, and disposal - POTW | 0.97398 | 0.04638 | 365 | 0.0026684 | 2460.465 | 3465.9511 | 8097.3612 | 0.0010845 | 0.0007699 | 0.00032954 | 0.01885 | 0.013382 | 0.0057278 | 1.3763e-06 | 3.6151e-07 | 2.3921e-05 | 6.2833e-06 | NO | NHDPlus
110017217545 | DMR | 2019-2019 | 2019 | VOPAK TERMINAL LONG BEACH INC | CA0064165 | Waste handling, treatment, and disposal - Remediation or Monitoring | 0.0085171 | 0.00040558 | 365 | 2.3335e-05 | 0.046412 | 0.046412 | 0.046412 | 0.50277 | 0.50277 | 0.50277 | 8.7387 | 8.7387 | 8.7387 | 0.00063804 | 0.00016759 | 0.01109 | 0.0029129 | NO | PlantFlow
110017237373 | DMR | 2019-2020 | 2020 | LAS VEGAS ACADEMY | NV0023485 | Waste handling, treatment, and disposal - Remediation or Monitoring | 0.0033502 | 0.00015953 | 365 | 9.1786e-06 | 0.37854 | 0.37854 | 0.37854 | 0.024247 | 0.024247 | 0.024247 | 0.42144 | 0.42144 | 0.42144 | 3.0771e-05 | 8.0825e-06 | 0.00053483 | 0.00014048 | NO | PlantFlow
110017432937 | DMR | 2019-2023 | 2019 | FUTUREFUEL CHEMICAL COMPANY | AR0035386 | Waste handling, treatment, and disposal - Remediation or Monitoring | 4.574 | 0.21781 | 365 | 0.012532 | 11633.2256 | 15544.0464 | 27046.1219 | 0.0010772 | 0.0008062 | 0.00046334 | 0.018723 | 0.014013 | 0.0080534 | 1.367e-06 | 3.5908e-07 | 2.376e-05 | 6.2411e-06 | NO | NHDPlus
110017796330 | DMR | 2019-2023 | 2023 | IRVIN'S CORP DBA IRVIN'S TINWARE | PA0113913 | Waste handling, treatment, and disposal - Remediation or Monitoring | 0.0044249 | 0.00021071 | 365 | 1.2123e-05 | 1.3709 | 2.4914 | 2.5647 | 0.0088432 | 0.0048658 | 0.0047267 | 0.1537 | 0.084572 | 0.082155 | 1.1222e-05 | 2.9477e-06 | 0.00019505 | 5.1234e-05 | NO | NHDPlus
110017979810 | DMR | 2019-2023 | 2019 | US DOE KANSAS CITY PLANT | MO0004863 | Waste handling, treatment, and disposal - Remediation or Monitoring | 1.2852 | 0.061199 | 365 | 0.003521 | 2.0245 | 3.6308 | 5.0551 | 1.7392 | 0.96977 | 0.69653 | 30.2298 | 16.8555 | 12.1064 | 0.0022072 | 0.00057975 | 0.038363 | 0.010077 | NO | NHDPlus
110018199377 | DMR | 2019-2023 | 2021 | IMTT-ILLINOIS LLC | IL0005126 | Waste handling, treatment, and disposal - Remediation or Monitoring | 85.5015 | 4.0715 | 365 | 0.23425 | 437.861 | 654.0831 | 948.7665 | 0.53499 | 0.35814 | 0.2469 | 9.2986 | 6.2247 | 4.2914 | 0.00067892 | 0.00017833 | 0.0118 | 0.0030995 | NO | NHDPlus
110019560722 | DMR | 2019-2023 | 2021 | CHICAGO PNEUMATIC TOOL CO | NY0108537 | Waste handling, treatment, and disposal - Remediation or Monitoring | 0.034574 | 0.0016464 | 365 | 9.4725e-05 | 2.33 | 4.1589 | 4.3491 | 0.040654 | 0.022776 | 0.02178 | 0.7066 | 0.39587 | 0.37856 | 5.1591e-05 | 1.3551e-05 | 0.0008967 | 0.00023553 | NO | NHDPlus
110020036209 | DMR | 2019-2022 | 2019 | DRESSER MANUFACTURING DIVISION | PA0114332 | Waste handling, treatment, and disposal - Remediation or Monitoring | 0.021557 | 0.0010265 | 365 | 5.9061e-05 | 2.7453 | 4.8729 | 4.9827 | 0.021514 | 0.01212 | 0.011853 | 0.37393 | 0.21066 | 0.20602 | 2.7302e-05 | 7.1712e-06 | 0.00047453 | 0.00012464 | NO | NHDPlus
110020039402 | DMR | 2019-2023 | 2021 | THE STIRLING CLUB | NV0023256 | Waste handling, treatment, and disposal - Remediation or Monitoring | 0.0033081 | 0.00015753 | 365 | 9.0633e-06 | 0.96511 | 1.7751 | 2.5051 | 0.0093909 | 0.0051059 | 0.003618 | 0.16322 | 0.088745 | 0.062884 | 1.1917e-05 | 3.1303e-06 | 0.00020714 | 5.4408e-05 | NO | NHDPlus
110020728943 | DMR | 2019-2019 | 2019 | HONOULIULI WWTP | HI0020877 | Waste handling, treatment, and disposal - POTW | 0.25944 | 0.012354 | 365 | 0.0007108 | 149.3571 | 149.3571 | 149.3571 | 0.0047591 | 0.0047591 | 0.0047591 | 0.082717 | 0.082717 | 0.082717 | 6.0395e-06 | 1.5864e-06 | 0.00010497 | 2.7572e-05 | NO | PlantFlow
110020737540 | DMR | 2021-2023 | 2023 | CYNTHIANA STP (NEW) | KY0105856 | Waste handling, treatment, and disposal - POTW | 2.9323 | 0.13963 | 365 | 0.0080337 | 3.3101 | 3.3101 | 3.3101 | 2.427 | 2.427 | 2.427 | 42.184 | 42.184 | 42.184 | 0.00308 | 0.00080901 | 0.053533 | 0.014061 | NO | PlantFlow
110020941383 | DMR | 2019-2021 | 2019 | SHEPHERDSVILLE STP | KY0027359 | Waste handling, treatment, and disposal - POTW | 2.3486 | 0.11184 | 365 | 0.0064345 | 437.9677 | 654.2372 | 1656.1168 | 0.014692 | 0.0098351 | 0.0038853 | 0.25536 | 0.17094 | 0.06753 | 1.8644e-05 | 4.8972e-06 | 0.00032406 | 8.5119e-05 | NO | NHDPlus
110022302417 | DMR | 2020-2020 | 2020 | NAVY PUBLIC WORKS CENTER | HI0110086 | Waste handling, treatment, and disposal - POTW | 3.8683 | 0.1842 | 365 | 0.010598 | 18.5485 | 18.5485 | 18.5485 | 0.57137 | 0.57137 | 0.57137 | 9.9309 | 9.9309 | 9.9309 | 0.00072508 | 0.00019046 | 0.012603 | 0.0033103 | NO | PlantFlow
110022905588 | DMR | 2020-2022 | 2022 | OHIO RIVER WWTP | KY0106143 | Waste handling, treatment, and disposal - POTW | 2.7561 | 0.13124 | 365 | 0.0075511 | 81894.9747 | 102400.3936 | 234591.1289 | 9.2204e-05 | 7.3741e-05 | 3.2188e-05 | 0.0016026 | 0.0012817 | 0.00055946 | 1.1701e-07 | 3.0735e-08 | 2.0338e-06 | 5.342e-07 | NO | NHDPlus
110023140420 | DMR | 2023-2023 | 2023 | FALMOUTH STP (NEW) | KY0106267 | Waste handling, treatment, and disposal - POTW | 1.4194 | 0.067591 | 365 | 0.0038888 | 2355.0663 | 3322.423 | 6773.2192 | 0.0016512 | 0.0011705 | 0.00057414 | 0.0287 | 0.020344 | 0.0099791 | 2.0955e-06 | 5.5041e-07 | 3.6421e-05 | 9.5667e-06 | NO | NHDPlus
110024409344 | DMR | 2020-2023 | 2023 | TUBA CITY WWTP | NN0020290 | Waste handling, treatment, and disposal - POTW | 1.2318 | 0.058657 | 365 | 0.0033748 | 4.0477 | 7.0905 | 33.3894 | 0.83374 | 0.47596 | 0.10107 | 14.4913 | 8.2726 | 1.7567 | 0.0010581 | 0.00027791 | 0.01839 | 0.0048304 | NO | NHDPlus
110024409362 | DMR | 2023-2023 | 2023 | SHIPROCK WWTF | NN0020621 | Waste handling, treatment, and disposal - POTW | 0.80348 | 0.038261 | 365 | 0.0022013 | 2.3833 | 2.3833 | 2.3833 | 0.92366 | 0.92366 | 0.92366 | 16.054 | 16.054 | 16.054 | 0.0011722 | 0.00030789 | 0.020373 | 0.0053513 | NO | PlantFlow
110024409433 | DMR | 2020-2023 | 2022 | WINDOW ROCK WASTEWATER TREATMENT FACILITY | NN0021555 | Waste handling, treatment, and disposal - POTW | 1.1605 | 0.055261 | 365 | 0.0031794 | 4.0477 | 7.0905 | 33.3894 | 0.78548 | 0.44841 | 0.095222 | 13.6523 | 7.7937 | 1.655 | 0.0009968 | 0.00026183 | 0.017325 | 0.0045508 | NO | NHDPlus
110027858432 | DMR | 2021-2021 | 2021 | COPPER COVE WWRF | CA0084620 | Waste handling, treatment, and disposal - POTW | 0.3364 | 0.016019 | 365 | 0.00092165 | 0.6431 | 0.6431 | 0.6431 | 1.4331 | 1.4331 | 1.4331 | 24.9091 | 24.9091 | 24.9091 | 0.0018187 | 0.00047771 | 0.031611 | 0.008303 | NO | PlantFlow
110028243791 | DMR | 2019-2019 | 2019 | VOPAK TERMINAL LOS ANGELES | CA0063177 | Waste handling, treatment, and disposal - Remediation or Monitoring | 0.020298 | 0.00096657 | 365 | 5.5611e-05 | 2.8372 | 2.8372 | 2.8372 | 0.019601 | 0.019601 | 0.019601 | 0.34068 | 0.34068 | 0.34068 | 2.4874e-05 | 6.5335e-06 | 0.00043233 | 0.00011356 | NO | PlantFlow
110030437524 | DMR | 2021-2021 | 2021 | CITY OF ANGELS WWTP | CA0085201 | Waste handling, treatment, and disposal - non-POTW WWT | 0.033018 | 0.0015723 | 365 | 9.0462e-05 | 1.1356 | 1.1356 | 1.1356 | 0.079658 | 0.079658 | 0.079658 | 1.3845 | 1.3845 | 1.3845 | 0.00010109 | 2.6553e-05 | 0.001757 | 0.00046151 | NO | PlantFlow
110030443544 | DMR | 2020-2020 | 2020 | BATH COUNTY INDUSTRIAL PARK | KY0106887 | Waste handling, treatment, and disposal - POTW | 0.086345 | 0.0041117 | 365 | 0.00023656 | 62.0737 | 99.0954 | 218.271 | 0.003811 | 0.0023872 | 0.0010838 | 0.066239 | 0.041492 | 0.018838 | 4.8363e-06 | 1.2703e-06 | 8.4059e-05 | 2.208e-05 | NO | NHDPlus
110030476465 | DMR | 2019-2019 | 2019 | BRAWLEY WASTEWATER TREATMENT PLANT | CA0104523 | Waste handling, treatment, and disposal - POTW | 0.04186 | 0.0019933 | 365 | 0.00011469 | 11.7272 | 11.7272 | 11.7272 | 0.0097795 | 0.0097795 | 0.0097795 | 0.16998 | 0.16998 | 0.16998 | 1.241e-05 | 3.2598e-06 | 0.00021571 | 5.6659e-05 | NO | PlantFlow
110031112659 | DMR | 2022-2023 | 2022 | RICHMOND OTTER CREEK STP | KY0107107 | Waste handling, treatment, and disposal - POTW | 34.4483 | 1.6404 | 365 | 0.094379 | 18.5365 | 20.198 | 35.8871 | 5.0915 | 4.6727 | 2.6299 | 88.4955 | 81.2156 | 45.7099 | 0.0064613 | 0.0016972 | 0.1123 | 0.029498 | NO | NHDPlus
110031267304 | DMR | 2019-2020 | 2019 | 1515 WYNKOOP STREET | COG603115 | Waste handling, treatment, and disposal - Remediation or Monitoring | 0.0059682 | 0.0002842 | 365 | 1.6351e-05 | 3.1168 | 5.5086 | 14.6285 | 0.0052461 | 0.0029683 | 0.0011178 | 0.091182 | 0.051592 | 0.019428 | 6.6575e-06 | 1.7487e-06 | 0.00011571 | 3.0394e-05 | NO | NHDPlus
110033145353 | DMR | 2023-2023 | 2023 | VALERO REFINING COMPANY-CALIF | CA0005550 | Waste handling, treatment, and disposal - Remediation or Monitoring | 0.18497 | 0.0088082 | 365 | 0.00050678 | 9.0791 | 9.0791 | 9.0791 | 0.055818 | 0.055818 | 0.055818 | 0.97017 | 0.97017 | 0.97017 | 7.0835e-05 | 1.8606e-05 | 0.0012312 | 0.00032339 | NO | PlantFlow
110033659878 | DMR | 2019-2023 | 2021 | HONEYWELL INTERNATIONAL INC - GEISMAR COMPLEX | LA0006181 | Waste handling, treatment, and disposal - Remediation or Monitoring | 3.977 | 0.18938 | 365 | 0.010896 | 5.2924 | 5.2924 | 5.2924 | 2.0588 | 2.0588 | 2.0588 | 35.7842 | 35.7842 | 35.7842 | 0.0026127 | 0.00068627 | 0.045411 | 0.011928 | NO | PlantFlow
110034151450 | DMR | 2019-2023 | 2020 | CITY ENVIRONMENTAL SERVICES LF, INC. OF HASTINGS | MI0050199 | Waste handling, treatment, and disposal - non-POTW WWT | 0.017193 | 0.00081873 | 365 | 4.7105e-05 | 6.9196 | 11.9022 | 16.075 | 0.0068075 | 0.0039577 | 0.0029303 | 0.11832 | 0.068788 | 0.050932 | 8.6389e-06 | 2.2692e-06 | 0.00015015 | 3.944e-05 | NO | NHDPlus
110034247580 | DMR | 2019-2023 | 2020 | CITY OF KINGSVILLE 3.0 MGD WASTEWATER TREATMENT PLANT | TX0023418 | Waste handling, treatment, and disposal - POTW | 121.4245 | 5.7821 | 365 | 0.33267 | 11.3489 | 12.0782 | 17.1473 | 29.313 | 27.5429 | 19.4007 | 509.4883 | 478.722 | 337.202 | 0.037199 | 0.009771 | 0.64656 | 0.16983 | NO | NHDPlus
110034641635 | DMR | 2019-2019 | 2019 | EQUISTAR CHEMICALS-LAPORTE | TX0119792 | Waste handling, treatment, and disposal - Remediation or Monitoring | 8.895 | 0.42357 | 365 | 0.02437 | 7.4524 | 7.4524 | 7.4524 | 3.2701 | 3.2701 | 3.2701 | 56.837 | 56.837 | 56.837 | 0.0041498 | 0.00109 | 0.072128 | 0.018946 | NO | PlantFlow
110035762822 | DMR | 2019-2023 | 2021 | W HOTLE BLOCK 21 | TX0131547 | Waste handling, treatment, and disposal - Remediation or Monitoring | 0.018377 | 0.0008751 | 365 | 5.0348e-05 | 1056.343 | 1531.4279 | 2617.8402 | 4.7663e-05 | 3.2877e-05 | 1.9233e-05 | 0.00082842 | 0.00057143 | 0.00033428 | 6.0486e-08 | 1.5888e-08 | 1.0513e-06 | 2.7614e-07 | NO | NHDPlus
110035765794 | DMR | 2021-2021 | 2021 | FORMER NAVAL INDUSTRIAL RESERVE ORDNANCE PLANT | MNG790159 | Waste handling, treatment, and disposal - Remediation or Monitoring | 0.0059162 | 0.00028172 | 365 | 1.6209e-05 | 9531.5584 | 12822.4303 | 21831.9293 | 1.7005e-06 | 1.2641e-06 | 7.4243e-07 | 2.9557e-05 | 2.1971e-05 | 1.2904e-05 | 2.158e-09 | 5.6684e-10 | 3.7509e-08 | 9.8523e-09 | NO | NHDPlus
110037096674 | DMR | 2020-2021 | 2021 | HERITAGE AT SILVER SPRING TITLEHOLDER, LLC | MD0071790 | Waste handling, treatment, and disposal - Remediation or Monitoring | 0.069468 | 0.003308 | 365 | 0.00019032 | 82.6129 | 130.6088 | 160.5716 | 0.0023038 | 0.0014572 | 0.0011853 | 0.040042 | 0.025328 | 0.020602 | 2.9236e-06 | 7.6794e-07 | 5.0815e-05 | 1.3347e-05 | NO | NHDPlus
110037256867 | DMR | 2019-2023 | 2022 | FREEPORT-MCMORAN PRODUCED WRF | CA0050628 | Waste handling, treatment, and disposal - Remediation or Monitoring | 0.16233 | 0.00773 | 365 | 0.00044474 | 1.6677 | 1.6677 | 3.6978 | 0.26668 | 0.26668 | 0.12027 | 4.6352 | 4.6352 | 2.0904 | 0.00033843 | 8.8895e-05 | 0.0058823 | 0.0015451 | NO | NHDPlus
110037274133 | DMR | 2020-2023 | 2020 | HUGHES CENTER | NV0023604 | Waste handling, treatment, and disposal - Remediation or Monitoring | 0.0023037 | 0.0001097 | 365 | 6.3115e-06 | 0.96511 | 1.7751 | 2.5051 | 0.0065396 | 0.0035556 | 0.0025195 | 0.11366 | 0.061801 | 0.043791 | 8.299e-06 | 2.1799e-06 | 0.00014424 | 3.7888e-05 | NO | NHDPlus
110039639736 | DMR | 2020-2021 | 2021 | NORTHERN KY SANITATION DISTRICT 1 DRY CREEK WWTP | KY0021466 | Waste handling, treatment, and disposal - POTW | 22.3669 | 1.0651 | 365 | 0.061279 | 2229.367 | 3150.9633 | 6792.5554 | 0.027487 | 0.019448 | 0.0090215 | 0.47775 | 0.33802 | 0.1568 | 3.4882e-05 | 9.1624e-06 | 0.00060629 | 0.00015925 | NO | NHDPlus
110039705049 | DMR | 2021-2021 | 2021 | LANCASTER STP | KY0020974 | Waste handling, treatment, and disposal - POTW | 3.2701 | 0.15572 | 365 | 0.0089591 | 1.8385 | 1.8385 | 2.2069 | 4.873 | 4.873 | 4.0596 | 84.6974 | 84.6974 | 70.5589 | 0.006184 | 0.0016243 | 0.10748 | 0.028232 | NO | NHDPlus
110039705361 | DMR | 2019-2021 | 2019 | MOUNT STERLING HINKSTON CREEK STP | KY0104400 | Waste handling, treatment, and disposal - POTW | 11.0867 | 0.52794 | 365 | 0.030375 | 8.608 | 14.6968 | 24.5973 | 3.5286 | 2.0667 | 1.2349 | 61.3312 | 35.922 | 21.4634 | 0.004478 | 0.0011762 | 0.077832 | 0.020444 | NO | NHDPlus
110039757992 | DMR | 2021-2022 | 2021 | HANGTOWN CREEK WWTP | CAC439621 | Waste handling, treatment, and disposal - POTW | 0.11951 | 0.0056909 | 365 | 0.00032742 | 1.3453 | 2.4466 | 5.6151 | 0.24338 | 0.13383 | 0.058311 | 4.2301 | 2.3261 | 1.0135 | 0.00030885 | 8.1126e-05 | 0.0053682 | 0.00141 | NO | Surrogate NHDPlus
110039782349 | DMR | 2021-2022 | 2021 | WOODLAND WPCF | CA0077950 | Waste handling, treatment, and disposal - POTW | 0.36661 | 0.017457 | 365 | 0.0010044 | 14.148 | 14.148 | 14.148 | 0.070993 | 0.070993 | 0.070993 | 1.2339 | 1.2339 | 1.2339 | 9.0092e-05 | 2.3664e-05 | 0.0015659 | 0.00041131 | NO | PlantFlow
110039801462 | DMR | 2022-2022 | 2022 | MANTECA WWQCF | CA0081558 | Waste handling, treatment, and disposal - POTW | 0.27097 | 0.012903 | 365 | 0.00074237 | 3561.3529 | 4954.0391 | 8930.0772 | 0.00020845 | 0.00014985 | 8.3132e-05 | 0.0036231 | 0.0026046 | 0.0014449 | 2.6453e-07 | 6.9484e-08 | 4.5978e-06 | 1.2077e-06 | NO | NHDPlus
110039994897 | DMR | 2019-2021 | 2021 | HOPKINSVILLE HAMMOND WOOD STP | KY0066532 | Waste handling, treatment, and disposal - POTW | 13.052 | 0.62152 | 365 | 0.035759 | 31.5134 | 51.4817 | 103.8165 | 1.1347 | 0.69459 | 0.34444 | 19.7224 | 12.0727 | 5.9867 | 0.00144 | 0.00037824 | 0.025028 | 0.0065741 | NO | NHDPlus
110039998214 | DMR | 2019-2023 | 2020 | RWRA MAX RHOADS WWTP | KY0020095 | Waste handling, treatment, and disposal - POTW | 49.9559 | 2.3789 | 365 | 0.13687 | 83926.5368 | 104853.2298 | 243042.781 | 0.0016308 | 0.0013053 | 0.00056313 | 0.028344 | 0.022687 | 0.0097878 | 2.0695e-06 | 5.4359e-07 | 3.597e-05 | 9.4482e-06 | NO | NHDPlus
110040000398 | DMR | 2020-2021 | 2020 | BEREA MUNICIPAL UTILITIES WWTP | KY0079898 | Waste handling, treatment, and disposal - POTW | 2.848 | 0.13562 | 365 | 0.0078028 | 22.1588 | 36.6357 | 64.7214 | 0.35213 | 0.21298 | 0.12056 | 6.1203 | 3.7018 | 2.0954 | 0.00044686 | 0.00011738 | 0.0077669 | 0.0020401 | NO | NHDPlus
110041022274 | DMR | 2019-2023 | 2022 | MEXICHEM - SPECIALTY RESINS INC. | NJ0004286 | Waste handling, treatment, and disposal - Remediation or Monitoring | 3.32e-05 | 1.581e-06 | 365 | 9.0959e-08 | 2.2082 | 2.2082 | 2.2082 | 4.1192e-05 | 4.1192e-05 | 4.1192e-05 | 0.00071596 | 0.00071596 | 0.00071596 | 5.2274e-08 | 1.3731e-08 | 9.0858e-07 | 2.3865e-07 | NO | PlantFlow
110041049950 | DMR | 2019-2021 | 2019 | INTERMATIC INC | IL0059145 | Waste handling, treatment, and disposal - Remediation or Monitoring | 84.4812 | 4.0229 | 365 | 0.23146 | 100.2155 | 157.401 | 254.5562 | 2.3096 | 1.4705 | 0.90925 | 40.1426 | 25.5584 | 15.8036 | 0.0029309 | 0.00076986 | 0.050942 | 0.013381 | NO | NHDPlus
110041133163 | DMR | 2019-2023 | 2020 | PHILLIPS 66 BAYWAY REFINERY | NJ0001511 | Waste handling, treatment, and disposal - Remediation or Monitoring | 2.305 | 0.10976 | 365 | 0.0063151 | 1403.4776 | 1403.4776 | 1403.4776 | 0.0044996 | 0.0044996 | 0.0044996 | 0.078207 | 0.078207 | 0.078207 | 5.7101e-06 | 1.4999e-06 | 9.9248e-05 | 2.6069e-05 | NO | PlantFlow
110041245015 | DMR | 2019-2023 | 2022 | RILLS BUS SERVICE | MDGVW3674 | Waste handling, treatment, and disposal - Remediation or Monitoring | 0.0010603 | 5.0491e-05 | 365 | 2.905e-06 | 12.0562 | 20.3496 | 30.4472 | 0.00024095 | 0.00014275 | 9.541e-05 | 0.004188 | 0.0024812 | 0.0016583 | 3.0578e-07 | 8.0318e-08 | 5.3147e-06 | 1.396e-06 | NO | NHDPlus
110041253256 | DMR | 2019-2023 | 2023 | RESORTS WORLD LAS VEGAS | NV0023621 | Waste handling, treatment, and disposal - Remediation or Monitoring | 0.1271 | 0.0060524 | 365 | 0.00034822 | 1.6267 | 1.7751 | 2.5051 | 0.21407 | 0.19617 | 0.13901 | 3.7207 | 3.4097 | 2.416 | 0.00027166 | 7.1356e-05 | 0.0047217 | 0.0012402 | NO | NHDPlus
110041903223 | DMR | 2019-2020 | 2019 | TERRIBLE HERBST # 225 | NV0023809 | Waste handling, treatment, and disposal - Remediation or Monitoring | 0.0023918 | 0.00011389 | 365 | 6.5528e-06 | 0.10895 | 0.10895 | 0.10895 | 0.060145 | 0.060145 | 0.060145 | 1.0454 | 1.0454 | 1.0454 | 7.6327e-05 | 2.0048e-05 | 0.0013266 | 0.00034846 | NO | PlantFlow
110041973460 | DMR | 2020-2023 | 2021 | US MARINE CORPS BASE HAWAII | HI0110078 | Waste handling, treatment, and disposal - POTW | 1.7476 | 0.08322 | 365 | 0.004788 | 4.2397 | 4.2397 | 4.2397 | 1.1293 | 1.1293 | 1.1293 | 19.629 | 19.629 | 19.629 | 0.0014332 | 0.00037645 | 0.02491 | 0.006543 | NO | PlantFlow
110042068473 | DMR | 2021-2021 | 2021 | APS FOUR CORNERS POWER PLANT | NN0000019 | Waste handling, treatment, and disposal - Remediation or Monitoring | 1.6192 | 0.077106 | 365 | 0.0044362 | 6480.6219 | 6480.6219 | 6480.6219 | 0.00068454 | 0.00068454 | 0.00068454 | 0.011898 | 0.011898 | 0.011898 | 8.687e-07 | 2.2818e-07 | 1.5099e-05 | 3.966e-06 | NO | PlantFlow
110043485421 | DMR | 2019-2023 | 2019 | CEDAR CREEK WWTP | KY0098540 | Waste handling, treatment, and disposal - POTW | 27.7652 | 1.3222 | 365 | 0.076069 | 22.5313 | 22.5313 | 22.5313 | 3.3761 | 3.3761 | 3.3761 | 58.6807 | 58.6807 | 58.6807 | 0.0042845 | 0.0011254 | 0.074468 | 0.01956 | NO | PlantFlow
110043486457 | DMR | 2019-2023 | 2019 | FLOYDS FORK WQTC MSD | KY0102784 | Waste handling, treatment, and disposal - POTW | 15.6458 | 0.74504 | 365 | 0.042865 | 27.8722 | 45.7237 | 119.0804 | 1.5379 | 0.93748 | 0.35997 | 26.7304 | 16.2943 | 6.2566 | 0.0019517 | 0.00051264 | 0.033922 | 0.0089101 | NO | NHDPlus
110043544144 | DMR | 2019-2023 | 2020 | LEXMARK INTERNATIONAL INC | KY0097624 | Waste handling, treatment, and disposal - Remediation or Monitoring | 0.016908 | 0.00080515 | 365 | 4.6324e-05 | 2.5587 | 4.5526 | 7.0672 | 0.018104 | 0.010175 | 0.0065547 | 0.31467 | 0.17686 | 0.11393 | 2.2975e-05 | 6.0348e-06 | 0.00039933 | 0.00010489 | NO | NHDPlus
110043734983 | DMR | 2019-2023 | 2020 | OWENSBORO EAST WWTP | KY0073377 | Waste handling, treatment, and disposal - POTW | 29.9791 | 1.4276 | 365 | 0.082134 | 83926.5368 | 104853.2298 | 243042.781 | 0.00097865 | 0.00078333 | 0.00033794 | 0.01701 | 0.013615 | 0.0058738 | 1.2419e-06 | 3.2622e-07 | 2.1586e-05 | 5.6699e-06 | NO | NHDPlus
110043808467 | DMR | 2019-2023 | 2021 | EMD ACQUISITION LLC | NV0023060 | Waste handling, treatment, and disposal - Remediation or Monitoring | 0.62498 | 0.029761 | 365 | 0.0017123 | 7570.82 | 7570.82 | 7570.82 | 0.00022617 | 0.00022617 | 0.00022617 | 0.003931 | 0.003931 | 0.003931 | 2.8702e-07 | 7.5389e-08 | 4.9886e-06 | 1.3103e-06 | NO | PlantFlow
110044852068 | DMR | 2019-2023 | 2023 | PRAIRIE STATE GENERATING STATION | IL0076996 | Waste handling, treatment, and disposal - Remediation or Monitoring | 2.4298 | 0.11571 | 365 | 0.0066571 | 1.1355 | 1.1355 | 1.5534 | 5.8625 | 5.8625 | 4.2854 | 101.8954 | 101.8954 | 74.4835 | 0.0074397 | 0.0019542 | 0.12931 | 0.033965 | NO | NHDPlus
110045085457 | DMR | 2019-2020 | 2020 | MOREHEAD WWTP | KY0052752 | Waste handling, treatment, and disposal - POTW | 2.6353 | 0.12549 | 365 | 0.0072199 | 529.2322 | 785.4963 | 1554.8655 | 0.013642 | 0.0091915 | 0.0046434 | 0.23711 | 0.15976 | 0.080707 | 1.7312e-05 | 4.5474e-06 | 0.00030091 | 7.9038e-05 | NO | NHDPlus
110045091379 | DMR | 2020-2021 | 2021 | WILLIAMSTOWN/DRY RIDGE WRF | KY0109991 | Waste handling, treatment, and disposal - POTW | 4.5452 | 0.21644 | 365 | 0.012453 | 5.486 | 9.511 | 15.1333 | 2.2699 | 1.3093 | 0.82286 | 39.4532 | 22.7567 | 14.3021 | 0.0028806 | 0.00075664 | 0.050068 | 0.013151 | NO | NHDPlus
110045651344 | DMR | 2020-2020 | 2020 | LA PORTE PLANT | TX0007421 | Waste handling, treatment, and disposal - Remediation or Monitoring | 0.16571 | 0.007891 | 365 | 0.000454 | 6.431 | 6.431 | 6.431 | 0.070595 | 0.070595 | 0.070595 | 1.227 | 1.227 | 1.227 | 8.9588e-05 | 2.3532e-05 | 0.0015571 | 0.000409 | NO | PlantFlow
110054272210 | DMR | 2022-2023 | 2023 | BELL-CARTER OLIVE CO. WWTP | CA0083721 | Waste handling, treatment, and disposal - non-POTW WWT | 0.1676 | 0.0079809 | 365 | 0.00045918 | 13172.6935 | 17526.824 | 32649.5139 | 3.4858e-05 | 2.6199e-05 | 1.4064e-05 | 0.00060587 | 0.00045536 | 0.00024444 | 4.4236e-08 | 1.1619e-08 | 7.6887e-07 | 2.0196e-07 | NO | NHDPlus
110054612558 | DMR | 2019-2023 | 2023 | CALUMET MISSOURI, LLC | MO0137243 | Waste handling, treatment, and disposal - Remediation or Monitoring | 0.16024 | 0.0076304 | 365 | 0.00043901 | 17.4787 | 29.132 | 50.3289 | 0.025117 | 0.01507 | 0.0087229 | 0.43656 | 0.26193 | 0.15161 | 3.1874e-05 | 8.3723e-06 | 0.00055401 | 0.00014552 | NO | NHDPlus
110054919406 | DMR | 2019-2023 | 2023 | WARREN COUNTY - SANITARY LANDFILL | VAG830429 | Waste handling, treatment, and disposal - Landfill | 0.009235 | 0.00043976 | 365 | 2.5301e-05 |  |  |  | 1 | 1 | 1 | 1 |  |  | 0.001269 | 0.00033333 | 0.001269 | 0.00033333 | NO | Effluent
110055043705 | DMR | 2020-2020 | 2020 | WESTERN REGIONAL WATER RECLAMATION FACILITY | KY0107239 | Waste handling, treatment, and disposal - POTW | 0.0057748 | 0.00027499 | 365 | 1.5821e-05 | 79462.3629 | 99460.6161 | 222013.9075 | 1.991e-07 | 1.5907e-07 | 7.1263e-08 | 3.4606e-06 | 2.7648e-06 | 1.2386e-06 | 2.5267e-10 | 6.6368e-11 | 4.3917e-09 | 1.1535e-09 | NO | NHDPlus
110055415732 | DMR | 2021-2021 | 2021 | COSTCO WHOLESALE #1115 | VAG830567 | Waste handling, treatment, and disposal - Remediation or Monitoring | 0.0093202 | 0.00044382 | 365 | 2.5535e-05 | 1.3453 | 2.4466 | 2.9147 | 0.01898 | 0.010437 | 0.0087608 | 0.3299 | 0.1814 | 0.15227 | 2.4087e-05 | 6.3268e-06 | 0.00041865 | 0.00010997 | NO | Surrogate NHDPlus
110055984957 | DMR | 2019-2019 | 2019 | COLUSA WWTP | CA0078999 | Waste handling, treatment, and disposal - POTW | 0.10057 | 0.0047891 | 365 | 0.00027554 | 1.2744 | 1.2744 | 1.2744 | 0.21621 | 0.21621 | 0.21621 | 3.7579 | 3.7579 | 3.7579 | 0.00027438 | 7.2069e-05 | 0.0047689 | 0.0012526 | NO | PlantFlow
110055988016 | DMR | 2019-2019 | 2019 | BURLINGAME WWTP | CA0037788 | Waste handling, treatment, and disposal - POTW | 1.0327 | 0.049176 | 365 | 0.0028293 | 11.4931 | 11.4931 | 11.4931 | 0.24617 | 0.24617 | 0.24617 | 4.2787 | 4.2787 | 4.2787 | 0.0003124 | 8.2057e-05 | 0.0054298 | 0.0014262 | NO | PlantFlow
110055992993 | DMR | 2020-2023 | 2023 | BEAUMONT WWTF | CA0105376 | Waste handling, treatment, and disposal - POTW | 1.1784 | 0.056116 | 365 | 0.0032286 | 12.7943 | 12.7943 | 12.7943 | 0.25235 | 0.25235 | 0.25235 | 4.386 | 4.386 | 4.386 | 0.00032024 | 8.4116e-05 | 0.005566 | 0.001462 | NO | PlantFlow
110056125376 | DMR | 2021-2023 | 2023 | CONFLUENCE PARK APARTMENTS | CO0049003 | Waste handling, treatment, and disposal - Remediation or Monitoring | 0.0044653 | 0.00021263 | 365 | 1.2234e-05 | 3.1168 | 5.5086 | 14.6285 | 0.0039251 | 0.0022209 | 0.0008363 | 0.068221 | 0.038601 | 0.014536 | 4.981e-06 | 1.3084e-06 | 8.6575e-05 | 2.274e-05 | NO | NHDPlus
110056961480 | DMR | 2022-2022 | 2022 | NORTH STORAGE FACILITY | TX0102326 | Waste handling, treatment, and disposal - Remediation or Monitoring | 0.16571 | 0.007891 | 365 | 0.000454 | 1.4006 | 1.4006 | 1.4006 | 0.32415 | 0.32415 | 0.32415 | 5.634 | 5.634 | 5.634 | 0.00041135 | 0.00010805 | 0.0071497 | 0.001878 | NO | PlantFlow
110056966699 | DMR | 2020-2023 | 2020 | WACKER CHEM CORP | MI0026034 | Waste handling, treatment, and disposal - Remediation or Monitoring | 4.6221e-06 | 2.201e-07 | 365 | 1.2663e-08 | 160.1875 | 247.6137 | 380.0841 | 7.9053e-08 | 5.1141e-08 | 3.3317e-08 | 1.374e-06 | 8.8888e-07 | 5.7908e-07 | 1.0032e-10 | 2.6351e-11 | 1.7437e-09 | 4.5801e-10 | NO | NHDPlus
110056972432 | DMR | 2019-2022 | 2019 | TAMINCO EASTMAN US - ST GABRIEL PLANT | LA0046361 | Waste handling, treatment, and disposal - Remediation or Monitoring | 0.41428 | 0.019727 | 365 | 0.001135 | 1.4033 | 1.4033 | 1.4033 | 0.8088 | 0.8088 | 0.8088 | 14.0577 | 14.0577 | 14.0577 | 0.0010264 | 0.0002696 | 0.01784 | 0.0046859 | NO | PlantFlow
110058286331 | DMR | 2019-2019 | 2019 | D H HOLDINGS GWRS - FAYETTE TUBULAR PRODUCTS INC | OH0143880 | Waste handling, treatment, and disposal - Remediation or Monitoring | 0.10697 | 0.0050938 | 365 | 0.00029307 | 1.3453 | 2.4466 | 3.5308 | 0.21784 | 0.11979 | 0.083003 | 3.7863 | 2.082 | 1.4427 | 0.00027645 | 7.2614e-05 | 0.004805 | 0.0012621 | NO | Surrogate NHDPlus
110059344473 | DMR | 2019-2023 | 2019 | BVPV STYRENICS LLC/BEAVER | PA0006254 | Waste handling, treatment, and disposal - Remediation or Monitoring | 0.66284 | 0.031564 | 365 | 0.001816 | 31310.2637 | 40451.0489 | 80817.6593 | 5.8e-05 | 4.4894e-05 | 2.247e-05 | 0.0010081 | 0.0007803 | 0.00039056 | 7.3604e-08 | 1.9333e-08 | 1.2793e-06 | 3.3603e-07 | NO | NHDPlus
110059844156 | DMR | 2020-2023 | 2020 | LAS VEGAS CONVENTION AND VISITORS AUTHORITY REMEDIATION SYSTEM | NV0024232 | Waste handling, treatment, and disposal - Remediation or Monitoring | 0.063544 | 0.0030259 | 365 | 0.00017409 |  |  |  | 0.5 | 0.5 | 0.5 | 0.5 |  |  | 0.00063452 | 0.00016667 | 0.00063452 | 0.00016667 | NO | Effluent
110059861065 | DMR | 2020-2023 | 2020 | THE MARTIN | NV0023558 | Waste handling, treatment, and disposal - Remediation or Monitoring | 0.0014817 | 7.0556e-05 | 365 | 4.0594e-06 | 0.96511 | 1.7751 | 2.5051 | 0.0042061 | 0.0022869 | 0.0016205 | 0.073107 | 0.039749 | 0.028165 | 5.3378e-06 | 1.402e-06 | 9.2775e-05 | 2.4369e-05 | NO | NHDPlus
110060340162 | DMR | 2019-2023 | 2019 | PURITY ISOBUTYLENE PLANT/PASADENA TERMINAL | TX0131768 | Waste handling, treatment, and disposal - Remediation or Monitoring | 0.82891 | 0.039472 | 365 | 0.002271 | 0.27255 | 0.27255 | 0.27255 | 8.3324 | 8.3324 | 8.3324 | 144.8256 | 144.8256 | 144.8256 | 0.010574 | 0.0027775 | 0.18379 | 0.048275 | NO | PlantFlow
110064134459 | DMR | 2019-2023 | 2020 | MCCARRAN INTERNATIONAL AIRPORT | NV0023761 | Waste handling, treatment, and disposal - POTW | 0.048376 | 0.0023036 | 365 | 0.00013254 | 1.8927 | 1.8927 | 1.8927 | 0.070025 | 0.070025 | 0.070025 | 1.2171 | 1.2171 | 1.2171 | 8.8864e-05 | 2.3342e-05 | 0.0015445 | 0.0004057 | NO | PlantFlow
110064252419 | DMR | 2019-2022 | 2019 | WEST COUNTY AGENCY COMMON OUTFALL | CA0038539 | Waste handling, treatment, and disposal - POTW | 3.7647 | 0.17927 | 365 | 0.010314 | 34.1807 | 34.1807 | 34.1807 | 0.30175 | 0.30175 | 0.30175 | 5.2447 | 5.2447 | 5.2447 | 0.00038293 | 0.00010058 | 0.0066558 | 0.0017482 | NO | PlantFlow
110064265496 | DMR | 2019-2023 | 2019 | CENTRAL CITY STP | KY0023540 | Waste handling, treatment, and disposal - POTW | 5.6712 | 0.27006 | 365 | 0.015537 | 4938.6333 | 6793.9609 | 15320.7056 | 0.0031461 | 0.0022869 | 0.0010141 | 0.054682 | 0.039749 | 0.017627 | 3.9925e-06 | 1.0487e-06 | 6.9394e-05 | 1.8227e-05 | NO | NHDPlus
110064268260 | DMR | 2021-2023 | 2021 | EMINENCE STP | KY0026883 | Waste handling, treatment, and disposal - POTW | 2.352 | 0.112 | 365 | 0.006444 | 4267.0559 | 5899.335 | 13121.8522 | 0.0015102 | 0.0010923 | 0.00049109 | 0.026248 | 0.018986 | 0.0085355 | 1.9165e-06 | 5.0339e-07 | 3.331e-05 | 8.7494e-06 | NO | NHDPlus
110064418553 | DMR | 2020-2021 | 2020 | VILLAGE SHOP #4/SINCLAIR STATION | NV0024220 | Waste handling, treatment, and disposal - Remediation or Monitoring | 0.007253 | 0.00034538 | 365 | 1.9871e-05 | 0.10902 | 0.10902 | 0.10902 | 0.18227 | 0.18227 | 0.18227 | 3.1681 | 3.1681 | 3.1681 | 0.00023131 | 6.0757e-05 | 0.0040204 | 0.001056 | NO | PlantFlow
110064596361 | DMR | 2019-2020 | 2020 | WINCHESTER MUNICIPAL UTILITIES | KY0108740 | Waste handling, treatment, and disposal - POTW | 9.3944 | 0.44735 | 365 | 0.025738 | 1912.1366 | 2716.7359 | 6889.2472 | 0.01346 | 0.0094739 | 0.003736 | 0.23395 | 0.16466 | 0.064935 | 1.7082e-05 | 4.4868e-06 | 0.0002969 | 7.7984e-05 | NO | NHDPlus
110064611969 | DMR | 2019-2019 | 2019 | BIO-LAB, INC., A CHEMTURA COMPANY | LA0125041 | Waste handling, treatment, and disposal - Remediation or Monitoring | 2.5904 | 0.12335 | 365 | 0.0070969 | 34.88 | 34.88 | 34.88 | 0.20347 | 0.20347 | 0.20347 | 3.5364 | 3.5364 | 3.5364 | 0.00025821 | 6.7822e-05 | 0.0044879 | 0.0011788 | NO | PlantFlow
110064612557 | DMR | 2020-2022 | 2020 | MORGANFIELD WWTP | KY0021440 | Waste handling, treatment, and disposal - POTW | 10.4927 | 0.49965 | 365 | 0.028747 | 6.2797 | 6.2797 | 6.2797 | 4.5778 | 4.5778 | 4.5778 | 79.566 | 79.566 | 79.566 | 0.0058094 | 0.0015259 | 0.10097 | 0.026522 | NO | PlantFlow
110064615590 | DMR | 2021-2023 | 2021 | OLDHAM COUNTY ENVIRONMENTAL AUTHORITY REGIONAL WWTP | KY0111716 | Waste handling, treatment, and disposal - POTW | 1.1847 | 0.056412 | 365 | 0.0032456 | 3.3477 | 5.9022 | 9.5422 | 0.96951 | 0.5499 | 0.34014 | 16.851 | 9.5578 | 5.9119 | 0.0012303 | 0.00032317 | 0.021385 | 0.005617 | NO | NHDPlus
110064616296 | DMR | 2019-2020 | 2019 | HARRAH'S NORTHERN CALIFORNIA WWTP | CA0049675 | Waste handling, treatment, and disposal - non-POTW WWT | 0.017269 | 0.00082234 | 365 | 4.7313e-05 | 0.06431 | 0.06431 | 0.06431 | 0.73569 | 0.73569 | 0.73569 | 12.787 | 12.787 | 12.787 | 0.00093362 | 0.00024523 | 0.016227 | 0.0042623 | NO | PlantFlow
110064621805 | DMR | 2019-2023 | 2023 | TEXAS INSTRUMENTS, INC. | MA0001791 | Waste handling, treatment, and disposal - Remediation or Monitoring | 0.11421 | 0.0054388 | 365 | 0.00031292 | 3.5906 | 6.3154 | 12.1233 | 0.087148 | 0.049548 | 0.025811 | 1.5147 | 0.86119 | 0.44862 | 0.00011059 | 2.9049e-05 | 0.0019222 | 0.00050491 | NO | NHDPlus
110064622519 | DMR | 2019-2019 | 2019 | SFIA, MEL LEONG SANITARY AND INDUSTRIAL TREATMENT PLANTS | CA0038318 | Waste handling, treatment, and disposal - POTW | 0.058024 | 0.002763 | 365 | 0.00015897 | 3.0845 | 3.0845 | 3.0845 | 0.051539 | 0.051539 | 0.051539 | 0.89579 | 0.89579 | 0.89579 | 6.5404e-05 | 1.718e-05 | 0.0011368 | 0.0002986 | NO | PlantFlow
110064624018 | DMR | 2021-2023 | 2022 | INGLEWOOD OIL FIELD | CA0057827 | Waste handling, treatment, and disposal - Remediation or Monitoring | 1.1066 | 0.052695 | 365 | 0.0030318 | 0.32806 | 0.62592 | 2.0814 | 9.2417 | 4.8438 | 1.4566 | 160.6294 | 84.189 | 25.3173 | 0.011728 | 0.0030806 | 0.20384 | 0.053543 | NO | NHDPlus
110064631457 | DMR | 2021-2021 | 2021 | NORTHERN EDGE CASINO | NN0030343 | Waste handling, treatment, and disposal - POTW | 0.11143 | 0.0053062 | 365 | 0.00030529 | 0.049178 | 0.049178 | 0.049178 | 6.2078 | 6.2078 | 6.2078 | 107.897 | 107.897 | 107.897 | 0.0078779 | 0.0020693 | 0.13693 | 0.035966 | NO | PlantFlow
110064634686 | DMR | 2019-2023 | 2023 | ROHM & HAAS BRISTOL FACILITY | PA0012769 | Waste handling, treatment, and disposal - Remediation or Monitoring | 0.10451 | 0.0049767 | 365 | 0.00028633 | 17.0127 | 28.3814 | 42.8497 | 0.01683 | 0.010089 | 0.0066822 | 0.29253 | 0.17535 | 0.11614 | 2.1358e-05 | 5.6101e-06 | 0.00037123 | 9.7509e-05 | NO | NHDPlus
110064644782 | DMR | 2021-2023 | 2022 | NPC SERVICES, INC.- PETRO-PROCESSORS OF LOUISIANA, INC. SITE | LA0066214 | Waste handling, treatment, and disposal - non-POTW WWT | 1.1621 | 0.055336 | 365 | 0.0031837 | 12.1147 | 20.445 | 35.529 | 0.2628 | 0.15572 | 0.089609 | 4.5677 | 2.7066 | 1.5575 | 0.0003335 | 8.7599e-05 | 0.0057965 | 0.0015226 | NO | NHDPlus
110066354359 | DMR | 2019-2019 | 2019 | MALAKOFF DIGGINS STATE PARK | CA0085332 | Waste handling, treatment, and disposal - Remediation or Monitoring | 0.019163 | 0.00091253 | 365 | 5.2502e-05 | 2.7994 | 2.7994 | 2.7994 | 0.018755 | 0.018755 | 0.018755 | 0.32597 | 0.32597 | 0.32597 | 2.38e-05 | 6.2516e-06 | 0.00041367 | 0.00010866 | NO | PlantFlow
110066943605 | TRI | 2019-2023 | 2019 | FREEPORT_OLIN BC |  | Manufacturing as a byproduct | 9.9201 | 0.47238 | 350 | 0.028343 | 78.7963 | 124.7754 | 248.5341 | 0.3597 | 0.22715 | 0.11404 | 5.995 | 3.7859 | 1.9007 | 0.00045647 | 0.0001199 | 0.0076079 | 0.0019983 | NO | Surrogate NHDPlus | Indirect | 36.741 | 0
110067874312 | DMR | 2022-2023 | 2022 | CENTRAL CITY TUNNEL | MNG790264 | Waste handling, treatment, and disposal - Remediation or Monitoring | 0.77983 | 0.037135 | 365 | 0.0021365 |  |  |  | 1.1 | 1.1 | 1.1 | 1.1 |  |  | 0.0013959 | 0.00036667 | 0.0013959 | 0.00036667 | NO | Effluent
110070053140 | DMR | 2019-2023 | 2022 | FOUNDRY 2 ST | CO0049038 | Waste handling, treatment, and disposal - Remediation or Monitoring | 0.019553 | 0.00093111 | 365 | 5.3571e-05 |  |  |  | 5 | 5 | 5 | 5 |  |  | 0.0063452 | 0.0016667 | 0.0063452 | 0.0016667 | NO | Effluent
110070097711 | DMR | 2021-2021 | 2021 | THE YORK ON CITY PARK APTS 1781 YORK ST | CO0049006 | Waste handling, treatment, and disposal - Remediation or Monitoring | 0.00032778 | 1.5609e-05 | 365 | 8.9803e-07 | 3.1168 | 5.5086 | 14.6285 | 0.00028812 | 0.00016302 | 6.1389e-05 | 0.0050078 | 0.0028335 | 0.001067 | 3.6564e-07 | 9.604e-08 | 6.3551e-06 | 1.6693e-06 | NO | NHDPlus
110070162955 | DMR | 2019-2023 | 2022 | MCDONALD FARMS ENTERPRISES INC | CO0049005 | Waste handling, treatment, and disposal - Remediation or Monitoring | 0.0078993 | 0.00037616 | 365 | 2.1642e-05 | 1.0713 | 1.9633 | 26.5385 | 0.020202 | 0.011023 | 0.00081549 | 0.35113 | 0.19159 | 0.014174 | 2.5637e-05 | 6.734e-06 | 0.0004456 | 0.00011704 | NO | NHDPlus
110070208769 | DMR | 2019-2019 | 2019 | LOTTE CHEMICAL LOUISIANA LLC | LA0127268 | Waste handling, treatment, and disposal - Remediation or Monitoring | 4.8884 | 0.23278 | 365 | 0.013393 | 19.1716 | 31.8533 | 54.7701 | 0.69859 | 0.42046 | 0.24453 | 12.1421 | 7.308 | 4.2502 | 0.00088653 | 0.00023286 | 0.015409 | 0.0040474 | NO | NHDPlus
110070210457 | DMR | 2019-2023 | 2019 | HERCULES GIBBSTOWN GROUNDWATER TREATMENT SITE | NJG005134 | Waste handling, treatment, and disposal - Remediation or Monitoring | 0.0036858 | 0.00017552 | 365 | 1.0098e-05 | 3.3247 | 5.8631 | 6.999 | 0.0030373 | 0.0017223 | 0.0014428 | 0.052791 | 0.029936 | 0.025077 | 3.8544e-06 | 1.0124e-06 | 6.6994e-05 | 1.7597e-05 | NO | NHDPlus
110070212323 | DMR | 2019-2023 | 2019 | STEARNS & FOSTER BEDDING CO FORMER | NJG132829 | Waste handling, treatment, and disposal - Remediation or Monitoring | 0.001899 | 9.043e-05 | 365 | 5.2028e-06 | 1.2291 | 2.2421 | 2.5024 | 0.0042331 | 0.0023206 | 0.0020791 | 0.073575 | 0.040333 | 0.036137 | 5.3719e-06 | 1.411e-06 | 9.3369e-05 | 2.4525e-05 | NO | NHDPlus
110070213656 | DMR | 2019-2022 | 2019 | FORMER REXON FACILITY AKA ENJEMS MILLWORKS | NJG218316 | Waste handling, treatment, and disposal - Remediation or Monitoring | 0.00042768 | 2.0366e-05 | 365 | 1.1717e-06 | 797.2709 | 1166.9511 | 1998.0676 | 1.4697e-06 | 1.0041e-06 | 5.8643e-07 | 2.5544e-05 | 1.7452e-05 | 1.0193e-05 | 1.8651e-09 | 4.8989e-10 | 3.2417e-08 | 8.5148e-09 | NO | NHDPlus
110070215141 | DMR | 2019-2023 | 2021 | FORMER NUODEX CORP FACILITY | NJG197548 | Waste handling, treatment, and disposal - Remediation or Monitoring | 0.0072204 | 0.00034383 | 365 | 1.9782e-05 | 2.3825 | 4.2494 | 5.2963 | 0.0083029 | 0.0046552 | 0.0037351 | 0.14431 | 0.080912 | 0.064919 | 1.0537e-05 | 2.7676e-06 | 0.00018314 | 4.8104e-05 | NO | NHDPlus
110070217974 | DMR | 2019-2023 | 2023 | PENN COLOR INC FORMER MANVILLE, NJ FACILITY | NJG156922 | Waste handling, treatment, and disposal - Remediation or Monitoring | 0.00044448 | 2.1166e-05 | 365 | 1.2178e-06 | 11.6111 | 19.6235 | 28.9503 | 0.00010488 | 6.2056e-05 | 4.2064e-05 | 0.0018229 | 0.0010786 | 0.00073111 | 1.3309e-07 | 3.4959e-08 | 2.3133e-06 | 6.0763e-07 | NO | NHDPlus
110070219521 | DMR | 2019-2023 | 2020 | SOMERSET ST GROUNDWATER TREATMENT FACILITY | NJG167916 | Waste handling, treatment, and disposal - Remediation or Monitoring | 0.096146 | 0.0045784 | 365 | 0.00026341 | 2.4478 | 4.3619 | 5.2618 | 0.10761 | 0.06039 | 0.050061 | 1.8704 | 1.0496 | 0.87011 | 0.00013656 | 3.587e-05 | 0.0023736 | 0.00062346 | NO | NHDPlus
110070220269 | DMR | 2019-2023 | 2019 | 601 NASSAU ST ASSOC LLC | NJG129127 | Waste handling, treatment, and disposal - Remediation or Monitoring | 0.0021569 | 0.00010271 | 365 | 5.9093e-06 | 4.6778 | 8.154 | 10.831 | 0.0012632 | 0.0007247 | 0.00054559 | 0.021956 | 0.012596 | 0.0094829 | 1.6031e-06 | 4.2108e-07 | 2.7863e-05 | 7.3188e-06 | NO | NHDPlus
110070220772 | DMR | 2019-2023 | 2021 | GARDEN STATE TILE DISTRIBUTORS INC | NJG129526 | Waste handling, treatment, and disposal - Remediation or Monitoring | 0.024251 | 0.0011548 | 365 | 6.6441e-05 | 7.4869 | 12.8435 | 18.1007 | 0.0088742 | 0.0051731 | 0.0036706 | 0.15424 | 0.089913 | 0.063799 | 1.1262e-05 | 2.9581e-06 | 0.00019574 | 5.1414e-05 | NO | NHDPlus
110070389730 | DMR | 2019-2019 | 2019 | WAYLAND RECYCLING SITE-RRD | MI0060251 | Waste handling, treatment, and disposal - Remediation or Monitoring | 0.1372 | 0.0065333 | 365 | 0.00037589 |  |  |  | 4.8 | 4.8 | 4.8 | 4.8 |  |  | 0.0060914 | 0.0016 | 0.0060914 | 0.0016 | NO | Effluent
110070544905 | DMR | 2019-2023 | 2019 | ROCKINGHAM COUNTY LANDFILL | VAG830334 | Waste handling, treatment, and disposal - Landfill | 0.053779 | 0.0025609 | 365 | 0.00014734 | 10.085 | 17.126 | 22.245 | 0.01461 | 0.0086033 | 0.0066235 | 0.25393 | 0.14953 | 0.11512 | 1.8541e-05 | 4.87e-06 | 0.00032225 | 8.4645e-05 | NO | Surrogate NHDPlus
110070545578 | DMR | 2019-2020 | 2019 | AMERICAN PHYSICAL THERAPY ASSOCIATION | VAG830544 | Waste handling, treatment, and disposal - Remediation or Monitoring | 1.504 | 0.071621 | 365 | 0.0041206 |  |  |  | 5 | 5 | 5 | 5 |  |  | 0.0063452 | 0.0016667 | 0.0063452 | 0.0016667 | NO | Effluent
110070546877 | DMR | 2019-2023 | 2019 | JASPER COLUMBIA PIKE | VAG830321 | Waste handling, treatment, and disposal - Remediation or Monitoring | 0.00044856 | 2.136e-05 | 365 | 1.2289e-06 |  |  |  | 2 | 2 | 2 | 2 |  |  | 0.0025381 | 0.00066667 | 0.0025381 | 0.00066667 | NO | Effluent
110070548118 | DMR | 2019-2020 | 2019 | FOUNDERS ROW | VAG830543 | Waste handling, treatment, and disposal - Remediation or Monitoring | 0.22187 | 0.010565 | 365 | 0.00060785 |  |  |  | 5 | 5 | 5 | 5 |  |  | 0.0063452 | 0.0016667 | 0.0063452 | 0.0016667 | NO | Effluent
110070549382 | DMR | 2019-2020 | 2019 | 4000 NORTH FAIRFAX DRIVE | VAG830530 | Waste handling, treatment, and disposal - Remediation or Monitoring | 0.041027 | 0.0019536 | 365 | 0.0001124 |  |  |  | 1 | 1 | 1 | 1 |  |  | 0.001269 | 0.00033333 | 0.001269 | 0.00033333 | NO | Effluent
110070598729 | DMR | 2019-2021 | 2019 | INSTITUTE FOR DEFENSE ANALYSES POTOMAC YARD | VAG830548 | Waste handling, treatment, and disposal - Remediation or Monitoring | 0.0001422 | 6.7712e-06 | 365 | 3.8958e-07 |  |  |  | 1 | 1 | 1 | 1 |  |  | 0.001269 | 0.00033333 | 0.001269 | 0.00033333 | NO | Effluent
110070619860 | DMR | 2020-2021 | 2021 | DEER CREEK WWTP | CAC433255 | Waste handling, treatment, and disposal - POTW | 0.12769 | 0.0060805 | 365 | 0.00034984 | 1.3453 | 2.4466 | 6.528 | 0.26004 | 0.14299 | 0.05359 | 4.5197 | 2.4853 | 0.93145 | 0.00033 | 8.6679e-05 | 0.0057357 | 0.0015066 | NO | Surrogate NHDPlus
110070684897 | DMR | 2019-2023 | 2019 | TYSONS CENTRAL OFFICE BUILDING A | VAG830552 | Waste handling, treatment, and disposal - Remediation or Monitoring | 0.010138 | 0.00048275 | 365 | 2.7775e-05 |  |  |  | 2 | 2 | 2 | 2 |  |  | 0.0025381 | 0.00066667 | 0.0025381 | 0.00066667 | NO | Effluent
110070828339 | DMR | 2020-2021 | 2020 | BAE SYSTEMS ORDNANCE SYSTEMS INC. | TN0003671 | Waste handling, treatment, and disposal - Remediation or Monitoring | 1.4085 | 0.067073 | 365 | 0.003859 | 19.9551 | 19.9551 | 19.9551 | 0.19338 | 0.19338 | 0.19338 | 3.3612 | 3.3612 | 3.3612 | 0.00024541 | 6.4461e-05 | 0.0042655 | 0.0011204 | NO | PlantFlow
110070882213 | DMR | 2020-2021 | 2020 | METROPOLITAN PARK 678 | VAG830559 | Waste handling, treatment, and disposal - Remediation or Monitoring | 0.15542 | 0.0074011 | 365 | 0.00042582 |  |  |  | 2 | 2 | 2 | 2 |  |  | 0.0025381 | 0.00066667 | 0.0025381 | 0.00066667 | NO | Effluent
110070884090 | DMR | 2020-2020 | 2020 | METRO VIRGINIA OFFICE BUILDING | VAG830558 | Waste handling, treatment, and disposal - Remediation or Monitoring | 0.0010046 | 4.7839e-05 | 365 | 2.7524e-06 |  |  |  | 2 | 2 | 2 | 2 |  |  | 0.0025381 | 0.00066667 | 0.0025381 | 0.00066667 | NO | Effluent
110070884091 | DMR | 2020-2022 | 2020 | POTOMAC YARDS LANDBAY H/I | VAG830562 | Waste handling, treatment, and disposal - Remediation or Monitoring | 0.24077 | 0.011465 | 365 | 0.00065965 |  |  |  | 0.5 | 0.5 | 0.5 |  |  |  | 0.00063452 | 0.00016667 |  |  | TBD | Surrogate NHDPlus
110070884188 | DMR | 2021-2022 | 2021 | 1900 CRYSTAL DRIVE - TOWERS | VAG830560 | Waste handling, treatment, and disposal - Remediation or Monitoring | 0.017496 | 0.00083313 | 365 | 4.7934e-05 |  |  |  | 0.5 | 0.5 | 0.5 | 0.5 |  |  | 0.00063452 | 0.00016667 | 0.00063452 | 0.00016667 | NO | Effluent
110070884760 | DMR | 2022-2022 | 2022 | ALLAN MYERS - LASKIN ROAD IMPROVEMENTS | VAG830561 | Waste handling, treatment, and disposal - Remediation or Monitoring | 0.0042406 | 0.00020193 | 365 | 1.1618e-05 |  |  |  | 2 | 2 | 2 | 2 |  |  | 0.0025381 | 0.00066667 | 0.0025381 | 0.00066667 | NO | Effluent
110070885683 | DMR | 2020-2020 | 2020 | ALEXANDRIA BUS DEPOT | VAG830554 | Waste handling, treatment, and disposal - Remediation or Monitoring | 0.24413 | 0.011625 | 365 | 0.00066885 |  |  |  | 1 | 1 | 1 | 1 |  |  | 0.001269 | 0.00033333 | 0.001269 | 0.00033333 | NO | Effluent
110070940491 | DMR | 2021-2022 | 2021 | FORMER SUMITOMO MACHINERY CORP | NJG317705 | Waste handling, treatment, and disposal - Remediation or Monitoring | 0.00040271 | 1.9176e-05 | 365 | 1.1033e-06 | 1.3453 | 2.4466 | 3.5308 | 0.0008201 | 0.00045096 | 0.00031248 | 0.014254 | 0.0078381 | 0.0054311 | 1.0407e-06 | 2.7337e-07 | 1.8089e-05 | 4.7514e-06 | NO | Surrogate NHDPlus
110070948151 | DMR | 2021-2023 | 2021 | ALLEGIANT STADIUM | NV0024239 | Waste handling, treatment, and disposal - Remediation or Monitoring | 0.040707 | 0.0019384 | 365 | 0.00011153 |  |  |  | 5 | 5 | 5 | 5 |  |  | 0.0063452 | 0.0016667 | 0.0063452 | 0.0016667 | NO | Effluent
110070949081 | DMR | 2021-2022 | 2022 | POTOMAC YARDS LAND BAY F EAST INFRASTRUCTURE | VAG830566 | Waste handling, treatment, and disposal - Remediation or Monitoring | 0.037161 | 0.0017696 | 365 | 0.00010181 | 11.58 | 19.5726 | 27.0394 | 0.008792 | 0.0052017 | 0.0037653 | 0.15281 | 0.09041 | 0.065444 | 1.1157e-05 | 2.9307e-06 | 0.00019392 | 5.0938e-05 | NO | Surrogate NHDPlus
110071065066 | DMR | 2021-2022 | 2021 | FILLMORE SHOPPING CENTER | VAG830569 | Waste handling, treatment, and disposal - Remediation or Monitoring | 4.8751e-05 | 2.3215e-06 | 365 | 1.3356e-07 |  |  |  | 1 | 1 | 1 | 1 |  |  | 0.001269 | 0.00033333 | 0.001269 | 0.00033333 | NO | Effluent
110071076435 | DMR | 2022-2023 | 2022 | NORTH LAKE HOLLY IMPROVEMENT - SECTION III B | VAG830568 | Waste handling, treatment, and disposal - Remediation or Monitoring | 0.00061416 | 2.9246e-05 | 365 | 1.6826e-06 |  |  |  | 0.5 | 0.5 | 0.5 | 0.5 |  |  | 0.00063452 | 0.00016667 | 0.00063452 | 0.00016667 | NO | Effluent
110071151044 | DMR | 2019-2020 | 2020 | FORMER WESTINGHOUSE ELEVATOR PLT | PA0081957 | Waste handling, treatment, and disposal - Remediation or Monitoring | 0.006515 | 0.00031024 | 365 | 1.7849e-05 | 0.91974 | 1.6944 | 1.8045 | 0.019407 | 0.010534 | 0.0098914 | 0.33731 | 0.1831 | 0.17192 | 2.4628e-05 | 6.469e-06 | 0.00042806 | 0.00011244 | NO | NHDPlus
110071181280 | DMR | 2022-2022 | 2022 | 1200 NORTH HENRY VENTURE LLC | VAG830575 | Waste handling, treatment, and disposal - Remediation or Monitoring | 0.012488 | 0.00059467 | 365 | 3.4214e-05 |  |  |  | 1 | 1 | 1 | 1 |  |  | 0.001269 | 0.00033333 | 0.001269 | 0.00033333 | NO | Effluent
110071223319 | DMR | 2023-2023 | 2023 | EGLE-RRD-STAR WATCHCASE GWCU | MI0060285 | Waste handling, treatment, and disposal - Remediation or Monitoring | 0.051597 | 0.002457 | 365 | 0.00014136 | 974.4373 | 1416.5677 | 1933.086 | 0.00014507 | 9.9791e-05 | 7.3127e-05 | 0.0025214 | 0.0017345 | 0.001271 | 1.841e-07 | 4.8357e-08 | 3.1998e-06 | 8.4048e-07 | NO | Surrogate NHDPlus
110071347994 | DMR | 2023-2023 | 2023 | 2050 AND 2051 SOUTH BELL STREET | VAG830588 | Waste handling, treatment, and disposal - Remediation or Monitoring | 9.3679e-05 | 4.4609e-06 | 365 | 2.5665e-07 |  |  |  | 1 | 1 | 1 | 1 |  |  | 0.001269 | 0.00033333 | 0.001269 | 0.00033333 | NO | Effluent
110071349304 | DMR | 2022-2023 | 2022 | TESORO LOGISTICS OPERATIONS LLC MARTINEZ TERMINAL | CA0004961 | Waste handling, treatment, and disposal - Remediation or Monitoring | 0.1356 | 0.006457 | 365 | 0.0003715 | 11.7272 | 11.7272 | 11.7272 | 0.031678 | 0.031678 | 0.031678 | 0.5506 | 0.5506 | 0.5506 | 4.0201e-05 | 1.0559e-05 | 0.00069873 | 0.00018353 | NO | PlantFlow
110071426611 | DMR | 2023-2023 | 2023 | FOUNDERS ROW II CITY OF FALLS CHURCH | VAG830597 | Waste handling, treatment, and disposal - Remediation or Monitoring | 0.028832 | 0.001373 | 365 | 7.8992e-05 |  |  |  | 1 | 1 | 1 | 1 |  |  | 0.001269 | 0.00033333 | 0.001269 | 0.00033333 | NO | Effluent
110071427202 | DMR | 2023-2023 | 2023 | ALTA CROSSROADS PARTS A AND C | VAG830598 | Waste handling, treatment, and disposal - Remediation or Monitoring | 0.0010138 | 4.8275e-05 | 365 | 2.7775e-06 |  |  |  | 1 | 1 | 1 | 1 |  |  | 0.001269 | 0.00033333 | 0.001269 | 0.00033333 | NO | Effluent
110071428198 | DMR | 2023-2023 | 2023 | VIENNA MARKET | VAG830596 | Waste handling, treatment, and disposal - Remediation or Monitoring | 0.0053598 | 0.00025523 | 365 | 1.4684e-05 |  |  |  | 1 | 1 | 1 | 1 |  |  | 0.001269 | 0.00033333 | 0.001269 | 0.00033333 | NO | Effluent
110071445083 | DMR | 2023-2023 | 2023 | 115KV UNDERGROUND TRANSMISSION LINE - ANDREW SQUARE TO DEWAR STREET | MAG912023 | Waste handling, treatment, and disposal - Remediation or Monitoring | 0.0046591 | 0.00022186 | 365 | 1.2765e-05 |  |  |  | 0.83 | 0.83 | 0.83 | 0.83 |  |  | 0.0010533 | 0.00027667 | 0.0010533 | 0.00027667 | NO | Effluent
110071514272 | DMR | 2023-2023 | 2023 | CUSHING VILLAGE | MAG912067 | Waste handling, treatment, and disposal - POTW | 0.032979 | 0.0015705 | 365 | 9.0355e-05 |  |  |  | 1 | 1 | 1 | 1 |  |  | 0.001269 | 0.00033333 | 0.001269 | 0.00033333 | NO | Effluent
110071710882 | DMR | 2023-2023 | 2023 | JEFFERSON TERMINAL SOUTH | TX0004669 | Waste handling, treatment, and disposal - Remediation or Monitoring | 0.075969 | 0.0036176 | 365 | 0.00020814 | 37.8162 | 37.8162 | 37.8162 | 0.0055039 | 0.0055039 | 0.0055039 | 0.095662 | 0.095662 | 0.095662 | 6.9846e-06 | 1.8346e-06 | 0.0001214 | 3.1887e-05 | NO | PlantFlow

## OES 1
FRS.ID | .source | Years_Reported | Reporting.Year | Facility.Name | NPDES.Permit.Number | OES | Total.Annual.Discharge..kg.yr. | Eco.21.day.release.kg.day | Days | Daily.release (kg/day) | Pick7Q10mld | Pick30Q5mld | PickHMmld | 7Q10 conc (ug/L) | 30Q5 conc (ug/L) | HMC (ug/L) | 7Q10 conc (ug/L) 21day | 30Q5 conc (ug/L) 21day | HMC (ug/L) 21day | RQ_chronic | RQ_acute | RQ.Chronic.21 | RQ.Acute.21 | Risk.flag | Flow.Source | Indirect.or.Direct.Discharger | Transfers.for.wastewater.treatment..non.POTW...kg. | On.site.Water.Release..kg.
110000494894 | DMR | 2019-2022 | 2021 | WESTLAKE US 2 LLC | LA0000761 | Manufacturing | 790.6378 | 37.6494 | 350 | 2.259 | 875.9554 | 875.9554 | 875.9554 | 2.5789 | 2.5789 | 2.5789 | 42.981 | 42.981 | 42.981 | 0.0032727 | 0.00085962 | 0.054544 | 0.014327 | NO | PlantFlow
110000494894 | TRI | 2019-2022 | 2020 | WESTLAKE US 2 LLC | LAJ660151 | Manufacturing | 14.9685 | 0.71279 | 350 | 0.042767 | 2310.2193 | 3261.2862 | 7270.1475 | 0.018512 | 0.013114 | 0.0058826 | 0.30854 | 0.21856 | 0.098043 | 2.3493e-05 | 6.1707e-06 | 0.00039154 | 0.00010285 | NO | Surrogate NHDPlus | Direct | 0 | 14.9685

## OES 2
FRS.ID | .source | Years_Reported | Reporting.Year | Facility.Name | NPDES.Permit.Number | OES | Total.Annual.Discharge..kg.yr. | Eco.21.day.release.kg.day | Days | Daily.release (kg/day) | Pick7Q10mld | Pick30Q5mld | PickHMmld | 7Q10 conc (ug/L) | 30Q5 conc (ug/L) | HMC (ug/L) | 7Q10 conc (ug/L) 21day | 30Q5 conc (ug/L) 21day | HMC (ug/L) 21day | RQ_chronic | RQ_acute | RQ.Chronic.21 | RQ.Acute.21 | Risk.flag | Flow.Source | Indirect.or.Direct.Discharger | Transfers.for.wastewater.treatment..non.POTW...kg. | On.site.Water.Release..kg.
110066943605 | TRI | 2019-2023 | 2019 | FREEPORT_OLIN BC |  | Manufacturing as a Byproduct | 9.9201 | 0.47238 | 350 | 0.028343 | 78.7963 | 124.7754 | 248.5341 | 0.3597 | 0.22715 | 0.11404 | 5.995 | 3.7859 | 1.9007 | 0.00045647 | 0.0001199 | 0.0076079 | 0.0019983 | NO | Surrogate NHDPlus | Indirect | 36.741 | 0

## OES 3
FRS.ID | .source | Years_Reported | Reporting.Year | Facility.Name | NPDES.Permit.Number | OES | Total.Annual.Discharge..kg.yr. | Eco.21.day.release.kg.day | Days | Daily.release (kg/day) | Pick7Q10mld | Pick30Q5mld | PickHMmld | 7Q10 conc (ug/L) | 30Q5 conc (ug/L) | HMC (ug/L) | 7Q10 conc (ug/L) 21day | 30Q5 conc (ug/L) 21day | HMC (ug/L) 21day | RQ_chronic | RQ_acute | RQ.Chronic.21 | RQ.Acute.21 | Risk.flag | Flow.Source | Indirect.or.Direct.Discharger | Transfers.for.wastewater.treatment..non.POTW...kg. | On.site.Water.Release..kg.
110000861755 | TRI | 2023-2023 | 2023 | BASF HOUSTON POLYURETHANE |  | Processing – Incorporation into Formulation, Mixture or Reaction Product | 226.7962 | 10.7998 | 250 | 0.90718 | 351.12 | 528.4605 | 674.8705 | 2.5837 | 1.7167 | 1.3442 | 30.7582 | 20.4364 | 16.0028 | 0.0032788 | 0.00086123 | 0.039033 | 0.010253 | NO | Surrogate NHDPlus | Direct | 226.7962 | 226.7962

## OES 4
FRS.ID | .source | Years_Reported | Reporting.Year | Facility.Name | NPDES.Permit.Number | OES | Total.Annual.Discharge..kg.yr. | Eco.21.day.release.kg.day | Days | Daily.release (kg/day) | Pick7Q10mld | Pick30Q5mld | PickHMmld | 7Q10 conc (ug/L) | 30Q5 conc (ug/L) | HMC (ug/L) | 7Q10 conc (ug/L) 21day | 30Q5 conc (ug/L) 21day | HMC (ug/L) 21day | RQ_chronic | RQ_acute | RQ.Chronic.21 | RQ.Acute.21 | Risk.flag | Flow.Source | Indirect.or.Direct.Discharger | Transfers.for.wastewater.treatment..non.POTW...kg. | On.site.Water.Release..kg.
110000817439 | DMR | 2019-2023 | 2020 | WASTE MANAGEMENT - GROWS FAIRLESS HILL LANDFILL | PA0043818 | Waste Handling, Treatment, and Disposal (Landfill) | 0.14483 | 0.0068965 | 365 | 0.00039678 | 0.052996 | 0.10758 | 0.081227 | 7.4871 | 3.6883 | 4.8849 | 130.1332 | 64.1059 | 84.9035 | 0.0095014 | 0.0024957 | 0.16514 | 0.043378 | NO | NHDPlus
110001847761 | DMR | 2019-2021 | 2020 | FOREST LAWN LANDFILL | MI0048631 | Waste Handling, Treatment, and Disposal (Landfill) | 0.055976 | 0.0026655 | 365 | 0.00015336 | 48.9558 | 78.7873 | 114.0536 | 0.0031326 | 0.0019465 | 0.0013446 | 0.054447 | 0.033832 | 0.023371 | 3.9754e-06 | 1.0442e-06 | 6.9095e-05 | 1.8149e-05 | NO | NHDPlus
110054919406 | DMR | 2019-2023 | 2023 | WARREN COUNTY - SANITARY LANDFILL | VAG830429 | Waste Handling, Treatment, and Disposal (Landfill) | 0.009235 | 0.00043976 | 365 | 2.5301e-05 |  |  |  | 1 | 1 | 1 | 1 |  |  | 0.001269 | 0.00033333 | 0.001269 | 0.00033333 | NO | Effluent
110070544905 | DMR | 2019-2023 | 2019 | ROCKINGHAM COUNTY LANDFILL | VAG830334 | Waste Handling, Treatment, and Disposal (Landfill) | 0.053779 | 0.0025609 | 365 | 0.00014734 | 10.085 | 17.126 | 22.245 | 0.01461 | 0.0086033 | 0.0066235 | 0.25393 | 0.14953 | 0.11512 | 1.8541e-05 | 4.87e-06 | 0.00032225 | 8.4645e-05 | NO | Surrogate NHDPlus

## OES 5
FRS.ID | .source | Years_Reported | Reporting.Year | Facility.Name | NPDES.Permit.Number | OES | Total.Annual.Discharge..kg.yr. | Eco.21.day.release.kg.day | Days | Daily.release (kg/day) | Pick7Q10mld | Pick30Q5mld | PickHMmld | 7Q10 conc (ug/L) | 30Q5 conc (ug/L) | HMC (ug/L) | 7Q10 conc (ug/L) 21day | 30Q5 conc (ug/L) 21day | HMC (ug/L) 21day | RQ_chronic | RQ_acute | RQ.Chronic.21 | RQ.Acute.21 | Risk.flag | Flow.Source | Indirect.or.Direct.Discharger | Transfers.for.wastewater.treatment..non.POTW...kg. | On.site.Water.Release..kg.
110000517637 | DMR | 2019-2019 | 2019 | VICTOR VALLEY WASTE WATER RA | CA0102822 | Waste Handling, Treatment, and Disposal (POTW) | 0.49044 | 0.023354 | 365 | 0.0013437 | 18.17 | 18.17 | 18.17 | 0.07395 | 0.07395 | 0.07395 | 1.2853 | 1.2853 | 1.2853 | 9.3846e-05 | 2.465e-05 | 0.0016311 | 0.00042844 | NO | PlantFlow
110000519920 | DMR | 2020-2023 | 2023 | NEVADA CITY WASTEWATER TREATMENT PLANT | CA0079901 | Waste Handling, Treatment, and Disposal (POTW) | 0.068742 | 0.0032734 | 365 | 0.00018833 | 1.4971 | 1.4971 | 1.4971 | 0.1258 | 0.1258 | 0.1258 | 2.1865 | 2.1865 | 2.1865 | 0.00015964 | 4.1932e-05 | 0.0027747 | 0.00072882 | NO | PlantFlow
110000525842 | DMR | 2019-2023 | 2023 | RIALTO WASTEWATER TREATMENT PLANT | CA0105295 | Waste Handling, Treatment, and Disposal (POTW) | 2.4338 | 0.1159 | 365 | 0.006668 | 24.6052 | 24.6052 | 24.6052 | 0.271 | 0.271 | 0.271 | 4.7102 | 4.7102 | 4.7102 | 0.00034391 | 9.0333e-05 | 0.0059775 | 0.0015701 | NO | PlantFlow
110000542896 | DMR | 2023-2023 | 2023 | STRODES CREEK STP | KY0037991 | Waste Handling, Treatment, and Disposal (POTW) | 0.6381 | 0.030386 | 365 | 0.0017482 | 15.461 | 15.461 | 15.461 | 0.11307 | 0.11307 | 0.11307 | 1.9653 | 1.9653 | 1.9653 | 0.00014349 | 3.7691e-05 | 0.0024941 | 0.00065511 | NO | PlantFlow
110000551082 | DMR | 2019-2021 | 2019 | PARIS STP | KY0090654 | Waste Handling, Treatment, and Disposal (POTW) | 8.2788 | 0.39423 | 365 | 0.022682 | 166.1317 | 256.4841 | 461.3483 | 0.13653 | 0.088433 | 0.049164 | 2.373 | 1.537 | 0.85451 | 0.00017326 | 4.5509e-05 | 0.0030114 | 0.000791 | NO | NHDPlus
110000557013 | DMR | 2020-2021 | 2020 | LONDON STP | KY0021270 | Waste Handling, Treatment, and Disposal (POTW) | 2.8349 | 0.13499 | 365 | 0.0077668 | 12.8961 | 12.8961 | 12.8961 | 0.60226 | 0.60226 | 0.60226 | 10.4679 | 10.4679 | 10.4679 | 0.00076429 | 0.00020075 | 0.013284 | 0.0034893 | NO | PlantFlow
110000571373 | DMR | 2019-2023 | 2020 | VALLEY CREEK WASTEWATER TREATMENT PLANT | KY0022039 | Waste Handling, Treatment, and Disposal (POTW) | 40.755 | 1.9407 | 365 | 0.11166 | 27.3139 | 44.8386 | 92.5555 | 4.0879 | 2.4902 | 1.2064 | 71.0523 | 43.2822 | 20.9681 | 0.0051877 | 0.0013626 | 0.090168 | 0.023684 | NO | NHDPlus
110000719045 | DMR | 2019-2020 | 2019 | RUSSELL COUNTY REGIONAL STP | KY0062995 | Waste Handling, Treatment, and Disposal (POTW) | 0.69629 | 0.033157 | 365 | 0.0019076 | 12.0562 | 20.3496 | 35.8772 | 0.15823 | 0.093743 | 0.053171 | 2.7502 | 1.6293 | 0.92417 | 0.0002008 | 5.2743e-05 | 0.0034901 | 0.00091672 | NO | NHDPlus
110000730451 | DMR | 2019-2023 | 2019 | CORNING WASTEWATER TREATMENT PLANT | CA0004995 | Waste Handling, Treatment, and Disposal (POTW) | 0.067779 | 0.0032276 | 365 | 0.0001857 | 13165.8359 | 17518.0098 | 32623.0773 | 1.4104e-05 | 1.06e-05 | 5.6921e-06 | 0.00024515 | 0.00018424 | 9.8935e-05 | 1.7899e-08 | 4.7014e-09 | 3.111e-07 | 8.1715e-08 | NO | NHDPlus
110000730460 | DMR | 2019-2019 | 2019 | SANTA ROSA WATER - LAGUNA TREATMENT PLANT | CA0022764 | Waste Handling, Treatment, and Disposal (POTW) | 11.2074 | 0.53368 | 365 | 0.030705 | 7.391 | 12.6846 | 45.9741 | 4.1544 | 2.4207 | 0.66788 | 72.2071 | 42.0735 | 11.6084 | 0.0052721 | 0.0013848 | 0.091633 | 0.024069 | NO | NHDPlus
110000730745 | DMR | 2020-2021 | 2020 | CITY OF RED BLUFF WASTEWATER RECLAMATION PLANT | CA0078891 | Waste Handling, Treatment, and Disposal (POTW) | 0.0011004 | 5.2399e-05 | 365 | 3.0147e-06 | 12065.4521 | 16101.5917 | 28442.8039 | 2.4986e-07 | 1.8723e-07 | 1.0599e-07 | 4.3429e-06 | 3.2543e-06 | 1.8423e-06 | 3.1709e-10 | 8.3288e-11 | 5.5113e-09 | 1.4476e-09 | NO | NHDPlus
110000730825 | DMR | 2019-2023 | 2023 | CALEXICO WASTE WATER PLANT | CA7000009 | Waste Handling, Treatment, and Disposal (POTW) | 0.18485 | 0.0088023 | 365 | 0.00050643 | 7.9442 | 7.9442 | 7.9442 | 0.063749 | 0.063749 | 0.063749 | 1.108 | 1.108 | 1.108 | 8.0899e-05 | 2.125e-05 | 0.0014061 | 0.00036934 | NO | PlantFlow
110000732208 | DMR | 2022-2023 | 2022 | GEORGETOWN STP #1 | KY0020150 | Waste Handling, Treatment, and Disposal (POTW) | 8.7727 | 0.41775 | 365 | 0.024035 | 96.9992 | 152.5183 | 295.7059 | 0.24778 | 0.15759 | 0.081279 | 4.3067 | 2.739 | 1.4127 | 0.00031445 | 8.2594e-05 | 0.0054654 | 0.0014356 | NO | NHDPlus
110000732226 | DMR | 2020-2020 | 2020 | VERSAILLES STP | KY0020621 | Waste Handling, Treatment, and Disposal (POTW) | 5.6366 | 0.26841 | 365 | 0.015443 | 8.0577 | 8.0577 | 8.0577 | 1.9165 | 1.9165 | 1.9165 | 33.3111 | 33.3111 | 33.3111 | 0.0024321 | 0.00063884 | 0.042273 | 0.011104 | NO | PlantFlow
110000732244 | DMR | 2019-2019 | 2019 | ASHLAND WASTEWATER TREATMENT PLANT | KY0022373 | Waste Handling, Treatment, and Disposal (POTW) | 24.0385 | 1.1447 | 365 | 0.065859 | 23.9461 | 23.9461 | 23.9461 | 2.7503 | 2.7503 | 2.7503 | 47.8028 | 47.8028 | 47.8028 | 0.0034902 | 0.00091677 | 0.060663 | 0.015934 | NO | PlantFlow
110000732253 | DMR | 2019-2021 | 2019 | RADCLIFF STP | KY0022390 | Waste Handling, Treatment, and Disposal (POTW) | 13.5217 | 0.64389 | 365 | 0.037046 | 9.9492 | 9.9492 | 9.9492 | 3.7235 | 3.7235 | 3.7235 | 64.7178 | 64.7178 | 64.7178 | 0.0047252 | 0.0012412 | 0.082129 | 0.021573 | NO | PlantFlow
110000732271 | DMR | 2019-2022 | 2021 | HITE CREEK WQTC MSD | KY0022420 | Waste Handling, Treatment, and Disposal (POTW) | 14.7029 | 0.70014 | 365 | 0.040282 | 16.7585 | 16.7585 | 16.7585 | 2.4037 | 2.4037 | 2.4037 | 41.778 | 41.778 | 41.778 | 0.0030503 | 0.00080122 | 0.053018 | 0.013926 | NO | PlantFlow
110000732299 | DMR | 2023-2023 | 2023 | FRANKFORT MUNICIPAL STP | KY0022861 | Waste Handling, Treatment, and Disposal (POTW) | 13.4008 | 0.63813 | 365 | 0.036714 | 3559.6935 | 4951.8093 | 11003.0045 | 0.010314 | 0.0074144 | 0.0033368 | 0.17927 | 0.12887 | 0.057996 | 1.3089e-05 | 3.438e-06 | 0.0002275 | 5.9755e-05 | NO | NHDPlus
110000732324 | DMR | 2019-2020 | 2019 | HARRODSBURG WWTP EXPANSION | KY0027421 | Waste Handling, Treatment, and Disposal (POTW) | 1.807 | 0.086049 | 365 | 0.0049508 | 7.3011 | 7.3011 | 10.2654 | 0.67809 | 0.67809 | 0.48228 | 11.7858 | 11.7858 | 8.3824 | 0.00086052 | 0.00022603 | 0.014957 | 0.0039286 | NO | NHDPlus
110000732351 | DMR | 2021-2023 | 2021 | DANVILLE STP | KY0057193 | Waste Handling, Treatment, and Disposal (POTW) | 25.3164 | 1.2055 | 365 | 0.06936 | 21.1467 | 21.1467 | 22.6932 | 3.2799 | 3.2799 | 3.0564 | 57.0086 | 57.0086 | 53.1235 | 0.0041624 | 0.0010933 | 0.072346 | 0.019003 | NO | NHDPlus
110000732379 | DMR | 2019-2023 | 2019 | DEREK R GUTHRIE WQTC MSD | KY0078956 | Waste Handling, Treatment, and Disposal (POTW) | 212.6892 | 10.1281 | 365 | 0.58271 | 85437.1826 | 106675.8191 | 241564.2972 | 0.0068203 | 0.0054624 | 0.0024122 | 0.11854 | 0.094942 | 0.041927 | 8.6552e-06 | 2.2734e-06 | 0.00015044 | 3.9515e-05 | NO | NHDPlus
110000734616 | DMR | 2021-2021 | 2021 | FALLON WASTEWATER TREATMENT PLANT | NV0020061 | Waste Handling, Treatment, and Disposal (POTW) | 3.592 | 0.17105 | 365 | 0.009841 | 4.4889 | 4.4889 | 4.4889 | 2.1923 | 2.1923 | 2.1923 | 38.1045 | 38.1045 | 38.1045 | 0.0027821 | 0.00073077 | 0.048356 | 0.012701 | NO | PlantFlow
110000736730 | DMR | 2019-2023 | 2019 | RUSSELLVILLE STP | KY0020877 | Waste Handling, Treatment, and Disposal (POTW) | 1.4202 | 0.067629 | 365 | 0.003891 | 7.5312 | 12.9169 | 22.5093 | 0.51665 | 0.30123 | 0.17286 | 8.9799 | 5.2357 | 3.0045 | 0.00065565 | 0.00017222 | 0.011396 | 0.0029933 | NO | NHDPlus
110000736776 | DMR | 2020-2020 | 2020 | CAMPBELLSVILLE STP | KY0054437 | Waste Handling, Treatment, and Disposal (POTW) | 2.0067 | 0.095555 | 365 | 0.0054977 | 10.7776 | 10.7776 | 10.7776 | 0.5101 | 0.5101 | 0.5101 | 8.8661 | 8.8661 | 8.8661 | 0.00064734 | 0.00017003 | 0.011251 | 0.0029554 | NO | PlantFlow
110000737123 | DMR | 2019-2021 | 2019 | WASHINGTON WWTP | MO0025810 | Waste Handling, Treatment, and Disposal (POTW) | 25.5732 | 1.2178 | 365 | 0.070063 | 120321.1525 | 148492.6504 | 258975.9875 | 0.0005823 | 0.00047183 | 0.00027054 | 0.010121 | 0.0082009 | 0.0047022 | 7.3896e-07 | 1.941e-07 | 1.2844e-05 | 3.3737e-06 | NO | NHDPlus
110000759723 | DMR | 2020-2021 | 2020 | GREENUP JOINT SEWER AGENCY | KY0033553 | Waste Handling, Treatment, and Disposal (POTW) | 1.3815 | 0.065787 | 365 | 0.003785 | 2.1629 | 3.8704 | 5.8391 | 1.75 | 0.97793 | 0.64822 | 30.4158 | 16.9974 | 11.2667 | 0.0022208 | 0.00058332 | 0.038599 | 0.010139 | NO | NHDPlus
110000759741 | DMR | 2021-2023 | 2021 | GEORGETOWN STP #2 | KY0082007 | Waste Handling, Treatment, and Disposal (POTW) | 4.5728 | 0.21775 | 365 | 0.012528 | 5.2318 | 5.2318 | 5.2318 | 2.3946 | 2.3946 | 2.3946 | 41.6211 | 41.6211 | 41.6211 | 0.0030389 | 0.00079821 | 0.052819 | 0.013874 | NO | PlantFlow
110000761104 | DMR | 2019-2019 | 2019 | MAYSVILLE STP | KY0020257 | Waste Handling, Treatment, and Disposal (POTW) | 0.46972 | 0.022368 | 365 | 0.0012869 | 5.0881 | 5.0881 | 5.0881 | 0.25292 | 0.25292 | 0.25292 | 4.3961 | 4.3961 | 4.3961 | 0.00032097 | 8.4308e-05 | 0.0055788 | 0.0014654 | NO | PlantFlow
110001057533 | DMR | 2019-2023 | 2023 | SOUTHERN ALLEGHENIES LDFL | PA0093866 | Waste Handling, Treatment, and Disposal (POTW) | 0.28685 | 0.013659 | 365 | 0.00078588 | 326.798 | 493.0562 | 864.1648 | 0.0024048 | 0.0015939 | 0.00090941 | 0.041797 | 0.027703 | 0.015806 | 3.0518e-06 | 8.016e-07 | 5.3042e-05 | 1.3932e-05 | NO | NHDPlus
110001103911 | DMR | 2021-2021 | 2021 | DISCOVERY BAY WWTP | CA0078590 | Waste Handling, Treatment, and Disposal (POTW) | 0.10363 | 0.0049348 | 365 | 0.00028392 | 7.9442 | 7.9442 | 7.9442 | 0.035739 | 0.035739 | 0.035739 | 0.62118 | 0.62118 | 0.62118 | 4.5354e-05 | 1.1913e-05 | 0.0007883 | 0.00020706 | NO | PlantFlow
110001123276 | DMR | 2019-2021 | 2019 | GLASGOW STP | KY0021164 | Waste Handling, Treatment, and Disposal (POTW) | 5.2014 | 0.24769 | 365 | 0.014251 | 8.2847 | 8.2847 | 8.2847 | 1.7201 | 1.7201 | 1.7201 | 29.8971 | 29.8971 | 29.8971 | 0.0021829 | 0.00057337 | 0.03794 | 0.0099657 | NO | PlantFlow
110001177958 | DMR | 2019-2019 | 2019 | NILAND SD WWTP | CA0104451 | Waste Handling, Treatment, and Disposal (POTW) | 0.041446 | 0.0019736 | 365 | 0.00011355 | 0.37854 | 0.37854 | 0.37854 | 0.29997 | 0.29997 | 0.29997 | 5.2137 | 5.2137 | 5.2137 | 0.00038067 | 9.9989e-05 | 0.0066164 | 0.0017379 | NO | PlantFlow
110001512603 | DMR | 2019-2023 | 2019 | US AIR FORCE OFFUTT AFB NE | NE0121789 | Waste Handling, Treatment, and Disposal (POTW) | 0.022815 | 0.0010864 | 365 | 6.2506e-05 | 0.11885 | 0.23472 | 0.35188 | 0.52595 | 0.2663 | 0.17764 | 9.1414 | 4.6286 | 3.0875 | 0.00066744 | 0.00017532 | 0.011601 | 0.0030471 | NO | NHDPlus
110001855635 | DMR | 2020-2022 | 2020 | BENTON STP | KY0021172 | Waste Handling, Treatment, and Disposal (POTW) | 5.7748 | 0.27499 | 365 | 0.015821 | 74.5531 | 118.2787 | 289.2501 | 0.21222 | 0.13376 | 0.054698 | 3.6885 | 2.3249 | 0.9507 | 0.00026931 | 7.0738e-05 | 0.0046808 | 0.0012295 | NO | NHDPlus
110002041380 | DMR | 2020-2022 | 2021 | MADISONVILLE STP WEST SIDE | KY0098043 | Waste Handling, Treatment, and Disposal (POTW) | 19.3724 | 0.9225 | 365 | 0.053075 | 19.0283 | 19.0283 | 19.0283 | 2.7893 | 2.7893 | 2.7893 | 48.4803 | 48.4803 | 48.4803 | 0.0035397 | 0.00092976 | 0.061523 | 0.01616 | NO | PlantFlow
110002043217 | DMR | 2019-2023 | 2019 | CALIPATRIA WWTP | CA0105015 | Waste Handling, Treatment, and Disposal (POTW) | 0.0041446 | 0.00019736 | 365 | 1.1355e-05 | 2.3848 | 2.3848 | 2.3848 | 0.0047614 | 0.0047614 | 0.0047614 | 0.082757 | 0.082757 | 0.082757 | 6.0424e-06 | 1.5871e-06 | 0.00010502 | 2.7586e-05 | NO | PlantFlow
110002311551 | DMR | 2019-2021 | 2019 | FEDERAL PACIFIC ELEC ODELL DAM | SC0047813 | Waste Handling, Treatment, and Disposal (POTW) | 0.0012577 | 5.9889e-05 | 365 | 3.4456e-06 | 1.4992 | 2.7164 | 3.3202 | 0.0022983 | 0.0012685 | 0.0010378 | 0.039947 | 0.022047 | 0.018037 | 2.9166e-06 | 7.6611e-07 | 5.0694e-05 | 1.3316e-05 | NO | NHDPlus
110003250277 | DMR | 2019-2019 | 2019 | AUBURN WWTP | KY0021202 | Waste Handling, Treatment, and Disposal (POTW) | 0.22104 | 0.010526 | 365 | 0.0006056 | 12.1207 | 20.4548 | 36.5157 | 0.049964 | 0.029607 | 0.016585 | 0.86842 | 0.51459 | 0.28826 | 6.3406e-05 | 1.6655e-05 | 0.0011021 | 0.00028947 | NO | NHDPlus
110003251427 | DMR | 2019-2021 | 2019 | FLEMINGSBURG STP | KY0021229 | Waste Handling, Treatment, and Disposal (POTW) | 0.47524 | 0.022631 | 365 | 0.001302 | 3.4468 | 6.0709 | 9.6062 | 0.37775 | 0.21447 | 0.13554 | 6.5657 | 3.7277 | 2.3558 | 0.00047938 | 0.00012592 | 0.0083321 | 0.0021886 | NO | NHDPlus
110005726802 | DMR | 2019-2020 | 2020 | SAND ISLAND WASTE WATER TREATMENT PLANT | HI0020117 | Waste Handling, Treatment, and Disposal (POTW) | 10.4299 | 0.49666 | 365 | 0.028575 | 226.0268 | 226.0268 | 226.0268 | 0.12642 | 0.12642 | 0.12642 | 2.1974 | 2.1974 | 2.1974 | 0.00016044 | 4.2141e-05 | 0.0027885 | 0.00073245 | NO | PlantFlow
110006367136 | DMR | 2020-2023 | 2023 | PADUCAH/MCCRACKEN COUNTY JSA - REIDLAND | KY0025810 | Waste Handling, Treatment, and Disposal (POTW) | 0.81786 | 0.038946 | 365 | 0.0022407 | 2.1185 | 2.7017 | 3.9179 | 1.0577 | 0.82937 | 0.57191 | 18.3841 | 14.4153 | 9.9404 | 0.0013423 | 0.00035257 | 0.02333 | 0.006128 | NO | NHDPlus
110006644872 | DMR | 2019-2023 | 2019 | PIKEVILLE WWTP | KY0025291 | Waste Handling, Treatment, and Disposal (POTW) | 7.6502 | 0.36429 | 365 | 0.020959 | 795.3083 | 1164.176 | 2321.866 | 0.026354 | 0.018004 | 0.009027 | 0.45806 | 0.31292 | 0.1569 | 3.3444e-05 | 8.7846e-06 | 0.00058129 | 0.00015269 | NO | NHDPlus
110006749162 | DMR | 2020-2021 | 2020 | IRVINE STP | KY0025909 | Waste Handling, Treatment, and Disposal (POTW) | 0.63481 | 0.030229 | 365 | 0.0017392 | 1570.9354 | 2246.9291 | 5637.3173 | 0.0011071 | 0.00077404 | 0.00030852 | 0.019243 | 0.013454 | 0.0053623 | 1.405e-06 | 3.6904e-07 | 2.442e-05 | 6.4142e-06 | NO | NHDPlus
110006751737 | DMR | 2019-2021 | 2020 | WILLIAMSBURG STP | KY0028347 | Waste Handling, Treatment, and Disposal (POTW) | 5.4674 | 0.26035 | 365 | 0.014979 | 954.7644 | 1388.9315 | 3345.5643 | 0.015689 | 0.010785 | 0.0044773 | 0.27269 | 0.18745 | 0.07782 | 1.991e-05 | 5.2296e-06 | 0.00034605 | 9.0896e-05 | NO | NHDPlus
110009547222 | DMR | 2019-2019 | 2019 | LOMPOC WASTEWATER PLANT | CA0048127 | Waste Handling, Treatment, and Disposal (POTW) | 2.1206 | 0.10098 | 365 | 0.00581 | 11.8943 | 11.8943 | 11.8943 | 0.48847 | 0.48847 | 0.48847 | 8.4901 | 8.4901 | 8.4901 | 0.00061988 | 0.00016282 | 0.010774 | 0.00283 | NO | PlantFlow
110009696356 | DMR | 2019-2023 | 2019 | COLUMBIA/ADAIR COUNTY STP | KY0024317 | Waste Handling, Treatment, and Disposal (POTW) | 4.6419 | 0.22104 | 365 | 0.012718 | 68.6791 | 109.2641 | 237.5141 | 0.18517 | 0.11639 | 0.053545 | 3.2185 | 2.023 | 0.93066 | 0.00023499 | 6.1725e-05 | 0.0040844 | 0.0010728 | NO | NHDPlus
110009933402 | DMR | 2020-2021 | 2021 | JERRY L RILEY STP | KY0104027 | Waste Handling, Treatment, and Disposal (POTW) | 1.6219 | 0.077234 | 365 | 0.0044436 | 332.3037 | 501.0782 | 1140.3324 | 0.013372 | 0.0088681 | 0.0038968 | 0.23242 | 0.15414 | 0.067729 | 1.697e-05 | 4.4574e-06 | 0.00029495 | 7.7473e-05 | NO | NHDPlus
110009933484 | DMR | 2019-2020 | 2019 | RICHMOND SILVER CREEK STP | KY0103357 | Waste Handling, Treatment, and Disposal (POTW) | 3.2328 | 0.15394 | 365 | 0.0088569 | 34.7057 | 56.511 | 101.5829 | 0.2552 | 0.15673 | 0.087189 | 4.4356 | 2.7241 | 1.5154 | 0.00032386 | 8.5067e-05 | 0.005629 | 0.0014785 | NO | NHDPlus
110009937499 | DMR | 2019-2020 | 2019 | GUTHRIE STP | KY0063649 | Waste Handling, Treatment, and Disposal (POTW) | 1.0534 | 0.050163 | 365 | 0.0028861 | 8.0779 | 13.8215 | 24.3198 | 0.35728 | 0.20881 | 0.11867 | 6.2099 | 3.6293 | 2.0626 | 0.0004534 | 0.00011909 | 0.0078806 | 0.00207 | NO | NHDPlus
110009938265 | DMR | 2019-2020 | 2019 | BURKESVILLE WWTP | KY0036854 | Waste Handling, Treatment, and Disposal (POTW) | 0.31347 | 0.014927 | 365 | 0.00085882 | 9018.7878 | 12155.4548 | 21451.0312 | 9.5225e-05 | 7.0653e-05 | 4.0036e-05 | 0.0016551 | 0.001228 | 0.00069587 | 1.2084e-07 | 3.1742e-08 | 2.1004e-06 | 5.517e-07 | NO | NHDPlus
110009938470 | DMR | 2021-2021 | 2021 | RED RIVER WWTP | KY0034428 | Waste Handling, Treatment, and Disposal (POTW) | 3.9719 | 0.18914 | 365 | 0.010882 | 3.2382 | 3.2382 | 3.2382 | 3.3605 | 3.3605 | 3.3605 | 58.408 | 58.408 | 58.408 | 0.0042645 | 0.0011202 | 0.074122 | 0.019469 | NO | PlantFlow
110009938719 | DMR | 2019-2019 | 2019 | EDDYVILLE STP | KY0027979 | Waste Handling, Treatment, and Disposal (POTW) | 1.8616 | 0.088648 | 365 | 0.0051003 | 1.8821 | 3.3839 | 5.4555 | 2.7099 | 1.5072 | 0.9349 | 47.1007 | 26.1972 | 16.2494 | 0.003439 | 0.0009033 | 0.059772 | 0.0157 | NO | NHDPlus
110009938737 | DMR | 2019-2019 | 2019 | KENTUCKY AMERICAN WATER CO - NORTHERN STP | KY0028312 | Waste Handling, Treatment, and Disposal (POTW) | 0.65795 | 0.031331 | 365 | 0.0018026 | 2.374 | 4.2347 | 6.4891 | 0.75931 | 0.42567 | 0.27779 | 13.1975 | 7.3986 | 4.8283 | 0.00096359 | 0.0002531 | 0.016748 | 0.0043992 | NO | NHDPlus
110009938808 | DMR | 2019-2021 | 2019 | MANCHESTER STP | KY0029122 | Waste Handling, Treatment, and Disposal (POTW) | 3.4469 | 0.16414 | 365 | 0.0094436 | 90.033 | 141.9242 | 342.9752 | 0.10489 | 0.06654 | 0.027534 | 1.8231 | 1.1565 | 0.47857 | 0.00013311 | 3.4963e-05 | 0.0023136 | 0.0006077 | NO | NHDPlus
110010059649 | DMR | 2022-2023 | 2022 | LOLETA WWTF | CA0023671 | Waste Handling, Treatment, and Disposal (POTW) | 0.068385 | 0.0032565 | 365 | 0.00018736 | 0.3946 | 0.74817 | 2.2748 | 0.4748 | 0.25042 | 0.082361 | 8.2526 | 4.3526 | 1.4315 | 0.00060254 | 0.00015827 | 0.010473 | 0.0027509 | NO | NHDPlus
110010731262 | DMR | 2020-2023 | 2022 | WAILUA WASTEWATER TREATMENT PLANT | HI0020257 | Waste Handling, Treatment, and Disposal (POTW) | 0.4081 | 0.019433 | 365 | 0.0011181 | 1.7451 | 1.7451 | 1.7451 | 0.64071 | 0.64071 | 0.64071 | 11.1362 | 11.1362 | 11.1362 | 0.00081309 | 0.00021357 | 0.014132 | 0.0037121 | NO | PlantFlow
110010910700 | DMR | 2019-2022 | 2019 | LYNDONVILLE WATER TREATMENT PLANT | VT0101249 | Waste Handling, Treatment, and Disposal (POTW) | 0.70401 | 0.033524 | 365 | 0.0019288 | 133.7339 | 207.9951 | 305.0926 | 0.014423 | 0.0092733 | 0.006322 | 0.25068 | 0.16118 | 0.10988 | 1.8303e-05 | 4.8075e-06 | 0.00031812 | 8.356e-05 | NO | NHDPlus
110011373637 | DMR | 2021-2021 | 2021 | JACKSON WWTP | CA0079391 | Waste Handling, Treatment, and Disposal (POTW) | 0.15199 | 0.0072376 | 365 | 0.00041641 | 2.0831 | 2.0831 | 2.0831 | 0.1999 | 0.1999 | 0.1999 | 3.4744 | 3.4744 | 3.4744 | 0.00025367 | 6.6632e-05 | 0.0044091 | 0.0011581 | NO | PlantFlow
110012330520 | DMR | 2020-2020 | 2020 | CITY OF SAFFORD - GILA RESOURCES WRP | AZ0024911 | Waste Handling, Treatment, and Disposal (POTW) | 0.28321 | 0.013486 | 365 | 0.00077593 | 2.6965 | 2.6965 | 2.6965 | 0.28776 | 0.28776 | 0.28776 | 5.0015 | 5.0015 | 5.0015 | 0.00036517 | 9.5918e-05 | 0.006347 | 0.0016672 | NO | PlantFlow
110013128169 | DMR | 2023-2023 | 2023 | DATE GARDENS MOBILE HOME PARK | CA0104841 | Waste Handling, Treatment, and Disposal (POTW) | 0.0020723 | 9.868e-05 | 365 | 5.6775e-06 | 0.075708 | 0.075708 | 0.075708 | 0.074992 | 0.074992 | 0.074992 | 1.3034 | 1.3034 | 1.3034 | 9.5167e-05 | 2.4997e-05 | 0.0016541 | 0.00043448 | NO | PlantFlow
110013680837 | DMR | 2020-2020 | 2020 | EASTERN REGIONAL STP | KY0105031 | Waste Handling, Treatment, and Disposal (POTW) | 0.00075293 | 3.5854e-05 | 365 | 2.0628e-06 | 4.4261 | 4.4261 | 6.2056 | 0.00046606 | 0.00046606 | 0.00033241 | 0.0081006 | 0.0081006 | 0.0057776 | 5.9145e-07 | 1.5535e-07 | 1.028e-05 | 2.7002e-06 | NO | NHDPlus
110013786698 | DMR | 2021-2023 | 2021 | HAWAII COUNTY HILO WWTP | HI0021377 | Waste Handling, Treatment, and Disposal (POTW) | 2.3058 | 0.1098 | 365 | 0.0063172 | 11.924 | 11.924 | 11.924 | 0.52978 | 0.52978 | 0.52978 | 9.2081 | 9.2081 | 9.2081 | 0.00067231 | 0.00017659 | 0.011685 | 0.0030694 | NO | PlantFlow
110013848453 | DMR | 2019-2023 | 2023 | SANTA CRUZ WASTEWATER TREATMENT PLANT | CA0048194 | Waste Handling, Treatment, and Disposal (POTW) | 2.5934 | 0.1235 | 365 | 0.0071053 | 31.8826 | 31.8826 | 31.8826 | 0.22286 | 0.22286 | 0.22286 | 3.8735 | 3.8735 | 3.8735 | 0.00028282 | 7.4286e-05 | 0.0049156 | 0.0012912 | NO | PlantFlow
110015632216 | DMR | 2019-2023 | 2019 | CARROLLTON REGIONAL WWTP | KY0104931 | Waste Handling, Treatment, and Disposal (POTW) | 5.8715 | 0.27959 | 365 | 0.016086 | 4567.7733 | 6300.4792 | 14278.1849 | 0.0035217 | 0.0025532 | 0.0011266 | 0.06121 | 0.044377 | 0.019582 | 4.4691e-06 | 1.1739e-06 | 7.7678e-05 | 2.0403e-05 | NO | NHDPlus
110016759444 | DMR | 2019-2021 | 2019 | NORTHERN MADISON COUNTY SANITATION DISTRICT | KY0105376 | Waste Handling, Treatment, and Disposal (POTW) | 0.97398 | 0.04638 | 365 | 0.0026684 | 2460.465 | 3465.9511 | 8097.3612 | 0.0010845 | 0.0007699 | 0.00032954 | 0.01885 | 0.013382 | 0.0057278 | 1.3763e-06 | 3.6151e-07 | 2.3921e-05 | 6.2833e-06 | NO | NHDPlus
110020728943 | DMR | 2019-2019 | 2019 | HONOULIULI WWTP | HI0020877 | Waste Handling, Treatment, and Disposal (POTW) | 0.25944 | 0.012354 | 365 | 0.0007108 | 149.3571 | 149.3571 | 149.3571 | 0.0047591 | 0.0047591 | 0.0047591 | 0.082717 | 0.082717 | 0.082717 | 6.0395e-06 | 1.5864e-06 | 0.00010497 | 2.7572e-05 | NO | PlantFlow
110020737540 | DMR | 2021-2023 | 2023 | CYNTHIANA STP (NEW) | KY0105856 | Waste Handling, Treatment, and Disposal (POTW) | 2.9323 | 0.13963 | 365 | 0.0080337 | 3.3101 | 3.3101 | 3.3101 | 2.427 | 2.427 | 2.427 | 42.184 | 42.184 | 42.184 | 0.00308 | 0.00080901 | 0.053533 | 0.014061 | NO | PlantFlow
110020941383 | DMR | 2019-2021 | 2019 | SHEPHERDSVILLE STP | KY0027359 | Waste Handling, Treatment, and Disposal (POTW) | 2.3486 | 0.11184 | 365 | 0.0064345 | 437.9677 | 654.2372 | 1656.1168 | 0.014692 | 0.0098351 | 0.0038853 | 0.25536 | 0.17094 | 0.06753 | 1.8644e-05 | 4.8972e-06 | 0.00032406 | 8.5119e-05 | NO | NHDPlus
110022302417 | DMR | 2020-2020 | 2020 | NAVY PUBLIC WORKS CENTER | HI0110086 | Waste Handling, Treatment, and Disposal (POTW) | 3.8683 | 0.1842 | 365 | 0.010598 | 18.5485 | 18.5485 | 18.5485 | 0.57137 | 0.57137 | 0.57137 | 9.9309 | 9.9309 | 9.9309 | 0.00072508 | 0.00019046 | 0.012603 | 0.0033103 | NO | PlantFlow
110022905588 | DMR | 2020-2022 | 2022 | OHIO RIVER WWTP | KY0106143 | Waste Handling, Treatment, and Disposal (POTW) | 2.7561 | 0.13124 | 365 | 0.0075511 | 81894.9747 | 102400.3936 | 234591.1289 | 9.2204e-05 | 7.3741e-05 | 3.2188e-05 | 0.0016026 | 0.0012817 | 0.00055946 | 1.1701e-07 | 3.0735e-08 | 2.0338e-06 | 5.342e-07 | NO | NHDPlus
110023140420 | DMR | 2023-2023 | 2023 | FALMOUTH STP (NEW) | KY0106267 | Waste Handling, Treatment, and Disposal (POTW) | 1.4194 | 0.067591 | 365 | 0.0038888 | 2355.0663 | 3322.423 | 6773.2192 | 0.0016512 | 0.0011705 | 0.00057414 | 0.0287 | 0.020344 | 0.0099791 | 2.0955e-06 | 5.5041e-07 | 3.6421e-05 | 9.5667e-06 | NO | NHDPlus
110024409344 | DMR | 2020-2023 | 2023 | TUBA CITY WWTP | NN0020290 | Waste Handling, Treatment, and Disposal (POTW) | 1.2318 | 0.058657 | 365 | 0.0033748 | 4.0477 | 7.0905 | 33.3894 | 0.83374 | 0.47596 | 0.10107 | 14.4913 | 8.2726 | 1.7567 | 0.0010581 | 0.00027791 | 0.01839 | 0.0048304 | NO | NHDPlus
110024409362 | DMR | 2023-2023 | 2023 | SHIPROCK WWTF | NN0020621 | Waste Handling, Treatment, and Disposal (POTW) | 0.80348 | 0.038261 | 365 | 0.0022013 | 2.3833 | 2.3833 | 2.3833 | 0.92366 | 0.92366 | 0.92366 | 16.054 | 16.054 | 16.054 | 0.0011722 | 0.00030789 | 0.020373 | 0.0053513 | NO | PlantFlow
110024409433 | DMR | 2020-2023 | 2022 | WINDOW ROCK WASTEWATER TREATMENT FACILITY | NN0021555 | Waste Handling, Treatment, and Disposal (POTW) | 1.1605 | 0.055261 | 365 | 0.0031794 | 4.0477 | 7.0905 | 33.3894 | 0.78548 | 0.44841 | 0.095222 | 13.6523 | 7.7937 | 1.655 | 0.0009968 | 0.00026183 | 0.017325 | 0.0045508 | NO | NHDPlus
110027858432 | DMR | 2021-2021 | 2021 | COPPER COVE WWRF | CA0084620 | Waste Handling, Treatment, and Disposal (POTW) | 0.3364 | 0.016019 | 365 | 0.00092165 | 0.6431 | 0.6431 | 0.6431 | 1.4331 | 1.4331 | 1.4331 | 24.9091 | 24.9091 | 24.9091 | 0.0018187 | 0.00047771 | 0.031611 | 0.008303 | NO | PlantFlow
110030443544 | DMR | 2020-2020 | 2020 | BATH COUNTY INDUSTRIAL PARK | KY0106887 | Waste Handling, Treatment, and Disposal (POTW) | 0.086345 | 0.0041117 | 365 | 0.00023656 | 62.0737 | 99.0954 | 218.271 | 0.003811 | 0.0023872 | 0.0010838 | 0.066239 | 0.041492 | 0.018838 | 4.8363e-06 | 1.2703e-06 | 8.4059e-05 | 2.208e-05 | NO | NHDPlus
110030476465 | DMR | 2019-2019 | 2019 | BRAWLEY WASTEWATER TREATMENT PLANT | CA0104523 | Waste Handling, Treatment, and Disposal (POTW) | 0.04186 | 0.0019933 | 365 | 0.00011469 | 11.7272 | 11.7272 | 11.7272 | 0.0097795 | 0.0097795 | 0.0097795 | 0.16998 | 0.16998 | 0.16998 | 1.241e-05 | 3.2598e-06 | 0.00021571 | 5.6659e-05 | NO | PlantFlow
110031112659 | DMR | 2022-2023 | 2022 | RICHMOND OTTER CREEK STP | KY0107107 | Waste Handling, Treatment, and Disposal (POTW) | 34.4483 | 1.6404 | 365 | 0.094379 | 18.5365 | 20.198 | 35.8871 | 5.0915 | 4.6727 | 2.6299 | 88.4955 | 81.2156 | 45.7099 | 0.0064613 | 0.0016972 | 0.1123 | 0.029498 | NO | NHDPlus
110034247580 | DMR | 2019-2023 | 2020 | CITY OF KINGSVILLE 3.0 MGD WASTEWATER TREATMENT PLANT | TX0023418 | Waste Handling, Treatment, and Disposal (POTW) | 121.4245 | 5.7821 | 365 | 0.33267 | 11.3489 | 12.0782 | 17.1473 | 29.313 | 27.5429 | 19.4007 | 509.4883 | 478.722 | 337.202 | 0.037199 | 0.009771 | 0.64656 | 0.16983 | NO | NHDPlus
110039639736 | DMR | 2020-2021 | 2021 | NORTHERN KY SANITATION DISTRICT 1 DRY CREEK WWTP | KY0021466 | Waste Handling, Treatment, and Disposal (POTW) | 22.3669 | 1.0651 | 365 | 0.061279 | 2229.367 | 3150.9633 | 6792.5554 | 0.027487 | 0.019448 | 0.0090215 | 0.47775 | 0.33802 | 0.1568 | 3.4882e-05 | 9.1624e-06 | 0.00060629 | 0.00015925 | NO | NHDPlus
110039705049 | DMR | 2021-2021 | 2021 | LANCASTER STP | KY0020974 | Waste Handling, Treatment, and Disposal (POTW) | 3.2701 | 0.15572 | 365 | 0.0089591 | 1.8385 | 1.8385 | 2.2069 | 4.873 | 4.873 | 4.0596 | 84.6974 | 84.6974 | 70.5589 | 0.006184 | 0.0016243 | 0.10748 | 0.028232 | NO | NHDPlus
110039705361 | DMR | 2019-2021 | 2019 | MOUNT STERLING HINKSTON CREEK STP | KY0104400 | Waste Handling, Treatment, and Disposal (POTW) | 11.0867 | 0.52794 | 365 | 0.030375 | 8.608 | 14.6968 | 24.5973 | 3.5286 | 2.0667 | 1.2349 | 61.3312 | 35.922 | 21.4634 | 0.004478 | 0.0011762 | 0.077832 | 0.020444 | NO | NHDPlus
110039757992 | DMR | 2021-2022 | 2021 | HANGTOWN CREEK WWTP | CAC439621 | Waste Handling, Treatment, and Disposal (POTW) | 0.11951 | 0.0056909 | 365 | 0.00032742 | 1.3453 | 2.4466 | 5.6151 | 0.24338 | 0.13383 | 0.058311 | 4.2301 | 2.3261 | 1.0135 | 0.00030885 | 8.1126e-05 | 0.0053682 | 0.00141 | NO | Surrogate NHDPlus
110039782349 | DMR | 2021-2022 | 2021 | WOODLAND WPCF | CA0077950 | Waste Handling, Treatment, and Disposal (POTW) | 0.36661 | 0.017457 | 365 | 0.0010044 | 14.148 | 14.148 | 14.148 | 0.070993 | 0.070993 | 0.070993 | 1.2339 | 1.2339 | 1.2339 | 9.0092e-05 | 2.3664e-05 | 0.0015659 | 0.00041131 | NO | PlantFlow
110039801462 | DMR | 2022-2022 | 2022 | MANTECA WWQCF | CA0081558 | Waste Handling, Treatment, and Disposal (POTW) | 0.27097 | 0.012903 | 365 | 0.00074237 | 3561.3529 | 4954.0391 | 8930.0772 | 0.00020845 | 0.00014985 | 8.3132e-05 | 0.0036231 | 0.0026046 | 0.0014449 | 2.6453e-07 | 6.9484e-08 | 4.5978e-06 | 1.2077e-06 | NO | NHDPlus
110039994897 | DMR | 2019-2021 | 2021 | HOPKINSVILLE HAMMOND WOOD STP | KY0066532 | Waste Handling, Treatment, and Disposal (POTW) | 13.052 | 0.62152 | 365 | 0.035759 | 31.5134 | 51.4817 | 103.8165 | 1.1347 | 0.69459 | 0.34444 | 19.7224 | 12.0727 | 5.9867 | 0.00144 | 0.00037824 | 0.025028 | 0.0065741 | NO | NHDPlus
110039998214 | DMR | 2019-2023 | 2020 | RWRA MAX RHOADS WWTP | KY0020095 | Waste Handling, Treatment, and Disposal (POTW) | 49.9559 | 2.3789 | 365 | 0.13687 | 83926.5368 | 104853.2298 | 243042.781 | 0.0016308 | 0.0013053 | 0.00056313 | 0.028344 | 0.022687 | 0.0097878 | 2.0695e-06 | 5.4359e-07 | 3.597e-05 | 9.4482e-06 | NO | NHDPlus
110040000398 | DMR | 2020-2021 | 2020 | BEREA MUNICIPAL UTILITIES WWTP | KY0079898 | Waste Handling, Treatment, and Disposal (POTW) | 2.848 | 0.13562 | 365 | 0.0078028 | 22.1588 | 36.6357 | 64.7214 | 0.35213 | 0.21298 | 0.12056 | 6.1203 | 3.7018 | 2.0954 | 0.00044686 | 0.00011738 | 0.0077669 | 0.0020401 | NO | NHDPlus
110041973460 | DMR | 2020-2023 | 2021 | US MARINE CORPS BASE HAWAII | HI0110078 | Waste Handling, Treatment, and Disposal (POTW) | 1.7476 | 0.08322 | 365 | 0.004788 | 4.2397 | 4.2397 | 4.2397 | 1.1293 | 1.1293 | 1.1293 | 19.629 | 19.629 | 19.629 | 0.0014332 | 0.00037645 | 0.02491 | 0.006543 | NO | PlantFlow
110043485421 | DMR | 2019-2023 | 2019 | CEDAR CREEK WWTP | KY0098540 | Waste Handling, Treatment, and Disposal (POTW) | 27.7652 | 1.3222 | 365 | 0.076069 | 22.5313 | 22.5313 | 22.5313 | 3.3761 | 3.3761 | 3.3761 | 58.6807 | 58.6807 | 58.6807 | 0.0042845 | 0.0011254 | 0.074468 | 0.01956 | NO | PlantFlow
110043486457 | DMR | 2019-2023 | 2019 | FLOYDS FORK WQTC MSD | KY0102784 | Waste Handling, Treatment, and Disposal (POTW) | 15.6458 | 0.74504 | 365 | 0.042865 | 27.8722 | 45.7237 | 119.0804 | 1.5379 | 0.93748 | 0.35997 | 26.7304 | 16.2943 | 6.2566 | 0.0019517 | 0.00051264 | 0.033922 | 0.0089101 | NO | NHDPlus
110043734983 | DMR | 2019-2023 | 2020 | OWENSBORO EAST WWTP | KY0073377 | Waste Handling, Treatment, and Disposal (POTW) | 29.9791 | 1.4276 | 365 | 0.082134 | 83926.5368 | 104853.2298 | 243042.781 | 0.00097865 | 0.00078333 | 0.00033794 | 0.01701 | 0.013615 | 0.0058738 | 1.2419e-06 | 3.2622e-07 | 2.1586e-05 | 5.6699e-06 | NO | NHDPlus
110045085457 | DMR | 2019-2020 | 2020 | MOREHEAD WWTP | KY0052752 | Waste Handling, Treatment, and Disposal (POTW) | 2.6353 | 0.12549 | 365 | 0.0072199 | 529.2322 | 785.4963 | 1554.8655 | 0.013642 | 0.0091915 | 0.0046434 | 0.23711 | 0.15976 | 0.080707 | 1.7312e-05 | 4.5474e-06 | 0.00030091 | 7.9038e-05 | NO | NHDPlus
110045091379 | DMR | 2020-2021 | 2021 | WILLIAMSTOWN/DRY RIDGE WRF | KY0109991 | Waste Handling, Treatment, and Disposal (POTW) | 4.5452 | 0.21644 | 365 | 0.012453 | 5.486 | 9.511 | 15.1333 | 2.2699 | 1.3093 | 0.82286 | 39.4532 | 22.7567 | 14.3021 | 0.0028806 | 0.00075664 | 0.050068 | 0.013151 | NO | NHDPlus
110055043705 | DMR | 2020-2020 | 2020 | WESTERN REGIONAL WATER RECLAMATION FACILITY | KY0107239 | Waste Handling, Treatment, and Disposal (POTW) | 0.0057748 | 0.00027499 | 365 | 1.5821e-05 | 79462.3629 | 99460.6161 | 222013.9075 | 1.991e-07 | 1.5907e-07 | 7.1263e-08 | 3.4606e-06 | 2.7648e-06 | 1.2386e-06 | 2.5267e-10 | 6.6368e-11 | 4.3917e-09 | 1.1535e-09 | NO | NHDPlus
110055984957 | DMR | 2019-2019 | 2019 | COLUSA WWTP | CA0078999 | Waste Handling, Treatment, and Disposal (POTW) | 0.10057 | 0.0047891 | 365 | 0.00027554 | 1.2744 | 1.2744 | 1.2744 | 0.21621 | 0.21621 | 0.21621 | 3.7579 | 3.7579 | 3.7579 | 0.00027438 | 7.2069e-05 | 0.0047689 | 0.0012526 | NO | PlantFlow
110055988016 | DMR | 2019-2019 | 2019 | BURLINGAME WWTP | CA0037788 | Waste Handling, Treatment, and Disposal (POTW) | 1.0327 | 0.049176 | 365 | 0.0028293 | 11.4931 | 11.4931 | 11.4931 | 0.24617 | 0.24617 | 0.24617 | 4.2787 | 4.2787 | 4.2787 | 0.0003124 | 8.2057e-05 | 0.0054298 | 0.0014262 | NO | PlantFlow
110055992993 | DMR | 2020-2023 | 2023 | BEAUMONT WWTF | CA0105376 | Waste Handling, Treatment, and Disposal (POTW) | 1.1784 | 0.056116 | 365 | 0.0032286 | 12.7943 | 12.7943 | 12.7943 | 0.25235 | 0.25235 | 0.25235 | 4.386 | 4.386 | 4.386 | 0.00032024 | 8.4116e-05 | 0.005566 | 0.001462 | NO | PlantFlow
110064134459 | DMR | 2019-2023 | 2020 | MCCARRAN INTERNATIONAL AIRPORT | NV0023761 | Waste Handling, Treatment, and Disposal (POTW) | 0.048376 | 0.0023036 | 365 | 0.00013254 | 1.8927 | 1.8927 | 1.8927 | 0.070025 | 0.070025 | 0.070025 | 1.2171 | 1.2171 | 1.2171 | 8.8864e-05 | 2.3342e-05 | 0.0015445 | 0.0004057 | NO | PlantFlow
110064252419 | DMR | 2019-2022 | 2019 | WEST COUNTY AGENCY COMMON OUTFALL | CA0038539 | Waste Handling, Treatment, and Disposal (POTW) | 3.7647 | 0.17927 | 365 | 0.010314 | 34.1807 | 34.1807 | 34.1807 | 0.30175 | 0.30175 | 0.30175 | 5.2447 | 5.2447 | 5.2447 | 0.00038293 | 0.00010058 | 0.0066558 | 0.0017482 | NO | PlantFlow
110064265496 | DMR | 2019-2023 | 2019 | CENTRAL CITY STP | KY0023540 | Waste Handling, Treatment, and Disposal (POTW) | 5.6712 | 0.27006 | 365 | 0.015537 | 4938.6333 | 6793.9609 | 15320.7056 | 0.0031461 | 0.0022869 | 0.0010141 | 0.054682 | 0.039749 | 0.017627 | 3.9925e-06 | 1.0487e-06 | 6.9394e-05 | 1.8227e-05 | NO | NHDPlus
110064268260 | DMR | 2021-2023 | 2021 | EMINENCE STP | KY0026883 | Waste Handling, Treatment, and Disposal (POTW) | 2.352 | 0.112 | 365 | 0.006444 | 4267.0559 | 5899.335 | 13121.8522 | 0.0015102 | 0.0010923 | 0.00049109 | 0.026248 | 0.018986 | 0.0085355 | 1.9165e-06 | 5.0339e-07 | 3.331e-05 | 8.7494e-06 | NO | NHDPlus
110064596361 | DMR | 2019-2020 | 2020 | WINCHESTER MUNICIPAL UTILITIES | KY0108740 | Waste Handling, Treatment, and Disposal (POTW) | 9.3944 | 0.44735 | 365 | 0.025738 | 1912.1366 | 2716.7359 | 6889.2472 | 0.01346 | 0.0094739 | 0.003736 | 0.23395 | 0.16466 | 0.064935 | 1.7082e-05 | 4.4868e-06 | 0.0002969 | 7.7984e-05 | NO | NHDPlus
110064612557 | DMR | 2020-2022 | 2020 | MORGANFIELD WWTP | KY0021440 | Waste Handling, Treatment, and Disposal (POTW) | 10.4927 | 0.49965 | 365 | 0.028747 | 6.2797 | 6.2797 | 6.2797 | 4.5778 | 4.5778 | 4.5778 | 79.566 | 79.566 | 79.566 | 0.0058094 | 0.0015259 | 0.10097 | 0.026522 | NO | PlantFlow
110064615590 | DMR | 2021-2023 | 2021 | OLDHAM COUNTY ENVIRONMENTAL AUTHORITY REGIONAL WWTP | KY0111716 | Waste Handling, Treatment, and Disposal (POTW) | 1.1847 | 0.056412 | 365 | 0.0032456 | 3.3477 | 5.9022 | 9.5422 | 0.96951 | 0.5499 | 0.34014 | 16.851 | 9.5578 | 5.9119 | 0.0012303 | 0.00032317 | 0.021385 | 0.005617 | NO | NHDPlus
110064622519 | DMR | 2019-2019 | 2019 | SFIA, MEL LEONG SANITARY AND INDUSTRIAL TREATMENT PLANTS | CA0038318 | Waste Handling, Treatment, and Disposal (POTW) | 0.058024 | 0.002763 | 365 | 0.00015897 | 3.0845 | 3.0845 | 3.0845 | 0.051539 | 0.051539 | 0.051539 | 0.89579 | 0.89579 | 0.89579 | 6.5404e-05 | 1.718e-05 | 0.0011368 | 0.0002986 | NO | PlantFlow
110064631457 | DMR | 2021-2021 | 2021 | NORTHERN EDGE CASINO | NN0030343 | Waste Handling, Treatment, and Disposal (POTW) | 0.11143 | 0.0053062 | 365 | 0.00030529 | 0.049178 | 0.049178 | 0.049178 | 6.2078 | 6.2078 | 6.2078 | 107.897 | 107.897 | 107.897 | 0.0078779 | 0.0020693 | 0.13693 | 0.035966 | NO | PlantFlow
110070619860 | DMR | 2020-2021 | 2021 | DEER CREEK WWTP | CAC433255 | Waste Handling, Treatment, and Disposal (POTW) | 0.12769 | 0.0060805 | 365 | 0.00034984 | 1.3453 | 2.4466 | 6.528 | 0.26004 | 0.14299 | 0.05359 | 4.5197 | 2.4853 | 0.93145 | 0.00033 | 8.6679e-05 | 0.0057357 | 0.0015066 | NO | Surrogate NHDPlus
110071514272 | DMR | 2023-2023 | 2023 | CUSHING VILLAGE | MAG912067 | Waste Handling, Treatment, and Disposal (POTW) | 0.032979 | 0.0015705 | 365 | 9.0355e-05 |  |  |  | 1 | 1 | 1 | 1 |  |  | 0.001269 | 0.00033333 | 0.001269 | 0.00033333 | NO | Effluent

## OES 6
FRS.ID | .source | Years_Reported | Reporting.Year | Facility.Name | NPDES.Permit.Number | OES | Total.Annual.Discharge..kg.yr. | Eco.21.day.release.kg.day | Days | Daily.release (kg/day) | Pick7Q10mld | Pick30Q5mld | PickHMmld | 7Q10 conc (ug/L) | 30Q5 conc (ug/L) | HMC (ug/L) | 7Q10 conc (ug/L) 21day | 30Q5 conc (ug/L) 21day | HMC (ug/L) 21day | RQ_chronic | RQ_acute | RQ.Chronic.21 | RQ.Acute.21 | Risk.flag | Flow.Source | Indirect.or.Direct.Discharger | Transfers.for.wastewater.treatment..non.POTW...kg. | On.site.Water.Release..kg.
110000314598 | DMR | 2019-2019 | 2019 | HOLTRACHEM MANUFACTURING CO | ME0000639 | Waste handling, treatment, and disposal - Remediation or Monitoring | 0.015466 | 0.00073645 | 365 | 4.2371e-05 | 14219.2307 | 18870.1687 | 32360.0625 | 2.9799e-06 | 2.2454e-06 | 1.3094e-06 | 5.1793e-05 | 3.9027e-05 | 2.2758e-05 | 3.7815e-09 | 9.9329e-10 | 6.5727e-08 | 1.7264e-08 | NO | NHDPlus
110000321651 | DMR | 2019-2023 | 2022 | FIRMENICH INCORPORATED | NJ0031445 | Waste handling, treatment, and disposal - Remediation or Monitoring | 0.030695 | 0.0014617 | 365 | 8.4096e-05 | 0.15142 | 0.15142 | 0.15142 | 0.55539 | 0.55539 | 0.55539 | 9.6533 | 9.6533 | 9.6533 | 0.00070482 | 0.00018513 | 0.01225 | 0.0032178 | NO | PlantFlow
110000322311 | DMR | 2023-2023 | 2023 | AVANTOR PERFORMANCE MATERIALS | NJ0004006 | Waste handling, treatment, and disposal - Remediation or Monitoring | 0.1544 | 0.0073524 | 365 | 0.00042301 | 6097.9706 | 8328.8998 | 15559.6866 | 6.937e-05 | 5.0789e-05 | 2.7187e-05 | 0.0012057 | 0.00088276 | 0.00047253 | 8.8032e-08 | 2.3123e-08 | 1.5301e-06 | 4.019e-07 | NO | NHDPlus
110000324391 | DMR | 2019-2023 | 2022 | SABIC HIGH PERFORMANCE PLASTICS | NY0007072 | Waste handling, treatment, and disposal - Remediation or Monitoring | 1.2873 | 0.061301 | 365 | 0.0035269 | 9.8845 | 16.7971 | 20.457 | 0.35681 | 0.20997 | 0.17241 | 6.2017 | 3.6495 | 2.9966 | 0.00045281 | 0.00011894 | 0.0078702 | 0.0020672 | NO | NHDPlus
110000324569 | DMR | 2019-2020 | 2020 | GENERAL ELECTRIC CO CPQP | NY0007048 | Waste handling, treatment, and disposal - Remediation or Monitoring | 0.32688 | 0.015566 | 365 | 0.00089556 | 5211.2702 | 7155.934 | 11511.5117 | 0.00017185 | 0.00012515 | 7.7797e-05 | 0.0029869 | 0.0021752 | 0.0013522 | 2.1808e-07 | 5.7284e-08 | 3.7905e-06 | 9.9564e-07 | NO | NHDPlus
110000324765 | DMR | 2021-2023 | 2023 | PAWLING ENGINEERED PRODUCTS INC | NY0004618 | Waste handling, treatment, and disposal - Remediation or Monitoring | 0.011982 | 0.00057055 | 365 | 3.2826e-05 | 3.7807 | 6.6381 | 11.0418 | 0.0086825 | 0.0049451 | 0.0029729 | 0.15091 | 0.085951 | 0.051672 | 1.1018e-05 | 2.8942e-06 | 0.00019151 | 5.0304e-05 | NO | NHDPlus
110000326193 | DMR | 2019-2023 | 2019 | AMPHENOL CORP - AEROSPACE OPERATIONS | NY0003824 | Waste handling, treatment, and disposal - Remediation or Monitoring | 0.10683 | 0.0050872 | 365 | 0.00029269 | 5.0914 | 5.0914 | 5.0914 | 0.057487 | 0.057487 | 0.057487 | 0.99919 | 0.99919 | 0.99919 | 7.2954e-05 | 1.9162e-05 | 0.001268 | 0.00033306 | NO | PlantFlow
110000326521 | DMR | 2019-2023 | 2023 | GM COMPONENTS HOLDINGS LLC | NY0000558 | Waste handling, treatment, and disposal - Remediation or Monitoring | 35.3205 | 1.6819 | 365 | 0.096769 | 14.7346 | 14.7346 | 14.7346 | 6.5674 | 6.5674 | 6.5674 | 114.1481 | 114.1481 | 114.1481 | 0.0083343 | 0.0021891 | 0.14486 | 0.038049 | NO | PlantFlow
110000329038 | DMR | 2022-2023 | 2023 | SHELL CHEMICAL APPALACHIA LLC | PA0002208 | Waste handling, treatment, and disposal - Remediation or Monitoring | 0.028148 | 0.0013404 | 365 | 7.7118e-05 | 0.58595 | 0.58595 | 0.58595 | 0.13161 | 0.13161 | 0.13161 | 2.2876 | 2.2876 | 2.2876 | 0.00016702 | 4.3871e-05 | 0.002903 | 0.00076252 | NO | PlantFlow
110000338536 | DMR | 2019-2020 | 2019 | FORMOSA PLASTICS CORPORATION | DE0000612 | Waste handling, treatment, and disposal - Remediation or Monitoring | 0.042563 | 0.0020268 | 365 | 0.00011661 | 0.71041 | 1.3203 | 1.3987 | 0.16414 | 0.088321 | 0.083367 | 2.853 | 1.5351 | 1.449 | 0.0002083 | 5.4714e-05 | 0.0036205 | 0.00095099 | NO | NHDPlus
110000339027 | DMR | 2019-2023 | 2020 | INVISTA S.A.R.L. SEAFORD PLANT | DE0000035 | Waste handling, treatment, and disposal - Remediation or Monitoring | 0.0007037 | 3.351e-05 | 365 | 1.9279e-06 | 132.3053 | 205.8484 | 369.4062 | 1.4572e-05 | 9.3658e-06 | 5.219e-06 | 0.00025327 | 0.00016279 | 9.0712e-05 | 1.8492e-08 | 4.8573e-09 | 3.2141e-07 | 8.4425e-08 | NO | NHDPlus
110000373621 | DMR | 2021-2023 | 2021 | TEKNOR APEX TENNESSEE COMPANY | TN0041939 | Waste handling, treatment, and disposal - Remediation or Monitoring | 1.4886 | 0.070885 | 365 | 0.0040783 | 4.4261 | 4.4261 | 4.4261 | 0.92144 | 0.92144 | 0.92144 | 16.0155 | 16.0155 | 16.0155 | 0.0011693 | 0.00030715 | 0.020324 | 0.0053385 | NO | PlantFlow
110000378467 | DMR | 2019-2023 | 2020 | BAKELITE SYNTHETICS | KY0001112 | Waste handling, treatment, and disposal - Remediation or Monitoring | 1.0703 | 0.050967 | 365 | 0.0029323 | 85424.5151 | 106660.5403 | 241491.8692 | 3.4327e-05 | 2.7492e-05 | 1.2143e-05 | 0.00059663 | 0.00047784 | 0.00021105 | 4.3562e-08 | 1.1442e-08 | 7.5715e-07 | 1.9888e-07 | NO | NHDPlus
110000400012 | DMR | 2019-2023 | 2023 | RAYTHEON TECHNOLOGIES CORPORATION | IN0062651 | Waste handling, treatment, and disposal - Remediation or Monitoring | 0.0174 | 0.00082855 | 365 | 4.767e-05 | 512.3555 | 761.2861 | 1449.7079 | 9.3041e-05 | 6.2618e-05 | 3.2882e-05 | 0.0016171 | 0.0010884 | 0.00057153 | 1.1807e-07 | 3.1014e-08 | 2.0522e-06 | 5.3905e-07 | NO | NHDPlus
110000403670 | DMR | 2019-2023 | 2019 | SABIC INNOVATIVE PLASTICS - MT. VERNON | IN0002101 | Waste handling, treatment, and disposal - Remediation or Monitoring | 10.8597 | 0.51713 | 365 | 0.029753 | 92923.6986 | 115692.4817 | 270269.0501 | 0.00032018 | 0.00025717 | 0.00011008 | 0.0055651 | 0.0044698 | 0.0019134 | 4.0632e-07 | 1.0673e-07 | 7.0623e-06 | 1.855e-06 | NO | NHDPlus
110000408238 | DMR | 2019-2023 | 2019 | ELECTROLUX HOME PRODUCTS (FORMERLY FRIGIDAIRE) | MI0002135 | Waste handling, treatment, and disposal - Remediation or Monitoring | 0.055561 | 0.0026458 | 365 | 0.00015222 | 154.1134 | 238.5379 | 414.3286 | 0.00098772 | 0.00063814 | 0.00036739 | 0.017168 | 0.011092 | 0.0063856 | 1.2535e-06 | 3.2924e-07 | 2.1786e-05 | 5.7225e-06 | NO | NHDPlus
110000409406 | DMR | 2019-2023 | 2019 | ROBERT BOSCH CORPORATION CHASSIS DIVISION | MI0058659 | Waste handling, treatment, and disposal - Remediation or Monitoring | 0.012397 | 0.00059032 | 365 | 3.3963e-05 | 31.6622 | 51.7164 | 81.0602 | 0.0010727 | 0.00065673 | 0.00041899 | 0.018644 | 0.011415 | 0.0072824 | 1.3613e-06 | 3.5756e-07 | 2.366e-05 | 6.2147e-06 | NO | NHDPlus
110000410190 | DMR | 2020-2023 | 2022 | BRADFORD WHITE CORPORATION | MI0004405 | Waste handling, treatment, and disposal - Remediation or Monitoring | 5.7668 | 0.27461 | 365 | 0.015799 | 362.881 | 545.5501 | 889.6169 | 0.043539 | 0.02896 | 0.01776 | 0.75674 | 0.50336 | 0.30868 | 5.5252e-05 | 1.4513e-05 | 0.00096033 | 0.00025225 | NO | NHDPlus
110000410957 | DMR | 2019-2023 | 2022 | MAHLE INC-MUSKEGON HTS COMPLEX | MI0004057 | Waste handling, treatment, and disposal - Remediation or Monitoring | 0.216 | 0.010286 | 365 | 0.00059177 | 1.0536 | 1.0536 | 1.0536 | 0.56169 | 0.56169 | 0.56169 | 9.7627 | 9.7627 | 9.7627 | 0.00071281 | 0.00018723 | 0.012389 | 0.0032542 | NO | PlantFlow
110000412296 | DMR | 2019-2023 | 2021 | WOOD - H&H TUBE GWCU | MI0047392 | Waste handling, treatment, and disposal - Remediation or Monitoring | 0.2616 | 0.012457 | 365 | 0.00071672 | 6.9152 | 11.8949 | 14.2018 | 0.10364 | 0.060255 | 0.050467 | 1.8014 | 1.0473 | 0.87716 | 0.00013153 | 3.4548e-05 | 0.0022861 | 0.00060048 | NO | NHDPlus
110000432504 | DMR | 2019-2023 | 2019 | STEPAN CO | IL0002453 | Waste handling, treatment, and disposal - Remediation or Monitoring | 0.5793 | 0.027586 | 365 | 0.0015871 | 7.0447 | 12.11 | 19.7527 | 0.22529 | 0.13106 | 0.08035 | 3.9158 | 2.2779 | 1.3966 | 0.00028591 | 7.5098e-05 | 0.0049693 | 0.0013053 | NO | NHDPlus
110000433013 | DMR | 2019-2023 | 2023 | EQUISTAR CHEMICALS, LP - MORRIS PLANT | IL0002917 | Waste handling, treatment, and disposal - Remediation or Monitoring | 2.8983 | 0.13802 | 365 | 0.0079406 | 2.7411 | 2.7411 | 2.7411 | 2.8969 | 2.8969 | 2.8969 | 50.3513 | 50.3513 | 50.3513 | 0.0036763 | 0.00096564 | 0.063898 | 0.016784 | NO | PlantFlow
110000433022 | DMR | 2019-2023 | 2020 | HB FULLER CO | IL0079758 | Waste handling, treatment, and disposal - Remediation or Monitoring | 0.20465 | 0.0097453 | 365 | 0.00056069 | 8.2258 | 14.066 | 23.0034 | 0.068162 | 0.039861 | 0.024374 | 1.1847 | 0.69283 | 0.42365 | 8.65e-05 | 2.2721e-05 | 0.0015035 | 0.00039491 | NO | NHDPlus
110000440416 | DMR | 2019-2023 | 2019 | WESTINGHOUSE ELECTRIC CO. L.L.C. | MO0000761 | Waste handling, treatment, and disposal - Remediation or Monitoring | 6.4206 | 0.30575 | 365 | 0.017591 | 0.27778 | 0.53301 | 1.0265 | 1 | 1 | 1 | 1 | 573.6225 | 297.8397 | 0.001269 | 0.00033333 | 0.001269 | 0.00033333 | NO | Effluent
110000443226 | DMR | 2020-2023 | 2021 | BAYER CROPSCIENCE | MO0002526 | Waste handling, treatment, and disposal - Remediation or Monitoring | 9.9426 | 0.47346 | 365 | 0.02724 | 168.4963 | 260.0098 | 414.3055 | 0.16167 | 0.10477 | 0.065749 | 2.8099 | 1.8209 | 1.1428 | 0.00020516 | 5.3888e-05 | 0.0035659 | 0.00093663 | NO | NHDPlus
110000449435 | DMR | 2023-2023 | 2023 | BAKER PETROLITE LLC - RAYNE BLEND PLANT | LA0064661 | Waste handling, treatment, and disposal - Remediation or Monitoring | 0.00034542 | 1.6449e-05 | 365 | 9.4635e-07 | 1.3653 | 2.4817 | 4.5278 | 0.00069314 | 0.00038134 | 0.00020901 | 0.012047 | 0.006628 | 0.0036328 | 8.7962e-07 | 2.3105e-07 | 1.5289e-05 | 4.0158e-06 | NO | NHDPlus
110000452082 | DMR | 2019-2022 | 2021 | BASF CORPORATION | AR0037770 | Waste handling, treatment, and disposal - Remediation or Monitoring | 0.059301 | 0.0028239 | 365 | 0.00016247 | 639845.7551 | 746038.2469 | 1489612.539 | 2.5392e-07 | 2.1778e-07 | 1.0907e-07 | 4.4134e-06 | 3.7852e-06 | 1.8957e-06 | 3.2223e-10 | 8.464e-11 | 5.6007e-09 | 1.4711e-09 | NO | NHDPlus
110000460901 | DMR | 2019-2023 | 2022 | ECO SERVICES OPERATIONS HOUSTON | TX0007072 | Waste handling, treatment, and disposal - Remediation or Monitoring | 33.7731 | 1.6082 | 365 | 0.092529 | 78.1664 | 123.8117 | 185.2401 | 1.1837 | 0.74734 | 0.49951 | 20.5746 | 12.9894 | 8.6819 | 0.0015022 | 0.00039458 | 0.02611 | 0.0068582 | NO | NHDPlus
110000460983 | DMR | 2020-2023 | 2021 | MONUMENT CHEMICAL HOUSTON, LLC | TX0085979 | Waste handling, treatment, and disposal - Remediation or Monitoring | 0.3745 | 0.017834 | 365 | 0.001026 | 14.836 | 24.8655 | 50.4893 | 0.069159 | 0.041264 | 0.020322 | 1.202 | 0.7172 | 0.35321 | 8.7765e-05 | 2.3053e-05 | 0.0015254 | 0.00040068 | NO | NHDPlus
110000461107 | DMR | 2023-2023 | 2023 | INVISTA HOUSTON | TX0006068 | Waste handling, treatment, and disposal - Remediation or Monitoring | 0.033142 | 0.0015782 | 365 | 9.08e-05 | 175.4885 | 270.4254 | 343.9227 | 0.00051741 | 0.00033577 | 0.00026401 | 0.0089931 | 0.005836 | 0.0045888 | 6.5662e-07 | 1.7247e-07 | 1.1413e-05 | 2.9977e-06 | NO | NHDPlus
110000463631 | DMR | 2020-2020 | 2020 | BRASKEM AMERICA INC - LAPORTE SITE | TX0074276 | Waste handling, treatment, and disposal - Remediation or Monitoring | 0.11103 | 0.0052869 | 365 | 0.00030418 | 2.3545 | 2.3545 | 2.3545 | 0.12919 | 0.12919 | 0.12919 | 2.2454 | 2.2454 | 2.2454 | 0.00016395 | 4.3063e-05 | 0.0028495 | 0.00074848 | NO | PlantFlow
110000463677 | DMR | 2019-2023 | 2022 | METTON AMERICA LA PORTE PLANT | TX0084808 | Waste handling, treatment, and disposal - Remediation or Monitoring | 0.0039439 | 0.0001878 | 365 | 1.0805e-05 | 0.55443 | 1.0391 | 2.6397 | 0.019489 | 0.010398 | 0.0040933 | 0.33874 | 0.18073 | 0.071145 | 2.4732e-05 | 6.4963e-06 | 0.00042987 | 0.00011291 | NO | NHDPlus
110000484039 | DMR | 2022-2023 | 2023 | HANSON PERMANENTE CEMENT | CA0030210 | Waste handling, treatment, and disposal - Remediation or Monitoring | 0.025298 | 0.0012047 | 365 | 6.9311e-05 | 0.16266 | 0.31785 | 0.91864 | 0.4261 | 0.21806 | 0.07545 | 7.406 | 3.7901 | 1.3114 | 0.00054073 | 0.00014203 | 0.0093985 | 0.0024687 | NO | NHDPlus
110000487447 | DMR | 2019-2023 | 2020 | UNIVAR SOLUTIONS USA | OR0034606 | Waste handling, treatment, and disposal - Remediation or Monitoring | 0.0031111 | 0.00014815 | 365 | 8.5235e-06 | 15880.8006 | 20996.1687 | 51661.8604 | 5.3671e-07 | 4.0595e-07 | 1.6499e-07 | 9.3286e-06 | 7.0558e-06 | 2.8676e-06 | 6.8111e-10 | 1.789e-10 | 1.1838e-08 | 3.1095e-09 | NO | NHDPlus
110000487633 | DMR | 2019-2023 | 2021 | BOEING COMPANY (THE) | OR0031828 | Waste handling, treatment, and disposal - Remediation or Monitoring | 0.012533 | 0.00059682 | 365 | 3.4338e-05 | 2.9109 | 5.1565 | 13.6634 | 0.011796 | 0.0066591 | 0.0025131 | 0.20503 | 0.11574 | 0.04368 | 1.497e-05 | 3.9321e-06 | 0.00026019 | 6.8344e-05 | NO | NHDPlus
110000500459 | DMR | 2019-2020 | 2020 | CHEMTOOL | IL0064564 | Waste handling, treatment, and disposal - Remediation or Monitoring | 0.11012 | 0.0052439 | 365 | 0.00030171 | 1.5142 | 1.5142 | 1.5142 | 0.19926 | 0.19926 | 0.19926 | 3.4633 | 3.4633 | 3.4633 | 0.00025286 | 6.6419e-05 | 0.004395 | 0.0011544 | NO | Surrogate NHDPlus
110000520026 | DMR | 2021-2021 | 2021 | PARADISE ID WTP, MAGALIA | CA0083488 | Waste handling, treatment, and disposal - Remediation or Monitoring | 0.026169 | 0.0012462 | 365 | 7.1697e-05 | 1.0977 | 1.1271 | 5.5873 | 0.065316 | 0.06361 | 0.012832 | 1.1353 | 1.1056 | 0.22303 | 8.2889e-05 | 2.1772e-05 | 0.0014407 | 0.00037842 | NO | NHDPlus
110000547196 | DMR | 2019-2023 | 2021 | NOURYON SURFACE CHEMISTRY LLC | IL0026069 | Waste handling, treatment, and disposal - Remediation or Monitoring | 0.09662 | 0.004601 | 365 | 0.00026471 | 1.1311 | 1.2738 | 2.1535 | 0.23403 | 0.20781 | 0.12292 | 4.0677 | 3.6119 | 2.1365 | 0.00029699 | 7.801e-05 | 0.005162 | 0.0013559 | NO | NHDPlus
110000572782 | DMR | 2019-2019 | 2019 | SI GROUP INC - SOUTH PLANT | WV0004740 | Waste handling, treatment, and disposal - Remediation or Monitoring | 0.057999 | 0.0027618 | 365 | 0.0001589 | 2627.3479 | 3692.7824 | 7434.9924 | 6.0479e-05 | 4.303e-05 | 2.1372e-05 | 0.0010512 | 0.0007479 | 0.00037146 | 7.675e-08 | 2.016e-08 | 1.334e-06 | 3.504e-07 | NO | NHDPlus
110000574423 | DMR | 2019-2023 | 2023 | EASTMAN CHEMICAL COMPANY | TN0002640 | Waste handling, treatment, and disposal - Remediation or Monitoring | 9.6809 | 0.46099 | 365 | 0.026523 | 1915.6069 | 2721.4988 | 4949.0724 | 0.013846 | 0.0097457 | 0.0053592 | 0.24065 | 0.16939 | 0.093148 | 1.7571e-05 | 4.6152e-06 | 0.0003054 | 8.0217e-05 | NO | NHDPlus
110000575244 | DMR | 2020-2020 | 2020 | OAK POINT PLANT | LA0005738 | Waste handling, treatment, and disposal - Remediation or Monitoring | 0.031064 | 0.0014793 | 365 | 8.5108e-05 | 106.8193 | 106.8193 | 106.8193 | 0.00079674 | 0.00079674 | 0.00079674 | 0.013848 | 0.013848 | 0.013848 | 1.0111e-06 | 2.6558e-07 | 1.7574e-05 | 4.6161e-06 | NO | PlantFlow
110000581255 | DMR | 2022-2022 | 2022 | STANLEY BLACK AND DECKER | RI0022942 | Waste handling, treatment, and disposal - Remediation or Monitoring | 0.23311 | 0.011101 | 365 | 0.00063867 | 0.52272 | 0.62836 | 1.0782 | 1.2218 | 1.0164 | 0.59236 | 21.2365 | 17.666 | 10.2958 | 0.0015505 | 0.00040728 | 0.02695 | 0.0070788 | NO | NHDPlus
110000582003 | DMR | 2019-2023 | 2021 | DELAWARE RIVER PLANT | NJ0005045 | Waste handling, treatment, and disposal - Remediation or Monitoring | 1.033 | 0.04919 | 365 | 0.0028301 | 3.5938 | 3.5938 | 3.5938 | 0.7875 | 0.7875 | 0.7875 | 13.6876 | 13.6876 | 13.6876 | 0.00099937 | 0.0002625 | 0.01737 | 0.0045625 | NO | PlantFlow
110000584305 | DMR | 2019-2023 | 2022 | DIXON FESSLER USA | PA0012149 | Waste handling, treatment, and disposal - Remediation or Monitoring | 0.0078678 | 0.00037466 | 365 | 2.1556e-05 | 15.9745 | 26.7066 | 38.8921 | 0.0013494 | 0.00080713 | 0.00055424 | 0.023453 | 0.014029 | 0.0096333 | 1.7124e-06 | 4.4979e-07 | 2.9763e-05 | 7.8178e-06 | NO | NHDPlus
110000595909 | DMR | 2021-2023 | 2022 | SECO PRODS CORP | MO0129313 | Waste handling, treatment, and disposal - Remediation or Monitoring | 0.03429 | 0.0016328 | 365 | 9.3944e-05 | 10.3615 | 17.5795 | 32.3216 | 0.0090666 | 0.005344 | 0.0029065 | 0.15759 | 0.092883 | 0.050518 | 1.1506e-05 | 3.0222e-06 | 0.00019998 | 5.2529e-05 | NO | NHDPlus
110000595981 | DMR | 2019-2023 | 2021 | GREEN AMERICA RECYCLING LLC | MO0111686 | Waste Handling, Treatment, and Disposal (Remediation or Monitoring) | 3.7163 | 0.17697 | 365 | 0.010182 | 0.55848 | 1.0465 | 1.7989 | 18.231 | 9.7297 | 5.6598 | 316.8722 | 169.1108 | 98.3724 | 0.023136 | 0.006077 | 0.40212 | 0.10562 | NO | NHDPlus
110000597266 | DMR | 2019-2021 | 2021 | EQUISTAR CHEMICALS LP - LAKE CHARLES POLYMERS SITE | LA0003689 | Waste handling, treatment, and disposal - Remediation or Monitoring | 0.82855 | 0.039455 | 365 | 0.00227 | 3194.6889 | 4460.4377 | 8621.1816 | 0.00071055 | 0.00050892 | 0.0002633 | 0.01235 | 0.0088455 | 0.0045765 | 9.0172e-07 | 2.3685e-07 | 1.5673e-05 | 4.1167e-06 | NO | NHDPlus
110000597355 | DMR | 2019-2022 | 2019 | BERCEN CHEMICALS LLC | LA0048704 | Waste handling, treatment, and disposal - Remediation or Monitoring | 0.033142 | 0.0015782 | 365 | 9.08e-05 | 5.7308 | 5.7308 | 5.7308 | 0.015844 | 0.015844 | 0.015844 | 0.27539 | 0.27539 | 0.27539 | 2.0107e-05 | 5.2814e-06 | 0.00034948 | 9.1796e-05 | NO | PlantFlow
110000597426 | DMR | 2019-2023 | 2019 | SYNGENTA CROP PROTECTION, LLC. - ST GABRIEL PLANT | LA0005487 | Waste handling, treatment, and disposal - Remediation or Monitoring | 0.82855 | 0.039455 | 365 | 0.00227 | 111.7864 | 111.7864 | 111.7864 | 0.020307 | 0.020307 | 0.020307 | 0.35295 | 0.35295 | 0.35295 | 2.577e-05 | 6.7689e-06 | 0.0004479 | 0.00011765 | NO | PlantFlow
110000599479 | DMR | 2020-2023 | 2020 | KEESHAN AND BOST CHEMICAL CO., INC. | TX0072168 | Waste handling, treatment, and disposal - Remediation or Monitoring | 0.014914 | 0.00071019 | 365 | 4.086e-05 | 9.3771 | 15.9633 | 30.8683 | 0.0043574 | 0.0025596 | 0.0013237 | 0.075737 | 0.044489 | 0.023007 | 5.5298e-06 | 1.4525e-06 | 9.6112e-05 | 2.5246e-05 | NO | NHDPlus
110000608030 | DMR | 2019-2020 | 2019 | BAYER MATERIALSCIENCE | WV0005169 | Waste handling, treatment, and disposal - Remediation or Monitoring | 0.62129 | 0.029585 | 365 | 0.0017022 | 10.214 | 10.214 | 10.214 | 0.16665 | 0.16665 | 0.16665 | 2.8965 | 2.8965 | 2.8965 | 0.00021149 | 5.555e-05 | 0.0036758 | 0.00096551 | NO | PlantFlow
110000611703 | DMR | 2019-2021 | 2019 | DDP SPECIALTY ELECTRONIC MATERIALS US LLC | GA0000426 | Waste handling, treatment, and disposal - Remediation or Monitoring | 0.021111 | 0.0010053 | 365 | 5.7838e-05 | 624.4414 | 921.6088 | 1845.3055 | 9.2624e-05 | 6.2758e-05 | 3.1344e-05 | 0.0016099 | 0.0010908 | 0.00054478 | 1.1754e-07 | 3.0875e-08 | 2.043e-06 | 5.3663e-07 | NO | NHDPlus
110000616414 | DMR | 2019-2023 | 2020 | JMT PROPERTIES INC | NY0162540 | Waste handling, treatment, and disposal - Remediation or Monitoring | 0.013661 | 0.00065052 | 365 | 3.7427e-05 | 0.055977 | 0.055977 | 0.055977 | 0.66862 | 0.66862 | 0.66862 | 11.6212 | 11.6212 | 11.6212 | 0.0008485 | 0.00022287 | 0.014748 | 0.0038737 | NO | PlantFlow
110000701973 | DMR | 2019-2023 | 2019 | BETTIS ATOMIC POWER LAB/W MIFFLIN | PA0000914 | Waste handling, treatment, and disposal - Remediation or Monitoring | 0.026204 | 0.0012478 | 365 | 7.1791e-05 | 6629.3702 | 9029.022 | 17848.8073 | 1.0829e-05 | 7.9511e-06 | 4.0221e-06 | 0.00018822 | 0.0001382 | 6.9909e-05 | 1.3743e-08 | 3.6097e-09 | 2.3886e-07 | 6.274e-08 | NO | NHDPlus
110000734661 | DMR | 2019-2023 | 2023 | HOOKER CHEM & PLASTICS | NY0001198 | Waste handling, treatment, and disposal - Remediation or Monitoring | 0.04225 | 0.0020119 | 365 | 0.00011575 | 2.2599 | 2.2599 | 2.2599 | 0.051221 | 0.051221 | 0.051221 | 0.89027 | 0.89027 | 0.89027 | 6.5001e-05 | 1.7074e-05 | 0.0011298 | 0.00029676 | NO | PlantFlow
110000737365 | DMR | 2019-2023 | 2022 | ELM HOLDINGS INC | NY0001988 | Waste handling, treatment, and disposal - Remediation or Monitoring | 0.016525 | 0.00078692 | 365 | 4.5275e-05 | 0.68093 | 0.7824 | 0.94233 | 0.066489 | 0.057867 | 0.048046 | 1.1556 | 1.0058 | 0.83508 | 8.4377e-05 | 2.2163e-05 | 0.0014666 | 0.00038522 | NO | NHDPlus
110000738916 | DMR | 2019-2021 | 2019 | LOCKHEED MARTIN CORP - FRENCH RD FAC | NY0121894 | Waste handling, treatment, and disposal - Remediation or Monitoring | 0.0080783 | 0.00038468 | 365 | 2.2132e-05 | 58.4419 | 93.489 | 136.2815 | 0.00037871 | 0.00023674 | 0.0001624 | 0.0065823 | 0.0041147 | 0.0028227 | 4.8059e-07 | 1.2624e-07 | 8.3532e-06 | 2.1941e-06 | NO | NHDPlus
110000741608 | DMR | 2019-2023 | 2021 | ISP CHEMICALS LLC | KY0003701 | Waste handling, treatment, and disposal - Remediation or Monitoring | 8.2026 | 0.3906 | 365 | 0.022473 | 5.0692 | 5.0692 | 5.0692 | 4.4333 | 4.4333 | 4.4333 | 77.0545 | 77.0545 | 77.0545 | 0.005626 | 0.0014778 | 0.097785 | 0.025685 | NO | PlantFlow
110000746211 | DMR | 2019-2022 | 2019 | EQUISTAR CHEMICALS LP TUSCOLA PLANT | IL0000141 | Waste handling, treatment, and disposal - Remediation or Monitoring | 13.6711 | 0.651 | 365 | 0.037455 | 0.056744 | 0.056744 | 0.10308 | 20 | 20 | 20 | 20 | 11472.5653 | 6315.3841 | 0.025381 | 0.0066667 | 0.025381 | 0.0066667 | NO | Effluent
110000747835 | DMR | 2019-2022 | 2022 | OWENSBORO SPECIALTY POLYMERS INC. | KY0001953 | Waste handling, treatment, and disposal - Remediation or Monitoring | 0.8914 | 0.042448 | 365 | 0.0024422 | 6.8637 | 11.8093 | 20.9905 | 0.35581 | 0.2068 | 0.11635 | 6.1844 | 3.5944 | 2.0222 | 0.00045154 | 0.0001186 | 0.0078482 | 0.0020615 | NO | NHDPlus
110000748095 | DMR | 2020-2022 | 2021 | HUNTSMAN PETROCHEMICAL LLC - CONROE PLANT | TX0005592 | Waste handling, treatment, and disposal - Remediation or Monitoring | 2.1294 | 0.1014 | 365 | 0.0058339 | 3.0066 | 5.3203 | 11.9444 | 1.9403 | 1.0965 | 0.48842 | 33.7249 | 19.0589 | 8.4892 | 0.0024624 | 0.00064678 | 0.042798 | 0.011242 | NO | NHDPlus
110000749021 | DMR | 2019-2023 | 2019 | IBM CORPORATION | VA0085901 | Waste handling, treatment, and disposal - Remediation or Monitoring | 0.059402 | 0.0028287 | 365 | 0.00016275 | 0.75659 | 0.77995 | 0.75659 | 0.2151 | 0.20866 | 0.2151 | 3.7387 | 3.6267 | 3.7387 | 0.00027297 | 7.1701e-05 | 0.0047445 | 0.0012462 | NO | NHDPlus
110000772628 | DMR | 2019-2023 | 2023 | CORCO CHEMICAL CORP | PA0055913 | Waste handling, treatment, and disposal - Remediation or Monitoring | 0.16578 | 0.0078944 | 365 | 0.0004542 | 4.7708 | 8.3105 | 10.8388 | 0.095204 | 0.054654 | 0.041905 | 1.6547 | 0.94993 | 0.72835 | 0.00012082 | 3.1735e-05 | 0.0020999 | 0.00055158 | NO | NHDPlus
110000834688 | DMR | 2019-2023 | 2021 | KINDER MORGAN SEVEN OAKS TERMINAL | LA0124583 | Waste handling, treatment, and disposal - Remediation or Monitoring | 0.37187 | 0.017708 | 365 | 0.0010188 | 592679.7124 | 692845.8851 | 1408629.737 | 1.719e-06 | 1.4705e-06 | 7.2327e-07 | 2.9878e-05 | 2.5559e-05 | 1.2571e-05 | 2.1815e-09 | 5.7301e-10 | 3.7916e-08 | 9.9594e-09 | NO | NHDPlus
110000846602 | DMR | 2020-2023 | 2022 | AMCOL HEALTH & BEAUTY SOLUTIONS INC | LA0108936 | Waste handling, treatment, and disposal - Remediation or Monitoring | 0.0095878 | 0.00045656 | 365 | 2.6268e-05 | 1.8915 | 1.8915 | 1.8915 | 0.013887 | 0.013887 | 0.013887 | 0.24138 | 0.24138 | 0.24138 | 1.7624e-05 | 4.6292e-06 | 0.00030632 | 8.0459e-05 | NO | PlantFlow
110000854246 | DMR | 2021-2023 | 2021 | SHAW INDUSTRIES GROUP INC PLANT 8S | SC0003557 | Waste handling, treatment, and disposal - Remediation or Monitoring | 0.33142 | 0.015782 | 365 | 0.000908 | 26.9893 | 26.9893 | 26.9893 | 0.033643 | 0.033643 | 0.033643 | 0.58475 | 0.58475 | 0.58475 | 4.2694e-05 | 1.1214e-05 | 0.00074206 | 0.00019492 | NO | PlantFlow
110000911309 | DMR | 2019-2022 | 2020 | QUALAWASH HOLDINGS LLC - QUALA - GEISMAR TERMINAL 260 | LA0098191 | Waste handling, treatment, and disposal - Remediation or Monitoring | 0.019372 | 0.00092246 | 365 | 5.3073e-05 | 1.8915 | 3.066 | 5.5269 | 0.028059 | 0.01731 | 0.0096027 | 0.48769 | 0.30087 | 0.1669 | 3.5608e-05 | 9.353e-06 | 0.0006189 | 0.00016256 | NO | NHDPlus
110000915984 | DMR | 2022-2022 | 2022 | MILLIKEN & COMPANY/MAGNOLIA PLANT | SC0003182 | Waste handling, treatment, and disposal - Remediation or Monitoring | 4.8967 | 0.23318 | 365 | 0.013416 | 156.3297 | 241.8509 | 373.6307 | 0.085817 | 0.055471 | 0.035906 | 1.4916 | 0.96414 | 0.62409 | 0.0001089 | 2.8606e-05 | 0.0018929 | 0.00049719 | NO | NHDPlus
110001131837 | DMR | 2019-2020 | 2019 | SUNBEAM PRODUCTS INC. | LA0086304 | Waste handling, treatment, and disposal - Remediation or Monitoring | 0.019047 | 0.00090698 | 365 | 5.2182e-05 | 1.8915 | 1.8915 | 3.5893 | 0.027588 | 0.027588 | 0.014538 | 0.47951 | 0.47951 | 0.25269 | 3.501e-05 | 9.196e-06 | 0.00060851 | 0.00015984 | NO | NHDPlus
110001163062 | DMR | 2023-2023 | 2023 | CROCKETT COGEN PROJECT | CA0029904 | Waste handling, treatment, and disposal - Remediation or Monitoring | 0.011244 | 0.00053545 | 365 | 3.0807e-05 | 1.8942 | 1.8942 | 1.8942 | 0.016264 | 0.016264 | 0.016264 | 0.28268 | 0.28268 | 0.28268 | 2.0639e-05 | 5.4212e-06 | 0.00035873 | 9.4226e-05 | NO | PlantFlow
110001301074 | DMR | 2019-2023 | 2023 | REXAIR INC | MI0047104 | Waste handling, treatment, and disposal - Remediation or Monitoring | 0.13383 | 0.0063728 | 365 | 0.00036665 | 71.787 | 114.0367 | 157.156 | 0.0051075 | 0.0032152 | 0.002333 | 0.088773 | 0.055883 | 0.040551 | 6.4816e-06 | 1.7025e-06 | 0.00011266 | 2.9591e-05 | NO | NHDPlus
110002108059 | DMR | 2020-2023 | 2020 | KY STATE REFORMATORY | KY0040126 | Waste handling, treatment, and disposal - Remediation or Monitoring | 2.1137 | 0.10065 | 365 | 0.005791 | 2.9734 | 3.8949 | 5.7349 | 1.9476 | 1.4868 | 1.0098 | 33.8514 | 25.8427 | 17.5511 | 0.0024716 | 0.00064921 | 0.042959 | 0.011284 | NO | NHDPlus
110002321345 | DMR | 2019-2023 | 2019 | MONARCH CHEMICALS | NY0257206 | Waste handling, treatment, and disposal - Remediation or Monitoring | 0.0070433 | 0.00033539 | 365 | 1.9297e-05 | 239.0379 | 364.5037 | 637.3285 | 8.0726e-05 | 5.294e-05 | 3.0277e-05 | 0.0014031 | 0.00092014 | 0.00052625 | 1.0244e-07 | 2.6909e-08 | 1.7806e-06 | 4.677e-07 | NO | NHDPlus
110003597395 | DMR | 2019-2023 | 2019 | KELSEY-HAYES MILFORD GWCU | MI0055883 | Waste handling, treatment, and disposal - Remediation or Monitoring | 0.28252 | 0.013453 | 365 | 0.00077402 | 46.3648 | 74.7555 | 118.2004 | 0.016694 | 0.010354 | 0.0065483 | 0.29016 | 0.17996 | 0.11382 | 2.1185e-05 | 5.5647e-06 | 0.00036822 | 9.672e-05 | NO | NHDPlus
110003614358 | DMR | 2019-2023 | 2019 | GOULD ELECTRONICS-HOWELL GWCU | MI0059987 | Waste handling, treatment, and disposal - Remediation or Monitoring | 0.041548 | 0.0019785 | 365 | 0.00011383 | 2.9537 | 5.2298 | 8.4624 | 0.038538 | 0.021766 | 0.013451 | 0.66982 | 0.37831 | 0.2338 | 4.8906e-05 | 1.2846e-05 | 0.00085003 | 0.00022327 | NO | NHDPlus
110004300596 | DMR | 2023-2023 | 2023 | GOLDEN NUGGET | NV0022993 | Waste handling, treatment, and disposal - Remediation or Monitoring | 0.0022899 | 0.00010904 | 365 | 6.2736e-06 |  |  |  | 1 | 1 | 1 | 1 |  |  | 0.001269 | 0.00033333 | 0.001269 | 0.00033333 | NO | Effluent
110004306938 | DMR | 2019-2023 | 2023 | VENETIAN HOTEL AND CASINO | NV0022888 | Waste handling, treatment, and disposal - Remediation or Monitoring | 0.75567 | 0.035984 | 365 | 0.0020703 | 3.2685 | 3.2685 | 3.2685 | 0.63343 | 0.63343 | 0.63343 | 11.0095 | 11.0095 | 11.0095 | 0.00080384 | 0.00021114 | 0.013972 | 0.0036698 | NO | PlantFlow
110005812371 | DMR | 2019-2023 | 2019 | WOODWARD INC | IL0002976 | Waste handling, treatment, and disposal - Remediation or Monitoring | 0.54177 | 0.025799 | 365 | 0.0014843 | 4.9178 | 4.9178 | 4.9178 | 0.30182 | 0.30182 | 0.30182 | 5.2459 | 5.2459 | 5.2459 | 0.00038302 | 0.00010061 | 0.0066573 | 0.0017486 | NO | PlantFlow
110006040989 | DMR | 2021-2023 | 2023 | VERONA WELL FIELD RD/RA GROUP | MI0042994 | Waste handling, treatment, and disposal - Remediation or Monitoring | 0.9042 | 0.043057 | 365 | 0.0024773 | 162.3297 | 250.8117 | 389.1439 | 0.015261 | 0.009877 | 0.0063659 | 0.26524 | 0.17167 | 0.11065 | 1.9366e-05 | 5.0869e-06 | 0.0003366 | 8.8415e-05 | NO | NHDPlus
110006739789 | DMR | 2021-2023 | 2023 | STP NO. 2 GWCU-LUDINGTON | MI0055531 | Waste handling, treatment, and disposal - Remediation or Monitoring | 0.027437 | 0.0013065 | 365 | 7.5171e-05 | 59.5102 | 95.1394 | 149.6054 | 0.0012632 | 0.00079012 | 0.00050246 | 0.021955 | 0.013733 | 0.0087333 | 1.603e-06 | 4.2105e-07 | 2.7862e-05 | 7.3183e-06 | NO | NHDPlus
110006739832 | DMR | 2019-2023 | 2022 | PIANO FACTORY-GRAND HAVEN | MI0054399 | Waste handling, treatment, and disposal - Remediation or Monitoring | 5.5844 | 0.26592 | 365 | 0.0153 | 4325.9261 | 5977.9389 | 10225.3673 | 0.0035367 | 0.0025593 | 0.0014962 | 0.061472 | 0.044484 | 0.026006 | 4.4882e-06 | 1.1789e-06 | 7.801e-05 | 2.0491e-05 | NO | NHDPlus
110006739878 | DMR | 2022-2023 | 2023 | CADILLAC FINANCING AUTH GWCU | MI0054925 | Waste handling, treatment, and disposal - Remediation or Monitoring | 0.49487 | 0.023565 | 365 | 0.0013558 | 71.787 | 114.0367 | 157.156 | 0.018886 | 0.011889 | 0.0086271 | 0.32826 | 0.20664 | 0.14995 | 2.3967e-05 | 6.2955e-06 | 0.00041658 | 0.00010942 | NO | NHDPlus
110007015871 | DMR | 2019-2023 | 2021 | NALCO COMPANY | LA0038890 | Waste handling, treatment, and disposal - Remediation or Monitoring | 0.16571 | 0.007891 | 365 | 0.000454 | 49.8538 | 49.8538 | 49.8538 | 0.0091066 | 0.0091066 | 0.0091066 | 0.15828 | 0.15828 | 0.15828 | 1.1557e-05 | 3.0355e-06 | 0.00020087 | 5.2761e-05 | NO | PlantFlow
110007300330 | DMR | 2021-2021 | 2021 | DRESSER INC - GE OIL & GAS | LAG420116 | Waste handling, treatment, and disposal - Remediation or Monitoring | 0.00060908 | 2.9004e-05 | 365 |  |  |  |  | 0.149 | 0.149 | 0.149 | 0.149 |  |  | 0.00018909 | 4.9667e-05 | 0.00018909 | 4.9667e-05 | NO | Effluent
110007915505 | DMR | 2019-2022 | 2021 | HYSTER-YALE GROUP, INC (BOLZONI-AURAMO) | AL0069787 | Waste handling, treatment, and disposal - Remediation or Monitoring | 0.029392 | 0.0013996 | 365 | 8.0527e-05 | 1.0368 | 1.9022 | 2.3224 | 0.077672 | 0.042334 | 0.034674 | 1.35 | 0.7358 | 0.60267 | 9.8568e-05 | 2.5891e-05 | 0.0017132 | 0.00045 | NO | NHDPlus
110007970142 | DMR | 2019-2023 | 2021 | CHEMOURS-CHAMBERS WORKS | NJ0005100 | Waste handling, treatment, and disposal - Remediation or Monitoring | 1.168 | 0.055619 | 365 | 0.0032 | 236.8132 | 236.8132 | 236.8132 | 0.013513 | 0.013513 | 0.013513 | 0.23486 | 0.23486 | 0.23486 | 1.7148e-05 | 4.5043e-06 | 0.00029805 | 7.8288e-05 | NO | PlantFlow
110008011490 | DMR | 2019-2023 | 2019 | MOOG INC | NY0090191 | Waste handling, treatment, and disposal - Remediation or Monitoring | 0.1557 | 0.0074143 | 365 | 0.00042658 | 0.75281 | 1.2812 | 1.7185 | 0.56665 | 0.33296 | 0.24823 | 9.8488 | 5.7871 | 4.3145 | 0.00071909 | 0.00018888 | 0.012499 | 0.0032829 | NO | NHDPlus
110008476327 | DMR | 2019-2023 | 2021 | SASOL CHEM USA LLC/OIL CITY | PA0103381 | Waste handling, treatment, and disposal - Remediation or Monitoring | 0.010771 | 0.00051291 | 365 | 2.951e-05 | 367.1143 | 551.6968 | 952.3833 | 8.0384e-05 | 5.349e-05 | 3.0985e-05 | 0.0013971 | 0.0009297 | 0.00053856 | 1.0201e-07 | 2.6795e-08 | 1.773e-06 | 4.6571e-07 | NO | NHDPlus
110008995490 | DMR | 2019-2023 | 2023 | MARYLAND VILLAS APARTMENT COMPLEX | NV0023043 | Waste handling, treatment, and disposal - Remediation or Monitoring | 0.25151 | 0.011977 | 365 | 0.00068906 | 1.5142 | 1.5142 | 1.5142 | 0.45508 | 0.45508 | 0.45508 | 7.9096 | 7.9096 | 7.9096 | 0.00057751 | 0.00015169 | 0.010038 | 0.0026365 | NO | PlantFlow
110009162903 | DMR | 2023-2023 | 2023 | MOTOR WHEEL DISPOSAL SITE | MI0055077 | Waste handling, treatment, and disposal - Remediation or Monitoring | 0.57975 | 0.027607 | 365 | 0.0015883 | 710.0871 | 1043.4425 | 1733.503 | 0.0022368 | 0.0015222 | 0.00091626 | 0.038878 | 0.026458 | 0.015926 | 2.8386e-06 | 7.4561e-07 | 4.9338e-05 | 1.2959e-05 | NO | NHDPlus
110009291872 | DMR | 2019-2023 | 2023 | DUPONT-CHEMOURS MONTAGUE SITE | MI0000884 | Waste handling, treatment, and disposal - Remediation or Monitoring | 0.15662 | 0.0074582 | 365 | 0.0004291 | 3.8832 | 3.8832 | 3.8832 | 0.1105 | 0.1105 | 0.1105 | 1.9206 | 1.9206 | 1.9206 | 0.00014023 | 3.6834e-05 | 0.0024373 | 0.00064021 | NO | PlantFlow
110009721836 | DMR | 2019-2023 | 2019 | CHEMICAL LEAMAN TANK LINES INC | NJG105589 | Waste handling, treatment, and disposal - Remediation or Monitoring | 0.020696 | 0.00098553 | 365 | 5.6702e-05 | 1.0902 | 1.0902 | 1.0902 | 0.05201 | 0.05201 | 0.05201 | 0.90399 | 0.90399 | 0.90399 | 6.6003e-05 | 1.7337e-05 | 0.0011472 | 0.00030133 | NO | PlantFlow
110009827143 | DMR | 2019-2023 | 2021 | INTERTEK TESTING SERVICES | NY0108995 | Waste handling, treatment, and disposal - Remediation or Monitoring | 0.89393 | 0.042568 | 365 | 0.0024491 | 251.052 | 382.1858 | 702.025 | 0.0097554 | 0.0064082 | 0.0034886 | 0.16956 | 0.11138 | 0.060636 | 1.238e-05 | 3.2518e-06 | 0.00021518 | 5.6519e-05 | NO | NHDPlus
110009899967 | DMR | 2020-2020 | 2020 | EGLE-RRD-AUSTIN TUBE PROD | MI0054224 | Waste handling, treatment, and disposal - Remediation or Monitoring | 0.035864 | 0.0017078 | 365 | 9.8257e-05 | 2.0753 | 3.7188 | 4.4712 | 0.047346 | 0.026421 | 0.021976 | 0.82292 | 0.45923 | 0.38196 | 6.0084e-05 | 1.5782e-05 | 0.0010443 | 0.00027431 | NO | NHDPlus
110009900116 | DMR | 2022-2023 | 2022 | STURGIS WELL FIELD-SF | MI0053465 | Waste handling, treatment, and disposal - Remediation or Monitoring | 0.19717 | 0.009389 | 365 | 0.00054019 | 3.8713 | 6.11 | 8.0519 | 0.13953 | 0.08841 | 0.067088 | 2.4252 | 1.5366 | 1.1661 | 0.00017707 | 4.6512e-05 | 0.0030777 | 0.00080841 | NO | NHDPlus
110009900312 | DMR | 2019-2023 | 2021 | MDOT-SECONDARY COMPLEX | MI0046841 | Waste handling, treatment, and disposal - Remediation or Monitoring | 0.0040279 | 0.00019181 | 365 | 1.1035e-05 | 0.043055 | 0.08802 | 0.092222 | 0.25631 | 0.12537 | 0.11966 | 4.4549 | 2.1791 | 2.0798 | 0.00032527 | 8.5437e-05 | 0.0056535 | 0.001485 | NO | NHDPlus
110009900679 | DMR | 2021-2023 | 2023 | COOPER INDUSTRIES LLC-GWCU | MI0025321 | Waste handling, treatment, and disposal - Remediation or Monitoring | 0.078614 | 0.0037435 | 365 | 0.00021538 | 61.3144 | 97.9242 | 157.2233 | 0.0035127 | 0.0021995 | 0.0013699 | 0.061055 | 0.038229 | 0.02381 | 4.4578e-06 | 1.1709e-06 | 7.7481e-05 | 2.0352e-05 | NO | NHDPlus
110009900884 | DMR | 2021-2023 | 2022 | TRANE TECHNOLOGIES GWCU | MI0003859 | Waste handling, treatment, and disposal - Remediation or Monitoring | 0.098875 | 0.0047083 | 365 | 0.00027089 | 817.5705 | 1195.6406 | 1669.6396 | 0.00033134 | 0.00022656 | 0.00016224 | 0.0057589 | 0.0039379 | 0.00282 | 4.2048e-07 | 1.1045e-07 | 7.3083e-06 | 1.9196e-06 | NO | NHDPlus
110009974117 | DMR | 2021-2023 | 2022 | HILLENBRAND INC. - REMEDIATION PROJECT | IN0057118 | Waste handling, treatment, and disposal - Remediation or Monitoring | 0.003679 | 0.00017519 | 365 | 1.008e-05 | 0.046774 | 0.095355 | 0.10523 | 0.21549 | 0.10571 | 0.095783 | 3.7455 | 1.8373 | 1.6648 | 0.00027347 | 7.1831e-05 | 0.0047531 | 0.0012485 | NO | NHDPlus
110010134185 | DMR | 2023-2023 | 2023 | ENGLISH LEASE, BOUNDARY BUTTE | NN0020133 | Waste handling, treatment, and disposal - Remediation or Monitoring | 0.0011241 | 5.3531e-05 | 365 | 3.0798e-06 | 0.1035 | 0.20538 | 0.24411 | 0.029756 | 0.014996 | 0.012616 | 0.51719 | 0.26064 | 0.21929 | 3.7762e-05 | 9.9188e-06 | 0.00065634 | 0.0001724 | NO | NHDPlus
110010912281 | DMR | 2019-2020 | 2019 | EASTBORO IV - 8285 GREENSBORO DR | VA0090093 | Waste handling, treatment, and disposal - Remediation or Monitoring | 1.0447e-05 | 4.9746e-07 | 365 | 2.8621e-08 | 1.3987 | 2.5403 | 2.8678 | 2.0462e-05 | 1.1267e-05 | 9.98e-06 | 0.00035565 | 0.00019582 | 0.00017346 | 2.5967e-08 | 6.8206e-09 | 4.5133e-07 | 1.1855e-07 | NO | NHDPlus
110011779147 | DMR | 2019-2023 | 2020 | CARRIER CORPORATION | NY0001163 | Waste handling, treatment, and disposal - Remediation or Monitoring | 8.302 | 0.39533 | 365 | 0.022745 | 9.0279 | 15.3888 | 23.1249 | 2.5194 | 1.478 | 0.98358 | 43.79 | 25.6896 | 17.0955 | 0.0031972 | 0.00083981 | 0.055571 | 0.014597 | NO | NHDPlus
110012254363 | DMR | 2019-2023 | 2023 | GREATER BATON ROUGE PORT COMMISSION - BARGE TERMINAL PROPERTY | LA0115606 | Waste handling, treatment, and disposal - Remediation or Monitoring | 0.00043461 | 2.0696e-05 | 365 | 1.1907e-06 | 23.3755 | 38.577 | 66.3982 | 5.0939e-05 | 3.0866e-05 | 1.7933e-05 | 0.00088536 | 0.00053648 | 0.00031169 | 6.4643e-08 | 1.698e-08 | 1.1236e-06 | 2.9512e-07 | NO | NHDPlus
110013317614 | DMR | 2019-2023 | 2023 | SOLVAY SOLEXIS INC | NJ0005185 | Waste handling, treatment, and disposal - Remediation or Monitoring | 0.022562 | 0.0010744 | 365 | 6.1813e-05 | 1.551 | 1.6259 | 1.6542 | 0.039853 | 0.038017 | 0.037367 | 0.69269 | 0.66078 | 0.64947 | 5.0576e-05 | 1.3284e-05 | 0.00087905 | 0.0002309 | NO | NHDPlus
110013738045 | DMR | 2023-2023 | 2023 | AIRPORT BUSINESS CENTER | RI0023604 | Waste handling, treatment, and disposal - Remediation or Monitoring | 0.047237 | 0.0022494 | 365 | 0.00012942 | 0.40796 | 0.77262 | 1.5934 | 0.31723 | 0.1675 | 0.081221 | 5.5137 | 2.9114 | 1.4117 | 0.00040257 | 0.00010574 | 0.0069971 | 0.0018379 | NO | NHDPlus
110015744024 | DMR | 2019-2023 | 2023 | REVVITY, INC | NY0270491 | Waste handling, treatment, and disposal - Remediation or Monitoring | 0.096209 | 0.0045814 | 365 | 0.00026359 | 45.4217 | 73.2861 | 96.7052 | 0.0058031 | 0.0035967 | 0.0027257 | 0.10086 | 0.062514 | 0.047375 | 7.3643e-06 | 1.9344e-06 | 0.000128 | 3.3621e-05 | NO | NHDPlus
110015972562 | DMR | 2019-2023 | 2020 | CAESARS PALACE HOTEL AND CASINO | NV0023191 | Waste handling, treatment, and disposal - Remediation or Monitoring | 0.31879 | 0.01518 | 365 | 0.0008734 | 1.6342 | 1.7751 | 2.5051 | 0.53444 | 0.49204 | 0.34865 | 9.289 | 8.5521 | 6.0599 | 0.00067822 | 0.00017815 | 0.011788 | 0.0030963 | NO | NHDPlus
110016695272 | DMR | 2021-2023 | 2021 | EGLE-RRD-GREGORY-MAIN ST GWCU | MI0057392 | Waste handling, treatment, and disposal - Remediation or Monitoring | 0.013128 | 0.00062513 | 365 | 3.5966e-05 | 0.78681 | 1.4572 | 1.7025 | 0.045711 | 0.024682 | 0.021125 | 0.79451 | 0.42899 | 0.36717 | 5.8009e-05 | 1.5237e-05 | 0.0010083 | 0.00026484 | NO | NHDPlus
110017217545 | DMR | 2019-2019 | 2019 | VOPAK TERMINAL LONG BEACH INC | CA0064165 | Waste handling, treatment, and disposal - Remediation or Monitoring | 0.0085171 | 0.00040558 | 365 | 2.3335e-05 | 0.046412 | 0.046412 | 0.046412 | 0.50277 | 0.50277 | 0.50277 | 8.7387 | 8.7387 | 8.7387 | 0.00063804 | 0.00016759 | 0.01109 | 0.0029129 | NO | PlantFlow
110017237373 | DMR | 2019-2020 | 2020 | LAS VEGAS ACADEMY | NV0023485 | Waste handling, treatment, and disposal - Remediation or Monitoring | 0.0033502 | 0.00015953 | 365 | 9.1786e-06 | 0.37854 | 0.37854 | 0.37854 | 0.024247 | 0.024247 | 0.024247 | 0.42144 | 0.42144 | 0.42144 | 3.0771e-05 | 8.0825e-06 | 0.00053483 | 0.00014048 | NO | PlantFlow
110017432937 | DMR | 2019-2023 | 2019 | FUTUREFUEL CHEMICAL COMPANY | AR0035386 | Waste handling, treatment, and disposal - Remediation or Monitoring | 4.574 | 0.21781 | 365 | 0.012532 | 11633.2256 | 15544.0464 | 27046.1219 | 0.0010772 | 0.0008062 | 0.00046334 | 0.018723 | 0.014013 | 0.0080534 | 1.367e-06 | 3.5908e-07 | 2.376e-05 | 6.2411e-06 | NO | NHDPlus
110017796330 | DMR | 2019-2023 | 2023 | IRVIN'S CORP DBA IRVIN'S TINWARE | PA0113913 | Waste handling, treatment, and disposal - Remediation or Monitoring | 0.0044249 | 0.00021071 | 365 | 1.2123e-05 | 1.3709 | 2.4914 | 2.5647 | 0.0088432 | 0.0048658 | 0.0047267 | 0.1537 | 0.084572 | 0.082155 | 1.1222e-05 | 2.9477e-06 | 0.00019505 | 5.1234e-05 | NO | NHDPlus
110017979810 | DMR | 2019-2023 | 2019 | US DOE KANSAS CITY PLANT | MO0004863 | Waste handling, treatment, and disposal - Remediation or Monitoring | 1.2852 | 0.061199 | 365 | 0.003521 | 2.0245 | 3.6308 | 5.0551 | 1.7392 | 0.96977 | 0.69653 | 30.2298 | 16.8555 | 12.1064 | 0.0022072 | 0.00057975 | 0.038363 | 0.010077 | NO | NHDPlus
110018199377 | DMR | 2019-2023 | 2021 | IMTT-ILLINOIS LLC | IL0005126 | Waste handling, treatment, and disposal - Remediation or Monitoring | 85.5015 | 4.0715 | 365 | 0.23425 | 437.861 | 654.0831 | 948.7665 | 0.53499 | 0.35814 | 0.2469 | 9.2986 | 6.2247 | 4.2914 | 0.00067892 | 0.00017833 | 0.0118 | 0.0030995 | NO | NHDPlus
110019560722 | DMR | 2019-2023 | 2021 | CHICAGO PNEUMATIC TOOL CO | NY0108537 | Waste handling, treatment, and disposal - Remediation or Monitoring | 0.034574 | 0.0016464 | 365 | 9.4725e-05 | 2.33 | 4.1589 | 4.3491 | 0.040654 | 0.022776 | 0.02178 | 0.7066 | 0.39587 | 0.37856 | 5.1591e-05 | 1.3551e-05 | 0.0008967 | 0.00023553 | NO | NHDPlus
110020036209 | DMR | 2019-2022 | 2019 | DRESSER MANUFACTURING DIVISION | PA0114332 | Waste handling, treatment, and disposal - Remediation or Monitoring | 0.021557 | 0.0010265 | 365 | 5.9061e-05 | 2.7453 | 4.8729 | 4.9827 | 0.021514 | 0.01212 | 0.011853 | 0.37393 | 0.21066 | 0.20602 | 2.7302e-05 | 7.1712e-06 | 0.00047453 | 0.00012464 | NO | NHDPlus
110020039402 | DMR | 2019-2023 | 2021 | THE STIRLING CLUB | NV0023256 | Waste handling, treatment, and disposal - Remediation or Monitoring | 0.0033081 | 0.00015753 | 365 | 9.0633e-06 | 0.96511 | 1.7751 | 2.5051 | 0.0093909 | 0.0051059 | 0.003618 | 0.16322 | 0.088745 | 0.062884 | 1.1917e-05 | 3.1303e-06 | 0.00020714 | 5.4408e-05 | NO | NHDPlus
110028243791 | DMR | 2019-2019 | 2019 | VOPAK TERMINAL LOS ANGELES | CA0063177 | Waste handling, treatment, and disposal - Remediation or Monitoring | 0.020298 | 0.00096657 | 365 | 5.5611e-05 | 2.8372 | 2.8372 | 2.8372 | 0.019601 | 0.019601 | 0.019601 | 0.34068 | 0.34068 | 0.34068 | 2.4874e-05 | 6.5335e-06 | 0.00043233 | 0.00011356 | NO | PlantFlow
110031267304 | DMR | 2019-2020 | 2019 | 1515 WYNKOOP STREET | COG603115 | Waste handling, treatment, and disposal - Remediation or Monitoring | 0.0059682 | 0.0002842 | 365 | 1.6351e-05 | 3.1168 | 5.5086 | 14.6285 | 0.0052461 | 0.0029683 | 0.0011178 | 0.091182 | 0.051592 | 0.019428 | 6.6575e-06 | 1.7487e-06 | 0.00011571 | 3.0394e-05 | NO | NHDPlus
110033145353 | DMR | 2023-2023 | 2023 | VALERO REFINING COMPANY-CALIF | CA0005550 | Waste handling, treatment, and disposal - Remediation or Monitoring | 0.18497 | 0.0088082 | 365 | 0.00050678 | 9.0791 | 9.0791 | 9.0791 | 0.055818 | 0.055818 | 0.055818 | 0.97017 | 0.97017 | 0.97017 | 7.0835e-05 | 1.8606e-05 | 0.0012312 | 0.00032339 | NO | PlantFlow
110033659878 | DMR | 2019-2023 | 2021 | HONEYWELL INTERNATIONAL INC - GEISMAR COMPLEX | LA0006181 | Waste handling, treatment, and disposal - Remediation or Monitoring | 3.977 | 0.18938 | 365 | 0.010896 | 5.2924 | 5.2924 | 5.2924 | 2.0588 | 2.0588 | 2.0588 | 35.7842 | 35.7842 | 35.7842 | 0.0026127 | 0.00068627 | 0.045411 | 0.011928 | NO | PlantFlow
110034641635 | DMR | 2019-2019 | 2019 | EQUISTAR CHEMICALS-LAPORTE | TX0119792 | Waste handling, treatment, and disposal - Remediation or Monitoring | 8.895 | 0.42357 | 365 | 0.02437 | 7.4524 | 7.4524 | 7.4524 | 3.2701 | 3.2701 | 3.2701 | 56.837 | 56.837 | 56.837 | 0.0041498 | 0.00109 | 0.072128 | 0.018946 | NO | PlantFlow
110035762822 | DMR | 2019-2023 | 2021 | W HOTLE BLOCK 21 | TX0131547 | Waste handling, treatment, and disposal - Remediation or Monitoring | 0.018377 | 0.0008751 | 365 | 5.0348e-05 | 1056.343 | 1531.4279 | 2617.8402 | 4.7663e-05 | 3.2877e-05 | 1.9233e-05 | 0.00082842 | 0.00057143 | 0.00033428 | 6.0486e-08 | 1.5888e-08 | 1.0513e-06 | 2.7614e-07 | NO | NHDPlus
110035765794 | DMR | 2021-2021 | 2021 | FORMER NAVAL INDUSTRIAL RESERVE ORDNANCE PLANT | MNG790159 | Waste handling, treatment, and disposal - Remediation or Monitoring | 0.0059162 | 0.00028172 | 365 | 1.6209e-05 | 9531.5584 | 12822.4303 | 21831.9293 | 1.7005e-06 | 1.2641e-06 | 7.4243e-07 | 2.9557e-05 | 2.1971e-05 | 1.2904e-05 | 2.158e-09 | 5.6684e-10 | 3.7509e-08 | 9.8523e-09 | NO | NHDPlus
110037096674 | DMR | 2020-2021 | 2021 | HERITAGE AT SILVER SPRING TITLEHOLDER, LLC | MD0071790 | Waste handling, treatment, and disposal - Remediation or Monitoring | 0.069468 | 0.003308 | 365 | 0.00019032 | 82.6129 | 130.6088 | 160.5716 | 0.0023038 | 0.0014572 | 0.0011853 | 0.040042 | 0.025328 | 0.020602 | 2.9236e-06 | 7.6794e-07 | 5.0815e-05 | 1.3347e-05 | NO | NHDPlus
110037256867 | DMR | 2019-2023 | 2022 | FREEPORT-MCMORAN PRODUCED WRF | CA0050628 | Waste handling, treatment, and disposal - Remediation or Monitoring | 0.16233 | 0.00773 | 365 | 0.00044474 | 1.6677 | 1.6677 | 3.6978 | 0.26668 | 0.26668 | 0.12027 | 4.6352 | 4.6352 | 2.0904 | 0.00033843 | 8.8895e-05 | 0.0058823 | 0.0015451 | NO | NHDPlus
110037274133 | DMR | 2020-2023 | 2020 | HUGHES CENTER | NV0023604 | Waste handling, treatment, and disposal - Remediation or Monitoring | 0.0023037 | 0.0001097 | 365 | 6.3115e-06 | 0.96511 | 1.7751 | 2.5051 | 0.0065396 | 0.0035556 | 0.0025195 | 0.11366 | 0.061801 | 0.043791 | 8.299e-06 | 2.1799e-06 | 0.00014424 | 3.7888e-05 | NO | NHDPlus
110041022274 | DMR | 2019-2023 | 2022 | MEXICHEM - SPECIALTY RESINS INC. | NJ0004286 | Waste handling, treatment, and disposal - Remediation or Monitoring | 3.32e-05 | 1.581e-06 | 365 | 9.0959e-08 | 2.2082 | 2.2082 | 2.2082 | 4.1192e-05 | 4.1192e-05 | 4.1192e-05 | 0.00071596 | 0.00071596 | 0.00071596 | 5.2274e-08 | 1.3731e-08 | 9.0858e-07 | 2.3865e-07 | NO | PlantFlow
110041049950 | DMR | 2019-2021 | 2019 | INTERMATIC INC | IL0059145 | Waste handling, treatment, and disposal - Remediation or Monitoring | 84.4812 | 4.0229 | 365 | 0.23146 | 100.2155 | 157.401 | 254.5562 | 2.3096 | 1.4705 | 0.90925 | 40.1426 | 25.5584 | 15.8036 | 0.0029309 | 0.00076986 | 0.050942 | 0.013381 | NO | NHDPlus
110041133163 | DMR | 2019-2023 | 2020 | PHILLIPS 66 BAYWAY REFINERY | NJ0001511 | Waste handling, treatment, and disposal - Remediation or Monitoring | 2.305 | 0.10976 | 365 | 0.0063151 | 1403.4776 | 1403.4776 | 1403.4776 | 0.0044996 | 0.0044996 | 0.0044996 | 0.078207 | 0.078207 | 0.078207 | 5.7101e-06 | 1.4999e-06 | 9.9248e-05 | 2.6069e-05 | NO | PlantFlow
110041245015 | DMR | 2019-2023 | 2022 | RILLS BUS SERVICE | MDGVW3674 | Waste handling, treatment, and disposal - Remediation or Monitoring | 0.0010603 | 5.0491e-05 | 365 | 2.905e-06 | 12.0562 | 20.3496 | 30.4472 | 0.00024095 | 0.00014275 | 9.541e-05 | 0.004188 | 0.0024812 | 0.0016583 | 3.0578e-07 | 8.0318e-08 | 5.3147e-06 | 1.396e-06 | NO | NHDPlus
110041253256 | DMR | 2019-2023 | 2023 | RESORTS WORLD LAS VEGAS | NV0023621 | Waste handling, treatment, and disposal - Remediation or Monitoring | 0.1271 | 0.0060524 | 365 | 0.00034822 | 1.6267 | 1.7751 | 2.5051 | 0.21407 | 0.19617 | 0.13901 | 3.7207 | 3.4097 | 2.416 | 0.00027166 | 7.1356e-05 | 0.0047217 | 0.0012402 | NO | NHDPlus
110041903223 | DMR | 2019-2020 | 2019 | TERRIBLE HERBST # 225 | NV0023809 | Waste handling, treatment, and disposal - Remediation or Monitoring | 0.0023918 | 0.00011389 | 365 | 6.5528e-06 | 0.10895 | 0.10895 | 0.10895 | 0.060145 | 0.060145 | 0.060145 | 1.0454 | 1.0454 | 1.0454 | 7.6327e-05 | 2.0048e-05 | 0.0013266 | 0.00034846 | NO | PlantFlow
110042068473 | DMR | 2021-2021 | 2021 | APS FOUR CORNERS POWER PLANT | NN0000019 | Waste handling, treatment, and disposal - Remediation or Monitoring | 1.6192 | 0.077106 | 365 | 0.0044362 | 6480.6219 | 6480.6219 | 6480.6219 | 0.00068454 | 0.00068454 | 0.00068454 | 0.011898 | 0.011898 | 0.011898 | 8.687e-07 | 2.2818e-07 | 1.5099e-05 | 3.966e-06 | NO | PlantFlow
110043544144 | DMR | 2019-2023 | 2020 | LEXMARK INTERNATIONAL INC | KY0097624 | Waste handling, treatment, and disposal - Remediation or Monitoring | 0.016908 | 0.00080515 | 365 | 4.6324e-05 | 2.5587 | 4.5526 | 7.0672 | 0.018104 | 0.010175 | 0.0065547 | 0.31467 | 0.17686 | 0.11393 | 2.2975e-05 | 6.0348e-06 | 0.00039933 | 0.00010489 | NO | NHDPlus
110043808467 | DMR | 2019-2023 | 2021 | EMD ACQUISITION LLC | NV0023060 | Waste handling, treatment, and disposal - Remediation or Monitoring | 0.62498 | 0.029761 | 365 | 0.0017123 | 7570.82 | 7570.82 | 7570.82 | 0.00022617 | 0.00022617 | 0.00022617 | 0.003931 | 0.003931 | 0.003931 | 2.8702e-07 | 7.5389e-08 | 4.9886e-06 | 1.3103e-06 | NO | PlantFlow
110044852068 | DMR | 2019-2023 | 2023 | PRAIRIE STATE GENERATING STATION | IL0076996 | Waste handling, treatment, and disposal - Remediation or Monitoring | 2.4298 | 0.11571 | 365 | 0.0066571 | 1.1355 | 1.1355 | 1.5534 | 5.8625 | 5.8625 | 4.2854 | 101.8954 | 101.8954 | 74.4835 | 0.0074397 | 0.0019542 | 0.12931 | 0.033965 | NO | NHDPlus
110045651344 | DMR | 2020-2020 | 2020 | LA PORTE PLANT | TX0007421 | Waste handling, treatment, and disposal - Remediation or Monitoring | 0.16571 | 0.007891 | 365 | 0.000454 | 6.431 | 6.431 | 6.431 | 0.070595 | 0.070595 | 0.070595 | 1.227 | 1.227 | 1.227 | 8.9588e-05 | 2.3532e-05 | 0.0015571 | 0.000409 | NO | PlantFlow
110054612558 | DMR | 2019-2023 | 2023 | CALUMET MISSOURI, LLC | MO0137243 | Waste handling, treatment, and disposal - Remediation or Monitoring | 0.16024 | 0.0076304 | 365 | 0.00043901 | 17.4787 | 29.132 | 50.3289 | 0.025117 | 0.01507 | 0.0087229 | 0.43656 | 0.26193 | 0.15161 | 3.1874e-05 | 8.3723e-06 | 0.00055401 | 0.00014552 | NO | NHDPlus
110055415732 | DMR | 2021-2021 | 2021 | COSTCO WHOLESALE #1115 | VAG830567 | Waste handling, treatment, and disposal - Remediation or Monitoring | 0.0093202 | 0.00044382 | 365 | 2.5535e-05 | 1.3453 | 2.4466 | 2.9147 | 0.01898 | 0.010437 | 0.0087608 | 0.3299 | 0.1814 | 0.15227 | 2.4087e-05 | 6.3268e-06 | 0.00041865 | 0.00010997 | NO | Surrogate NHDPlus
110056125376 | DMR | 2021-2023 | 2023 | CONFLUENCE PARK APARTMENTS | CO0049003 | Waste handling, treatment, and disposal - Remediation or Monitoring | 0.0044653 | 0.00021263 | 365 | 1.2234e-05 | 3.1168 | 5.5086 | 14.6285 | 0.0039251 | 0.0022209 | 0.0008363 | 0.068221 | 0.038601 | 0.014536 | 4.981e-06 | 1.3084e-06 | 8.6575e-05 | 2.274e-05 | NO | NHDPlus
110056961480 | DMR | 2022-2022 | 2022 | NORTH STORAGE FACILITY | TX0102326 | Waste handling, treatment, and disposal - Remediation or Monitoring | 0.16571 | 0.007891 | 365 | 0.000454 | 1.4006 | 1.4006 | 1.4006 | 0.32415 | 0.32415 | 0.32415 | 5.634 | 5.634 | 5.634 | 0.00041135 | 0.00010805 | 0.0071497 | 0.001878 | NO | PlantFlow
110056966699 | DMR | 2020-2023 | 2020 | WACKER CHEM CORP | MI0026034 | Waste handling, treatment, and disposal - Remediation or Monitoring | 4.6221e-06 | 2.201e-07 | 365 | 1.2663e-08 | 160.1875 | 247.6137 | 380.0841 | 7.9053e-08 | 5.1141e-08 | 3.3317e-08 | 1.374e-06 | 8.8888e-07 | 5.7908e-07 | 1.0032e-10 | 2.6351e-11 | 1.7437e-09 | 4.5801e-10 | NO | NHDPlus
110056972432 | DMR | 2019-2022 | 2019 | TAMINCO EASTMAN US - ST GABRIEL PLANT | LA0046361 | Waste handling, treatment, and disposal - Remediation or Monitoring | 0.41428 | 0.019727 | 365 | 0.001135 | 1.4033 | 1.4033 | 1.4033 | 0.8088 | 0.8088 | 0.8088 | 14.0577 | 14.0577 | 14.0577 | 0.0010264 | 0.0002696 | 0.01784 | 0.0046859 | NO | PlantFlow
110058286331 | DMR | 2019-2019 | 2019 | D H HOLDINGS GWRS - FAYETTE TUBULAR PRODUCTS INC | OH0143880 | Waste handling, treatment, and disposal - Remediation or Monitoring | 0.10697 | 0.0050938 | 365 | 0.00029307 | 1.3453 | 2.4466 | 3.5308 | 0.21784 | 0.11979 | 0.083003 | 3.7863 | 2.082 | 1.4427 | 0.00027645 | 7.2614e-05 | 0.004805 | 0.0012621 | NO | Surrogate NHDPlus
110059344473 | DMR | 2019-2023 | 2019 | BVPV STYRENICS LLC/BEAVER | PA0006254 | Waste handling, treatment, and disposal - Remediation or Monitoring | 0.66284 | 0.031564 | 365 | 0.001816 | 31310.2637 | 40451.0489 | 80817.6593 | 5.8e-05 | 4.4894e-05 | 2.247e-05 | 0.0010081 | 0.0007803 | 0.00039056 | 7.3604e-08 | 1.9333e-08 | 1.2793e-06 | 3.3603e-07 | NO | NHDPlus
110059844156 | DMR | 2020-2023 | 2020 | LAS VEGAS CONVENTION AND VISITORS AUTHORITY REMEDIATION SYSTEM | NV0024232 | Waste handling, treatment, and disposal - Remediation or Monitoring | 0.063544 | 0.0030259 | 365 | 0.00017409 |  |  |  | 0.5 | 0.5 | 0.5 | 0.5 |  |  | 0.00063452 | 0.00016667 | 0.00063452 | 0.00016667 | NO | Effluent
110059861065 | DMR | 2020-2023 | 2020 | THE MARTIN | NV0023558 | Waste handling, treatment, and disposal - Remediation or Monitoring | 0.0014817 | 7.0556e-05 | 365 | 4.0594e-06 | 0.96511 | 1.7751 | 2.5051 | 0.0042061 | 0.0022869 | 0.0016205 | 0.073107 | 0.039749 | 0.028165 | 5.3378e-06 | 1.402e-06 | 9.2775e-05 | 2.4369e-05 | NO | NHDPlus
110060340162 | DMR | 2019-2023 | 2019 | PURITY ISOBUTYLENE PLANT/PASADENA TERMINAL | TX0131768 | Waste handling, treatment, and disposal - Remediation or Monitoring | 0.82891 | 0.039472 | 365 | 0.002271 | 0.27255 | 0.27255 | 0.27255 | 8.3324 | 8.3324 | 8.3324 | 144.8256 | 144.8256 | 144.8256 | 0.010574 | 0.0027775 | 0.18379 | 0.048275 | NO | PlantFlow
110064418553 | DMR | 2020-2021 | 2020 | VILLAGE SHOP #4/SINCLAIR STATION | NV0024220 | Waste handling, treatment, and disposal - Remediation or Monitoring | 0.007253 | 0.00034538 | 365 | 1.9871e-05 | 0.10902 | 0.10902 | 0.10902 | 0.18227 | 0.18227 | 0.18227 | 3.1681 | 3.1681 | 3.1681 | 0.00023131 | 6.0757e-05 | 0.0040204 | 0.001056 | NO | PlantFlow
110064611969 | DMR | 2019-2019 | 2019 | BIO-LAB, INC., A CHEMTURA COMPANY | LA0125041 | Waste handling, treatment, and disposal - Remediation or Monitoring | 2.5904 | 0.12335 | 365 | 0.0070969 | 34.88 | 34.88 | 34.88 | 0.20347 | 0.20347 | 0.20347 | 3.5364 | 3.5364 | 3.5364 | 0.00025821 | 6.7822e-05 | 0.0044879 | 0.0011788 | NO | PlantFlow
110064621805 | DMR | 2019-2023 | 2023 | TEXAS INSTRUMENTS, INC. | MA0001791 | Waste handling, treatment, and disposal - Remediation or Monitoring | 0.11421 | 0.0054388 | 365 | 0.00031292 | 3.5906 | 6.3154 | 12.1233 | 0.087148 | 0.049548 | 0.025811 | 1.5147 | 0.86119 | 0.44862 | 0.00011059 | 2.9049e-05 | 0.0019222 | 0.00050491 | NO | NHDPlus
110064624018 | DMR | 2021-2023 | 2022 | INGLEWOOD OIL FIELD | CA0057827 | Waste handling, treatment, and disposal - Remediation or Monitoring | 1.1066 | 0.052695 | 365 | 0.0030318 | 0.32806 | 0.62592 | 2.0814 | 9.2417 | 4.8438 | 1.4566 | 160.6294 | 84.189 | 25.3173 | 0.011728 | 0.0030806 | 0.20384 | 0.053543 | NO | NHDPlus
110064634686 | DMR | 2019-2023 | 2023 | ROHM & HAAS BRISTOL FACILITY | PA0012769 | Waste handling, treatment, and disposal - Remediation or Monitoring | 0.10451 | 0.0049767 | 365 | 0.00028633 | 17.0127 | 28.3814 | 42.8497 | 0.01683 | 0.010089 | 0.0066822 | 0.29253 | 0.17535 | 0.11614 | 2.1358e-05 | 5.6101e-06 | 0.00037123 | 9.7509e-05 | NO | NHDPlus
110066354359 | DMR | 2019-2019 | 2019 | MALAKOFF DIGGINS STATE PARK | CA0085332 | Waste handling, treatment, and disposal - Remediation or Monitoring | 0.019163 | 0.00091253 | 365 | 5.2502e-05 | 2.7994 | 2.7994 | 2.7994 | 0.018755 | 0.018755 | 0.018755 | 0.32597 | 0.32597 | 0.32597 | 2.38e-05 | 6.2516e-06 | 0.00041367 | 0.00010866 | NO | PlantFlow
110067874312 | DMR | 2022-2023 | 2022 | CENTRAL CITY TUNNEL | MNG790264 | Waste handling, treatment, and disposal - Remediation or Monitoring | 0.77983 | 0.037135 | 365 | 0.0021365 |  |  |  | 1.1 | 1.1 | 1.1 | 1.1 |  |  | 0.0013959 | 0.00036667 | 0.0013959 | 0.00036667 | NO | Effluent
110070053140 | DMR | 2019-2023 | 2022 | FOUNDRY 2 ST | CO0049038 | Waste handling, treatment, and disposal - Remediation or Monitoring | 0.019553 | 0.00093111 | 365 | 5.3571e-05 |  |  |  | 5 | 5 | 5 | 5 |  |  | 0.0063452 | 0.0016667 | 0.0063452 | 0.0016667 | NO | Effluent
110070097711 | DMR | 2021-2021 | 2021 | THE YORK ON CITY PARK APTS 1781 YORK ST | CO0049006 | Waste handling, treatment, and disposal - Remediation or Monitoring | 0.00032778 | 1.5609e-05 | 365 | 8.9803e-07 | 3.1168 | 5.5086 | 14.6285 | 0.00028812 | 0.00016302 | 6.1389e-05 | 0.0050078 | 0.0028335 | 0.001067 | 3.6564e-07 | 9.604e-08 | 6.3551e-06 | 1.6693e-06 | NO | NHDPlus
110070162955 | DMR | 2019-2023 | 2022 | MCDONALD FARMS ENTERPRISES INC | CO0049005 | Waste handling, treatment, and disposal - Remediation or Monitoring | 0.0078993 | 0.00037616 | 365 | 2.1642e-05 | 1.0713 | 1.9633 | 26.5385 | 0.020202 | 0.011023 | 0.00081549 | 0.35113 | 0.19159 | 0.014174 | 2.5637e-05 | 6.734e-06 | 0.0004456 | 0.00011704 | NO | NHDPlus
110070208769 | DMR | 2019-2019 | 2019 | LOTTE CHEMICAL LOUISIANA LLC | LA0127268 | Waste handling, treatment, and disposal - Remediation or Monitoring | 4.8884 | 0.23278 | 365 | 0.013393 | 19.1716 | 31.8533 | 54.7701 | 0.69859 | 0.42046 | 0.24453 | 12.1421 | 7.308 | 4.2502 | 0.00088653 | 0.00023286 | 0.015409 | 0.0040474 | NO | NHDPlus
110070210457 | DMR | 2019-2023 | 2019 | HERCULES GIBBSTOWN GROUNDWATER TREATMENT SITE | NJG005134 | Waste handling, treatment, and disposal - Remediation or Monitoring | 0.0036858 | 0.00017552 | 365 | 1.0098e-05 | 3.3247 | 5.8631 | 6.999 | 0.0030373 | 0.0017223 | 0.0014428 | 0.052791 | 0.029936 | 0.025077 | 3.8544e-06 | 1.0124e-06 | 6.6994e-05 | 1.7597e-05 | NO | NHDPlus
110070212323 | DMR | 2019-2023 | 2019 | STEARNS & FOSTER BEDDING CO FORMER | NJG132829 | Waste handling, treatment, and disposal - Remediation or Monitoring | 0.001899 | 9.043e-05 | 365 | 5.2028e-06 | 1.2291 | 2.2421 | 2.5024 | 0.0042331 | 0.0023206 | 0.0020791 | 0.073575 | 0.040333 | 0.036137 | 5.3719e-06 | 1.411e-06 | 9.3369e-05 | 2.4525e-05 | NO | NHDPlus
110070213656 | DMR | 2019-2022 | 2019 | FORMER REXON FACILITY AKA ENJEMS MILLWORKS | NJG218316 | Waste handling, treatment, and disposal - Remediation or Monitoring | 0.00042768 | 2.0366e-05 | 365 | 1.1717e-06 | 797.2709 | 1166.9511 | 1998.0676 | 1.4697e-06 | 1.0041e-06 | 5.8643e-07 | 2.5544e-05 | 1.7452e-05 | 1.0193e-05 | 1.8651e-09 | 4.8989e-10 | 3.2417e-08 | 8.5148e-09 | NO | NHDPlus
110070215141 | DMR | 2019-2023 | 2021 | FORMER NUODEX CORP FACILITY | NJG197548 | Waste handling, treatment, and disposal - Remediation or Monitoring | 0.0072204 | 0.00034383 | 365 | 1.9782e-05 | 2.3825 | 4.2494 | 5.2963 | 0.0083029 | 0.0046552 | 0.0037351 | 0.14431 | 0.080912 | 0.064919 | 1.0537e-05 | 2.7676e-06 | 0.00018314 | 4.8104e-05 | NO | NHDPlus
110070217974 | DMR | 2019-2023 | 2023 | PENN COLOR INC FORMER MANVILLE, NJ FACILITY | NJG156922 | Waste handling, treatment, and disposal - Remediation or Monitoring | 0.00044448 | 2.1166e-05 | 365 | 1.2178e-06 | 11.6111 | 19.6235 | 28.9503 | 0.00010488 | 6.2056e-05 | 4.2064e-05 | 0.0018229 | 0.0010786 | 0.00073111 | 1.3309e-07 | 3.4959e-08 | 2.3133e-06 | 6.0763e-07 | NO | NHDPlus
110070219521 | DMR | 2019-2023 | 2020 | SOMERSET ST GROUNDWATER TREATMENT FACILITY | NJG167916 | Waste handling, treatment, and disposal - Remediation or Monitoring | 0.096146 | 0.0045784 | 365 | 0.00026341 | 2.4478 | 4.3619 | 5.2618 | 0.10761 | 0.06039 | 0.050061 | 1.8704 | 1.0496 | 0.87011 | 0.00013656 | 3.587e-05 | 0.0023736 | 0.00062346 | NO | NHDPlus
110070220269 | DMR | 2019-2023 | 2019 | 601 NASSAU ST ASSOC LLC | NJG129127 | Waste handling, treatment, and disposal - Remediation or Monitoring | 0.0021569 | 0.00010271 | 365 | 5.9093e-06 | 4.6778 | 8.154 | 10.831 | 0.0012632 | 0.0007247 | 0.00054559 | 0.021956 | 0.012596 | 0.0094829 | 1.6031e-06 | 4.2108e-07 | 2.7863e-05 | 7.3188e-06 | NO | NHDPlus
110070220772 | DMR | 2019-2023 | 2021 | GARDEN STATE TILE DISTRIBUTORS INC | NJG129526 | Waste handling, treatment, and disposal - Remediation or Monitoring | 0.024251 | 0.0011548 | 365 | 6.6441e-05 | 7.4869 | 12.8435 | 18.1007 | 0.0088742 | 0.0051731 | 0.0036706 | 0.15424 | 0.089913 | 0.063799 | 1.1262e-05 | 2.9581e-06 | 0.00019574 | 5.1414e-05 | NO | NHDPlus
110070389730 | DMR | 2019-2019 | 2019 | WAYLAND RECYCLING SITE-RRD | MI0060251 | Waste handling, treatment, and disposal - Remediation or Monitoring | 0.1372 | 0.0065333 | 365 | 0.00037589 |  |  |  | 4.8 | 4.8 | 4.8 | 4.8 |  |  | 0.0060914 | 0.0016 | 0.0060914 | 0.0016 | NO | Effluent
110070545578 | DMR | 2019-2020 | 2019 | AMERICAN PHYSICAL THERAPY ASSOCIATION | VAG830544 | Waste handling, treatment, and disposal - Remediation or Monitoring | 1.504 | 0.071621 | 365 | 0.0041206 |  |  |  | 5 | 5 | 5 | 5 |  |  | 0.0063452 | 0.0016667 | 0.0063452 | 0.0016667 | NO | Effluent
110070546877 | DMR | 2019-2023 | 2019 | JASPER COLUMBIA PIKE | VAG830321 | Waste handling, treatment, and disposal - Remediation or Monitoring | 0.00044856 | 2.136e-05 | 365 | 1.2289e-06 |  |  |  | 2 | 2 | 2 | 2 |  |  | 0.0025381 | 0.00066667 | 0.0025381 | 0.00066667 | NO | Effluent
110070548118 | DMR | 2019-2020 | 2019 | FOUNDERS ROW | VAG830543 | Waste handling, treatment, and disposal - Remediation or Monitoring | 0.22187 | 0.010565 | 365 | 0.00060785 |  |  |  | 5 | 5 | 5 | 5 |  |  | 0.0063452 | 0.0016667 | 0.0063452 | 0.0016667 | NO | Effluent
110070549382 | DMR | 2019-2020 | 2019 | 4000 NORTH FAIRFAX DRIVE | VAG830530 | Waste handling, treatment, and disposal - Remediation or Monitoring | 0.041027 | 0.0019536 | 365 | 0.0001124 |  |  |  | 1 | 1 | 1 | 1 |  |  | 0.001269 | 0.00033333 | 0.001269 | 0.00033333 | NO | Effluent
110070598729 | DMR | 2019-2021 | 2019 | INSTITUTE FOR DEFENSE ANALYSES POTOMAC YARD | VAG830548 | Waste handling, treatment, and disposal - Remediation or Monitoring | 0.0001422 | 6.7712e-06 | 365 | 3.8958e-07 |  |  |  | 1 | 1 | 1 | 1 |  |  | 0.001269 | 0.00033333 | 0.001269 | 0.00033333 | NO | Effluent
110070684897 | DMR | 2019-2023 | 2019 | TYSONS CENTRAL OFFICE BUILDING A | VAG830552 | Waste handling, treatment, and disposal - Remediation or Monitoring | 0.010138 | 0.00048275 | 365 | 2.7775e-05 |  |  |  | 2 | 2 | 2 | 2 |  |  | 0.0025381 | 0.00066667 | 0.0025381 | 0.00066667 | NO | Effluent
110070828339 | DMR | 2020-2021 | 2020 | BAE SYSTEMS ORDNANCE SYSTEMS INC. | TN0003671 | Waste handling, treatment, and disposal - Remediation or Monitoring | 1.4085 | 0.067073 | 365 | 0.003859 | 19.9551 | 19.9551 | 19.9551 | 0.19338 | 0.19338 | 0.19338 | 3.3612 | 3.3612 | 3.3612 | 0.00024541 | 6.4461e-05 | 0.0042655 | 0.0011204 | NO | PlantFlow
110070882213 | DMR | 2020-2021 | 2020 | METROPOLITAN PARK 678 | VAG830559 | Waste handling, treatment, and disposal - Remediation or Monitoring | 0.15542 | 0.0074011 | 365 | 0.00042582 |  |  |  | 2 | 2 | 2 | 2 |  |  | 0.0025381 | 0.00066667 | 0.0025381 | 0.00066667 | NO | Effluent
110070884090 | DMR | 2020-2020 | 2020 | METRO VIRGINIA OFFICE BUILDING | VAG830558 | Waste handling, treatment, and disposal - Remediation or Monitoring | 0.0010046 | 4.7839e-05 | 365 | 2.7524e-06 |  |  |  | 2 | 2 | 2 | 2 |  |  | 0.0025381 | 0.00066667 | 0.0025381 | 0.00066667 | NO | Effluent
110070884091 | DMR | 2020-2022 | 2020 | POTOMAC YARDS LANDBAY H/I | VAG830562 | Waste handling, treatment, and disposal - Remediation or Monitoring | 0.24077 | 0.011465 | 365 | 0.00065965 |  |  |  | 0.5 | 0.5 | 0.5 |  |  |  | 0.00063452 | 0.00016667 |  |  | TBD | Surrogate NHDPlus
110070884188 | DMR | 2021-2022 | 2021 | 1900 CRYSTAL DRIVE - TOWERS | VAG830560 | Waste handling, treatment, and disposal - Remediation or Monitoring | 0.017496 | 0.00083313 | 365 | 4.7934e-05 |  |  |  | 0.5 | 0.5 | 0.5 | 0.5 |  |  | 0.00063452 | 0.00016667 | 0.00063452 | 0.00016667 | NO | Effluent
110070884760 | DMR | 2022-2022 | 2022 | ALLAN MYERS - LASKIN ROAD IMPROVEMENTS | VAG830561 | Waste handling, treatment, and disposal - Remediation or Monitoring | 0.0042406 | 0.00020193 | 365 | 1.1618e-05 |  |  |  | 2 | 2 | 2 | 2 |  |  | 0.0025381 | 0.00066667 | 0.0025381 | 0.00066667 | NO | Effluent
110070885683 | DMR | 2020-2020 | 2020 | ALEXANDRIA BUS DEPOT | VAG830554 | Waste handling, treatment, and disposal - Remediation or Monitoring | 0.24413 | 0.011625 | 365 | 0.00066885 |  |  |  | 1 | 1 | 1 | 1 |  |  | 0.001269 | 0.00033333 | 0.001269 | 0.00033333 | NO | Effluent
110070940491 | DMR | 2021-2022 | 2021 | FORMER SUMITOMO MACHINERY CORP | NJG317705 | Waste handling, treatment, and disposal - Remediation or Monitoring | 0.00040271 | 1.9176e-05 | 365 | 1.1033e-06 | 1.3453 | 2.4466 | 3.5308 | 0.0008201 | 0.00045096 | 0.00031248 | 0.014254 | 0.0078381 | 0.0054311 | 1.0407e-06 | 2.7337e-07 | 1.8089e-05 | 4.7514e-06 | NO | Surrogate NHDPlus
110070948151 | DMR | 2021-2023 | 2021 | ALLEGIANT STADIUM | NV0024239 | Waste handling, treatment, and disposal - Remediation or Monitoring | 0.040707 | 0.0019384 | 365 | 0.00011153 |  |  |  | 5 | 5 | 5 | 5 |  |  | 0.0063452 | 0.0016667 | 0.0063452 | 0.0016667 | NO | Effluent
110070949081 | DMR | 2021-2022 | 2022 | POTOMAC YARDS LAND BAY F EAST INFRASTRUCTURE | VAG830566 | Waste handling, treatment, and disposal - Remediation or Monitoring | 0.037161 | 0.0017696 | 365 | 0.00010181 | 11.58 | 19.5726 | 27.0394 | 0.008792 | 0.0052017 | 0.0037653 | 0.15281 | 0.09041 | 0.065444 | 1.1157e-05 | 2.9307e-06 | 0.00019392 | 5.0938e-05 | NO | Surrogate NHDPlus
110071065066 | DMR | 2021-2022 | 2021 | FILLMORE SHOPPING CENTER | VAG830569 | Waste handling, treatment, and disposal - Remediation or Monitoring | 4.8751e-05 | 2.3215e-06 | 365 | 1.3356e-07 |  |  |  | 1 | 1 | 1 | 1 |  |  | 0.001269 | 0.00033333 | 0.001269 | 0.00033333 | NO | Effluent
110071076435 | DMR | 2022-2023 | 2022 | NORTH LAKE HOLLY IMPROVEMENT - SECTION III B | VAG830568 | Waste handling, treatment, and disposal - Remediation or Monitoring | 0.00061416 | 2.9246e-05 | 365 | 1.6826e-06 |  |  |  | 0.5 | 0.5 | 0.5 | 0.5 |  |  | 0.00063452 | 0.00016667 | 0.00063452 | 0.00016667 | NO | Effluent
110071151044 | DMR | 2019-2020 | 2020 | FORMER WESTINGHOUSE ELEVATOR PLT | PA0081957 | Waste handling, treatment, and disposal - Remediation or Monitoring | 0.006515 | 0.00031024 | 365 | 1.7849e-05 | 0.91974 | 1.6944 | 1.8045 | 0.019407 | 0.010534 | 0.0098914 | 0.33731 | 0.1831 | 0.17192 | 2.4628e-05 | 6.469e-06 | 0.00042806 | 0.00011244 | NO | NHDPlus
110071181280 | DMR | 2022-2022 | 2022 | 1200 NORTH HENRY VENTURE LLC | VAG830575 | Waste handling, treatment, and disposal - Remediation or Monitoring | 0.012488 | 0.00059467 | 365 | 3.4214e-05 |  |  |  | 1 | 1 | 1 | 1 |  |  | 0.001269 | 0.00033333 | 0.001269 | 0.00033333 | NO | Effluent
110071223319 | DMR | 2023-2023 | 2023 | EGLE-RRD-STAR WATCHCASE GWCU | MI0060285 | Waste handling, treatment, and disposal - Remediation or Monitoring | 0.051597 | 0.002457 | 365 | 0.00014136 | 974.4373 | 1416.5677 | 1933.086 | 0.00014507 | 9.9791e-05 | 7.3127e-05 | 0.0025214 | 0.0017345 | 0.001271 | 1.841e-07 | 4.8357e-08 | 3.1998e-06 | 8.4048e-07 | NO | Surrogate NHDPlus
110071347994 | DMR | 2023-2023 | 2023 | 2050 AND 2051 SOUTH BELL STREET | VAG830588 | Waste handling, treatment, and disposal - Remediation or Monitoring | 9.3679e-05 | 4.4609e-06 | 365 | 2.5665e-07 |  |  |  | 1 | 1 | 1 | 1 |  |  | 0.001269 | 0.00033333 | 0.001269 | 0.00033333 | NO | Effluent
110071349304 | DMR | 2022-2023 | 2022 | TESORO LOGISTICS OPERATIONS LLC MARTINEZ TERMINAL | CA0004961 | Waste handling, treatment, and disposal - Remediation or Monitoring | 0.1356 | 0.006457 | 365 | 0.0003715 | 11.7272 | 11.7272 | 11.7272 | 0.031678 | 0.031678 | 0.031678 | 0.5506 | 0.5506 | 0.5506 | 4.0201e-05 | 1.0559e-05 | 0.00069873 | 0.00018353 | NO | PlantFlow
110071426611 | DMR | 2023-2023 | 2023 | FOUNDERS ROW II CITY OF FALLS CHURCH | VAG830597 | Waste handling, treatment, and disposal - Remediation or Monitoring | 0.028832 | 0.001373 | 365 | 7.8992e-05 |  |  |  | 1 | 1 | 1 | 1 |  |  | 0.001269 | 0.00033333 | 0.001269 | 0.00033333 | NO | Effluent
110071427202 | DMR | 2023-2023 | 2023 | ALTA CROSSROADS PARTS A AND C | VAG830598 | Waste handling, treatment, and disposal - Remediation or Monitoring | 0.0010138 | 4.8275e-05 | 365 | 2.7775e-06 |  |  |  | 1 | 1 | 1 | 1 |  |  | 0.001269 | 0.00033333 | 0.001269 | 0.00033333 | NO | Effluent
110071428198 | DMR | 2023-2023 | 2023 | VIENNA MARKET | VAG830596 | Waste handling, treatment, and disposal - Remediation or Monitoring | 0.0053598 | 0.00025523 | 365 | 1.4684e-05 |  |  |  | 1 | 1 | 1 | 1 |  |  | 0.001269 | 0.00033333 | 0.001269 | 0.00033333 | NO | Effluent
110071445083 | DMR | 2023-2023 | 2023 | 115KV UNDERGROUND TRANSMISSION LINE - ANDREW SQUARE TO DEWAR STREET | MAG912023 | Waste handling, treatment, and disposal - Remediation or Monitoring | 0.0046591 | 0.00022186 | 365 | 1.2765e-05 |  |  |  | 0.83 | 0.83 | 0.83 | 0.83 |  |  | 0.0010533 | 0.00027667 | 0.0010533 | 0.00027667 | NO | Effluent
110071710882 | DMR | 2023-2023 | 2023 | JEFFERSON TERMINAL SOUTH | TX0004669 | Waste handling, treatment, and disposal - Remediation or Monitoring | 0.075969 | 0.0036176 | 365 | 0.00020814 | 37.8162 | 37.8162 | 37.8162 | 0.0055039 | 0.0055039 | 0.0055039 | 0.095662 | 0.095662 | 0.095662 | 6.9846e-06 | 1.8346e-06 | 0.0001214 | 3.1887e-05 | NO | PlantFlow

## OES 7
FRS.ID | .source | Years_Reported | Reporting.Year | Facility.Name | NPDES.Permit.Number | OES | Total.Annual.Discharge..kg.yr. | Eco.21.day.release.kg.day | Days | Daily.release (kg/day) | Pick7Q10mld | Pick30Q5mld | PickHMmld | 7Q10 conc (ug/L) | 30Q5 conc (ug/L) | HMC (ug/L) | 7Q10 conc (ug/L) 21day | 30Q5 conc (ug/L) 21day | HMC (ug/L) 21day | RQ_chronic | RQ_acute | RQ.Chronic.21 | RQ.Acute.21 | Risk.flag | Flow.Source | Indirect.or.Direct.Discharger | Transfers.for.wastewater.treatment..non.POTW...kg. | On.site.Water.Release..kg.
110000613685 | DMR | 2020-2022 | 2020 | CECOS INTERNATIONAL INC | LA0058882 | Waste Handling, Treatment, and Disposal (non-POTW WWT) | 1.0431 | 0.049669 | 365 | 0.0028577 | 19.3194 | 32.0905 | 57.6132 | 0.14792 | 0.089051 | 0.049601 | 2.5709 | 1.5478 | 0.86211 | 0.00018771 | 4.9306e-05 | 0.0032626 | 0.00085698 | NO | NHDPlus
110000614746 | DMR | 2019-2022 | 2019 | BROWNING FERRIS INDUSTRIES KC | MO0099503 | Waste Handling, Treatment, and Disposal (non-POTW WWT) | 0.0498 | 0.0023714 | 365 | 0.00013644 | 1.2471 | 2.2738 | 3.13 | 0.1094 | 0.060004 | 0.043591 | 1.9015 | 1.0429 | 0.75765 | 0.00013884 | 3.6468e-05 | 0.0024131 | 0.00063384 | NO | NHDPlus
110002672484 | DMR | 2020-2022 | 2021 | EL CENTRO GENERATING STATION | CA7000004 | Waste Handling, Treatment, and Disposal (non-POTW WWT) | 0.073221 | 0.0034867 | 365 | 0.0002006 | 0.12933 | 0.12933 | 0.12933 | 1.5511 | 1.5511 | 1.5511 | 26.9588 | 26.9588 | 26.9588 | 0.0019683 | 0.00051702 | 0.034212 | 0.0089863 | NO | PlantFlow
110005972965 | DMR | 2019-2019 | 2019 | BROWNING-FERRIS INDUSTRIES OF CA INC | CA0029947 | Waste Handling, Treatment, and Disposal (non-POTW WWT) | 0.00021738 | 1.0352e-05 | 365 | 5.9557e-07 | 0.011432 | 0.02445 | 0.06532 | 0.052095 | 0.024359 | 0.0091177 | 0.90546 | 0.42338 | 0.15847 | 6.611e-05 | 1.7365e-05 | 0.0011491 | 0.00030182 | NO | NHDPlus
110006777247 | DMR | 2021-2023 | 2022 | ALOUN KAUAI FARMING LLC | HI0021654 | Waste Handling, Treatment, and Disposal (non-POTW WWT) | 2.8667 | 0.13651 | 365 | 0.0078539 | 15.0375 | 15.0375 | 15.0375 | 0.52228 | 0.52228 | 0.52228 | 9.0778 | 9.0778 | 9.0778 | 0.0006628 | 0.00017409 | 0.01152 | 0.0030259 | NO | PlantFlow
110009900330 | DMR | 2022-2023 | 2023 | STURGIS-BIG HILL ROAD LF | MI0047716 | Waste Handling, Treatment, and Disposal (non-POTW WWT) | 0.052608 | 0.0025051 | 365 | 0.00014413 | 0.79808 | 1.291 | 1.5736 | 0.1806 | 0.11165 | 0.091595 | 3.139 | 1.9405 | 1.592 | 0.00022919 | 6.02e-05 | 0.0039835 | 0.0010463 | NO | NHDPlus
110010844426 | DMR | 2019-2023 | 2019 | THE NATURE CONSERVANCY | VA0089796 | Waste Handling, Treatment, and Disposal (non-POTW WWT) | 0.00011143 | 5.3062e-06 | 365 | 3.0529e-07 | 1.4155 | 2.5697 | 2.811 | 0.00021568 | 0.0001188 | 0.00010861 | 0.0037487 | 0.0020649 | 0.0018877 | 2.7371e-07 | 7.1893e-08 | 4.7573e-06 | 1.2496e-06 | NO | NHDPlus
110012150858 | DMR | 2023-2023 | 2023 | LARIMER ENERGY FACILITY | CO0049056 | Waste Handling, Treatment, and Disposal (non-POTW WWT) | 0.0017899 | 8.5232e-05 | 365 | 4.9038e-06 |  |  |  | 0.4 | 0.4 | 0.4 | 0.4 |  |  | 0.00050761 | 0.00013333 | 0.00050761 | 0.00013333 | NO | Effluent
110012876557 | DMR | 2023-2023 | 2023 | COUNTRY LIFE MH & RV PARK | CA0104264 | Waste Handling, Treatment, and Disposal (non-POTW WWT) | 0.0079438 | 0.00037827 | 365 | 2.1764e-05 | 0.084225 | 0.084225 | 0.084225 | 0.2584 | 0.2584 | 0.2584 | 4.4912 | 4.4912 | 4.4912 | 0.00032792 | 8.6133e-05 | 0.0056995 | 0.0014971 | NO | PlantFlow
110030437524 | DMR | 2021-2021 | 2021 | CITY OF ANGELS WWTP | CA0085201 | Waste Handling, Treatment, and Disposal (non-POTW WWT) | 0.033018 | 0.0015723 | 365 | 9.0462e-05 | 1.1356 | 1.1356 | 1.1356 | 0.079658 | 0.079658 | 0.079658 | 1.3845 | 1.3845 | 1.3845 | 0.00010109 | 2.6553e-05 | 0.001757 | 0.00046151 | NO | PlantFlow
110034151450 | DMR | 2019-2023 | 2020 | CITY ENVIRONMENTAL SERVICES LF, INC. OF HASTINGS | MI0050199 | Waste Handling, Treatment, and Disposal (non-POTW WWT) | 0.017193 | 0.00081873 | 365 | 4.7105e-05 | 6.9196 | 11.9022 | 16.075 | 0.0068075 | 0.0039577 | 0.0029303 | 0.11832 | 0.068788 | 0.050932 | 8.6389e-06 | 2.2692e-06 | 0.00015015 | 3.944e-05 | NO | NHDPlus
110054272210 | DMR | 2022-2023 | 2023 | BELL-CARTER OLIVE CO. WWTP | CA0083721 | Waste Handling, Treatment, and Disposal (non-POTW WWT) | 0.1676 | 0.0079809 | 365 | 0.00045918 | 13172.6935 | 17526.824 | 32649.5139 | 3.4858e-05 | 2.6199e-05 | 1.4064e-05 | 0.00060587 | 0.00045536 | 0.00024444 | 4.4236e-08 | 1.1619e-08 | 7.6887e-07 | 2.0196e-07 | NO | NHDPlus
110064616296 | DMR | 2019-2020 | 2019 | HARRAH'S NORTHERN CALIFORNIA WWTP | CA0049675 | Waste Handling, Treatment, and Disposal (non-POTW WWT) | 0.017269 | 0.00082234 | 365 | 4.7313e-05 | 0.06431 | 0.06431 | 0.06431 | 0.73569 | 0.73569 | 0.73569 | 12.787 | 12.787 | 12.787 | 0.00093362 | 0.00024523 | 0.016227 | 0.0042623 | NO | PlantFlow
110064644782 | DMR | 2021-2023 | 2022 | NPC SERVICES, INC.- PETRO-PROCESSORS OF LOUISIANA, INC. SITE | LA0066214 | Waste Handling, Treatment, and Disposal (non-POTW WWT) | 1.1621 | 0.055336 | 365 | 0.0031837 | 12.1147 | 20.445 | 35.529 | 0.2628 | 0.15572 | 0.089609 | 4.5677 | 2.7066 | 1.5575 | 0.0003335 | 8.7599e-05 | 0.0057965 | 0.0015226 | NO | NHDPlus

## max_7Q10_summary
FRS.ID | .source | Years_Reported | Reporting.Year | Facility.Name | NPDES.Permit.Number | OES | Total.Annual.Discharge..kg.yr. | Eco.21.day.release.kg.day | Days | Daily.release (kg/day) | Pick7Q10mld | Pick30Q5mld | PickHMmld | 7Q10 conc (ug/L) | 30Q5 conc (ug/L) | HMC (ug/L) | 7Q10 conc (ug/L) 21day | 30Q5 conc (ug/L) 21day | HMC (ug/L) 21day | RQ_chronic | RQ_acute | RQ.Chronic.21 | RQ.Acute.21 | Risk.flag | Flow.Source | Indirect.or.Direct.Discharger | Transfers.for.wastewater.treatment..non.POTW...kg. | On.site.Water.Release..kg.
110000494894 | DMR | 2019-2022 | 2021 | WESTLAKE US 2 LLC | LA0000761 | Manufacturing | 790.6378 | 37.6494 | 350 | 2.259 | 875.9554 | 875.9554 | 875.9554 | 2.5789 | 2.5789 | 2.5789 | 42.981 | 42.981 | 42.981 | 0.0032727 | 0.00085962 | 0.054544 | 0.014327 | NO | PlantFlow
110066943605 | TRI | 2019-2023 | 2019 | FREEPORT_OLIN BC |  | Manufacturing as a byproduct | 9.9201 | 0.47238 | 350 | 0.028343 | 78.7963 | 124.7754 | 248.5341 | 0.3597 | 0.22715 | 0.11404 | 5.995 | 3.7859 | 1.9007 | 0.00045647 | 0.0001199 | 0.0076079 | 0.0019983 | NO | Surrogate NHDPlus | Indirect | 36.741 | 0
110000861755 | TRI | 2023-2023 | 2023 | BASF HOUSTON POLYURETHANE |  | Processing – incorporation into formulation, mixture or reaction product | 226.7962 | 10.7998 | 250 | 0.90718 | 351.12 | 528.4605 | 674.8705 | 2.5837 | 1.7167 | 1.3442 | 30.7582 | 20.4364 | 16.0028 | 0.0032788 | 0.00086123 | 0.039033 | 0.010253 | NO | Surrogate NHDPlus | Direct | 226.7962 | 226.7962
110000817439 | DMR | 2019-2023 | 2020 | WASTE MANAGEMENT - GROWS FAIRLESS HILL LANDFILL | PA0043818 | Waste handling, treatment, and disposal - Landfill | 0.14483 | 0.0068965 | 365 | 0.00039678 | 0.052996 | 0.10758 | 0.081227 | 7.4871 | 3.6883 | 4.8849 | 130.1332 | 64.1059 | 84.9035 | 0.0095014 | 0.0024957 | 0.16514 | 0.043378 | NO | NHDPlus
110034247580 | DMR | 2019-2023 | 2020 | CITY OF KINGSVILLE 3.0 MGD WASTEWATER TREATMENT PLANT | TX0023418 | Waste handling, treatment, and disposal - POTW | 121.4245 | 5.7821 | 365 | 0.33267 | 11.3489 | 12.0782 | 17.1473 | 29.313 | 27.5429 | 19.4007 | 509.4883 | 478.722 | 337.202 | 0.037199 | 0.009771 | 0.64656 | 0.16983 | NO | NHDPlus
110000595981 | DMR | 2019-2023 | 2021 | GREEN AMERICA RECYCLING LLC | MO0111686 | Waste handling, treatment, and disposal - Remediation or Monitoring | 3.7163 | 0.17697 | 365 | 0.010182 | 0.55848 | 1.0465 | 1.7989 | 18.231 | 9.7297 | 5.6598 | 316.8722 | 169.1108 | 98.3724 | 0.023136 | 0.006077 | 0.40212 | 0.10562 | NO | NHDPlus
110002672484 | DMR | 2020-2022 | 2021 | EL CENTRO GENERATING STATION | CA7000004 | Waste handling, treatment, and disposal - non-POTW WWT | 0.073221 | 0.0034867 | 365 | 0.0002006 | 0.12933 | 0.12933 | 0.12933 | 1.5511 | 1.5511 | 1.5511 | 26.9588 | 26.9588 | 26.9588 | 0.0019683 | 0.00051702 | 0.034212 | 0.0089863 | NO | PlantFlow