## Make and Models
Make | EPA AirHub MakeID | Model | Generation | EPA AirHub ModelID | Number of Channels (If more than 1) | EPA AirHub Equipment Type (Monitor, Sampler, Cylinder, etc) | Active | EPA AirHub Allowed Parameters-Methods
2B TECHNOLOGIES | 2BT | 106-L |  | 106L | N/A | Monitor | 1 | 44201-218
2B TECHNOLOGIES | 2BT | 202 |  | 202 | N/A | Monitor | 1 | 44201-190;44201-901
2B TECHNOLOGIES | 2BT | 205 |  | 205 | N/A | Monitor | 1 | 44201-190
2B TECHNOLOGIES | 2BT | 211 |  | 211 | N/A | Monitor | 1 | 44201-215
2B TECHNOLOGIES | 2BT | POM |  | 0POM | N/A | Monitor | 1 | 44201-227
2B TECHNOLOGIES | 2BT | 405nm |  | 405N | N/A | Monitor | 1 | 42601-243;42602-243;42603-243
ACETATE 1 | AT1 | COLOR DIFFERENCE METER |  | CLRD | N/A | Sampler | 1 | 72303-091
ACETATE 2 | AT2 | COLOR DIFFERENCE METER |  | CLRD | N/A | Sampler | 1 | 72304-091
AEROCHEM | ARC | RAINFALL BUCKET (MOD) |  | RAIN | N/A | Sampler | 1 | 62604-018
ANDERSEN | AND | FH62I-N |  | 621N | N/A | Monitor | 1 | 81102-076;85101-076
ANDERSEN | AND | RAAS10 | 100 | RS10 | N/A | Sampler | 1 | 68101-119;68102-119;68103-119;68104-119;68105-119;68106-119;68107-119;68108-119;68109-119;81102-130;85101-130;85129-804
ANDERSEN | AND | RAAS10 | 200 | RS10 | N/A | Sampler | 1 | 81102-131;85101-131;85129-805
ANDERSEN | AND | RAAS10 | 300 | RS10 | N/A | Sampler | 1 | 68101-120;68102-120;68103-120;68104-120;68105-120;68106-120;68107-120;68108-120;68109-120;81102-132;85101-132;85129-806
ANDERSEN | AND | RAAS2.5 | 100 | RS25 | N/A | Sampler | 1 | 86502-119
ANDERSEN | AND | RAAS2.5 | 200 | RS25 | N/A | Sampler | 1 | 68101-154;68102-154;68103-154;68104-154;68105-154;68106-154;68107-154;68108-154;68109-154;86502-154;88101-128;88101-154
ANDERSEN | AND | RAAS2.5 | 300 | RS25 | N/A | Sampler | 1 | 86502-120
ANDERSEN | AND | RTAA-800 |  | RTA8 | N/A | Monitor | 1 | 84313-862;88307-862;88313-862;88317-862
ANDERSEN | AND | BAM |  | 0BAM | N/A | Monitor | 1 | 88101-750;88101-751;88101-752;88101-753;88501-750;88501-751;88501-752;88501-753;88502-750;88502-751;88502-752;88502-753
ANDERSEN | AND | RAAS |  | RAAS | N/A | Sampler | 1 | 68103-820;68104-820;68105-820;68106-820;68107-820;68108-820;88101-820;88102-821;88103-821;88104-821;88107-821;88109-821;88110-821;88111-821;88112-821;88113-821;88114-821;88115-821;88117-821;88118-821;88121-821;88124-821;88126-821;88127-821;88128-821;88131-821;88132-821;88133-821;88134-821;88136-821;88140-821;88142-821;88143-821;88146-821;88147-821;88152-821;88154-821;88160-821;88161-821;88162-821;88163-821;88164-821;88165-821;88166-821;88167-821;88168-821;88169-821;88170-821;88172-821;88176-821;88180-821;88180-880;88183-821;88184-821;88184-880;88185-821;88186-821;88203-878;88301-822;88301-879;88302-822;88302-880;88303-822;88303-880;88304-823;88305-823;88306-822;88307-823;88308-823;88310-878;88311-823;88320-825;88321-825;88322-824;88323-824;88324-824;88325-824;88326-824;88327-824;88328-824;88329-824;88330-824;88331-824;88332-823;88333-823;88334-823;88335-823;88336-823;88403-822;88403-878;88502-820
ANDERSEN | AND | RAINFALL BUCKET |  | RAIN | N/A | Sampler | 1 | 22602-075;62604-017;65105-085;65107-085;65112-085;65113-085;65134-085;65152-085;65164-085;65166-085;65173-085;65190-085;65311-085;65311-086;65312-085;65312-086;65313-085;65313-086;65314-086;65316-014;65316-086;65318-086;65321-086;65322-015;65322-086;65330-013;65333-085;65334-085;65335-085;65336-085;65342-085;65344-085;65551-085
ANDERSEN | AND | SSI |  | 0SSI | N/A | Sampler | 1 | 81101-057;81101-060
ANDERSEN | AND | 1076 |  | 1076 | N/A | Sampler | 1 | 82102-113;82103-113;82105-113;82110-113;82112-113;82113-113;82128-113;82132-113;82136-113;82142-113;82154-113
ADV POLL INST INC | API | 100 |  | 100 | N/A | Monitor | 1 | 42402-100;42406-077;42406-100
ADV POLL INST INC | API | 200 |  | 200 | N/A | Monitor | 1 | 42601-099;42602-099;42603-099
ADV POLL INST INC | API | 201 |  | 201 | N/A | Monitor | 1 | 42604-082
ADV POLL INST INC | API | 300 |  | 300 | N/A | Monitor | 1 | 42101-094
ASARCO | ASC | 500 |  | 500 | N/A | Monitor | 1 | 42401-024;42406-024
ATEC | ATC | 2200 |  | 2200 | 4 | Sampler | 1 | 43502-165;43502-166;43502-179;43503-165;43503-166;43503-179;43504-165;43504-166;43504-179;43505-165;43505-166;43505-179;43510-165;43510-166;43510-179;43511-165;43511-166;43513-165;43513-166;43513-179;43516-165;43516-166;43516-179;43517-165;43517-166;43517-179;43518-165;43518-166;43518-179;43549-165;43549-166;43549-179;43551-165;43551-166;43551-179;43950-165;43950-166;43950-179;45501-165;45501-166;45501-179;45503-165;45503-166;45503-179;45504-165;45504-166;45505-165;45505-166;45505-179;45507-165;45507-166;45507-179;45508-165;45508-166;45508-179
ATEC | ATC | 8000 |  | 8000 | 3 | Sampler | 1 | 43502-165;43502-166;43502-179;43503-165;43503-166;43503-179;43504-165;43504-166;43504-179;43505-165;43505-166;43505-179;43510-165;43510-166;43510-179;43511-165;43511-166;43513-165;43513-166;43513-179;43516-165;43516-166;43516-179;43517-165;43517-166;43517-179;43518-165;43518-166;43518-179;43549-165;43549-166;43549-179;43551-165;43551-166;43551-179;43950-165;43950-166;43950-179;45501-165;45501-166;45501-179;45503-165;45503-166;45503-179;45504-165;45504-166;45505-165;45505-166;45505-179;45507-165;45507-166;45507-179;45508-165;45508-166;45508-179
ATEC | ATC | 8001 |  | 8001 | 3 | Sampler | 1 | 43000-012;43000-163;43102-012;43102-163;43130-012;43207-210;43208-210;43209-210;43218-150;43218-210;43231-210;43243-210;43302-150;43302-210;43305-150;43312-150;43335-150;43359-150;43372-150;43372-210;43441-150;43441-210;43447-150;43447-210;43505-210;43509-210;43551-210;43552-150;43552-210;43553-150;43557-150;43559-150;43560-150;43560-210;43601-172;43702-150;43702-210;43704-150;43704-210;43801-210;43802-210;43803-210;43804-210;43806-210;43811-210;43812-210;43813-210;43814-210;43815-210;43817-210;43818-210;43819-210;43820-210;43823-210;43824-210;43826-210;43828-150;43829-210;43830-210;43831-210;43832-150;43838-210;43839-210;43841-150;43843-210;43844-210;43860-210;45109-210;45201-210;45202-210;45203-210;45204-210;45205-210;45206-210;45207-210;45208-210;45213-210;45220-210;45801-210;45805-210;45806-210;45807-210;45809-210;45810-210;45850-210;46201-150;46401-150
ATEC | ATC | 3400 |  | 3400 | 4 | Sampler | 1 | 12115-923
BECKMAN | BKM | 866 |  | 866 | N/A | Monitor | 1 | 42101-012
BECKMAN | BKM | 950A |  | 950A | N/A | Monitor | 1 | 44201-020
BECKMAN | BKM | 952A |  | 952A | N/A | Monitor | 1 | 42601-034;42602-034;42603-034
BECKMAN | BKM | 953 |  | 953 | N/A | Monitor | 1 | 42401-029;42406-029
BELFORT | BLF | 6230-A |  | 623A | N/A | Sampler | 1 | 63101-013
BENDIX | BDX | 8002 |  | 8002 | N/A | Monitor | 1 | 44201-007
BENDIX | BDX | 8101-B |  | 811B | N/A | Monitor | 1 | 42601-038;42602-038;42603-038
BENDIX | BDX | 8101-C |  | 811C | N/A | Monitor | 1 | 42601-022;42602-022;42603-022
BENDIX | BDX | 8303 |  | 8303 | N/A | Monitor | 1 | 42401-030;42406-030
BENDIX | BDX | 8501-5CA |  | 85CA | N/A | Monitor | 1 | 42101-008
BGI | BGI | PQ100 |  | PQ10 | N/A | Sampler | 1 | 12115-924;81102-124;85101-124;85129-807;88390-903;88391-903;88392-903
BGI | BGI | PQ200 |  | PQ20 | N/A | Sampler | 1 | 68101-116;68101-142;68102-116;68102-142;68103-116;68103-142;68104-116;68104-142;68105-116;68105-125;68105-142;68106-116;68106-142;68107-116;68107-142;68108-116;68108-125;68108-142;68109-116;68109-142;81102-125;85101-125;85102-903;85103-903;85104-903;85105-903;85107-903;85110-903;85111-903;85112-903;85113-903;85114-903;85115-903;85128-903;85129-808;85132-903;85134-903;85136-903;85140-903;85142-903;85154-903;85167-903;85168-903;85173-903;85174-903;85176-903;85179-903;85180-903;85180-904;85184-903;85184-904;86101-173;86502-116;86502-142;88101-116;88101-142;88102-903;88103-903;88105-903;88110-903;88112-903;88113-903;88128-903;88132-903;88136-903;88142-903;88154-903;88180-903;88180-904;88184-903;88184-904;88501-116;88501-142;88502-116;88502-142
BGI | BGI | OMNI |  | OMNI | N/A | Sampler | 1 | 68101-901;68103-901;68104-901;68105-901;68106-901;68107-901;68108-901;68109-901;81102-900;85101-900;85102-901;85103-901;85105-901;85110-901;85112-901;85113-901;85128-901;85132-901;85136-901;85142-901;85154-901;85180-901;85180-902;85184-901;85184-902;88101-901;88102-901;88103-901;88105-901;88110-901;88112-901;88113-901;88128-901;88132-901;88136-901;88142-901;88154-901;88180-901;88180-902;88184-901;88184-902
CASELLA MONITOR | CAS | CM2010 |  | 2010 | N/A | Monitor | 1 | 44201-091
CASELLA MONITOR | CAS | CM2010 | B | 2010 | N/A | Monitor | 1 | 44201-091
CASELLA MONITOR | CAS | CM2011 |  | 2011 | N/A | Monitor | 1 | 44201-091
CASELLA MONITOR | CAS | CM2012 |  | 2012 | N/A | Monitor | 1 | 44201-091
CASELLA MONITOR | CAS | CM2030 |  | 2030 | N/A | Monitor | 1 | 42101-088
CASELLA MONITOR | CAS | CM2030 | B | 2030 | N/A | Monitor | 1 | 42101-088
CASELLA MONITOR | CAS | CM2041 |  | 2041 | N/A | Monitor | 1 | 42601-090;42602-090;42603-090
CASELLA MONITOR | CAS | CM2041 | A | 2041 | N/A | Monitor | 1 | 42601-090;42602-090;42603-090
CASELLA MONITOR | CAS | CM2041 | B | 2041 | N/A | Monitor | 1 | 42601-090;42602-090;42603-090
CASELLA MONITOR | CAS | CM2050 |  | 2050 | N/A | Monitor | 1 | 42401-092
CASELLA MONITOR | CAS | CM2050 | B | 2050 | N/A | Monitor | 1 | 42401-092
COOPER ENVIRONMENTAL SERVICES XACT 625 | CES | XACT 625 |  | X625 | N/A | Monitor | 1 | 14102-820;14103-820;14107-820;14108-820;14109-820;14110-820;14111-820;14112-820;14113-820;14114-820;14124-820;14125-820;14126-820;14128-820;14130-820;14131-820;14132-820;14134-820;14136-820;14142-820;14143-820;14154-820;14160-820;14161-820;14164-820;14166-820;14167-820;14168-820;14173-820;14174-820;14176-820;14180-820;14183-820;85102-820;85103-820;85107-820;85108-820;85109-820;85110-820;85111-820;85112-820;85113-820;85114-820;85124-820;85125-820;85126-820;85128-820;85130-820;85131-820;85132-820;85134-820;85136-820;85142-820;85143-820;85154-820;85160-820;85161-820;85164-820;85166-820;85167-820;85168-820;85173-820;85174-820;85176-820;85180-820;85183-820;88102-820;88103-820;88107-820;88109-820;88110-820;88111-820;88112-820;88113-820;88114-820;88124-820;88125-820;88126-820;88128-820;88129-820;88131-820;88132-820;88134-820;88136-820;88141-820;88142-820;88143-820;88154-820;88160-820;88161-820;88164-820;88166-820;88167-820;88168-820;88173-820;88174-820;88176-820;88180-820;88183-820
COMBUSTION ENGINEERING | COM | 8002 |  | 8002 | N/A | Monitor | 1 | 44201-007
CORRELATED ECOTECH | CET | M9003 |  | 9003 | N/A | Monitor | 1 | 88502-812
CORRELATED RADIANCE RESEARCH | CRR | M903 |  | M903 | N/A | Monitor | 1 | 88502-771
CSI | CSI | 1600 |  | 1600 | N/A | Monitor | 1 | 42601-025;42602-025;42603-025
CSI | CSI | 2000 |  | 2000 | N/A | Monitor | 1 | 44201-036
DASIBI | DSB | 1003 | AH | 1003 | N/A | Monitor | 1 | 44201-019
DASIBI | DSB | 1003 | PC | 1003 | N/A | Monitor | 1 | 42401-019;44201-019
DASIBI | DSB | 1003 | RS | 1003 | N/A | Monitor | 1 | 42401-019;44201-019
DASIBI | DSB | 1008 | AH | 1008 | N/A | Monitor | 1 | 44201-056
DASIBI | DSB | 1008 | PC | 1008 | N/A | Monitor | 1 | 44201-056
DASIBI | DSB | 1008 | RS | 1008 | N/A | Monitor | 1 | 44201-056
DASIBI | DSB | 2108 |  | 2108 | N/A | Monitor | 1 | 42601-089;42602-089;42603-089
DASIBI | DSB | 3003 |  | 3003 | N/A | Monitor | 1 | 42101-051
DASIBI | DSB | 3008 |  | 3008 | N/A | Monitor | 1 | 42101-067
DASIBI | DSB | 4108 |  | 4108 | N/A | Monitor | 1 | 42401-061;42406-061
DKK-TOA | DKK | DUB-222 | S | D222 | N/A | Monitor | 1 | 81102-156
DKK-TOA | DKK | DUB-223 | S | D223 | N/A | Monitor | 1 | 81102-156
DKK-TOA | DKK | FPM-222 |  | F222 | N/A | Monitor | 1 | 81102-156
DKK-TOA | DKK | FPM-222 | C | F222 | N/A | Monitor | 1 | 81102-156
DKK-TOA | DKK | FPM-223 |  | F223 | N/A | Monitor | 1 | 81102-156
DKK-TOA | DKK | FPM-223 | C | F223 | N/A | Monitor | 1 | 81102-156
DKK-TOA | DKK | GFC-311E |  | 311E | N/A | Monitor | 1 | 42101-167
DKK-TOA | DKK | GFS-112E |  | 112E | N/A | Monitor | 1 | 42401-133
DKK-TOA | DKK | GFS-112E | 1 | 112E | N/A | Monitor | 1 | 42401-133
DKK-TOA | DKK | GFS-312E |  | 312E | N/A | Monitor | 1 | 42401-168;42406-168
DKK-TOA | DKK | GFS-32 |  | GF32 | N/A | Monitor | 1 | 42401-115
DKK-TOA | DKK | GLN-114E |  | 114E | N/A | Monitor | 1 | 42602-121;42603-121
DKK-TOA | DKK | GLN-314E |  | 314E | N/A | Monitor | 1 | 42601-171;42602-171;42603-171
DKK-TOA | DKK | GUX-113E |  | 113E | N/A | Monitor | 1 | 44201-134
DKK-TOA | DKK | GUX-113E | 1 | 113E | N/A | Monitor | 1 | 44201-134
DKK-TOA | DKK | GUX-313E |  | 313E | N/A | Monitor | 1 | 44201-169
ECOCHEM ANALYTICS | ECA | PAS-2000 |  | 2000 | N/A | Monitor | 1 | 17202-013
ECOTECH | ECO | 3000 |  | 3000 | N/A | Sampler | 1 | 81102-162;85101-162
ECOTECH | ECO | BAM1100 |  | 1100 | N/A | Monitor | 1 | 68105-170;68108-170;88101-170
ECOTECH | ECO | EC9810 |  | 9810 | N/A | Monitor | 1 | 44201-091
ECOTECH | ECO | EC9810 | B | 9810 | N/A | Monitor | 1 | 44201-091
ECOTECH | ECO | EC9811 |  | 9811 | N/A | Monitor | 1 | 44201-091
ECOTECH | ECO | EC9812 |  | 9812 | N/A | Monitor | 1 | 44201-091
ECOTECH | ECO | EC9830 |  | 9830 | N/A | Monitor | 1 | 42101-088
ECOTECH | ECO | EC9830 | B | 9830 | N/A | Monitor | 1 | 42101-088
ECOTECH | ECO | EC9830 | T | 9830 | N/A | Monitor | 1 | 42101-588
ECOTECH | ECO | EC9841 | A | 9841 | N/A | Monitor | 1 | 42601-090;42602-090;42603-090
ECOTECH | ECO | EC9841 | B | 9841 | N/A | Monitor | 1 | 42601-090;42602-090;42603-090
ECOTECH | ECO | EC9841 | T | 9841 | N/A | Monitor | 1 | 42600-590;42601-590;42602-590;42612-590
ECOTECH | ECO | EC9842T |  | 842T | N/A | Monitor | 1 | 42604-592
ECOTECH | ECO | 9841T |  | 841T | N/A | Monitor | 1 | 42600-690;42601-690;42603-590;42612-690
ECOTECH | ECO | 9843 |  | 9843 | N/A | Monitor | 1 | 42600-691;42601-691;42612-691
ECOTECH | ECO | EC9843 |  | E843 | N/A | Monitor | 1 | 42600-591;42601-591;42602-591;42603-591;42612-591
ECOTECH | ECO | EC9850 |  | 9850 | N/A | Monitor | 1 | 42401-092
ECOTECH | ECO | EC9850 | B | 9850 | N/A | Monitor | 1 | 42401-092
ECOTECH | ECO | EC9850T |  | 850T | N/A | Monitor | 1 | 42401-592;42406-592
ECOTECH | ECO | M9003 |  | 9003 | N/A | Monitor | 1 | 11203-812;11206-812;11207-812;88347-812
ECOTECH | ECO | Serinus 10 |  | SE10 | N/A | Monitor | 1 | 44201-187
ECOTECH | ECO | Serinus 30 |  | SE30 | N/A | Monitor | 1 | 42101-174
ECOTECH | ECO | Serinus 40 |  | SE40 | N/A | Monitor | 1 | 42601-186;42602-186;42603-186
ECOTECH | ECO | Serinus 50 |  | SE50 | N/A | Monitor | 1 | 42401-188;42406-188
ENVIRON SA MDL | ESM | AF21M |  | AF21 | N/A | Monitor | 1 | 42406-084
ENVIRONICS | EVC | SERIES 300 |  | S300 | N/A | Monitor | 1 | 44201-078
ENVIRONMENT SA | ESA | 42e |  | 042E | N/A | Monitor | 1 | 44201-225
ENVIRONMENT SA | ESA | AC31M |  | A31M | N/A | Monitor | 1 | 42602-104
ENVIRONMENT SA | ESA | AC32M |  | AC32 | N/A | Monitor | 1 | 42601-146;42602-146;42603-146
ENVIRONMENT SA | ESA | AF22M |  | A22M | N/A | Monitor | 1 | 42401-149;42406-149
ENVIRONMENT SA | ESA | AS32M |  | AS32 | N/A | Monitor | 1 | 42602-210
ENVIRONMENT SA | ESA | CO11M |  | C11M | N/A | Monitor | 1 | 42101-108
ENVIRONMENT SA | ESA | CO12M |  | C12M | N/A | Monitor | 1 | 42101-147
ENVIRONMENT SA | ESA | MDL AF21M |  | M21M | N/A | Monitor | 1 | 42401-084
ENVIRONMENT SA | ESA | MP101M |  | 101M | N/A | Monitor | 1 | 81102-151
ENVIRONMENT SA | ESA | O341M |  | 341M | N/A | Monitor | 1 | 44201-105
ENVIRONMENT SA | ESA | O342M |  | 342M | N/A | Monitor | 1 | 44201-148
ENVIRONMENT SA | ESA | SANOA |  | SNOA | N/A | Monitor | 1 | 42406-138
ENVIRONMENT SA | ESA | SANOA Multigas Longpath |  | SAML | N/A | Monitor | 1 | 42401-138;42602-139;44201-137
ERG | ERG | Chromium IV Sampler |  | CRIV | N/A | Sampler | 1 | 12115-921;14115-921
GC SRI | GCS | 8610 |  | 8610 | N/A | Monitor | 1 | 43372-131;45201-132
GILL Instruments | GIL | MD1425 |  | 1425 | N/A | Monitor | 1 | 61103-129;61104-129
GMW | GMW | 1200 |  | 1200 | N/A | Sampler | 1 | 81102-063;85101-063
GMW | GMW | 2000H |  | 2000 | N/A | Sampler | 1 | 43134-167;43135-167;43136-167;43137-167;43138-167;43139-167;43140-167;43151-167;43152-167;43153-167;43154-167;43155-167;43156-167;43157-167;43158-167;43159-167;43160-167;43161-167;43162-167;43163-167;43164-167;43165-167;43166-167;43167-167;43168-167;43169-167;43170-167
GMW | GMW | 321-B |  | 312B | N/A | Sampler | 1 | 81102-064;85101-064
GMW | GMW | 321-C |  | 321C | N/A | Sampler | 1 | 81102-065;85101-065
GMW | GMW | 9000 |  | 9000 | N/A | Sampler | 1 | 81102-053
GMW | GMW | 9100 |  | 9100 | N/A | Sampler | 1 | 81102-026
GMW | GMW | 9200 |  | 9200 | N/A | Sampler | 1 | 81102-002;81103-002;81104-002
GMW | GMW | SA241 |  | S241 | N/A | Sampler | 1 | 81102-073;85101-073
GMW | GMW | SA241 | M | S241 | N/A | Sampler | 1 | 81102-073;85101-073
GMW | GMW | DICHOT |  | DCHT | N/A | Sampler | 1 | 81101-064;81101-065;81101-066
GRASEBY | GRA | RAAS2.5-100 |  | R100 | N/A | Sampler | 1 | 68101-153;68102-153;68103-153;68104-153;68105-153;68106-153;68107-153;68108-153;68109-153;86502-153;88101-119;88101-153;88501-119
GRASEBY | GRA | RAAS2.5-300 |  | R300 | N/A | Sampler | 1 | 68101-155;68102-155;68103-155;68104-155;68105-155;68106-155;68107-155;68108-155;68109-155;86502-155;88101-120;88101-155;88501-120
GRIMM TECHNOLOGIES | GRM | EDM 180 |  | E180 | N/A | Monitor | 1 | 85101-195;88502-195;88101-195
HAMPSHIRE | HMP | 140 |  | 140 | N/A | Monitor | 1 | 62107-014
HANDAR | HND | 425AH |  | 425A | N/A | Monitor | 1 | 61101-024;61102-024
HI-Q | HIQ | HVP-4300AFC |  | H43A | N/A | Sampler | 1 | TO BE ADDED
HORIBA | HRB | APMA-300 | E | M300 | N/A | Monitor | 1 | 42101-048
HORIBA | HRB | APMA-300 | SE | M300 | N/A | Monitor | 1 | 42101-048
HORIBA | HRB | APMA-360 |  | M360 | N/A | Monitor | 1 | 42101-106
HORIBA | HRB | APMA-360 | CE | M360 | N/A | Monitor | 1 | 42101-106
HORIBA | HRB | APMA-370 |  | M370 | N/A | Monitor | 1 | 42101-158
HORIBA | HRB | APNA-360 |  | N360 | N/A | Monitor | 1 | 42601-111;42602-111;42603-111
HORIBA | HRB | APNA-360 | CE | N360 | N/A | Monitor | 1 | 42601-111;42602-111;42603-111
HORIBA | HRB | APNA-370 |  | N370 | N/A | Monitor | 1 | 42601-157;42602-157;42603-157
HORIBA | HRB | APOA-360 |  | O360 | N/A | Monitor | 1 | 44201-112
HORIBA | HRB | APOA-360 | CE | O360 | N/A | Monitor | 1 | 44201-112
HORIBA | HRB | APOA-370 |  | O370 | N/A | Monitor | 1 | 44201-160
HORIBA | HRB | APSA-360 |  | S360 | N/A | Monitor | 1 | 42401-114;42406-114
HORIBA | HRB | APSA-360 | CE | S360 | N/A | Monitor | 1 | 42401-114;42406-114
HORIBA | HRB | APSA-360 | A-CE | S360 | N/A | Monitor | 1 | 42401-114;42406-114
HORIBA | HRB | APSA-370 |  | S370 | N/A | Monitor | 1 | 42401-159;42406-159
HORIBA | HRB | AQM | 10 | HAQM | N/A | Monitor | 1 | 42101-033
HORIBA | HRB | AQM | 11 | HAQM | N/A | Monitor | 1 | 42101-033
HORIBA | HRB | AQM | 12 | HAQM | N/A | Monitor | 1 | 42101-033
LEAR SIEGLER | LRS | 8810 |  | 8810 | N/A | Monitor | 1 | 44201-053
LEAR SIEGLER | LRS | 8830 |  | 8830 | N/A | Monitor | 1 | 42101-066
LEAR SIEGLER | LRS | 8840 |  | 8840 | N/A | Monitor | 1 | 42601-042;42602-042;42603-042
LEAR SIEGLER | LRS | 8841 |  | 8841 | N/A | Monitor | 1 | 42601-083;42602-083;42603-083
LEAR SIEGLER | LRS | 8850 |  | 8850 | N/A | Monitor | 1 | 42401-039
LEAR SIEGLER | LRS | 8850S |  | 885S | N/A | Monitor | 1 | 42401-075
LEAR SIEGLER | LRS | AM2020 |  | 2020 | N/A | Monitor | 1 | 42401-049;42406-049
LEAR SIEGLER | LRS | ML9841 |  | 9841 | N/A | Monitor | 1 | 42601-090;42602-090;42603-090
LEAR SIEGLER | LRS | SM1000 |  | 1000 | N/A | Monitor | 1 | 42401-005;42406-005
LIRA | LRA | 202S |  | 202S | N/A | Monitor | 1 | 42101-018
MAGEE | MAG | Magee AE20 |  | AE20 | N/A | Monitor | 1 | 16111-011
MAGEE | MAG | Magee AE21ER Aethalometer |  | 21ER | N/A | Monitor | 1 | 88313-894;88314-894;88317-894;88360-894;88361-894;88362-894;88363-894;88364-894
MAGEE | MAG | Magee AE21HS Aethalometer |  | 21HS | N/A | Monitor | 1 | 88313-894;88314-894;88317-894;88360-894;88361-894;88362-894;88363-894;88364-894
MAGEE | MAG | Magee AE22ER Aethalometer |  | 22ER | N/A | Monitor | 1 | 88313-894;88314-894;88317-894;88360-894;88361-894;88362-894;88363-894;88364-894
MAGEE | MAG | Magee AE22HS Aethalometer |  | 22HS | N/A | Monitor | 1 | 88313-894;88314-894;88317-894;88360-894;88361-894;88362-894;88363-894;88364-894
MAGEE | MAG | Magee AE33/ TAPI M633 Aethalometer |  | 33TM | N/A | Monitor | 1 | 88313-894;88314-894;88317-894;88360-894;88361-894;88362-894;88363-894;88364-894
MAGEE | MAG | Magee Scientific AE14 Aethalometer |  | AE14 | N/A | Monitor | 1 | 84313-869;88313-869;88317-869
MAGEE | MAG | Magee Scientific AE1600 Aethalometer |  | A160 | N/A | Monitor | 1 | 84313-864;88313-864;88317-864
MAGEE | MAG | Magee Scientific AE16ER Aethalometer |  | A16E | N/A | Monitor | 1 | 84313-865;88313-865;88317-865
MAGEE | MAG | Magee Scientific AE2100 Aethalometer |  | A021 | N/A |  | 1
MAGEE | MAG | Magee Scientific AE21ER Aethalometer |  | A21E | N/A | Monitor | 1 | 84313-866;84314-866;84315-866;88313-866;88314-866;88315-866;88317-866
MAGEE | MAG | Magee Scientific AE21HS Aethalometer |  | A21H | N/A | Monitor | 1 | 84313-867;84314-867;88313-867;88314-867;88317-867
MAGEE | MAG | Magee Scientific AE22ER Aethalometer |  | A22E | N/A | Monitor | 1 | 84313-876;84314-876;88313-876;88314-876;88317-876
MAGEE | MAG | Magee Scientific AE22HS Aethalometer |  | A22H | N/A | Monitor | 1 | 84313-877;84314-877;88313-877;88314-877;88317-877
MAGEE | MAG | Magee Scientific TAPI M633 Aethalometer |  | M633 | N/A | Monitor | 1 | 84313-894;84314-894
MAGEE | MAG | CASS |  | CASS | N/A | Monitor | 1 | 88351-896
MAGEE | MAG | TCA-08 |  | TCA8 | N/A | Monitor | 1 | 88312-897
MANUAL | MAN | Sodium Arsenite |  | 00SA | N/A | Sampler | 1 | 42602-084
MANUAL | MAN | Technicon I/II |  | TECH | N/A | Sampler | 1 | 42401-097
MANUAL | MAN | TGS-ANSA (Orifice) |  | TGSA | N/A | Sampler | 1 | 42602-098
MANUAL | MAN | WA10 |  | WA10 | N/A | Sampler | 1 | 81102-003;81103-003;81104-003
MASS-CO | MAS | 1 |  | 1 | N/A | Monitor | 1 | 42101-050
MCMILLAN | MCM | 1100 |  | 1100 | N/A | Monitor | 1 | 44201-514
MCMILLAN | MCM | 1100-1 |  | 1101 | N/A | Monitor | 1 | 44201-014
MCMILLAN | MCM | 1100-2 |  | 1102 | N/A | Monitor | 1 | 44201-015;44201-515
MCMILLAN | MCM | 1100-3 |  | 1103 | N/A | Monitor | 1 | 44201-016
MELOY | MLY | 0A325-2R |  | A325 | N/A | Monitor | 1 | 44201-003
MELOY | MLY | 0A350-2R |  | A350 | N/A | Monitor | 1 | 44201-004
MELOY | MLY | NA530R |  | A530 | N/A | Monitor | 1 | 42601-031;42602-031;42603-031
MELOY | MLY | SA185-2A |  | A182 | N/A | Monitor | 1 | 42401-006;42406-006
MELOY | MLY | SA285E |  | A285 | N/A | Monitor | 1 | 42401-032;42406-032
MELOY | MLY | SA700 |  | A700 | N/A | Monitor | 1 | 42401-046;42406-046
MESA LABS | MSA | PQ100 |  | PQ10 | N/A | Sampler | 1 | 81102-124;85101-124
MESA LABS | MSA | PQ200 |  | PQ20 | N/A | Sampler | 1 | 81102-125;85101-125;88101-116;88501-116;88101-142
MET ONE | MT1 | 083D |  | 083D | N/A | Monitor | 1 | 62101-061;62201-061
MET ONE | MT1 | 30.5 |  | 30P5 | N/A | Monitor | 1 | 61101-071;61102-071;61103-071;61104-071
MET ONE | MT1 | 50.5 |  | 50P5 | N/A | Monitor | 1 | 61101-061;61102-061;61103-061;61104-061
MET ONE | MT1 | AIO2 |  | AIO2 | N/A | Monitor | 1 | 61101-069;61102-069;61103-069;61104-069;61105-069;62101-069;62201-069;64101-069
MET ONE | MT1 | BAM W/PM2.5 SCC |  | BAMS | N/A | Monitor | 1 | 81104-731;88502-731
MET ONE | MT1 | BAM W/PM2.5 VSCC |  | BAMV | N/A | Monitor | 1 | 88501-733;88502-733
MET ONE | MT1 | BAM W/PM2.5 WINS |  | BAMW | N/A | Monitor | 1 | 81104-732;88101-732;88501-732;88502-732
MET ONE | MT1 | BAM-1020 |  | 1020 | N/A | Monitor | 1 | 68105-170;68108-170;81102-122;85101-122;86101-185;88101-170
MET ONE | MT1 | BAM-1020 W/PM2.5 SCC |  | 102S | N/A | Monitor | 1 | 88501-170;88501-731;88502-170;88502-731
MET ONE | MT1 | BAM-1022 |  | 1022 | N/A | Monitor | 1 | 85101-209;88101-209
MET ONE | MT1 | BAM-1022 W/PM2.5 SCC |  | 122S | N/A | Monitor | 1 | 88502-171
MET ONE | MT1 | BC-1050 |  | 1050 | N/A | Monitor | 1 | 88313-875;88314-875;88366-875;88367-875
MET ONE | MT1 | BC-1054 |  | 1054 | N/A | Monitor | 1 | 88313-878;88314-878;88360-878;88362-878;88363-878;88364-878;88396-878;88397-878;88398-878;88399-878
MET ONE | MT1 | BC-1060 |  | 1060 | N/A | Monitor | 1 | 88313-879;88314-879
MET ONE | MT1 | C-12 |  | 0C12 | N/A | Monitor | 1 | 14313-880;14314-880
MET ONE | MT1 | SASS |  | SASS | 5 | Sampler | 1 | 63102-898;68101-810;68101-812;68102-810;68102-812;68103-810;68104-810;68105-810;68106-810;68107-810;68108-810;68111-810;68112-810;68112-812;68113-810;68113-816;68114-810;68115-810;68115-812;68116-810;68116-816;68117-810;68118-810;88101-810;88102-811;88103-811;88104-811;88107-811;88109-811;88110-811;88111-811;88112-811;88113-811;88114-811;88115-811;88117-811;88118-811;88121-811;88124-811;88126-811;88127-811;88128-811;88131-811;88132-811;88133-811;88134-811;88136-811;88140-811;88142-811;88143-811;88146-811;88147-811;88151-811;88152-811;88154-811;88160-811;88161-811;88162-811;88163-811;88164-811;88165-811;88166-811;88167-811;88168-811;88169-811;88170-811;88172-811;88173-811;88176-811;88179-811;88180-811;88183-811;88184-811;88185-811;88186-811;88203-812;88301-812;88302-812;88302-813;88303-812;88304-813;88305-813;88306-812;88307-813;88308-813;88311-813;88312-813;88320-815;88320-816;88321-815;88321-816;88322-814;88323-814;88324-814;88324-816;88324-817;88325-814;88325-816;88325-817;88326-814;88326-816;88326-817;88327-814;88327-816;88327-817;88328-814;88328-816;88328-817;88329-814;88329-816;88330-814;88330-816;88331-814;88331-816;88332-813;88333-813;88334-813;88335-813;88336-813;88355-816;88355-843;88357-816;88357-843;88370-816;88370-843;88374-816;88374-843;88375-816;88375-843;88376-816;88376-843;88377-816;88377-843;88378-816;88378-843;88379-813;88379-816;88380-816;88380-843;88381-814;88381-815;88381-816;88382-815;88382-816;88383-816;88383-843;88384-816;88384-843;88385-816;88385-843;88388-816;88388-843;88390-902;88390-907;88391-902;88391-907;88392-902;88392-907;88403-812;88502-810
MET ONE | MT1 | Super SASS |  | SUPS | 8 | Sampler | 1 | 63102-898;68101-810;68101-812;68102-810;68102-812;68103-810;68104-810;68105-810;68106-810;68107-810;68108-810;68111-810;68112-810;68112-812;68113-810;68113-816;68114-810;68115-810;68115-812;68116-810;68116-816;68117-810;68118-810;88101-810;88102-811;88103-811;88104-811;88107-811;88109-811;88110-811;88111-811;88112-811;88113-811;88114-811;88115-811;88117-811;88118-811;88121-811;88124-811;88126-811;88127-811;88128-811;88131-811;88132-811;88133-811;88134-811;88136-811;88140-811;88142-811;88143-811;88146-811;88147-811;88151-811;88152-811;88154-811;88160-811;88161-811;88162-811;88163-811;88164-811;88165-811;88166-811;88167-811;88168-811;88169-811;88170-811;88172-811;88173-811;88176-811;88179-811;88180-811;88183-811;88184-811;88185-811;88186-811;88203-812;88301-812;88302-812;88302-813;88303-812;88304-813;88305-813;88306-812;88307-813;88308-813;88311-813;88312-813;88320-815;88320-816;88321-815;88321-816;88322-814;88323-814;88324-814;88324-816;88324-817;88325-814;88325-816;88325-817;88326-814;88326-816;88326-817;88327-814;88327-816;88327-817;88328-814;88328-816;88328-817;88329-814;88329-816;88330-814;88330-816;88331-814;88331-816;88332-813;88333-813;88334-813;88335-813;88336-813;88355-816;88355-843;88357-816;88357-843;88370-816;88370-843;88374-816;88374-843;88375-816;88375-843;88376-816;88376-843;88377-816;88377-843;88378-816;88378-843;88379-813;88379-816;88380-816;88380-843;88381-814;88381-815;88381-816;88382-815;88382-816;88383-816;88383-843;88384-816;88384-843;88385-816;88385-843;88388-816;88388-843;88390-902;88390-907;88391-902;88391-907;88392-902;88392-907;88403-812;88502-810
MET ONE | MT1 | E-BAM |  | EBAM | N/A | Monitor | 1 | 85101-734
MET ONE | MT1 | E-BAM PLUS |  | EBMP | N/A | Monitor | 1 | 81102-226;85101-226
MET ONE | MT1 | E-BAM W/PM2.5 SCC |  | EB2S | N/A | Monitor | 1 | 88501-734;88502-734
MET ONE | MT1 | E-FRM PM10 |  | EF10 | N/A | Sampler | 1 | 81102-231;85101-231
MET ONE | MT1 | E-FRM PM10-2.5 Sampler Pair |  | EFPM | N/A | Sampler | 1 | 86101-232
MET ONE | MT1 | E-FRM PM2.5 with URG-2000-30EGN cyclone |  | EF2U | N/A | Sampler | 1 | 88101-235
MET ONE | MT1 | E-FRM PM2.5 with VSCC |  | EF2V | N/A | Sampler | 1 | 88101-521
MET ONE | MT1 | E-FRM PM2.5 with WINS |  | EF2W | N/A | Sampler | 1 | 88101-221
MET ONE | MT1 | E-SEQ-FRM |  | ESEQ | N/A | Sampler | 1 | 82102-908;82103-908;82105-908;82110-908;82112-908;82113-908;82128-908;82132-908;82136-908;82154-908;85102-908;85103-908;85105-908;85110-908;85112-908;85113-908;85128-908;85132-908;85136-908;85154-908
MET ONE | MT1 | E-SEQ-FRM PM10 |  | ES10 | N/A | Sampler | 1 | 81102-246;85101-246
MET ONE | MT1 | E-SEQ-FRM PM10-2.5 sampler pair |  | ESPM | N/A | Sampler | 1 | 86101-247
MET ONE | MT1 | E-SEQ-FRM PM2.5 with VSCC |  | ES2V | N/A | Sampler | 1 | 88101-545
MET ONE | MT1 | E-SEQ-FRM PM2.5 with WINS |  | ES2W | N/A | Sampler | 1 | 88101-245
MET ONE | MT1 | E-SEQ-FRM with VSCC |  | ES2V | N/A | Sampler | 1 | 68101-545;68102-545;68105-545;68106-545;68107-545;68108-545;68109-545
MET ONE | MT1 | E- Sampler W/PM2.5 at 2 LPM |  | ES22 | N/A | Monitor | 1 | 88501-735
METEOROLOGY RESEARCH | MTR | 550B |  | 550B | N/A | Monitor | 1 | 11203-813
MONITOR LABS | MLB | 8450 |  | 8450 | N/A | Monitor | 1 | 42406-513
MONITOR LABS | MLB | 8810 |  | 8810 | N/A | Monitor | 1 | 44201-053
MONITOR LABS | MLB | 8850 |  | 8850 | N/A | Monitor | 1 | 42406-039
MONITOR LABS | MLB | 8850S |  | 885S | N/A | Monitor | 1 | 42406-075
MONITOR LABS | MLB | 9850 |  | 9850 | N/A | Monitor | 1 | 42406-092
MSA | MSA | 202S |  | 202S | N/A | Monitor | 1 | 42101-018
NEW STAR | NST | NS-6070 |  | 6070 | N/A | Sampler | 1 | 81102-141;85101-141
OPSIS | OPS | AR 500 |  | A500 | N/A | Monitor | 1 | 42242-157;42401-101;42406-101;42602-102;43502-157;43503-157;44201-103;45201-157;45202-157
OPSIS | OPS | HG200 |  | H200 | N/A | Monitor | 1 | 42242-085
OPSIS | OPS | OPS10 |  | OPS1 | N/A | Monitor | 1 | 44201-187
OPSIS | OPS | OPS40 |  | OPS4 | N/A | Monitor | 1 | 42601-186;42602-186;42603-186
OPSIS | OPS | OPS50 |  | OPS5 | N/A | Monitor | 1 | 42401-188
OPSIS | OPS | SM200 |  | SM20 | N/A | Monitor | 1 | 81102-193;88101-203;88501-203;88502-203
OPSIS | OPS | SYSTEM 300 |  | S300 | N/A | Monitor | 1 | 42401-101;42602-102;44201-103
OREGON DEQ | ORE | Med-Vol |  | MVOL | N/A | Sampler | 1 | 81102-071;85101-071;12101-114;12101-115;12102-114;12102-115;12103-114;12103-115;12105-115;12107-114;12107-115;12109-114;12109-115;12110-114;12110-115;12111-114;12111-115;12112-114;12112-115;12113-114;12113-115;12114-114;12114-115;12117-114;12117-115;12118-114;12118-115;12121-114;12121-115;12124-114;12124-115;12126-114;12126-115;12127-114;12127-115;12128-114;12128-115;12131-114;12131-115;12132-114;12132-115;12133-114;12133-115;12134-114;12134-115;12136-114;12136-115;12140-114;12140-115;12142-114;12142-115;12143-114;12143-115;12146-114;12146-115;12147-114;12147-115;12152-114;12152-115;12154-114;12154-115;12160-114;12160-115;12161-114;12161-115;12162-114;12162-115;12163-114;12163-115;12164-114;12164-115;12165-114;12165-115;12166-114;12166-115;12167-114;12167-115;12168-114;12168-115;12169-114;12169-115;12170-114;12170-115;12172-114;12172-115;12176-114;12176-115;12178-114;12178-115;12180-114;12180-115;12183-114;12183-115;12184-114;12184-115;12185-114;12185-115;12191-114;12191-115
PCI OZONE | PCI | LC-12 |  | LC12 | N/A | Monitor | 1 | 44201-055
PE | 0PE | 8700 |  | 8700 | N/A | Monitor | 1 | 43218-205;43372-205;45104-128;45220-205
PE CLARUS | PEC | 500 |  | 500 | N/A | Monitor | 1 | 43000-142;43102-142;43141-142;43202-142;43203-142;43204-142;43205-142;43206-142;43212-142;43214-142;43216-142;43217-142;43218-142;43220-142;43221-142;43224-142;43226-142;43227-142;43230-142;43231-142;43232-142;43233-142;43234-142;43235-142;43238-142;43242-142;43243-142;43244-142;43245-142;43247-142;43248-142;43249-142;43250-142;43252-142;43253-142;43261-142;43262-142;43263-142;43280-142;43282-142;43284-142;43285-142;43291-142;43954-142;43960-142;45109-142;45201-142;45202-142;45203-142;45204-142;45207-142;45208-142;45209-142;45210-142;45211-142;45212-142;45213-142;45218-142;45219-142;45220-142;45225-142
PHILIPS | PHL | PW9700 |  | 9700 | N/A | Monitor | 1 | 42401-511;42406-511
PHILIPS | PHL | PW9755 |  | 9755 | N/A | Monitor | 1 | 42401-010;42406-010
PHILIPS | PHL | PW9762/02 |  | 9762 | N/A | Monitor | 1 | 42601-040;42602-040;42603-040
PHILIPS | PHL | PW9771 |  | 9771 | N/A | Monitor | 1 | 44201-023
PICARRO | PIC | G1301 |  | 1301 | N/A | Monitor | 1 | 42102-561;43201-561
PRANALYTICA | PRA | 200 |  | P200 | N/A | Monitor | 1 | 42604-400
R & P | R&P | 1400 |  | 1400 | N/A | Monitor | 1 | 81102-079;85101-079
R & P | R&P | 1400 | A | 1400 | N/A | Monitor | 1 | 81102-079;85101-079
R & P | R&P | 1400AB |  | 14AB | N/A | Monitor | 1 | 62101-062
R & P | R&P | M1400A |  | M14A | N/A | Monitor | 1 | 11101-079
R & P | R&P | 2000 |  | 2000 | N/A | Sampler | 1 | 68101-117;68101-126;68101-129;68101-143;68101-144;68102-117;68102-126;68102-129;68102-143;68102-144;68103-117;68103-126;68103-129;68103-143;68103-144;68104-117;68104-126;68104-129;68104-143;68104-144;68105-117;68105-126;68105-129;68105-143;68105-144;68106-117;68106-126;68106-129;68106-143;68106-144;68107-117;68107-126;68107-129;68107-143;68107-144;68108-117;68108-126;68108-129;68108-143;68108-144;68109-117;68109-126;68109-129;68109-143;68109-144;82102-201;82102-202;82103-201;82103-202;82105-201;82105-202;82110-201;82110-202;82112-201;82112-202;82113-201;82113-202;82128-201;82128-202;82132-201;82132-202;82134-201;82136-201;82136-202;82142-202;82154-201;82154-202;82164-201;85102-202;85102-905;85103-202;85103-905;85105-202;85105-905;85110-202;85110-905;85112-202;85112-905;85113-202;85113-905;85128-202;85128-905;85129-202;85132-202;85132-905;85136-202;85136-905;85142-202;85142-905;85154-202;85154-905;85180-905;85180-906;85184-905;85184-906;86502-117;86502-129;86502-143;86502-144;88101-143;88101-144;88102-905;88103-905;88103-908;88104-905;88104-908;88105-905;88107-908;88110-905;88110-908;88112-905;88112-908;88113-905;88128-905;88128-908;88132-905;88132-908;88136-905;88142-905;88142-908;88154-905;88154-908;88164-908;88180-905;88180-906;88184-905;88184-906;88329-145;88330-145;88331-145;88332-145;88333-145;88334-145;88335-145;88336-145;88390-908;88391-908;88392-908;88502-117;88502-143
R & P | R&P | 2025 |  | 2025 | N/A | Sampler | 1 | 68101-118;68101-127;68101-145;68102-118;68102-127;68102-145;68103-118;68103-127;68103-145;68104-118;68104-127;68104-145;68105-118;68105-127;68105-145;68106-118;68106-127;68106-145;68107-118;68107-127;68107-145;68108-118;68108-127;68108-145;68109-118;68109-127;68109-145;68110-118;82102-203;82103-203;82105-203;82110-203;82112-203;82113-203;82128-203;82132-203;82136-203;82142-203;82154-203;85102-907;85103-907;85105-907;85107-907;85110-907;85112-907;85113-907;85128-907;85132-907;85134-907;85136-907;85142-907;85154-907;85160-907;85164-907;85166-907;85168-907;86502-118;86502-145;88101-145;88102-118;88102-841;88102-846;88103-118;88103-841;88103-846;88104-841;88104-846;88105-118;88107-841;88107-846;88109-841;88109-846;88110-118;88110-841;88110-846;88111-841;88111-846;88112-118;88112-841;88112-846;88113-118;88113-841;88113-846;88114-841;88114-846;88115-841;88115-846;88117-841;88117-846;88118-841;88118-846;88121-841;88121-846;88124-841;88124-846;88126-841;88126-846;88127-841;88127-846;88128-118;88128-841;88128-846;88131-841;88131-846;88132-118;88132-841;88132-846;88133-841;88133-846;88134-841;88134-846;88136-118;88136-841;88136-846;88140-841;88140-846;88142-841;88142-846;88143-841;88143-846;88146-841;88146-846;88147-841;88147-846;88152-841;88152-846;88154-118;88154-841;88154-846;88160-841;88160-846;88161-841;88161-846;88162-841;88162-846;88163-841;88163-846;88164-841;88164-846;88165-841;88165-846;88166-841;88166-846;88167-841;88167-846;88168-841;88168-846;88169-841;88169-846;88170-841;88170-846;88172-841;88172-846;88176-841;88176-846;88180-841;88180-846;88183-841;88183-846;88184-841;88184-846;88185-841;88185-846;88186-841;88186-846;88203-848;88203-849;88301-844;88301-845;88301-848;88301-849;88301-850;88302-844;88302-845;88302-848;88302-849;88302-850;88303-844;88303-845;88303-848;88303-849;88303-850;88304-843;88304-847;88305-843;88305-847;88306-844;88306-848;88307-843;88307-847;88308-843;88308-847;88310-845;88310-848;88310-849;88311-843;88311-847;88320-857;88320-859;88321-857;88321-859;88322-856;88322-858;88323-856;88323-858;88324-856;88324-858;88325-856;88325-858;88326-856;88326-858;88327-856;88327-858;88328-856;88328-858;88329-856;88329-858;88330-856;88330-858;88331-856;88331-858;88332-843;88332-847;88333-843;88333-847;88334-843;88334-847;88335-843;88335-847;88336-843;88336-847;88390-900;88390-901;88393-900;88396-848;88403-844;88403-845;88403-848;88403-849;88501-118;88501-145;88502-118;88502-145
R & P | R&P | 2300 |  | 2300 | N/A | Sampler | 1 | 42401-850;68101-850;68102-850;68103-850;68104-850;68105-850;68106-850;68107-850;68108-850;68109-850;88101-850;88102-851;88103-851;88104-851;88107-851;88109-851;88110-851;88111-851;88112-851;88113-851;88114-851;88115-851;88117-851;88118-851;88121-851;88124-851;88126-851;88127-851;88128-851;88131-851;88132-851;88133-851;88134-851;88136-851;88140-851;88142-851;88143-851;88146-851;88147-851;88152-851;88154-851;88160-851;88161-851;88162-851;88163-851;88164-851;88165-851;88166-851;88167-851;88168-851;88169-851;88170-851;88172-851;88176-851;88180-851;88183-851;88184-851;88185-851;88186-851;88203-853;88301-852;88301-853;88302-852;88303-852;88304-853;88305-853;88306-852;88306-853;88307-853;88308-853;88311-853;88320-855;88321-855;88322-854;88323-854;88324-854;88325-854;88326-854;88327-854;88328-854;88329-854;88330-854;88331-854;88332-853;88333-853;88334-853;88335-853;88336-853;88337-851;88338-853;88403-852;88403-853;88403-876;88502-850
R & P | R&P | 5400 |  | 5400 | N/A | Monitor | 1 | 88305-860;88307-860;88312-860
R & P | R&P | FRM Model 2000 |  | FM2K | N/A | Sampler | 1 | 88101-129
R & P | R&P | Partisol 2000 |  | PA2K | N/A | Sampler | 1 | 81102-098;85101-098
R & P | R&P | Partisol FRM 2000 |  | PF2K | N/A | Sampler | 1 | 81102-126;85101-126;88101-117;88501-117
R & P | R&P | Partisol Plus 2025 |  | PP25 | N/A | Sampler | 1 | 81102-127;85101-127;88101-118
R & P | R&P | 8400 |  | 8400 | N/A | Monitor | 1 | 88306-861;88403-862
R & P | R&P | 8400 | N | 8400 | N/A | Monitor | 1 | 88306-861;88403-862
R & P | R&P | 8400 | S | 8400 | N/A | Monitor | 1 | 88306-861;88403-862
R & P | R&P | SA246B |  | 246B | N/A | Sampler | 1
RADIANCE Research | RAD | M903 |  | M903 | N/A | Monitor | 1 | 11203-771
RECORDUM | REC | 801-002000 |  | 200 | N/A | Monitor | 1 | 42601-099;42602-099;42603-099
RECORDUM | REC | 801-003000 |  | 300 | N/A | Monitor | 1 | 42101-093
RM ENVIRONMENTAL | RME | 24 |  | 24 | N/A | Sampler | 1 | 12115-922;14115-922
RM Young | RMY | 5103 |  | 5103 | N/A | Monitor | 1 | 61103-067;61104-067
RM Young | RMY | 5305 |  | 5305 | N/A | Monitor | 1 | 61101-065;61102-065;61103-065;61104-065
RM Young | RMY | 81000 |  | 8100 | N/A | Monitor | 1 | 61101-066;61102-066;61103-066;61104-066;61105-066;61106-066;61109-066;61110-066;61112-066;62102-066;62102-130
RM Young | RMY | 85004 |  | 8504 | N/A | Monitor | 1 | 61101-062;61102-062
RM Young | RMY | 86004 |  | 8604 | N/A | Monitor | 1 | 61101-068;61102-068;61103-068;61104-068;61105-068;61106-068
SABIO | SAB | 6020 |  | 6020 | N/A | Monitor | 1 | 42401-237;42406-237
SABIO | SAB | 6050T |  | 605T | N/A | Monitor | 1 | 42101-548
SA-GMW | SAG | 1200 |  | 1200 | N/A | Sampler | 1 | 81111-102;81301-102;82101-085;82101-102;82101-304;82102-085;82102-105;82102-110;82102-304;82103-102;82103-105;82103-110;82103-304;82105-102;82105-105;82105-110;82107-102;82107-105;82107-304;82109-304;82110-102;82110-105;82110-110;82110-304;82111-085;82111-304;82112-102;82112-105;82112-110;82112-304;82113-102;82113-105;82113-110;82113-304;82114-102;82114-105;82114-304;82115-304;82116-102;82116-108;82124-304;82126-102;82126-105;82126-304;82127-304;82128-102;82128-105;82128-110;82128-304;82131-304;82132-102;82132-105;82132-110;82132-304;82134-085;82134-304;82136-102;82136-105;82136-110;82136-304;82140-085;82142-105;82142-110;82142-304;82146-304;82151-063;82152-304;82154-085;82154-102;82154-105;82154-110;82154-304;82160-304;82161-304;82164-105;82164-304;82166-102;82166-105;82166-304;82167-102;82167-105;82167-110;82167-304;82168-304;82169-304;82173-085;82176-304;82180-085;82180-102;82180-304;82183-304;82184-085;82185-304;82190-085;82202-102;82203-102;82220-063;82223-063;82237-063;82242-063;82243-063;82301-102;82305-108;82306-102;82307-108;82307-111;82403-102;82453-063;82551-002;83129-304;83130-304;83147-304;85102-110;85103-110;85105-110;85107-110;85110-110;85112-110;85113-110;85114-110;85126-110;85128-110;85132-110;85134-110;85136-110;85142-110;85154-110;85164-110;85167-110
SA-GMW | SAG | 321B |  | 321B | N/A | Sampler | 1 | 81104-064;82101-069;82101-107;82102-069;82102-107;82102-305;82103-069;82103-092;82103-107;82103-109;82103-305;82105-092;82105-107;82105-109;82107-092;82107-107;82107-109;82107-305;82109-305;82110-092;82110-107;82110-109;82110-305;82111-069;82111-107;82111-305;82112-092;82112-107;82112-109;82112-305;82113-092;82113-107;82113-109;82113-305;82114-092;82114-107;82114-109;82114-305;82115-305;82124-305;82126-092;82126-107;82126-305;82127-305;82128-092;82128-107;82128-109;82128-305;82131-305;82132-092;82132-107;82132-109;82132-305;82134-107;82134-109;82134-305;82136-092;82136-107;82136-109;82136-305;82140-069;82140-092;82140-107;82142-305;82146-305;82152-305;82154-069;82154-107;82154-305;82160-069;82160-107;82160-305;82161-305;82164-107;82164-109;82164-305;82166-092;82166-107;82166-305;82167-092;82167-107;82167-109;82167-305;82168-305;82169-305;82173-069;82173-107;82176-305;82180-069;82180-092;82180-107;82180-305;82183-305;82184-069;82184-107;82185-305;82190-069;82202-092;82203-092;82306-092;82306-093;82306-094;82403-091;82403-093;82453-064;83129-305;83130-305;83147-305
SERES | SRS | 2000 G |  | 02KG | N/A | Monitor | 1 | 42601-163;42602-163;42603-163
SERES | SRS | OZ 2000 G |  | O2KG | N/A | Monitor | 1 | 44201-161
SERES | SRS | SF 2000 G |  | S2KG | N/A | Monitor | 1 | 42401-194
SIERRA | SIE | 1200 |  | S120 | N/A | Sampler | 1 | 81102-063;85101-063
SIERRA | SIE | 321-B |  | 321B | N/A | Sampler | 1 | 81102-064;85101-064
SIERRA | SIE | 321-C |  | 321C | N/A | Sampler | 1 | 81102-065;85101-065
SIERRA | SIE | SA241 |  | 241 | N/A | Sampler | 1 | 81102-073;85101-073
SIERRA | SIE | SA241 | M | 241 | N/A | Sampler | 1 | 81102-073;85101-073
SIERRA ANDERSON (SA) | SRA | 1200 |  | SA12 | N/A | Sampler | 1 | 81102-059
SIERRA ANDERSON (SA) | SRA | 244E |  | 244E | N/A | Sampler | 1 | 81102-001;81103-001;81104-001
SIERRA ANDERSON (SA) | SRA | 246B |  | 246B | N/A | Sampler | 1 | 81102-004;81103-004;81103-073;81104-004;81104-073;81104-076;82101-303;82102-303;82103-303;82107-303;82109-303;82110-303;82111-303;82112-303;82113-303;82114-303;82115-303;82126-303;82128-303;82132-303;82134-303;82136-303;82142-303;82152-303;82154-303;82160-303;82161-303;82164-303;82165-303;82167-303;82168-303;82169-303;82176-303;82179-303;82180-303;82183-303;82185-303;83101-303;83102-303;83103-303;83107-303;83109-303;83110-303;83111-303;83112-303;83113-303;83114-303;83115-303;83126-303;83128-303;83132-303;83134-303;83136-303;83142-303;83152-303;83154-303;83160-303;83161-303;83164-303;83165-303;83167-303;83168-303;83169-303;83176-303;83179-303;83180-303;83183-303;83185-303;84101-303;84102-303;84103-303;84107-303;84109-303;84110-303;84111-303;84112-303;84113-303;84114-303;84115-303;84126-303;84128-303;84132-303;84134-303;84136-303;84142-303;84152-303;84154-303;84160-303;84161-303;84164-303;84165-303;84167-303;84168-303;84169-303;84176-303;84179-303;84180-303;84183-303;84185-303
SIERRA ANDERSON (SA) | SRA | 254 |  | 254 | N/A | Sampler | 1 | 81102-025;82102-096;82103-096;82110-096;82112-096;82114-096;82128-096;82132-096;82136-096;82142-096;82154-096;82164-096;82167-096
SIERRA ANDERSON (SA) | SRA | 321 |  | 321 | N/A | Sampler | 1 | 81102-051
SIERRA ANDERSON (SA) | SRA | 321A |  | 321A | N/A | Sampler | 1 | 81102-052;82101-101;82103-101;82103-104;82110-101;82110-104;82112-101;82114-101;82114-104;82128-101;82128-104;82167-101;82167-104
SIERRA ANDERSON (SA) | SRA | 321AG |  | 32AG | N/A | Sampler | 1 | 81102-057
SIERRA ANDERSON (SA) | SRA | 321B |  | 321B | N/A | Sampler | 1 | 81102-058
SIERRA ANDERSON (SA) | SRA | 321G |  | 321G | N/A | Sampler | 1 | 81102-056
SIERRA ANDERSON (SA) | SRA | S-5001 |  | 5001 | N/A | Monitor | 1 | 42401-166;42406-166
SIERRA ANDERSON (SA) | SRA | S-5006 |  | 5006 | N/A | Monitor | 1 | 42101-172
SIERRA ANDERSON (SA) | SRA | S-5012 |  | 5012 | N/A | Monitor | 1 | 42601-152;42602-152;42603-152
SIERRA ANDERSON (SA) | SRA | S-5014 |  | 5014 | N/A | Monitor | 1 | 44201-164
SRI | SRI | 8610 |  | 8610 | N/A | Monitor | 1 | 43218-133
SUTRON | SUT | 6030 |  | 6030 | N/A | Monitor | 1 | 44201-222
SWAM | SWM | 5a Dual Channel |  | 5ADC | N/A | Monitor | 1 | 86101-206;88101-204;88501-204;88502-204
TANABYTE | TBT | 722 |  | 722 | N/A | Monitor | 1 | 44201-165
TANABYTE | TBT | 723 |  | 723 | N/A | Monitor | 1 | 44201-165
TANABYTE | TBT | 724 |  | 724 | N/A | Monitor | 1 | 44201-165
TANABYTE | TBT | 725 |  | 725 | N/A | Monitor | 1 | 44201-165
TANABYTE | TBT | 726 |  | 726 | N/A | Monitor | 1 | 44201-165
TECO | TCO | 17 |  | 17 | N/A | Monitor | 1 | 42603-051;42604-051
TECO | TCO | 42S |  | 042S | N/A | Monitor | 1 | 42600-075;42601-075;42602-075;42603-075
TELEDYNE ANALYTICAL INSTRUMENTS | TAI | 6400A |  | 064A | N/A | Monitor | 1 | 42401-100
TELEDYNE ANALYTICAL INSTRUMENTS | TAI | 9110A |  | 200 | N/A | Monitor | 1 | 42601-099;42602-099;42603-099
TELEDYNE ANALYTICAL INSTRUMENTS | TAI | 9110E |  | 911E | N/A | Monitor | 1 | 42601-186;42602-186;42603-186
TELEDYNE API | TEL | 100 |  | 100 | N/A | Monitor | 1 | 42401-077;42401-100
TELEDYNE API | TEL | 100 | A | 100 | N/A | Monitor | 1 | 42401-077;42401-100
TELEDYNE API | TEL | 100 | AS | 100 | N/A | Monitor | 1 | 42401-077;42401-100
TELEDYNE API | TEL | 100 | E | 100 | N/A | Monitor | 1 | 42401-077;42401-100
TELEDYNE API | TEL | 100 | EU | 100 | N/A | Monitor | 1 | 42401-600;42406-600
TELEDYNE API | TEL | 200 |  | 200 | N/A | Monitor | 1 | 42602-099;42601-082;42601-099;42602-082;42603-082;42603-099
TELEDYNE API | TEL | 200 | A | 200 | N/A | Monitor | 1 | 42602-099;42601-082;42601-099;42602-082;42603-082;42603-099
TELEDYNE API | TEL | 200 | E | 200 | N/A | Monitor | 1 | 42602-099;42601-082;42601-099;42602-082;42603-082;42603-099
TELEDYNE API | TEL | 200 | U | 200 | N/A |  | 1 | 42600-599;42600-699;42601-599;42601-600;42602-599;42602-600;42603-599;42603-600;42612-599;42612-699
TELEDYNE API | TEL | 200 | UP | 200 | N/A |  | 1 | 42600-599;42600-699;42601-599;42601-600;42602-599;42602-600;42603-599;42603-600;42612-599;42612-699
TELEDYNE API | TEL | 200P |  | 200P | N/A | Monitor | 1 | 42601-241;42602-241;42603-241
TELEDYNE API | TEL | 265E |  | 265E | N/A | Monitor | 1 | 44201-199
TELEDYNE API | TEL | 300 |  | 300 | N/A | Monitor | 1 | 42101-093
TELEDYNE API | TEL | 300 | E | 300 | N/A | Monitor | 1 | 42101-593
TELEDYNE API | TEL | 300 | EU | 300 | N/A | Monitor | 1 | 42101-593
TELEDYNE API | TEL | 400 |  | 400 | N/A | Monitor | 1 | 44201-087
TELEDYNE API | TEL | 400 | E | 400 | N/A | Monitor | 1 | 44201-087
TELEDYNE API | TEL | 602 BetaPLUS |  | 602B | N/A | Monitor | 1 | 86101-206;88101-204;88501-204;88502-204
TELEDYNE API | TEL | 6400E |  | 6400 | N/A | Monitor | 1 | 42401-188
TELEDYNE API | TEL | 651 |  | 651 | N/A | Monitor | 1 | 87101-173
TELEDYNE API | TEL | M602 |  | M602 | N/A | Sampler | 1 | 81102-205;85101-205
TELEDYNE API | TEL | N500 |  | N500 | N/A | Monitor | 1 | 42601-256;42602-256;42603-256
TELEDYNE API | TEL | 100 | T | 100 | N/A | Monitor | 1 | 42401-077;42401-100
TELEDYNE API | TEL | 100 | TU | 100 | N/A | Monitor | 1 | 42401-600;42406-600
TELEDYNE API | TEL | 200 | T | 200 | N/A | Monitor | 1 | 42602-099;42601-082;42601-099;42602-082;42603-082;42603-099
TELEDYNE API | TEL | T200UP | TUP | T2UP | N/A | Monitor | 1 | 42601-200;42602-200;42603-200
TELEDYNE API | TEL | T204 |  | T204 | N/A | Monitor | 1 | 42601-099;42602-099;42603-099;44201-214
TELEDYNE API | TEL | T265 |  | T265 | N/A | Monitor | 1 | 44201-199
TELEDYNE API | TEL | 300 | T | 300 | N/A | Monitor | 1 | 42101-093
TELEDYNE API | TEL | 300 | TU | 300 | N/A | Monitor | 1 | 42101-593
TELEDYNE API | TEL | T400 |  | T400 | N/A | Monitor | 1 | 44201-087
TELEDYNE API | TEL | T500U |  | T5HU | N/A | Monitor | 1 | 42602-212
TELEDYNE MONITOR LABS | TML | 8310 |  | 8310 | N/A | Monitor | 1 | 42101-041
TELEDYNE MONITOR LABS | TML | 8410E |  | 841E | N/A | Monitor | 1 | 44201-017
TELEDYNE MONITOR LABS | TML | 8440E |  | 844E | N/A | Monitor | 1 | 42601-021;42602-021;42603-021
TELEDYNE MONITOR LABS | TML | 8450 |  | 8450 | N/A | Monitor | 1 | 42401-513
TELEDYNE MONITOR LABS | TML | 8810 |  | 8810 | N/A | Monitor | 1 | 44201-053
TELEDYNE MONITOR LABS | TML | 8830 |  | 8830 | N/A | Monitor | 1 | 42101-066
TELEDYNE MONITOR LABS | TML | 8840 |  | 8840 | N/A | Monitor | 1 | 42601-042;42602-042;42603-042
TELEDYNE MONITOR LABS | TML | 8841 |  | 8841 | N/A | Monitor | 1 | 42601-083;42602-083;42603-083
TELEDYNE MONITOR LABS | TML | 8850 |  | 8850 | N/A | Monitor | 1 | 42401-039
TELEDYNE MONITOR LABS | TML | 8850S |  | 885S | N/A | Monitor | 1 | 42401-075
TELEDYNE MONITOR LABS | TML | ML9810 |  | 9810 | N/A | Monitor | 1 | 44201-091
TELEDYNE MONITOR LABS | TML | ML9810 | B | 9810 | N/A | Monitor | 1 | 44201-091
TELEDYNE MONITOR LABS | TML | ML9811 |  | 9811 | N/A | Monitor | 1 | 44201-091
TELEDYNE MONITOR LABS | TML | ML9812 |  | 9812 | N/A | Monitor | 1 | 44201-091
TELEDYNE MONITOR LABS | TML | ML9830 |  | 9830 | N/A | Monitor | 1 | 42101-088
TELEDYNE MONITOR LABS | TML | ML9830B |  | 983B | N/A | Monitor | 1 | 42101-088
TELEDYNE MONITOR LABS | TML | ML9841 |  | 9841 | N/A | Monitor | 1 | 42601-090;42602-090;42603-090
TELEDYNE MONITOR LABS | TML | ML9841 | A | 9841 | N/A | Monitor | 1 | 42601-090;42602-090;42603-090
TELEDYNE MONITOR LABS | TML | ML9841 | B | 9841 | N/A | Monitor | 1 | 42601-090;42602-090;42603-090
TELEDYNE MONITOR LABS | TML | ML9850 |  | 9850 | N/A | Monitor | 1 | 42401-092
TELEDYNE MONITOR LABS | TML | ML9850B |  | 985B | N/A | Monitor | 1 | 42401-092
TELEDYNE MONITOR LABS | TML | TML-10 |  | TM10 | N/A | Monitor | 1 | 44201-087
TELEDYNE MONITOR LABS | TML | 300 |  | 300 | N/A | Monitor | 1 | 42101-093
TELEDYNE MONITOR LABS | TML | TML-41 |  | 200 | N/A | Monitor | 1 | 42601-099;42602-099;42603-099
TELEDYNE MONITOR LABS | TML | TML-50 |  | TM50 | N/A | Monitor | 1 | 42401-100
TELEDYNE API | TEL | T640 |  | T640 | N/A | Monitor | 1 | 85101-236;85101-636;86101-236;86101-636;87111-236;87111-636;88101-236;88101-636;88101-736;88502-236;88502-636
TELEDYNE API | TEL | T640X |  | T64X | N/A | Monitor | 1 | 81102-239;81102-639;85101-239;85101-639;86101-240;86101-640;87111-238;87111-638;88101-238;88101-638;88101-738;88502-238;88502-638
THERMO | THM | Partisol 2000-D |  | P2KD | N/A |  | 1
THERMO | THM | 14 B/E |  | 14BE | N/A | Monitor | 1 | 42601-035;42602-035;42603-035
THERMO | THM | 14 D/E |  | 14DE | N/A | Monitor | 1 | 42601-037;42602-037;42603-037
THERMO | THM | 1400AB |  | 14AB | N/A | Monitor | 1 | 81102-079;85101-079
THERMO | THM | 1405-DF with FDMS |  | 14FD | N/A | Monitor | 1 | 86101-207
THERMO | THM | 1405-D |  | 145D | N/A | Monitor | 1 | 81102-792;86101-208;88502-792
THERMO | THM | 1405-DF |  | 14DF | N/A | Monitor | 1 | 81102-790;85101-182;85101-790;86502-182;86502-790;88500-790;88501-790;88502-790;88503-790
THERMO | THM | 1405-F |  | 145F | N/A | Monitor | 1 | 86101-207
THERMO | THM | 2000 |  | 2000 | N/A | Sampler | 1 | 81102-098;81102-126;85101-098;85101-126;85128-809;85129-809;85129-810;86101-175;88101-117;88501-117;88501-143
THERMO | THM | 2000-D |  | 200D | N/A | Sampler | 1 | 81102-197;85101-197;86101-178;88101-177;88501-177
THERMO | THM | 2025 |  | 2025 | N/A | Sampler | 1 | 81102-127;85101-127;85129-811;85129-907;86101-176;88101-118
THERMO | THM | 2025-D |  | 225D | N/A | Sampler | 1 | 68105-179;68108-179;81102-197;81102-198;85101-179;85101-197;85102-889;85103-889;85104-889;85107-889;85109-889;85110-889;85111-889;85112-889;85113-889;85114-889;85115-889;85117-889;85118-889;85126-889;85128-889;85131-889;85132-889;85136-889;85140-889;85152-889;85154-889;85160-889;85161-889;85164-889;85165-889;85166-889;85167-889;85168-889;85169-889;85176-889;85180-889;85184-889;85185-889;85301-890;85302-890;85303-890;85306-886;85309-887;85310-890;85355-888;85357-888;85370-888;85374-888;85375-888;85376-888;85377-888;85378-888;85380-888;85383-888;85384-888;85385-888;85388-888;85403-890;86101-178;86101-180;86102-884;86103-884;86104-884;86107-884;86109-884;86110-884;86111-884;86112-884;86113-884;86114-884;86115-884;86117-884;86118-884;86126-884;86128-884;86131-884;86132-884;86136-884;86140-884;86152-884;86154-884;86160-884;86161-884;86164-884;86165-884;86166-884;86167-884;86168-884;86169-884;86176-884;86180-884;86184-884;86185-884;86301-885;86302-885;86303-885;86306-881;86309-882;86310-885;86355-883;86357-883;86370-883;86374-883;86375-883;86376-883;86377-883;86378-883;86380-883;86383-883;86384-883;86385-883;86388-883;86403-885;88101-177;88101-179;88102-884;88103-180;88103-884;88104-884;88107-884;88109-884;88110-884;88111-884;88112-884;88113-884;88114-884;88115-884;88117-884;88118-884;88126-884;88128-884;88131-884;88132-884;88136-884;88140-884;88152-884;88154-884;88160-884;88161-884;88164-884;88165-884;88166-884;88167-884;88168-884;88169-884;88176-884;88180-884;88184-884;88185-884;88301-885;88302-885;88303-885;88306-881;88306-891;88309-882;88309-893;88310-885;88355-883;88355-892;88357-883;88357-892;88370-883;88370-892;88374-883;88374-892;88375-883;88375-892;88376-883;88376-892;88377-883;88377-892;88378-883;88378-892;88380-883;88380-892;88383-883;88383-892;88384-883;88384-892;88385-883;88385-892;88388-883;88388-892;88403-885;88501-177
THERMO | THM | 42 |  | 42 | N/A | Monitor | 1 | 42601-074;42602-074;42603-074
THERMO | THM | 42 | C | 42 | N/A | Monitor | 1 | 42601-074;42602-074;42603-074
THERMO | THM | 42 | i | 42 | N/A | Monitor | 1 | 42601-074;42602-074;42603-074
THERMO | THM | 42 | iQ | 42 | N/A | Monitor | 1 | 42601-074;42602-074;42603-074
THERMO | THM | 43 |  | 43 | N/A | Monitor | 1 | 42401-009;42401-060;42406-009
THERMO | THM | 43 | A | 43 | N/A | Monitor | 1 | 42401-009;42401-060;42406-009
THERMO | THM | 43 | B | 43 | N/A | Monitor | 1 | 42401-009;42401-060;42406-009
THERMO | THM | 43 | C | 43 | N/A | Monitor | 1 | 42401-009;42401-060;42406-009
THERMO | THM | 43 | C-TLE | 43 | N/A | Monitor | 1 | 42401-560
THERMO | THM | 43 | i | 43 | N/A | Monitor | 1 | 42401-009;42401-060;42406-009
THERMO | THM | 43 | i-TLE | 43 | N/A | Monitor | 1 | 42401-560
THERMO | THM | 43 | iQ | 43 | N/A | Monitor | 1 | 42401-009;42401-060;42406-009
THERMO | THM | 48 |  | 48 | N/A | Monitor | 1 | 42101-054;42101-055
THERMO | THM | 48 | C | 48 | N/A | Monitor | 1 | 42101-054;42101-055
THERMO | THM | 48 | i | 48 | N/A | Monitor | 1 | 42101-054;42101-055
THERMO | THM | 48 | i-TLE | 48 | N/A | Monitor | 1 | 42101-554
THERMO | THM | 48 | iQ | 48 | N/A | Monitor | 1 | 42101-054;42101-055
THERMO | THM | 49 |  | 49 | N/A | Monitor | 1 | 44201-047
THERMO | THM | 49 | C | 49 | N/A | Monitor | 1 | 44201-047
THERMO | THM | 49 | i | 49 | N/A | Monitor | 1 | 44201-047
THERMO | THM | 49 | iQ | 49 | N/A | Monitor | 1 | 44201-047
THERMO | THM | 5012 |  | 5012 | N/A | Monitor | 1 | 85313-870;88313-870;88317-870
THERMO | THM | 5014/5028 |  | 5014 | N/A | Monitor | 1 | 81102-150;85101-150;88101-183
THERMO | THM | 5014/5028 | i Beta | 5014 | N/A | Monitor | 1 | 81102-150;85101-150;88101-183
THERMO | THM | 5014/5028 |  | 5014 | N/A | Monitor | 1 | 81102-150;85101-150;88101-183
THERMO | THM | 5014/5028 | i Beta | 5014 | N/A | Monitor | 1 | 81102-150;85101-150;88101-183
THERMO | THM | 5030 |  | 5030 | N/A | Monitor | 1 | 88101-184;88502-184
THERMO | THM | 5030 | Sharp | 5030 | N/A | Monitor | 1 | 88101-184;88502-184
THERMO | THM | 5030 | i-Sharp | 5030 | N/A | Monitor | 1 | 88101-184;88502-184
THERMO | THM | 600 |  | 600 | N/A | Sampler | 1 | 81102-062;85101-062
THERMO | THM | 605 “CAPS” |  | 605C | N/A | Sampler | 1 | 68101-123;68102-123;68103-123;68104-123;68105-123;68106-123;68107-123;68108-123;68109-123;85101-198;86502-123;88101-123
THERMO | THM | 650 |  | 650 | N/A | Monitor | 1 | 81102-081
THERMO | THM | 2025-D | i | DP2D | N/A | Sampler | 1 | 68105-179;68108-179;81102-197;81102-198;85101-179;85101-197;85102-889;85103-889;85104-889;85107-889;85109-889;85110-889;85111-889;85112-889;85113-889;85114-889;85115-889;85117-889;85118-889;85126-889;85128-889;85131-889;85132-889;85136-889;85140-889;85152-889;85154-889;85160-889;85161-889;85164-889;85165-889;85166-889;85167-889;85168-889;85169-889;85176-889;85180-889;85184-889;85185-889;85301-890;85302-890;85303-890;85306-886;85309-887;85310-890;85355-888;85357-888;85370-888;85374-888;85375-888;85376-888;85377-888;85378-888;85380-888;85383-888;85384-888;85385-888;85388-888;85403-890;86101-178;86101-180;86102-884;86103-884;86104-884;86107-884;86109-884;86110-884;86111-884;86112-884;86113-884;86114-884;86115-884;86117-884;86118-884;86126-884;86128-884;86131-884;86132-884;86136-884;86140-884;86152-884;86154-884;86160-884;86161-884;86164-884;86165-884;86166-884;86167-884;86168-884;86169-884;86176-884;86180-884;86184-884;86185-884;86301-885;86302-885;86303-885;86306-881;86309-882;86310-885;86355-883;86357-883;86370-883;86374-883;86375-883;86376-883;86377-883;86378-883;86380-883;86383-883;86384-883;86385-883;86388-883;86403-885;88101-177;88101-179;88102-884;88103-180;88103-884;88104-884;88107-884;88109-884;88110-884;88111-884;88112-884;88113-884;88114-884;88115-884;88117-884;88118-884;88126-884;88128-884;88131-884;88132-884;88136-884;88140-884;88152-884;88154-884;88160-884;88161-884;88164-884;88165-884;88166-884;88167-884;88168-884;88169-884;88176-884;88180-884;88184-884;88185-884;88301-885;88302-885;88303-885;88306-881;88306-891;88309-882;88309-893;88310-885;88355-883;88355-892;88357-883;88357-892;88370-883;88370-892;88374-883;88374-892;88375-883;88375-892;88376-883;88376-892;88377-883;88377-892;88378-883;88378-892;88380-883;88380-892;88383-883;88383-892;88384-883;88384-892;88385-883;88385-892;88388-883;88388-892;88403-885;88501-177
THERMO | THM | Partisol 2000 |  | 0P2K | N/A | Sampler | 1 | 68105-179;68108-179;81102-197;81102-198;85101-179;85101-197;85102-889;85103-889;85104-889;85107-889;85109-889;85110-889;85111-889;85112-889;85113-889;85114-889;85115-889;85117-889;85118-889;85126-889;85128-889;85131-889;85132-889;85136-889;85140-889;85152-889;85154-889;85160-889;85161-889;85164-889;85165-889;85166-889;85167-889;85168-889;85169-889;85176-889;85180-889;85184-889;85185-889;85301-890;85302-890;85303-890;85306-886;85309-887;85310-890;85355-888;85357-888;85370-888;85374-888;85375-888;85376-888;85377-888;85378-888;85380-888;85383-888;85384-888;85385-888;85388-888;85403-890;86101-178;86101-180;86102-884;86103-884;86104-884;86107-884;86109-884;86110-884;86111-884;86112-884;86113-884;86114-884;86115-884;86117-884;86118-884;86126-884;86128-884;86131-884;86132-884;86136-884;86140-884;86152-884;86154-884;86160-884;86161-884;86164-884;86165-884;86166-884;86167-884;86168-884;86169-884;86176-884;86180-884;86184-884;86185-884;86301-885;86302-885;86303-885;86306-881;86309-882;86310-885;86355-883;86357-883;86370-883;86374-883;86375-883;86376-883;86377-883;86378-883;86380-883;86383-883;86384-883;86385-883;86388-883;86403-885;88101-177;88101-179;88102-884;88103-180;88103-884;88104-884;88107-884;88109-884;88110-884;88111-884;88112-884;88113-884;88114-884;88115-884;88117-884;88118-884;88126-884;88128-884;88131-884;88132-884;88136-884;88140-884;88152-884;88154-884;88160-884;88161-884;88164-884;88165-884;88166-884;88167-884;88168-884;88169-884;88176-884;88180-884;88184-884;88185-884;88301-885;88302-885;88303-885;88306-881;88306-891;88309-882;88309-893;88310-885;88355-883;88355-892;88357-883;88357-892;88370-883;88370-892;88374-883;88374-892;88375-883;88375-892;88376-883;88376-892;88377-883;88377-892;88378-883;88378-892;88380-883;88380-892;88383-883;88383-892;88384-883;88384-892;88385-883;88385-892;88388-883;88388-892;88403-885;88501-177
THERMO | THM | Partisol 2000-FRM |  | P2KF | N/A | Sampler | 1 | 68105-179;68108-179;81102-197;81102-198;85101-179;85101-197;85102-889;85103-889;85104-889;85107-889;85109-889;85110-889;85111-889;85112-889;85113-889;85114-889;85115-889;85117-889;85118-889;85126-889;85128-889;85131-889;85132-889;85136-889;85140-889;85152-889;85154-889;85160-889;85161-889;85164-889;85165-889;85166-889;85167-889;85168-889;85169-889;85176-889;85180-889;85184-889;85185-889;85301-890;85302-890;85303-890;85306-886;85309-887;85310-890;85355-888;85357-888;85370-888;85374-888;85375-888;85376-888;85377-888;85378-888;85380-888;85383-888;85384-888;85385-888;85388-888;85403-890;86101-178;86101-180;86102-884;86103-884;86104-884;86107-884;86109-884;86110-884;86111-884;86112-884;86113-884;86114-884;86115-884;86117-884;86118-884;86126-884;86128-884;86131-884;86132-884;86136-884;86140-884;86152-884;86154-884;86160-884;86161-884;86164-884;86165-884;86166-884;86167-884;86168-884;86169-884;86176-884;86180-884;86184-884;86185-884;86301-885;86302-885;86303-885;86306-881;86309-882;86310-885;86355-883;86357-883;86370-883;86374-883;86375-883;86376-883;86377-883;86378-883;86380-883;86383-883;86384-883;86385-883;86388-883;86403-885;88101-177;88101-179;88102-884;88103-180;88103-884;88104-884;88107-884;88109-884;88110-884;88111-884;88112-884;88113-884;88114-884;88115-884;88117-884;88118-884;88126-884;88128-884;88131-884;88132-884;88136-884;88140-884;88152-884;88154-884;88160-884;88161-884;88164-884;88165-884;88166-884;88167-884;88168-884;88169-884;88176-884;88180-884;88184-884;88185-884;88301-885;88302-885;88303-885;88306-881;88306-891;88309-882;88309-893;88310-885;88355-883;88355-892;88357-883;88357-892;88370-883;88370-892;88374-883;88374-892;88375-883;88375-892;88376-883;88376-892;88377-883;88377-892;88378-883;88378-892;88380-883;88380-892;88383-883;88383-892;88384-883;88384-892;88385-883;88385-892;88388-883;88388-892;88403-885;88501-177
THERMO | THM | Partisol 2000i |  | P2KI | N/A | Sampler | 1 | 68105-179;68108-179;81102-197;81102-198;85101-179;85101-197;85102-889;85103-889;85104-889;85107-889;85109-889;85110-889;85111-889;85112-889;85113-889;85114-889;85115-889;85117-889;85118-889;85126-889;85128-889;85131-889;85132-889;85136-889;85140-889;85152-889;85154-889;85160-889;85161-889;85164-889;85165-889;85166-889;85167-889;85168-889;85169-889;85176-889;85180-889;85184-889;85185-889;85301-890;85302-890;85303-890;85306-886;85309-887;85310-890;85355-888;85357-888;85370-888;85374-888;85375-888;85376-888;85377-888;85378-888;85380-888;85383-888;85384-888;85385-888;85388-888;85403-890;86101-178;86101-180;86102-884;86103-884;86104-884;86107-884;86109-884;86110-884;86111-884;86112-884;86113-884;86114-884;86115-884;86117-884;86118-884;86126-884;86128-884;86131-884;86132-884;86136-884;86140-884;86152-884;86154-884;86160-884;86161-884;86164-884;86165-884;86166-884;86167-884;86168-884;86169-884;86176-884;86180-884;86184-884;86185-884;86301-885;86302-885;86303-885;86306-881;86309-882;86310-885;86355-883;86357-883;86370-883;86374-883;86375-883;86376-883;86377-883;86378-883;86380-883;86383-883;86384-883;86385-883;86388-883;86403-885;88101-177;88101-179;88102-884;88103-180;88103-884;88104-884;88107-884;88109-884;88110-884;88111-884;88112-884;88113-884;88114-884;88115-884;88117-884;88118-884;88126-884;88128-884;88131-884;88132-884;88136-884;88140-884;88152-884;88154-884;88160-884;88161-884;88164-884;88165-884;88166-884;88167-884;88168-884;88169-884;88176-884;88180-884;88184-884;88185-884;88301-885;88302-885;88303-885;88306-881;88306-891;88309-882;88309-893;88310-885;88355-883;88355-892;88357-883;88357-892;88370-883;88370-892;88374-883;88374-892;88375-883;88375-892;88376-883;88376-892;88377-883;88377-892;88378-883;88378-892;88380-883;88380-892;88383-883;88383-892;88384-883;88384-892;88385-883;88385-892;88388-883;88388-892;88403-885;88501-177
THERMO | THM | RAAS2.5-100 FEM |  | R100 | N/A | Sampler | 1 | 68101-153;68102-153;68103-153;68104-153;68105-153;68106-153;68107-153;68108-153;68109-153;86502-153;88101-119;88101-153;88501-119
THERMO | THM | RAAS2.5-200 FEM |  | R200 | N/A | Sampler | 1 | 68101-154;68102-154;68103-154;68104-154;68105-154;68106-154;68107-154;68108-154;68109-154;86502-154;88101-128;88101-154
THERMO | THM | RAAS2.5-300 FEM |  | R300 | N/A | Sampler | 1 | 68101-155;68102-155;68103-155;68104-155;68105-155;68106-155;68107-155;68108-155;68109-155;86502-155;88101-120;88101-155;88501-120
THERMO | THM | TEOM 1405 |  | 1405 | N/A | Sampler | 1 | 88501-178;88502-178
THERMO | THM | TEOM 1400a with Series 8500C FDMS |  | T14A | N/A | Monitor | 1 | 88101-181;88101-581
THERMO | THM | TEOM 1405-DF with FDMS |  | T14D | N/A | Monitor | 1 | 81102-208;85101-208;88101-182
THERMO | THM | TEOM 1405-F with FDMS |  | T14F | N/A | Monitor | 1 | 88101-181;88101-581
THERMO ANDERSON | THA | RTAA-900 |  | R900 | N/A | Monitor | 1 | 84313-863;88313-863;88317-863
THERMO ELECTRON INC (TEI) | TEI | 2025 |  | 2025 | N/A | Sampler | 1 | 14128-821
THERMO ELECTRON INC (TEI) | TEI | 42 |  | 42 | N/A | Monitor | 1 | 42600-574;42600-674;42601-574;42601-674;42603-574;42612-574;42612-674
THERMO ELECTRON INC (TEI) | TEI | 43 |  | 43 | N/A | Monitor | 1 | 42406-060;42406-560
THERMO ELECTRON INC (TEI) | TEI | 55 |  | 55 | N/A | Monitor | 1 | 43000-164;43101-164;43102-164;43201-164
TISCH ENVIRONMENTAL | TEN | 6000 |  | 6000 | N/A | Sampler | 1 | 82103-501;82105-501;82110-501;82128-501;82132-501;82136-501;85102-501;85103-501;85105-501;85110-501;85112-501;85113-501;85128-501;85132-501;85136-501;85142-501;85154-501
TISCH ENVIRONMENTAL | TEN | 6070 |  | 6070 | N/A | Sampler | 1 | 82103-141;82112-141;82136-141
TISCH ENVIRONMENTAL | TEN | TE 1.0 |  | TE10 | N/A | Monitor | 1 | 44201-187
TISCH ENVIRONMENTAL | TEN | TE 2.0 |  | TE20 | N/A | Monitor | 1 | 42401-188
TISCH ENVIRONMENTAL | TEN | TE 4.0 |  | TE40 | N/A | Monitor | 1 | 42601-186;42602-186;42603-186
TISCH ENVIRONMENTAL | TEN | TE-6070 |  | 6070 | N/A | Sampler | 1 | 81102-141;85101-141
TISCH ENVIRONMENTAL | TEN | TE-Wilbur |  | TEWI | N/A | Sampler | 1 | 86101-220;88101-219
TISCH ENVIRONMENTAL | TEN | TE-Wilbur 10 |  | TEW1 | N/A | Sampler | 1 | 81102-216;85101-216;85102-216;85103-216;85105-216;85110-216;85112-216;85113-216;85128-216;85132-216;85136-216;85142-216;85154-216
TISCH ENVIRONMENTAL | TEN | TE-5170 VFC+ |  | 5170 | N/A | Sampler | 1 | TO BE ADDED
TSI | TSI | 3783 |  | 3783 | N/A | Monitor | 1 | 87101-173
TSI | TSI | 3031 |  | 3031 | N/A | Monitor | 1 | 87020-031;87030-031;87050-031;87070-031;87100-031;87200-031
TSI | TSI | DUST TRACK 8532 |  | 8532 | N/A | Monitor | 1 | 85100-100
UC-DAVIS | UCD | IMPROVE_ModA_PM2.5_PTFE |  | IMPA | N/A | Sampler | 1 | 11208-804;11208-807;11208-888;63102-899;88103-800;88103-801;88103-802;88104-800;88104-801;88104-802;88109-800;88109-801;88109-802;88111-800;88111-801;88111-802;88112-800;88112-801;88112-802;88114-800;88114-801;88114-802;88115-800;88115-801;88115-802;88126-800;88126-801;88126-802;88128-800;88128-801;88128-802;88132-800;88132-801;88132-802;88134-800;88134-801;88134-802;88136-800;88136-801;88136-802;88140-800;88140-801;88140-802;88152-800;88152-801;88152-802;88154-800;88154-801;88154-802;88161-800;88161-801;88161-802;88164-800;88164-801;88164-802;88165-800;88165-801;88165-802;88167-800;88167-801;88167-802;88168-800;88168-801;88168-802;88169-800;88169-801;88169-802;88176-800;88176-801;88176-802;88180-800;88180-801;88180-802;88184-800;88184-801;88184-802;88185-800;88185-801;88185-802;88337-800;88337-801;88337-802;88339-805;88348-805;88502-707
UC-DAVIS | UCD | IMPROVE_ModD_PM10_PTFE |  | IMPD | N/A | Sampler | 1 | 42401-811;81103-805;85101-808;86101-805
UC-DAVIS | UCD | IMPROVE |  | IMPR | N/A | Sampler | 1 | 86502-805
UC-DAVIS | UCD | IMPROVE_ModB_Nylon |  | IMPB | N/A | Sampler | 1 | 88203-803;88203-805;88203-806;88203-807;88301-803;88306-803;88306-805;88306-806;88306-807;88338-803;88338-805;88338-806;88338-807;88344-805;88395-805;88403-803;88403-805;88403-806;88403-807
UC-DAVIS | UCD | IMPROVE_ModC_Quartz |  | IMPC | N/A | Sampler | 1 | 88305-803;88307-803;88320-805;88320-809;88321-805;88321-809;88322-804;88323-804;88324-804;88324-809;88325-804;88325-809;88326-804;88326-809;88327-804;88327-809;88328-804;88328-809;88329-804;88329-809;88330-804;88330-809;88331-804;88331-809;88332-803;88332-809;88333-803;88333-809;88334-803;88334-809;88335-803;88335-809;88336-803;88336-809;88350-805
URG | URG | MASS100 |  | M100 | N/A | Sampler | 1 | 68101-135;68102-135;68103-135;68104-135;68105-135;68106-135;68107-135;68108-135;68109-135;86502-135;88101-135
URG | URG | MASS300 |  | M300 | N/A | Sampler | 1 | 68101-136;68102-136;68103-136;68104-136;68105-136;68106-136;68107-136;68108-136;68109-136;86502-136;88101-136
URG | URG | MASS400 |  | M400 | N/A | Sampler | 1 | 68103-830;68103-870;68104-830;68104-870;68105-830;68105-870;68106-830;68106-870;68107-830;68107-870;68108-830;68108-870;88101-830;88101-870;88102-831;88102-871;88103-831;88103-871;88104-831;88104-871;88107-831;88107-871;88109-831;88109-871;88110-831;88110-871;88111-831;88111-871;88112-831;88112-871;88113-831;88113-871;88114-831;88114-871;88115-831;88115-871;88117-831;88117-871;88118-831;88118-871;88121-831;88121-871;88124-831;88124-871;88126-831;88126-871;88127-831;88127-871;88128-831;88128-871;88131-831;88131-871;88132-831;88132-871;88133-831;88133-871;88134-831;88134-871;88136-831;88136-871;88140-831;88140-871;88142-831;88142-871;88143-831;88143-871;88146-831;88146-871;88147-831;88147-871;88152-831;88152-871;88154-831;88154-871;88160-831;88160-871;88161-831;88161-871;88162-831;88162-871;88163-831;88163-871;88164-831;88164-871;88165-831;88165-871;88166-831;88166-871;88167-831;88167-871;88168-831;88168-871;88169-831;88169-871;88170-831;88170-871;88172-831;88172-871;88176-831;88176-871;88180-831;88180-871;88183-831;88183-871;88184-831;88184-871;88185-831;88185-871;88186-831;88186-871;88301-834;88301-874;88302-834;88302-874;88303-834;88303-874;88306-835;88306-875;88309-832;88309-872;88310-834;88310-874;88403-834;88403-874;88502-830;88502-870
URG | URG | MASS450 |  | M450 | N/A | Sampler | 1 | 88304-833;88304-873;88305-833;88305-873;88307-833;88307-873;88308-833;88308-873;88311-833;88311-873;88320-837;88320-877;88321-837;88321-877;88322-836;88322-876;88323-836;88323-876;88324-836;88324-876;88325-836;88325-876;88326-836;88326-876;88327-836;88327-876;88328-836;88328-876;88329-836;88329-876;88330-836;88330-876;88331-836;88331-876;88332-833;88332-873;88333-833;88333-873;88334-833;88334-873;88335-833;88335-873;88336-833;88336-873
URG | URG | 3000N |  | 03KN | N/A | Sampler | 1 | 68101-838;68102-838;68105-838;68108-838;68113-838;68116-838;68117-838;68118-838;88320-827;88320-838;88321-829;88321-838;88324-838;88324-846;88325-838;88325-846;88326-838;88326-846;88327-838;88327-846;88328-830;88328-838;88329-838;88329-841;88329-846;88330-838;88330-841;88330-846;88331-838;88331-841;88331-846;88355-838;88355-839;88357-838;88357-840;88370-838;88374-838;88374-841;88375-838;88375-841;88376-838;88376-841;88377-838;88377-841;88378-838;88378-842;88379-828;88379-838;88380-831;88380-838;88380-851;88381-838;88381-850;88382-838;88382-851;88383-838;88383-841;88384-838;88384-841;88385-838;88385-841;88388-826;88388-838
VAISALA | VAI | 425AH |  | 425A | N/A | Monitor | 1 | 61101-060;61102-060
VAISALA | VAI | 435C |  | 435C | N/A | Monitor | 1 | 62101-060;62201-060
VAISALA | VAI | 441A |  | 441A | N/A | Monitor | 1 | 63301-060
VAISALA | VAI | 444A |  | 444A | N/A | Monitor | 1 | 65102-060
VAISALA | VAI | 555B |  | 555B | N/A | Monitor | 1 | 64101-060
VAISALA | VAI | HMP 155 |  | H155 | N/A | Monitor | 1 | 62101-059;62101-59;62201-059
VAISALA | VAI | WS425 |  | W425 | N/A | Monitor | 1 | 61103-060;61104-060
WEDDING & ASSOCIATES | WNA | 1010 |  | 9810 | N/A | Monitor | 1 | 44201-091
WEDDING & ASSOCIATES | WNA | 1020 |  | 1020 | N/A | Monitor | 1 | 42101-088
WEDDING & ASSOCIATES | WNA | 1030 |  | 9841 | N/A | Monitor | 1 | 42601-090;42602-090;42603-090
WEDDING & ASSOCIATES | WNA | 1040 |  | 1040 | N/A | Monitor | 1 | 42401-092
WEDDING & ASSOCIATES | WNA | 600 |  | 600 | N/A | Sampler | 1 | 81102-062;82102-204;82103-204;82105-204;82110-204;82112-204;82113-204;82128-204;82132-204;82136-204;82142-204;82154-204;85101-062;85102-204;85103-204;85105-204;85110-204;85112-204;85113-204;85128-204;85132-204;85136-204;85142-204;85154-204
WEDDING & ASSOCIATES | WNA | 650 |  | 650 | N/A | Monitor | 1 | 81102-081
WEDDING & ASSOCIATES | WNA | PM-10 AUTOMATED |  | PM10 | N/A | Monitor | 1 | 81102-040;85101-081
XONTECH | XON | 920 |  | 920 | 8 | Sampler | 1 | 11343-305;11344-305;11345-305;11346-305;11347-305;11348-305;11349-305;11350-305;11351-305;11352-305;11353-305;11354-305;11355-305;11356-305;11357-305;11358-305;11359-305;11360-305;11361-305;11362-305;12101-304;12102-304;12102-305;12103-304;12103-305;12105-305;12107-304;12107-305;12109-304;12110-304;12110-305;12111-304;12112-304;12112-305;12113-304;12113-305;12114-304;12114-305;12114-920;12115-920;12124-304;12125-304;12126-304;12126-305;12128-304;12128-305;12131-304;12132-304;12132-305;12134-304;12134-305;12136-304;12136-305;12140-304;12142-304;12146-304;12150-305;12151-304;12152-304;12154-304;12154-305;12160-304;12160-305;12161-304;12161-305;12164-304;12164-305;12165-304;12166-304;12167-304;12167-305;12168-304;12168-305;12169-304;12169-305;12176-304;12179-304;12180-304;12183-304;12184-304;12185-304;12185-305;12191-304;13115-304;14115-920
YANKEE SYSTEM | YAN | MET-2010 |  | 2010 | N/A | Monitor | 1 | 62103-050;62103-070

## Unit Codes
Unit Code | Description | Active
001 | Micrograms/cubic meter (25 C) | Y
002 | Micrograms/cubic meter (0 C) | Y
003 | Nanograms/cubic meter (25 C) | Y
004 | Nanograms/cubic meter (0 C) | Y
005 | Milligrams/cubic meter (25 C) | Y
006 | Milligrams/cubic meter (0 C) | N
007 | Parts per million | Y
008 | Parts per billion | Y
009 | COHS/1,000 linear feet | N
010 | RUDS/10,000 linear feet | N
011 | Meters/second | Y
012 | Miles/hour | Y
013 | Knots | Y
014 | Degrees Compass | Y
015 | Degrees Fahrenheit | Y
016 | Millibars | Y
017 | Degrees Centigrade | Y
018 | Langleys | Y
019 | Percent relative humidity | Y
020 | Microns | N
021 | Inches (rainfall) | Y
022 | Inches (mercury) | Y
023 | Mcal/sq cm/min | N
024 | Miles (visibility) | Y
025 | Langleys/minute | Y
026 | Degrees Rankine | N
027 | Beta Scatter | Y
028 | Degrees Centigrade/100m | N
029 | Millimeters (rainfall) | Y
030 | Picocuries/cubic meter | N
031 | Microcuries/cubic meter | N
032 | Picocuries/square meter | N
033 | Microcuries/square meter | N
034 | Picocuries/cubic centimeter | N
035 | Picocuries/gram | N
036 | Calories/square centimeter/hour | N
037 | Degrees Kelvin | Y
038 | 10,000 Fibers/cubic meter | N
039 | Tenths of sky cover | N
040 | Parts per 100 million | Y
041 | Mg S03/100 sq cm/month | N
042 | RUDS/1,000 linear ft | N
043 | Micrograms/cubic meter (21.1C) | N
044 | Ug/sq mile/month | N
045 | Tons/sq mile/day | N
046 | Grams/sq meter/day | N
047 | Ug/sq meter/day | N
048 | 1000 Particles/sq inch | N
049 | 100 Particles/sq inch | N
050 | Number threshold levels | N
051 | % Loss in reflectance/ month | N
052 | Microns/week | N
053 | # Defects/7.7 sq inches/month | N
054 | Particles/sq millimeter/week | N
055 | NBS color difference units | N
056 | Microns/year | N
057 | Condensation nuclei/cu centimeter | N
058 | Meters | Y
059 | Millimeters (mercury) | Y
060 | Kilometers/hour | Y
061 | pH Units | Y
062 | Milligrams/liter | Y
063 | Micrograms/liter | N
064 | Micrograms/milliliter | N
065 | Cubic meter | Y
066 | Millisiemens/meter | N
067 | Microequivalence/liter | N
068 | Millisiemens/centimeter | N
069 | Microsiemens/centimeter | N
070 | Mg F/100 sq cm/day | N
071 | Ug F/100 sq cm/day | N
072 | Cubic feet/minute STP | Y
073 | Liters/minute STP | N
074 | Pg/cubic meter(25 C) | Y
075 | Micromoles/liter | N
076 | Liters | N
077 | Micrograms | Y
078 | Parts per billion Carbon | Y
079 | Watts/sq meter | Y
080 | Mg S03/100 sq cm/day | N
081 | Ug S02/sq cm/day | N
082 | Ug S02/sq meter/day | N
083 | Cubic meters/minute STP | Y
084 | Micrograms/gram | Y
085 | Pasquill-Gifford stability class | Y
086 | Kilometers (visibility) | N
087 | Parts per ten million | Y
088 | Ccal/sq cm/minute | N
089 | Mg/sq meter/hour | N
090 | Tons/sq mile/month | N
091 | Mg/sq cm/month | N
092 | Ug/sq meter/month | N
093 | Grams/sq meter/month | N
094 | Pounds/sq mile/month | N
095 | Mg/sq meter/week | N
096 | Ug/sq meter/hour | N
097 | Ug/sq cm/30 days | N
098 | Mg S04/sq cm/30 days | N
099 | Mg/sq cm/30 days | N
100 | Percent hours with precip | N
101 | Parts per million Carbon | Y
102 | Parts per billion - Mole | N
103 | Parts per ten million Carbon | Y
104 | Parts per 100 million Carbon | Y
105 | Micrograms/cubic meter (LC) | Y
106 | Minutes | Y
107 | Percent | Y
108 | Nanograms/cubic meter (LC) | Y
109 | Milligrams/cubic meter (LC) | Y
110 | Milligrams as Nitrogen | N
111 | Mg as CACO3 | N
112 | Milligrams/liter as CACO3 | N
113 | Milligrams/liter as Nitrogen | N
114 | Inches (H2O) | N
115 | Nanograms/liter | N
116 | Temp Difference, Centigrade | Y
117 | Temp Difference, Fahrenheit | Y
118 | Liters/minute LC | Y
119 | Cubic meters/minute LC | Y
120 | Structures/Cu Cm | N
121 | Parts per Trillion | Y
122 | Inverse 100 Megameters | N
123 | No Units | Y
124 | Inverse Megameters | Y
125 | Nanograms | N
126 | Cubic feet/minute LC | N
127 | Pg/cubic meter(0 C) | N
128 | Cubic meters/hour LC | N
129 | Kilopascal | Y
130 | Picocuries/Liter | N
131 | Milligrams | N
132 | Count per cm^3 | Y
133 | Cubic Feet | N
134 | Picograms | N
201 | Micrograms/cubic meter (20 C) | Y
202 | Centimeters of Water | N
203 | Pa | Y
204 | Voltage | Y
205 | cm3/min | Y
206 | Torr | Y
207 | AQI | Y
0 | No unit | N
X01 | Pa | N
X02 | RAD | N
900 | Voltage | N
901 | cm3/min | N
902 | Torr | N
903 | km/hr | N

## Duration Codes
Note: any deprecated codes will be preserved for historical data, but will be unable to be used for future datasets.
Legacy (AQS) Code | Legacy (AQS) Code Description | Change | EPA AirHub Code | EPA AirHub Code Description
1 | 1 HOUR | Updated Format | 1H | 1 HOUR
2 | 2 HOUR | Updated Format | 2H | 2 HOUR
3 | 4 HOUR | Updated Format | 4H | 4 HOUR
4 | 6 HOUR | Updated Format | 6H | 6 HOUR
5 | 8 HOUR | Updated Format | 8H | 8 HOUR
6 | 12 HOUR | Updated Format | 12H | 12 HOUR
7 | 24 HOUR | Updated Format | 24H | 24 HOUR
8 | 1 MONTH | Updated Format | 1MO | 1 MONTH
9 | 3 MONTH | Updated Format | 3MO | 3 MONTH
A | 1 WEEK | Updated Format | 1W | 1 WEEK
B | 3 HOURS | Updated Format | 3H | 3 HOURS
C | COMPOSITE DATA | Deprecated - unused
|  | New Code | 1Q | Quarterly
D | YEARLY | Updated Format | 1Y | Yearly
E | INTEGREATED PASSIVE 2-WEEKS | Updated Format | 2W | 2 Weeks
F | INTEGREATED PASSIVE 3-WEEKS | Updated Format | 3W | 3 Weeks
H | 5 MINUTE | Updated Format | 5M | 5 MINUTE
I | 10 MINUTE | Updated Format | 10M | 10 MINUTE
J | 15 MINUTE | Updated Format | 15M | 15 MINUTE
L | INTEGRATED PASSIVE 4-WEEKS | Updated Format | 4W | 4 Weeks
N | 5 HOUR | Updated Format | 5H | 5 HOUR
P | 30 MINUTE | Updated Format | 30M | 30 MINUTE
V | COMBINED 24-HR | Deprecated - 24H covers
W | 8-HR RUN AVG BEGIN HOUR | Updated Format | 8HB | 8-HR RUN AVG BEGIN HOUR
X | 24-HR BLK AVG | Deprecated - 24H covers
Y | 3-HR BLK AVG | Deprecated
Z | 8-HR RUN AVG END HOUR | Updated Format | 8HE | 8-HR RUN AVG END HOUR

## Collection Frequency Codes
Note: any deprecated codes will be preserved for historical data, but be unable to be used for future datasets.
Legacy (AQS) Code | Legacy (AQS) Code Description | Change | EPA AirHubCode | EPA AirHub Code Description
|  | New Code | C | Continous
1 | EVERY DAY | Updated Format | 1D | Every Day
2 | EVERY OTHER DAY | Updated Format | 2D | Every Other Day
3 | EVERY 3RD DAY | Updated Format | 3D | Every 3rd Day
4 | EVERY 4TH DAY | Deprecated
5 | EVERY 5TH DAY | Deprecated
6 | EVERY 6TH DAY | Updated Format | 6D | Every 6th Day
7 | EVERY 12TH DAY | Updated Format | 12D | Every 12th Day
8 | STRATIFIED RANDOM | Deprecated
9 | RANDOM | Updated Name+Format | CS | Custom Weekly Schedule
10 | EVERY 24TH DAY | Deprecated
11 | EVERY 30 DAYS | Deprecated
90 | EVERY 90 DAYS | Deprecated
A | DAILY: 24 - 1 HR SAMPLES -PAMS | Deprecated - covered by mix of 1D Collection Frequency and 1H Duration Codes
B | DAILY: 8 - 3 HR SAMPLES - PAMS | Deprecated - covered by mix of 1D Collection Frequency and 3H Duration Codes
C | DAILY: 1 - 3 HR SAMPLE - PAMS | Deprecated - covered by mix of 1D Collection Frequency and 3H Duration Codes
D | DAILY: 1 - 24 HR SAMPLE - PAMS | Deprecated - covered by mix of 1D Collection Frequency and 24H Duration Codes
E | DAILY: 4 - 6 HR SAMPLES - PAMS | Deprecated - covered by mix of 1D Collection Frequency and 6H Duration Codes
F | DAILY: 4 - 3 HR SAMPLES - PAMS | Deprecated - covered by mix of 1D Collection Frequency and 3H Duration Codes
G | EVERY 3RD DAY:24-1 HR - PAMS | Deprecated - covered by mix of 3D Collection Frequency and 1H Duration Codes
H | EVERY 3RD DAY:8-3 HOUR - PAMS | Deprecated - covered by mix of 3D Collection Frequency and 3H Duration Codes
I | EVERY 3RD DAY:1-3 HR - PAMS | Deprecated - covered by mix of 3D Collection Frequency and 3H Duration Codes
J | EVERY 3RD DAY:1-24 HR - PAMS | Deprecated - covered by mix of 3D Collection Frequency and 24H Duration Codes
K | EVERY 3RD DAY:4-6 HR - PAMS | Deprecated - covered by mix of 3D Collection Frequency and 6H Duration Codes
L | EVERY 3RD DAY:4-3 HR - PAMS | Deprecated - covered by mix of 3D Collection Frequency and 3H Duration Codes
M | EVERY 6TH DAY:24-1 HR - PAMS | Deprecated - covered by mix of 6D Collection Frequency and 1H Duration Codes
N | EVERY 6TH DAY:8-3 HR - PAMS | Deprecated - covered by mix of 6D Collection Frequency and 3H Duration Codes
O | EVERY 6TH DAY:1-3 HR - PAMS | Deprecated - covered by mix of 6D Collection Frequency and 3H Duration Codes
P | EVERY 6TH DAY:1-24 HR - PAMS | Deprecated - covered by mix of 6D Collection Frequency and 24H Duration Codes
Q | EVERY 6TH DAY:4-3 HR - PAMS | Deprecated - covered by mix of 6D Collection Frequency and 3H Duration Codes
R | EPISODIC SAMPLING | Deprecated
S | SEASONAL | Deprecated
T | 5 OUT OF 7 DAYS (FOR PSI) | Deprecated
U | EVERY 6TH DAY: 3-3 HR - PAMS | Deprecated - covered by mix of 6D Collection Frequency and 3H Duration Codes
Note on I12: [Threaded comment] Your version of Excel allows you to read this threaded comment; however, any edits to it will get removed if the file is opened in a newer version of Excel. Learn more: https://go.microsoft.com/fwlink/?linkid=870924 Comment: Source: Anonymous, EPA Region Working Group Could agencies have to monitor every other day for pm10 if they meet the ratio requirement in 40 CFR 58.12(e)? Reply: @Tiger Team Reply: Yes, should be added
Note on G24: [Threaded comment] Your version of Excel allows you to read this threaded comment; however, any edits to it will get removed if the file is opened in a newer version of Excel. Learn more: https://go.microsoft.com/fwlink/?linkid=870924 Comment: Source: Daniel Garver, EPA R4, EPA Region Working Group Need to discuss and make sure that PAMS carbonyls data can be reported correctly. Should be 3 8-hr block samples per sampling day (usually 1-in-3). May need a start and end time to differentiate - AQS is currently not handling these correctly if 3 8-hr samples are currently reported. - DG, R4 Reply: Need examples for differentiating collection frequency from durations

## Qualifiers - Inform
Note: any deprecated codes will be preserved for historical data, but be unable to be used for future datasets.
Legacy (AQS) Code | Legacy (AQS) Code Description | Change | EPA AirHub Code | EPA AirHub Code Description
IA | African Dust. | Deprecation - Merged into IID
IB | Asian Dust. | Deprecation - Merged into IID
|  | New Code | IID | International Dust Event
IC | Chem. Spills & Indust Accidents. | Updated Format | IIC | Chemical Spills & Industrial Accidents
ID | Cleanup After a Major Disaster. | Updated Format | IMD | Major Distaster
IE | Demolition. | Updated Format | IDM | Demolition.
IF | Fire - Canadian. | Updated Format | ICF | Fire - Canadian.
IG | Fire - Mexico/Central America. | Updated Format | IMF | Fire - Mexico/Central America.
IH | Fireworks. | Updated Format | IFW | Fireworks.
II | High Pollen Count. | Updated Format | IHP | High Pollen Count.
IJ | High Winds. | Deprecated - Merged into ILD
|  | New Code | ILD | Local/Regional High Wind Dust Event
IK | Infrequent Large Gatherings. | Updated Format | ILG | Infrequent Large Gatherings.
IL | Other. | Updated Format | IOT | Other.
IM | Prescribed Fire. | Updated Format | IPF | Prescribed Fire.
IN | Seismic Activity. | Deprecated - Merged into ILD
IO | Stratospheric Ozone Intrusion. | Updated Format | ISO | Stratospheric Ozone Intrusion.
IP | Structural Fire. | Updated Format | ISF | Structural Fire.
IQ | Terrorist Act. | Deprecate
IR | Unique Traffic Disruption. | Updated Format | ITD | Unique Traffic Disruption.
IS | Volcanic Eruptions. | Updated Format | IVE | Volcanic Eruptions.
IT | Wildfire-U. S. | Updated Format | IUF | Wildfire-U. S.
IU | Wildland Fire Use Fire-U. S. | Deprecated - Merged into IUF
A | High Winds. | Deprecated - Merged into ILD
B | Stratospheric Ozone Intrusion. | Deprecated - Merged into ISO
C | Volcanic Eruption. | Deprecated - Merged into IVE
D | Sandblasting. | Deprecated
F | Structural Fire. | Deprecated - Merged into ISF
G | High Pollen Count. | Deprecated - Merged into IHP
H | Chem. Spills & Indust. Accidents. | Deprecated - Merged into IIC
I | Unusual Traffic Congestion. | Deprecated - Merged into ITD
J | Construction. | Updated Format | ICR | Construction.
K | Agricultural Tilling. | Deprecated
L | Highway Construction. | Deprecated - Merged into ICR
M | Rerouting of Traffic. | Deprecated - Merged into ITD
N | Sanding/Salting of Streets. | Deprecated
O | Infrequent Large Gatherings. | Deprecated - Merged into ILG
P | Roofing Operations. | Deprecated
Q | Prescribed Burning. | Deprecated - Merged into IPF
R | Cleanup After a Major Disaster. | Deprecated - Merged into IMD
S | Seismic Activity. | Deprecated
U | Sahara Dust. | Deprecated - Merged into IID
Z | Other event. | Deprecated - Merged into IOT

## Qualifiers - Request Exclusion
Note: any deprecated codes will be preserved for historical data, but be unable to be used for future datasets.
Legacy (AQS) Code | Legacy (AQS) Code Description | Change | EPA AirHub Code | EPA AirHub Code Description
E | Forest Fire. | Deprecated
RA | African Dust. | Deprecated - Merged into RID
RB | Asian Dust. | Deprecated - Merged into RID
|  | New Code | RID | International Dust Event
RC | Chemical Spills & Industrial Accidents. | Deprecated - low usage
RD | Cleanup After a Major Disaster. | New Format | RMD | Major Disaster
RE | Demolition. | New Format | RDM | Demoliton
RF | Fire - Canadian. | New Format | RCF | Fire - Canadian.
RG | Fire - Mexico/Central America. | New Format | RMF | Fire - Mexico/Central America.
RH | Fireworks. | New Format | RFW | Fireworks.
RI | High Pollen Count. | Deprecated - only kept for Informational
RJ | High Winds. | Deprecated - Merged by RLD
|  | New Code | RLD | Local/Regional High Wind Dust Event
RK | Infrequent Large Gatherings. | New Format | RLG | Infrequent Large Gatherings. | Y
RL | Other. | New Format | ROT | Other. | Y
RM | Prescribed Fire. | New Format | RPF | Prescribed Fire.
RN | Seismic Activity. | Deprecated |  |  | Y
RO | Stratospheric Ozone Intrusion. | New Format | RSO | Stratospheric Ozone Intrustion
RP | Structural Fire. | New Format | RSF | Structural Fire
RQ | Terrorist Act. | Deprecated - low usage
RR | Unique Traffic Disruption. | New Format | RTD | Unique Traffic Disruption
RS | Volcanic Eruptions. | New Format | RVE | Volcanic Eruptions
RT | Wildfire-U. S. | New Format | RUF | Wildfire - U.S.
RU | Wildland Fire Use Fire-U. S. | Deprecated - Merged into RUF
Note on H2: [Threaded comment] Your version of Excel allows you to read this threaded comment; however, any edits to it will get removed if the file is opened in a newer version of Excel. Learn more: https://go.microsoft.com/fwlink/?linkid=870924 Comment: Source: Anonymous, EPA Region Working Group ‘chemical spills & industrial accidents’ and ‘high pollen count’ had “request exclusion” codes in the past; is there a reason they weren’t transferred here? Reply: -Low usage/no exclusion events identified in past 25 years using high pollen count. -Low usage for exclusion events on chemical spills & industrial accidents. Lumps into structural fire in UP

## Qualifiers - QA
Note: Still under Development/Review
Note: Any deprecated codes will be preserved for historical data, but be unable to be used for future datasets.
Legacy (AQS) Code | Legacy (AQS) Code Description | Change | EPA AirHub Code | EPA AirHub Code Description
1 | Deviation from a CFR/Critical Criteria Requirement. | New Format | QCC | Deviation from a CFR/Critical Criteria Requirement
1V | Data reviewed and validated. | New Format | QRV | Data reviewed and validated
2 | Operational Deviation. | New Format | QOD | Operational Deviation
3 | Field Issue. | New Format | QFD | Field Issue
4 | Lab Issue. | New Format | QLE | Lab Error
5 | Outlier. | Deprecated
6 | QAPP Issue. | New Format | QQP | Pressure Sensor Questionable
7 | Below Lowest Calibration Level. | New Format | QLC | Below Lowest Calibration Level
9 | Negative value detected - zero reported. | Deprecated
|  | New Code | QAT | Ambient Temperature out of Spec
CB | Values have been Blank Corrected. | Deprecated
CC | Clean Canister Residue. | New Format | QCN | Clean Canister Residue
CF | Canister Bias: NATTS/UATMP or other program’s TO-15/TO-15A VOC data for compounds that have failed certification for the canister | New Format | QCF | Canister Bias: NATTS/UATMP or other program’s TO-15/TO-15A VOC data for compounds that have failed certification for the canister
CL | Surrogate Recoveries Outside Control Limits. | New Format | QCL | Surrogate Recoveries Outside Control Limits
|  | New Code | QCV | CV Out of Spec
DI | Sample was diluted for analysis. | New Format | QDI | Sample was diluted for analysis
DN | DNPH peak less than NATTS TAD requirement, reported value should be considered an estimate. | New Format | QDN | DNPH peak less than NATTS TAD requirement, reported value should be considered an estimate
EH | Estimated; Exceeds Upper Range. | New Format | QEE | Estimated; Exceeds Upper Range
FB | Field Blank Value Above Acceptable Limit. | New Format | QFB | Field Blank Value Above Acceptable Limit
FX | Filter Integrity Issue. | Deprecated
HT | Sample pick-up hold time exceeded. | New Format | QHT | Holding Time out of Spec
LB | Lab blank value above acceptable limit. | New Format | QLB | Lab blank value above acceptable limit
LJ | Identification Of Analyte Is Acceptable; Reported Value Is An Estimate. | New Format | QAE | Identification Of Analyte Is Acceptable; Reported Value Is An Estimate
LK | Analyte Identified; Reported Value May Be Biased High. | New Format | QBH | Analyte Identified; Reported Value May Be Biased High
LL | Analyte Identified; Reported Value May Be Biased Low. | New Format | QBL | Analyte Identified; Reported Value May Be Biased Low
MD | Value less than MDL. | New Format | QMD | Value less than MDL
MS | Value reported is 1/2 MDL substituted. | Deprecated
MX | Matrix Effect. | New Format | QMX | Matrix Effect
ND | No Value Detected, Zero Reported. | New Format | QND | No Value Detected, Zero Reported
NS | Influenced by nearby source. | New Format | QHP | Influenced by Hyperlocal Transient Pollution Event
QP | Pressure Sensor Questionable. | Deprecated
QT | Temperature Sensor Questionable. | New Format | QQT | Temperature Sensor Questionable
QX | Does not meet QC criteria. | New Format | QQX | Does not meet QC criteria
SB | Sampler Bias: NATTS/UATMP Data for compounds that have failed certification for the sampler. | New Format | QSB | Sampler Bias: NATTS/UATMP Data for compounds that have failed certification for the sampler
SP | NATTS/UATMP data with Spike Recovery outside acceptance limits. | New Format | QSP | NATTS/UATMP data with Spike Recovery outside acceptance limits
SQ | Values Between SQL and MDL. | New Format | QSQ | Values Between SQL and MDL
SS | Value substituted from secondary monitor. | New Format | QSM | Value substituted from secondary monitor.
SX | Does Not Meet Siting Criteria. | New Format | QSX | Does Not Meet Siting Criteria
TB | Trip Blank Value Above Acceptable Limit. | New Format | QTB | Trip Blank Value Above Acceptable Limit
TT | Transport Temperaure is Out of Specs. | New Format | QTT | Transport Temperature is Out of Spec
V | Validated Value. | New Format | QVV | Validated Value
VB | Value below normal; no reason to invalidate. | Deprecated
W | Flow Rate Average out of Spec. | New Format | QFS | Flow Rate out of Spec
X | Filter Temperature Difference or Average out of Spec. | New Format | QFT | Filter Temperature Difference or Average out of Spec
XC | Canister certification expired | New Format | QCX | Canister certification expired
XS | Traceable to a Standard Reference Photometer (SRP) with the Hearn (1961) 308.32 atm-1 cm-1 Ozone Cross-Section Value. | New Format | QRP | Traceable to a Standard Reference Photometer (SRP) with the Hearn (1961) 308.32 atm-1 cm-1 Ozone Cross-Section Value
Y | Elapsed Sample Time out of Spec. | New Format | QST | Sample Time out of Spec
8 | QA/QC Unknown. | Deprecated
PQ | Values Between PQL And MDL. | Deprecated
T | Multiple PM2.5 Validity Flags. | Deprecated
[5 empty] | QQI | QAPP Issue
|  |  | QOT | Outlier
Note on A2: [Threaded comment] Your version of Excel allows you to read this threaded comment; however, any edits to it will get removed if the file is opened in a newer version of Excel. Learn more: https://go.microsoft.com/fwlink/?linkid=870924 Comment: Source: KH, R3, EPA Region Working Group Acknowledging this note for the next few columns, we'll (EPA HQ and Regions) need to do some significant workshopping on these. We've at least taken a pass at null codes but we've not gone over qualifier codes yet. KH R3 Reply: To do on 7/27
Note on M49: [Threaded comment] Your version of Excel allows you to read this threaded comment; however, any edits to it will get removed if the file is opened in a newer version of Excel. Learn more: https://go.microsoft.com/fwlink/?linkid=870924 Comment: Source: Anonymous, EPA Region Working Group This is also listed in row 20
Note on O49: [Threaded comment] Your version of Excel allows you to read this threaded comment; however, any edits to it will get removed if the file is opened in a newer version of Excel. Learn more: https://go.microsoft.com/fwlink/?linkid=870924 [Tasks] There is a task anchored to this comment that cannot be viewed in your client. Comment: @helena.pliszka@tdenviro.com 2 "QTS" entries, please update accordingly Assigned to helena.pliszka@tdenviro.com

## Qualifiers - Null
Note: Still under Development/Review
Note: Any deprecated codes will be preserved for historical data, but be unable to be used for future datasets.
Legacy (AQS) Code | Legacy (AQS) Code Description | Change | EPA AirHub Code | EPA AirHub Code Description
AA | Sample Pressure out of Limits. | New Format | NPL | Sample Pressure out of Limits
AB | Technician Unavaliable. | New Format | NTU | Technician Unavailable
AC | Construction/Repairs in Area. | Deprecation - Redundancy with "Site Repair"
AD | Shelter Storm Damage. | Deprecation - Merged into "Site Damage"
AE | Shelter Temperature Outside Limits. | New Format | NSH | Shelter Temperature Outside of Spec
AF | Scheduled but not Collected. | New Format | NNC | Scheduled but not Collected
AG | Sample Time out of Limits. | New Format | NST | Sample Time out of Spec
AH | Sample Flow Rate or CV out of Limits. | Deprecation - Seperating into two seperate NULL codes
AI | Insufficient Data (cannot calculate). | New Format | NID | Insufficient Data (cannot calculate)
AJ | Filter Damage. | Deprecation - Merged into "Filter Integrity Issue"
AK | Filter Leak. | Deprecation - Merged into "Filter Integrity Issue"
|  | New Code | NFI | Filter Integrity Issue
AL | Voided by Operator. | New Format | NVO | Voided by Operator
AM | Miscellaneous Void. | New Format | NMV | Miscellaneous Void
AN | Machine Malfunction. | New Format | NMM | Machine Malfunction
AO | Bad Weather. | New Format | NBW | Bad Weather
AP | Vandalism. | Deprecation - Merged into "Site Damage"
AQ | Collection Error. | New Format | NCE | Collection Error
AR | Lab Error. | New Format | NLE | Lab Error
AS | Poor Quality Assurance Results. | New Format | NPR | Poor Quality Assurance Results
AT | Calibration. | New Format | NCB | Calibration
AU | Monitoring Waived. | Deprecation - low usage or covered by monitoring seasons
AV | Power Failure. | New Format | NPF | Power Failure
AW | Wildlife Damage. | Deprecation - Merged into "Site Damage"
AX | Precision Check. | New Format | NPC | Precision Check
AY | Q C Control Points (zero/span). | New Format | NZC | Zero/Span
AZ | Q C Audit. | Deprecate - Use "QA Audit" instead
BA | Maintenance/Routine Repairs. | New Format | NMR | Maintenance/Routine Repairs
BB | Unable to Reach Site. | New Format | NUR | Unable to Reach Site
BC | Multi-point Calibration. | Deprecation - Redundancy with "Calibration"
BD | Auto Calibration. | Deprecation - Redundancy with "Calibration"
BE | Building/Site Repair. | New Format | NSR | Building/Site Repair
BF | Precision/Zero/Span. | New Format | NPZ | Precision/Zero/Span
BG | Missing ozone data not likely to exceed level of standard. | New Format | NOS | Missing ozone data not likely to exceed level of standard
BH | Interference/co-elution/misidentification. | New Format | NFR | Interference/co-elution/misidentification
BI | Lost or damaged in transit. | New Format | NDT | Lost or damaged in transit
BJ | Operator Error. | New Format | NOE | Operator Error
BK | Site computer/data logger down. | New Format | NCD | Site computer/date logger down
BL | QA Audit. | New Format | NQA | QA Audit
BM | Accuracy check. | Deprecation - Redundancy with "Precision/Zero/Span" or "Zero Span"
BN | Sample Value Exceeds Media Limit. | New Format | NML | Sample Value Exceeds Media Limit
BR | Sample Value Below Acceptable Range. | New Format | NBR | Sample Value Below Acceptable Range
CS | Laboratory Calibration Standard. | New Format | NLS | Laboratory Calibration Standard
|  | New Code | NCV | CV out of Spec
|  | New Code | NFS | Flow Rate out of Spec
|  | New Code | NHT | Holding Time out of Spec
DA | Aberrant Data (Corrupt Files, Aberrant Chromatography, Spikes, Shifts). | New Format | NAD | Aberrant Data (Corrupt Files, Aberrant Chromatography, Spikes, Shifts)
DL | Detection Limit Analyses. | New Format | NDL | Detection Limit Analyses
EC | Exceeds Critical Criteria. | New Format | NEC | Exceeds Critical Criteria
FI | Filter Inspection Flag. | New Format | NIF | Filter Inspection Flag
MB | Method Blank (Analytical). | New Format | NMB | Method Blank (Analytical)
MC | Module End Cap Missing. | Deprecation - Low usage
QV | Quality Control Multi-point Verification. | Deprecation - Redundancy with "Precision/Zero/Span" or "Zero Span"
SA | Storm Approaching. | New Format | NSA | Storm Approaching
SC | Sampler Contamination. | New Format | NSC | Sampler Contamination
ST | Calibration Verification Standard. | New Format | NCS | Calibration Verification Standard
SV | Sample Volume out of limits. | New Format | NVL | Sample Volume out of limits
TC | Component Check & Retention Time Standard. | New Format | NRS | Component Check & Retention Time Standard
TS | Holding Time Or Transport Temperature Is Out Of Specs. | New Format | NED | Experimental Data
XX | Experimental Data. | New Format
|  | New Code | NSD | Site Damage
|  | New Code | NTT | Transport Temperature out of Spec
Note on J13: [Threaded comment] Your version of Excel allows you to read this threaded comment; however, any edits to it will get removed if the file is opened in a newer version of Excel. Learn more: https://go.microsoft.com/fwlink/?linkid=870924 Comment: Source: Anonymous, EPA Region Working Group There are 2 'NFI' codes listed here Reply: @helena.pliszka@tdenviro.com please update accordingly
Note on L36: [Threaded comment] Your version of Excel allows you to read this threaded comment; however, any edits to it will get removed if the file is opened in a newer version of Excel. Learn more: https://go.microsoft.com/fwlink/?linkid=870924 Comment: Source: Daniel Garver, R4, EPA Region Working Group Seems redundant with NBW - Bad Weather. DG, R4 Reply: Source: KH, R3, EPA Region Working Group Could be used for indicating say lowering a mast so affecting NOy or Met. data, or stopping sampling ahead of a predicted storm, where as bad weather would be used during the weather event. KH R3
Note on J87: [Threaded comment] Your version of Excel allows you to read this threaded comment; however, any edits to it will get removed if the file is opened in a newer version of Excel. Learn more: https://go.microsoft.com/fwlink/?linkid=870924 Comment: Source: Farhana Yasmin, Georgia, SLT Working Group It would be good to have different code for state audit vs EPA audit (NPAP/PEP)
Note on J104: [Threaded comment] Your version of Excel allows you to read this threaded comment; however, any edits to it will get removed if the file is opened in a newer version of Excel. Learn more: https://go.microsoft.com/fwlink/?linkid=870924 Comment: Source: Farhana Yasmin, Georgia, SLT Working Group Would like if we 2 different codes- one for Holding Time out of spec and another for Transport Temperature Is Out Of Specs- will tell better data story. Reply: Yes - will be doing this. @helena.pliszka@tdenviro.com to update

## Qualifiers - Null QC
Note: Still under Development/Review
Note: Any deprecated codes will be preserved for historical data, but unable to be used for future datasets.
Code | Description | Active
1C | A 1-Point QC check exceeds acceptance criteria but there is compelling evidence that the analyzer data is valid. | Y
1F | No 1 Point QC but need to count for completeness | Y