## Summary
EPA IPM Summary Run Results
EPA Platform v6 Projections for
Continental U.S.
EPA 2022 Reference Case
All costs and prices are in 2019-year dollars |  | Values in red are rounded to zero, not equal to zero
NATIONWIDE EMISSIONS |  | 2028 | 2030 | 2035 | 2040 | 2045 | 2050 | 2055
SO2 (million tons) |  | 0.6414 | 0.52986 | 0.44287 | 0.36435 | 0.29213 | 0.19774 | 0.2
NOx (million tons) |  | 0.60847 | 0.53502 | 0.46399 | 0.37446 | 0.32301 | 0.24413 | 0.24851
CO2 (million metric tons) |  | 1393.1342 | 1303.5828 | 1247.2877 | 1078.2152 | 974.7866 | 844.1621 | 862.1488
Hg (tons) |  | 3.0181 | 2.7806 | 2.5109 | 2.1857 | 2.0637 | 1.7042 | 1.7162
HCL (Mtons) |  | 3.3086 | 2.9045 | 2.5026 | 1.8395 | 1.4701 | 0.91428 | 0.93329
TOTAL COSTS |  | 2028 | 2030 | 2035 | 2040 | 2045 | 2050 | 2055
Total Costs (billion $) |  | 139.4641 | 142.709 | 161.7773 | 176.6203 | 188.5781 | 199.735 | 213.609
PRICES |  | 2028 | 2030 | 2035 | 2040 | 2045 | 2050 | 2055
National Wholesale Electricity Price (mills/kWh) |  | 40.0123 | 37.5926 | 37.5426 | 37.0246 | 37.1046 | 34.3741 | 34.9181
Natural Gas Prices (2019 $/MMBtu)
Henry Hub |  | 2.9232 | 2.7866 | 2.9218 | 3.013 | 3.0945 | 2.9849 | 3.08
Delivered |  | 3.0071 | 2.8678 | 3.0181 | 3.0979 | 3.2996 | 3.1584 | 3.2649
Minemouth Coal Prices (2019 $/MMBtu)
Appalachia |  | 1.6979 | 1.7238 | 1.8001 | 2.056 | 2.179 | 2.4704 | 2.5239
Imports |  | 6.908 | 5.5243 | 5.2198 | 4.8239 | 4.5879 | 4.077 | 4.11
Interior |  | 1.3784 | 1.3553 | 1.4059 | 1.4229 | 1.4668 | 1.4525 | 1.4781
Waste Coal |  | 1.1754 | 1.0913 | 1.1966 | 1.3367 | 1.2603 | 0.95351 | 0.98602
West |  | 0.77892 | 0.78521 | 0.81937 | 0.86584 | 0.90683 | 0.98822 | 0.99649
National |  | 1.1499 | 1.1515 | 1.2257 | 1.2924 | 1.3653 | 1.4786 | 1.4969
TOTAL CAPACITY (Cumulative GW) |  | 2028 | 2030 | 2035 | 2040 | 2045 | 2050 | 2055
Hydro |  | 102.1302 | 103.2802 | 106.1552 | 108.934 | 109.1175 | 109.1175 | 109.1175
Non-Hydro Renewables |  | 293.4036 | 361.7099 | 482.0776 | 614.7321 | 758.8087 | 967.9142 | 1046.398
Biomass |  | 1.4703 | 0.2744 | 0.2287 | 0.1867 | 0.1822 | 0.1822 | 0.1822
Geothermal |  | 2.86 | 2.86 | 2.86 | 2.86 | 2.86 | 2.897 | 2.897
Landfill Gas |  | 2.8863 | 2.7603 | 2.8955 | 3.0372 | 3.502 | 4.1952 | 4.6631
Solar |  | 119.0018 | 148.193 | 216.3996 | 259.6244 | 305.7613 | 377.1032 | 396.6892
Wind |  | 167.1852 | 207.6222 | 259.6937 | 349.0239 | 446.5032 | 583.5366 | 641.9666
Distributed Solar PV |  | 66.8879 | 74.1925 | 94.1563 | 116.4662 | 140.293 | 165.7787 | 198.2421
Coal |  | 131.6629 | 111.8288 | 88.2946 | 70.3756 | 62.2091 | 42.6584 | 41.6954
Coal without CCS |  | 131.0679 | 110.6982 | 87.759 | 69.84 | 61.6734 | 42.1228 | 41.1598
IGCC without CCS |  | 0.595 | 0.595 | 0 | 0 | 0 | 0 | 0
Coal with CCS |  | 0 | 0.53561 | 0.53561 | 0.53561 | 0.53561 | 0.53561 | 0.53561
Energy Storage |  | 24.889 | 32.5458 | 48.4381 | 58.3829 | 67.046 | 81.9856 | 86.9795
Nuclear |  | 86.8273 | 78.0846 | 60.3468 | 58.6738 | 55.7027 | 28.2248 | 28.2248
Natural Gas |  | 474.0654 | 477.9556 | 516.8776 | 575.3201 | 638.8037 | 753.1537 | 816.1166
CC without CCS |  | 293.3757 | 289.8795 | 303.8764 | 317.1866 | 325.5534 | 341.8829 | 350.4534
CC with CCS |  | 0 | 3.2812 | 3.2812 | 3.2812 | 3.2812 | 3.2812 | 3.2812
CT |  | 180.6897 | 184.795 | 209.72 | 254.8523 | 309.9692 | 407.9896 | 462.382
Oil/Gas Steam |  | 65.9585 | 64.754 | 58.6256 | 57.5381 | 57.5336 | 54.8567 | 53.3043
Other |  | 6.9493 | 6.9493 | 6.9493 | 6.9493 | 6.9493 | 6.9493 | 6.9493
Grand Total |  | 1185.8862 | 1237.1081 | 1367.7648 | 1550.9059 | 1756.1705 | 2044.8602 | 2188.7854
NEW MODELED CAPACITY (Cumulative GW) |  | 2028 | 2030 | 2035 | 2040 | 2045 | 2050 | 2055
Hydro |  | 0 | 1.15 | 4.025 | 6.8038 | 6.9873 | 6.9873 | 6.9873
Non-Hydro Renewables |  | 19.6371 | 89.0424 | 209.4578 | 342.1543 | 486.2354 | 695.3409 | 773.8247
Biomass |  | 0 | 0 | 0 | 0 | 0 | 0 | 0
Geothermal |  | 0.37108 | 0.37108 | 0.37108 | 0.37108 | 0.37108 | 0.40809 | 0.40809
Landfill Gas |  | 1.1264 | 1.1264 | 1.2616 | 1.4033 | 1.8681 | 2.5613 | 3.0292
Solar |  | 8.0139 | 36.9823 | 105.1909 | 148.4157 | 194.5526 | 265.8945 | 285.4805
Wind |  | 10.1256 | 50.5626 | 102.6341 | 191.9643 | 289.4436 | 426.477 | 484.907
Coal |  | 0 | 0 | 0 | 0 | 0 | 0 | 0
Coal without CCS |  | 0 | 0 | 0 | 0 | 0 | 0 | 0
IGCC without CCS |  | 0 | 0 | 0 | 0 | 0 | 0 | 0
Coal with CCS |  | 0 | 0 | 0 | 0 | 0 | 0 | 0
Energy Storage |  | 7.4024 | 15.0592 | 30.9515 | 40.8963 | 49.5594 | 64.499 | 69.4929
Nuclear |  | 0 | 0 | 0 | 0 | 0 | 0 | 0
Natural Gas |  | 42.0074 | 46.7791 | 86.3999 | 146.0344 | 209.5181 | 337.9359 | 401.2943
CC without CCS |  | 7.9249 | 8.3032 | 22.8539 | 36.7821 | 45.1489 | 70.4421 | 79.0125
CC with CCS |  | 0 | 0 | 0 | 0 | 0 | 0 | 0
CT |  | 34.0826 | 38.4759 | 63.546 | 109.2522 | 164.3692 | 267.4938 | 322.2818
Other |  | 8.3267e-17 | 8.3267e-17 | 8.3267e-17 | 8.3267e-17 | 8.3267e-17 | 8.3267e-17 | 8.3267e-17
Grand Total |  | 69.0469 | 152.0306 | 330.8342 | 535.8888 | 752.3001 | 1104.7631 | 1251.5992
NEW HARDWIRED CAPACITY (Cumulative GW) |  | 2028 | 2030 | 2035 | 2040 | 2045 | 2050 | 2055
Hydro |  | 0 | 0 | 0 | 0 | 0 | 0 | 0
Non-Hydro Renewables |  | 113.4375 | 113.6603 | 113.6603 | 113.6603 | 113.6603 | 113.6603 | 113.6603
Biomass |  | 0.0569 | 0.0569 | 0.0569 | 0.0569 | 0.0569 | 0.0569 | 0.0569
Geothermal |  | 0.0873 | 0.0873 | 0.0873 | 0.0873 | 0.0873 | 0.0873 | 0.0873
Landfill Gas |  | 0.029 | 0.029 | 0.029 | 0.029 | 0.029 | 0.029 | 0.029
Solar |  | 69.5571 | 69.7799 | 69.7799 | 69.7799 | 69.7799 | 69.7799 | 69.7799
Wind |  | 43.7072 | 43.7072 | 43.7072 | 43.7072 | 43.7072 | 43.7072 | 43.7072
Coal |  | 0 | 0 | 0 | 0 | 0 | 0 | 0
Coal without CCS |  | 0 | 0 | 0 | 0 | 0 | 0 | 0
IGCC without CCS |  | 0 | 0 | 0 | 0 | 0 | 0 | 0
Coal with CCS |  | 0 | 0 | 0 | 0 | 0 | 0 | 0
Energy Storage |  | 16.4509 | 16.4509 | 16.4509 | 16.4509 | 16.4509 | 16.4509 | 16.4509
Nuclear |  | 0 | 0 | 0 | 0 | 0 | 0 | 0
Natural Gas |  | 15.9202 | 15.9202 | 15.9202 | 15.9202 | 15.9202 | 15.9202 | 15.9202
CC without CCS |  | 11.8148 | 11.8148 | 11.8148 | 11.8148 | 11.8148 | 11.8148 | 11.8148
CC with CCS |  | 0 | 0 | 0 | 0 | 0 | 0 | 0
CT |  | 4.1054 | 4.1054 | 4.1054 | 4.1054 | 4.1054 | 4.1054 | 4.1054
Other |  | 0.1091 | 0.1091 | 0.1091 | 0.1091 | 0.1091 | 0.1091 | 0.1091
Grand Total |  | 145.9177 | 146.1405 | 146.1405 | 146.1405 | 146.1405 | 146.1405 | 146.1405
RETIREMENTS (GW) |  | 2028 | 2030 | 2035 | 2040 | 2045 | 2050 | 2055
CC Retirements |  | 0.97605 | 0.97605 | 1.5299 | 2.1478 | 2.1478 | 11.1114 | 11.1114
Coal Retirements |  | 26.1217 | 45.6826 | 66.7704 | 84.6895 | 92.856 | 112.4066 | 113.3696
CT Retirements |  | 0.045 | 0.333 | 0.4781 | 1.0521 | 1.0521 | 6.1564 | 6.5519
Nuclear Retirements |  | 6.6179 | 15.3606 | 33.0984 | 34.7714 | 37.7425 | 65.2204 | 65.2204
O/G Retirements |  | 1.4831 | 2.6876 | 10.6673 | 11.7548 | 11.7594 | 14.4362 | 15.9887
IGCC Retirements |  | 0.22 | 0.22 | 0.815 | 0.815 | 0.815 | 0.815 | 0.815
Biomass Retirements |  | 1.9656 | 3.1615 | 3.2072 | 3.2492 | 3.2537 | 3.2537 | 3.2537
Fuel Cell Retirements |  | 0 | 0 | 0 | 0 | 0 | 0 | 0
Fossil_Other Retirements |  | 0 | 0 | 0 | 0 | 0 | 0 | 0
Geothermal Retirements |  | 0 | 0 | 0 | 0 | 0 | 0 | 0
Hydro Retirements |  | 0 | 0 | 0 | 0 | 0 | 0 | 0
Landfill Gas Retirements |  | 0 | 0.126 | 0.126 | 0.126 | 0.126 | 0.126 | 0.126
Non Fossil_Other Retirements |  | 0 | 0 | 0 | 0 | 0 | 0 | 0
Energy Storage Retirements |  | 0 | 0 | 0 | 0 | 0 | 0 | 0
Grand Total |  | 37.4294 | 68.5474 | 116.6923 | 138.6058 | 149.7525 | 213.5258 | 216.4367
GENERATION MIX (thousand GWh) |  | 2028 | 2030 | 2035 | 2040 | 2045 | 2050 | 2055
Hydro |  | 298.5616 | 304.9305 | 324.512 | 342.0003 | 344.8109 | 345.991 | 346.3059
Non-Hydro Renewables |  | 877.3047 | 1098.9602 | 1488.1822 | 1976.9601 | 2485.7375 | 3184.3547 | 3460.4605
Biomass |  | 4.357 | 0.23592 | 0.44951 | 0.14378 | 0.11109 | 0.10139 | 0.10111
Biomass Co-firing |  | 0 | 0 | 0 | 0 | 0 | 0 | 0
Geothermal |  | 20.2476 | 20.2476 | 20.2476 | 20.2476 | 20.2476 | 20.5394 | 20.5394
Landfill Gas |  | 19.5001 | 17.265 | 18.205 | 18.894 | 22.6789 | 26.8544 | 29.716
Solar |  | 273.608 | 348.8613 | 529.8189 | 645.0288 | 763.9438 | 938.6872 | 984.5761
Wind |  | 559.592 | 712.3504 | 919.4612 | 1292.6459 | 1678.756 | 2198.1723 | 2425.5279
Distributed Solar PV |  | 92.4842 | 102.8862 | 131.2157 | 163.0974 | 197.443 | 234.8828 | 282.5095
Coal |  | 634.405 | 557.8668 | 469.6903 | 336.7483 | 280.2512 | 166.8744 | 170.8813
Coal without CCS (Biomass Co-firing is included) |  | 630.3827 | 550.2587 | 465.9036 | 332.9615 | 276.4644 | 163.0876 | 167.0945
IGCC without CCS |  | 4.0224 | 3.8213 | 0 | 0 | 0 | 0 | 0
Coal with CCS |  | 0 | 3.7868 | 3.7868 | 3.7868 | 3.7868 | 3.7868 | 3.7868
Energy Storage |  | 35.2103 | 45.6254 | 68.3146 | 82.8036 | 95.5319 | 116.4085 | 124.4071
Nuclear |  | 694.556 | 628.482 | 486.5211 | 473.7997 | 450.2723 | 228.9122 | 228.9122
Natural Gas |  | 1764.1549 | 1780.0629 | 1886.3095 | 1828.4583 | 1705.7315 | 1672.0812 | 1703.2323
CC without CCS |  | 1677.9873 | 1659.3105 | 1736.3043 | 1677.8783 | 1550.8498 | 1498.4719 | 1511.6946
CC with CCS |  | 0 | 24.4028 | 24.4028 | 21.9802 | 13.3975 | 10.9194 | 10.9199
CT |  | 86.1676 | 96.3496 | 125.6024 | 128.5998 | 141.4843 | 162.6899 | 180.6179
Oil/Gas Steam |  | 37.555 | 35.5171 | 20.9315 | 9.7283 | 5.6113 | 5.449 | 7.491
Other |  | 30.0364 | 29.4254 | 29.3578 | 28.9473 | 28.9549 | 28.8102 | 28.8281
Grand Total |  | 4371.784 | 4480.8704 | 4773.8191 | 5079.4458 | 5396.9014 | 5748.8812 | 6070.5184
FUEL SUPPLY AND CONSUMPTION |  | 2028 | 2030 | 2035 | 2040 | 2045 | 2050 | 2055
Coal Use by Region (million tons) |  | 402.2894 | 362.4322 | 313.1011 | 247.4025 | 221.9777 | 160.4483 | 162.5756
Power Sector |  | 335.4794 | 295.6522 | 247.0511 | 186.2925 | 158.3877 | 97.0783 | 99.2056
Appalachia |  | 59.8867 | 51.033 | 48.7326 | 26.8569 | 21.8362 | 9.5146 | 9.6087
Imports |  | 0.527 | 0.014 | 0.014 | 0.014 | 0.014 | 0.014 | 0.014
Interior |  | 67.0896 | 63.3526 | 51.4048 | 41.6771 | 33.8677 | 15.6438 | 15.685
Waste Coal |  | 4.3362 | 4.3293 | 4.3027 | 4.2955 | 3.6557 | 3.6406 | 3.6406
West |  | 203.6399 | 176.9233 | 142.597 | 113.449 | 99.0141 | 68.2653 | 70.2573
Non-Power Sector |  | 66.81 | 66.78 | 66.05 | 61.11 | 63.59 | 63.37 | 63.37
Appalachia |  | 23.55 | 23.52 | 23.97 | 23.78 | 26.52 | 26.44 | 26.44
Interior |  | 9.39 | 9.39 | 9.18 | 4.84 | 4.76 | 4.69 | 4.69
West |  | 33.87 | 33.87 | 32.9 | 32.49 | 32.31 | 32.24 | 32.24
Power Sector Coal Use by Rank (million tons) |  | 331.1432 | 291.3228 | 242.7484 | 181.997 | 154.732 | 93.4377 | 95.565
Bituminous |  | 111.0774 | 98.9963 | 84.7668 | 53.6115 | 36.2729 | 17.7008 | 17.8002
Subbituminous |  | 178.559 | 152.6577 | 121.3239 | 97.7097 | 88.8775 | 59.2496 | 61.0539
Lignite |  | 41.5069 | 39.6688 | 36.6577 | 30.6758 | 29.5815 | 16.4874 | 16.711
Natural Gas Use (Trillion cubic feet) |  | 12.769 | 12.9266 | 13.5011 | 12.8672 | 11.9255 | 11.6084 | 11.8565
Note: Distributed Solar PV are not included in the Grand Total of "Total Capacity" and "Generation Mix"
Note on A9: ICFI: All tons are SHORT tons, unless otherwise noted as metric Mtons : thousand tons

## Retrofit Summary
EPA IPM Summary Run Results
EPA Platform v6 Projections for
Continental U.S.
EPA 2022 Reference Case
All costs and prices are in 2019-year dollars | Values in red are rounded to zero, not equal to zero
TOTAL CONTROLS (Cumulative GW) | 2028 | 2030 | 2035 | 2040 | 2045 | 2050 | 2055
FGD | 108.3785 | 91.5696 | 72.9297 | 56.1997 | 49.405 | 31.6385 | 30.6755
Existing Scrubber | 108.3785 | 91.5696 | 72.9297 | 56.1997 | 49.405 | 31.6385 | 30.6755
Existing Wet Scrubber | 83.1045 | 72.3746 | 57.0171 | 41.6432 | 34.8485 | 20.4803 | 20.4803
Existing Dry Scrubber | 25.274 | 19.195 | 15.9127 | 14.5565 | 14.5565 | 11.1582 | 10.1952
Retrofit Scrubber | 0 | 0 | 0 | 0 | 0 | 0 | 0
Retrofit Wet Scrubber | 0 | 0 | 0 | 0 | 0 | 0 | 0
Retrofit Dry Scrubber | 0 | 0 | 0 | 0 | 0 | 0 | 0
New Scrubber | 0 | 0 | 0 | 0 | 0 | 0 | 0
New Wet Scrubber | 0 | 0 | 0 | 0 | 0 | 0 | 0
New Dry Scrubber | 0 | 0 | 0 | 0 | 0 | 0 | 0
SCR | 78.5214 | 70.7727 | 57.1706 | 41.9609 | 37.876 | 26.9516 | 26.3426
Existing SCR | 78.4465 | 70.7384 | 57.1706 | 41.9609 | 37.876 | 26.9516 | 26.3426
Retrofit SCR | 0.074811 | 0.034299 | 0 | 0 | 0 | 0 | 0
New SCR | 0 | 0 | 0 | 0 | 0 | 0 | 0
SNCR | 18.5325 | 13.5923 | 10.0862 | 9.8068 | 8.9758 | 6.5118 | 6.1578
Existing SNCR | 18.5325 | 13.5923 | 10.0862 | 9.8068 | 8.9758 | 6.5118 | 6.1578
Retrofit SNCR | 0 | 0 | 0 | 0 | 0 | 0 | 0
New SNCR | 0 | 0 | 0 | 0 | 0 | 0 | 0
ACI | 84.7625 | 70.5614 | 54.2539 | 48.5668 | 43.755 | 29.9908 | 29.3818
Existing ACI | 84.7625 | 70.5614 | 54.2539 | 48.5668 | 43.755 | 29.9908 | 29.3818
Retrofit ACI | 0 | 0 | 0 | 0 | 0 | 0 | 0
New ACI | 0 | 0 | 0 | 0 | 0 | 0 | 0
CCS | 0 | 3.8168 | 3.8168 | 3.8168 | 3.8168 | 3.8168 | 3.8168
Hardwired CCS | 0 | 0 | 0 | 0 | 0 | 0 | 0
Retrofit CCS | 0 | 3.8168 | 3.8168 | 3.8168 | 3.8168 | 3.8168 | 3.8168
New CCS | 0 | 0 | 0 | 0 | 0 | 0 | 0
DSI | 19.8152 | 16.9532 | 12.5585 | 12.0069 | 8.9348 | 5.714 | 5.628
Existing DSI | 19.8152 | 16.9532 | 12.5585 | 12.0069 | 8.9348 | 5.714 | 5.628
Retrofit DSI | 0 | 0 | 0 | 0 | 0 | 0 | 0
C2G | 8.7843 | 8.7843 | 8.2133 | 7.1553 | 7.1553 | 6.5503 | 4.9978
HRI | 0 | 0 | 0 | 0 | 0 | 0 | 0
NGC | 0 | 0 | 0 | 0 | 0 | 0 | 0
RETROFITS (Cumulative GW)
NON-DISPATCHABLE RETROFITS (Cumulative GW) | 2028 | 2030 | 2035 | 2040 | 2045 | 2050 | 2055
FGD | 0 | 0 | 0 | 0 | 0 | 0 | 0
SCR | 0.074811 | 0.034299 | 0 | 0 | 0 | 0 | 0
SNCR | 0 | 0 | 0 | 0 | 0 | 0 | 0
ACI | 0 | 0 | 0 | 0 | 0 | 0 | 0
CCS | 0 | 3.8168 | 3.8168 | 3.8168 | 3.8168 | 3.8168 | 3.8168
DSI | 0 | 0 | 0 | 0 | 0 | 0 | 0
C2G | 8.7843 | 8.7843 | 8.2133 | 7.1553 | 7.1553 | 6.5503 | 4.9978
HRI | 0 | 0 | 0 | 0 | 0 | 0 | 0
TOTAL CONTROLS IN NEEDS (GW) | 0 | 0 | 0 | 0 | 0 | 0 | 0
TOTAL CONTROLS IN NEEDS (GW)
FGD | 2028: 114.1317
SCR | 2028: 84.8976
SNCR | 2028: 19.0785
ACI | 2028: 95.0998
DSI | 2028: 25.2912
Note on A9: ICFI: All tons are SHORT tons, unless otherwise noted as metric Mtons : thousand tons

## All Constraints
Constraint Name | Constraint # | Constraint ID | Constraint Type | Neutralized | LimitType | Constraint Time Frame | Data Field | Unit of Measure | 2028-2028(RY 2028) | 2029-2031(RY 2030) | 2032-2037(RY 2035) | 2038-2042(RY 2040) | 2043-2047(RY 2045) | 2048-2052(RY 2050) | 2053-2059(RY 2055)
#1 - SO2 Title IV Annual Constraint v5.14 | 1 | 7117 | Rate Constraint in MTons | FALSE | L | Annual | Seasons Included | Seasons | Winter, WintShld, Summer | Winter, WintShld, Summer | Winter, WintShld, Summer | Winter, WintShld, Summer | Winter, WintShld, Summer | Winter, WintShld, Summer | Winter, WintShld, Summer
#1 - SO2 Title IV Annual Constraint v5.14 | 1 | 7117 | Rate Constraint in MTons | FALSE | L | Annual | Standard SO2 | Thousand Tons | 7973.0011 | 7973.0011 | 7973.0011 | 7973.0011 | 7973.0011 | 7973.0011 | 7973.0011
#1 - SO2 Title IV Annual Constraint v5.14 | 1 | 7117 | Rate Constraint in MTons | FALSE | L | Annual | Emissions at Affected Plants SO2 | Thousand Tons | 614.7549 | 508.9521 | 420.6756 | 346.1197 | 277.5241 | 186.0069 | 188.3094
#1 - SO2 Title IV Annual Constraint v5.14 | 1 | 7117 | Rate Constraint in MTons | FALSE | L | Annual | Allowances Purchased SO2 | Thousand Tons | 0 | 0 | 0 | 0 | 0 | 0 | 0
#1 - SO2 Title IV Annual Constraint v5.14 | 1 | 7117 | Rate Constraint in MTons | FALSE | L | Annual | Allowances Sold SO2 | Thousand Tons | 0 | 0 | 0 | 0 | 0 | 0 | 0
#1 - SO2 Title IV Annual Constraint v5.14 | 1 | 7117 | Rate Constraint in MTons | FALSE | L | Annual | Allowances Banked | Thousand Tons | 0 | 0 | 0 | 0 | 0 | 0 | 0
#1 - SO2 Title IV Annual Constraint v5.14 | 1 | 7117 | Rate Constraint in MTons | FALSE | L | Annual | Allowances Withdrawn (1:1) | Thousand Tons | 0 | 0 | 0 | 0 | 0 | 0 | 0
#1 - SO2 Title IV Annual Constraint v5.14 | 1 | 7117 | Rate Constraint in MTons | FALSE | L | Annual | Allowances Withdrawn (n:1) | Thousand Tons | 0 | 0 | 0 | 0 | 0 | 0 | 0
#1 - SO2 Title IV Annual Constraint v5.14 | 1 | 7117 | Rate Constraint in MTons | FALSE | L | Annual | Net Emissions Allowance Position | Thousand Tons | 614.7549 | 508.9521 | 420.6756 | 346.1197 | 277.5241 | 186.0069 | 188.3094
#1 - SO2 Title IV Annual Constraint v5.14 | 1 | 7117 | Rate Constraint in MTons | FALSE | L | Annual | Fuel Consumed | TBtu | 19563.4228 | 18966.9535 | 18652.9177 | 16669.9932 | 15126.58 | 13628.0924 | 13926.2185
#1 - SO2 Title IV Annual Constraint v5.14 | 1 | 7117 | Rate Constraint in MTons | FALSE | L | Annual | Rate | lb/MMBtu | 0.062847 | 0.053667 | 0.045106 | 0.041526 | 0.036694 | 0.027298 | 0.027044
#1 - SO2 Title IV Annual Constraint v5.14 | 1 | 7117 | Rate Constraint in MTons | FALSE | L | Annual | Generation | TWh | 2421.0609 | 2359.4614 | 2364.2932 | 2166.8155 | 1984.6156 | 1838.3931 | 1875.6751
#1 - SO2 Title IV Annual Constraint v5.14 | 1 | 7117 | Rate Constraint in MTons | FALSE | L | Annual | Qualifying Generation | TWh | 2421.0609 | 2359.4614 | 2364.2932 | 2166.8155 | 1984.6156 | 1838.3931 | 1875.6751
#1 - SO2 Title IV Annual Constraint v5.14 | 1 | 7117 | Rate Constraint in MTons | FALSE | L | Annual | Rate | lb/MWh | 0.50784 | 0.43141 | 0.35586 | 0.31947 | 0.27968 | 0.20236 | 0.20079
#1 - SO2 Title IV Annual Constraint v5.14 | 1 | 7117 | Rate Constraint in MTons | FALSE | L | Annual | Constraint Shadow Price | US2019$/Ton | 0 | 0 | 0 | 0 | 0 | 0 | 0
#4 - NOx SIPCall Constraint v5.16 | 2 | 7116 | Rate Constraint in MTons | FALSE | L | Annual | Seasons Included | Seasons | Summer | Summer | Summer | Summer | Summer | Summer | Summer
#4 - NOx SIPCall Constraint v5.16 | 2 | 7116 | Rate Constraint in MTons | FALSE | L | Annual | Standard NOX | Thousand Tons | 72.845 | 72.845 | 72.845 | 72.845 | 72.845 | 72.845 | 72.845
#4 - NOx SIPCall Constraint v5.16 | 2 | 7116 | Rate Constraint in MTons | FALSE | L | Annual | Emissions at Affected Plants NOX | Thousand Tons | 7.5562 | 6.0284 | 5.8692 | 5.558 | 5.5538 | 5.9231 | 5.7365
#4 - NOx SIPCall Constraint v5.16 | 2 | 7116 | Rate Constraint in MTons | FALSE | L | Annual | Allowances Purchased NOX | Thousand Tons | 0 | 0 | 0 | 0 | 0 | 0 | 0
#4 - NOx SIPCall Constraint v5.16 | 2 | 7116 | Rate Constraint in MTons | FALSE | L | Annual | Allowances Sold NOX | Thousand Tons | 0 | 0 | 0 | 0 | 0 | 0 | 0
#4 - NOx SIPCall Constraint v5.16 | 2 | 7116 | Rate Constraint in MTons | FALSE | L | Annual | Allowances Banked | Thousand Tons | 0 | 66.8166 | 66.9758 | 0 | 0 | 0 | 0
#4 - NOx SIPCall Constraint v5.16 | 2 | 7116 | Rate Constraint in MTons | FALSE | L | Annual | Allowances Withdrawn (1:1) | Thousand Tons | 0 | 0 | 0 | -72.845 | 0 | -47.6159 | 0
#4 - NOx SIPCall Constraint v5.16 | 2 | 7116 | Rate Constraint in MTons | FALSE | L | Annual | Allowances Withdrawn (n:1) | Thousand Tons | 0 | 0 | 0 | 0 | 0 | 0 | 0
#4 - NOx SIPCall Constraint v5.16 | 2 | 7116 | Rate Constraint in MTons | FALSE | L | Annual | Net Emissions Allowance Position | Thousand Tons | 7.5562 | 72.845 | 72.845 | -67.287 | 5.5538 | -41.6928 | 5.7365
#4 - NOx SIPCall Constraint v5.16 | 2 | 7116 | Rate Constraint in MTons | FALSE | L | Annual | Fuel Consumed | TBtu | 592.344 | 550.3015 | 556.4993 | 517.7671 | 492.2409 | 458.6718 | 454.6047
#4 - NOx SIPCall Constraint v5.16 | 2 | 7116 | Rate Constraint in MTons | FALSE | L | Annual | Rate | lb/MMBtu | 0.025513 | 0.02191 | 0.021093 | 0.021469 | 0.022565 | 0.025827 | 0.025237
#4 - NOx SIPCall Constraint v5.16 | 2 | 7116 | Rate Constraint in MTons | FALSE | L | Annual | Generation | TWh | 81.7816 | 77.188 | 83.2461 | 78.9003 | 76.5803 | 77.6165 | 77.1663
#4 - NOx SIPCall Constraint v5.16 | 2 | 7116 | Rate Constraint in MTons | FALSE | L | Annual | Qualifying Generation | TWh | 77.7111 | 72.8178 | 72.3217 | 68.0256 | 63.7945 | 57.5891 | 57.1551
#4 - NOx SIPCall Constraint v5.16 | 2 | 7116 | Rate Constraint in MTons | FALSE | L | Annual | Rate | lb/MWh | 0.19447 | 0.16558 | 0.16231 | 0.16341 | 0.17411 | 0.2057 | 0.20073
#4 - NOx SIPCall Constraint v5.16 | 2 | 7116 | Rate Constraint in MTons | FALSE | L | Annual | Constraint Shadow Price | US2019$/Ton | 0 | 0 | 0 | 0 | 0 | 0 | 0
#6 - WRAP SO2 Policy Case Constraint | 3 | 7119 | Rate Constraint in MTons | FALSE | L | Annual | Seasons Included | Seasons | Winter, WintShld, Summer | Winter, WintShld, Summer | Winter, WintShld, Summer | Winter, WintShld, Summer | Winter, WintShld, Summer | Winter, WintShld, Summer | Winter, WintShld, Summer
#6 - WRAP SO2 Policy Case Constraint | 3 | 7119 | Rate Constraint in MTons | FALSE | L | Annual | Standard SO2 | Thousand Tons | 89.572 | 89.572 | 89.572 | 89.572 | 89.572 | 89.572 | 89.572
#6 - WRAP SO2 Policy Case Constraint | 3 | 7119 | Rate Constraint in MTons | FALSE | L | Annual | Emissions at Affected Plants SO2 | Thousand Tons | 29.6348 | 30.6847 | 25.095 | 14.2487 | 9.3424 | 9.1021 | 9.0742
#6 - WRAP SO2 Policy Case Constraint | 3 | 7119 | Rate Constraint in MTons | FALSE | L | Annual | Allowances Purchased SO2 | Thousand Tons | 0 | 0 | 0 | 0 | 0 | 0 | 0
#6 - WRAP SO2 Policy Case Constraint | 3 | 7119 | Rate Constraint in MTons | FALSE | L | Annual | Allowances Sold SO2 | Thousand Tons | 0 | 0 | 0 | 0 | 0 | 0 | 0
#6 - WRAP SO2 Policy Case Constraint | 3 | 7119 | Rate Constraint in MTons | FALSE | L | Annual | Allowances Banked | Thousand Tons | 0 | 0 | 0 | 0 | 0 | 0 | 0
#6 - WRAP SO2 Policy Case Constraint | 3 | 7119 | Rate Constraint in MTons | FALSE | L | Annual | Allowances Withdrawn (1:1) | Thousand Tons | 0 | 0 | 0 | 0 | 0 | 0 | 0
#6 - WRAP SO2 Policy Case Constraint | 3 | 7119 | Rate Constraint in MTons | FALSE | L | Annual | Allowances Withdrawn (n:1) | Thousand Tons | 0 | 0 | 0 | 0 | 0 | 0 | 0
#6 - WRAP SO2 Policy Case Constraint | 3 | 7119 | Rate Constraint in MTons | FALSE | L | Annual | Net Emissions Allowance Position | Thousand Tons | 29.6348 | 30.6847 | 25.095 | 14.2487 | 9.3424 | 9.1021 | 9.0742
#6 - WRAP SO2 Policy Case Constraint | 3 | 7119 | Rate Constraint in MTons | FALSE | L | Annual | Fuel Consumed | TBtu | 721.4031 | 732.9574 | 678.3379 | 615.2635 | 626.9134 | 607.1913 | 646.8521
#6 - WRAP SO2 Policy Case Constraint | 3 | 7119 | Rate Constraint in MTons | FALSE | L | Annual | Rate | lb/MMBtu | 0.082159 | 0.083729 | 0.07399 | 0.046317 | 0.029804 | 0.029981 | 0.028057
#6 - WRAP SO2 Policy Case Constraint | 3 | 7119 | Rate Constraint in MTons | FALSE | L | Annual | Generation | TWh | 75.1538 | 75.0628 | 70.1989 | 68.7922 | 76.5263 | 73.0222 | 77.1884
#6 - WRAP SO2 Policy Case Constraint | 3 | 7119 | Rate Constraint in MTons | FALSE | L | Annual | Qualifying Generation | TWh | 74.6104 | 74.4676 | 69.3263 | 67.7505 | 75.2682 | 72.3085 | 76.4183
#6 - WRAP SO2 Policy Case Constraint | 3 | 7119 | Rate Constraint in MTons | FALSE | L | Annual | Rate | lb/MWh | 0.79439 | 0.82411 | 0.72397 | 0.42062 | 0.24824 | 0.25176 | 0.23749
#6 - WRAP SO2 Policy Case Constraint | 3 | 7119 | Rate Constraint in MTons | FALSE | L | Annual | Constraint Shadow Price | US2019$/Ton | 0 | 0 | 0 | 0 | 0 | 0 | 0
#CAN - #1 National - SO2 Cap Annual v3.1 | 4 | 7604 | Rate Constraint in MTons | FALSE | L | Annual | Seasons Included | Seasons | Winter, WintShld, Summer | Winter, WintShld, Summer | Winter, WintShld, Summer | Winter, WintShld, Summer | Winter, WintShld, Summer | Winter, WintShld, Summer | Winter, WintShld, Summer
#CAN - #1 National - SO2 Cap Annual v3.1 | 4 | 7604 | Rate Constraint in MTons | FALSE | L | Annual | Standard SO2 | Thousand Tons | 948.21 | 948.21 | 948.21 | 948.21 | 948.21 | 948.21 | 948.21
#CAN - #1 National - SO2 Cap Annual v3.1 | 4 | 7604 | Rate Constraint in MTons | FALSE | L | Annual | Emissions at Affected Plants SO2 | Thousand Tons | 104.7388 | 95.2614 | 95.2614 | 96.2159 | 99.9726 | 118.9035 | 117.2088
#CAN - #1 National - SO2 Cap Annual v3.1 | 4 | 7604 | Rate Constraint in MTons | FALSE | L | Annual | Allowances Purchased SO2 | Thousand Tons | 0 | 0 | 0 | 0 | 0 | 0 | 0
#CAN - #1 National - SO2 Cap Annual v3.1 | 4 | 7604 | Rate Constraint in MTons | FALSE | L | Annual | Allowances Sold SO2 | Thousand Tons | 0 | 0 | 0 | 0 | 0 | 0 | 0
#CAN - #1 National - SO2 Cap Annual v3.1 | 4 | 7604 | Rate Constraint in MTons | FALSE | L | Annual | Allowances Banked | Thousand Tons | 0 | 0 | 0 | 0 | 0 | 0 | 0
#CAN - #1 National - SO2 Cap Annual v3.1 | 4 | 7604 | Rate Constraint in MTons | FALSE | L | Annual | Allowances Withdrawn (1:1) | Thousand Tons | 0 | 0 | 0 | 0 | 0 | 0 | 0
#CAN - #1 National - SO2 Cap Annual v3.1 | 4 | 7604 | Rate Constraint in MTons | FALSE | L | Annual | Allowances Withdrawn (n:1) | Thousand Tons | 0 | 0 | 0 | 0 | 0 | 0 | 0
#CAN - #1 National - SO2 Cap Annual v3.1 | 4 | 7604 | Rate Constraint in MTons | FALSE | L | Annual | Net Emissions Allowance Position | Thousand Tons | 104.7388 | 95.2614 | 95.2614 | 96.2159 | 99.9726 | 118.9035 | 117.2088
#CAN - #1 National - SO2 Cap Annual v3.1 | 4 | 7604 | Rate Constraint in MTons | FALSE | L | Annual | Fuel Consumed | TBtu | 733.4077 | 683.1984 | 732.694 | 752.303 | 776.2756 | 761.7739 | 805.9781
#CAN - #1 National - SO2 Cap Annual v3.1 | 4 | 7604 | Rate Constraint in MTons | FALSE | L | Annual | Rate | lb/MMBtu | 0.28562 | 0.27887 | 0.26003 | 0.25579 | 0.25757 | 0.31218 | 0.29085
#CAN - #1 National - SO2 Cap Annual v3.1 | 4 | 7604 | Rate Constraint in MTons | FALSE | L | Annual | Generation | TWh | 97.7079 | 93.1762 | 99.679 | 102.322 | 105.6612 | 104.8119 | 111.0204
#CAN - #1 National - SO2 Cap Annual v3.1 | 4 | 7604 | Rate Constraint in MTons | FALSE | L | Annual | Qualifying Generation | TWh | 97.7079 | 93.1762 | 99.679 | 102.322 | 105.6612 | 104.8119 | 111.0204
#CAN - #1 National - SO2 Cap Annual v3.1 | 4 | 7604 | Rate Constraint in MTons | FALSE | L | Annual | Rate | lb/MWh | 2.1439 | 2.0448 | 1.9114 | 1.8807 | 1.8923 | 2.2689 | 2.1115
#CAN - #1 National - SO2 Cap Annual v3.1 | 4 | 7604 | Rate Constraint in MTons | FALSE | L | Annual | Constraint Shadow Price | US2019$/Ton | 0 | 0 | 0 | 0 | 0 | 0 | 0
#CAN - AB - MER Cap Annual v4.12 | 5 | 7616 | Rate Constraint in MTons | FALSE | L | Annual | Seasons Included | Seasons | Winter, WintShld, Summer | Winter, WintShld, Summer | Winter, WintShld, Summer | Winter, WintShld, Summer | Winter, WintShld, Summer | Winter, WintShld, Summer | Winter, WintShld, Summer
#CAN - AB - MER Cap Annual v4.12 | 5 | 7616 | Rate Constraint in MTons | FALSE | L | Annual | Standard MER | lbs | 1300.7273 | 1300.7273 | 1300.7273 | 1300.7273 | 1300.7273 | 1300.7273 | 1300.7273
#CAN - AB - MER Cap Annual v4.12 | 5 | 7616 | Rate Constraint in MTons | FALSE | L | Annual | Emissions at Affected Plants MER | lbs | 13.8589 | 0 | 0 | 0 | 0 | 0 | 0
#CAN - AB - MER Cap Annual v4.12 | 5 | 7616 | Rate Constraint in MTons | FALSE | L | Annual | Allowances Purchased MER | lbs | 0 | 0 | 0 | 0 | 0 | 0 | 0
#CAN - AB - MER Cap Annual v4.12 | 5 | 7616 | Rate Constraint in MTons | FALSE | L | Annual | Allowances Sold MER | lbs | 0 | 0 | 0 | 0 | 0 | 0 | 0
#CAN - AB - MER Cap Annual v4.12 | 5 | 7616 | Rate Constraint in MTons | FALSE | L | Annual | Allowances Banked | lbs | 0 | 0 | 0 | 0 | 0 | 0 | 0
#CAN - AB - MER Cap Annual v4.12 | 5 | 7616 | Rate Constraint in MTons | FALSE | L | Annual | Allowances Withdrawn (1:1) | lbs | 0 | 0 | 0 | 0 | 0 | 0 | 0
#CAN - AB - MER Cap Annual v4.12 | 5 | 7616 | Rate Constraint in MTons | FALSE | L | Annual | Allowances Withdrawn (n:1) | lbs | 0 | 0 | 0 | 0 | 0 | 0 | 0
#CAN - AB - MER Cap Annual v4.12 | 5 | 7616 | Rate Constraint in MTons | FALSE | L | Annual | Net Emissions Allowance Position | lbs | 13.8589 | 0 | 0 | 0 | 0 | 0 | 0
#CAN - AB - MER Cap Annual v4.12 | 5 | 7616 | Rate Constraint in MTons | FALSE | L | Annual | Fuel Consumed | TBtu | 28.0354 | 0 | 0 | 0 | 0 | 0 | 0
#CAN - AB - MER Cap Annual v4.12 | 5 | 7616 | Rate Constraint in MTons | FALSE | L | Annual | Rate | lb/MMBtu | 4.9433e-07 | 0 | 0 | 0 | 0 | 0 | 0
#CAN - AB - MER Cap Annual v4.12 | 5 | 7616 | Rate Constraint in MTons | FALSE | L | Annual | Generation | TWh | 2.6859 | 0 | 0 | 0 | 0 | 0 | 0
#CAN - AB - MER Cap Annual v4.12 | 5 | 7616 | Rate Constraint in MTons | FALSE | L | Annual | Qualifying Generation | TWh | 2.6859 | 0 | 0 | 0 | 0 | 0 | 0
#CAN - AB - MER Cap Annual v4.12 | 5 | 7616 | Rate Constraint in MTons | FALSE | L | Annual | Rate | lb/MWh | 5.1599e-06 | 0 | 0 | 0 | 0 | 0 | 0
#CAN - AB - MER Cap Annual v4.12 | 5 | 7616 | Rate Constraint in MTons | FALSE | L | Annual | Constraint Shadow Price | US2019$/Lb | 0 | 0 | 0 | 0 | 0 | 0 | 0
#CAN - BC - CO2 Constraint- v.6.17 | 6 | 7617 | Rate Constraint in MTons | FALSE | L | Annual | Seasons Included | Seasons | Winter, WintShld, Summer | Winter, WintShld, Summer | Winter, WintShld, Summer | Winter, WintShld, Summer | Winter, WintShld, Summer | Winter, WintShld, Summer | Winter, WintShld, Summer
#CAN - BC - CO2 Constraint- v.6.17 | 6 | 7617 | Rate Constraint in MTons | FALSE | L | Annual | Standard CO2 | Thousand Tons | 0 | 0 | 0 | 0 | 0 | 0 | 0
#CAN - BC - CO2 Constraint- v.6.17 | 6 | 7617 | Rate Constraint in MTons | FALSE | L | Annual | Emissions at Affected Plants CO2 | Thousand Tons | 0 | 0 | 0 | 156.8071 | 580.1742 | 386.632 | 735.9615
#CAN - BC - CO2 Constraint- v.6.17 | 6 | 7617 | Rate Constraint in MTons | FALSE | L | Annual | Allowances Purchased CO2 | Thousand Tons | 0 | 0 | 0 | -156.8071 | -580.1742 | -386.632 | -735.9615
#CAN - BC - CO2 Constraint- v.6.17 | 6 | 7617 | Rate Constraint in MTons | FALSE | L | Annual | Allowances Sold CO2 | Thousand Tons | 0 | 0 | 0 | 0 | 0 | 0 | 0
#CAN - BC - CO2 Constraint- v.6.17 | 6 | 7617 | Rate Constraint in MTons | FALSE | L | Annual | Allowances Banked | Thousand Tons | 0 | 0 | 0 | 0 | 0 | 0 | 0
#CAN - BC - CO2 Constraint- v.6.17 | 6 | 7617 | Rate Constraint in MTons | FALSE | L | Annual | Allowances Withdrawn (1:1) | Thousand Tons | 0 | 0 | 0 | 0 | 0 | 0 | 0
#CAN - BC - CO2 Constraint- v.6.17 | 6 | 7617 | Rate Constraint in MTons | FALSE | L | Annual | Allowances Withdrawn (n:1) | Thousand Tons | 0 | 0 | 0 | 0 | 0 | 0 | 0
#CAN - BC - CO2 Constraint- v.6.17 | 6 | 7617 | Rate Constraint in MTons | FALSE | L | Annual | Net Emissions Allowance Position | Thousand Tons | 0 | 0 | 0 | 3.7335e-07 | -5.2056e-07 | -5.1577e-08 | -1.8724e-07
#CAN - BC - CO2 Constraint- v.6.17 | 6 | 7617 | Rate Constraint in MTons | FALSE | L | Annual | Fuel Consumed | TBtu | 0 | 0 | 0 | 2.0146 | 8.6813 | 5.3752 | 11.3425
#CAN - BC - CO2 Constraint- v.6.17 | 6 | 7617 | Rate Constraint in MTons | FALSE | L | Annual | Rate | lb/MMBtu | 0 | 0 | 0 | 155.6684 | 133.6602 | 143.8583 | 129.7701
#CAN - BC - CO2 Constraint- v.6.17 | 6 | 7617 | Rate Constraint in MTons | FALSE | L | Annual | Generation | TWh | 0 | 0 | 0 | 0.30571 | 1.1044 | 0.77056 | 1.373
#CAN - BC - CO2 Constraint- v.6.17 | 6 | 7617 | Rate Constraint in MTons | FALSE | L | Annual | Qualifying Generation | TWh | 0 | 0 | 0 | 0.30571 | 1.1044 | 0.77056 | 1.373
#CAN - BC - CO2 Constraint- v.6.17 | 6 | 7617 | Rate Constraint in MTons | FALSE | L | Annual | Rate | lb/MWh | 0 | 0 | 0 | 1025.855 | 1050.7071 | 1003.5042 | 1072.0304
#CAN - BC - CO2 Constraint- v.6.17 | 6 | 7617 | Rate Constraint in MTons | FALSE | L | Annual | Constraint Shadow Price | US2019$/Ton | 30.697 | 29.644 | 27.1673 | 24.898 | 22.818 | 20.9123 | 19.1652
#CAN - MB - Acid Rain - SO2 Cap Annual v3.1 | 7 | 7618 | Rate Constraint in MTons | FALSE | L | Annual | Seasons Included | Seasons | Winter, WintShld, Summer | Winter, WintShld, Summer | Winter, WintShld, Summer | Winter, WintShld, Summer | Winter, WintShld, Summer | Winter, WintShld, Summer | Winter, WintShld, Summer
#CAN - MB - Acid Rain - SO2 Cap Annual v3.1 | 7 | 7618 | Rate Constraint in MTons | FALSE | L | Annual | Standard SO2 | Thousand Tons | 4.41 | 4.41 | 4.41 | 4.41 | 4.41 | 4.41 | 4.41
#CAN - MB - Acid Rain - SO2 Cap Annual v3.1 | 7 | 7618 | Rate Constraint in MTons | FALSE | L | Annual | Emissions at Affected Plants SO2 | Thousand Tons | 0 | 0 | 0 | 0 | 0 | 0 | 0
#CAN - MB - Acid Rain - SO2 Cap Annual v3.1 | 7 | 7618 | Rate Constraint in MTons | FALSE | L | Annual | Allowances Purchased SO2 | Thousand Tons | 0 | 0 | 0 | 0 | 0 | 0 | 0
#CAN - MB - Acid Rain - SO2 Cap Annual v3.1 | 7 | 7618 | Rate Constraint in MTons | FALSE | L | Annual | Allowances Sold SO2 | Thousand Tons | 0 | 0 | 0 | 0 | 0 | 0 | 0
#CAN - MB - Acid Rain - SO2 Cap Annual v3.1 | 7 | 7618 | Rate Constraint in MTons | FALSE | L | Annual | Allowances Banked | Thousand Tons | 0 | 0 | 0 | 0 | 0 | 0 | 0
#CAN - MB - Acid Rain - SO2 Cap Annual v3.1 | 7 | 7618 | Rate Constraint in MTons | FALSE | L | Annual | Allowances Withdrawn (1:1) | Thousand Tons | 0 | 0 | 0 | 0 | 0 | 0 | 0
#CAN - MB - Acid Rain - SO2 Cap Annual v3.1 | 7 | 7618 | Rate Constraint in MTons | FALSE | L | Annual | Allowances Withdrawn (n:1) | Thousand Tons | 0 | 0 | 0 | 0 | 0 | 0 | 0
#CAN - MB - Acid Rain - SO2 Cap Annual v3.1 | 7 | 7618 | Rate Constraint in MTons | FALSE | L | Annual | Net Emissions Allowance Position | Thousand Tons | 0 | 0 | 0 | 0 | 0 | 0 | 0
#CAN - MB - Acid Rain - SO2 Cap Annual v3.1 | 7 | 7618 | Rate Constraint in MTons | FALSE | L | Annual | Fuel Consumed | TBtu | 0 | 0 | 0 | 0 | 0 | 0 | 0
#CAN - MB - Acid Rain - SO2 Cap Annual v3.1 | 7 | 7618 | Rate Constraint in MTons | FALSE | L | Annual | Rate | lb/MMBtu | 0 | 0 | 0 | 0 | 0 | 0 | 0
#CAN - MB - Acid Rain - SO2 Cap Annual v3.1 | 7 | 7618 | Rate Constraint in MTons | FALSE | L | Annual | Generation | TWh | 0 | 0 | 0 | 0 | 0 | 0 | 0
#CAN - MB - Acid Rain - SO2 Cap Annual v3.1 | 7 | 7618 | Rate Constraint in MTons | FALSE | L | Annual | Qualifying Generation | TWh | 0 | 0 | 0 | 0 | 0 | 0 | 0
#CAN - MB - Acid Rain - SO2 Cap Annual v3.1 | 7 | 7618 | Rate Constraint in MTons | FALSE | L | Annual | Rate | lb/MWh | 0 | 0 | 0 | 0 | 0 | 0 | 0
#CAN - MB - Acid Rain - SO2 Cap Annual v3.1 | 7 | 7618 | Rate Constraint in MTons | FALSE | L | Annual | Constraint Shadow Price | US2019$/Ton | 0 | 0 | 0 | 0 | 0 | 0 | 0
#CAN - MB - CO2 Constraint- v.6.17 | 8 | 7620 | Rate Constraint in MTons | FALSE | L | Annual | Seasons Included | Seasons | Winter, WintShld, Summer | Winter, WintShld, Summer | Winter, WintShld, Summer | Winter, WintShld, Summer | Winter, WintShld, Summer | Winter, WintShld, Summer | Winter, WintShld, Summer
#CAN - MB - CO2 Constraint- v.6.17 | 8 | 7620 | Rate Constraint in MTons | FALSE | L | Annual | Standard CO2 | Thousand Tons | 0 | 0 | 0 | 0 | 0 | 0 | 0
#CAN - MB - CO2 Constraint- v.6.17 | 8 | 7620 | Rate Constraint in MTons | FALSE | L | Annual | Emissions at Affected Plants CO2 | Thousand Tons | 0 | 0 | 0 | 0 | 0 | 0 | 0
#CAN - MB - CO2 Constraint- v.6.17 | 8 | 7620 | Rate Constraint in MTons | FALSE | L | Annual | Allowances Purchased CO2 | Thousand Tons | 0 | 0 | 0 | 0 | 0 | 0 | 0
#CAN - MB - CO2 Constraint- v.6.17 | 8 | 7620 | Rate Constraint in MTons | FALSE | L | Annual | Allowances Sold CO2 | Thousand Tons | 0 | 0 | 0 | 0 | 0 | 0 | 0
#CAN - MB - CO2 Constraint- v.6.17 | 8 | 7620 | Rate Constraint in MTons | FALSE | L | Annual | Allowances Banked | Thousand Tons | 0 | 0 | 0 | 0 | 0 | 0 | 0
#CAN - MB - CO2 Constraint- v.6.17 | 8 | 7620 | Rate Constraint in MTons | FALSE | L | Annual | Allowances Withdrawn (1:1) | Thousand Tons | 0 | 0 | 0 | 0 | 0 | 0 | 0
#CAN - MB - CO2 Constraint- v.6.17 | 8 | 7620 | Rate Constraint in MTons | FALSE | L | Annual | Allowances Withdrawn (n:1) | Thousand Tons | 0 | 0 | 0 | 0 | 0 | 0 | 0
#CAN - MB - CO2 Constraint- v.6.17 | 8 | 7620 | Rate Constraint in MTons | FALSE | L | Annual | Net Emissions Allowance Position | Thousand Tons | 0 | 0 | 0 | 0 | 0 | 0 | 0
#CAN - MB - CO2 Constraint- v.6.17 | 8 | 7620 | Rate Constraint in MTons | FALSE | L | Annual | Fuel Consumed | TBtu | 0 | 0 | 0 | 0 | 0 | 0 | 0
#CAN - MB - CO2 Constraint- v.6.17 | 8 | 7620 | Rate Constraint in MTons | FALSE | L | Annual | Rate | lb/MMBtu | 0 | 0 | 0 | 0 | 0 | 0 | 0
#CAN - MB - CO2 Constraint- v.6.17 | 8 | 7620 | Rate Constraint in MTons | FALSE | L | Annual | Generation | TWh | 0 | 0 | 0 | 0 | 0 | 0 | 0
#CAN - MB - CO2 Constraint- v.6.17 | 8 | 7620 | Rate Constraint in MTons | FALSE | L | Annual | Qualifying Generation | TWh | 0 | 0 | 0 | 0 | 0 | 0 | 0
#CAN - MB - CO2 Constraint- v.6.17 | 8 | 7620 | Rate Constraint in MTons | FALSE | L | Annual | Rate | lb/MWh | 0 | 0 | 0 | 0 | 0 | 0 | 0
#CAN - MB - CO2 Constraint- v.6.17 | 8 | 7620 | Rate Constraint in MTons | FALSE | L | Annual | Constraint Shadow Price | US2019$/Ton | 0 | 0 | 0 | 0 | 0 | 0 | 0
#CAN - MB - MER Cap Annual v4.12 | 9 | 7619 | Rate Constraint in MTons | FALSE | L | Annual | Seasons Included | Seasons | Winter, WintShld, Summer | Winter, WintShld, Summer | Winter, WintShld, Summer | Winter, WintShld, Summer | Winter, WintShld, Summer | Winter, WintShld, Summer | Winter, WintShld, Summer
#CAN - MB - MER Cap Annual v4.12 | 9 | 7619 | Rate Constraint in MTons | FALSE | L | Annual | Standard MER | lbs | 44.0925 | 44.0925 | 44.0925 | 44.0925 | 44.0925 | 44.0925 | 44.0925
#CAN - MB - MER Cap Annual v4.12 | 9 | 7619 | Rate Constraint in MTons | FALSE | L | Annual | Emissions at Affected Plants MER | lbs | 0 | 0 | 0 | 0 | 0 | 0 | 0
#CAN - MB - MER Cap Annual v4.12 | 9 | 7619 | Rate Constraint in MTons | FALSE | L | Annual | Allowances Purchased MER | lbs | 0 | 0 | 0 | 0 | 0 | 0 | 0
#CAN - MB - MER Cap Annual v4.12 | 9 | 7619 | Rate Constraint in MTons | FALSE | L | Annual | Allowances Sold MER | lbs | 0 | 0 | 0 | 0 | 0 | 0 | 0
#CAN - MB - MER Cap Annual v4.12 | 9 | 7619 | Rate Constraint in MTons | FALSE | L | Annual | Allowances Banked | lbs | 0 | 0 | 0 | 0 | 0 | 0 | 0
#CAN - MB - MER Cap Annual v4.12 | 9 | 7619 | Rate Constraint in MTons | FALSE | L | Annual | Allowances Withdrawn (1:1) | lbs | 0 | 0 | 0 | 0 | 0 | 0 | 0
#CAN - MB - MER Cap Annual v4.12 | 9 | 7619 | Rate Constraint in MTons | FALSE | L | Annual | Allowances Withdrawn (n:1) | lbs | 0 | 0 | 0 | 0 | 0 | 0 | 0
#CAN - MB - MER Cap Annual v4.12 | 9 | 7619 | Rate Constraint in MTons | FALSE | L | Annual | Net Emissions Allowance Position | lbs | 0 | 0 | 0 | 0 | 0 | 0 | 0
#CAN - MB - MER Cap Annual v4.12 | 9 | 7619 | Rate Constraint in MTons | FALSE | L | Annual | Fuel Consumed | TBtu | 0 | 0 | 0 | 0 | 0 | 0 | 0
#CAN - MB - MER Cap Annual v4.12 | 9 | 7619 | Rate Constraint in MTons | FALSE | L | Annual | Rate | lb/MMBtu | 0 | 0 | 0 | 0 | 0 | 0 | 0
#CAN - MB - MER Cap Annual v4.12 | 9 | 7619 | Rate Constraint in MTons | FALSE | L | Annual | Generation | TWh | 0 | 0 | 0 | 0 | 0 | 0 | 0
#CAN - MB - MER Cap Annual v4.12 | 9 | 7619 | Rate Constraint in MTons | FALSE | L | Annual | Qualifying Generation | TWh | 0 | 0 | 0 | 0 | 0 | 0 | 0
#CAN - MB - MER Cap Annual v4.12 | 9 | 7619 | Rate Constraint in MTons | FALSE | L | Annual | Rate | lb/MWh | 0 | 0 | 0 | 0 | 0 | 0 | 0
#CAN - MB - MER Cap Annual v4.12 | 9 | 7619 | Rate Constraint in MTons | FALSE | L | Annual | Constraint Shadow Price | US2019$/Lb | 0 | 0 | 0 | 0 | 0 | 0 | 0
#CAN - NB - Acid Rain - SO2 Cap Annual v3.1 | 10 | 7622 | Rate Constraint in MTons | FALSE | L | Annual | Seasons Included | Seasons | Winter, WintShld, Summer | Winter, WintShld, Summer | Winter, WintShld, Summer | Winter, WintShld, Summer | Winter, WintShld, Summer | Winter, WintShld, Summer | Winter, WintShld, Summer
#CAN - NB - Acid Rain - SO2 Cap Annual v3.1 | 10 | 7622 | Rate Constraint in MTons | FALSE | L | Annual | Standard SO2 | Thousand Tons | 135.58 | 135.58 | 135.58 | 135.58 | 135.58 | 135.58 | 135.58
#CAN - NB - Acid Rain - SO2 Cap Annual v3.1 | 10 | 7622 | Rate Constraint in MTons | FALSE | L | Annual | Emissions at Affected Plants SO2 | Thousand Tons | 0 | 0 | 0 | 0 | 0 | 0 | 0
#CAN - NB - Acid Rain - SO2 Cap Annual v3.1 | 10 | 7622 | Rate Constraint in MTons | FALSE | L | Annual | Allowances Purchased SO2 | Thousand Tons | 0 | 0 | 0 | 0 | 0 | 0 | 0
#CAN - NB - Acid Rain - SO2 Cap Annual v3.1 | 10 | 7622 | Rate Constraint in MTons | FALSE | L | Annual | Allowances Sold SO2 | Thousand Tons | 0 | 0 | 0 | 0 | 0 | 0 | 0
#CAN - NB - Acid Rain - SO2 Cap Annual v3.1 | 10 | 7622 | Rate Constraint in MTons | FALSE | L | Annual | Allowances Banked | Thousand Tons | 0 | 0 | 0 | 0 | 0 | 0 | 0
#CAN - NB - Acid Rain - SO2 Cap Annual v3.1 | 10 | 7622 | Rate Constraint in MTons | FALSE | L | Annual | Allowances Withdrawn (1:1) | Thousand Tons | 0 | 0 | 0 | 0 | 0 | 0 | 0
#CAN - NB - Acid Rain - SO2 Cap Annual v3.1 | 10 | 7622 | Rate Constraint in MTons | FALSE | L | Annual | Allowances Withdrawn (n:1) | Thousand Tons | 0 | 0 | 0 | 0 | 0 | 0 | 0
#CAN - NB - Acid Rain - SO2 Cap Annual v3.1 | 10 | 7622 | Rate Constraint in MTons | FALSE | L | Annual | Net Emissions Allowance Position | Thousand Tons | 0 | 0 | 0 | 0 | 0 | 0 | 0
#CAN - NB - Acid Rain - SO2 Cap Annual v3.1 | 10 | 7622 | Rate Constraint in MTons | FALSE | L | Annual | Fuel Consumed | TBtu | 6.8579 | 0.59784 | 0.88616 | 3.654 | 3.2662 | 0.093795 | 0.055581
#CAN - NB - Acid Rain - SO2 Cap Annual v3.1 | 10 | 7622 | Rate Constraint in MTons | FALSE | L | Annual | Rate | lb/MMBtu | 0 | 0 | 0 | 0 | 0 | 0 | 0
#CAN - NB - Acid Rain - SO2 Cap Annual v3.1 | 10 | 7622 | Rate Constraint in MTons | FALSE | L | Annual | Generation | TWh | 0.93001 | 0.080002 | 0.11934 | 0.49508 | 0.44245 | 0.012021 | 0.0068943
#CAN - NB - Acid Rain - SO2 Cap Annual v3.1 | 10 | 7622 | Rate Constraint in MTons | FALSE | L | Annual | Qualifying Generation | TWh | 0.93001 | 0.080002 | 0.11934 | 0.49508 | 0.44245 | 0.012021 | 0.0068943
#CAN - NB - Acid Rain - SO2 Cap Annual v3.1 | 10 | 7622 | Rate Constraint in MTons | FALSE | L | Annual | Rate | lb/MWh | 0 | 0 | 0 | 0 | 0 | 0 | 0
#CAN - NB - Acid Rain - SO2 Cap Annual v3.1 | 10 | 7622 | Rate Constraint in MTons | FALSE | L | Annual | Constraint Shadow Price | US2019$/Ton | 0 | 0 | 0 | 0 | 0 | 0 | 0
#CAN - NB - MER Cap Annual v4.12 | 11 | 7623 | Rate Constraint in MTons | FALSE | L | Annual | Seasons Included | Seasons | Winter, WintShld, Summer | Winter, WintShld, Summer | Winter, WintShld, Summer | Winter, WintShld, Summer | Winter, WintShld, Summer | Winter, WintShld, Summer | Winter, WintShld, Summer
#CAN - NB - MER Cap Annual v4.12 | 11 | 7623 | Rate Constraint in MTons | FALSE | L | Annual | Standard MER | lbs | 55.1156 | 55.1156 | 55.1156 | 55.1156 | 55.1156 | 55.1156 | 55.1156
#CAN - NB - MER Cap Annual v4.12 | 11 | 7623 | Rate Constraint in MTons | FALSE | L | Annual | Emissions at Affected Plants MER | lbs | 0 | 0 | 0 | 0 | 0 | 0 | 0
#CAN - NB - MER Cap Annual v4.12 | 11 | 7623 | Rate Constraint in MTons | FALSE | L | Annual | Allowances Purchased MER | lbs | 0 | 0 | 0 | 0 | 0 | 0 | 0
#CAN - NB - MER Cap Annual v4.12 | 11 | 7623 | Rate Constraint in MTons | FALSE | L | Annual | Allowances Sold MER | lbs | 0 | 0 | 0 | 0 | 0 | 0 | 0
#CAN - NB - MER Cap Annual v4.12 | 11 | 7623 | Rate Constraint in MTons | FALSE | L | Annual | Allowances Banked | lbs | 0 | 0 | 0 | 0 | 0 | 0 | 0
#CAN - NB - MER Cap Annual v4.12 | 11 | 7623 | Rate Constraint in MTons | FALSE | L | Annual | Allowances Withdrawn (1:1) | lbs | 0 | 0 | 0 | 0 | 0 | 0 | 0
#CAN - NB - MER Cap Annual v4.12 | 11 | 7623 | Rate Constraint in MTons | FALSE | L | Annual | Allowances Withdrawn (n:1) | lbs | 0 | 0 | 0 | 0 | 0 | 0 | 0
#CAN - NB - MER Cap Annual v4.12 | 11 | 7623 | Rate Constraint in MTons | FALSE | L | Annual | Net Emissions Allowance Position | lbs | 0 | 0 | 0 | 0 | 0 | 0 | 0
#CAN - NB - MER Cap Annual v4.12 | 11 | 7623 | Rate Constraint in MTons | FALSE | L | Annual | Fuel Consumed | TBtu | 0 | 0 | 0 | 0 | 0 | 0 | 0
#CAN - NB - MER Cap Annual v4.12 | 11 | 7623 | Rate Constraint in MTons | FALSE | L | Annual | Rate | lb/MMBtu | 0 | 0 | 0 | 0 | 0 | 0 | 0
#CAN - NB - MER Cap Annual v4.12 | 11 | 7623 | Rate Constraint in MTons | FALSE | L | Annual | Generation | TWh | 0 | 0 | 0 | 0 | 0 | 0 | 0
#CAN - NB - MER Cap Annual v4.12 | 11 | 7623 | Rate Constraint in MTons | FALSE | L | Annual | Qualifying Generation | TWh | 0 | 0 | 0 | 0 | 0 | 0 | 0
#CAN - NB - MER Cap Annual v4.12 | 11 | 7623 | Rate Constraint in MTons | FALSE | L | Annual | Rate | lb/MWh | 0 | 0 | 0 | 0 | 0 | 0 | 0
#CAN - NB - MER Cap Annual v4.12 | 11 | 7623 | Rate Constraint in MTons | FALSE | L | Annual | Constraint Shadow Price | US2019$/Lb | 0 | 0 | 0 | 0 | 0 | 0 | 0
#CAN - NL&NF - SO2 Cap Annual v3.1 | 12 | 7621 | Rate Constraint in MTons | FALSE | L | Annual | Seasons Included | Seasons | Winter, WintShld, Summer | Winter, WintShld, Summer | Winter, WintShld, Summer | Winter, WintShld, Summer | Winter, WintShld, Summer | Winter, WintShld, Summer | Winter, WintShld, Summer
#CAN - NL&NF - SO2 Cap Annual v3.1 | 12 | 7621 | Rate Constraint in MTons | FALSE | L | Annual | Standard SO2 | Thousand Tons | 16.53 | 16.53 | 16.53 | 16.53 | 16.53 | 16.53 | 16.53
#CAN - NL&NF - SO2 Cap Annual v3.1 | 12 | 7621 | Rate Constraint in MTons | FALSE | L | Annual | Emissions at Affected Plants SO2 | Thousand Tons | 0 | 0 | 0 | 0 | 0 | 0 | 0
#CAN - NL&NF - SO2 Cap Annual v3.1 | 12 | 7621 | Rate Constraint in MTons | FALSE | L | Annual | Allowances Purchased SO2 | Thousand Tons | 0 | 0 | 0 | 0 | 0 | 0 | 0
#CAN - NL&NF - SO2 Cap Annual v3.1 | 12 | 7621 | Rate Constraint in MTons | FALSE | L | Annual | Allowances Sold SO2 | Thousand Tons | 0 | 0 | 0 | 0 | 0 | 0 | 0
#CAN - NL&NF - SO2 Cap Annual v3.1 | 12 | 7621 | Rate Constraint in MTons | FALSE | L | Annual | Allowances Banked | Thousand Tons | 0 | 0 | 0 | 0 | 0 | 0 | 0
#CAN - NL&NF - SO2 Cap Annual v3.1 | 12 | 7621 | Rate Constraint in MTons | FALSE | L | Annual | Allowances Withdrawn (1:1) | Thousand Tons | 0 | 0 | 0 | 0 | 0 | 0 | 0
#CAN - NL&NF - SO2 Cap Annual v3.1 | 12 | 7621 | Rate Constraint in MTons | FALSE | L | Annual | Allowances Withdrawn (n:1) | Thousand Tons | 0 | 0 | 0 | 0 | 0 | 0 | 0
#CAN - NL&NF - SO2 Cap Annual v3.1 | 12 | 7621 | Rate Constraint in MTons | FALSE | L | Annual | Net Emissions Allowance Position | Thousand Tons | 0 | 0 | 0 | 0 | 0 | 0 | 0
#CAN - NL&NF - SO2 Cap Annual v3.1 | 12 | 7621 | Rate Constraint in MTons | FALSE | L | Annual | Fuel Consumed | TBtu | 0 | 0 | 0 | 0 | 0 | 0 | 0
#CAN - NL&NF - SO2 Cap Annual v3.1 | 12 | 7621 | Rate Constraint in MTons | FALSE | L | Annual | Rate | lb/MMBtu | 0 | 0 | 0 | 0 | 0 | 0 | 0
#CAN - NL&NF - SO2 Cap Annual v3.1 | 12 | 7621 | Rate Constraint in MTons | FALSE | L | Annual | Generation | TWh | 0 | 0 | 0 | 0 | 0 | 0 | 0
#CAN - NL&NF - SO2 Cap Annual v3.1 | 12 | 7621 | Rate Constraint in MTons | FALSE | L | Annual | Qualifying Generation | TWh | 0 | 0 | 0 | 0 | 0 | 0 | 0
#CAN - NL&NF - SO2 Cap Annual v3.1 | 12 | 7621 | Rate Constraint in MTons | FALSE | L | Annual | Rate | lb/MWh | 0 | 0 | 0 | 0 | 0 | 0 | 0
#CAN - NL&NF - SO2 Cap Annual v3.1 | 12 | 7621 | Rate Constraint in MTons | FALSE | L | Annual | Constraint Shadow Price | US2019$/Ton | 0 | 0 | 0 | 0 | 0 | 0 | 0
#CAN - NS - CO2 Cap Annual v6.20 | 13 | 7663 | Rate Constraint in MTons | FALSE | L | Annual | Seasons Included | Seasons | Winter, WintShld, Summer | Winter, WintShld, Summer | Winter, WintShld, Summer | Winter, WintShld, Summer | Winter, WintShld, Summer | Winter, WintShld, Summer | Winter, WintShld, Summer
#CAN - NS - CO2 Cap Annual v6.20 | 13 | 7663 | Rate Constraint in MTons | FALSE | L | Annual | Standard CO2 | Thousand Tons | 5924.9163 | 5924.9163 | 0 | 0 | 0 | 0 | 0
#CAN - NS - CO2 Cap Annual v6.20 | 13 | 7663 | Rate Constraint in MTons | FALSE | L | Annual | Emissions at Affected Plants CO2 | Thousand Tons | 1129.8867 | 30.016 | 0 | 0 | 0 | 0 | 0
#CAN - NS - CO2 Cap Annual v6.20 | 13 | 7663 | Rate Constraint in MTons | FALSE | L | Annual | Allowances Purchased CO2 | Thousand Tons | 0 | 0 | 0 | 0 | 0 | 0 | 0
#CAN - NS - CO2 Cap Annual v6.20 | 13 | 7663 | Rate Constraint in MTons | FALSE | L | Annual | Allowances Sold CO2 | Thousand Tons | 0 | 0 | 0 | 0 | 0 | 0 | 0
#CAN - NS - CO2 Cap Annual v6.20 | 13 | 7663 | Rate Constraint in MTons | FALSE | L | Annual | Allowances Banked | Thousand Tons | 0 | 0 | 0 | 0 | 0 | 0 | 0
#CAN - NS - CO2 Cap Annual v6.20 | 13 | 7663 | Rate Constraint in MTons | FALSE | L | Annual | Allowances Withdrawn (1:1) | Thousand Tons | 0 | 0 | 0 | 0 | 0 | 0 | 0
#CAN - NS - CO2 Cap Annual v6.20 | 13 | 7663 | Rate Constraint in MTons | FALSE | L | Annual | Allowances Withdrawn (n:1) | Thousand Tons | 0 | 0 | 0 | 0 | 0 | 0 | 0
#CAN - NS - CO2 Cap Annual v6.20 | 13 | 7663 | Rate Constraint in MTons | FALSE | L | Annual | Net Emissions Allowance Position | Thousand Tons | 1129.8867 | 30.016 | 0 | 0 | 0 | 0 | 0
#CAN - NS - CO2 Cap Annual v6.20 | 13 | 7663 | Rate Constraint in MTons | FALSE | L | Annual | Fuel Consumed | TBtu | 10.93 | 0.29036 | 0 | 0 | 0 | 0 | 0
#CAN - NS - CO2 Cap Annual v6.20 | 13 | 7663 | Rate Constraint in MTons | FALSE | L | Annual | Rate | lb/MMBtu | 206.75 | 206.75 | 0 | 0 | 0 | 0 | 0
#CAN - NS - CO2 Cap Annual v6.20 | 13 | 7663 | Rate Constraint in MTons | FALSE | L | Annual | Generation | TWh | 1.0471 | 0.027818 | 0 | 0 | 0 | 0 | 0
#CAN - NS - CO2 Cap Annual v6.20 | 13 | 7663 | Rate Constraint in MTons | FALSE | L | Annual | Qualifying Generation | TWh | 1.0471 | 0.027818 | 0 | 0 | 0 | 0 | 0
#CAN - NS - CO2 Cap Annual v6.20 | 13 | 7663 | Rate Constraint in MTons | FALSE | L | Annual | Rate | lb/MWh | 2158.0565 | 2158.0565 | 0 | 0 | 0 | 0 | 0
#CAN - NS - CO2 Cap Annual v6.20 | 13 | 7663 | Rate Constraint in MTons | FALSE | L | Annual | Constraint Shadow Price | US2019$/Ton | 0 | 0 | 0 | 0 | 0 | 0 | 0
#CAN - NS - MER Cap Annual v4.12 | 14 | 7627 | Rate Constraint in MTons | FALSE | L | Annual | Seasons Included | Seasons | Winter, WintShld, Summer | Winter, WintShld, Summer | Winter, WintShld, Summer | Winter, WintShld, Summer | Winter, WintShld, Summer | Winter, WintShld, Summer | Winter, WintShld, Summer
#CAN - NS - MER Cap Annual v4.12 | 14 | 7627 | Rate Constraint in MTons | FALSE | L | Annual | Standard MER | lbs | 77.1618 | 77.1618 | 77.1618 | 77.1618 | 77.1618 | 77.1618 | 77.1618
#CAN - NS - MER Cap Annual v4.12 | 14 | 7627 | Rate Constraint in MTons | FALSE | L | Annual | Emissions at Affected Plants MER | lbs | 46.4038 | 1.2533 | 1.2533 | 1.2533 | 1.2533 | 1.2533 | 1.2533
#CAN - NS - MER Cap Annual v4.12 | 14 | 7627 | Rate Constraint in MTons | FALSE | L | Annual | Allowances Purchased MER | lbs | 0 | 0 | 0 | 0 | 0 | 0 | 0
#CAN - NS - MER Cap Annual v4.12 | 14 | 7627 | Rate Constraint in MTons | FALSE | L | Annual | Allowances Sold MER | lbs | 0 | 0 | 0 | 0 | 0 | 0 | 0
#CAN - NS - MER Cap Annual v4.12 | 14 | 7627 | Rate Constraint in MTons | FALSE | L | Annual | Allowances Banked | lbs | 0 | 0 | 0 | 0 | 0 | 0 | 0
#CAN - NS - MER Cap Annual v4.12 | 14 | 7627 | Rate Constraint in MTons | FALSE | L | Annual | Allowances Withdrawn (1:1) | lbs | 0 | 0 | 0 | 0 | 0 | 0 | 0
#CAN - NS - MER Cap Annual v4.12 | 14 | 7627 | Rate Constraint in MTons | FALSE | L | Annual | Allowances Withdrawn (n:1) | lbs | 0 | 0 | 0 | 0 | 0 | 0 | 0
#CAN - NS - MER Cap Annual v4.12 | 14 | 7627 | Rate Constraint in MTons | FALSE | L | Annual | Net Emissions Allowance Position | lbs | 46.4038 | 1.2533 | 1.2533 | 1.2533 | 1.2533 | 1.2533 | 1.2533
#CAN - NS - MER Cap Annual v4.12 | 14 | 7627 | Rate Constraint in MTons | FALSE | L | Annual | Fuel Consumed | TBtu | 10.93 | 0.29036 | 0.29036 | 0.29036 | 0.29036 | 0.29036 | 0.29036
#CAN - NS - MER Cap Annual v4.12 | 14 | 7627 | Rate Constraint in MTons | FALSE | L | Annual | Rate | lb/MMBtu | 4.2456e-06 | 4.3163e-06 | 4.3163e-06 | 4.3163e-06 | 4.3163e-06 | 4.3163e-06 | 4.3163e-06
#CAN - NS - MER Cap Annual v4.12 | 14 | 7627 | Rate Constraint in MTons | FALSE | L | Annual | Generation | TWh | 1.0471 | 0.027818 | 0.027818 | 0.027818 | 0.027818 | 0.027818 | 0.027818
#CAN - NS - MER Cap Annual v4.12 | 14 | 7627 | Rate Constraint in MTons | FALSE | L | Annual | Qualifying Generation | TWh | 1.0471 | 0.027818 | 0.027818 | 0.027818 | 0.027818 | 0.027818 | 0.027818
#CAN - NS - MER Cap Annual v4.12 | 14 | 7627 | Rate Constraint in MTons | FALSE | L | Annual | Rate | lb/MWh | 4.4315e-05 | 4.5054e-05 | 4.5054e-05 | 4.5054e-05 | 4.5054e-05 | 4.5054e-05 | 4.5054e-05
#CAN - NS - MER Cap Annual v4.12 | 14 | 7627 | Rate Constraint in MTons | FALSE | L | Annual | Constraint Shadow Price | US2019$/Lb | 0 | 0 | 0 | 0 | 0 | 0 | 0
#CAN - NS - NS Power - NOX Cap Annual v3.1 | 15 | 7624 | Rate Constraint in MTons | FALSE | L | Annual | Seasons Included | Seasons | Winter, WintShld, Summer | Winter, WintShld, Summer | Winter, WintShld, Summer | Winter, WintShld, Summer | Winter, WintShld, Summer | Winter, WintShld, Summer | Winter, WintShld, Summer
#CAN - NS - NS Power - NOX Cap Annual v3.1 | 15 | 7624 | Rate Constraint in MTons | FALSE | L | Annual | Standard NOX | Thousand Tons | 16.485 | 16.485 | 16.485 | 16.485 | 16.485 | 16.485 | 16.485
#CAN - NS - NS Power - NOX Cap Annual v3.1 | 15 | 7624 | Rate Constraint in MTons | FALSE | L | Annual | Emissions at Affected Plants NOX | Thousand Tons | 3.2127 | 0.37369 | 0.37579 | 0.11498 | 0.11362 | 0.098068 | 0.095796
#CAN - NS - NS Power - NOX Cap Annual v3.1 | 15 | 7624 | Rate Constraint in MTons | FALSE | L | Annual | Allowances Purchased NOX | Thousand Tons | 0 | 0 | 0 | 0 | 0 | 0 | 0
#CAN - NS - NS Power - NOX Cap Annual v3.1 | 15 | 7624 | Rate Constraint in MTons | FALSE | L | Annual | Allowances Sold NOX | Thousand Tons | 0 | 0 | 0 | 0 | 0 | 0 | 0
#CAN - NS - NS Power - NOX Cap Annual v3.1 | 15 | 7624 | Rate Constraint in MTons | FALSE | L | Annual | Allowances Banked | Thousand Tons | 0 | 0 | 0 | 0 | 0 | 0 | 0
#CAN - NS - NS Power - NOX Cap Annual v3.1 | 15 | 7624 | Rate Constraint in MTons | FALSE | L | Annual | Allowances Withdrawn (1:1) | Thousand Tons | 0 | 0 | 0 | 0 | 0 | 0 | 0
#CAN - NS - NS Power - NOX Cap Annual v3.1 | 15 | 7624 | Rate Constraint in MTons | FALSE | L | Annual | Allowances Withdrawn (n:1) | Thousand Tons | 0 | 0 | 0 | 0 | 0 | 0 | 0
#CAN - NS - NS Power - NOX Cap Annual v3.1 | 15 | 7624 | Rate Constraint in MTons | FALSE | L | Annual | Net Emissions Allowance Position | Thousand Tons | 3.2127 | 0.37369 | 0.37579 | 0.11498 | 0.11362 | 0.098068 | 0.095796
#CAN - NS - NS Power - NOX Cap Annual v3.1 | 15 | 7624 | Rate Constraint in MTons | FALSE | L | Annual | Fuel Consumed | TBtu | 47.5812 | 6.1728 | 6.3721 | 4.2225 | 3.9746 | 2.9912 | 2.84
#CAN - NS - NS Power - NOX Cap Annual v3.1 | 15 | 7624 | Rate Constraint in MTons | FALSE | L | Annual | Rate | lb/MMBtu | 0.13504 | 0.12108 | 0.11795 | 0.05446 | 0.05717 | 0.065571 | 0.067462
#CAN - NS - NS Power - NOX Cap Annual v3.1 | 15 | 7624 | Rate Constraint in MTons | FALSE | L | Annual | Generation | TWh | 4.7886 | 0.62681 | 0.65042 | 0.47102 | 0.446 | 0.32752 | 0.30952
#CAN - NS - NS Power - NOX Cap Annual v3.1 | 15 | 7624 | Rate Constraint in MTons | FALSE | L | Annual | Qualifying Generation | TWh | 4.7886 | 0.62681 | 0.65042 | 0.47102 | 0.446 | 0.32752 | 0.30952
#CAN - NS - NS Power - NOX Cap Annual v3.1 | 15 | 7624 | Rate Constraint in MTons | FALSE | L | Annual | Rate | lb/MWh | 1.3418 | 1.1924 | 1.1555 | 0.48821 | 0.50948 | 0.59886 | 0.61899
#CAN - NS - NS Power - NOX Cap Annual v3.1 | 15 | 7624 | Rate Constraint in MTons | FALSE | L | Annual | Constraint Shadow Price | US2019$/Ton | 0 | 0 | 0 | 0 | 0 | 0 | 0
#CAN - NS - NS Power - SO2 Cap Annual v3.1 | 16 | 7625 | Rate Constraint in MTons | FALSE | L | Annual | Seasons Included | Seasons | Winter, WintShld, Summer | Winter, WintShld, Summer | Winter, WintShld, Summer | Winter, WintShld, Summer | Winter, WintShld, Summer | Winter, WintShld, Summer | Winter, WintShld, Summer
#CAN - NS - NS Power - SO2 Cap Annual v3.1 | 16 | 7625 | Rate Constraint in MTons | FALSE | L | Annual | Standard SO2 | Thousand Tons | 39.9587 | 39.9587 | 39.9587 | 39.9587 | 39.9587 | 39.9587 | 39.9587
#CAN - NS - NS Power - SO2 Cap Annual v3.1 | 16 | 7625 | Rate Constraint in MTons | FALSE | L | Annual | Emissions at Affected Plants SO2 | Thousand Tons | 5.8919 | 0.15905 | 0.15905 | 0.15905 | 0.15905 | 0.15905 | 0.15905
#CAN - NS - NS Power - SO2 Cap Annual v3.1 | 16 | 7625 | Rate Constraint in MTons | FALSE | L | Annual | Allowances Purchased SO2 | Thousand Tons | 0 | 0 | 0 | 0 | 0 | 0 | 0
#CAN - NS - NS Power - SO2 Cap Annual v3.1 | 16 | 7625 | Rate Constraint in MTons | FALSE | L | Annual | Allowances Sold SO2 | Thousand Tons | 0 | 0 | 0 | 0 | 0 | 0 | 0
#CAN - NS - NS Power - SO2 Cap Annual v3.1 | 16 | 7625 | Rate Constraint in MTons | FALSE | L | Annual | Allowances Banked | Thousand Tons | 0 | 0 | 0 | 0 | 0 | 0 | 0
#CAN - NS - NS Power - SO2 Cap Annual v3.1 | 16 | 7625 | Rate Constraint in MTons | FALSE | L | Annual | Allowances Withdrawn (1:1) | Thousand Tons | 0 | 0 | 0 | 0 | 0 | 0 | 0
#CAN - NS - NS Power - SO2 Cap Annual v3.1 | 16 | 7625 | Rate Constraint in MTons | FALSE | L | Annual | Allowances Withdrawn (n:1) | Thousand Tons | 0 | 0 | 0 | 0 | 0 | 0 | 0
#CAN - NS - NS Power - SO2 Cap Annual v3.1 | 16 | 7625 | Rate Constraint in MTons | FALSE | L | Annual | Net Emissions Allowance Position | Thousand Tons | 5.8919 | 0.15905 | 0.15905 | 0.15905 | 0.15905 | 0.15905 | 0.15905
#CAN - NS - NS Power - SO2 Cap Annual v3.1 | 16 | 7625 | Rate Constraint in MTons | FALSE | L | Annual | Fuel Consumed | TBtu | 47.5812 | 6.1728 | 6.3721 | 4.2225 | 3.9746 | 2.9912 | 2.84
#CAN - NS - NS Power - SO2 Cap Annual v3.1 | 16 | 7625 | Rate Constraint in MTons | FALSE | L | Annual | Rate | lb/MMBtu | 0.24765 | 0.051531 | 0.04992 | 0.075333 | 0.08003 | 0.10634 | 0.112
#CAN - NS - NS Power - SO2 Cap Annual v3.1 | 16 | 7625 | Rate Constraint in MTons | FALSE | L | Annual | Generation | TWh | 4.7886 | 0.62681 | 0.65042 | 0.47102 | 0.446 | 0.32752 | 0.30952
#CAN - NS - NS Power - SO2 Cap Annual v3.1 | 16 | 7625 | Rate Constraint in MTons | FALSE | L | Annual | Qualifying Generation | TWh | 4.7886 | 0.62681 | 0.65042 | 0.47102 | 0.446 | 0.32752 | 0.30952
#CAN - NS - NS Power - SO2 Cap Annual v3.1 | 16 | 7625 | Rate Constraint in MTons | FALSE | L | Annual | Rate | lb/MWh | 2.4608 | 0.50748 | 0.48906 | 0.67532 | 0.71321 | 0.97122 | 1.0277
#CAN - NS - NS Power - SO2 Cap Annual v3.1 | 16 | 7625 | Rate Constraint in MTons | FALSE | L | Annual | Constraint Shadow Price | US2019$/Ton | 0 | 0 | 0 | 0 | 0 | 0 | 0
#CAN - NS - SO2 Cap Annual v3.1 | 17 | 7626 | Rate Constraint in MTons | FALSE | L | Annual | Seasons Included | Seasons | Winter, WintShld, Summer | Winter, WintShld, Summer | Winter, WintShld, Summer | Winter, WintShld, Summer | Winter, WintShld, Summer | Winter, WintShld, Summer | Winter, WintShld, Summer
#CAN - NS - SO2 Cap Annual v3.1 | 17 | 7626 | Rate Constraint in MTons | FALSE | L | Annual | Standard SO2 | Thousand Tons | 131.2522 | 131.2522 | 131.2522 | 131.2522 | 131.2522 | 131.2522 | 131.2522
#CAN - NS - SO2 Cap Annual v3.1 | 17 | 7626 | Rate Constraint in MTons | FALSE | L | Annual | Emissions at Affected Plants SO2 | Thousand Tons | 5.8919 | 0.15905 | 0.15905 | 0.15905 | 0.15905 | 0.15905 | 0.15905
#CAN - NS - SO2 Cap Annual v3.1 | 17 | 7626 | Rate Constraint in MTons | FALSE | L | Annual | Allowances Purchased SO2 | Thousand Tons | 0 | 0 | 0 | 0 | 0 | 0 | 0
#CAN - NS - SO2 Cap Annual v3.1 | 17 | 7626 | Rate Constraint in MTons | FALSE | L | Annual | Allowances Sold SO2 | Thousand Tons | 0 | 0 | 0 | 0 | 0 | 0 | 0
#CAN - NS - SO2 Cap Annual v3.1 | 17 | 7626 | Rate Constraint in MTons | FALSE | L | Annual | Allowances Banked | Thousand Tons | 0 | 0 | 0 | 0 | 0 | 0 | 0
#CAN - NS - SO2 Cap Annual v3.1 | 17 | 7626 | Rate Constraint in MTons | FALSE | L | Annual | Allowances Withdrawn (1:1) | Thousand Tons | 0 | 0 | 0 | 0 | 0 | 0 | 0
#CAN - NS - SO2 Cap Annual v3.1 | 17 | 7626 | Rate Constraint in MTons | FALSE | L | Annual | Allowances Withdrawn (n:1) | Thousand Tons | 0 | 0 | 0 | 0 | 0 | 0 | 0
#CAN - NS - SO2 Cap Annual v3.1 | 17 | 7626 | Rate Constraint in MTons | FALSE | L | Annual | Net Emissions Allowance Position | Thousand Tons | 5.8919 | 0.15905 | 0.15905 | 0.15905 | 0.15905 | 0.15905 | 0.15905
#CAN - NS - SO2 Cap Annual v3.1 | 17 | 7626 | Rate Constraint in MTons | FALSE | L | Annual | Fuel Consumed | TBtu | 47.5812 | 6.1728 | 6.3721 | 4.2225 | 3.9746 | 2.9912 | 2.84
#CAN - NS - SO2 Cap Annual v3.1 | 17 | 7626 | Rate Constraint in MTons | FALSE | L | Annual | Rate | lb/MMBtu | 0.24765 | 0.051531 | 0.04992 | 0.075333 | 0.08003 | 0.10634 | 0.112
#CAN - NS - SO2 Cap Annual v3.1 | 17 | 7626 | Rate Constraint in MTons | FALSE | L | Annual | Generation | TWh | 4.7886 | 0.62681 | 0.65042 | 0.47102 | 0.446 | 0.32752 | 0.30952
#CAN - NS - SO2 Cap Annual v3.1 | 17 | 7626 | Rate Constraint in MTons | FALSE | L | Annual | Qualifying Generation | TWh | 4.7886 | 0.62681 | 0.65042 | 0.47102 | 0.446 | 0.32752 | 0.30952
#CAN - NS - SO2 Cap Annual v3.1 | 17 | 7626 | Rate Constraint in MTons | FALSE | L | Annual | Rate | lb/MWh | 2.4608 | 0.50748 | 0.48906 | 0.67532 | 0.71321 | 0.97122 | 1.0277
#CAN - NS - SO2 Cap Annual v3.1 | 17 | 7626 | Rate Constraint in MTons | FALSE | L | Annual | Constraint Shadow Price | US2019$/Ton | 0 | 0 | 0 | 0 | 0 | 0 | 0
#CAN - ON - NOX Cap Annual v3.1 | 18 | 7628 | Rate Constraint in MTons | FALSE | L | Annual | Seasons Included | Seasons | Winter, WintShld, Summer | Winter, WintShld, Summer | Winter, WintShld, Summer | Winter, WintShld, Summer | Winter, WintShld, Summer | Winter, WintShld, Summer | Winter, WintShld, Summer
#CAN - ON - NOX Cap Annual v3.1 | 18 | 7628 | Rate Constraint in MTons | FALSE | L | Annual | Standard NOX | Thousand Tons | 47.2891 | 47.2891 | 47.2891 | 47.2891 | 47.2891 | 47.2891 | 47.2891
#CAN - ON - NOX Cap Annual v3.1 | 18 | 7628 | Rate Constraint in MTons | FALSE | L | Annual | Emissions at Affected Plants NOX | Thousand Tons | 1.0174 | 1.1089 | 1.1063 | 1.0389 | 1.0138 | 0.85906 | 0.87969
#CAN - ON - NOX Cap Annual v3.1 | 18 | 7628 | Rate Constraint in MTons | FALSE | L | Annual | Allowances Purchased NOX | Thousand Tons | 0 | 0 | 0 | 0 | 0 | 0 | 0
#CAN - ON - NOX Cap Annual v3.1 | 18 | 7628 | Rate Constraint in MTons | FALSE | L | Annual | Allowances Sold NOX | Thousand Tons | 0 | 0 | 0 | 0 | 0 | 0 | 0
#CAN - ON - NOX Cap Annual v3.1 | 18 | 7628 | Rate Constraint in MTons | FALSE | L | Annual | Allowances Banked | Thousand Tons | 0 | 0 | 0 | 0 | 0 | 0 | 0
#CAN - ON - NOX Cap Annual v3.1 | 18 | 7628 | Rate Constraint in MTons | FALSE | L | Annual | Allowances Withdrawn (1:1) | Thousand Tons | 0 | 0 | 0 | 0 | 0 | 0 | 0
#CAN - ON - NOX Cap Annual v3.1 | 18 | 7628 | Rate Constraint in MTons | FALSE | L | Annual | Allowances Withdrawn (n:1) | Thousand Tons | 0 | 0 | 0 | 0 | 0 | 0 | 0
#CAN - ON - NOX Cap Annual v3.1 | 18 | 7628 | Rate Constraint in MTons | FALSE | L | Annual | Net Emissions Allowance Position | Thousand Tons | 1.0174 | 1.1089 | 1.1063 | 1.0389 | 1.0138 | 0.85906 | 0.87969
#CAN - ON - NOX Cap Annual v3.1 | 18 | 7628 | Rate Constraint in MTons | FALSE | L | Annual | Fuel Consumed | TBtu | 118.7809 | 134.2806 | 133.1651 | 127.6112 | 120.6456 | 92.0731 | 98.3373
#CAN - ON - NOX Cap Annual v3.1 | 18 | 7628 | Rate Constraint in MTons | FALSE | L | Annual | Rate | lb/MMBtu | 0.01713 | 0.016516 | 0.016616 | 0.016282 | 0.016806 | 0.01866 | 0.017891
#CAN - ON - NOX Cap Annual v3.1 | 18 | 7628 | Rate Constraint in MTons | FALSE | L | Annual | Generation | TWh | 16.9528 | 19.068 | 18.9131 | 18.1566 | 17.2151 | 13.3229 | 14.1801
#CAN - ON - NOX Cap Annual v3.1 | 18 | 7628 | Rate Constraint in MTons | FALSE | L | Annual | Qualifying Generation | TWh | 16.9528 | 19.068 | 18.9131 | 18.1566 | 17.2151 | 13.3229 | 14.1801
#CAN - ON - NOX Cap Annual v3.1 | 18 | 7628 | Rate Constraint in MTons | FALSE | L | Annual | Rate | lb/MWh | 0.12002 | 0.11631 | 0.11699 | 0.11444 | 0.11778 | 0.12896 | 0.12407
#CAN - ON - NOX Cap Annual v3.1 | 18 | 7628 | Rate Constraint in MTons | FALSE | L | Annual | Constraint Shadow Price | US2019$/Ton | 0 | 0 | 0 | 0 | 0 | 0 | 0
#CAN - ON - O3 Annex - NOX Cap Annual v3.1 | 19 | 7629 | Rate Constraint in MTons | FALSE | L | Annual | Seasons Included | Seasons | Winter, WintShld, Summer | Winter, WintShld, Summer | Winter, WintShld, Summer | Winter, WintShld, Summer | Winter, WintShld, Summer | Winter, WintShld, Summer | Winter, WintShld, Summer
#CAN - ON - O3 Annex - NOX Cap Annual v3.1 | 19 | 7629 | Rate Constraint in MTons | FALSE | L | Annual | Standard NOX | Thousand Tons | 42.9901 | 42.9901 | 42.9901 | 42.9901 | 42.9901 | 42.9901 | 42.9901
#CAN - ON - O3 Annex - NOX Cap Annual v3.1 | 19 | 7629 | Rate Constraint in MTons | FALSE | L | Annual | Emissions at Affected Plants NOX | Thousand Tons | 0.79024 | 0.86416 | 0.89112 | 0.79005 | 0.79403 | 0.69658 | 0.71751
#CAN - ON - O3 Annex - NOX Cap Annual v3.1 | 19 | 7629 | Rate Constraint in MTons | FALSE | L | Annual | Allowances Purchased NOX | Thousand Tons | 0 | 0 | 0 | 0 | 0 | 0 | 0
#CAN - ON - O3 Annex - NOX Cap Annual v3.1 | 19 | 7629 | Rate Constraint in MTons | FALSE | L | Annual | Allowances Sold NOX | Thousand Tons | 0 | 0 | 0 | 0 | 0 | 0 | 0
#CAN - ON - O3 Annex - NOX Cap Annual v3.1 | 19 | 7629 | Rate Constraint in MTons | FALSE | L | Annual | Allowances Banked | Thousand Tons | 0 | 0 | 0 | 0 | 0 | 0 | 0
#CAN - ON - O3 Annex - NOX Cap Annual v3.1 | 19 | 7629 | Rate Constraint in MTons | FALSE | L | Annual | Allowances Withdrawn (1:1) | Thousand Tons | 0 | 0 | 0 | 0 | 0 | 0 | 0
#CAN - ON - O3 Annex - NOX Cap Annual v3.1 | 19 | 7629 | Rate Constraint in MTons | FALSE | L | Annual | Allowances Withdrawn (n:1) | Thousand Tons | 0 | 0 | 0 | 0 | 0 | 0 | 0
#CAN - ON - O3 Annex - NOX Cap Annual v3.1 | 19 | 7629 | Rate Constraint in MTons | FALSE | L | Annual | Net Emissions Allowance Position | Thousand Tons | 0.79024 | 0.86416 | 0.89112 | 0.79005 | 0.79403 | 0.69658 | 0.71751
#CAN - ON - O3 Annex - NOX Cap Annual v3.1 | 19 | 7629 | Rate Constraint in MTons | FALSE | L | Annual | Fuel Consumed | TBtu | 93.6016 | 106.3478 | 109.5919 | 96.4105 | 97.021 | 79.0314 | 85.3356
#CAN - ON - O3 Annex - NOX Cap Annual v3.1 | 19 | 7629 | Rate Constraint in MTons | FALSE | L | Annual | Rate | lb/MMBtu | 0.016885 | 0.016251 | 0.016263 | 0.016389 | 0.016368 | 0.017628 | 0.016816
#CAN - ON - O3 Annex - NOX Cap Annual v3.1 | 19 | 7629 | Rate Constraint in MTons | FALSE | L | Annual | Generation | TWh | 13.58 | 15.3217 | 15.7593 | 13.9676 | 14.0532 | 11.6005 | 12.4637
#CAN - ON - O3 Annex - NOX Cap Annual v3.1 | 19 | 7629 | Rate Constraint in MTons | FALSE | L | Annual | Qualifying Generation | TWh | 13.58 | 15.3217 | 15.7593 | 13.9676 | 14.0532 | 11.6005 | 12.4637
#CAN - ON - O3 Annex - NOX Cap Annual v3.1 | 19 | 7629 | Rate Constraint in MTons | FALSE | L | Annual | Rate | lb/MWh | 0.11638 | 0.1128 | 0.11309 | 0.11313 | 0.113 | 0.12009 | 0.11514
#CAN - ON - O3 Annex - NOX Cap Annual v3.1 | 19 | 7629 | Rate Constraint in MTons | FALSE | L | Annual | Constraint Shadow Price | US2019$/Ton | 0 | 0 | 0 | 0 | 0 | 0 | 0
#CAN - ON - SO2 Cap Annual v3.1 | 20 | 7630 | Rate Constraint in MTons | FALSE | L | Annual | Seasons Included | Seasons | Winter, WintShld, Summer | Winter, WintShld, Summer | Winter, WintShld, Summer | Winter, WintShld, Summer | Winter, WintShld, Summer | Winter, WintShld, Summer | Winter, WintShld, Summer
#CAN - ON - SO2 Cap Annual v3.1 | 20 | 7630 | Rate Constraint in MTons | FALSE | L | Annual | Standard SO2 | Thousand Tons | 144.4026 | 144.4026 | 144.4026 | 144.4026 | 144.4026 | 144.4026 | 144.4026
#CAN - ON - SO2 Cap Annual v3.1 | 20 | 7630 | Rate Constraint in MTons | FALSE | L | Annual | Emissions at Affected Plants SO2 | Thousand Tons | 0.13696 | 0.13696 | 0.13696 | 0.13696 | 0.13696 | 0.13696 | 0.13696
#CAN - ON - SO2 Cap Annual v3.1 | 20 | 7630 | Rate Constraint in MTons | FALSE | L | Annual | Allowances Purchased SO2 | Thousand Tons | 0 | 0 | 0 | 0 | 0 | 0 | 0
#CAN - ON - SO2 Cap Annual v3.1 | 20 | 7630 | Rate Constraint in MTons | FALSE | L | Annual | Allowances Sold SO2 | Thousand Tons | 0 | 0 | 0 | 0 | 0 | 0 | 0
#CAN - ON - SO2 Cap Annual v3.1 | 20 | 7630 | Rate Constraint in MTons | FALSE | L | Annual | Allowances Banked | Thousand Tons | 0 | 0 | 0 | 0 | 0 | 0 | 0
#CAN - ON - SO2 Cap Annual v3.1 | 20 | 7630 | Rate Constraint in MTons | FALSE | L | Annual | Allowances Withdrawn (1:1) | Thousand Tons | 0 | 0 | 0 | 0 | 0 | 0 | 0
#CAN - ON - SO2 Cap Annual v3.1 | 20 | 7630 | Rate Constraint in MTons | FALSE | L | Annual | Allowances Withdrawn (n:1) | Thousand Tons | 0 | 0 | 0 | 0 | 0 | 0 | 0
#CAN - ON - SO2 Cap Annual v3.1 | 20 | 7630 | Rate Constraint in MTons | FALSE | L | Annual | Net Emissions Allowance Position | Thousand Tons | 0.13696 | 0.13696 | 0.13696 | 0.13696 | 0.13696 | 0.13696 | 0.13696
#CAN - ON - SO2 Cap Annual v3.1 | 20 | 7630 | Rate Constraint in MTons | FALSE | L | Annual | Fuel Consumed | TBtu | 118.7809 | 134.2806 | 133.1651 | 127.6112 | 120.6456 | 92.0731 | 98.3373
#CAN - ON - SO2 Cap Annual v3.1 | 20 | 7630 | Rate Constraint in MTons | FALSE | L | Annual | Rate | lb/MMBtu | 0.0023061 | 0.0020399 | 0.002057 | 0.0021465 | 0.0022705 | 0.0029751 | 0.0027855
#CAN - ON - SO2 Cap Annual v3.1 | 20 | 7630 | Rate Constraint in MTons | FALSE | L | Annual | Generation | TWh | 16.9528 | 19.068 | 18.9131 | 18.1566 | 17.2151 | 13.3229 | 14.1801
#CAN - ON - SO2 Cap Annual v3.1 | 20 | 7630 | Rate Constraint in MTons | FALSE | L | Annual | Qualifying Generation | TWh | 16.9528 | 19.068 | 18.9131 | 18.1566 | 17.2151 | 13.3229 | 14.1801
#CAN - ON - SO2 Cap Annual v3.1 | 20 | 7630 | Rate Constraint in MTons | FALSE | L | Annual | Rate | lb/MWh | 0.016158 | 0.014366 | 0.014483 | 0.015087 | 0.015912 | 0.02056 | 0.019317
#CAN - ON - SO2 Cap Annual v3.1 | 20 | 7630 | Rate Constraint in MTons | FALSE | L | Annual | Constraint Shadow Price | US2019$/Ton | 0 | 0 | 0 | 0 | 0 | 0 | 0
#CAN - PE - Acid Rain - SO2 Cap Annual v3.1 | 21 | 7634 | Rate Constraint in MTons | FALSE | L | Annual | Seasons Included | Seasons | Winter, WintShld, Summer | Winter, WintShld, Summer | Winter, WintShld, Summer | Winter, WintShld, Summer | Winter, WintShld, Summer | Winter, WintShld, Summer | Winter, WintShld, Summer
#CAN - PE - Acid Rain - SO2 Cap Annual v3.1 | 21 | 7634 | Rate Constraint in MTons | FALSE | L | Annual | Standard SO2 | Thousand Tons | 3.31 | 3.31 | 3.31 | 3.31 | 3.31 | 3.31 | 3.31
#CAN - PE - Acid Rain - SO2 Cap Annual v3.1 | 21 | 7634 | Rate Constraint in MTons | FALSE | L | Annual | Emissions at Affected Plants SO2 | Thousand Tons | 0 | 0 | 0 | 0 | 0 | 0 | 0
#CAN - PE - Acid Rain - SO2 Cap Annual v3.1 | 21 | 7634 | Rate Constraint in MTons | FALSE | L | Annual | Allowances Purchased SO2 | Thousand Tons | 0 | 0 | 0 | 0 | 0 | 0 | 0
#CAN - PE - Acid Rain - SO2 Cap Annual v3.1 | 21 | 7634 | Rate Constraint in MTons | FALSE | L | Annual | Allowances Sold SO2 | Thousand Tons | 0 | 0 | 0 | 0 | 0 | 0 | 0
#CAN - PE - Acid Rain - SO2 Cap Annual v3.1 | 21 | 7634 | Rate Constraint in MTons | FALSE | L | Annual | Allowances Banked | Thousand Tons | 0 | 0 | 0 | 0 | 0 | 0 | 0
#CAN - PE - Acid Rain - SO2 Cap Annual v3.1 | 21 | 7634 | Rate Constraint in MTons | FALSE | L | Annual | Allowances Withdrawn (1:1) | Thousand Tons | 0 | 0 | 0 | 0 | 0 | 0 | 0
#CAN - PE - Acid Rain - SO2 Cap Annual v3.1 | 21 | 7634 | Rate Constraint in MTons | FALSE | L | Annual | Allowances Withdrawn (n:1) | Thousand Tons | 0 | 0 | 0 | 0 | 0 | 0 | 0
#CAN - PE - Acid Rain - SO2 Cap Annual v3.1 | 21 | 7634 | Rate Constraint in MTons | FALSE | L | Annual | Net Emissions Allowance Position | Thousand Tons | 0 | 0 | 0 | 0 | 0 | 0 | 0
#CAN - PE - Acid Rain - SO2 Cap Annual v3.1 | 21 | 7634 | Rate Constraint in MTons | FALSE | L | Annual | Fuel Consumed | TBtu | 5.3703 | 5.3718 | 6.2575 | 6.2748 | 5.5015 | 5.2893 | 4.7628
#CAN - PE - Acid Rain - SO2 Cap Annual v3.1 | 21 | 7634 | Rate Constraint in MTons | FALSE | L | Annual | Rate | lb/MMBtu | 0 | 0 | 0 | 0 | 0 | 0 | 0
#CAN - PE - Acid Rain - SO2 Cap Annual v3.1 | 21 | 7634 | Rate Constraint in MTons | FALSE | L | Annual | Generation | TWh | 0.54218 | 0.54223 | 0.63171 | 0.63349 | 0.55543 | 0.534 | 0.48085
#CAN - PE - Acid Rain - SO2 Cap Annual v3.1 | 21 | 7634 | Rate Constraint in MTons | FALSE | L | Annual | Qualifying Generation | TWh | 0.54218 | 0.54223 | 0.63171 | 0.63349 | 0.55543 | 0.534 | 0.48085
#CAN - PE - Acid Rain - SO2 Cap Annual v3.1 | 21 | 7634 | Rate Constraint in MTons | FALSE | L | Annual | Rate | lb/MWh | 0 | 0 | 0 | 0 | 0 | 0 | 0
#CAN - PE - Acid Rain - SO2 Cap Annual v3.1 | 21 | 7634 | Rate Constraint in MTons | FALSE | L | Annual | Constraint Shadow Price | US2019$/Ton | 0 | 0 | 0 | 0 | 0 | 0 | 0
#CAN - PQ - Acid Rain - SO2 Cap Annual v3.1 | 22 | 7632 | Rate Constraint in MTons | FALSE | L | Annual | Seasons Included | Seasons | Winter, WintShld, Summer | Winter, WintShld, Summer | Winter, WintShld, Summer | Winter, WintShld, Summer | Winter, WintShld, Summer | Winter, WintShld, Summer | Winter, WintShld, Summer
#CAN - PQ - Acid Rain - SO2 Cap Annual v3.1 | 22 | 7632 | Rate Constraint in MTons | FALSE | L | Annual | Standard SO2 | Thousand Tons | 6.61 | 6.61 | 6.61 | 6.61 | 6.61 | 6.61 | 6.61
#CAN - PQ - Acid Rain - SO2 Cap Annual v3.1 | 22 | 7632 | Rate Constraint in MTons | FALSE | L | Annual | Emissions at Affected Plants SO2 | Thousand Tons | 0 | 0 | 0 | 0 | 0 | 0 | 0
#CAN - PQ - Acid Rain - SO2 Cap Annual v3.1 | 22 | 7632 | Rate Constraint in MTons | FALSE | L | Annual | Allowances Purchased SO2 | Thousand Tons | 0 | 0 | 0 | 0 | 0 | 0 | 0
#CAN - PQ - Acid Rain - SO2 Cap Annual v3.1 | 22 | 7632 | Rate Constraint in MTons | FALSE | L | Annual | Allowances Sold SO2 | Thousand Tons | 0 | 0 | 0 | 0 | 0 | 0 | 0
#CAN - PQ - Acid Rain - SO2 Cap Annual v3.1 | 22 | 7632 | Rate Constraint in MTons | FALSE | L | Annual | Allowances Banked | Thousand Tons | 0 | 0 | 0 | 0 | 0 | 0 | 0
#CAN - PQ - Acid Rain - SO2 Cap Annual v3.1 | 22 | 7632 | Rate Constraint in MTons | FALSE | L | Annual | Allowances Withdrawn (1:1) | Thousand Tons | 0 | 0 | 0 | 0 | 0 | 0 | 0
#CAN - PQ - Acid Rain - SO2 Cap Annual v3.1 | 22 | 7632 | Rate Constraint in MTons | FALSE | L | Annual | Allowances Withdrawn (n:1) | Thousand Tons | 0 | 0 | 0 | 0 | 0 | 0 | 0
#CAN - PQ - Acid Rain - SO2 Cap Annual v3.1 | 22 | 7632 | Rate Constraint in MTons | FALSE | L | Annual | Net Emissions Allowance Position | Thousand Tons | 0 | 0 | 0 | 0 | 0 | 0 | 0
#CAN - PQ - Acid Rain - SO2 Cap Annual v3.1 | 22 | 7632 | Rate Constraint in MTons | FALSE | L | Annual | Fuel Consumed | TBtu | 7.4602 | 0 | 0 | 0 | 0 | 0 | 0
#CAN - PQ - Acid Rain - SO2 Cap Annual v3.1 | 22 | 7632 | Rate Constraint in MTons | FALSE | L | Annual | Rate | lb/MMBtu | 0 | 0 | 0 | 0 | 0 | 0 | 0
#CAN - PQ - Acid Rain - SO2 Cap Annual v3.1 | 22 | 7632 | Rate Constraint in MTons | FALSE | L | Annual | Generation | TWh | 1.132 | 0 | 0 | 0 | 0 | 0 | 0
#CAN - PQ - Acid Rain - SO2 Cap Annual v3.1 | 22 | 7632 | Rate Constraint in MTons | FALSE | L | Annual | Qualifying Generation | TWh | 1.132 | 0 | 0 | 0 | 0 | 0 | 0
#CAN - PQ - Acid Rain - SO2 Cap Annual v3.1 | 22 | 7632 | Rate Constraint in MTons | FALSE | L | Annual | Rate | lb/MWh | 0 | 0 | 0 | 0 | 0 | 0 | 0
#CAN - PQ - Acid Rain - SO2 Cap Annual v3.1 | 22 | 7632 | Rate Constraint in MTons | FALSE | L | Annual | Constraint Shadow Price | US2019$/Ton | 0 | 0 | 0 | 0 | 0 | 0 | 0
#CAN - PQ - CO2 Constraint- v.6.17 | 23 | 7633 | Rate Constraint in MTons | FALSE | L | Annual | Seasons Included | Seasons | Winter, WintShld, Summer | Winter, WintShld, Summer | Winter, WintShld, Summer | Winter, WintShld, Summer | Winter, WintShld, Summer | Winter, WintShld, Summer | Winter, WintShld, Summer
#CAN - PQ - CO2 Constraint- v.6.17 | 23 | 7633 | Rate Constraint in MTons | FALSE | L | Annual | Standard CO2 | Thousand Tons | 0 | 0 | 0 | 0 | 0 | 0 | 0
#CAN - PQ - CO2 Constraint- v.6.17 | 23 | 7633 | Rate Constraint in MTons | FALSE | L | Annual | Emissions at Affected Plants CO2 | Thousand Tons | 580.6571 | 0 | 0 | 0 | 0 | 0 | 0
#CAN - PQ - CO2 Constraint- v.6.17 | 23 | 7633 | Rate Constraint in MTons | FALSE | L | Annual | Allowances Purchased CO2 | Thousand Tons | -580.6571 | 0 | 0 | 0 | 0 | 0 | 0
#CAN - PQ - CO2 Constraint- v.6.17 | 23 | 7633 | Rate Constraint in MTons | FALSE | L | Annual | Allowances Sold CO2 | Thousand Tons | 0 | 0 | 0 | 0 | 0 | 0 | 0
#CAN - PQ - CO2 Constraint- v.6.17 | 23 | 7633 | Rate Constraint in MTons | FALSE | L | Annual | Allowances Banked | Thousand Tons | 0 | 0 | 0 | 0 | 0 | 0 | 0
#CAN - PQ - CO2 Constraint- v.6.17 | 23 | 7633 | Rate Constraint in MTons | FALSE | L | Annual | Allowances Withdrawn (1:1) | Thousand Tons | 0 | 0 | 0 | 0 | 0 | 0 | 0
#CAN - PQ - CO2 Constraint- v.6.17 | 23 | 7633 | Rate Constraint in MTons | FALSE | L | Annual | Allowances Withdrawn (n:1) | Thousand Tons | 0 | 0 | 0 | 0 | 0 | 0 | 0
#CAN - PQ - CO2 Constraint- v.6.17 | 23 | 7633 | Rate Constraint in MTons | FALSE | L | Annual | Net Emissions Allowance Position | Thousand Tons | -1.7904e-08 | 0 | 0 | 0 | 0 | 0 | 0
#CAN - PQ - CO2 Constraint- v.6.17 | 23 | 7633 | Rate Constraint in MTons | FALSE | L | Annual | Fuel Consumed | TBtu | 7.4602 | 0 | 0 | 0 | 0 | 0 | 0
#CAN - PQ - CO2 Constraint- v.6.17 | 23 | 7633 | Rate Constraint in MTons | FALSE | L | Annual | Rate | lb/MMBtu | 155.6684 | 0 | 0 | 0 | 0 | 0 | 0
#CAN - PQ - CO2 Constraint- v.6.17 | 23 | 7633 | Rate Constraint in MTons | FALSE | L | Annual | Generation | TWh | 1.132 | 0 | 0 | 0 | 0 | 0 | 0
#CAN - PQ - CO2 Constraint- v.6.17 | 23 | 7633 | Rate Constraint in MTons | FALSE | L | Annual | Qualifying Generation | TWh | 1.132 | 0 | 0 | 0 | 0 | 0 | 0
#CAN - PQ - CO2 Constraint- v.6.17 | 23 | 7633 | Rate Constraint in MTons | FALSE | L | Annual | Rate | lb/MWh | 1025.855 | 0 | 0 | 0 | 0 | 0 | 0
#CAN - PQ - CO2 Constraint- v.6.17 | 23 | 7633 | Rate Constraint in MTons | FALSE | L | Annual | Constraint Shadow Price | US2019$/Ton | 14.091 | 64.5004 | 71.6702 | 71.6703 | 71.6702 | 71.6705 | 71.6706
#CAN - PQ - O3 Annex - NOX Cap Annual v3.1 | 24 | 7631 | Rate Constraint in MTons | FALSE | L | Annual | Seasons Included | Seasons | Winter, WintShld, Summer | Winter, WintShld, Summer | Winter, WintShld, Summer | Winter, WintShld, Summer | Winter, WintShld, Summer | Winter, WintShld, Summer | Winter, WintShld, Summer
#CAN - PQ - O3 Annex - NOX Cap Annual v3.1 | 24 | 7631 | Rate Constraint in MTons | FALSE | L | Annual | Standard NOX | Thousand Tons | 5.5115 | 5.5115 | 5.5115 | 5.5115 | 5.5115 | 5.5115 | 5.5115
#CAN - PQ - O3 Annex - NOX Cap Annual v3.1 | 24 | 7631 | Rate Constraint in MTons | FALSE | L | Annual | Emissions at Affected Plants NOX | Thousand Tons | 0.067548 | 0 | 0 | 0 | 0 | 0 | 0
#CAN - PQ - O3 Annex - NOX Cap Annual v3.1 | 24 | 7631 | Rate Constraint in MTons | FALSE | L | Annual | Allowances Purchased NOX | Thousand Tons | 0 | 0 | 0 | 0 | 0 | 0 | 0
#CAN - PQ - O3 Annex - NOX Cap Annual v3.1 | 24 | 7631 | Rate Constraint in MTons | FALSE | L | Annual | Allowances Sold NOX | Thousand Tons | 0 | 0 | 0 | 0 | 0 | 0 | 0
#CAN - PQ - O3 Annex - NOX Cap Annual v3.1 | 24 | 7631 | Rate Constraint in MTons | FALSE | L | Annual | Allowances Banked | Thousand Tons | 0 | 0 | 0 | 0 | 0 | 0 | 0
#CAN - PQ - O3 Annex - NOX Cap Annual v3.1 | 24 | 7631 | Rate Constraint in MTons | FALSE | L | Annual | Allowances Withdrawn (1:1) | Thousand Tons | 0 | 0 | 0 | 0 | 0 | 0 | 0
#CAN - PQ - O3 Annex - NOX Cap Annual v3.1 | 24 | 7631 | Rate Constraint in MTons | FALSE | L | Annual | Allowances Withdrawn (n:1) | Thousand Tons | 0 | 0 | 0 | 0 | 0 | 0 | 0
#CAN - PQ - O3 Annex - NOX Cap Annual v3.1 | 24 | 7631 | Rate Constraint in MTons | FALSE | L | Annual | Net Emissions Allowance Position | Thousand Tons | 0.067548 | 0 | 0 | 0 | 0 | 0 | 0
#CAN - PQ - O3 Annex - NOX Cap Annual v3.1 | 24 | 7631 | Rate Constraint in MTons | FALSE | L | Annual | Fuel Consumed | TBtu | 7.4602 | 0 | 0 | 0 | 0 | 0 | 0
#CAN - PQ - O3 Annex - NOX Cap Annual v3.1 | 24 | 7631 | Rate Constraint in MTons | FALSE | L | Annual | Rate | lb/MMBtu | 0.018109 | 0 | 0 | 0 | 0 | 0 | 0
#CAN - PQ - O3 Annex - NOX Cap Annual v3.1 | 24 | 7631 | Rate Constraint in MTons | FALSE | L | Annual | Generation | TWh | 1.132 | 0 | 0 | 0 | 0 | 0 | 0
#CAN - PQ - O3 Annex - NOX Cap Annual v3.1 | 24 | 7631 | Rate Constraint in MTons | FALSE | L | Annual | Qualifying Generation | TWh | 1.132 | 0 | 0 | 0 | 0 | 0 | 0
#CAN - PQ - O3 Annex - NOX Cap Annual v3.1 | 24 | 7631 | Rate Constraint in MTons | FALSE | L | Annual | Rate | lb/MWh | 0.11934 | 0 | 0 | 0 | 0 | 0 | 0
#CAN - PQ - O3 Annex - NOX Cap Annual v3.1 | 24 | 7631 | Rate Constraint in MTons | FALSE | L | Annual | Constraint Shadow Price | US2019$/Ton | 0 | 0 | 0 | 0 | 0 | 0 | 0
#CAN - SK - MER Cap Annual v4.12 | 25 | 7635 | Rate Constraint in MTons | FALSE | L | Annual | Seasons Included | Seasons | Winter, WintShld, Summer | Winter, WintShld, Summer | Winter, WintShld, Summer | Winter, WintShld, Summer | Winter, WintShld, Summer | Winter, WintShld, Summer | Winter, WintShld, Summer
#CAN - SK - MER Cap Annual v4.12 | 25 | 7635 | Rate Constraint in MTons | FALSE | L | Annual | Standard MER | lbs | 947.9877 | 947.9877 | 947.9877 | 947.9877 | 947.9877 | 947.9877 | 947.9877
#CAN - SK - MER Cap Annual v4.12 | 25 | 7635 | Rate Constraint in MTons | FALSE | L | Annual | Emissions at Affected Plants MER | lbs | 687.6637 | 713.8183 | 721.3021 | 730.2092 | 688.7381 | 856.49 | 866.9313
#CAN - SK - MER Cap Annual v4.12 | 25 | 7635 | Rate Constraint in MTons | FALSE | L | Annual | Allowances Purchased MER | lbs | 0 | 0 | 0 | 0 | 0 | 0 | 0
#CAN - SK - MER Cap Annual v4.12 | 25 | 7635 | Rate Constraint in MTons | FALSE | L | Annual | Allowances Sold MER | lbs | 0 | 0 | 0 | 0 | 0 | 0 | 0
#CAN - SK - MER Cap Annual v4.12 | 25 | 7635 | Rate Constraint in MTons | FALSE | L | Annual | Allowances Banked | lbs | 0 | 0 | 0 | 0 | 0 | 0 | 0
#CAN - SK - MER Cap Annual v4.12 | 25 | 7635 | Rate Constraint in MTons | FALSE | L | Annual | Allowances Withdrawn (1:1) | lbs | 0 | 0 | 0 | 0 | 0 | 0 | 0
#CAN - SK - MER Cap Annual v4.12 | 25 | 7635 | Rate Constraint in MTons | FALSE | L | Annual | Allowances Withdrawn (n:1) | lbs | 0 | 0 | 0 | 0 | 0 | 0 | 0
#CAN - SK - MER Cap Annual v4.12 | 25 | 7635 | Rate Constraint in MTons | FALSE | L | Annual | Net Emissions Allowance Position | lbs | 687.6637 | 713.8183 | 721.3021 | 730.2092 | 688.7381 | 856.49 | 866.9313
#CAN - SK - MER Cap Annual v4.12 | 25 | 7635 | Rate Constraint in MTons | FALSE | L | Annual | Fuel Consumed | TBtu | 117.111 | 117.111 | 117.111 | 117.111 | 117.111 | 114.3922 | 117.111
#CAN - SK - MER Cap Annual v4.12 | 25 | 7635 | Rate Constraint in MTons | FALSE | L | Annual | Rate | lb/MMBtu | 5.8719e-06 | 6.0952e-06 | 6.1591e-06 | 6.2352e-06 | 5.8811e-06 | 7.4873e-06 | 7.4026e-06
#CAN - SK - MER Cap Annual v4.12 | 25 | 7635 | Rate Constraint in MTons | FALSE | L | Annual | Generation | TWh | 11.2197 | 11.2197 | 11.2197 | 11.2197 | 11.2197 | 10.9592 | 11.2197
#CAN - SK - MER Cap Annual v4.12 | 25 | 7635 | Rate Constraint in MTons | FALSE | L | Annual | Qualifying Generation | TWh | 11.2197 | 11.2197 | 11.2197 | 11.2197 | 11.2197 | 10.9592 | 11.2197
#CAN - SK - MER Cap Annual v4.12 | 25 | 7635 | Rate Constraint in MTons | FALSE | L | Annual | Rate | lb/MWh | 6.1291e-05 | 6.3622e-05 | 6.4289e-05 | 6.5083e-05 | 6.1387e-05 | 7.8153e-05 | 7.7269e-05
#CAN - SK - MER Cap Annual v4.12 | 25 | 7635 | Rate Constraint in MTons | FALSE | L | Annual | Constraint Shadow Price | US2019$/Lb | 0 | 0 | 0 | 0 | 0 | 0 | 0
#CAN Aconi 1 - SO2 Rate Annual v3.1 | 26 | 7636 | Rate Constraint in lbs/MMBtu | FALSE | L | Annual | Seasons Included | Seasons | Winter, WintShld, Summer | Winter, WintShld, Summer | Winter, WintShld, Summer | Winter, WintShld, Summer | Winter, WintShld, Summer | Winter, WintShld, Summer | Winter, WintShld, Summer
#CAN Aconi 1 - SO2 Rate Annual v3.1 | 26 | 7636 | Rate Constraint in lbs/MMBtu | FALSE | L | Annual | Standard SO2 | lb/MMBtu | 0.58146 | 0.58146 | 0.58146 | 0.58146 | 0.58146 | 0.58146 | 0.58146
#CAN Aconi 1 - SO2 Rate Annual v3.1 | 26 | 7636 | Rate Constraint in lbs/MMBtu | FALSE | L | Annual | Emissions at Affected Plants SO2 | Thousand Tons | 0.011394 | 0 | 0 | 0 | 0 | 0 | 0
#CAN Aconi 1 - SO2 Rate Annual v3.1 | 26 | 7636 | Rate Constraint in lbs/MMBtu | FALSE | L | Annual | Allowances Purchased SO2 | Thousand Tons | 0 | 0 | 0 | 0 | 0 | 0 | 0
#CAN Aconi 1 - SO2 Rate Annual v3.1 | 26 | 7636 | Rate Constraint in lbs/MMBtu | FALSE | L | Annual | Allowances Sold SO2 | Thousand Tons | 0 | 0 | 0 | 0 | 0 | 0 | 0
#CAN Aconi 1 - SO2 Rate Annual v3.1 | 26 | 7636 | Rate Constraint in lbs/MMBtu | FALSE | L | Annual | Allowances Banked | Thousand Tons | 0 | 0 | 0 | 0 | 0 | 0 | 0
#CAN Aconi 1 - SO2 Rate Annual v3.1 | 26 | 7636 | Rate Constraint in lbs/MMBtu | FALSE | L | Annual | Allowances Withdrawn (1:1) | Thousand Tons | 0 | 0 | 0 | 0 | 0 | 0 | 0
#CAN Aconi 1 - SO2 Rate Annual v3.1 | 26 | 7636 | Rate Constraint in lbs/MMBtu | FALSE | L | Annual | Allowances Withdrawn (n:1) | Thousand Tons | 0 | 0 | 0 | 0 | 0 | 0 | 0
#CAN Aconi 1 - SO2 Rate Annual v3.1 | 26 | 7636 | Rate Constraint in lbs/MMBtu | FALSE | L | Annual | Net Emissions Allowance Position | Thousand Tons | 0.011394 | 0 | 0 | 0 | 0 | 0 | 0
#CAN Aconi 1 - SO2 Rate Annual v3.1 | 26 | 7636 | Rate Constraint in lbs/MMBtu | FALSE | L | Annual | Fuel Consumed | TBtu | 0.19441 | 0 | 0 | 0 | 0 | 0 | 0
#CAN Aconi 1 - SO2 Rate Annual v3.1 | 26 | 7636 | Rate Constraint in lbs/MMBtu | FALSE | L | Annual | Rate | lb/MMBtu | 0.11722 | 0 | 0 | 0 | 0 | 0 | 0
#CAN Aconi 1 - SO2 Rate Annual v3.1 | 26 | 7636 | Rate Constraint in lbs/MMBtu | FALSE | L | Annual | Generation | TWh | 0.018625 | 0 | 0 | 0 | 0 | 0 | 0
#CAN Aconi 1 - SO2 Rate Annual v3.1 | 26 | 7636 | Rate Constraint in lbs/MMBtu | FALSE | L | Annual | Qualifying Generation | TWh | 0.018625 | 0 | 0 | 0 | 0 | 0 | 0
#CAN Aconi 1 - SO2 Rate Annual v3.1 | 26 | 7636 | Rate Constraint in lbs/MMBtu | FALSE | L | Annual | Rate | lb/MWh | 1.2235 | 0 | 0 | 0 | 0 | 0 | 0
#CAN Aconi 1 - SO2 Rate Annual v3.1 | 26 | 7636 | Rate Constraint in lbs/MMBtu | FALSE | L | Annual | Constraint Shadow Price | US2019$/Ton | 0 | 0 | 0 | 0 | 0 | 0 | 0
#CAN Lingan 1-4 - SO2 Rate Annual v3.1 | 27 | 7637 | Rate Constraint in lbs/MMBtu | FALSE | L | Annual | Seasons Included | Seasons | Winter, WintShld, Summer | Winter, WintShld, Summer | Winter, WintShld, Summer | Winter, WintShld, Summer | Winter, WintShld, Summer | Winter, WintShld, Summer | Winter, WintShld, Summer
#CAN Lingan 1-4 - SO2 Rate Annual v3.1 | 27 | 7637 | Rate Constraint in lbs/MMBtu | FALSE | L | Annual | Standard SO2 | lb/MMBtu | 3.7214 | 3.7214 | 3.7214 | 3.7214 | 3.7214 | 3.7214 | 3.7214
#CAN Lingan 1-4 - SO2 Rate Annual v3.1 | 27 | 7637 | Rate Constraint in lbs/MMBtu | FALSE | L | Annual | Emissions at Affected Plants SO2 | Thousand Tons | 5.8805 | 0.15905 | 0.15905 | 0.15905 | 0.15905 | 0.15905 | 0.15905
#CAN Lingan 1-4 - SO2 Rate Annual v3.1 | 27 | 7637 | Rate Constraint in lbs/MMBtu | FALSE | L | Annual | Allowances Purchased SO2 | Thousand Tons | 0 | 0 | 0 | 0 | 0 | 0 | 0
#CAN Lingan 1-4 - SO2 Rate Annual v3.1 | 27 | 7637 | Rate Constraint in lbs/MMBtu | FALSE | L | Annual | Allowances Sold SO2 | Thousand Tons | 0 | 0 | 0 | 0 | 0 | 0 | 0
#CAN Lingan 1-4 - SO2 Rate Annual v3.1 | 27 | 7637 | Rate Constraint in lbs/MMBtu | FALSE | L | Annual | Allowances Banked | Thousand Tons | 0 | 0 | 0 | 0 | 0 | 0 | 0
#CAN Lingan 1-4 - SO2 Rate Annual v3.1 | 27 | 7637 | Rate Constraint in lbs/MMBtu | FALSE | L | Annual | Allowances Withdrawn (1:1) | Thousand Tons | 0 | 0 | 0 | 0 | 0 | 0 | 0
#CAN Lingan 1-4 - SO2 Rate Annual v3.1 | 27 | 7637 | Rate Constraint in lbs/MMBtu | FALSE | L | Annual | Allowances Withdrawn (n:1) | Thousand Tons | 0 | 0 | 0 | 0 | 0 | 0 | 0
#CAN Lingan 1-4 - SO2 Rate Annual v3.1 | 27 | 7637 | Rate Constraint in lbs/MMBtu | FALSE | L | Annual | Net Emissions Allowance Position | Thousand Tons | 5.8805 | 0.15905 | 0.15905 | 0.15905 | 0.15905 | 0.15905 | 0.15905
#CAN Lingan 1-4 - SO2 Rate Annual v3.1 | 27 | 7637 | Rate Constraint in lbs/MMBtu | FALSE | L | Annual | Fuel Consumed | TBtu | 10.7356 | 0.29036 | 0.29036 | 0.29036 | 0.29036 | 0.29036 | 0.29036
#CAN Lingan 1-4 - SO2 Rate Annual v3.1 | 27 | 7637 | Rate Constraint in lbs/MMBtu | FALSE | L | Annual | Rate | lb/MMBtu | 1.0955 | 1.0955 | 1.0955 | 1.0955 | 1.0955 | 1.0955 | 1.0955
#CAN Lingan 1-4 - SO2 Rate Annual v3.1 | 27 | 7637 | Rate Constraint in lbs/MMBtu | FALSE | L | Annual | Generation | TWh | 1.0285 | 0.027818 | 0.027818 | 0.027818 | 0.027818 | 0.027818 | 0.027818
#CAN Lingan 1-4 - SO2 Rate Annual v3.1 | 27 | 7637 | Rate Constraint in lbs/MMBtu | FALSE | L | Annual | Qualifying Generation | TWh | 1.0285 | 0.027818 | 0.027818 | 0.027818 | 0.027818 | 0.027818 | 0.027818
#CAN Lingan 1-4 - SO2 Rate Annual v3.1 | 27 | 7637 | Rate Constraint in lbs/MMBtu | FALSE | L | Annual | Rate | lb/MWh | 11.4349 | 11.4349 | 11.4349 | 11.4349 | 11.4349 | 11.4349 | 11.4349
#CAN Lingan 1-4 - SO2 Rate Annual v3.1 | 27 | 7637 | Rate Constraint in lbs/MMBtu | FALSE | L | Annual | Constraint Shadow Price | US2019$/Ton | 0 | 0 | 0 | 0 | 0 | 0 | 0
#CAN -National Coal CO2 Rate Limit- 2023- v6.20 | 28 | 7607 | Rate Constraint in lbs/MWh | FALSE | L | Annual | Seasons Included | Seasons | Winter, WintShld, Summer | Winter, WintShld, Summer | Winter, WintShld, Summer | Winter, WintShld, Summer | Winter, WintShld, Summer | Winter, WintShld, Summer | Winter, WintShld, Summer
#CAN -National Coal CO2 Rate Limit- 2023- v6.20 | 28 | 7607 | Rate Constraint in lbs/MWh | FALSE | L | Annual | Standard CO2 | lb/MWh | 925.94 | 925.94 | 925.94 | 925.94 | 925.94 | 925.94 | 925.94
#CAN -National Coal CO2 Rate Limit- 2023- v6.20 | 28 | 7607 | Rate Constraint in lbs/MWh | FALSE | L | Annual | Emissions at Affected Plants CO2 | Thousand Tons | 0 | 0 | 0 | 0 | 0 | 0 | 0
#CAN -National Coal CO2 Rate Limit- 2023- v6.20 | 28 | 7607 | Rate Constraint in lbs/MWh | FALSE | L | Annual | Allowances Purchased CO2 | Thousand Tons | 0 | 0 | 0 | 0 | 0 | 0 | 0
#CAN -National Coal CO2 Rate Limit- 2023- v6.20 | 28 | 7607 | Rate Constraint in lbs/MWh | FALSE | L | Annual | Allowances Sold CO2 | Thousand Tons | 0 | 0 | 0 | 0 | 0 | 0 | 0
#CAN -National Coal CO2 Rate Limit- 2023- v6.20 | 28 | 7607 | Rate Constraint in lbs/MWh | FALSE | L | Annual | Allowances Banked | Thousand Tons | 0 | 0 | 0 | 0 | 0 | 0 | 0
#CAN -National Coal CO2 Rate Limit- 2023- v6.20 | 28 | 7607 | Rate Constraint in lbs/MWh | FALSE | L | Annual | Allowances Withdrawn (1:1) | Thousand Tons | 0 | 0 | 0 | 0 | 0 | 0 | 0
#CAN -National Coal CO2 Rate Limit- 2023- v6.20 | 28 | 7607 | Rate Constraint in lbs/MWh | FALSE | L | Annual | Allowances Withdrawn (n:1) | Thousand Tons | 0 | 0 | 0 | 0 | 0 | 0 | 0
#CAN -National Coal CO2 Rate Limit- 2023- v6.20 | 28 | 7607 | Rate Constraint in lbs/MWh | FALSE | L | Annual | Net Emissions Allowance Position | Thousand Tons | 0 | 0 | 0 | 0 | 0 | 0 | 0
#CAN -National Coal CO2 Rate Limit- 2023- v6.20 | 28 | 7607 | Rate Constraint in lbs/MWh | FALSE | L | Annual | Fuel Consumed | TBtu | 0 | 0 | 0 | 0 | 0 | 0 | 0
#CAN -National Coal CO2 Rate Limit- 2023- v6.20 | 28 | 7607 | Rate Constraint in lbs/MWh | FALSE | L | Annual | Rate | lb/MMBtu | 0 | 0 | 0 | 0 | 0 | 0 | 0
#CAN -National Coal CO2 Rate Limit- 2023- v6.20 | 28 | 7607 | Rate Constraint in lbs/MWh | FALSE | L | Annual | Generation | TWh | 0 | 0 | 0 | 0 | 0 | 0 | 0
#CAN -National Coal CO2 Rate Limit- 2023- v6.20 | 28 | 7607 | Rate Constraint in lbs/MWh | FALSE | L | Annual | Qualifying Generation | TWh | 0 | 0 | 0 | 0 | 0 | 0 | 0
#CAN -National Coal CO2 Rate Limit- 2023- v6.20 | 28 | 7607 | Rate Constraint in lbs/MWh | FALSE | L | Annual | Constraint Shadow Price | US2019$/Ton | 0 | 0 | 0 | 0 | 0 | 0 | 0
#CAN -National Coal CO2 Rate Limit- 2028- v6.20 | 29 | 7609 | Rate Constraint in lbs/MWh | FALSE | L | Annual | Seasons Included | Seasons | Winter, WintShld, Summer | Winter, WintShld, Summer | Winter, WintShld, Summer | Winter, WintShld, Summer | Winter, WintShld, Summer | Winter, WintShld, Summer | Winter, WintShld, Summer
#CAN -National Coal CO2 Rate Limit- 2028- v6.20 | 29 | 7609 | Rate Constraint in lbs/MWh | FALSE | L | Annual | Standard CO2 | lb/MWh | 925.94 | 925.94 | 925.94 | 925.94 | 925.94 | 925.94 | 925.94
#CAN -National Coal CO2 Rate Limit- 2028- v6.20 | 29 | 7609 | Rate Constraint in lbs/MWh | FALSE | L | Annual | Emissions at Affected Plants CO2 | Thousand Tons | 0 | 0 | 0 | 0 | 0 | 0 | 0
#CAN -National Coal CO2 Rate Limit- 2028- v6.20 | 29 | 7609 | Rate Constraint in lbs/MWh | FALSE | L | Annual | Allowances Purchased CO2 | Thousand Tons | 0 | 0 | 0 | 0 | 0 | 0 | 0
#CAN -National Coal CO2 Rate Limit- 2028- v6.20 | 29 | 7609 | Rate Constraint in lbs/MWh | FALSE | L | Annual | Allowances Sold CO2 | Thousand Tons | 0 | 0 | 0 | 0 | 0 | 0 | 0
#CAN -National Coal CO2 Rate Limit- 2028- v6.20 | 29 | 7609 | Rate Constraint in lbs/MWh | FALSE | L | Annual | Allowances Banked | Thousand Tons | 0 | 0 | 0 | 0 | 0 | 0 | 0
#CAN -National Coal CO2 Rate Limit- 2028- v6.20 | 29 | 7609 | Rate Constraint in lbs/MWh | FALSE | L | Annual | Allowances Withdrawn (1:1) | Thousand Tons | 0 | 0 | 0 | 0 | 0 | 0 | 0
#CAN -National Coal CO2 Rate Limit- 2028- v6.20 | 29 | 7609 | Rate Constraint in lbs/MWh | FALSE | L | Annual | Allowances Withdrawn (n:1) | Thousand Tons | 0 | 0 | 0 | 0 | 0 | 0 | 0
#CAN -National Coal CO2 Rate Limit- 2028- v6.20 | 29 | 7609 | Rate Constraint in lbs/MWh | FALSE | L | Annual | Net Emissions Allowance Position | Thousand Tons | 0 | 0 | 0 | 0 | 0 | 0 | 0
#CAN -National Coal CO2 Rate Limit- 2028- v6.20 | 29 | 7609 | Rate Constraint in lbs/MWh | FALSE | L | Annual | Fuel Consumed | TBtu | 0 | 0 | 0 | 0 | 0 | 0 | 0
#CAN -National Coal CO2 Rate Limit- 2028- v6.20 | 29 | 7609 | Rate Constraint in lbs/MWh | FALSE | L | Annual | Rate | lb/MMBtu | 0 | 0 | 0 | 0 | 0 | 0 | 0
#CAN -National Coal CO2 Rate Limit- 2028- v6.20 | 29 | 7609 | Rate Constraint in lbs/MWh | FALSE | L | Annual | Generation | TWh | 0 | 0 | 0 | 0 | 0 | 0 | 0
#CAN -National Coal CO2 Rate Limit- 2028- v6.20 | 29 | 7609 | Rate Constraint in lbs/MWh | FALSE | L | Annual | Qualifying Generation | TWh | 0 | 0 | 0 | 0 | 0 | 0 | 0
#CAN -National Coal CO2 Rate Limit- 2028- v6.20 | 29 | 7609 | Rate Constraint in lbs/MWh | FALSE | L | Annual | Constraint Shadow Price | US2019$/Ton | 0 | 0 | 0 | 0 | 0 | 0 | 0
#CAN -National Coal CO2 Rate Limit- 2030- v6.20 | 30 | 7610 | Rate Constraint in lbs/MWh | FALSE | L | Annual | Seasons Included | Seasons | Winter, WintShld, Summer | Winter, WintShld, Summer | Winter, WintShld, Summer | Winter, WintShld, Summer | Winter, WintShld, Summer | Winter, WintShld, Summer | Winter, WintShld, Summer
#CAN -National Coal CO2 Rate Limit- 2030- v6.20 | 30 | 7610 | Rate Constraint in lbs/MWh | FALSE | L | Annual | Standard CO2 | lb/MWh | 0 | 925.94 | 925.94 | 925.94 | 925.94 | 925.94 | 925.94
#CAN -National Coal CO2 Rate Limit- 2030- v6.20 | 30 | 7610 | Rate Constraint in lbs/MWh | FALSE | L | Annual | Emissions at Affected Plants CO2 | Thousand Tons | 0 | 0 | 0 | 0 | 0 | 0 | 0
#CAN -National Coal CO2 Rate Limit- 2030- v6.20 | 30 | 7610 | Rate Constraint in lbs/MWh | FALSE | L | Annual | Allowances Purchased CO2 | Thousand Tons | 0 | 0 | 0 | 0 | 0 | 0 | 0
#CAN -National Coal CO2 Rate Limit- 2030- v6.20 | 30 | 7610 | Rate Constraint in lbs/MWh | FALSE | L | Annual | Allowances Sold CO2 | Thousand Tons | 0 | 0 | 0 | 0 | 0 | 0 | 0
#CAN -National Coal CO2 Rate Limit- 2030- v6.20 | 30 | 7610 | Rate Constraint in lbs/MWh | FALSE | L | Annual | Allowances Banked | Thousand Tons | 0 | 0 | 0 | 0 | 0 | 0 | 0
#CAN -National Coal CO2 Rate Limit- 2030- v6.20 | 30 | 7610 | Rate Constraint in lbs/MWh | FALSE | L | Annual | Allowances Withdrawn (1:1) | Thousand Tons | 0 | 0 | 0 | 0 | 0 | 0 | 0
#CAN -National Coal CO2 Rate Limit- 2030- v6.20 | 30 | 7610 | Rate Constraint in lbs/MWh | FALSE | L | Annual | Allowances Withdrawn (n:1) | Thousand Tons | 0 | 0 | 0 | 0 | 0 | 0 | 0
#CAN -National Coal CO2 Rate Limit- 2030- v6.20 | 30 | 7610 | Rate Constraint in lbs/MWh | FALSE | L | Annual | Net Emissions Allowance Position | Thousand Tons | 0 | 0 | 0 | 0 | 0 | 0 | 0
#CAN -National Coal CO2 Rate Limit- 2030- v6.20 | 30 | 7610 | Rate Constraint in lbs/MWh | FALSE | L | Annual | Fuel Consumed | TBtu | 0 | 0 | 0 | 0 | 0 | 0 | 0
#CAN -National Coal CO2 Rate Limit- 2030- v6.20 | 30 | 7610 | Rate Constraint in lbs/MWh | FALSE | L | Annual | Rate | lb/MMBtu | 0 | 0 | 0 | 0 | 0 | 0 | 0
#CAN -National Coal CO2 Rate Limit- 2030- v6.20 | 30 | 7610 | Rate Constraint in lbs/MWh | FALSE | L | Annual | Generation | TWh | 0 | 0 | 0 | 0 | 0 | 0 | 0
#CAN -National Coal CO2 Rate Limit- 2030- v6.20 | 30 | 7610 | Rate Constraint in lbs/MWh | FALSE | L | Annual | Qualifying Generation | TWh | 0 | 0 | 0 | 0 | 0 | 0 | 0
#CAN -National Coal CO2 Rate Limit- 2030- v6.20 | 30 | 7610 | Rate Constraint in lbs/MWh | FALSE | L | Annual | Constraint Shadow Price | US2019$/Ton | 0 | 1154.529 | 1004.7791 | 90.943 | 92.6164 | 77.3458 | 78.4756
#CAN -National Coal CO2 Rate Limit- NewUnit- v6.20 | 31 | 7615 | Rate Constraint in lbs/MWh | FALSE | L | Annual | Seasons Included | Seasons | Winter, WintShld, Summer | Winter, WintShld, Summer | Winter, WintShld, Summer | Winter, WintShld, Summer | Winter, WintShld, Summer | Winter, WintShld, Summer | Winter, WintShld, Summer
#CAN -National Coal CO2 Rate Limit- NewUnit- v6.20 | 31 | 7615 | Rate Constraint in lbs/MWh | FALSE | L | Annual | Standard CO2 | lb/MWh | 925.94 | 925.94 | 925.94 | 925.94 | 925.94 | 925.94 | 925.94
#CAN -National Coal CO2 Rate Limit- NewUnit- v6.20 | 31 | 7615 | Rate Constraint in lbs/MWh | FALSE | L | Annual | Emissions at Affected Plants CO2 | Thousand Tons | 0 | 0 | 0 | 0 | 0 | 0 | 0
#CAN -National Coal CO2 Rate Limit- NewUnit- v6.20 | 31 | 7615 | Rate Constraint in lbs/MWh | FALSE | L | Annual | Allowances Purchased CO2 | Thousand Tons | 0 | 0 | 0 | 0 | 0 | 0 | 0
#CAN -National Coal CO2 Rate Limit- NewUnit- v6.20 | 31 | 7615 | Rate Constraint in lbs/MWh | FALSE | L | Annual | Allowances Sold CO2 | Thousand Tons | 0 | 0 | 0 | 0 | 0 | 0 | 0
#CAN -National Coal CO2 Rate Limit- NewUnit- v6.20 | 31 | 7615 | Rate Constraint in lbs/MWh | FALSE | L | Annual | Allowances Banked | Thousand Tons | 0 | 0 | 0 | 0 | 0 | 0 | 0
#CAN -National Coal CO2 Rate Limit- NewUnit- v6.20 | 31 | 7615 | Rate Constraint in lbs/MWh | FALSE | L | Annual | Allowances Withdrawn (1:1) | Thousand Tons | 0 | 0 | 0 | 0 | 0 | 0 | 0
#CAN -National Coal CO2 Rate Limit- NewUnit- v6.20 | 31 | 7615 | Rate Constraint in lbs/MWh | FALSE | L | Annual | Allowances Withdrawn (n:1) | Thousand Tons | 0 | 0 | 0 | 0 | 0 | 0 | 0
#CAN -National Coal CO2 Rate Limit- NewUnit- v6.20 | 31 | 7615 | Rate Constraint in lbs/MWh | FALSE | L | Annual | Net Emissions Allowance Position | Thousand Tons | 0 | 0 | 0 | 0 | 0 | 0 | 0
#CAN -National Coal CO2 Rate Limit- NewUnit- v6.20 | 31 | 7615 | Rate Constraint in lbs/MWh | FALSE | L | Annual | Fuel Consumed | TBtu | 0 | 0 | 0 | 0 | 0 | 0 | 0
#CAN -National Coal CO2 Rate Limit- NewUnit- v6.20 | 31 | 7615 | Rate Constraint in lbs/MWh | FALSE | L | Annual | Rate | lb/MMBtu | 0 | 0 | 0 | 0 | 0 | 0 | 0
#CAN -National Coal CO2 Rate Limit- NewUnit- v6.20 | 31 | 7615 | Rate Constraint in lbs/MWh | FALSE | L | Annual | Generation | TWh | 0 | 0 | 0 | 0 | 0 | 0 | 0
#CAN -National Coal CO2 Rate Limit- NewUnit- v6.20 | 31 | 7615 | Rate Constraint in lbs/MWh | FALSE | L | Annual | Qualifying Generation | TWh | 0 | 0 | 0 | 0 | 0 | 0 | 0
#CAN -National Coal CO2 Rate Limit- NewUnit- v6.20 | 31 | 7615 | Rate Constraint in lbs/MWh | FALSE | L | Annual | Constraint Shadow Price | US2019$/Ton | 169.428 | 561.6616 | 502.9723 | 130.4301 | 132.8423 | 110.8295 | 112.4585
#CAN -National Large NGas CO2 Rate Limit- v6.20 | 32 | 7661 | Rate Constraint in lbs/MWh | FALSE | L | Annual | Seasons Included | Seasons | Winter, WintShld, Summer | Winter, WintShld, Summer | Winter, WintShld, Summer | Winter, WintShld, Summer | Winter, WintShld, Summer | Winter, WintShld, Summer | Winter, WintShld, Summer
#CAN -National Large NGas CO2 Rate Limit- v6.20 | 32 | 7661 | Rate Constraint in lbs/MWh | FALSE | L | Annual | Standard CO2 | lb/MWh | 925.9404 | 925.9404 | 925.9404 | 925.9404 | 925.9404 | 925.9404 | 925.9404
#CAN -National Large NGas CO2 Rate Limit- v6.20 | 32 | 7661 | Rate Constraint in lbs/MWh | FALSE | L | Annual | Emissions at Affected Plants CO2 | Thousand Tons | 29266.5108 | 29020.0012 | 31925.3091 | 33268.1511 | 34400.7293 | 34088.0497 | 36356.2824
#CAN -National Large NGas CO2 Rate Limit- v6.20 | 32 | 7661 | Rate Constraint in lbs/MWh | FALSE | L | Annual | Allowances Purchased CO2 | Thousand Tons | 0 | 0 | 0 | 0 | 0 | 0 | 0
#CAN -National Large NGas CO2 Rate Limit- v6.20 | 32 | 7661 | Rate Constraint in lbs/MWh | FALSE | L | Annual | Allowances Sold CO2 | Thousand Tons | 0 | 0 | 0 | 0 | 0 | 0 | 0
#CAN -National Large NGas CO2 Rate Limit- v6.20 | 32 | 7661 | Rate Constraint in lbs/MWh | FALSE | L | Annual | Allowances Banked | Thousand Tons | 0 | 0 | 0 | 0 | 0 | 0 | 0
#CAN -National Large NGas CO2 Rate Limit- v6.20 | 32 | 7661 | Rate Constraint in lbs/MWh | FALSE | L | Annual | Allowances Withdrawn (1:1) | Thousand Tons | 0 | 0 | 0 | 0 | 0 | 0 | 0
#CAN -National Large NGas CO2 Rate Limit- v6.20 | 32 | 7661 | Rate Constraint in lbs/MWh | FALSE | L | Annual | Allowances Withdrawn (n:1) | Thousand Tons | 0 | 0 | 0 | 0 | 0 | 0 | 0
#CAN -National Large NGas CO2 Rate Limit- v6.20 | 32 | 7661 | Rate Constraint in lbs/MWh | FALSE | L | Annual | Net Emissions Allowance Position | Thousand Tons | 29266.5108 | 29020.0012 | 31925.3091 | 33268.1511 | 34400.7293 | 34088.0497 | 36356.2824
#CAN -National Large NGas CO2 Rate Limit- v6.20 | 32 | 7661 | Rate Constraint in lbs/MWh | FALSE | L | Annual | Fuel Consumed | TBtu | 458.2371 | 456.2798 | 495.7952 | 509.2449 | 524.0652 | 520.4511 | 559.5266
#CAN -National Large NGas CO2 Rate Limit- v6.20 | 32 | 7661 | Rate Constraint in lbs/MWh | FALSE | L | Annual | Rate | lb/MMBtu | 127.7352 | 127.2026 | 128.7843 | 130.6568 | 131.2842 | 130.9943 | 129.9537
#CAN -National Large NGas CO2 Rate Limit- v6.20 | 32 | 7661 | Rate Constraint in lbs/MWh | FALSE | L | Annual | Generation | TWh | 65.2899 | 65.919 | 71.0481 | 72.9283 | 75.0649 | 75.5045 | 81.1579
#CAN -National Large NGas CO2 Rate Limit- v6.20 | 32 | 7661 | Rate Constraint in lbs/MWh | FALSE | L | Annual | Qualifying Generation | TWh | 65.2899 | 65.919 | 71.0481 | 72.9283 | 75.0649 | 75.5045 | 81.1579
#CAN -National Large NGas CO2 Rate Limit- v6.20 | 32 | 7661 | Rate Constraint in lbs/MWh | FALSE | L | Annual | Constraint Shadow Price | US2019$/Ton | 0 | 0 | 0 | 0 | 0 | 0 | 0
#CAN -National NOx Rate Limit v4.12 | 33 | 7606 | Rate Constraint in lbs/MWh | FALSE | L | Annual | Seasons Included | Seasons | Winter, WintShld, Summer | Winter, WintShld, Summer | Winter, WintShld, Summer | Winter, WintShld, Summer | Winter, WintShld, Summer | Winter, WintShld, Summer | Winter, WintShld, Summer
#CAN -National NOx Rate Limit v4.12 | 33 | 7606 | Rate Constraint in lbs/MWh | FALSE | L | Annual | Standard NOX | lb/MWh | 1.5212 | 1.5212 | 1.5212 | 1.5212 | 1.5212 | 1.5212 | 1.5212
#CAN -National NOx Rate Limit v4.12 | 33 | 7606 | Rate Constraint in lbs/MWh | FALSE | L | Annual | Emissions at Affected Plants NOX | Thousand Tons | 3.009 | 3.0039 | 3.9422 | 4.6299 | 4.9476 | 4.6108 | 4.9176
#CAN -National NOx Rate Limit v4.12 | 33 | 7606 | Rate Constraint in lbs/MWh | FALSE | L | Annual | Allowances Purchased NOX | Thousand Tons | 0 | 0 | 0 | 0 | 0 | 0 | 0
#CAN -National NOx Rate Limit v4.12 | 33 | 7606 | Rate Constraint in lbs/MWh | FALSE | L | Annual | Allowances Sold NOX | Thousand Tons | 0 | 0 | 0 | 0 | 0 | 0 | 0
#CAN -National NOx Rate Limit v4.12 | 33 | 7606 | Rate Constraint in lbs/MWh | FALSE | L | Annual | Allowances Banked | Thousand Tons | 0 | 0 | 0 | 0 | 0 | 0 | 0
#CAN -National NOx Rate Limit v4.12 | 33 | 7606 | Rate Constraint in lbs/MWh | FALSE | L | Annual | Allowances Withdrawn (1:1) | Thousand Tons | 0 | 0 | 0 | 0 | 0 | 0 | 0
#CAN -National NOx Rate Limit v4.12 | 33 | 7606 | Rate Constraint in lbs/MWh | FALSE | L | Annual | Allowances Withdrawn (n:1) | Thousand Tons | 0 | 0 | 0 | 0 | 0 | 0 | 0
#CAN -National NOx Rate Limit v4.12 | 33 | 7606 | Rate Constraint in lbs/MWh | FALSE | L | Annual | Net Emissions Allowance Position | Thousand Tons | 3.009 | 3.0039 | 3.9422 | 4.6299 | 4.9476 | 4.6108 | 4.9176
#CAN -National NOx Rate Limit v4.12 | 33 | 7606 | Rate Constraint in lbs/MWh | FALSE | L | Annual | Fuel Consumed | TBtu | 417.6077 | 417.1067 | 458.4628 | 467.6081 | 484.8295 | 478.567 | 519.2413
#CAN -National NOx Rate Limit v4.12 | 33 | 7606 | Rate Constraint in lbs/MWh | FALSE | L | Annual | Rate | lb/MMBtu | 0.01441 | 0.014404 | 0.017197 | 0.019803 | 0.02041 | 0.019269 | 0.018942
#CAN -National NOx Rate Limit v4.12 | 33 | 7606 | Rate Constraint in lbs/MWh | FALSE | L | Annual | Generation | TWh | 63.8571 | 63.9739 | 70.312 | 71.9825 | 74.835 | 74.542 | 80.5015
#CAN -National NOx Rate Limit v4.12 | 33 | 7606 | Rate Constraint in lbs/MWh | FALSE | L | Annual | Qualifying Generation | TWh | 59.3084 | 60.0015 | 65.529 | 66.702 | 69.1937 | 69.2199 | 75.0688
#CAN -National NOx Rate Limit v4.12 | 33 | 7606 | Rate Constraint in lbs/MWh | FALSE | L | Annual | Constraint Shadow Price | US2019$/Ton | 0 | 0 | 0 | 0 | 0 | 0 | 0
#CAN -National Small NGas CO2 Rate Limit- v6.20 | 34 | 7662 | Rate Constraint in lbs/MWh | FALSE | L | Annual | Seasons Included | Seasons | Winter, WintShld, Summer | Winter, WintShld, Summer | Winter, WintShld, Summer | Winter, WintShld, Summer | Winter, WintShld, Summer | Winter, WintShld, Summer | Winter, WintShld, Summer
#CAN -National Small NGas CO2 Rate Limit- v6.20 | 34 | 7662 | Rate Constraint in lbs/MWh | FALSE | L | Annual | Standard CO2 | lb/MWh | 1212.541 | 1212.541 | 1212.541 | 1212.541 | 1212.541 | 1212.541 | 1212.541
#CAN -National Small NGas CO2 Rate Limit- v6.20 | 34 | 7662 | Rate Constraint in lbs/MWh | FALSE | L | Annual | Emissions at Affected Plants CO2 | Thousand Tons | 9059.5693 | 8382.1943 | 9168.7131 | 9643.6666 | 10376.2238 | 9698.0673 | 9925.5124
#CAN -National Small NGas CO2 Rate Limit- v6.20 | 34 | 7662 | Rate Constraint in lbs/MWh | FALSE | L | Annual | Allowances Purchased CO2 | Thousand Tons | 0 | 0 | 0 | 0 | 0 | 0 | 0
#CAN -National Small NGas CO2 Rate Limit- v6.20 | 34 | 7662 | Rate Constraint in lbs/MWh | FALSE | L | Annual | Allowances Sold CO2 | Thousand Tons | 0 | 0 | 0 | 0 | 0 | 0 | 0
#CAN -National Small NGas CO2 Rate Limit- v6.20 | 34 | 7662 | Rate Constraint in lbs/MWh | FALSE | L | Annual | Allowances Banked | Thousand Tons | 0 | 0 | 0 | 0 | 0 | 0 | 0
#CAN -National Small NGas CO2 Rate Limit- v6.20 | 34 | 7662 | Rate Constraint in lbs/MWh | FALSE | L | Annual | Allowances Withdrawn (1:1) | Thousand Tons | 0 | 0 | 0 | 0 | 0 | 0 | 0
#CAN -National Small NGas CO2 Rate Limit- v6.20 | 34 | 7662 | Rate Constraint in lbs/MWh | FALSE | L | Annual | Allowances Withdrawn (n:1) | Thousand Tons | 0 | 0 | 0 | 0 | 0 | 0 | 0
#CAN -National Small NGas CO2 Rate Limit- v6.20 | 34 | 7662 | Rate Constraint in lbs/MWh | FALSE | L | Annual | Net Emissions Allowance Position | Thousand Tons | 9059.5693 | 8382.1943 | 9168.7131 | 9643.6666 | 10376.2238 | 9698.0673 | 9925.5124
#CAN -National Small NGas CO2 Rate Limit- v6.20 | 34 | 7662 | Rate Constraint in lbs/MWh | FALSE | L | Annual | Fuel Consumed | TBtu | 116.2088 | 106.5775 | 116.5867 | 122.7349 | 131.9565 | 123.754 | 126.3304
#CAN -National Small NGas CO2 Rate Limit- v6.20 | 34 | 7662 | Rate Constraint in lbs/MWh | FALSE | L | Annual | Rate | lb/MMBtu | 155.9188 | 157.2976 | 157.2858 | 157.1462 | 157.2673 | 156.7314 | 157.1358
#CAN -National Small NGas CO2 Rate Limit- v6.20 | 34 | 7662 | Rate Constraint in lbs/MWh | FALSE | L | Annual | Generation | TWh | 17.108 | 15.6455 | 17.0226 | 17.7812 | 18.9921 | 17.9596 | 18.2741
#CAN -National Small NGas CO2 Rate Limit- v6.20 | 34 | 7662 | Rate Constraint in lbs/MWh | FALSE | L | Annual | Qualifying Generation | TWh | 17.108 | 15.6455 | 17.0226 | 17.7812 | 18.9921 | 17.9596 | 18.2741
#CAN -National Small NGas CO2 Rate Limit- v6.20 | 34 | 7662 | Rate Constraint in lbs/MWh | FALSE | L | Annual | Constraint Shadow Price | US2019$/Ton | 0 | 0 | 0 | 0 | 0 | 0 | 0
#CAN -National SO2 Rate Limit v4.12 | 35 | 7605 | Rate Constraint in lbs/MWh | FALSE | L | Annual | Seasons Included | Seasons | Winter, WintShld, Summer | Winter, WintShld, Summer | Winter, WintShld, Summer | Winter, WintShld, Summer | Winter, WintShld, Summer | Winter, WintShld, Summer | Winter, WintShld, Summer
#CAN -National SO2 Rate Limit v4.12 | 35 | 7605 | Rate Constraint in lbs/MWh | FALSE | L | Annual | Standard SO2 | lb/MWh | 9.3476 | 9.3476 | 9.3476 | 9.3476 | 9.3476 | 9.3476 | 9.3476
#CAN -National SO2 Rate Limit v4.12 | 35 | 7605 | Rate Constraint in lbs/MWh | FALSE | L | Annual | Emissions at Affected Plants SO2 | Thousand Tons | 0.10472 | 0.10472 | 0.10472 | 0.10472 | 0.10472 | 0.10472 | 0.10472
#CAN -National SO2 Rate Limit v4.12 | 35 | 7605 | Rate Constraint in lbs/MWh | FALSE | L | Annual | Allowances Purchased SO2 | Thousand Tons | 0 | 0 | 0 | 0 | 0 | 0 | 0
#CAN -National SO2 Rate Limit v4.12 | 35 | 7605 | Rate Constraint in lbs/MWh | FALSE | L | Annual | Allowances Sold SO2 | Thousand Tons | 0 | 0 | 0 | 0 | 0 | 0 | 0
#CAN -National SO2 Rate Limit v4.12 | 35 | 7605 | Rate Constraint in lbs/MWh | FALSE | L | Annual | Allowances Banked | Thousand Tons | 0 | 0 | 0 | 0 | 0 | 0 | 0
#CAN -National SO2 Rate Limit v4.12 | 35 | 7605 | Rate Constraint in lbs/MWh | FALSE | L | Annual | Allowances Withdrawn (1:1) | Thousand Tons | 0 | 0 | 0 | 0 | 0 | 0 | 0
#CAN -National SO2 Rate Limit v4.12 | 35 | 7605 | Rate Constraint in lbs/MWh | FALSE | L | Annual | Allowances Withdrawn (n:1) | Thousand Tons | 0 | 0 | 0 | 0 | 0 | 0 | 0
#CAN -National SO2 Rate Limit v4.12 | 35 | 7605 | Rate Constraint in lbs/MWh | FALSE | L | Annual | Net Emissions Allowance Position | Thousand Tons | 0.10472 | 0.10472 | 0.10472 | 0.10472 | 0.10472 | 0.10472 | 0.10472
#CAN -National SO2 Rate Limit v4.12 | 35 | 7605 | Rate Constraint in lbs/MWh | FALSE | L | Annual | Fuel Consumed | TBtu | 417.6077 | 417.1067 | 458.4628 | 467.6081 | 484.8295 | 478.567 | 519.2413
#CAN -National SO2 Rate Limit v4.12 | 35 | 7605 | Rate Constraint in lbs/MWh | FALSE | L | Annual | Rate | lb/MMBtu | 0.00050151 | 0.00050211 | 0.00045682 | 0.00044788 | 0.00043197 | 0.00043763 | 0.00040335
#CAN -National SO2 Rate Limit v4.12 | 35 | 7605 | Rate Constraint in lbs/MWh | FALSE | L | Annual | Generation | TWh | 63.8571 | 63.9739 | 70.312 | 71.9825 | 74.835 | 74.542 | 80.5015
#CAN -National SO2 Rate Limit v4.12 | 35 | 7605 | Rate Constraint in lbs/MWh | FALSE | L | Annual | Qualifying Generation | TWh | 59.3084 | 60.0015 | 65.529 | 66.702 | 69.1937 | 69.2199 | 75.0688
#CAN -National SO2 Rate Limit v4.12 | 35 | 7605 | Rate Constraint in lbs/MWh | FALSE | L | Annual | Constraint Shadow Price | US2019$/Ton | 0 | 0 | 0 | 0 | 0 | 0 | 0
#CAN RPS v6.20- CNAB | 36 | 7565 | Generation Constraint in GWh | FALSE | G | Annual | Seasons Included | Seasons | Winter, WintShld, Summer | Winter, WintShld, Summer | Winter, WintShld, Summer | Winter, WintShld, Summer | Winter, WintShld, Summer | Winter, WintShld, Summer | Winter, WintShld, Summer
#CAN RPS v6.20- CNAB | 36 | 7565 | Generation Constraint in GWh | FALSE | G | Annual | Standard GWh | GWh | 0 | 25428.5463 | 26329.738 | 26715.1733 | 27433.762 | 28612.0969 | 29838.2331
#CAN RPS v6.20- CNAB | 36 | 7565 | Generation Constraint in GWh | FALSE | G | Annual | Emissions at Affected Plants | GWh | 28529.2853 | 28529.0603 | 28529.2853 | 28884.0536 | 28881.5282 | 28884.0536 | 29838.2332
#CAN RPS v6.20- CNAB | 36 | 7565 | Generation Constraint in GWh | FALSE | G | Annual | Allowances Purchased | GWh | 0 | 0 | 0 | 0 | 0 | 0 | 0
#CAN RPS v6.20- CNAB | 36 | 7565 | Generation Constraint in GWh | FALSE | G | Annual | Allowances Sold | GWh | 0 | 0 | 0 | 0 | 0 | 0 | 0
#CAN RPS v6.20- CNAB | 36 | 7565 | Generation Constraint in GWh | FALSE | G | Annual | Allowances Banked | GWh | 0 | 0 | 0 | 0 | 0 | 0 | 0
#CAN RPS v6.20- CNAB | 36 | 7565 | Generation Constraint in GWh | FALSE | G | Annual | Allowances Withdrawn (1:1) | GWh | 0 | 0 | 0 | 0 | 0 | 0 | 0
#CAN RPS v6.20- CNAB | 36 | 7565 | Generation Constraint in GWh | FALSE | G | Annual | Allowances Withdrawn (n:1) | GWh | 0 | 0 | 0 | 0 | 0 | 0 | 0
#CAN RPS v6.20- CNAB | 36 | 7565 | Generation Constraint in GWh | FALSE | G | Annual | Net Emissions Allowance Position | GWh | 28529.2853 | 28529.0603 | 28529.2853 | 28884.0536 | 28881.5282 | 28884.0536 | 29838.2332
#CAN RPS v6.20- CNAB | 36 | 7565 | Generation Constraint in GWh | FALSE | G | Annual | Fuel Consumed | TBtu | 0.51188 | 0.50997 | 0.51188 | 3.532 | 3.5105 | 3.532 | 3.5345
#CAN RPS v6.20- CNAB | 36 | 7565 | Generation Constraint in GWh | FALSE | G | Annual | Heat Rate | MMBtu/MWh | 0.017942 | 0.017875 | 0.017942 | 0.12228 | 0.12155 | 0.12228 | 0.11846
#CAN RPS v6.20- CNAB | 36 | 7565 | Generation Constraint in GWh | FALSE | G | Annual | Generation | TWh | 28.5293 | 28.5291 | 28.5293 | 28.8841 | 28.8815 | 28.8841 | 29.8382
#CAN RPS v6.20- CNAB | 36 | 7565 | Generation Constraint in GWh | FALSE | G | Annual | Qualifying Generation | TWh | 28.5293 | 28.5291 | 28.5293 | 28.8841 | 28.8815 | 28.8841 | 29.8382
#CAN RPS v6.20- CNAB | 36 | 7565 | Generation Constraint in GWh | FALSE | G | Annual | Rate | lb/MWh | 0 | 0 | 0 | 0 | 0 | 0 | 0
#CAN RPS v6.20- CNAB | 36 | 7565 | Generation Constraint in GWh | FALSE | G | Annual | Constraint Shadow Price | US2019$/MWh | 0 | 0 | 0 | 0 | 0 | 0 | 13.4951
#CAN RPS v6.20- CNBC | 37 | 7564 | Generation Constraint in GWh | FALSE | G | Annual | Seasons Included | Seasons | Winter, WintShld, Summer | Winter, WintShld, Summer | Winter, WintShld, Summer | Winter, WintShld, Summer | Winter, WintShld, Summer | Winter, WintShld, Summer | Winter, WintShld, Summer
#CAN RPS v6.20- CNBC | 37 | 7564 | Generation Constraint in GWh | FALSE | G | Annual | Standard GWh | GWh | 59884.5412 | 60675.4012 | 64507.8531 | 67783.2878 | 70844.7612 | 73445.6106 | 76134.7712
#CAN RPS v6.20- CNBC | 37 | 7564 | Generation Constraint in GWh | FALSE | G | Annual | Emissions at Affected Plants | GWh | 78480.3033 | 78480.3033 | 78480.3033 | 78480.3033 | 79108.6619 | 83132.5746 | 84186.5971
#CAN RPS v6.20- CNBC | 37 | 7564 | Generation Constraint in GWh | FALSE | G | Annual | Allowances Purchased | GWh | 0 | 0 | 0 | 0 | 0 | 0 | 0
#CAN RPS v6.20- CNBC | 37 | 7564 | Generation Constraint in GWh | FALSE | G | Annual | Allowances Sold | GWh | 0 | 0 | 0 | 0 | 0 | 0 | 0
#CAN RPS v6.20- CNBC | 37 | 7564 | Generation Constraint in GWh | FALSE | G | Annual | Allowances Banked | GWh | 0 | 0 | 0 | 0 | 0 | 0 | 0
#CAN RPS v6.20- CNBC | 37 | 7564 | Generation Constraint in GWh | FALSE | G | Annual | Allowances Withdrawn (1:1) | GWh | 0 | 0 | 0 | 0 | 0 | 0 | 0
#CAN RPS v6.20- CNBC | 37 | 7564 | Generation Constraint in GWh | FALSE | G | Annual | Allowances Withdrawn (n:1) | GWh | 0 | 0 | 0 | 0 | 0 | 0 | 0
#CAN RPS v6.20- CNBC | 37 | 7564 | Generation Constraint in GWh | FALSE | G | Annual | Net Emissions Allowance Position | GWh | 78480.3033 | 78480.3033 | 78480.3033 | 78480.3033 | 79108.6619 | 83132.5746 | 84186.5971
#CAN RPS v6.20- CNBC | 37 | 7564 | Generation Constraint in GWh | FALSE | G | Annual | Fuel Consumed | TBtu | 2.1575 | 2.1575 | 2.1575 | 2.1575 | 6.098 | 6.1056 | 6.1056
#CAN RPS v6.20- CNBC | 37 | 7564 | Generation Constraint in GWh | FALSE | G | Annual | Heat Rate | MMBtu/MWh | 0.027491 | 0.027491 | 0.027491 | 0.027491 | 0.077083 | 0.073445 | 0.072525
#CAN RPS v6.20- CNBC | 37 | 7564 | Generation Constraint in GWh | FALSE | G | Annual | Generation | TWh | 78.4803 | 78.4803 | 78.4803 | 78.4803 | 79.1087 | 83.1326 | 84.1866
#CAN RPS v6.20- CNBC | 37 | 7564 | Generation Constraint in GWh | FALSE | G | Annual | Qualifying Generation | TWh | 78.4803 | 78.4803 | 78.4803 | 78.4803 | 79.1087 | 83.1326 | 84.1866
#CAN RPS v6.20- CNBC | 37 | 7564 | Generation Constraint in GWh | FALSE | G | Annual | Rate | lb/MWh | 0 | 0 | 0 | 0 | 0 | 0 | 0
#CAN RPS v6.20- CNBC | 37 | 7564 | Generation Constraint in GWh | FALSE | G | Annual | Constraint Shadow Price | US2019$/MWh | 0 | 0 | 0 | 0 | 0 | 0 | 0
#CAN RPS v6.20- CNNB | 38 | 7567 | Generation Constraint in GWh | FALSE | G | Annual | Seasons Included | Seasons | Winter, WintShld, Summer | Winter, WintShld, Summer | Winter, WintShld, Summer | Winter, WintShld, Summer | Winter, WintShld, Summer | Winter, WintShld, Summer | Winter, WintShld, Summer
#CAN RPS v6.20- CNNB | 38 | 7567 | Generation Constraint in GWh | FALSE | G | Annual | Standard GWh | GWh | 5349.8881 | 5316.2436 | 3917.3106 | 3996.2795 | 4100.8027 | 4205.9395 | 4203.4708
#CAN RPS v6.20- CNNB | 38 | 7567 | Generation Constraint in GWh | FALSE | G | Annual | Emissions at Affected Plants | GWh | 5349.8881 | 5316.2436 | 10337.8463 | 10337.8463 | 10332.6218 | 10331.855 | 10330.9802
#CAN RPS v6.20- CNNB | 38 | 7567 | Generation Constraint in GWh | FALSE | G | Annual | Allowances Purchased | GWh | 0 | 0 | 0 | 0 | 0 | 0 | 0
#CAN RPS v6.20- CNNB | 38 | 7567 | Generation Constraint in GWh | FALSE | G | Annual | Allowances Sold | GWh | 0 | 0 | 0 | 0 | 0 | 0 | 0
#CAN RPS v6.20- CNNB | 38 | 7567 | Generation Constraint in GWh | FALSE | G | Annual | Allowances Banked | GWh | 0 | 0 | 0 | 0 | 0 | 0 | 0
#CAN RPS v6.20- CNNB | 38 | 7567 | Generation Constraint in GWh | FALSE | G | Annual | Allowances Withdrawn (1:1) | GWh | 0 | 0 | 0 | 0 | 0 | 0 | 0
#CAN RPS v6.20- CNNB | 38 | 7567 | Generation Constraint in GWh | FALSE | G | Annual | Allowances Withdrawn (n:1) | GWh | 0 | 0 | 0 | 0 | 0 | 0 | 0
#CAN RPS v6.20- CNNB | 38 | 7567 | Generation Constraint in GWh | FALSE | G | Annual | Net Emissions Allowance Position | GWh | 5349.8881 | 5316.2436 | 10337.8463 | 10337.8463 | 10332.6218 | 10331.855 | 10330.9802
#CAN RPS v6.20- CNNB | 38 | 7567 | Generation Constraint in GWh | FALSE | G | Annual | Fuel Consumed | TBtu | 5.7735 | 2.3595 | 0.20135 | 0.20135 | 0.15687 | 0.15035 | 0.1429
#CAN RPS v6.20- CNNB | 38 | 7567 | Generation Constraint in GWh | FALSE | G | Annual | Heat Rate | MMBtu/MWh | 0.84245 | 0.22215 | 0.019477 | 0.019477 | 0.015182 | 0.014552 | 0.012615
#CAN RPS v6.20- CNNB | 38 | 7567 | Generation Constraint in GWh | FALSE | G | Annual | Generation | TWh | 6.8532 | 10.6214 | 10.3378 | 10.3378 | 10.3326 | 10.3319 | 11.328
#CAN RPS v6.20- CNNB | 38 | 7567 | Generation Constraint in GWh | FALSE | G | Annual | Qualifying Generation | TWh | 5.3499 | 5.3162 | 10.3378 | 10.3378 | 10.3326 | 10.3319 | 10.331
#CAN RPS v6.20- CNNB | 38 | 7567 | Generation Constraint in GWh | FALSE | G | Annual | Rate | lb/MWh | 0 | 0 | 0 | 0 | 0 | 0 | 0
#CAN RPS v6.20- CNNB | 38 | 7567 | Generation Constraint in GWh | FALSE | G | Annual | Constraint Shadow Price | US2019$/MWh | 10.624 | 4.1434 | 0 | 0 | 0 | 0 | 0
#CAN RPS v6.20- CNNS | 39 | 7568 | Generation Constraint in GWh | FALSE | G | Annual | Seasons Included | Seasons | Winter, WintShld, Summer | Winter, WintShld, Summer | Winter, WintShld, Summer | Winter, WintShld, Summer | Winter, WintShld, Summer | Winter, WintShld, Summer | Winter, WintShld, Summer
#CAN RPS v6.20- CNNS | 39 | 7568 | Generation Constraint in GWh | FALSE | G | Annual | Standard GWh | GWh | 4401.5942 | 4402.0311 | 4566.0724 | 4649.1405 | 4609.2545 | 4642.704 | 4675.9557
#CAN RPS v6.20- CNNS | 39 | 7568 | Generation Constraint in GWh | FALSE | G | Annual | Emissions at Affected Plants | GWh | 4401.5942 | 4402.0311 | 4566.0724 | 4649.1405 | 4609.2545 | 4642.704 | 4675.9557
#CAN RPS v6.20- CNNS | 39 | 7568 | Generation Constraint in GWh | FALSE | G | Annual | Allowances Purchased | GWh | 0 | 0 | 0 | 0 | 0 | 0 | 0
#CAN RPS v6.20- CNNS | 39 | 7568 | Generation Constraint in GWh | FALSE | G | Annual | Allowances Sold | GWh | 0 | 0 | 0 | 0 | 0 | 0 | 0
#CAN RPS v6.20- CNNS | 39 | 7568 | Generation Constraint in GWh | FALSE | G | Annual | Allowances Banked | GWh | 0 | 0 | 0 | 0 | 0 | 0 | 0
#CAN RPS v6.20- CNNS | 39 | 7568 | Generation Constraint in GWh | FALSE | G | Annual | Allowances Withdrawn (1:1) | GWh | 0 | 0 | 0 | 0 | 0 | 0 | 0
#CAN RPS v6.20- CNNS | 39 | 7568 | Generation Constraint in GWh | FALSE | G | Annual | Allowances Withdrawn (n:1) | GWh | 0 | 0 | 0 | 0 | 0 | 0 | 0
#CAN RPS v6.20- CNNS | 39 | 7568 | Generation Constraint in GWh | FALSE | G | Annual | Net Emissions Allowance Position | GWh | 4401.5942 | 4402.0311 | 4566.0724 | 4649.1405 | 4609.2545 | 4642.704 | 4675.9557
#CAN RPS v6.20- CNNS | 39 | 7568 | Generation Constraint in GWh | FALSE | G | Annual | Fuel Consumed | TBtu | 2.3865 | 0.33294 | 0.31444 | 0.2898 | 0.24575 | 0.22882 | 0.22882
#CAN RPS v6.20- CNNS | 39 | 7568 | Generation Constraint in GWh | FALSE | G | Annual | Heat Rate | MMBtu/MWh | 0.54219 | 0.029191 | 0.026801 | 0.024024 | 0.020229 | 0.018353 | 0.018219
#CAN RPS v6.20- CNNS | 39 | 7568 | Generation Constraint in GWh | FALSE | G | Annual | Generation | TWh | 4.4016 | 11.4055 | 11.7323 | 12.0629 | 12.1481 | 12.4676 | 12.5594
#CAN RPS v6.20- CNNS | 39 | 7568 | Generation Constraint in GWh | FALSE | G | Annual | Qualifying Generation | TWh | 4.4016 | 4.402 | 4.5661 | 4.6491 | 4.6093 | 4.6427 | 4.676
#CAN RPS v6.20- CNNS | 39 | 7568 | Generation Constraint in GWh | FALSE | G | Annual | Rate | lb/MWh | 0 | 0 | 0 | 0 | 0 | 0 | 0
#CAN RPS v6.20- CNNS | 39 | 7568 | Generation Constraint in GWh | FALSE | G | Annual | Constraint Shadow Price | US2019$/MWh | 14.394 | 4.1434 | 0 | 0 | 0 | 0 | 0
#CAN RPS v6.20- CNPE | 40 | 7569 | Generation Constraint in GWh | FALSE | G | Annual | Seasons Included | Seasons | Winter, WintShld, Summer | Winter, WintShld, Summer | Winter, WintShld, Summer | Winter, WintShld, Summer | Winter, WintShld, Summer | Winter, WintShld, Summer | Winter, WintShld, Summer
#CAN RPS v6.20- CNPE | 40 | 7569 | Generation Constraint in GWh | FALSE | G | Annual | Standard GWh | GWh | 572.7527 | 581.3031 | 627.8733 | 676.6798 | 714.5161 | 759.3255 | 806.869
#CAN RPS v6.20- CNPE | 40 | 7569 | Generation Constraint in GWh | FALSE | G | Annual | Emissions at Affected Plants | GWh | 572.7527 | 581.3031 | 994.1781 | 1201.2814 | 1776.6732 | 1968.3229 | 2257.8294
#CAN RPS v6.20- CNPE | 40 | 7569 | Generation Constraint in GWh | FALSE | G | Annual | Allowances Purchased | GWh | 0 | 0 | 0 | 0 | 0 | 0 | 0
#CAN RPS v6.20- CNPE | 40 | 7569 | Generation Constraint in GWh | FALSE | G | Annual | Allowances Sold | GWh | 0 | 0 | 0 | 0 | 0 | 0 | 0
#CAN RPS v6.20- CNPE | 40 | 7569 | Generation Constraint in GWh | FALSE | G | Annual | Allowances Banked | GWh | 0 | 0 | 0 | 0 | 0 | 0 | 0
#CAN RPS v6.20- CNPE | 40 | 7569 | Generation Constraint in GWh | FALSE | G | Annual | Allowances Withdrawn (1:1) | GWh | 0 | 0 | 0 | 0 | 0 | 0 | 0
#CAN RPS v6.20- CNPE | 40 | 7569 | Generation Constraint in GWh | FALSE | G | Annual | Allowances Withdrawn (n:1) | GWh | 0 | 0 | 0 | 0 | 0 | 0 | 0
#CAN RPS v6.20- CNPE | 40 | 7569 | Generation Constraint in GWh | FALSE | G | Annual | Net Emissions Allowance Position | GWh | 572.7527 | 581.3031 | 994.1781 | 1201.2814 | 1776.6732 | 1968.3229 | 2257.8294
#CAN RPS v6.20- CNPE | 40 | 7569 | Generation Constraint in GWh | FALSE | G | Annual | Fuel Consumed | TBtu | 0 | 0 | 0 | 0 | 0 | 0 | 0
#CAN RPS v6.20- CNPE | 40 | 7569 | Generation Constraint in GWh | FALSE | G | Annual | Heat Rate | MMBtu/MWh | 0 | 0 | 0 | 0 | 0 | 0 | 0
#CAN RPS v6.20- CNPE | 40 | 7569 | Generation Constraint in GWh | FALSE | G | Annual | Generation | TWh | 0.65042 | 0.99418 | 0.99418 | 1.2013 | 1.7767 | 1.9683 | 2.2578
#CAN RPS v6.20- CNPE | 40 | 7569 | Generation Constraint in GWh | FALSE | G | Annual | Qualifying Generation | TWh | 0.57275 | 0.5813 | 0.99418 | 1.2013 | 1.7767 | 1.9683 | 2.2578
#CAN RPS v6.20- CNPE | 40 | 7569 | Generation Constraint in GWh | FALSE | G | Annual | Rate | lb/MWh | 0 | 0 | 0 | 0 | 0 | 0 | 0
#CAN RPS v6.20- CNPE | 40 | 7569 | Generation Constraint in GWh | FALSE | G | Annual | Constraint Shadow Price | US2019$/MWh | 10.624 | 4.1434 | 0 | 0 | 0 | 0 | 0
#CAN RPS v6.20- CNSK | 41 | 7566 | Generation Constraint in GWh | FALSE | G | Annual | Seasons Included | Seasons | Winter, WintShld, Summer | Winter, WintShld, Summer | Winter, WintShld, Summer | Winter, WintShld, Summer | Winter, WintShld, Summer | Winter, WintShld, Summer | Winter, WintShld, Summer
#CAN RPS v6.20- CNSK | 41 | 7566 | Generation Constraint in GWh | FALSE | G | Annual | Standard GWh | GWh | 9340.9993 | 11796.5543 | 12107.253 | 12352.2781 | 12790.3311 | 13395.1774 | 14027.3052
#CAN RPS v6.20- CNSK | 41 | 7566 | Generation Constraint in GWh | FALSE | G | Annual | Emissions at Affected Plants | GWh | 9340.9993 | 11796.5543 | 12107.253 | 12352.2781 | 12790.3311 | 13395.1774 | 14027.3052
#CAN RPS v6.20- CNSK | 41 | 7566 | Generation Constraint in GWh | FALSE | G | Annual | Allowances Purchased | GWh | 0 | 0 | 0 | 0 | 0 | 0 | 0
#CAN RPS v6.20- CNSK | 41 | 7566 | Generation Constraint in GWh | FALSE | G | Annual | Allowances Sold | GWh | 0 | 0 | 0 | 0 | 0 | 0 | 0
#CAN RPS v6.20- CNSK | 41 | 7566 | Generation Constraint in GWh | FALSE | G | Annual | Allowances Banked | GWh | 0 | 0 | 0 | 0 | 0 | 0 | 0
#CAN RPS v6.20- CNSK | 41 | 7566 | Generation Constraint in GWh | FALSE | G | Annual | Allowances Withdrawn (1:1) | GWh | 0 | 0 | 0 | 0 | 0 | 0 | 0
#CAN RPS v6.20- CNSK | 41 | 7566 | Generation Constraint in GWh | FALSE | G | Annual | Allowances Withdrawn (n:1) | GWh | 0 | 0 | 0 | 0 | 0 | 0 | 0
#CAN RPS v6.20- CNSK | 41 | 7566 | Generation Constraint in GWh | FALSE | G | Annual | Net Emissions Allowance Position | GWh | 9340.9993 | 11796.5543 | 12107.253 | 12352.2781 | 12790.3311 | 13395.1774 | 14027.3052
#CAN RPS v6.20- CNSK | 41 | 7566 | Generation Constraint in GWh | FALSE | G | Annual | Fuel Consumed | TBtu | 6.9338 | 2.482 | 2.482 | 2.482 | 2.482 | 0.26847 | 0.26847
#CAN RPS v6.20- CNSK | 41 | 7566 | Generation Constraint in GWh | FALSE | G | Annual | Heat Rate | MMBtu/MWh | 0.74229 | 0.2104 | 0.205 | 0.20093 | 0.19405 | 0.020042 | 0.019139
#CAN RPS v6.20- CNSK | 41 | 7566 | Generation Constraint in GWh | FALSE | G | Annual | Generation | TWh | 9.341 | 11.7966 | 12.1073 | 12.3523 | 12.7903 | 13.3952 | 14.0273
#CAN RPS v6.20- CNSK | 41 | 7566 | Generation Constraint in GWh | FALSE | G | Annual | Qualifying Generation | TWh | 9.341 | 11.7966 | 12.1073 | 12.3523 | 12.7903 | 13.3952 | 14.0273
#CAN RPS v6.20- CNSK | 41 | 7566 | Generation Constraint in GWh | FALSE | G | Annual | Rate | lb/MWh | 0 | 0 | 0 | 0 | 0 | 0 | 0
#CAN RPS v6.20- CNSK | 41 | 7566 | Generation Constraint in GWh | FALSE | G | Annual | Constraint Shadow Price | US2019$/MWh | 65.141 | 18.7346 | 12.6213 | 9.3989 | 6.4104 | 2.8293 | 1.7981
#CAN Trenton 1-2 - SO2 Rate Annual v3.1 | 42 | 7638 | Rate Constraint in lbs/MMBtu | FALSE | L | Annual | Seasons Included | Seasons | Winter, WintShld, Summer | Winter, WintShld, Summer | Winter, WintShld, Summer | Winter, WintShld, Summer | Winter, WintShld, Summer | Winter, WintShld, Summer | Winter, WintShld, Summer
#CAN Trenton 1-2 - SO2 Rate Annual v3.1 | 42 | 7638 | Rate Constraint in lbs/MMBtu | FALSE | L | Annual | Standard SO2 | lb/MMBtu | 3.2097 | 3.2097 | 3.2097 | 3.2097 | 3.2097 | 3.2097 | 3.2097
#CAN Trenton 1-2 - SO2 Rate Annual v3.1 | 42 | 7638 | Rate Constraint in lbs/MMBtu | FALSE | L | Annual | Emissions at Affected Plants SO2 | Thousand Tons | 0 | 0 | 0 | 0 | 0 | 0 | 0
#CAN Trenton 1-2 - SO2 Rate Annual v3.1 | 42 | 7638 | Rate Constraint in lbs/MMBtu | FALSE | L | Annual | Allowances Purchased SO2 | Thousand Tons | 0 | 0 | 0 | 0 | 0 | 0 | 0
#CAN Trenton 1-2 - SO2 Rate Annual v3.1 | 42 | 7638 | Rate Constraint in lbs/MMBtu | FALSE | L | Annual | Allowances Sold SO2 | Thousand Tons | 0 | 0 | 0 | 0 | 0 | 0 | 0
#CAN Trenton 1-2 - SO2 Rate Annual v3.1 | 42 | 7638 | Rate Constraint in lbs/MMBtu | FALSE | L | Annual | Allowances Banked | Thousand Tons | 0 | 0 | 0 | 0 | 0 | 0 | 0
#CAN Trenton 1-2 - SO2 Rate Annual v3.1 | 42 | 7638 | Rate Constraint in lbs/MMBtu | FALSE | L | Annual | Allowances Withdrawn (1:1) | Thousand Tons | 0 | 0 | 0 | 0 | 0 | 0 | 0
#CAN Trenton 1-2 - SO2 Rate Annual v3.1 | 42 | 7638 | Rate Constraint in lbs/MMBtu | FALSE | L | Annual | Allowances Withdrawn (n:1) | Thousand Tons | 0 | 0 | 0 | 0 | 0 | 0 | 0
#CAN Trenton 1-2 - SO2 Rate Annual v3.1 | 42 | 7638 | Rate Constraint in lbs/MMBtu | FALSE | L | Annual | Net Emissions Allowance Position | Thousand Tons | 0 | 0 | 0 | 0 | 0 | 0 | 0
#CAN Trenton 1-2 - SO2 Rate Annual v3.1 | 42 | 7638 | Rate Constraint in lbs/MMBtu | FALSE | L | Annual | Fuel Consumed | TBtu | 0 | 0 | 0 | 0 | 0 | 0 | 0
#CAN Trenton 1-2 - SO2 Rate Annual v3.1 | 42 | 7638 | Rate Constraint in lbs/MMBtu | FALSE | L | Annual | Rate | lb/MMBtu | 0 | 0 | 0 | 0 | 0 | 0 | 0
#CAN Trenton 1-2 - SO2 Rate Annual v3.1 | 42 | 7638 | Rate Constraint in lbs/MMBtu | FALSE | L | Annual | Generation | TWh | 0 | 0 | 0 | 0 | 0 | 0 | 0
#CAN Trenton 1-2 - SO2 Rate Annual v3.1 | 42 | 7638 | Rate Constraint in lbs/MMBtu | FALSE | L | Annual | Qualifying Generation | TWh | 0 | 0 | 0 | 0 | 0 | 0 | 0
#CAN Trenton 1-2 - SO2 Rate Annual v3.1 | 42 | 7638 | Rate Constraint in lbs/MMBtu | FALSE | L | Annual | Rate | lb/MWh | 0 | 0 | 0 | 0 | 0 | 0 | 0
#CAN Trenton 1-2 - SO2 Rate Annual v3.1 | 42 | 7638 | Rate Constraint in lbs/MMBtu | FALSE | L | Annual | Constraint Shadow Price | US2019$/Ton | 0 | 0 | 0 | 0 | 0 | 0 | 0
#MATS - HCL Rate in 2015 | 43 | 7120 | MACT Fuel Choice Floor in lbs/MMBtu | FALSE | L | Annual | Seasons Included | Seasons | Winter, WintShld, Summer | Winter, WintShld, Summer | Winter, WintShld, Summer | Winter, WintShld, Summer | Winter, WintShld, Summer | Winter, WintShld, Summer | Winter, WintShld, Summer
#MATS - HCL Rate in 2015 | 43 | 7120 | MACT Fuel Choice Floor in lbs/MMBtu | FALSE | L | Annual | Emission Floor | lb/MMBtu | 0.002 | 0.002 | 0.002 | 0.002 | 0.002 | 0.002 | 0.002
#MATS - HCL Rate in 2015 | 43 | 7120 | MACT Fuel Choice Floor in lbs/MMBtu | FALSE | L | Annual | Emissions at Affected Plants HCL | Thousand Tons | 3.0409 | 2.685 | 2.2895 | 1.6606 | 1.3456 | 0.80225 | 0.82126
#MATS - HCL Rate in 2015 | 43 | 7120 | MACT Fuel Choice Floor in lbs/MMBtu | FALSE | L | Annual | Allowances Purchased HCL | Thousand Tons | 0 | 0 | 0 | 0 | 0 | 0 | 0
#MATS - HCL Rate in 2015 | 43 | 7120 | MACT Fuel Choice Floor in lbs/MMBtu | FALSE | L | Annual | Allowances Sold HCL | Thousand Tons | 0 | 0 | 0 | 0 | 0 | 0 | 0
#MATS - HCL Rate in 2015 | 43 | 7120 | MACT Fuel Choice Floor in lbs/MMBtu | FALSE | L | Annual | Allowances Banked | Thousand Tons | 0 | 0 | 0 | 0 | 0 | 0 | 0
#MATS - HCL Rate in 2015 | 43 | 7120 | MACT Fuel Choice Floor in lbs/MMBtu | FALSE | L | Annual | Allowances Withdrawn (1:1) | Thousand Tons | 0 | 0 | 0 | 0 | 0 | 0 | 0
#MATS - HCL Rate in 2015 | 43 | 7120 | MACT Fuel Choice Floor in lbs/MMBtu | FALSE | L | Annual | Allowances Withdrawn (n:1) | Thousand Tons | 0 | 0 | 0 | 0 | 0 | 0 | 0
#MATS - HCL Rate in 2015 | 43 | 7120 | MACT Fuel Choice Floor in lbs/MMBtu | FALSE | L | Annual | Net Emissions Allowance Position | Thousand Tons | 3.0409 | 2.685 | 2.2895 | 1.6606 | 1.3456 | 0.80225 | 0.82126
#MATS - HCL Rate in 2015 | 43 | 7120 | MACT Fuel Choice Floor in lbs/MMBtu | FALSE | L | Annual | Fuel Consumed | TBtu | 6489.9096 | 5728.3271 | 4860.6259 | 3484.344 | 2905.4513 | 1726.5449 | 1790.769
#MATS - HCL Rate in 2015 | 43 | 7120 | MACT Fuel Choice Floor in lbs/MMBtu | FALSE | L | Annual | Rate | lb/MMBtu | 0.0009371 | 0.00093745 | 0.00094207 | 0.0009532 | 0.00092627 | 0.00092931 | 0.00091722
#MATS - HCL Rate in 2015 | 43 | 7120 | MACT Fuel Choice Floor in lbs/MMBtu | FALSE | L | Annual | Generation | TWh | 630.2983 | 554.1202 | 470.3996 | 336.8278 | 280.7594 | 167.6643 | 173.6224
#MATS - HCL Rate in 2015 | 43 | 7120 | MACT Fuel Choice Floor in lbs/MMBtu | FALSE | L | Annual | Qualifying Generation | TWh | 630.2983 | 554.1202 | 470.3996 | 336.8278 | 280.7594 | 167.6643 | 173.6224
#MATS - HCL Rate in 2015 | 43 | 7120 | MACT Fuel Choice Floor in lbs/MMBtu | FALSE | L | Annual | Constraint Shadow Price | US2019$/Ton | 0 | 0 | 0 | 0 | 0 | 0 | 0
#MATS - HCL Rate in 2015 (IGCC) | 44 | 7121 | MACT Fuel Choice Floor in lbs/MMBtu | FALSE | L | Annual | Seasons Included | Seasons | Winter, WintShld, Summer | Winter, WintShld, Summer | Winter, WintShld, Summer | Winter, WintShld, Summer | Winter, WintShld, Summer | Winter, WintShld, Summer | Winter, WintShld, Summer
#MATS - HCL Rate in 2015 (IGCC) | 44 | 7121 | MACT Fuel Choice Floor in lbs/MMBtu | FALSE | L | Annual | Emission Floor | lb/MMBtu | 0.005 | 0.005 | 0.005 | 0.005 | 0.005 | 0.005 | 0.005
#MATS - HCL Rate in 2015 (IGCC) | 44 | 7121 | MACT Fuel Choice Floor in lbs/MMBtu | FALSE | L | Annual | Emissions at Affected Plants HCL | Thousand Tons | 0.022869 | 0.021726 | 0 | 0 | 0 | 0 | 0
#MATS - HCL Rate in 2015 (IGCC) | 44 | 7121 | MACT Fuel Choice Floor in lbs/MMBtu | FALSE | L | Annual | Allowances Purchased HCL | Thousand Tons | 0 | 0 | 0 | 0 | 0 | 0 | 0
#MATS - HCL Rate in 2015 (IGCC) | 44 | 7121 | MACT Fuel Choice Floor in lbs/MMBtu | FALSE | L | Annual | Allowances Sold HCL | Thousand Tons | 0 | 0 | 0 | 0 | 0 | 0 | 0
#MATS - HCL Rate in 2015 (IGCC) | 44 | 7121 | MACT Fuel Choice Floor in lbs/MMBtu | FALSE | L | Annual | Allowances Banked | Thousand Tons | 0 | 0 | 0 | 0 | 0 | 0 | 0
#MATS - HCL Rate in 2015 (IGCC) | 44 | 7121 | MACT Fuel Choice Floor in lbs/MMBtu | FALSE | L | Annual | Allowances Withdrawn (1:1) | Thousand Tons | 0 | 0 | 0 | 0 | 0 | 0 | 0
#MATS - HCL Rate in 2015 (IGCC) | 44 | 7121 | MACT Fuel Choice Floor in lbs/MMBtu | FALSE | L | Annual | Allowances Withdrawn (n:1) | Thousand Tons | 0 | 0 | 0 | 0 | 0 | 0 | 0
#MATS - HCL Rate in 2015 (IGCC) | 44 | 7121 | MACT Fuel Choice Floor in lbs/MMBtu | FALSE | L | Annual | Net Emissions Allowance Position | Thousand Tons | 0.022869 | 0.021726 | 0 | 0 | 0 | 0 | 0
#MATS - HCL Rate in 2015 (IGCC) | 44 | 7121 | MACT Fuel Choice Floor in lbs/MMBtu | FALSE | L | Annual | Fuel Consumed | TBtu | 45.7384 | 43.4518 | 0 | 0 | 0 | 0 | 0
#MATS - HCL Rate in 2015 (IGCC) | 44 | 7121 | MACT Fuel Choice Floor in lbs/MMBtu | FALSE | L | Annual | Rate | lb/MMBtu | 0.001 | 0.001 | 0 | 0 | 0 | 0 | 0
#MATS - HCL Rate in 2015 (IGCC) | 44 | 7121 | MACT Fuel Choice Floor in lbs/MMBtu | FALSE | L | Annual | Generation | TWh | 4.0224 | 3.8213 | 0 | 0 | 0 | 0 | 0
#MATS - HCL Rate in 2015 (IGCC) | 44 | 7121 | MACT Fuel Choice Floor in lbs/MMBtu | FALSE | L | Annual | Qualifying Generation | TWh | 4.0224 | 3.8213 | 0 | 0 | 0 | 0 | 0
#MATS - HCL Rate in 2015 (IGCC) | 44 | 7121 | MACT Fuel Choice Floor in lbs/MMBtu | FALSE | L | Annual | Constraint Shadow Price | US2019$/Ton | 0 | 0 | 0 | 0 | 0 | 0 | 0
#MATS - HCL Rate in 2015 (PK) | 45 | 7122 | MACT Fuel Choice Floor in lbs/MMBtu | FALSE | L | Annual | Seasons Included | Seasons | Winter, WintShld, Summer | Winter, WintShld, Summer | Winter, WintShld, Summer | Winter, WintShld, Summer | Winter, WintShld, Summer | Winter, WintShld, Summer | Winter, WintShld, Summer
#MATS - HCL Rate in 2015 (PK) | 45 | 7122 | MACT Fuel Choice Floor in lbs/MMBtu | FALSE | L | Annual | Emission Floor | lb/MMBtu | 0.0005 | 0.0005 | 0.0005 | 0.0005 | 0.0005 | 0.0005 | 0.0005
#MATS - HCL Rate in 2015 (PK) | 45 | 7122 | MACT Fuel Choice Floor in lbs/MMBtu | FALSE | L | Annual | Emissions at Affected Plants HCL | Thousand Tons | 3.0199 | 2.6641 | 2.2687 | 1.6398 | 1.324 | 0.78059 | 0.7996
#MATS - HCL Rate in 2015 (PK) | 45 | 7122 | MACT Fuel Choice Floor in lbs/MMBtu | FALSE | L | Annual | Allowances Purchased HCL | Thousand Tons | 0 | 0 | 0 | 0 | 0 | 0 | 0
#MATS - HCL Rate in 2015 (PK) | 45 | 7122 | MACT Fuel Choice Floor in lbs/MMBtu | FALSE | L | Annual | Allowances Sold HCL | Thousand Tons | 0 | 0 | 0 | 0 | 0 | 0 | 0
#MATS - HCL Rate in 2015 (PK) | 45 | 7122 | MACT Fuel Choice Floor in lbs/MMBtu | FALSE | L | Annual | Allowances Banked | Thousand Tons | 0 | 0 | 0 | 0 | 0 | 0 | 0
#MATS - HCL Rate in 2015 (PK) | 45 | 7122 | MACT Fuel Choice Floor in lbs/MMBtu | FALSE | L | Annual | Allowances Withdrawn (1:1) | Thousand Tons | 0 | 0 | 0 | 0 | 0 | 0 | 0
#MATS - HCL Rate in 2015 (PK) | 45 | 7122 | MACT Fuel Choice Floor in lbs/MMBtu | FALSE | L | Annual | Allowances Withdrawn (n:1) | Thousand Tons | 0 | 0 | 0 | 0 | 0 | 0 | 0
#MATS - HCL Rate in 2015 (PK) | 45 | 7122 | MACT Fuel Choice Floor in lbs/MMBtu | FALSE | L | Annual | Net Emissions Allowance Position | Thousand Tons | 3.0199 | 2.6641 | 2.2687 | 1.6398 | 1.324 | 0.78059 | 0.7996
#MATS - HCL Rate in 2015 (PK) | 45 | 7122 | MACT Fuel Choice Floor in lbs/MMBtu | FALSE | L | Annual | Fuel Consumed | TBtu | 6448.001 | 5686.552 | 4818.8508 | 3442.5688 | 2862.0485 | 1683.1421 | 1747.3663
#MATS - HCL Rate in 2015 (PK) | 45 | 7122 | MACT Fuel Choice Floor in lbs/MMBtu | FALSE | L | Annual | Rate | lb/MMBtu | 0.0009367 | 0.000937 | 0.00094157 | 0.00095265 | 0.00092518 | 0.00092754 | 0.00091521
#MATS - HCL Rate in 2015 (PK) | 45 | 7122 | MACT Fuel Choice Floor in lbs/MMBtu | FALSE | L | Annual | Generation | TWh | 626.182 | 550.0158 | 466.2952 | 332.7233 | 276.5102 | 163.415 | 169.3731
#MATS - HCL Rate in 2015 (PK) | 45 | 7122 | MACT Fuel Choice Floor in lbs/MMBtu | FALSE | L | Annual | Qualifying Generation | TWh | 626.182 | 550.0158 | 466.2952 | 332.7233 | 276.5102 | 163.415 | 169.3731
#MATS - HCL Rate in 2015 (PK) | 45 | 7122 | MACT Fuel Choice Floor in lbs/MMBtu | FALSE | L | Annual | Constraint Shadow Price | US2019$/Ton | 0 | 0 | 0 | 0 | 0 | 0 | 0
#MATS - MER Rate in 2015 (Bit and Subbit) | 46 | 7123 | MACT Fuel Choice Floor in lbs/MMBtu | FALSE | L | Annual | Seasons Included | Seasons | Winter, WintShld, Summer | Winter, WintShld, Summer | Winter, WintShld, Summer | Winter, WintShld, Summer | Winter, WintShld, Summer | Winter, WintShld, Summer | Winter, WintShld, Summer
#MATS - MER Rate in 2015 (Bit and Subbit) | 46 | 7123 | MACT Fuel Choice Floor in lbs/MMBtu | FALSE | L | Annual | Emission Floor | lbs/MMBtu | 1.2e-06 | 1.2e-06 | 1.2e-06 | 1.2e-06 | 1.2e-06 | 1.2e-06 | 1.2e-06
#MATS - MER Rate in 2015 (Bit and Subbit) | 46 | 7123 | MACT Fuel Choice Floor in lbs/MMBtu | FALSE | L | Annual | Emissions at Affected Plants MER | lbs | 3520.5986 | 3122.0694 | 2612.7259 | 1985.3612 | 1751.6002 | 1018.5663 | 1043.458
#MATS - MER Rate in 2015 (Bit and Subbit) | 46 | 7123 | MACT Fuel Choice Floor in lbs/MMBtu | FALSE | L | Annual | Allowances Purchased MER | lbs | 0 | 0 | 0 | 0 | 0 | 0 | 0
#MATS - MER Rate in 2015 (Bit and Subbit) | 46 | 7123 | MACT Fuel Choice Floor in lbs/MMBtu | FALSE | L | Annual | Allowances Sold MER | lbs | 0 | 0 | 0 | 0 | 0 | 0 | 0
#MATS - MER Rate in 2015 (Bit and Subbit) | 46 | 7123 | MACT Fuel Choice Floor in lbs/MMBtu | FALSE | L | Annual | Allowances Banked | lbs | 0 | 0 | 0 | 0 | 0 | 0 | 0
#MATS - MER Rate in 2015 (Bit and Subbit) | 46 | 7123 | MACT Fuel Choice Floor in lbs/MMBtu | FALSE | L | Annual | Allowances Withdrawn (1:1) | lbs | 0 | 0 | 0 | 0 | 0 | 0 | 0
#MATS - MER Rate in 2015 (Bit and Subbit) | 46 | 7123 | MACT Fuel Choice Floor in lbs/MMBtu | FALSE | L | Annual | Allowances Withdrawn (n:1) | lbs | 0 | 0 | 0 | 0 | 0 | 0 | 0
#MATS - MER Rate in 2015 (Bit and Subbit) | 46 | 7123 | MACT Fuel Choice Floor in lbs/MMBtu | FALSE | L | Annual | Net Emissions Allowance Position | lbs | 3520.5986 | 3122.0694 | 2612.7259 | 1985.3612 | 1751.6002 | 1018.5663 | 1043.458
#MATS - MER Rate in 2015 (Bit and Subbit) | 46 | 7123 | MACT Fuel Choice Floor in lbs/MMBtu | FALSE | L | Annual | Fuel Consumed | TBtu | 6489.9096 | 5728.3271 | 4860.6259 | 3484.344 | 2905.4513 | 1726.5449 | 1790.769
#MATS - MER Rate in 2015 (Bit and Subbit) | 46 | 7123 | MACT Fuel Choice Floor in lbs/MMBtu | FALSE | L | Annual | Rate | lb/MMBtu | 5.4247e-07 | 5.4502e-07 | 5.3753e-07 | 5.6979e-07 | 6.0287e-07 | 5.8994e-07 | 5.8269e-07
#MATS - MER Rate in 2015 (Bit and Subbit) | 46 | 7123 | MACT Fuel Choice Floor in lbs/MMBtu | FALSE | L | Annual | Generation | TWh | 630.2983 | 554.1202 | 470.3996 | 336.8278 | 280.7594 | 167.6643 | 173.6224
#MATS - MER Rate in 2015 (Bit and Subbit) | 46 | 7123 | MACT Fuel Choice Floor in lbs/MMBtu | FALSE | L | Annual | Qualifying Generation | TWh | 630.2983 | 554.1202 | 470.3996 | 336.8278 | 280.7594 | 167.6643 | 173.6224
#MATS - MER Rate in 2015 (Bit and Subbit) | 46 | 7123 | MACT Fuel Choice Floor in lbs/MMBtu | FALSE | L | Annual | Constraint Shadow Price | US2019$/Lb | 0 | 0 | 0 | 0 | 0 | 0 | 0
#MATS - MER Rate in 2015 (IGCC) | 47 | 7124 | MACT Fuel Choice Floor in lbs/MMBtu | FALSE | L | Annual | Seasons Included | Seasons | Winter, WintShld, Summer | Winter, WintShld, Summer | Winter, WintShld, Summer | Winter, WintShld, Summer | Winter, WintShld, Summer | Winter, WintShld, Summer | Winter, WintShld, Summer
#MATS - MER Rate in 2015 (IGCC) | 47 | 7124 | MACT Fuel Choice Floor in lbs/MMBtu | FALSE | L | Annual | Emission Floor | lbs/MMBtu | 3e-06 | 3e-06 | 3e-06 | 3e-06 | 3e-06 | 3e-06 | 3e-06
#MATS - MER Rate in 2015 (IGCC) | 47 | 7124 | MACT Fuel Choice Floor in lbs/MMBtu | FALSE | L | Annual | Emissions at Affected Plants MER | lbs | 34.8004 | 33.8836 | 0 | 0 | 0 | 0 | 0
#MATS - MER Rate in 2015 (IGCC) | 47 | 7124 | MACT Fuel Choice Floor in lbs/MMBtu | FALSE | L | Annual | Allowances Purchased MER | lbs | 0 | 0 | 0 | 0 | 0 | 0 | 0
#MATS - MER Rate in 2015 (IGCC) | 47 | 7124 | MACT Fuel Choice Floor in lbs/MMBtu | FALSE | L | Annual | Allowances Sold MER | lbs | 0 | 0 | 0 | 0 | 0 | 0 | 0
#MATS - MER Rate in 2015 (IGCC) | 47 | 7124 | MACT Fuel Choice Floor in lbs/MMBtu | FALSE | L | Annual | Allowances Banked | lbs | 0 | 0 | 0 | 0 | 0 | 0 | 0
#MATS - MER Rate in 2015 (IGCC) | 47 | 7124 | MACT Fuel Choice Floor in lbs/MMBtu | FALSE | L | Annual | Allowances Withdrawn (1:1) | lbs | 0 | 0 | 0 | 0 | 0 | 0 | 0
#MATS - MER Rate in 2015 (IGCC) | 47 | 7124 | MACT Fuel Choice Floor in lbs/MMBtu | FALSE | L | Annual | Allowances Withdrawn (n:1) | lbs | 0 | 0 | 0 | 0 | 0 | 0 | 0
#MATS - MER Rate in 2015 (IGCC) | 47 | 7124 | MACT Fuel Choice Floor in lbs/MMBtu | FALSE | L | Annual | Net Emissions Allowance Position | lbs | 34.8004 | 33.8836 | 0 | 0 | 0 | 0 | 0
#MATS - MER Rate in 2015 (IGCC) | 47 | 7124 | MACT Fuel Choice Floor in lbs/MMBtu | FALSE | L | Annual | Fuel Consumed | TBtu | 45.7384 | 43.4518 | 0 | 0 | 0 | 0 | 0
#MATS - MER Rate in 2015 (IGCC) | 47 | 7124 | MACT Fuel Choice Floor in lbs/MMBtu | FALSE | L | Annual | Rate | lb/MMBtu | 7.6086e-07 | 7.798e-07 | 0 | 0 | 0 | 0 | 0
#MATS - MER Rate in 2015 (IGCC) | 47 | 7124 | MACT Fuel Choice Floor in lbs/MMBtu | FALSE | L | Annual | Generation | TWh | 4.0224 | 3.8213 | 0 | 0 | 0 | 0 | 0
#MATS - MER Rate in 2015 (IGCC) | 47 | 7124 | MACT Fuel Choice Floor in lbs/MMBtu | FALSE | L | Annual | Qualifying Generation | TWh | 4.0224 | 3.8213 | 0 | 0 | 0 | 0 | 0
#MATS - MER Rate in 2015 (IGCC) | 47 | 7124 | MACT Fuel Choice Floor in lbs/MMBtu | FALSE | L | Annual | Constraint Shadow Price | US2019$/Lb | 0 | 0 | 0 | 0 | 0 | 0 | 0
#MATS - MER Rate in 2015 (Lig) | 48 | 7125 | MACT Fuel Choice Floor in lbs/MMBtu | FALSE | L | Annual | Seasons Included | Seasons | Winter, WintShld, Summer | Winter, WintShld, Summer | Winter, WintShld, Summer | Winter, WintShld, Summer | Winter, WintShld, Summer | Winter, WintShld, Summer | Winter, WintShld, Summer
#MATS - MER Rate in 2015 (Lig) | 48 | 7125 | MACT Fuel Choice Floor in lbs/MMBtu | FALSE | L | Annual | Emission Floor | lbs/MMBtu | 4e-06 | 4e-06 | 4e-06 | 4e-06 | 4e-06 | 4e-06 | 4e-06
#MATS - MER Rate in 2015 (Lig) | 48 | 7125 | MACT Fuel Choice Floor in lbs/MMBtu | FALSE | L | Annual | Emissions at Affected Plants MER | lbs | 3520.5986 | 3122.0694 | 2612.7259 | 1985.3612 | 1751.6002 | 1018.5663 | 1043.458
#MATS - MER Rate in 2015 (Lig) | 48 | 7125 | MACT Fuel Choice Floor in lbs/MMBtu | FALSE | L | Annual | Allowances Purchased MER | lbs | 0 | 0 | 0 | 0 | 0 | 0 | 0
#MATS - MER Rate in 2015 (Lig) | 48 | 7125 | MACT Fuel Choice Floor in lbs/MMBtu | FALSE | L | Annual | Allowances Sold MER | lbs | 0 | 0 | 0 | 0 | 0 | 0 | 0
#MATS - MER Rate in 2015 (Lig) | 48 | 7125 | MACT Fuel Choice Floor in lbs/MMBtu | FALSE | L | Annual | Allowances Banked | lbs | 0 | 0 | 0 | 0 | 0 | 0 | 0
#MATS - MER Rate in 2015 (Lig) | 48 | 7125 | MACT Fuel Choice Floor in lbs/MMBtu | FALSE | L | Annual | Allowances Withdrawn (1:1) | lbs | 0 | 0 | 0 | 0 | 0 | 0 | 0
#MATS - MER Rate in 2015 (Lig) | 48 | 7125 | MACT Fuel Choice Floor in lbs/MMBtu | FALSE | L | Annual | Allowances Withdrawn (n:1) | lbs | 0 | 0 | 0 | 0 | 0 | 0 | 0
#MATS - MER Rate in 2015 (Lig) | 48 | 7125 | MACT Fuel Choice Floor in lbs/MMBtu | FALSE | L | Annual | Net Emissions Allowance Position | lbs | 3520.5986 | 3122.0694 | 2612.7259 | 1985.3612 | 1751.6002 | 1018.5663 | 1043.458
#MATS - MER Rate in 2015 (Lig) | 48 | 7125 | MACT Fuel Choice Floor in lbs/MMBtu | FALSE | L | Annual | Fuel Consumed | TBtu | 6489.9096 | 5728.3271 | 4860.6259 | 3484.344 | 2905.4513 | 1726.5449 | 1790.769
#MATS - MER Rate in 2015 (Lig) | 48 | 7125 | MACT Fuel Choice Floor in lbs/MMBtu | FALSE | L | Annual | Rate | lb/MMBtu | 5.4247e-07 | 5.4502e-07 | 5.3753e-07 | 5.6979e-07 | 6.0287e-07 | 5.8994e-07 | 5.8269e-07
#MATS - MER Rate in 2015 (Lig) | 48 | 7125 | MACT Fuel Choice Floor in lbs/MMBtu | FALSE | L | Annual | Generation | TWh | 630.2983 | 554.1202 | 470.3996 | 336.8278 | 280.7594 | 167.6643 | 173.6224
#MATS - MER Rate in 2015 (Lig) | 48 | 7125 | MACT Fuel Choice Floor in lbs/MMBtu | FALSE | L | Annual | Qualifying Generation | TWh | 630.2983 | 554.1202 | 470.3996 | 336.8278 | 280.7594 | 167.6643 | 173.6224
#MATS - MER Rate in 2015 (Lig) | 48 | 7125 | MACT Fuel Choice Floor in lbs/MMBtu | FALSE | L | Annual | Constraint Shadow Price | US2019$/Lb | 0 | 0 | 0 | 0 | 0 | 0 | 0
#MATS - MER Rate in 2015 (PK) | 49 | 7126 | MACT Fuel Choice Floor in lbs/MMBtu | FALSE | L | Annual | Seasons Included | Seasons | Winter, WintShld, Summer | Winter, WintShld, Summer | Winter, WintShld, Summer | Winter, WintShld, Summer | Winter, WintShld, Summer | Winter, WintShld, Summer | Winter, WintShld, Summer
#MATS - MER Rate in 2015 (PK) | 49 | 7126 | MACT Fuel Choice Floor in lbs/MMBtu | FALSE | L | Annual | Emission Floor | lbs/MMBtu | 2e-07 | 2e-07 | 2e-07 | 2e-07 | 2e-07 | 2e-07 | 2e-07
#MATS - MER Rate in 2015 (PK) | 49 | 7126 | MACT Fuel Choice Floor in lbs/MMBtu | FALSE | L | Annual | Emissions at Affected Plants MER | lbs | 3497.0826 | 3101.3035 | 2591.5736 | 1961.9201 | 1727.2458 | 994.2119 | 1019.1036
#MATS - MER Rate in 2015 (PK) | 49 | 7126 | MACT Fuel Choice Floor in lbs/MMBtu | FALSE | L | Annual | Allowances Purchased MER | lbs | 0 | 0 | 0 | 0 | 0 | 0 | 0
#MATS - MER Rate in 2015 (PK) | 49 | 7126 | MACT Fuel Choice Floor in lbs/MMBtu | FALSE | L | Annual | Allowances Sold MER | lbs | 0 | 0 | 0 | 0 | 0 | 0 | 0
#MATS - MER Rate in 2015 (PK) | 49 | 7126 | MACT Fuel Choice Floor in lbs/MMBtu | FALSE | L | Annual | Allowances Banked | lbs | 0 | 0 | 0 | 0 | 0 | 0 | 0
#MATS - MER Rate in 2015 (PK) | 49 | 7126 | MACT Fuel Choice Floor in lbs/MMBtu | FALSE | L | Annual | Allowances Withdrawn (1:1) | lbs | 0 | 0 | 0 | 0 | 0 | 0 | 0
#MATS - MER Rate in 2015 (PK) | 49 | 7126 | MACT Fuel Choice Floor in lbs/MMBtu | FALSE | L | Annual | Allowances Withdrawn (n:1) | lbs | 0 | 0 | 0 | 0 | 0 | 0 | 0
#MATS - MER Rate in 2015 (PK) | 49 | 7126 | MACT Fuel Choice Floor in lbs/MMBtu | FALSE | L | Annual | Net Emissions Allowance Position | lbs | 3497.0826 | 3101.3035 | 2591.5736 | 1961.9201 | 1727.2458 | 994.2119 | 1019.1036
#MATS - MER Rate in 2015 (PK) | 49 | 7126 | MACT Fuel Choice Floor in lbs/MMBtu | FALSE | L | Annual | Fuel Consumed | TBtu | 6448.001 | 5686.552 | 4818.8508 | 3442.5688 | 2862.0485 | 1683.1421 | 1747.3663
#MATS - MER Rate in 2015 (PK) | 49 | 7126 | MACT Fuel Choice Floor in lbs/MMBtu | FALSE | L | Annual | Rate | lb/MMBtu | 5.4235e-07 | 5.4538e-07 | 5.378e-07 | 5.699e-07 | 6.035e-07 | 5.9069e-07 | 5.8322e-07
#MATS - MER Rate in 2015 (PK) | 49 | 7126 | MACT Fuel Choice Floor in lbs/MMBtu | FALSE | L | Annual | Generation | TWh | 626.182 | 550.0158 | 466.2952 | 332.7233 | 276.5102 | 163.415 | 169.3731
#MATS - MER Rate in 2015 (PK) | 49 | 7126 | MACT Fuel Choice Floor in lbs/MMBtu | FALSE | L | Annual | Qualifying Generation | TWh | 626.182 | 550.0158 | 466.2952 | 332.7233 | 276.5102 | 163.415 | 169.3731
#MATS - MER Rate in 2015 (PK) | 49 | 7126 | MACT Fuel Choice Floor in lbs/MMBtu | FALSE | L | Annual | Constraint Shadow Price | US2019$/Lb | 0 | 0 | 0 | 0 | 0 | 0 | 0
111(b) - 1000lbs/MWh CO2 - New CC | 50 | 7691 | Rate Constraint in lbs/MWh | FALSE | L | Annual | Seasons Included | Seasons | Winter, WintShld, Summer | Winter, WintShld, Summer | Winter, WintShld, Summer | Winter, WintShld, Summer | Winter, WintShld, Summer | Winter, WintShld, Summer | Winter, WintShld, Summer
111(b) - 1000lbs/MWh CO2 - New CC | 50 | 7691 | Rate Constraint in lbs/MWh | FALSE | L | Annual | Standard CO2 | lb/MWh | 1000 | 1000 | 1000 | 1000 | 1000 | 1000 | 1000
111(b) - 1000lbs/MWh CO2 - New CC | 50 | 7691 | Rate Constraint in lbs/MWh | FALSE | L | Annual | Emissions at Affected Plants CO2 | Thousand Tons | 55293.982 | 56924.6009 | 98244.4306 | 137571.4584 | 154969.92 | 221537.4389 | 242280.7265
111(b) - 1000lbs/MWh CO2 - New CC | 50 | 7691 | Rate Constraint in lbs/MWh | FALSE | L | Annual | Allowances Purchased CO2 | Thousand Tons | 0 | 0 | 0 | 0 | 0 | 0 | 0
111(b) - 1000lbs/MWh CO2 - New CC | 50 | 7691 | Rate Constraint in lbs/MWh | FALSE | L | Annual | Allowances Sold CO2 | Thousand Tons | 0 | 0 | 0 | 0 | 0 | 0 | 0
111(b) - 1000lbs/MWh CO2 - New CC | 50 | 7691 | Rate Constraint in lbs/MWh | FALSE | L | Annual | Allowances Banked | Thousand Tons | 0 | 0 | 0 | 0 | 0 | 0 | 0
111(b) - 1000lbs/MWh CO2 - New CC | 50 | 7691 | Rate Constraint in lbs/MWh | FALSE | L | Annual | Allowances Withdrawn (1:1) | Thousand Tons | 0 | 0 | 0 | 0 | 0 | 0 | 0
111(b) - 1000lbs/MWh CO2 - New CC | 50 | 7691 | Rate Constraint in lbs/MWh | FALSE | L | Annual | Allowances Withdrawn (n:1) | Thousand Tons | 0 | 0 | 0 | 0 | 0 | 0 | 0
111(b) - 1000lbs/MWh CO2 - New CC | 50 | 7691 | Rate Constraint in lbs/MWh | FALSE | L | Annual | Net Emissions Allowance Position | Thousand Tons | 55293.982 | 56924.6009 | 98244.4306 | 137571.4584 | 154969.92 | 221537.4389 | 242280.7265
111(b) - 1000lbs/MWh CO2 - New CC | 50 | 7691 | Rate Constraint in lbs/MWh | FALSE | L | Annual | Fuel Consumed | TBtu | 950.1746 | 978.0294 | 1683.8686 | 2355.6661 | 2652.8725 | 3790.0013 | 4144.3451
111(b) - 1000lbs/MWh CO2 - New CC | 50 | 7691 | Rate Constraint in lbs/MWh | FALSE | L | Annual | Rate | lb/MMBtu | 116.387 | 116.4067 | 116.689 | 116.8005 | 116.8318 | 116.9063 | 116.9211
111(b) - 1000lbs/MWh CO2 - New CC | 50 | 7691 | Rate Constraint in lbs/MWh | FALSE | L | Annual | Generation | TWh | 148.9665 | 153.3252 | 264.132 | 369.5947 | 416.3694 | 594.8751 | 650.5017
111(b) - 1000lbs/MWh CO2 - New CC | 50 | 7691 | Rate Constraint in lbs/MWh | FALSE | L | Annual | Qualifying Generation | TWh | 148.9665 | 153.3252 | 264.132 | 369.5947 | 416.3694 | 594.8751 | 650.5017
111(b) - 1000lbs/MWh CO2 - New CC | 50 | 7691 | Rate Constraint in lbs/MWh | FALSE | L | Annual | Constraint Shadow Price | US2019$/Ton | 0 | 0 | 0 | 0 | 0 | 0 | 0
111(b) - 1000lbs/MWh CO2 - New CC with CCS | 51 | 7692 | Rate Constraint in lbs/MWh | FALSE | L | Annual | Seasons Included | Seasons | Winter, WintShld, Summer | Winter, WintShld, Summer | Winter, WintShld, Summer | Winter, WintShld, Summer | Winter, WintShld, Summer | Winter, WintShld, Summer | Winter, WintShld, Summer
111(b) - 1000lbs/MWh CO2 - New CC with CCS | 51 | 7692 | Rate Constraint in lbs/MWh | FALSE | L | Annual | Standard CO2 | lb/MWh | 1000 | 1000 | 1000 | 1000 | 1000 | 1000 | 1000
111(b) - 1000lbs/MWh CO2 - New CC with CCS | 51 | 7692 | Rate Constraint in lbs/MWh | FALSE | L | Annual | Emissions at Affected Plants CO2 | Thousand Tons | 0 | 0 | 0 | 0 | 0 | 0 | 0
111(b) - 1000lbs/MWh CO2 - New CC with CCS | 51 | 7692 | Rate Constraint in lbs/MWh | FALSE | L | Annual | Allowances Purchased CO2 | Thousand Tons | 0 | 0 | 0 | 0 | 0 | 0 | 0
111(b) - 1000lbs/MWh CO2 - New CC with CCS | 51 | 7692 | Rate Constraint in lbs/MWh | FALSE | L | Annual | Allowances Sold CO2 | Thousand Tons | 0 | 0 | 0 | 0 | 0 | 0 | 0
111(b) - 1000lbs/MWh CO2 - New CC with CCS | 51 | 7692 | Rate Constraint in lbs/MWh | FALSE | L | Annual | Allowances Banked | Thousand Tons | 0 | 0 | 0 | 0 | 0 | 0 | 0
111(b) - 1000lbs/MWh CO2 - New CC with CCS | 51 | 7692 | Rate Constraint in lbs/MWh | FALSE | L | Annual | Allowances Withdrawn (1:1) | Thousand Tons | 0 | 0 | 0 | 0 | 0 | 0 | 0
111(b) - 1000lbs/MWh CO2 - New CC with CCS | 51 | 7692 | Rate Constraint in lbs/MWh | FALSE | L | Annual | Allowances Withdrawn (n:1) | Thousand Tons | 0 | 0 | 0 | 0 | 0 | 0 | 0
111(b) - 1000lbs/MWh CO2 - New CC with CCS | 51 | 7692 | Rate Constraint in lbs/MWh | FALSE | L | Annual | Net Emissions Allowance Position | Thousand Tons | 0 | 0 | 0 | 0 | 0 | 0 | 0
111(b) - 1000lbs/MWh CO2 - New CC with CCS | 51 | 7692 | Rate Constraint in lbs/MWh | FALSE | L | Annual | Fuel Consumed | TBtu | 0 | 0 | 0 | 0 | 0 | 0 | 0
111(b) - 1000lbs/MWh CO2 - New CC with CCS | 51 | 7692 | Rate Constraint in lbs/MWh | FALSE | L | Annual | Rate | lb/MMBtu | 0 | 0 | 0 | 0 | 0 | 0 | 0
111(b) - 1000lbs/MWh CO2 - New CC with CCS | 51 | 7692 | Rate Constraint in lbs/MWh | FALSE | L | Annual | Generation | TWh | 0 | 0 | 0 | 0 | 0 | 0 | 0
111(b) - 1000lbs/MWh CO2 - New CC with CCS | 51 | 7692 | Rate Constraint in lbs/MWh | FALSE | L | Annual | Qualifying Generation | TWh | 0 | 0 | 0 | 0 | 0 | 0 | 0
111(b) - 1000lbs/MWh CO2 - New CC with CCS | 51 | 7692 | Rate Constraint in lbs/MWh | FALSE | L | Annual | Constraint Shadow Price | US2019$/Ton | 0 | 0 | 0 | 0 | 0 | 0 | 0
111(b) - 1400lbs/MWh CO2 - New UPC with 30% CCS | 52 | 7688 | Rate Constraint in lbs/MWh | FALSE | L | Annual | Seasons Included | Seasons | Winter, WintShld, Summer | Winter, WintShld, Summer | Winter, WintShld, Summer | Winter, WintShld, Summer | Winter, WintShld, Summer | Winter, WintShld, Summer | Winter, WintShld, Summer
111(b) - 1400lbs/MWh CO2 - New UPC with 30% CCS | 52 | 7688 | Rate Constraint in lbs/MWh | FALSE | L | Annual | Standard CO2 | lb/MWh | 1400 | 1400 | 1400 | 1400 | 1400 | 1400 | 1400
111(b) - 1400lbs/MWh CO2 - New UPC with 30% CCS | 52 | 7688 | Rate Constraint in lbs/MWh | FALSE | L | Annual | Emissions at Affected Plants CO2 | Thousand Tons | 0 | 0 | 0 | 0 | 0 | 0 | 0
111(b) - 1400lbs/MWh CO2 - New UPC with 30% CCS | 52 | 7688 | Rate Constraint in lbs/MWh | FALSE | L | Annual | Allowances Purchased CO2 | Thousand Tons | 0 | 0 | 0 | 0 | 0 | 0 | 0
111(b) - 1400lbs/MWh CO2 - New UPC with 30% CCS | 52 | 7688 | Rate Constraint in lbs/MWh | FALSE | L | Annual | Allowances Sold CO2 | Thousand Tons | 0 | 0 | 0 | 0 | 0 | 0 | 0
111(b) - 1400lbs/MWh CO2 - New UPC with 30% CCS | 52 | 7688 | Rate Constraint in lbs/MWh | FALSE | L | Annual | Allowances Banked | Thousand Tons | 0 | 0 | 0 | 0 | 0 | 0 | 0
111(b) - 1400lbs/MWh CO2 - New UPC with 30% CCS | 52 | 7688 | Rate Constraint in lbs/MWh | FALSE | L | Annual | Allowances Withdrawn (1:1) | Thousand Tons | 0 | 0 | 0 | 0 | 0 | 0 | 0
111(b) - 1400lbs/MWh CO2 - New UPC with 30% CCS | 52 | 7688 | Rate Constraint in lbs/MWh | FALSE | L | Annual | Allowances Withdrawn (n:1) | Thousand Tons | 0 | 0 | 0 | 0 | 0 | 0 | 0
111(b) - 1400lbs/MWh CO2 - New UPC with 30% CCS | 52 | 7688 | Rate Constraint in lbs/MWh | FALSE | L | Annual | Net Emissions Allowance Position | Thousand Tons | 0 | 0 | 0 | 0 | 0 | 0 | 0
111(b) - 1400lbs/MWh CO2 - New UPC with 30% CCS | 52 | 7688 | Rate Constraint in lbs/MWh | FALSE | L | Annual | Fuel Consumed | TBtu | 0 | 0 | 0 | 0 | 0 | 0 | 0
111(b) - 1400lbs/MWh CO2 - New UPC with 30% CCS | 52 | 7688 | Rate Constraint in lbs/MWh | FALSE | L | Annual | Rate | lb/MMBtu | 0 | 0 | 0 | 0 | 0 | 0 | 0
111(b) - 1400lbs/MWh CO2 - New UPC with 30% CCS | 52 | 7688 | Rate Constraint in lbs/MWh | FALSE | L | Annual | Generation | TWh | 0 | 0 | 0 | 0 | 0 | 0 | 0
111(b) - 1400lbs/MWh CO2 - New UPC with 30% CCS | 52 | 7688 | Rate Constraint in lbs/MWh | FALSE | L | Annual | Qualifying Generation | TWh | 0 | 0 | 0 | 0 | 0 | 0 | 0
111(b) - 1400lbs/MWh CO2 - New UPC with 30% CCS | 52 | 7688 | Rate Constraint in lbs/MWh | FALSE | L | Annual | Constraint Shadow Price | US2019$/Ton | 0 | 0 | 0 | 0 | 0 | 0 | 0
111(b) - 1400lbs/MWh CO2 - New UPC with 90% CCS | 53 | 7689 | Rate Constraint in lbs/MWh | FALSE | L | Annual | Seasons Included | Seasons | Winter, WintShld, Summer | Winter, WintShld, Summer | Winter, WintShld, Summer | Winter, WintShld, Summer | Winter, WintShld, Summer | Winter, WintShld, Summer | Winter, WintShld, Summer
111(b) - 1400lbs/MWh CO2 - New UPC with 90% CCS | 53 | 7689 | Rate Constraint in lbs/MWh | FALSE | L | Annual | Standard CO2 | lb/MWh | 1400 | 1400 | 1400 | 1400 | 1400 | 1400 | 1400
111(b) - 1400lbs/MWh CO2 - New UPC with 90% CCS | 53 | 7689 | Rate Constraint in lbs/MWh | FALSE | L | Annual | Emissions at Affected Plants CO2 | Thousand Tons | 0 | 0 | 0 | 0 | 0 | 0 | 0
111(b) - 1400lbs/MWh CO2 - New UPC with 90% CCS | 53 | 7689 | Rate Constraint in lbs/MWh | FALSE | L | Annual | Allowances Purchased CO2 | Thousand Tons | 0 | 0 | 0 | 0 | 0 | 0 | 0
111(b) - 1400lbs/MWh CO2 - New UPC with 90% CCS | 53 | 7689 | Rate Constraint in lbs/MWh | FALSE | L | Annual | Allowances Sold CO2 | Thousand Tons | 0 | 0 | 0 | 0 | 0 | 0 | 0
111(b) - 1400lbs/MWh CO2 - New UPC with 90% CCS | 53 | 7689 | Rate Constraint in lbs/MWh | FALSE | L | Annual | Allowances Banked | Thousand Tons | 0 | 0 | 0 | 0 | 0 | 0 | 0
111(b) - 1400lbs/MWh CO2 - New UPC with 90% CCS | 53 | 7689 | Rate Constraint in lbs/MWh | FALSE | L | Annual | Allowances Withdrawn (1:1) | Thousand Tons | 0 | 0 | 0 | 0 | 0 | 0 | 0
111(b) - 1400lbs/MWh CO2 - New UPC with 90% CCS | 53 | 7689 | Rate Constraint in lbs/MWh | FALSE | L | Annual | Allowances Withdrawn (n:1) | Thousand Tons | 0 | 0 | 0 | 0 | 0 | 0 | 0
111(b) - 1400lbs/MWh CO2 - New UPC with 90% CCS | 53 | 7689 | Rate Constraint in lbs/MWh | FALSE | L | Annual | Net Emissions Allowance Position | Thousand Tons | 0 | 0 | 0 | 0 | 0 | 0 | 0
111(b) - 1400lbs/MWh CO2 - New UPC with 90% CCS | 53 | 7689 | Rate Constraint in lbs/MWh | FALSE | L | Annual | Fuel Consumed | TBtu | 0 | 0 | 0 | 0 | 0 | 0 | 0
111(b) - 1400lbs/MWh CO2 - New UPC with 90% CCS | 53 | 7689 | Rate Constraint in lbs/MWh | FALSE | L | Annual | Rate | lb/MMBtu | 0 | 0 | 0 | 0 | 0 | 0 | 0
111(b) - 1400lbs/MWh CO2 - New UPC with 90% CCS | 53 | 7689 | Rate Constraint in lbs/MWh | FALSE | L | Annual | Generation | TWh | 0 | 0 | 0 | 0 | 0 | 0 | 0
111(b) - 1400lbs/MWh CO2 - New UPC with 90% CCS | 53 | 7689 | Rate Constraint in lbs/MWh | FALSE | L | Annual | Qualifying Generation | TWh | 0 | 0 | 0 | 0 | 0 | 0 | 0
111(b) - 1400lbs/MWh CO2 - New UPC with 90% CCS | 53 | 7689 | Rate Constraint in lbs/MWh | FALSE | L | Annual | Constraint Shadow Price | US2019$/Ton | 0 | 0 | 0 | 0 | 0 | 0 | 0
AES Somerset MER Rate Limit v3.1 | 54 | 7516 | Rate Constraint in lbs/MMBtu | FALSE | L | Annual | Seasons Included | Seasons | Winter, WintShld, Summer | Winter, WintShld, Summer | Winter, WintShld, Summer | Winter, WintShld, Summer | Winter, WintShld, Summer | Winter, WintShld, Summer | Winter, WintShld, Summer
AES Somerset MER Rate Limit v3.1 | 54 | 7516 | Rate Constraint in lbs/MMBtu | FALSE | L | Annual | Standard MER | lb/MMBtu | 6e-07 | 6e-07 | 6e-07 | 6e-07 | 6e-07 | 6e-07 | 6e-07
AES Somerset MER Rate Limit v3.1 | 54 | 7516 | Rate Constraint in lbs/MMBtu | FALSE | L | Annual | Emissions at Affected Plants MER | lbs | 0 | 0 | 0 | 0 | 0 | 0 | 0
AES Somerset MER Rate Limit v3.1 | 54 | 7516 | Rate Constraint in lbs/MMBtu | FALSE | L | Annual | Allowances Purchased MER | lbs | 0 | 0 | 0 | 0 | 0 | 0 | 0
AES Somerset MER Rate Limit v3.1 | 54 | 7516 | Rate Constraint in lbs/MMBtu | FALSE | L | Annual | Allowances Sold MER | lbs | 0 | 0 | 0 | 0 | 0 | 0 | 0
AES Somerset MER Rate Limit v3.1 | 54 | 7516 | Rate Constraint in lbs/MMBtu | FALSE | L | Annual | Allowances Banked | lbs | 0 | 0 | 0 | 0 | 0 | 0 | 0
AES Somerset MER Rate Limit v3.1 | 54 | 7516 | Rate Constraint in lbs/MMBtu | FALSE | L | Annual | Allowances Withdrawn (1:1) | lbs | 0 | 0 | 0 | 0 | 0 | 0 | 0
AES Somerset MER Rate Limit v3.1 | 54 | 7516 | Rate Constraint in lbs/MMBtu | FALSE | L | Annual | Allowances Withdrawn (n:1) | lbs | 0 | 0 | 0 | 0 | 0 | 0 | 0
AES Somerset MER Rate Limit v3.1 | 54 | 7516 | Rate Constraint in lbs/MMBtu | FALSE | L | Annual | Net Emissions Allowance Position | lbs | 0 | 0 | 0 | 0 | 0 | 0 | 0
AES Somerset MER Rate Limit v3.1 | 54 | 7516 | Rate Constraint in lbs/MMBtu | FALSE | L | Annual | Fuel Consumed | TBtu | 0 | 0 | 0 | 0 | 0 | 0 | 0
AES Somerset MER Rate Limit v3.1 | 54 | 7516 | Rate Constraint in lbs/MMBtu | FALSE | L | Annual | Rate | lb/MMBtu | 0 | 0 | 0 | 0 | 0 | 0 | 0
AES Somerset MER Rate Limit v3.1 | 54 | 7516 | Rate Constraint in lbs/MMBtu | FALSE | L | Annual | Generation | TWh | 0 | 0 | 0 | 0 | 0 | 0 | 0
AES Somerset MER Rate Limit v3.1 | 54 | 7516 | Rate Constraint in lbs/MMBtu | FALSE | L | Annual | Qualifying Generation | TWh | 0 | 0 | 0 | 0 | 0 | 0 | 0
AES Somerset MER Rate Limit v3.1 | 54 | 7516 | Rate Constraint in lbs/MMBtu | FALSE | L | Annual | Rate | lb/MWh | 0 | 0 | 0 | 0 | 0 | 0 | 0
AES Somerset MER Rate Limit v3.1 | 54 | 7516 | Rate Constraint in lbs/MMBtu | FALSE | L | Annual | Constraint Shadow Price | US2019$/Lb | 0 | 0 | 0 | 0 | 0 | 0 | 0
AZ Hg Rule - MER Removal Annual v3.1 | 55 | 7278 | MACT Fuel Choice Floor in lbs/MMBtu | FALSE | L | Annual | Seasons Included | Seasons | Winter, WintShld, Summer | Winter, WintShld, Summer | Winter, WintShld, Summer | Winter, WintShld, Summer | Winter, WintShld, Summer | Winter, WintShld, Summer | Winter, WintShld, Summer
AZ Hg Rule - MER Removal Annual v3.1 | 55 | 7278 | MACT Fuel Choice Floor in lbs/MMBtu | FALSE | L | Annual | Emission Floor | lbs/MMBtu | 8.44e-07 | 8.44e-07 | 8.44e-07 | 8.44e-07 | 8.44e-07 | 8.44e-07 | 8.44e-07
AZ Hg Rule - MER Removal Annual v3.1 | 55 | 7278 | MACT Fuel Choice Floor in lbs/MMBtu | FALSE | L | Annual | Emissions at Affected Plants MER | lbs | 22.6645 | 18.6201 | 26.9926 | 26.8464 | 38.4506 | 13.9294 | 27.9029
AZ Hg Rule - MER Removal Annual v3.1 | 55 | 7278 | MACT Fuel Choice Floor in lbs/MMBtu | FALSE | L | Annual | Allowances Purchased MER | lbs | 0 | 0 | 0 | 0 | 0 | 0 | 0
AZ Hg Rule - MER Removal Annual v3.1 | 55 | 7278 | MACT Fuel Choice Floor in lbs/MMBtu | FALSE | L | Annual | Allowances Sold MER | lbs | 0 | 0 | 0 | 0 | 0 | 0 | 0
AZ Hg Rule - MER Removal Annual v3.1 | 55 | 7278 | MACT Fuel Choice Floor in lbs/MMBtu | FALSE | L | Annual | Allowances Banked | lbs | 0 | 0 | 0 | 0 | 0 | 0 | 0
AZ Hg Rule - MER Removal Annual v3.1 | 55 | 7278 | MACT Fuel Choice Floor in lbs/MMBtu | FALSE | L | Annual | Allowances Withdrawn (1:1) | lbs | 0 | 0 | 0 | 0 | 0 | 0 | 0
AZ Hg Rule - MER Removal Annual v3.1 | 55 | 7278 | MACT Fuel Choice Floor in lbs/MMBtu | FALSE | L | Annual | Allowances Withdrawn (n:1) | lbs | 0 | 0 | 0 | 0 | 0 | 0 | 0
AZ Hg Rule - MER Removal Annual v3.1 | 55 | 7278 | MACT Fuel Choice Floor in lbs/MMBtu | FALSE | L | Annual | Net Emissions Allowance Position | lbs | 22.6645 | 18.6201 | 26.9926 | 26.8464 | 38.4506 | 13.9294 | 27.9029
AZ Hg Rule - MER Removal Annual v3.1 | 55 | 7278 | MACT Fuel Choice Floor in lbs/MMBtu | FALSE | L | Annual | Fuel Consumed | TBtu | 29.3496 | 22.142 | 31.8262 | 31.6571 | 45.6507 | 17.2876 | 33.4504
AZ Hg Rule - MER Removal Annual v3.1 | 55 | 7278 | MACT Fuel Choice Floor in lbs/MMBtu | FALSE | L | Annual | Rate | lb/MMBtu | 7.7222e-07 | 8.4094e-07 | 8.4812e-07 | 8.4804e-07 | 8.4228e-07 | 8.0575e-07 | 8.3416e-07
AZ Hg Rule - MER Removal Annual v3.1 | 55 | 7278 | MACT Fuel Choice Floor in lbs/MMBtu | FALSE | L | Annual | Generation | TWh | 2.821 | 2.1229 | 3.0973 | 3.0808 | 4.4349 | 1.6612 | 3.2418
AZ Hg Rule - MER Removal Annual v3.1 | 55 | 7278 | MACT Fuel Choice Floor in lbs/MMBtu | FALSE | L | Annual | Qualifying Generation | TWh | 2.821 | 2.1229 | 3.0973 | 3.0808 | 4.4349 | 1.6612 | 3.2418
AZ Hg Rule - MER Removal Annual v3.1 | 55 | 7278 | MACT Fuel Choice Floor in lbs/MMBtu | FALSE | L | Annual | Constraint Shadow Price | US2019$/Lb | 0 | 0 | 0 | 0 | 0 | 0 | 0
BART NOX Annual- Antelope Valley 1- v5.16 | 56 | 7196 | Rate Constraint in lbs/MMBtu | FALSE | L | Annual | Seasons Included | Seasons | Winter, WintShld, Summer | Winter, WintShld, Summer | Winter, WintShld, Summer | Winter, WintShld, Summer | Winter, WintShld, Summer | Winter, WintShld, Summer | Winter, WintShld, Summer
BART NOX Annual- Antelope Valley 1- v5.16 | 56 | 7196 | Rate Constraint in lbs/MMBtu | FALSE | L | Annual | Standard NOX | lb/MMBtu | 0.17 | 0.17 | 0.17 | 0.17 | 0.17 | 0.17 | 0.17
BART NOX Annual- Antelope Valley 1- v5.16 | 56 | 7196 | Rate Constraint in lbs/MMBtu | FALSE | L | Annual | Emissions at Affected Plants NOX | Thousand Tons | 1.2863 | 1.2328 | 1.9633 | 1.3283 | 1.1007 | 0.66405 | 0.88743
BART NOX Annual- Antelope Valley 1- v5.16 | 56 | 7196 | Rate Constraint in lbs/MMBtu | FALSE | L | Annual | Allowances Purchased NOX | Thousand Tons | 0 | 0 | 0 | 0 | 0 | 0 | 0
BART NOX Annual- Antelope Valley 1- v5.16 | 56 | 7196 | Rate Constraint in lbs/MMBtu | FALSE | L | Annual | Allowances Sold NOX | Thousand Tons | 0 | 0 | 0 | 0 | 0 | 0 | 0
BART NOX Annual- Antelope Valley 1- v5.16 | 56 | 7196 | Rate Constraint in lbs/MMBtu | FALSE | L | Annual | Allowances Banked | Thousand Tons | 0 | 0 | 0 | 0 | 0 | 0 | 0
BART NOX Annual- Antelope Valley 1- v5.16 | 56 | 7196 | Rate Constraint in lbs/MMBtu | FALSE | L | Annual | Allowances Withdrawn (1:1) | Thousand Tons | 0 | 0 | 0 | 0 | 0 | 0 | 0
BART NOX Annual- Antelope Valley 1- v5.16 | 56 | 7196 | Rate Constraint in lbs/MMBtu | FALSE | L | Annual | Allowances Withdrawn (n:1) | Thousand Tons | 0 | 0 | 0 | 0 | 0 | 0 | 0
BART NOX Annual- Antelope Valley 1- v5.16 | 56 | 7196 | Rate Constraint in lbs/MMBtu | FALSE | L | Annual | Net Emissions Allowance Position | Thousand Tons | 1.2863 | 1.2328 | 1.9633 | 1.3283 | 1.1007 | 0.66405 | 0.88743
BART NOX Annual- Antelope Valley 1- v5.16 | 56 | 7196 | Rate Constraint in lbs/MMBtu | FALSE | L | Annual | Fuel Consumed | TBtu | 24.288 | 23.278 | 37.0708 | 25.0812 | 20.784 | 12.5387 | 16.7567
BART NOX Annual- Antelope Valley 1- v5.16 | 56 | 7196 | Rate Constraint in lbs/MMBtu | FALSE | L | Annual | Rate | lb/MMBtu | 0.10592 | 0.10592 | 0.10592 | 0.10592 | 0.10592 | 0.10592 | 0.10592
BART NOX Annual- Antelope Valley 1- v5.16 | 56 | 7196 | Rate Constraint in lbs/MMBtu | FALSE | L | Annual | Generation | TWh | 2.1452 | 2.056 | 3.2742 | 2.2153 | 1.8357 | 1.1075 | 1.48
BART NOX Annual- Antelope Valley 1- v5.16 | 56 | 7196 | Rate Constraint in lbs/MMBtu | FALSE | L | Annual | Qualifying Generation | TWh | 2.1452 | 2.056 | 3.2742 | 2.2153 | 1.8357 | 1.1075 | 1.48
BART NOX Annual- Antelope Valley 1- v5.16 | 56 | 7196 | Rate Constraint in lbs/MMBtu | FALSE | L | Annual | Rate | lb/MWh | 1.1992 | 1.1992 | 1.1992 | 1.1992 | 1.1992 | 1.1992 | 1.1992
BART NOX Annual- Antelope Valley 1- v5.16 | 56 | 7196 | Rate Constraint in lbs/MMBtu | FALSE | L | Annual | Constraint Shadow Price | US2019$/Ton | 0 | 0 | 0 | 0 | 0 | 0 | 0
BART NOX Annual- Antelope Valley 2- v5.16 | 57 | 7197 | Rate Constraint in lbs/MMBtu | FALSE | L | Annual | Seasons Included | Seasons | Winter, WintShld, Summer | Winter, WintShld, Summer | Winter, WintShld, Summer | Winter, WintShld, Summer | Winter, WintShld, Summer | Winter, WintShld, Summer | Winter, WintShld, Summer
BART NOX Annual- Antelope Valley 2- v5.16 | 57 | 7197 | Rate Constraint in lbs/MMBtu | FALSE | L | Annual | Standard NOX | lb/MMBtu | 0.17 | 0.17 | 0.17 | 0.17 | 0.17 | 0.17 | 0.17
BART NOX Annual- Antelope Valley 2- v5.16 | 57 | 7197 | Rate Constraint in lbs/MMBtu | FALSE | L | Annual | Emissions at Affected Plants NOX | Thousand Tons | 1.4485 | 1.789 | 1.9352 | 1.7726 | 1.7576 | 1.667 | 1.667
BART NOX Annual- Antelope Valley 2- v5.16 | 57 | 7197 | Rate Constraint in lbs/MMBtu | FALSE | L | Annual | Allowances Purchased NOX | Thousand Tons | 0 | 0 | 0 | 0 | 0 | 0 | 0
BART NOX Annual- Antelope Valley 2- v5.16 | 57 | 7197 | Rate Constraint in lbs/MMBtu | FALSE | L | Annual | Allowances Sold NOX | Thousand Tons | 0 | 0 | 0 | 0 | 0 | 0 | 0
BART NOX Annual- Antelope Valley 2- v5.16 | 57 | 7197 | Rate Constraint in lbs/MMBtu | FALSE | L | Annual | Allowances Banked | Thousand Tons | 0 | 0 | 0 | 0 | 0 | 0 | 0
BART NOX Annual- Antelope Valley 2- v5.16 | 57 | 7197 | Rate Constraint in lbs/MMBtu | FALSE | L | Annual | Allowances Withdrawn (1:1) | Thousand Tons | 0 | 0 | 0 | 0 | 0 | 0 | 0
BART NOX Annual- Antelope Valley 2- v5.16 | 57 | 7197 | Rate Constraint in lbs/MMBtu | FALSE | L | Annual | Allowances Withdrawn (n:1) | Thousand Tons | 0 | 0 | 0 | 0 | 0 | 0 | 0
BART NOX Annual- Antelope Valley 2- v5.16 | 57 | 7197 | Rate Constraint in lbs/MMBtu | FALSE | L | Annual | Net Emissions Allowance Position | Thousand Tons | 1.4485 | 1.789 | 1.9352 | 1.7726 | 1.7576 | 1.667 | 1.667
BART NOX Annual- Antelope Valley 2- v5.16 | 57 | 7197 | Rate Constraint in lbs/MMBtu | FALSE | L | Annual | Fuel Consumed | TBtu | 27.6031 | 34.0932 | 36.8776 | 33.7799 | 33.4944 | 31.7675 | 31.7669
BART NOX Annual- Antelope Valley 2- v5.16 | 57 | 7197 | Rate Constraint in lbs/MMBtu | FALSE | L | Annual | Rate | lb/MMBtu | 0.10495 | 0.10495 | 0.10495 | 0.10495 | 0.10495 | 0.10495 | 0.10495
BART NOX Annual- Antelope Valley 2- v5.16 | 57 | 7197 | Rate Constraint in lbs/MMBtu | FALSE | L | Annual | Generation | TWh | 2.4508 | 2.161 | 2.4082 | 2.1332 | 2.1078 | 1.9545 | 1.9544
BART NOX Annual- Antelope Valley 2- v5.16 | 57 | 7197 | Rate Constraint in lbs/MMBtu | FALSE | L | Annual | Qualifying Generation | TWh | 2.4508 | 2.161 | 2.4082 | 2.1332 | 2.1078 | 1.9545 | 1.9544
BART NOX Annual- Antelope Valley 2- v5.16 | 57 | 7197 | Rate Constraint in lbs/MMBtu | FALSE | L | Annual | Rate | lb/MWh | 1.1821 | 1.6558 | 1.6071 | 1.662 | 1.6677 | 1.7058 | 1.7058
BART NOX Annual- Antelope Valley 2- v5.16 | 57 | 7197 | Rate Constraint in lbs/MMBtu | FALSE | L | Annual | Constraint Shadow Price | US2019$/Ton | 0 | 0 | 0 | 0 | 0 | 0 | 0
BART NOX Annual- Arthur Kill- v5.16 | 58 | 7182 | Rate Constraint in lbs/MMBtu | FALSE | L | Annual | Seasons Included | Seasons | Winter, WintShld, Summer | Winter, WintShld, Summer | Winter, WintShld, Summer | Winter, WintShld, Summer | Winter, WintShld, Summer | Winter, WintShld, Summer | Winter, WintShld, Summer
BART NOX Annual- Arthur Kill- v5.16 | 58 | 7182 | Rate Constraint in lbs/MMBtu | FALSE | L | Annual | Standard NOX | lb/MMBtu | 0.15 | 0.15 | 0.15 | 0.15 | 0.15 | 0.15 | 0.15
BART NOX Annual- Arthur Kill- v5.16 | 58 | 7182 | Rate Constraint in lbs/MMBtu | FALSE | L | Annual | Emissions at Affected Plants NOX | Thousand Tons | 0.12612 | 0 | 0 | 0 | 0 | 0 | 0
BART NOX Annual- Arthur Kill- v5.16 | 58 | 7182 | Rate Constraint in lbs/MMBtu | FALSE | L | Annual | Allowances Purchased NOX | Thousand Tons | 0 | 0 | 0 | 0 | 0 | 0 | 0
BART NOX Annual- Arthur Kill- v5.16 | 58 | 7182 | Rate Constraint in lbs/MMBtu | FALSE | L | Annual | Allowances Sold NOX | Thousand Tons | 0 | 0 | 0 | 0 | 0 | 0 | 0
BART NOX Annual- Arthur Kill- v5.16 | 58 | 7182 | Rate Constraint in lbs/MMBtu | FALSE | L | Annual | Allowances Banked | Thousand Tons | 0 | 0 | 0 | 0 | 0 | 0 | 0
BART NOX Annual- Arthur Kill- v5.16 | 58 | 7182 | Rate Constraint in lbs/MMBtu | FALSE | L | Annual | Allowances Withdrawn (1:1) | Thousand Tons | 0 | 0 | 0 | 0 | 0 | 0 | 0
BART NOX Annual- Arthur Kill- v5.16 | 58 | 7182 | Rate Constraint in lbs/MMBtu | FALSE | L | Annual | Allowances Withdrawn (n:1) | Thousand Tons | 0 | 0 | 0 | 0 | 0 | 0 | 0
BART NOX Annual- Arthur Kill- v5.16 | 58 | 7182 | Rate Constraint in lbs/MMBtu | FALSE | L | Annual | Net Emissions Allowance Position | Thousand Tons | 0.12612 | 0 | 0 | 0 | 0 | 0 | 0
BART NOX Annual- Arthur Kill- v5.16 | 58 | 7182 | Rate Constraint in lbs/MMBtu | FALSE | L | Annual | Fuel Consumed | TBtu | 3.6936 | 0 | 0 | 0 | 0 | 0 | 0
BART NOX Annual- Arthur Kill- v5.16 | 58 | 7182 | Rate Constraint in lbs/MMBtu | FALSE | L | Annual | Rate | lb/MMBtu | 0.06829 | 0 | 0 | 0 | 0 | 0 | 0
BART NOX Annual- Arthur Kill- v5.16 | 58 | 7182 | Rate Constraint in lbs/MMBtu | FALSE | L | Annual | Generation | TWh | 0.32899 | 0 | 0 | 0 | 0 | 0 | 0
BART NOX Annual- Arthur Kill- v5.16 | 58 | 7182 | Rate Constraint in lbs/MMBtu | FALSE | L | Annual | Qualifying Generation | TWh | 0.32899 | 0 | 0 | 0 | 0 | 0 | 0
BART NOX Annual- Arthur Kill- v5.16 | 58 | 7182 | Rate Constraint in lbs/MMBtu | FALSE | L | Annual | Rate | lb/MWh | 0.76669 | 0 | 0 | 0 | 0 | 0 | 0
BART NOX Annual- Arthur Kill- v5.16 | 58 | 7182 | Rate Constraint in lbs/MMBtu | FALSE | L | Annual | Constraint Shadow Price | US2019$/Ton | 0 | 0 | 0 | 0 | 0 | 0 | 0
BART NOX Annual- Big Stone 1- v5.16 | 59 | 7161 | Rate Constraint in lbs/MMBtu | FALSE | L | Annual | Seasons Included | Seasons | Winter, WintShld, Summer | Winter, WintShld, Summer | Winter, WintShld, Summer | Winter, WintShld, Summer | Winter, WintShld, Summer | Winter, WintShld, Summer | Winter, WintShld, Summer
BART NOX Annual- Big Stone 1- v5.16 | 59 | 7161 | Rate Constraint in lbs/MMBtu | FALSE | L | Annual | Standard NOX | lb/MMBtu | 0.1 | 0.1 | 0.1 | 0.1 | 0.1 | 0.1 | 0.1
BART NOX Annual- Big Stone 1- v5.16 | 59 | 7161 | Rate Constraint in lbs/MMBtu | FALSE | L | Annual | Emissions at Affected Plants NOX | Thousand Tons | 1.0905 | 1.2341 | 1.2336 | 0.44597 | 0.41252 | 0.15384 | 0.15389
BART NOX Annual- Big Stone 1- v5.16 | 59 | 7161 | Rate Constraint in lbs/MMBtu | FALSE | L | Annual | Allowances Purchased NOX | Thousand Tons | 0 | 0 | 0 | 0 | 0 | 0 | 0
BART NOX Annual- Big Stone 1- v5.16 | 59 | 7161 | Rate Constraint in lbs/MMBtu | FALSE | L | Annual | Allowances Sold NOX | Thousand Tons | 0 | 0 | 0 | 0 | 0 | 0 | 0
BART NOX Annual- Big Stone 1- v5.16 | 59 | 7161 | Rate Constraint in lbs/MMBtu | FALSE | L | Annual | Allowances Banked | Thousand Tons | 0 | 0 | 0 | 0 | 0 | 0 | 0
BART NOX Annual- Big Stone 1- v5.16 | 59 | 7161 | Rate Constraint in lbs/MMBtu | FALSE | L | Annual | Allowances Withdrawn (1:1) | Thousand Tons | 0 | 0 | 0 | 0 | 0 | 0 | 0
BART NOX Annual- Big Stone 1- v5.16 | 59 | 7161 | Rate Constraint in lbs/MMBtu | FALSE | L | Annual | Allowances Withdrawn (n:1) | Thousand Tons | 0 | 0 | 0 | 0 | 0 | 0 | 0
BART NOX Annual- Big Stone 1- v5.16 | 59 | 7161 | Rate Constraint in lbs/MMBtu | FALSE | L | Annual | Net Emissions Allowance Position | Thousand Tons | 1.0905 | 1.2341 | 1.2336 | 0.44597 | 0.41252 | 0.15384 | 0.15389
BART NOX Annual- Big Stone 1- v5.16 | 59 | 7161 | Rate Constraint in lbs/MMBtu | FALSE | L | Annual | Fuel Consumed | TBtu | 28.8237 | 32.6176 | 32.6042 | 11.7873 | 10.9033 | 4.0662 | 4.0674
BART NOX Annual- Big Stone 1- v5.16 | 59 | 7161 | Rate Constraint in lbs/MMBtu | FALSE | L | Annual | Rate | lb/MMBtu | 0.07567 | 0.07567 | 0.07567 | 0.07567 | 0.07567 | 0.07567 | 0.07567
BART NOX Annual- Big Stone 1- v5.16 | 59 | 7161 | Rate Constraint in lbs/MMBtu | FALSE | L | Annual | Generation | TWh | 2.9035 | 3.2857 | 3.2843 | 1.1874 | 1.0983 | 0.4096 | 0.40972
BART NOX Annual- Big Stone 1- v5.16 | 59 | 7161 | Rate Constraint in lbs/MMBtu | FALSE | L | Annual | Qualifying Generation | TWh | 2.8176 | 3.1884 | 3.1871 | 1.1522 | 1.0658 | 0.39748 | 0.39759
BART NOX Annual- Big Stone 1- v5.16 | 59 | 7161 | Rate Constraint in lbs/MMBtu | FALSE | L | Annual | Rate | lb/MWh | 0.7741 | 0.7741 | 0.7741 | 0.7741 | 0.7741 | 0.7741 | 0.7741
BART NOX Annual- Big Stone 1- v5.16 | 59 | 7161 | Rate Constraint in lbs/MMBtu | FALSE | L | Annual | Constraint Shadow Price | US2019$/Ton | 0 | 0 | 0 | 0 | 0 | 0 | 0
BART NOX Annual- Bowline Point 1- v6.17 | 60 | 7193 | Rate Constraint in lbs/MMBtu | FALSE | L | Annual | Seasons Included | Seasons | Winter, WintShld, Summer | Winter, WintShld, Summer | Winter, WintShld, Summer | Winter, WintShld, Summer | Winter, WintShld, Summer | Winter, WintShld, Summer | Winter, WintShld, Summer
BART NOX Annual- Bowline Point 1- v6.17 | 60 | 7193 | Rate Constraint in lbs/MMBtu | FALSE | L | Annual | Standard NOX | lb/MMBtu | 0.15 | 0.15 | 0.15 | 0.15 | 0.15 | 0.15 | 0.15
BART NOX Annual- Bowline Point 1- v6.17 | 60 | 7193 | Rate Constraint in lbs/MMBtu | FALSE | L | Annual | Emissions at Affected Plants NOX | Thousand Tons | 0 | 0 | 0 | 0 | 0 | 0 | 0
BART NOX Annual- Bowline Point 1- v6.17 | 60 | 7193 | Rate Constraint in lbs/MMBtu | FALSE | L | Annual | Allowances Purchased NOX | Thousand Tons | 0 | 0 | 0 | 0 | 0 | 0 | 0
BART NOX Annual- Bowline Point 1- v6.17 | 60 | 7193 | Rate Constraint in lbs/MMBtu | FALSE | L | Annual | Allowances Sold NOX | Thousand Tons | 0 | 0 | 0 | 0 | 0 | 0 | 0
BART NOX Annual- Bowline Point 1- v6.17 | 60 | 7193 | Rate Constraint in lbs/MMBtu | FALSE | L | Annual | Allowances Banked | Thousand Tons | 0 | 0 | 0 | 0 | 0 | 0 | 0
BART NOX Annual- Bowline Point 1- v6.17 | 60 | 7193 | Rate Constraint in lbs/MMBtu | FALSE | L | Annual | Allowances Withdrawn (1:1) | Thousand Tons | 0 | 0 | 0 | 0 | 0 | 0 | 0
BART NOX Annual- Bowline Point 1- v6.17 | 60 | 7193 | Rate Constraint in lbs/MMBtu | FALSE | L | Annual | Allowances Withdrawn (n:1) | Thousand Tons | 0 | 0 | 0 | 0 | 0 | 0 | 0
BART NOX Annual- Bowline Point 1- v6.17 | 60 | 7193 | Rate Constraint in lbs/MMBtu | FALSE | L | Annual | Net Emissions Allowance Position | Thousand Tons | 0 | 0 | 0 | 0 | 0 | 0 | 0
BART NOX Annual- Bowline Point 1- v6.17 | 60 | 7193 | Rate Constraint in lbs/MMBtu | FALSE | L | Annual | Fuel Consumed | TBtu | 0 | 0 | 0 | 0 | 0 | 0 | 0
BART NOX Annual- Bowline Point 1- v6.17 | 60 | 7193 | Rate Constraint in lbs/MMBtu | FALSE | L | Annual | Rate | lb/MMBtu | 0 | 0 | 0 | 0 | 0 | 0 | 0
BART NOX Annual- Bowline Point 1- v6.17 | 60 | 7193 | Rate Constraint in lbs/MMBtu | FALSE | L | Annual | Generation | TWh | 0 | 0 | 0 | 0 | 0 | 0 | 0
BART NOX Annual- Bowline Point 1- v6.17 | 60 | 7193 | Rate Constraint in lbs/MMBtu | FALSE | L | Annual | Qualifying Generation | TWh | 0 | 0 | 0 | 0 | 0 | 0 | 0
BART NOX Annual- Bowline Point 1- v6.17 | 60 | 7193 | Rate Constraint in lbs/MMBtu | FALSE | L | Annual | Rate | lb/MWh | 0 | 0 | 0 | 0 | 0 | 0 | 0
BART NOX Annual- Bowline Point 1- v6.17 | 60 | 7193 | Rate Constraint in lbs/MMBtu | FALSE | L | Annual | Constraint Shadow Price | US2019$/Ton | 0 | 0 | 0 | 0 | 0 | 0 | 0
BART NOX Annual- Bowline Point 2- v6.17 | 61 | 7194 | Rate Constraint in lbs/MMBtu | FALSE | L | Annual | Seasons Included | Seasons | Winter, WintShld, Summer | Winter, WintShld, Summer | Winter, WintShld, Summer | Winter, WintShld, Summer | Winter, WintShld, Summer | Winter, WintShld, Summer | Winter, WintShld, Summer
BART NOX Annual- Bowline Point 2- v6.17 | 61 | 7194 | Rate Constraint in lbs/MMBtu | FALSE | L | Annual | Standard NOX | lb/MMBtu | 0.15 | 0.15 | 0.15 | 0.15 | 0.15 | 0.15 | 0.15
BART NOX Annual- Bowline Point 2- v6.17 | 61 | 7194 | Rate Constraint in lbs/MMBtu | FALSE | L | Annual | Emissions at Affected Plants NOX | Thousand Tons | 0 | 0 | 0 | 0 | 0 | 0 | 0
BART NOX Annual- Bowline Point 2- v6.17 | 61 | 7194 | Rate Constraint in lbs/MMBtu | FALSE | L | Annual | Allowances Purchased NOX | Thousand Tons | 0 | 0 | 0 | 0 | 0 | 0 | 0
BART NOX Annual- Bowline Point 2- v6.17 | 61 | 7194 | Rate Constraint in lbs/MMBtu | FALSE | L | Annual | Allowances Sold NOX | Thousand Tons | 0 | 0 | 0 | 0 | 0 | 0 | 0
BART NOX Annual- Bowline Point 2- v6.17 | 61 | 7194 | Rate Constraint in lbs/MMBtu | FALSE | L | Annual | Allowances Banked | Thousand Tons | 0 | 0 | 0 | 0 | 0 | 0 | 0
BART NOX Annual- Bowline Point 2- v6.17 | 61 | 7194 | Rate Constraint in lbs/MMBtu | FALSE | L | Annual | Allowances Withdrawn (1:1) | Thousand Tons | 0 | 0 | 0 | 0 | 0 | 0 | 0
BART NOX Annual- Bowline Point 2- v6.17 | 61 | 7194 | Rate Constraint in lbs/MMBtu | FALSE | L | Annual | Allowances Withdrawn (n:1) | Thousand Tons | 0 | 0 | 0 | 0 | 0 | 0 | 0
BART NOX Annual- Bowline Point 2- v6.17 | 61 | 7194 | Rate Constraint in lbs/MMBtu | FALSE | L | Annual | Net Emissions Allowance Position | Thousand Tons | 0 | 0 | 0 | 0 | 0 | 0 | 0
BART NOX Annual- Bowline Point 2- v6.17 | 61 | 7194 | Rate Constraint in lbs/MMBtu | FALSE | L | Annual | Fuel Consumed | TBtu | 0 | 0 | 0 | 0 | 0 | 0 | 0
BART NOX Annual- Bowline Point 2- v6.17 | 61 | 7194 | Rate Constraint in lbs/MMBtu | FALSE | L | Annual | Rate | lb/MMBtu | 0 | 0 | 0 | 0 | 0 | 0 | 0
BART NOX Annual- Bowline Point 2- v6.17 | 61 | 7194 | Rate Constraint in lbs/MMBtu | FALSE | L | Annual | Generation | TWh | 0 | 0 | 0 | 0 | 0 | 0 | 0
BART NOX Annual- Bowline Point 2- v6.17 | 61 | 7194 | Rate Constraint in lbs/MMBtu | FALSE | L | Annual | Qualifying Generation | TWh | 0 | 0 | 0 | 0 | 0 | 0 | 0
BART NOX Annual- Bowline Point 2- v6.17 | 61 | 7194 | Rate Constraint in lbs/MMBtu | FALSE | L | Annual | Rate | lb/MWh | 0 | 0 | 0 | 0 | 0 | 0 | 0
BART NOX Annual- Bowline Point 2- v6.17 | 61 | 7194 | Rate Constraint in lbs/MMBtu | FALSE | L | Annual | Constraint Shadow Price | US2019$/Ton | 0 | 0 | 0 | 0 | 0 | 0 | 0
BART NOX Annual- E F Barrett- v5.16 | 63 | 7186 | Rate Constraint in lbs/MMBtu | FALSE | L | Annual | Seasons Included | Seasons | Winter, WintShld, Summer | Winter, WintShld, Summer | Winter, WintShld, Summer | Winter, WintShld, Summer | Winter, WintShld, Summer | Winter, WintShld, Summer | Winter, WintShld, Summer
BART NOX Annual- E F Barrett- v5.16 | 63 | 7186 | Rate Constraint in lbs/MMBtu | FALSE | L | Annual | Standard NOX | lb/MMBtu | 0.1 | 0.1 | 0.1 | 0.1 | 0.1 | 0.1 | 0.1
BART NOX Annual- E F Barrett- v5.16 | 63 | 7186 | Rate Constraint in lbs/MMBtu | FALSE | L | Annual | Emissions at Affected Plants NOX | Thousand Tons | 0 | 0 | 0 | 0 | 0 | 0 | 0
BART NOX Annual- E F Barrett- v5.16 | 63 | 7186 | Rate Constraint in lbs/MMBtu | FALSE | L | Annual | Allowances Purchased NOX | Thousand Tons | 0 | 0 | 0 | 0 | 0 | 0 | 0
BART NOX Annual- E F Barrett- v5.16 | 63 | 7186 | Rate Constraint in lbs/MMBtu | FALSE | L | Annual | Allowances Sold NOX | Thousand Tons | 0 | 0 | 0 | 0 | 0 | 0 | 0
BART NOX Annual- E F Barrett- v5.16 | 63 | 7186 | Rate Constraint in lbs/MMBtu | FALSE | L | Annual | Allowances Banked | Thousand Tons | 0 | 0 | 0 | 0 | 0 | 0 | 0
BART NOX Annual- E F Barrett- v5.16 | 63 | 7186 | Rate Constraint in lbs/MMBtu | FALSE | L | Annual | Allowances Withdrawn (1:1) | Thousand Tons | 0 | 0 | 0 | 0 | 0 | 0 | 0
BART NOX Annual- E F Barrett- v5.16 | 63 | 7186 | Rate Constraint in lbs/MMBtu | FALSE | L | Annual | Allowances Withdrawn (n:1) | Thousand Tons | 0 | 0 | 0 | 0 | 0 | 0 | 0
BART NOX Annual- E F Barrett- v5.16 | 63 | 7186 | Rate Constraint in lbs/MMBtu | FALSE | L | Annual | Net Emissions Allowance Position | Thousand Tons | 0 | 0 | 0 | 0 | 0 | 0 | 0
BART NOX Annual- E F Barrett- v5.16 | 63 | 7186 | Rate Constraint in lbs/MMBtu | FALSE | L | Annual | Fuel Consumed | TBtu | 0 | 0 | 0 | 0 | 0 | 0 | 0
BART NOX Annual- E F Barrett- v5.16 | 63 | 7186 | Rate Constraint in lbs/MMBtu | FALSE | L | Annual | Rate | lb/MMBtu | 0 | 0 | 0 | 0 | 0 | 0 | 0
BART NOX Annual- E F Barrett- v5.16 | 63 | 7186 | Rate Constraint in lbs/MMBtu | FALSE | L | Annual | Generation | TWh | 0 | 0 | 0 | 0 | 0 | 0 | 0
BART NOX Annual- E F Barrett- v5.16 | 63 | 7186 | Rate Constraint in lbs/MMBtu | FALSE | L | Annual | Qualifying Generation | TWh | 0 | 0 | 0 | 0 | 0 | 0 | 0
BART NOX Annual- E F Barrett- v5.16 | 63 | 7186 | Rate Constraint in lbs/MMBtu | FALSE | L | Annual | Rate | lb/MWh | 0 | 0 | 0 | 0 | 0 | 0 | 0
BART NOX Annual- E F Barrett- v5.16 | 63 | 7186 | Rate Constraint in lbs/MMBtu | FALSE | L | Annual | Constraint Shadow Price | US2019$/Ton | 0 | 0 | 0 | 0 | 0 | 0 | 0
BART NOX Annual- Hunter 1- v5.16 | 64 | 7175 | Rate Constraint in lbs/MMBtu | FALSE | L | Annual | Seasons Included | Seasons | Winter, WintShld, Summer | Winter, WintShld, Summer | Winter, WintShld, Summer | Winter, WintShld, Summer | Winter, WintShld, Summer | Winter, WintShld, Summer | Winter, WintShld, Summer
BART NOX Annual- Hunter 1- v5.16 | 64 | 7175 | Rate Constraint in lbs/MMBtu | FALSE | L | Annual | Standard NOX | lb/MMBtu | 0.26 | 0.26 | 0.26 | 0.26 | 0.26 | 0.26 | 0.26
BART NOX Annual- Hunter 1- v5.16 | 64 | 7175 | Rate Constraint in lbs/MMBtu | FALSE | L | Annual | Emissions at Affected Plants NOX | Thousand Tons | 3.4529 | 3.4529 | 3.4529 | 3.4529 | 0 | 0 | 0
BART NOX Annual- Hunter 1- v5.16 | 64 | 7175 | Rate Constraint in lbs/MMBtu | FALSE | L | Annual | Allowances Purchased NOX | Thousand Tons | 0 | 0 | 0 | 0 | 0 | 0 | 0
BART NOX Annual- Hunter 1- v5.16 | 64 | 7175 | Rate Constraint in lbs/MMBtu | FALSE | L | Annual | Allowances Sold NOX | Thousand Tons | 0 | 0 | 0 | 0 | 0 | 0 | 0
BART NOX Annual- Hunter 1- v5.16 | 64 | 7175 | Rate Constraint in lbs/MMBtu | FALSE | L | Annual | Allowances Banked | Thousand Tons | 0 | 0 | 0 | 0 | 0 | 0 | 0
BART NOX Annual- Hunter 1- v5.16 | 64 | 7175 | Rate Constraint in lbs/MMBtu | FALSE | L | Annual | Allowances Withdrawn (1:1) | Thousand Tons | 0 | 0 | 0 | 0 | 0 | 0 | 0
BART NOX Annual- Hunter 1- v5.16 | 64 | 7175 | Rate Constraint in lbs/MMBtu | FALSE | L | Annual | Allowances Withdrawn (n:1) | Thousand Tons | 0 | 0 | 0 | 0 | 0 | 0 | 0
BART NOX Annual- Hunter 1- v5.16 | 64 | 7175 | Rate Constraint in lbs/MMBtu | FALSE | L | Annual | Net Emissions Allowance Position | Thousand Tons | 3.4529 | 3.4529 | 3.4529 | 3.4529 | 0 | 0 | 0
BART NOX Annual- Hunter 1- v5.16 | 64 | 7175 | Rate Constraint in lbs/MMBtu | FALSE | L | Annual | Fuel Consumed | TBtu | 33.5596 | 33.5596 | 33.5596 | 33.5596 | 0 | 0 | 0
BART NOX Annual- Hunter 1- v5.16 | 64 | 7175 | Rate Constraint in lbs/MMBtu | FALSE | L | Annual | Rate | lb/MMBtu | 0.20578 | 0.20578 | 0.20578 | 0.20578 | 0 | 0 | 0
BART NOX Annual- Hunter 1- v5.16 | 64 | 7175 | Rate Constraint in lbs/MMBtu | FALSE | L | Annual | Generation | TWh | 3.2649 | 3.2649 | 3.2649 | 3.2649 | 0 | 0 | 0
BART NOX Annual- Hunter 1- v5.16 | 64 | 7175 | Rate Constraint in lbs/MMBtu | FALSE | L | Annual | Qualifying Generation | TWh | 3.2649 | 3.2649 | 3.2649 | 3.2649 | 0 | 0 | 0
BART NOX Annual- Hunter 1- v5.16 | 64 | 7175 | Rate Constraint in lbs/MMBtu | FALSE | L | Annual | Rate | lb/MWh | 2.1152 | 2.1152 | 2.1152 | 2.1152 | 0 | 0 | 0
BART NOX Annual- Hunter 1- v5.16 | 64 | 7175 | Rate Constraint in lbs/MMBtu | FALSE | L | Annual | Constraint Shadow Price | US2019$/Ton | 0 | 0 | 0 | 0 | 0 | 0 | 0
BART NOX Annual- Hunter 2- v5.16 | 65 | 7176 | Rate Constraint in lbs/MMBtu | FALSE | L | Annual | Seasons Included | Seasons | Winter, WintShld, Summer | Winter, WintShld, Summer | Winter, WintShld, Summer | Winter, WintShld, Summer | Winter, WintShld, Summer | Winter, WintShld, Summer | Winter, WintShld, Summer
BART NOX Annual- Hunter 2- v5.16 | 65 | 7176 | Rate Constraint in lbs/MMBtu | FALSE | L | Annual | Standard NOX | lb/MMBtu | 0.26 | 0.26 | 0.26 | 0.26 | 0.26 | 0.26 | 0.26
BART NOX Annual- Hunter 2- v5.16 | 65 | 7176 | Rate Constraint in lbs/MMBtu | FALSE | L | Annual | Emissions at Affected Plants NOX | Thousand Tons | 3.0664 | 3.0664 | 3.0664 | 3.0664 | 0 | 0 | 0
BART NOX Annual- Hunter 2- v5.16 | 65 | 7176 | Rate Constraint in lbs/MMBtu | FALSE | L | Annual | Allowances Purchased NOX | Thousand Tons | 0 | 0 | 0 | 0 | 0 | 0 | 0
BART NOX Annual- Hunter 2- v5.16 | 65 | 7176 | Rate Constraint in lbs/MMBtu | FALSE | L | Annual | Allowances Sold NOX | Thousand Tons | 0 | 0 | 0 | 0 | 0 | 0 | 0
BART NOX Annual- Hunter 2- v5.16 | 65 | 7176 | Rate Constraint in lbs/MMBtu | FALSE | L | Annual | Allowances Banked | Thousand Tons | 0 | 0 | 0 | 0 | 0 | 0 | 0
BART NOX Annual- Hunter 2- v5.16 | 65 | 7176 | Rate Constraint in lbs/MMBtu | FALSE | L | Annual | Allowances Withdrawn (1:1) | Thousand Tons | 0 | 0 | 0 | 0 | 0 | 0 | 0
BART NOX Annual- Hunter 2- v5.16 | 65 | 7176 | Rate Constraint in lbs/MMBtu | FALSE | L | Annual | Allowances Withdrawn (n:1) | Thousand Tons | 0 | 0 | 0 | 0 | 0 | 0 | 0
BART NOX Annual- Hunter 2- v5.16 | 65 | 7176 | Rate Constraint in lbs/MMBtu | FALSE | L | Annual | Net Emissions Allowance Position | Thousand Tons | 3.0664 | 3.0664 | 3.0664 | 3.0664 | 0 | 0 | 0
BART NOX Annual- Hunter 2- v5.16 | 65 | 7176 | Rate Constraint in lbs/MMBtu | FALSE | L | Annual | Fuel Consumed | TBtu | 30.534 | 30.534 | 30.534 | 30.534 | 0 | 0 | 0
BART NOX Annual- Hunter 2- v5.16 | 65 | 7176 | Rate Constraint in lbs/MMBtu | FALSE | L | Annual | Rate | lb/MMBtu | 0.20085 | 0.20085 | 0.20085 | 0.20085 | 0 | 0 | 0
BART NOX Annual- Hunter 2- v5.16 | 65 | 7176 | Rate Constraint in lbs/MMBtu | FALSE | L | Annual | Generation | TWh | 2.9807 | 2.9807 | 2.9807 | 2.9807 | 0 | 0 | 0
BART NOX Annual- Hunter 2- v5.16 | 65 | 7176 | Rate Constraint in lbs/MMBtu | FALSE | L | Annual | Qualifying Generation | TWh | 2.9807 | 2.9807 | 2.9807 | 2.9807 | 0 | 0 | 0
BART NOX Annual- Hunter 2- v5.16 | 65 | 7176 | Rate Constraint in lbs/MMBtu | FALSE | L | Annual | Rate | lb/MWh | 2.0575 | 2.0575 | 2.0575 | 2.0575 | 0 | 0 | 0
BART NOX Annual- Hunter 2- v5.16 | 65 | 7176 | Rate Constraint in lbs/MMBtu | FALSE | L | Annual | Constraint Shadow Price | US2019$/Ton | 0 | 0 | 0 | 0 | 0 | 0 | 0
BART NOX Annual- Hunter 3- v6.17 | 66 | 7177 | Rate Constraint in lbs/MMBtu | FALSE | L | Annual | Seasons Included | Seasons | Winter, WintShld, Summer | Winter, WintShld, Summer | Winter, WintShld, Summer | Winter, WintShld, Summer | Winter, WintShld, Summer | Winter, WintShld, Summer | Winter, WintShld, Summer
BART NOX Annual- Hunter 3- v6.17 | 66 | 7177 | Rate Constraint in lbs/MMBtu | FALSE | L | Annual | Standard NOX | lb/MMBtu | 0.26 | 0.26 | 0.26 | 0.26 | 0.26 | 0.26 | 0.26
BART NOX Annual- Hunter 3- v6.17 | 66 | 7177 | Rate Constraint in lbs/MMBtu | FALSE | L | Annual | Emissions at Affected Plants NOX | Thousand Tons | 4.2083 | 4.2083 | 4.2083 | 4.2083 | 0.027445 | 0.027445 | 0.027445
BART NOX Annual- Hunter 3- v6.17 | 66 | 7177 | Rate Constraint in lbs/MMBtu | FALSE | L | Annual | Allowances Purchased NOX | Thousand Tons | 0 | 0 | 0 | 0 | 0 | 0 | 0
BART NOX Annual- Hunter 3- v6.17 | 66 | 7177 | Rate Constraint in lbs/MMBtu | FALSE | L | Annual | Allowances Sold NOX | Thousand Tons | 0 | 0 | 0 | 0 | 0 | 0 | 0
BART NOX Annual- Hunter 3- v6.17 | 66 | 7177 | Rate Constraint in lbs/MMBtu | FALSE | L | Annual | Allowances Banked | Thousand Tons | 0 | 0 | 0 | 0 | 0 | 0 | 0
BART NOX Annual- Hunter 3- v6.17 | 66 | 7177 | Rate Constraint in lbs/MMBtu | FALSE | L | Annual | Allowances Withdrawn (1:1) | Thousand Tons | 0 | 0 | 0 | 0 | 0 | 0 | 0
BART NOX Annual- Hunter 3- v6.17 | 66 | 7177 | Rate Constraint in lbs/MMBtu | FALSE | L | Annual | Allowances Withdrawn (n:1) | Thousand Tons | 0 | 0 | 0 | 0 | 0 | 0 | 0
BART NOX Annual- Hunter 3- v6.17 | 66 | 7177 | Rate Constraint in lbs/MMBtu | FALSE | L | Annual | Net Emissions Allowance Position | Thousand Tons | 4.2083 | 4.2083 | 4.2083 | 4.2083 | 0.027445 | 0.027445 | 0.027445
BART NOX Annual- Hunter 3- v6.17 | 66 | 7177 | Rate Constraint in lbs/MMBtu | FALSE | L | Annual | Fuel Consumed | TBtu | 32.3836 | 32.3836 | 32.3836 | 32.3836 | 0.2112 | 0.2112 | 0.2112
BART NOX Annual- Hunter 3- v6.17 | 66 | 7177 | Rate Constraint in lbs/MMBtu | FALSE | L | Annual | Rate | lb/MMBtu | 0.2599 | 0.2599 | 0.2599 | 0.2599 | 0.2599 | 0.2599 | 0.2599
BART NOX Annual- Hunter 3- v6.17 | 66 | 7177 | Rate Constraint in lbs/MMBtu | FALSE | L | Annual | Generation | TWh | 3.1886 | 3.1886 | 3.1886 | 3.1886 | 0.020795 | 0.020795 | 0.020795
BART NOX Annual- Hunter 3- v6.17 | 66 | 7177 | Rate Constraint in lbs/MMBtu | FALSE | L | Annual | Qualifying Generation | TWh | 3.1886 | 3.1886 | 3.1886 | 3.1886 | 0.020795 | 0.020795 | 0.020795
BART NOX Annual- Hunter 3- v6.17 | 66 | 7177 | Rate Constraint in lbs/MMBtu | FALSE | L | Annual | Rate | lb/MWh | 2.6395 | 2.6395 | 2.6395 | 2.6395 | 2.6395 | 2.6395 | 2.6395
BART NOX Annual- Hunter 3- v6.17 | 66 | 7177 | Rate Constraint in lbs/MMBtu | FALSE | L | Annual | Constraint Shadow Price | US2019$/Ton | 0 | 0 | 0 | 0 | 0 | 0 | 0
BART NOX Annual- Huntington 1- v5.16 | 67 | 7178 | Rate Constraint in lbs/MMBtu | FALSE | L | Annual | Seasons Included | Seasons | Winter, WintShld, Summer | Winter, WintShld, Summer | Winter, WintShld, Summer | Winter, WintShld, Summer | Winter, WintShld, Summer | Winter, WintShld, Summer | Winter, WintShld, Summer
BART NOX Annual- Huntington 1- v5.16 | 67 | 7178 | Rate Constraint in lbs/MMBtu | FALSE | L | Annual | Standard NOX | lb/MMBtu | 0.26 | 0.26 | 0.26 | 0.26 | 0.26 | 0.26 | 0.26
BART NOX Annual- Huntington 1- v5.16 | 67 | 7178 | Rate Constraint in lbs/MMBtu | FALSE | L | Annual | Emissions at Affected Plants NOX | Thousand Tons | 3.2933 | 3.2933 | 3.2933 | 0 | 0 | 0 | 0
BART NOX Annual- Huntington 1- v5.16 | 67 | 7178 | Rate Constraint in lbs/MMBtu | FALSE | L | Annual | Allowances Purchased NOX | Thousand Tons | 0 | 0 | 0 | 0 | 0 | 0 | 0
BART NOX Annual- Huntington 1- v5.16 | 67 | 7178 | Rate Constraint in lbs/MMBtu | FALSE | L | Annual | Allowances Sold NOX | Thousand Tons | 0 | 0 | 0 | 0 | 0 | 0 | 0
BART NOX Annual- Huntington 1- v5.16 | 67 | 7178 | Rate Constraint in lbs/MMBtu | FALSE | L | Annual | Allowances Banked | Thousand Tons | 0 | 0 | 0 | 0 | 0 | 0 | 0
BART NOX Annual- Huntington 1- v5.16 | 67 | 7178 | Rate Constraint in lbs/MMBtu | FALSE | L | Annual | Allowances Withdrawn (1:1) | Thousand Tons | 0 | 0 | 0 | 0 | 0 | 0 | 0
BART NOX Annual- Huntington 1- v5.16 | 67 | 7178 | Rate Constraint in lbs/MMBtu | FALSE | L | Annual | Allowances Withdrawn (n:1) | Thousand Tons | 0 | 0 | 0 | 0 | 0 | 0 | 0
BART NOX Annual- Huntington 1- v5.16 | 67 | 7178 | Rate Constraint in lbs/MMBtu | FALSE | L | Annual | Net Emissions Allowance Position | Thousand Tons | 3.2933 | 3.2933 | 3.2933 | 0 | 0 | 0 | 0
BART NOX Annual- Huntington 1- v5.16 | 67 | 7178 | Rate Constraint in lbs/MMBtu | FALSE | L | Annual | Fuel Consumed | TBtu | 32.7173 | 32.7173 | 32.7173 | 0 | 0 | 0 | 0
BART NOX Annual- Huntington 1- v5.16 | 67 | 7178 | Rate Constraint in lbs/MMBtu | FALSE | L | Annual | Rate | lb/MMBtu | 0.20132 | 0.20132 | 0.20132 | 0 | 0 | 0 | 0
BART NOX Annual- Huntington 1- v5.16 | 67 | 7178 | Rate Constraint in lbs/MMBtu | FALSE | L | Annual | Generation | TWh | 3.1817 | 3.1817 | 3.1817 | 0 | 0 | 0 | 0
BART NOX Annual- Huntington 1- v5.16 | 67 | 7178 | Rate Constraint in lbs/MMBtu | FALSE | L | Annual | Qualifying Generation | TWh | 3.1817 | 3.1817 | 3.1817 | 0 | 0 | 0 | 0
BART NOX Annual- Huntington 1- v5.16 | 67 | 7178 | Rate Constraint in lbs/MMBtu | FALSE | L | Annual | Rate | lb/MWh | 2.0702 | 2.0702 | 2.0702 | 0 | 0 | 0 | 0
BART NOX Annual- Huntington 1- v5.16 | 67 | 7178 | Rate Constraint in lbs/MMBtu | FALSE | L | Annual | Constraint Shadow Price | US2019$/Ton | 0 | 0 | 0 | 0 | 0 | 0 | 0
BART NOX Annual- Huntington 2- v5.16 | 68 | 7179 | Rate Constraint in lbs/MMBtu | FALSE | L | Annual | Seasons Included | Seasons | Winter, WintShld, Summer | Winter, WintShld, Summer | Winter, WintShld, Summer | Winter, WintShld, Summer | Winter, WintShld, Summer | Winter, WintShld, Summer | Winter, WintShld, Summer
BART NOX Annual- Huntington 2- v5.16 | 68 | 7179 | Rate Constraint in lbs/MMBtu | FALSE | L | Annual | Standard NOX | lb/MMBtu | 0.26 | 0.26 | 0.26 | 0.26 | 0.26 | 0.26 | 0.26
BART NOX Annual- Huntington 2- v5.16 | 68 | 7179 | Rate Constraint in lbs/MMBtu | FALSE | L | Annual | Emissions at Affected Plants NOX | Thousand Tons | 3.1712 | 3.1712 | 3.1712 | 0 | 0 | 0 | 0
BART NOX Annual- Huntington 2- v5.16 | 68 | 7179 | Rate Constraint in lbs/MMBtu | FALSE | L | Annual | Allowances Purchased NOX | Thousand Tons | 0 | 0 | 0 | 0 | 0 | 0 | 0
BART NOX Annual- Huntington 2- v5.16 | 68 | 7179 | Rate Constraint in lbs/MMBtu | FALSE | L | Annual | Allowances Sold NOX | Thousand Tons | 0 | 0 | 0 | 0 | 0 | 0 | 0
BART NOX Annual- Huntington 2- v5.16 | 68 | 7179 | Rate Constraint in lbs/MMBtu | FALSE | L | Annual | Allowances Banked | Thousand Tons | 0 | 0 | 0 | 0 | 0 | 0 | 0
BART NOX Annual- Huntington 2- v5.16 | 68 | 7179 | Rate Constraint in lbs/MMBtu | FALSE | L | Annual | Allowances Withdrawn (1:1) | Thousand Tons | 0 | 0 | 0 | 0 | 0 | 0 | 0
BART NOX Annual- Huntington 2- v5.16 | 68 | 7179 | Rate Constraint in lbs/MMBtu | FALSE | L | Annual | Allowances Withdrawn (n:1) | Thousand Tons | 0 | 0 | 0 | 0 | 0 | 0 | 0
BART NOX Annual- Huntington 2- v5.16 | 68 | 7179 | Rate Constraint in lbs/MMBtu | FALSE | L | Annual | Net Emissions Allowance Position | Thousand Tons | 3.1712 | 3.1712 | 3.1712 | 0 | 0 | 0 | 0
BART NOX Annual- Huntington 2- v5.16 | 68 | 7179 | Rate Constraint in lbs/MMBtu | FALSE | L | Annual | Fuel Consumed | TBtu | 32.2068 | 32.2068 | 32.2068 | 0 | 0 | 0 | 0
BART NOX Annual- Huntington 2- v5.16 | 68 | 7179 | Rate Constraint in lbs/MMBtu | FALSE | L | Annual | Rate | lb/MMBtu | 0.19693 | 0.19693 | 0.19693 | 0 | 0 | 0 | 0
BART NOX Annual- Huntington 2- v5.16 | 68 | 7179 | Rate Constraint in lbs/MMBtu | FALSE | L | Annual | Generation | TWh | 3.1193 | 3.1193 | 3.1193 | 0 | 0 | 0 | 0
BART NOX Annual- Huntington 2- v5.16 | 68 | 7179 | Rate Constraint in lbs/MMBtu | FALSE | L | Annual | Qualifying Generation | TWh | 3.1193 | 3.1193 | 3.1193 | 0 | 0 | 0 | 0
BART NOX Annual- Huntington 2- v5.16 | 68 | 7179 | Rate Constraint in lbs/MMBtu | FALSE | L | Annual | Rate | lb/MWh | 2.0333 | 2.0333 | 2.0333 | 0 | 0 | 0 | 0
BART NOX Annual- Huntington 2- v5.16 | 68 | 7179 | Rate Constraint in lbs/MMBtu | FALSE | L | Annual | Constraint Shadow Price | US2019$/Ton | 0 | 0 | 0 | 0 | 0 | 0 | 0
BART NOX Annual- Northport 1- v5.16 | 69 | 7187 | Rate Constraint in lbs/MMBtu | FALSE | L | Annual | Seasons Included | Seasons | Winter, WintShld, Summer | Winter, WintShld, Summer | Winter, WintShld, Summer | Winter, WintShld, Summer | Winter, WintShld, Summer | Winter, WintShld, Summer | Winter, WintShld, Summer
BART NOX Annual- Northport 1- v5.16 | 69 | 7187 | Rate Constraint in lbs/MMBtu | FALSE | L | Annual | Standard NOX | lb/MMBtu | 0.1 | 0.1 | 0.1 | 0.1 | 0.1 | 0.1 | 0.1
BART NOX Annual- Northport 1- v5.16 | 69 | 7187 | Rate Constraint in lbs/MMBtu | FALSE | L | Annual | Emissions at Affected Plants NOX | Thousand Tons | 0.14834 | 0.032969 | 0 | 0 | 0 | 0 | 0
BART NOX Annual- Northport 1- v5.16 | 69 | 7187 | Rate Constraint in lbs/MMBtu | FALSE | L | Annual | Allowances Purchased NOX | Thousand Tons | 0 | 0 | 0 | 0 | 0 | 0 | 0
BART NOX Annual- Northport 1- v5.16 | 69 | 7187 | Rate Constraint in lbs/MMBtu | FALSE | L | Annual | Allowances Sold NOX | Thousand Tons | 0 | 0 | 0 | 0 | 0 | 0 | 0
BART NOX Annual- Northport 1- v5.16 | 69 | 7187 | Rate Constraint in lbs/MMBtu | FALSE | L | Annual | Allowances Banked | Thousand Tons | 0 | 0 | 0 | 0 | 0 | 0 | 0
BART NOX Annual- Northport 1- v5.16 | 69 | 7187 | Rate Constraint in lbs/MMBtu | FALSE | L | Annual | Allowances Withdrawn (1:1) | Thousand Tons | 0 | 0 | 0 | 0 | 0 | 0 | 0
BART NOX Annual- Northport 1- v5.16 | 69 | 7187 | Rate Constraint in lbs/MMBtu | FALSE | L | Annual | Allowances Withdrawn (n:1) | Thousand Tons | 0 | 0 | 0 | 0 | 0 | 0 | 0
BART NOX Annual- Northport 1- v5.16 | 69 | 7187 | Rate Constraint in lbs/MMBtu | FALSE | L | Annual | Net Emissions Allowance Position | Thousand Tons | 0.14834 | 0.032969 | 0 | 0 | 0 | 0 | 0
BART NOX Annual- Northport 1- v5.16 | 69 | 7187 | Rate Constraint in lbs/MMBtu | FALSE | L | Annual | Fuel Consumed | TBtu | 4.5982 | 1.022 | 0 | 0 | 0 | 0 | 0
BART NOX Annual- Northport 1- v5.16 | 69 | 7187 | Rate Constraint in lbs/MMBtu | FALSE | L | Annual | Rate | lb/MMBtu | 0.06452 | 0.06452 | 0 | 0 | 0 | 0 | 0
BART NOX Annual- Northport 1- v5.16 | 69 | 7187 | Rate Constraint in lbs/MMBtu | FALSE | L | Annual | Generation | TWh | 0.42842 | 0.095219 | 0 | 0 | 0 | 0 | 0
BART NOX Annual- Northport 1- v5.16 | 69 | 7187 | Rate Constraint in lbs/MMBtu | FALSE | L | Annual | Qualifying Generation | TWh | 0.42842 | 0.095219 | 0 | 0 | 0 | 0 | 0
BART NOX Annual- Northport 1- v5.16 | 69 | 7187 | Rate Constraint in lbs/MMBtu | FALSE | L | Annual | Rate | lb/MWh | 0.69249 | 0.69249 | 0 | 0 | 0 | 0 | 0
BART NOX Annual- Northport 1- v5.16 | 69 | 7187 | Rate Constraint in lbs/MMBtu | FALSE | L | Annual | Constraint Shadow Price | US2019$/Ton | 0 | 0 | 0 | 0 | 0 | 0 | 0
BART NOX Annual- Northport 2- v5.16 | 70 | 7188 | Rate Constraint in lbs/MMBtu | FALSE | L | Annual | Seasons Included | Seasons | Winter, WintShld, Summer | Winter, WintShld, Summer | Winter, WintShld, Summer | Winter, WintShld, Summer | Winter, WintShld, Summer | Winter, WintShld, Summer | Winter, WintShld, Summer
BART NOX Annual- Northport 2- v5.16 | 70 | 7188 | Rate Constraint in lbs/MMBtu | FALSE | L | Annual | Standard NOX | lb/MMBtu | 0.1 | 0.1 | 0.1 | 0.1 | 0.1 | 0.1 | 0.1
BART NOX Annual- Northport 2- v5.16 | 70 | 7188 | Rate Constraint in lbs/MMBtu | FALSE | L | Annual | Emissions at Affected Plants NOX | Thousand Tons | 0.15074 | 0 | 0 | 0 | 0 | 0 | 0
BART NOX Annual- Northport 2- v5.16 | 70 | 7188 | Rate Constraint in lbs/MMBtu | FALSE | L | Annual | Allowances Purchased NOX | Thousand Tons | 0 | 0 | 0 | 0 | 0 | 0 | 0
BART NOX Annual- Northport 2- v5.16 | 70 | 7188 | Rate Constraint in lbs/MMBtu | FALSE | L | Annual | Allowances Sold NOX | Thousand Tons | 0 | 0 | 0 | 0 | 0 | 0 | 0
BART NOX Annual- Northport 2- v5.16 | 70 | 7188 | Rate Constraint in lbs/MMBtu | FALSE | L | Annual | Allowances Banked | Thousand Tons | 0 | 0 | 0 | 0 | 0 | 0 | 0
BART NOX Annual- Northport 2- v5.16 | 70 | 7188 | Rate Constraint in lbs/MMBtu | FALSE | L | Annual | Allowances Withdrawn (1:1) | Thousand Tons | 0 | 0 | 0 | 0 | 0 | 0 | 0
BART NOX Annual- Northport 2- v5.16 | 70 | 7188 | Rate Constraint in lbs/MMBtu | FALSE | L | Annual | Allowances Withdrawn (n:1) | Thousand Tons | 0 | 0 | 0 | 0 | 0 | 0 | 0
BART NOX Annual- Northport 2- v5.16 | 70 | 7188 | Rate Constraint in lbs/MMBtu | FALSE | L | Annual | Net Emissions Allowance Position | Thousand Tons | 0.15074 | 0 | 0 | 0 | 0 | 0 | 0
BART NOX Annual- Northport 2- v5.16 | 70 | 7188 | Rate Constraint in lbs/MMBtu | FALSE | L | Annual | Fuel Consumed | TBtu | 4.9133 | 0 | 0 | 0 | 0 | 0 | 0
BART NOX Annual- Northport 2- v5.16 | 70 | 7188 | Rate Constraint in lbs/MMBtu | FALSE | L | Annual | Rate | lb/MMBtu | 0.06136 | 0 | 0 | 0 | 0 | 0 | 0
BART NOX Annual- Northport 2- v5.16 | 70 | 7188 | Rate Constraint in lbs/MMBtu | FALSE | L | Annual | Generation | TWh | 0.45518 | 0 | 0 | 0 | 0 | 0 | 0
BART NOX Annual- Northport 2- v5.16 | 70 | 7188 | Rate Constraint in lbs/MMBtu | FALSE | L | Annual | Qualifying Generation | TWh | 0.45518 | 0 | 0 | 0 | 0 | 0 | 0
BART NOX Annual- Northport 2- v5.16 | 70 | 7188 | Rate Constraint in lbs/MMBtu | FALSE | L | Annual | Rate | lb/MWh | 0.66232 | 0 | 0 | 0 | 0 | 0 | 0
BART NOX Annual- Northport 2- v5.16 | 70 | 7188 | Rate Constraint in lbs/MMBtu | FALSE | L | Annual | Constraint Shadow Price | US2019$/Ton | 0 | 0 | 0 | 0 | 0 | 0 | 0
BART NOX Annual- Northport 3- v5.16 | 71 | 7189 | Rate Constraint in lbs/MMBtu | FALSE | L | Annual | Seasons Included | Seasons | Winter, WintShld, Summer | Winter, WintShld, Summer | Winter, WintShld, Summer | Winter, WintShld, Summer | Winter, WintShld, Summer | Winter, WintShld, Summer | Winter, WintShld, Summer
BART NOX Annual- Northport 3- v5.16 | 71 | 7189 | Rate Constraint in lbs/MMBtu | FALSE | L | Annual | Standard NOX | lb/MMBtu | 0.1 | 0.1 | 0.1 | 0.1 | 0.1 | 0.1 | 0.1
BART NOX Annual- Northport 3- v5.16 | 71 | 7189 | Rate Constraint in lbs/MMBtu | FALSE | L | Annual | Emissions at Affected Plants NOX | Thousand Tons | 0.15299 | 0.15299 | 0 | 0 | 0 | 0 | 0
BART NOX Annual- Northport 3- v5.16 | 71 | 7189 | Rate Constraint in lbs/MMBtu | FALSE | L | Annual | Allowances Purchased NOX | Thousand Tons | 0 | 0 | 0 | 0 | 0 | 0 | 0
BART NOX Annual- Northport 3- v5.16 | 71 | 7189 | Rate Constraint in lbs/MMBtu | FALSE | L | Annual | Allowances Sold NOX | Thousand Tons | 0 | 0 | 0 | 0 | 0 | 0 | 0
BART NOX Annual- Northport 3- v5.16 | 71 | 7189 | Rate Constraint in lbs/MMBtu | FALSE | L | Annual | Allowances Banked | Thousand Tons | 0 | 0 | 0 | 0 | 0 | 0 | 0
BART NOX Annual- Northport 3- v5.16 | 71 | 7189 | Rate Constraint in lbs/MMBtu | FALSE | L | Annual | Allowances Withdrawn (1:1) | Thousand Tons | 0 | 0 | 0 | 0 | 0 | 0 | 0
BART NOX Annual- Northport 3- v5.16 | 71 | 7189 | Rate Constraint in lbs/MMBtu | FALSE | L | Annual | Allowances Withdrawn (n:1) | Thousand Tons | 0 | 0 | 0 | 0 | 0 | 0 | 0
BART NOX Annual- Northport 3- v5.16 | 71 | 7189 | Rate Constraint in lbs/MMBtu | FALSE | L | Annual | Net Emissions Allowance Position | Thousand Tons | 0.15299 | 0.15299 | 0 | 0 | 0 | 0 | 0
BART NOX Annual- Northport 3- v5.16 | 71 | 7189 | Rate Constraint in lbs/MMBtu | FALSE | L | Annual | Fuel Consumed | TBtu | 4.7637 | 4.7637 | 0 | 0 | 0 | 0 | 0
BART NOX Annual- Northport 3- v5.16 | 71 | 7189 | Rate Constraint in lbs/MMBtu | FALSE | L | Annual | Rate | lb/MMBtu | 0.06423 | 0.06423 | 0 | 0 | 0 | 0 | 0
BART NOX Annual- Northport 3- v5.16 | 71 | 7189 | Rate Constraint in lbs/MMBtu | FALSE | L | Annual | Generation | TWh | 0.44492 | 0.44492 | 0 | 0 | 0 | 0 | 0
BART NOX Annual- Northport 3- v5.16 | 71 | 7189 | Rate Constraint in lbs/MMBtu | FALSE | L | Annual | Qualifying Generation | TWh | 0.44492 | 0.44492 | 0 | 0 | 0 | 0 | 0
BART NOX Annual- Northport 3- v5.16 | 71 | 7189 | Rate Constraint in lbs/MMBtu | FALSE | L | Annual | Rate | lb/MWh | 0.68771 | 0.68771 | 0 | 0 | 0 | 0 | 0
BART NOX Annual- Northport 3- v5.16 | 71 | 7189 | Rate Constraint in lbs/MMBtu | FALSE | L | Annual | Constraint Shadow Price | US2019$/Ton | 0 | 0 | 0 | 0 | 0 | 0 | 0
BART NOX Annual- Northport 4- v5.16 | 72 | 7190 | Rate Constraint in lbs/MMBtu | FALSE | L | Annual | Seasons Included | Seasons | Winter, WintShld, Summer | Winter, WintShld, Summer | Winter, WintShld, Summer | Winter, WintShld, Summer | Winter, WintShld, Summer | Winter, WintShld, Summer | Winter, WintShld, Summer
BART NOX Annual- Northport 4- v5.16 | 72 | 7190 | Rate Constraint in lbs/MMBtu | FALSE | L | Annual | Standard NOX | lb/MMBtu | 0.1 | 0.1 | 0.1 | 0.1 | 0.1 | 0.1 | 0.1
BART NOX Annual- Northport 4- v5.16 | 72 | 7190 | Rate Constraint in lbs/MMBtu | FALSE | L | Annual | Emissions at Affected Plants NOX | Thousand Tons | 0.12806 | 0.11802 | 0 | 0 | 0 | 0 | 0
BART NOX Annual- Northport 4- v5.16 | 72 | 7190 | Rate Constraint in lbs/MMBtu | FALSE | L | Annual | Allowances Purchased NOX | Thousand Tons | 0 | 0 | 0 | 0 | 0 | 0 | 0
BART NOX Annual- Northport 4- v5.16 | 72 | 7190 | Rate Constraint in lbs/MMBtu | FALSE | L | Annual | Allowances Sold NOX | Thousand Tons | 0 | 0 | 0 | 0 | 0 | 0 | 0
BART NOX Annual- Northport 4- v5.16 | 72 | 7190 | Rate Constraint in lbs/MMBtu | FALSE | L | Annual | Allowances Banked | Thousand Tons | 0 | 0 | 0 | 0 | 0 | 0 | 0
BART NOX Annual- Northport 4- v5.16 | 72 | 7190 | Rate Constraint in lbs/MMBtu | FALSE | L | Annual | Allowances Withdrawn (1:1) | Thousand Tons | 0 | 0 | 0 | 0 | 0 | 0 | 0
BART NOX Annual- Northport 4- v5.16 | 72 | 7190 | Rate Constraint in lbs/MMBtu | FALSE | L | Annual | Allowances Withdrawn (n:1) | Thousand Tons | 0 | 0 | 0 | 0 | 0 | 0 | 0
BART NOX Annual- Northport 4- v5.16 | 72 | 7190 | Rate Constraint in lbs/MMBtu | FALSE | L | Annual | Net Emissions Allowance Position | Thousand Tons | 0.12806 | 0.11802 | 0 | 0 | 0 | 0 | 0
BART NOX Annual- Northport 4- v5.16 | 72 | 7190 | Rate Constraint in lbs/MMBtu | FALSE | L | Annual | Fuel Consumed | TBtu | 5.1461 | 4.7425 | 0 | 0 | 0 | 0 | 0
BART NOX Annual- Northport 4- v5.16 | 72 | 7190 | Rate Constraint in lbs/MMBtu | FALSE | L | Annual | Rate | lb/MMBtu | 0.04977 | 0.04977 | 0 | 0 | 0 | 0 | 0
BART NOX Annual- Northport 4- v5.16 | 72 | 7190 | Rate Constraint in lbs/MMBtu | FALSE | L | Annual | Generation | TWh | 0.48525 | 0.4472 | 0 | 0 | 0 | 0 | 0
BART NOX Annual- Northport 4- v5.16 | 72 | 7190 | Rate Constraint in lbs/MMBtu | FALSE | L | Annual | Qualifying Generation | TWh | 0.48525 | 0.4472 | 0 | 0 | 0 | 0 | 0
BART NOX Annual- Northport 4- v5.16 | 72 | 7190 | Rate Constraint in lbs/MMBtu | FALSE | L | Annual | Rate | lb/MWh | 0.52781 | 0.52781 | 0 | 0 | 0 | 0 | 0
BART NOX Annual- Northport 4- v5.16 | 72 | 7190 | Rate Constraint in lbs/MMBtu | FALSE | L | Annual | Constraint Shadow Price | US2019$/Ton | 0 | 0 | 0 | 0 | 0 | 0 | 0
BART NOX Annual- Ravenswood 1- v5.16 | 73 | 7183 | Rate Constraint in lbs/MMBtu | FALSE | L | Annual | Seasons Included | Seasons | Winter, WintShld, Summer | Winter, WintShld, Summer | Winter, WintShld, Summer | Winter, WintShld, Summer | Winter, WintShld, Summer | Winter, WintShld, Summer | Winter, WintShld, Summer
BART NOX Annual- Ravenswood 1- v5.16 | 73 | 7183 | Rate Constraint in lbs/MMBtu | FALSE | L | Annual | Standard NOX | lb/MMBtu | 0.15 | 0.15 | 0.15 | 0.15 | 0.15 | 0.15 | 0.15
BART NOX Annual- Ravenswood 1- v5.16 | 73 | 7183 | Rate Constraint in lbs/MMBtu | FALSE | L | Annual | Emissions at Affected Plants NOX | Thousand Tons | 0.14785 | 0 | 0 | 0 | 0 | 0 | 0
BART NOX Annual- Ravenswood 1- v5.16 | 73 | 7183 | Rate Constraint in lbs/MMBtu | FALSE | L | Annual | Allowances Purchased NOX | Thousand Tons | 0 | 0 | 0 | 0 | 0 | 0 | 0
BART NOX Annual- Ravenswood 1- v5.16 | 73 | 7183 | Rate Constraint in lbs/MMBtu | FALSE | L | Annual | Allowances Sold NOX | Thousand Tons | 0 | 0 | 0 | 0 | 0 | 0 | 0
BART NOX Annual- Ravenswood 1- v5.16 | 73 | 7183 | Rate Constraint in lbs/MMBtu | FALSE | L | Annual | Allowances Banked | Thousand Tons | 0 | 0 | 0 | 0 | 0 | 0 | 0
BART NOX Annual- Ravenswood 1- v5.16 | 73 | 7183 | Rate Constraint in lbs/MMBtu | FALSE | L | Annual | Allowances Withdrawn (1:1) | Thousand Tons | 0 | 0 | 0 | 0 | 0 | 0 | 0
BART NOX Annual- Ravenswood 1- v5.16 | 73 | 7183 | Rate Constraint in lbs/MMBtu | FALSE | L | Annual | Allowances Withdrawn (n:1) | Thousand Tons | 0 | 0 | 0 | 0 | 0 | 0 | 0
BART NOX Annual- Ravenswood 1- v5.16 | 73 | 7183 | Rate Constraint in lbs/MMBtu | FALSE | L | Annual | Net Emissions Allowance Position | Thousand Tons | 0.14785 | 0 | 0 | 0 | 0 | 0 | 0
BART NOX Annual- Ravenswood 1- v5.16 | 73 | 7183 | Rate Constraint in lbs/MMBtu | FALSE | L | Annual | Fuel Consumed | TBtu | 4.6051 | 0 | 0 | 0 | 0 | 0 | 0
BART NOX Annual- Ravenswood 1- v5.16 | 73 | 7183 | Rate Constraint in lbs/MMBtu | FALSE | L | Annual | Rate | lb/MMBtu | 0.06421 | 0 | 0 | 0 | 0 | 0 | 0
BART NOX Annual- Ravenswood 1- v5.16 | 73 | 7183 | Rate Constraint in lbs/MMBtu | FALSE | L | Annual | Generation | TWh | 0.41808 | 0 | 0 | 0 | 0 | 0 | 0
BART NOX Annual- Ravenswood 1- v5.16 | 73 | 7183 | Rate Constraint in lbs/MMBtu | FALSE | L | Annual | Qualifying Generation | TWh | 0.41808 | 0 | 0 | 0 | 0 | 0 | 0
BART NOX Annual- Ravenswood 1- v5.16 | 73 | 7183 | Rate Constraint in lbs/MMBtu | FALSE | L | Annual | Rate | lb/MWh | 0.70727 | 0 | 0 | 0 | 0 | 0 | 0
BART NOX Annual- Ravenswood 1- v5.16 | 73 | 7183 | Rate Constraint in lbs/MMBtu | FALSE | L | Annual | Constraint Shadow Price | US2019$/Ton | 0 | 0 | 0 | 0 | 0 | 0 | 0
BART NOX Annual- Ravenswood 2- v5.16 | 74 | 7184 | Rate Constraint in lbs/MMBtu | FALSE | L | Annual | Seasons Included | Seasons | Winter, WintShld, Summer | Winter, WintShld, Summer | Winter, WintShld, Summer | Winter, WintShld, Summer | Winter, WintShld, Summer | Winter, WintShld, Summer | Winter, WintShld, Summer
BART NOX Annual- Ravenswood 2- v5.16 | 74 | 7184 | Rate Constraint in lbs/MMBtu | FALSE | L | Annual | Standard NOX | lb/MMBtu | 0.15 | 0.15 | 0.15 | 0.15 | 0.15 | 0.15 | 0.15
BART NOX Annual- Ravenswood 2- v5.16 | 74 | 7184 | Rate Constraint in lbs/MMBtu | FALSE | L | Annual | Emissions at Affected Plants NOX | Thousand Tons | 0 | 0 | 0 | 0 | 0 | 0 | 0
BART NOX Annual- Ravenswood 2- v5.16 | 74 | 7184 | Rate Constraint in lbs/MMBtu | FALSE | L | Annual | Allowances Purchased NOX | Thousand Tons | 0 | 0 | 0 | 0 | 0 | 0 | 0
BART NOX Annual- Ravenswood 2- v5.16 | 74 | 7184 | Rate Constraint in lbs/MMBtu | FALSE | L | Annual | Allowances Sold NOX | Thousand Tons | 0 | 0 | 0 | 0 | 0 | 0 | 0
BART NOX Annual- Ravenswood 2- v5.16 | 74 | 7184 | Rate Constraint in lbs/MMBtu | FALSE | L | Annual | Allowances Banked | Thousand Tons | 0 | 0 | 0 | 0 | 0 | 0 | 0
BART NOX Annual- Ravenswood 2- v5.16 | 74 | 7184 | Rate Constraint in lbs/MMBtu | FALSE | L | Annual | Allowances Withdrawn (1:1) | Thousand Tons | 0 | 0 | 0 | 0 | 0 | 0 | 0
BART NOX Annual- Ravenswood 2- v5.16 | 74 | 7184 | Rate Constraint in lbs/MMBtu | FALSE | L | Annual | Allowances Withdrawn (n:1) | Thousand Tons | 0 | 0 | 0 | 0 | 0 | 0 | 0
BART NOX Annual- Ravenswood 2- v5.16 | 74 | 7184 | Rate Constraint in lbs/MMBtu | FALSE | L | Annual | Net Emissions Allowance Position | Thousand Tons | 0 | 0 | 0 | 0 | 0 | 0 | 0
BART NOX Annual- Ravenswood 2- v5.16 | 74 | 7184 | Rate Constraint in lbs/MMBtu | FALSE | L | Annual | Fuel Consumed | TBtu | 0 | 0 | 0 | 0 | 0 | 0 | 0
BART NOX Annual- Ravenswood 2- v5.16 | 74 | 7184 | Rate Constraint in lbs/MMBtu | FALSE | L | Annual | Rate | lb/MMBtu | 0 | 0 | 0 | 0 | 0 | 0 | 0
BART NOX Annual- Ravenswood 2- v5.16 | 74 | 7184 | Rate Constraint in lbs/MMBtu | FALSE | L | Annual | Generation | TWh | 0 | 0 | 0 | 0 | 0 | 0 | 0
BART NOX Annual- Ravenswood 2- v5.16 | 74 | 7184 | Rate Constraint in lbs/MMBtu | FALSE | L | Annual | Qualifying Generation | TWh | 0 | 0 | 0 | 0 | 0 | 0 | 0
BART NOX Annual- Ravenswood 2- v5.16 | 74 | 7184 | Rate Constraint in lbs/MMBtu | FALSE | L | Annual | Rate | lb/MWh | 0 | 0 | 0 | 0 | 0 | 0 | 0
BART NOX Annual- Ravenswood 2- v5.16 | 74 | 7184 | Rate Constraint in lbs/MMBtu | FALSE | L | Annual | Constraint Shadow Price | US2019$/Ton | 0 | 0 | 0 | 0 | 0 | 0 | 0
BART NOX Annual- Ravenswood 3- v5.16 | 75 | 7185 | Rate Constraint in lbs/MMBtu | FALSE | L | Annual | Seasons Included | Seasons | Winter, WintShld, Summer | Winter, WintShld, Summer | Winter, WintShld, Summer | Winter, WintShld, Summer | Winter, WintShld, Summer | Winter, WintShld, Summer | Winter, WintShld, Summer
BART NOX Annual- Ravenswood 3- v5.16 | 75 | 7185 | Rate Constraint in lbs/MMBtu | FALSE | L | Annual | Standard NOX | lb/MMBtu | 0.15 | 0.15 | 0.15 | 0.15 | 0.15 | 0.15 | 0.15
BART NOX Annual- Ravenswood 3- v5.16 | 75 | 7185 | Rate Constraint in lbs/MMBtu | FALSE | L | Annual | Emissions at Affected Plants NOX | Thousand Tons | 0.016877 | 0 | 0 | 0 | 0 | 0 | 0
BART NOX Annual- Ravenswood 3- v5.16 | 75 | 7185 | Rate Constraint in lbs/MMBtu | FALSE | L | Annual | Allowances Purchased NOX | Thousand Tons | 0 | 0 | 0 | 0 | 0 | 0 | 0
BART NOX Annual- Ravenswood 3- v5.16 | 75 | 7185 | Rate Constraint in lbs/MMBtu | FALSE | L | Annual | Allowances Sold NOX | Thousand Tons | 0 | 0 | 0 | 0 | 0 | 0 | 0
BART NOX Annual- Ravenswood 3- v5.16 | 75 | 7185 | Rate Constraint in lbs/MMBtu | FALSE | L | Annual | Allowances Banked | Thousand Tons | 0 | 0 | 0 | 0 | 0 | 0 | 0
BART NOX Annual- Ravenswood 3- v5.16 | 75 | 7185 | Rate Constraint in lbs/MMBtu | FALSE | L | Annual | Allowances Withdrawn (1:1) | Thousand Tons | 0 | 0 | 0 | 0 | 0 | 0 | 0
BART NOX Annual- Ravenswood 3- v5.16 | 75 | 7185 | Rate Constraint in lbs/MMBtu | FALSE | L | Annual | Allowances Withdrawn (n:1) | Thousand Tons | 0 | 0 | 0 | 0 | 0 | 0 | 0
BART NOX Annual- Ravenswood 3- v5.16 | 75 | 7185 | Rate Constraint in lbs/MMBtu | FALSE | L | Annual | Net Emissions Allowance Position | Thousand Tons | 0.016877 | 0 | 0 | 0 | 0 | 0 | 0
BART NOX Annual- Ravenswood 3- v5.16 | 75 | 7185 | Rate Constraint in lbs/MMBtu | FALSE | L | Annual | Fuel Consumed | TBtu | 0.48145 | 0 | 0 | 0 | 0 | 0 | 0
BART NOX Annual- Ravenswood 3- v5.16 | 75 | 7185 | Rate Constraint in lbs/MMBtu | FALSE | L | Annual | Rate | lb/MMBtu | 0.07011 | 0 | 0 | 0 | 0 | 0 | 0
BART NOX Annual- Ravenswood 3- v5.16 | 75 | 7185 | Rate Constraint in lbs/MMBtu | FALSE | L | Annual | Generation | TWh | 0.043645 | 0 | 0 | 0 | 0 | 0 | 0
BART NOX Annual- Ravenswood 3- v5.16 | 75 | 7185 | Rate Constraint in lbs/MMBtu | FALSE | L | Annual | Qualifying Generation | TWh | 0.043645 | 0 | 0 | 0 | 0 | 0 | 0
BART NOX Annual- Ravenswood 3- v5.16 | 75 | 7185 | Rate Constraint in lbs/MMBtu | FALSE | L | Annual | Rate | lb/MWh | 0.77338 | 0 | 0 | 0 | 0 | 0 | 0
BART NOX Annual- Ravenswood 3- v5.16 | 75 | 7185 | Rate Constraint in lbs/MMBtu | FALSE | L | Annual | Constraint Shadow Price | US2019$/Ton | 0 | 0 | 0 | 0 | 0 | 0 | 0
BART NOX Annual- Transalta Centralia 1,2- v5.16 | 76 | 7174 | Rate Constraint in lbs/MMBtu | FALSE | L | Annual | Seasons Included | Seasons | Winter, WintShld, Summer | Winter, WintShld, Summer | Winter, WintShld, Summer | Winter, WintShld, Summer | Winter, WintShld, Summer | Winter, WintShld, Summer | Winter, WintShld, Summer
BART NOX Annual- Transalta Centralia 1,2- v5.16 | 76 | 7174 | Rate Constraint in lbs/MMBtu | FALSE | L | Annual | Standard NOX | lb/MMBtu | 0.21 | 0.21 | 0.21 | 0.21 | 0.21 | 0.21 | 0.21
BART NOX Annual- Transalta Centralia 1,2- v5.16 | 76 | 7174 | Rate Constraint in lbs/MMBtu | FALSE | L | Annual | Emissions at Affected Plants NOX | Thousand Tons | 0 | 0 | 0 | 0 | 0 | 0 | 0
BART NOX Annual- Transalta Centralia 1,2- v5.16 | 76 | 7174 | Rate Constraint in lbs/MMBtu | FALSE | L | Annual | Allowances Purchased NOX | Thousand Tons | 0 | 0 | 0 | 0 | 0 | 0 | 0
BART NOX Annual- Transalta Centralia 1,2- v5.16 | 76 | 7174 | Rate Constraint in lbs/MMBtu | FALSE | L | Annual | Allowances Sold NOX | Thousand Tons | 0 | 0 | 0 | 0 | 0 | 0 | 0
BART NOX Annual- Transalta Centralia 1,2- v5.16 | 76 | 7174 | Rate Constraint in lbs/MMBtu | FALSE | L | Annual | Allowances Banked | Thousand Tons | 0 | 0 | 0 | 0 | 0 | 0 | 0
BART NOX Annual- Transalta Centralia 1,2- v5.16 | 76 | 7174 | Rate Constraint in lbs/MMBtu | FALSE | L | Annual | Allowances Withdrawn (1:1) | Thousand Tons | 0 | 0 | 0 | 0 | 0 | 0 | 0
BART NOX Annual- Transalta Centralia 1,2- v5.16 | 76 | 7174 | Rate Constraint in lbs/MMBtu | FALSE | L | Annual | Allowances Withdrawn (n:1) | Thousand Tons | 0 | 0 | 0 | 0 | 0 | 0 | 0
BART NOX Annual- Transalta Centralia 1,2- v5.16 | 76 | 7174 | Rate Constraint in lbs/MMBtu | FALSE | L | Annual | Net Emissions Allowance Position | Thousand Tons | 0 | 0 | 0 | 0 | 0 | 0 | 0
BART NOX Annual- Transalta Centralia 1,2- v5.16 | 76 | 7174 | Rate Constraint in lbs/MMBtu | FALSE | L | Annual | Fuel Consumed | TBtu | 0 | 0 | 0 | 0 | 0 | 0 | 0
BART NOX Annual- Transalta Centralia 1,2- v5.16 | 76 | 7174 | Rate Constraint in lbs/MMBtu | FALSE | L | Annual | Rate | lb/MMBtu | 0 | 0 | 0 | 0 | 0 | 0 | 0
BART NOX Annual- Transalta Centralia 1,2- v5.16 | 76 | 7174 | Rate Constraint in lbs/MMBtu | FALSE | L | Annual | Generation | TWh | 0 | 0 | 0 | 0 | 0 | 0 | 0
BART NOX Annual- Transalta Centralia 1,2- v5.16 | 76 | 7174 | Rate Constraint in lbs/MMBtu | FALSE | L | Annual | Qualifying Generation | TWh | 0 | 0 | 0 | 0 | 0 | 0 | 0
BART NOX Annual- Transalta Centralia 1,2- v5.16 | 76 | 7174 | Rate Constraint in lbs/MMBtu | FALSE | L | Annual | Rate | lb/MWh | 0 | 0 | 0 | 0 | 0 | 0 | 0
BART NOX Annual- Transalta Centralia 1,2- v5.16 | 76 | 7174 | Rate Constraint in lbs/MMBtu | FALSE | L | Annual | Constraint Shadow Price | US2019$/Ton | 0 | 0 | 0 | 0 | 0 | 0 | 0
BART NOX Annual-Apache Station 2 -v5.13 | 77 | 7138 | Rate Constraint in lbs/MMBtu | FALSE | L | Annual | Seasons Included | Seasons | Winter, WintShld, Summer | Winter, WintShld, Summer | Winter, WintShld, Summer | Winter, WintShld, Summer | Winter, WintShld, Summer | Winter, WintShld, Summer | Winter, WintShld, Summer
BART NOX Annual-Apache Station 2 -v5.13 | 77 | 7138 | Rate Constraint in lbs/MMBtu | FALSE | L | Annual | Standard NOX | lb/MMBtu | 0.085 | 0.085 | 0.085 | 0.085 | 0.085 | 0.085 | 0.085
BART NOX Annual-Apache Station 2 -v5.13 | 77 | 7138 | Rate Constraint in lbs/MMBtu | FALSE | L | Annual | Emissions at Affected Plants NOX | Thousand Tons | 0 | 0 | 0 | 0 | 0 | 0 | 0
BART NOX Annual-Apache Station 2 -v5.13 | 77 | 7138 | Rate Constraint in lbs/MMBtu | FALSE | L | Annual | Allowances Purchased NOX | Thousand Tons | 0 | 0 | 0 | 0 | 0 | 0 | 0
BART NOX Annual-Apache Station 2 -v5.13 | 77 | 7138 | Rate Constraint in lbs/MMBtu | FALSE | L | Annual | Allowances Sold NOX | Thousand Tons | 0 | 0 | 0 | 0 | 0 | 0 | 0
BART NOX Annual-Apache Station 2 -v5.13 | 77 | 7138 | Rate Constraint in lbs/MMBtu | FALSE | L | Annual | Allowances Banked | Thousand Tons | 0 | 0 | 0 | 0 | 0 | 0 | 0
BART NOX Annual-Apache Station 2 -v5.13 | 77 | 7138 | Rate Constraint in lbs/MMBtu | FALSE | L | Annual | Allowances Withdrawn (1:1) | Thousand Tons | 0 | 0 | 0 | 0 | 0 | 0 | 0
BART NOX Annual-Apache Station 2 -v5.13 | 77 | 7138 | Rate Constraint in lbs/MMBtu | FALSE | L | Annual | Allowances Withdrawn (n:1) | Thousand Tons | 0 | 0 | 0 | 0 | 0 | 0 | 0
BART NOX Annual-Apache Station 2 -v5.13 | 77 | 7138 | Rate Constraint in lbs/MMBtu | FALSE | L | Annual | Net Emissions Allowance Position | Thousand Tons | 0 | 0 | 0 | 0 | 0 | 0 | 0
BART NOX Annual-Apache Station 2 -v5.13 | 77 | 7138 | Rate Constraint in lbs/MMBtu | FALSE | L | Annual | Fuel Consumed | TBtu | 0 | 0 | 0 | 0 | 0 | 0 | 0
BART NOX Annual-Apache Station 2 -v5.13 | 77 | 7138 | Rate Constraint in lbs/MMBtu | FALSE | L | Annual | Rate | lb/MMBtu | 0 | 0 | 0 | 0 | 0 | 0 | 0
BART NOX Annual-Apache Station 2 -v5.13 | 77 | 7138 | Rate Constraint in lbs/MMBtu | FALSE | L | Annual | Generation | TWh | 0 | 0 | 0 | 0 | 0 | 0 | 0
BART NOX Annual-Apache Station 2 -v5.13 | 77 | 7138 | Rate Constraint in lbs/MMBtu | FALSE | L | Annual | Qualifying Generation | TWh | 0 | 0 | 0 | 0 | 0 | 0 | 0
BART NOX Annual-Apache Station 2 -v5.13 | 77 | 7138 | Rate Constraint in lbs/MMBtu | FALSE | L | Annual | Rate | lb/MWh | 0 | 0 | 0 | 0 | 0 | 0 | 0
BART NOX Annual-Apache Station 2 -v5.13 | 77 | 7138 | Rate Constraint in lbs/MMBtu | FALSE | L | Annual | Constraint Shadow Price | US2019$/Ton | 0 | 0 | 0 | 0 | 0 | 0 | 0
BART NOX Annual-Apache Station 3 -v5.13 | 78 | 7139 | Rate Constraint in lbs/MMBtu | FALSE | L | Annual | Seasons Included | Seasons | Winter, WintShld, Summer | Winter, WintShld, Summer | Winter, WintShld, Summer | Winter, WintShld, Summer | Winter, WintShld, Summer | Winter, WintShld, Summer | Winter, WintShld, Summer
BART NOX Annual-Apache Station 3 -v5.13 | 78 | 7139 | Rate Constraint in lbs/MMBtu | FALSE | L | Annual | Standard NOX | lb/MMBtu | 0.23 | 0.23 | 0.23 | 0.23 | 0.23 | 0.23 | 0.23
BART NOX Annual-Apache Station 3 -v5.13 | 78 | 7139 | Rate Constraint in lbs/MMBtu | FALSE | L | Annual | Emissions at Affected Plants NOX | Thousand Tons | 0.17201 | 0.15964 | 0.15964 | 0.15964 | 0.31049 | 0.31049 | 0.31049
BART NOX Annual-Apache Station 3 -v5.13 | 78 | 7139 | Rate Constraint in lbs/MMBtu | FALSE | L | Annual | Allowances Purchased NOX | Thousand Tons | 0 | 0 | 0 | 0 | 0 | 0 | 0
BART NOX Annual-Apache Station 3 -v5.13 | 78 | 7139 | Rate Constraint in lbs/MMBtu | FALSE | L | Annual | Allowances Sold NOX | Thousand Tons | 0 | 0 | 0 | 0 | 0 | 0 | 0
BART NOX Annual-Apache Station 3 -v5.13 | 78 | 7139 | Rate Constraint in lbs/MMBtu | FALSE | L | Annual | Allowances Banked | Thousand Tons | 0 | 0 | 0 | 0 | 0 | 0 | 0
BART NOX Annual-Apache Station 3 -v5.13 | 78 | 7139 | Rate Constraint in lbs/MMBtu | FALSE | L | Annual | Allowances Withdrawn (1:1) | Thousand Tons | 0 | 0 | 0 | 0 | 0 | 0 | 0
BART NOX Annual-Apache Station 3 -v5.13 | 78 | 7139 | Rate Constraint in lbs/MMBtu | FALSE | L | Annual | Allowances Withdrawn (n:1) | Thousand Tons | 0 | 0 | 0 | 0 | 0 | 0 | 0
BART NOX Annual-Apache Station 3 -v5.13 | 78 | 7139 | Rate Constraint in lbs/MMBtu | FALSE | L | Annual | Net Emissions Allowance Position | Thousand Tons | 0.17201 | 0.15964 | 0.15964 | 0.15964 | 0.31049 | 0.31049 | 0.31049
BART NOX Annual-Apache Station 3 -v5.13 | 78 | 7139 | Rate Constraint in lbs/MMBtu | FALSE | L | Annual | Fuel Consumed | TBtu | 1.8561 | 1.7226 | 1.7226 | 1.7226 | 3.3503 | 3.3503 | 3.3503
BART NOX Annual-Apache Station 3 -v5.13 | 78 | 7139 | Rate Constraint in lbs/MMBtu | FALSE | L | Annual | Rate | lb/MMBtu | 0.18535 | 0.18535 | 0.18535 | 0.18535 | 0.18535 | 0.18535 | 0.18535
BART NOX Annual-Apache Station 3 -v5.13 | 78 | 7139 | Rate Constraint in lbs/MMBtu | FALSE | L | Annual | Generation | TWh | 0.16517 | 0.1533 | 0.1533 | 0.1533 | 0.29815 | 0.29815 | 0.29815
BART NOX Annual-Apache Station 3 -v5.13 | 78 | 7139 | Rate Constraint in lbs/MMBtu | FALSE | L | Annual | Qualifying Generation | TWh | 0.16517 | 0.1533 | 0.1533 | 0.1533 | 0.29815 | 0.29815 | 0.29815
BART NOX Annual-Apache Station 3 -v5.13 | 78 | 7139 | Rate Constraint in lbs/MMBtu | FALSE | L | Annual | Rate | lb/MWh | 2.0828 | 2.0828 | 2.0828 | 2.0828 | 2.0828 | 2.0828 | 2.0828
BART NOX Annual-Apache Station 3 -v5.13 | 78 | 7139 | Rate Constraint in lbs/MMBtu | FALSE | L | Annual | Constraint Shadow Price | US2019$/Ton | 0 | 0 | 0 | 0 | 0 | 0 | 0
BART NOX Annual-Big Cajun 2 -v5.14 | 79 | 7160 | Rate Constraint in lbs/MMBtu | FALSE | L | Annual | Seasons Included | Seasons | Winter, WintShld, Summer | Winter, WintShld, Summer | Winter, WintShld, Summer | Winter, WintShld, Summer | Winter, WintShld, Summer | Winter, WintShld, Summer | Winter, WintShld, Summer
BART NOX Annual-Big Cajun 2 -v5.14 | 79 | 7160 | Rate Constraint in lbs/MMBtu | FALSE | L | Annual | Standard NOX | lb/MMBtu | 0.15 | 0.15 | 0.15 | 0.15 | 0.15 | 0.15 | 0.15
BART NOX Annual-Big Cajun 2 -v5.14 | 79 | 7160 | Rate Constraint in lbs/MMBtu | FALSE | L | Annual | Emissions at Affected Plants NOX | Thousand Tons | 0 | 0 | 0 | 0 | 0 | 0 | 0
BART NOX Annual-Big Cajun 2 -v5.14 | 79 | 7160 | Rate Constraint in lbs/MMBtu | FALSE | L | Annual | Allowances Purchased NOX | Thousand Tons | 0 | 0 | 0 | 0 | 0 | 0 | 0
BART NOX Annual-Big Cajun 2 -v5.14 | 79 | 7160 | Rate Constraint in lbs/MMBtu | FALSE | L | Annual | Allowances Sold NOX | Thousand Tons | 0 | 0 | 0 | 0 | 0 | 0 | 0
BART NOX Annual-Big Cajun 2 -v5.14 | 79 | 7160 | Rate Constraint in lbs/MMBtu | FALSE | L | Annual | Allowances Banked | Thousand Tons | 0 | 0 | 0 | 0 | 0 | 0 | 0
BART NOX Annual-Big Cajun 2 -v5.14 | 79 | 7160 | Rate Constraint in lbs/MMBtu | FALSE | L | Annual | Allowances Withdrawn (1:1) | Thousand Tons | 0 | 0 | 0 | 0 | 0 | 0 | 0
BART NOX Annual-Big Cajun 2 -v5.14 | 79 | 7160 | Rate Constraint in lbs/MMBtu | FALSE | L | Annual | Allowances Withdrawn (n:1) | Thousand Tons | 0 | 0 | 0 | 0 | 0 | 0 | 0
BART NOX Annual-Big Cajun 2 -v5.14 | 79 | 7160 | Rate Constraint in lbs/MMBtu | FALSE | L | Annual | Net Emissions Allowance Position | Thousand Tons | 0 | 0 | 0 | 0 | 0 | 0 | 0
BART NOX Annual-Big Cajun 2 -v5.14 | 79 | 7160 | Rate Constraint in lbs/MMBtu | FALSE | L | Annual | Fuel Consumed | TBtu | 0 | 0 | 0 | 0 | 0 | 0 | 0
BART NOX Annual-Big Cajun 2 -v5.14 | 79 | 7160 | Rate Constraint in lbs/MMBtu | FALSE | L | Annual | Rate | lb/MMBtu | 0 | 0 | 0 | 0 | 0 | 0 | 0
BART NOX Annual-Big Cajun 2 -v5.14 | 79 | 7160 | Rate Constraint in lbs/MMBtu | FALSE | L | Annual | Generation | TWh | 0 | 0 | 0 | 0 | 0 | 0 | 0
BART NOX Annual-Big Cajun 2 -v5.14 | 79 | 7160 | Rate Constraint in lbs/MMBtu | FALSE | L | Annual | Qualifying Generation | TWh | 0 | 0 | 0 | 0 | 0 | 0 | 0
BART NOX Annual-Big Cajun 2 -v5.14 | 79 | 7160 | Rate Constraint in lbs/MMBtu | FALSE | L | Annual | Rate | lb/MWh | 0 | 0 | 0 | 0 | 0 | 0 | 0
BART NOX Annual-Big Cajun 2 -v5.14 | 79 | 7160 | Rate Constraint in lbs/MMBtu | FALSE | L | Annual | Constraint Shadow Price | US2019$/Ton | 0 | 0 | 0 | 0 | 0 | 0 | 0
BART NOX Annual-Campbell 2 -v5.14 | 80 | 7162 | Rate Constraint in lbs/MMBtu | FALSE | L | Annual | Seasons Included | Seasons | Winter, WintShld, Summer | Winter, WintShld, Summer | Winter, WintShld, Summer | Winter, WintShld, Summer | Winter, WintShld, Summer | Winter, WintShld, Summer | Winter, WintShld, Summer
BART NOX Annual-Campbell 2 -v5.14 | 80 | 7162 | Rate Constraint in lbs/MMBtu | FALSE | L | Annual | Standard NOX | lb/MMBtu | 0.08 | 0.08 | 0.08 | 0.08 | 0.08 | 0.08 | 0.08
BART NOX Annual-Campbell 2 -v5.14 | 80 | 7162 | Rate Constraint in lbs/MMBtu | FALSE | L | Annual | Emissions at Affected Plants NOX | Thousand Tons | 0 | 0 | 0 | 0 | 0 | 0 | 0
BART NOX Annual-Campbell 2 -v5.14 | 80 | 7162 | Rate Constraint in lbs/MMBtu | FALSE | L | Annual | Allowances Purchased NOX | Thousand Tons | 0 | 0 | 0 | 0 | 0 | 0 | 0
BART NOX Annual-Campbell 2 -v5.14 | 80 | 7162 | Rate Constraint in lbs/MMBtu | FALSE | L | Annual | Allowances Sold NOX | Thousand Tons | 0 | 0 | 0 | 0 | 0 | 0 | 0
BART NOX Annual-Campbell 2 -v5.14 | 80 | 7162 | Rate Constraint in lbs/MMBtu | FALSE | L | Annual | Allowances Banked | Thousand Tons | 0 | 0 | 0 | 0 | 0 | 0 | 0
BART NOX Annual-Campbell 2 -v5.14 | 80 | 7162 | Rate Constraint in lbs/MMBtu | FALSE | L | Annual | Allowances Withdrawn (1:1) | Thousand Tons | 0 | 0 | 0 | 0 | 0 | 0 | 0
BART NOX Annual-Campbell 2 -v5.14 | 80 | 7162 | Rate Constraint in lbs/MMBtu | FALSE | L | Annual | Allowances Withdrawn (n:1) | Thousand Tons | 0 | 0 | 0 | 0 | 0 | 0 | 0
BART NOX Annual-Campbell 2 -v5.14 | 80 | 7162 | Rate Constraint in lbs/MMBtu | FALSE | L | Annual | Net Emissions Allowance Position | Thousand Tons | 0 | 0 | 0 | 0 | 0 | 0 | 0
BART NOX Annual-Campbell 2 -v5.14 | 80 | 7162 | Rate Constraint in lbs/MMBtu | FALSE | L | Annual | Fuel Consumed | TBtu | 0 | 0 | 0 | 0 | 0 | 0 | 0
BART NOX Annual-Campbell 2 -v5.14 | 80 | 7162 | Rate Constraint in lbs/MMBtu | FALSE | L | Annual | Rate | lb/MMBtu | 0 | 0 | 0 | 0 | 0 | 0 | 0
BART NOX Annual-Campbell 2 -v5.14 | 80 | 7162 | Rate Constraint in lbs/MMBtu | FALSE | L | Annual | Generation | TWh | 0 | 0 | 0 | 0 | 0 | 0 | 0
BART NOX Annual-Campbell 2 -v5.14 | 80 | 7162 | Rate Constraint in lbs/MMBtu | FALSE | L | Annual | Qualifying Generation | TWh | 0 | 0 | 0 | 0 | 0 | 0 | 0
BART NOX Annual-Campbell 2 -v5.14 | 80 | 7162 | Rate Constraint in lbs/MMBtu | FALSE | L | Annual | Rate | lb/MWh | 0 | 0 | 0 | 0 | 0 | 0 | 0
BART NOX Annual-Campbell 2 -v5.14 | 80 | 7162 | Rate Constraint in lbs/MMBtu | FALSE | L | Annual | Constraint Shadow Price | US2019$/Ton | 0 | 0 | 0 | 0 | 0 | 0 | 0
BART NOX Annual-Campbell 3 -v5.14 | 81 | 7163 | Rate Constraint in lbs/MMBtu | FALSE | L | Annual | Seasons Included | Seasons | Winter, WintShld, Summer | Winter, WintShld, Summer | Winter, WintShld, Summer | Winter, WintShld, Summer | Winter, WintShld, Summer | Winter, WintShld, Summer | Winter, WintShld, Summer
BART NOX Annual-Campbell 3 -v5.14 | 81 | 7163 | Rate Constraint in lbs/MMBtu | FALSE | L | Annual | Standard NOX | lb/MMBtu | 0.08 | 0.08 | 0.08 | 0.08 | 0.08 | 0.08 | 0.08
BART NOX Annual-Campbell 3 -v5.14 | 81 | 7163 | Rate Constraint in lbs/MMBtu | FALSE | L | Annual | Emissions at Affected Plants NOX | Thousand Tons | 0 | 0 | 0 | 0 | 0 | 0 | 0
BART NOX Annual-Campbell 3 -v5.14 | 81 | 7163 | Rate Constraint in lbs/MMBtu | FALSE | L | Annual | Allowances Purchased NOX | Thousand Tons | 0 | 0 | 0 | 0 | 0 | 0 | 0
BART NOX Annual-Campbell 3 -v5.14 | 81 | 7163 | Rate Constraint in lbs/MMBtu | FALSE | L | Annual | Allowances Sold NOX | Thousand Tons | 0 | 0 | 0 | 0 | 0 | 0 | 0
BART NOX Annual-Campbell 3 -v5.14 | 81 | 7163 | Rate Constraint in lbs/MMBtu | FALSE | L | Annual | Allowances Banked | Thousand Tons | 0 | 0 | 0 | 0 | 0 | 0 | 0
BART NOX Annual-Campbell 3 -v5.14 | 81 | 7163 | Rate Constraint in lbs/MMBtu | FALSE | L | Annual | Allowances Withdrawn (1:1) | Thousand Tons | 0 | 0 | 0 | 0 | 0 | 0 | 0
BART NOX Annual-Campbell 3 -v5.14 | 81 | 7163 | Rate Constraint in lbs/MMBtu | FALSE | L | Annual | Allowances Withdrawn (n:1) | Thousand Tons | 0 | 0 | 0 | 0 | 0 | 0 | 0
BART NOX Annual-Campbell 3 -v5.14 | 81 | 7163 | Rate Constraint in lbs/MMBtu | FALSE | L | Annual | Net Emissions Allowance Position | Thousand Tons | 0 | 0 | 0 | 0 | 0 | 0 | 0
BART NOX Annual-Campbell 3 -v5.14 | 81 | 7163 | Rate Constraint in lbs/MMBtu | FALSE | L | Annual | Fuel Consumed | TBtu | 0 | 0 | 0 | 0 | 0 | 0 | 0
BART NOX Annual-Campbell 3 -v5.14 | 81 | 7163 | Rate Constraint in lbs/MMBtu | FALSE | L | Annual | Rate | lb/MMBtu | 0 | 0 | 0 | 0 | 0 | 0 | 0
BART NOX Annual-Campbell 3 -v5.14 | 81 | 7163 | Rate Constraint in lbs/MMBtu | FALSE | L | Annual | Generation | TWh | 0 | 0 | 0 | 0 | 0 | 0 | 0
BART NOX Annual-Campbell 3 -v5.14 | 81 | 7163 | Rate Constraint in lbs/MMBtu | FALSE | L | Annual | Qualifying Generation | TWh | 0 | 0 | 0 | 0 | 0 | 0 | 0
BART NOX Annual-Campbell 3 -v5.14 | 81 | 7163 | Rate Constraint in lbs/MMBtu | FALSE | L | Annual | Rate | lb/MWh | 0 | 0 | 0 | 0 | 0 | 0 | 0
BART NOX Annual-Campbell 3 -v5.14 | 81 | 7163 | Rate Constraint in lbs/MMBtu | FALSE | L | Annual | Constraint Shadow Price | US2019$/Ton | 0 | 0 | 0 | 0 | 0 | 0 | 0
BART NOX AnnualCap- Oswego Harbor 5- v5.16 | 82 | 7191 | Rate Constraint in MTons | FALSE | L | Annual | Seasons Included | Seasons | Winter, WintShld, Summer | Winter, WintShld, Summer | Winter, WintShld, Summer | Winter, WintShld, Summer | Winter, WintShld, Summer | Winter, WintShld, Summer | Winter, WintShld, Summer
BART NOX AnnualCap- Oswego Harbor 5- v5.16 | 82 | 7191 | Rate Constraint in MTons | FALSE | L | Annual | Standard NOX | Thousand Tons | 0.383 | 0.383 | 0.383 | 0.383 | 0.383 | 0.383 | 0.383
BART NOX AnnualCap- Oswego Harbor 5- v5.16 | 82 | 7191 | Rate Constraint in MTons | FALSE | L | Annual | Emissions at Affected Plants NOX | Thousand Tons | 0 | 0 | 0 | 0 | 0 | 0 | 0
BART NOX AnnualCap- Oswego Harbor 5- v5.16 | 82 | 7191 | Rate Constraint in MTons | FALSE | L | Annual | Allowances Purchased NOX | Thousand Tons | 0 | 0 | 0 | 0 | 0 | 0 | 0
BART NOX AnnualCap- Oswego Harbor 5- v5.16 | 82 | 7191 | Rate Constraint in MTons | FALSE | L | Annual | Allowances Sold NOX | Thousand Tons | 0 | 0 | 0 | 0 | 0 | 0 | 0
BART NOX AnnualCap- Oswego Harbor 5- v5.16 | 82 | 7191 | Rate Constraint in MTons | FALSE | L | Annual | Allowances Banked | Thousand Tons | 0 | 0 | 0 | 0 | 0 | 0 | 0
BART NOX AnnualCap- Oswego Harbor 5- v5.16 | 82 | 7191 | Rate Constraint in MTons | FALSE | L | Annual | Allowances Withdrawn (1:1) | Thousand Tons | 0 | 0 | 0 | 0 | 0 | 0 | 0
BART NOX AnnualCap- Oswego Harbor 5- v5.16 | 82 | 7191 | Rate Constraint in MTons | FALSE | L | Annual | Allowances Withdrawn (n:1) | Thousand Tons | 0 | 0 | 0 | 0 | 0 | 0 | 0
BART NOX AnnualCap- Oswego Harbor 5- v5.16 | 82 | 7191 | Rate Constraint in MTons | FALSE | L | Annual | Net Emissions Allowance Position | Thousand Tons | 0 | 0 | 0 | 0 | 0 | 0 | 0
BART NOX AnnualCap- Oswego Harbor 5- v5.16 | 82 | 7191 | Rate Constraint in MTons | FALSE | L | Annual | Fuel Consumed | TBtu | 0 | 0 | 0 | 0 | 0 | 0 | 0
BART NOX AnnualCap- Oswego Harbor 5- v5.16 | 82 | 7191 | Rate Constraint in MTons | FALSE | L | Annual | Rate | lb/MMBtu | 0 | 0 | 0 | 0 | 0 | 0 | 0
BART NOX AnnualCap- Oswego Harbor 5- v5.16 | 82 | 7191 | Rate Constraint in MTons | FALSE | L | Annual | Generation | TWh | 0 | 0 | 0 | 0 | 0 | 0 | 0
BART NOX AnnualCap- Oswego Harbor 5- v5.16 | 82 | 7191 | Rate Constraint in MTons | FALSE | L | Annual | Qualifying Generation | TWh | 0 | 0 | 0 | 0 | 0 | 0 | 0
BART NOX AnnualCap- Oswego Harbor 5- v5.16 | 82 | 7191 | Rate Constraint in MTons | FALSE | L | Annual | Rate | lb/MWh | 0 | 0 | 0 | 0 | 0 | 0 | 0
BART NOX AnnualCap- Oswego Harbor 5- v5.16 | 82 | 7191 | Rate Constraint in MTons | FALSE | L | Annual | Constraint Shadow Price | US2019$/Ton | 0 | 0 | 0 | 0 | 0 | 0 | 0
BART NOX AnnualCap- Oswego Harbor 6- v5.16 | 83 | 7192 | Rate Constraint in MTons | FALSE | L | Annual | Seasons Included | Seasons | Winter, WintShld, Summer | Winter, WintShld, Summer | Winter, WintShld, Summer | Winter, WintShld, Summer | Winter, WintShld, Summer | Winter, WintShld, Summer | Winter, WintShld, Summer
BART NOX AnnualCap- Oswego Harbor 6- v5.16 | 83 | 7192 | Rate Constraint in MTons | FALSE | L | Annual | Standard NOX | Thousand Tons | 0.665 | 0.665 | 0.665 | 0.665 | 0.665 | 0.665 | 0.665
BART NOX AnnualCap- Oswego Harbor 6- v5.16 | 83 | 7192 | Rate Constraint in MTons | FALSE | L | Annual | Emissions at Affected Plants NOX | Thousand Tons | 0 | 0 | 0 | 0 | 0 | 0 | 0
BART NOX AnnualCap- Oswego Harbor 6- v5.16 | 83 | 7192 | Rate Constraint in MTons | FALSE | L | Annual | Allowances Purchased NOX | Thousand Tons | 0 | 0 | 0 | 0 | 0 | 0 | 0
BART NOX AnnualCap- Oswego Harbor 6- v5.16 | 83 | 7192 | Rate Constraint in MTons | FALSE | L | Annual | Allowances Sold NOX | Thousand Tons | 0 | 0 | 0 | 0 | 0 | 0 | 0
BART NOX AnnualCap- Oswego Harbor 6- v5.16 | 83 | 7192 | Rate Constraint in MTons | FALSE | L | Annual | Allowances Banked | Thousand Tons | 0 | 0 | 0 | 0 | 0 | 0 | 0
BART NOX AnnualCap- Oswego Harbor 6- v5.16 | 83 | 7192 | Rate Constraint in MTons | FALSE | L | Annual | Allowances Withdrawn (1:1) | Thousand Tons | 0 | 0 | 0 | 0 | 0 | 0 | 0
BART NOX AnnualCap- Oswego Harbor 6- v5.16 | 83 | 7192 | Rate Constraint in MTons | FALSE | L | Annual | Allowances Withdrawn (n:1) | Thousand Tons | 0 | 0 | 0 | 0 | 0 | 0 | 0
BART NOX AnnualCap- Oswego Harbor 6- v5.16 | 83 | 7192 | Rate Constraint in MTons | FALSE | L | Annual | Net Emissions Allowance Position | Thousand Tons | 0 | 0 | 0 | 0 | 0 | 0 | 0
BART NOX AnnualCap- Oswego Harbor 6- v5.16 | 83 | 7192 | Rate Constraint in MTons | FALSE | L | Annual | Fuel Consumed | TBtu | 0 | 0 | 0 | 0 | 0 | 0 | 0
BART NOX AnnualCap- Oswego Harbor 6- v5.16 | 83 | 7192 | Rate Constraint in MTons | FALSE | L | Annual | Rate | lb/MMBtu | 0 | 0 | 0 | 0 | 0 | 0 | 0
BART NOX AnnualCap- Oswego Harbor 6- v5.16 | 83 | 7192 | Rate Constraint in MTons | FALSE | L | Annual | Generation | TWh | 0 | 0 | 0 | 0 | 0 | 0 | 0
BART NOX AnnualCap- Oswego Harbor 6- v5.16 | 83 | 7192 | Rate Constraint in MTons | FALSE | L | Annual | Qualifying Generation | TWh | 0 | 0 | 0 | 0 | 0 | 0 | 0
BART NOX AnnualCap- Oswego Harbor 6- v5.16 | 83 | 7192 | Rate Constraint in MTons | FALSE | L | Annual | Rate | lb/MWh | 0 | 0 | 0 | 0 | 0 | 0 | 0
BART NOX AnnualCap- Oswego Harbor 6- v5.16 | 83 | 7192 | Rate Constraint in MTons | FALSE | L | Annual | Constraint Shadow Price | US2019$/Ton | 0 | 0 | 0 | 0 | 0 | 0 | 0
BART NOX Annual-Cherokee 4 -v5.13 | 84 | 7140 | Rate Constraint in lbs/MMBtu | FALSE | L | Annual | Seasons Included | Seasons | Winter, WintShld, Summer | Winter, WintShld, Summer | Winter, WintShld, Summer | Winter, WintShld, Summer | Winter, WintShld, Summer | Winter, WintShld, Summer | Winter, WintShld, Summer
BART NOX Annual-Cherokee 4 -v5.13 | 84 | 7140 | Rate Constraint in lbs/MMBtu | FALSE | L | Annual | Standard NOX | lb/MMBtu | 0.12 | 0.12 | 0.12 | 0.12 | 0.12 | 0.12 | 0.12
BART NOX Annual-Cherokee 4 -v5.13 | 84 | 7140 | Rate Constraint in lbs/MMBtu | FALSE | L | Annual | Emissions at Affected Plants NOX | Thousand Tons | 0 | 0 | 0 | 0 | 0 | 0 | 0
BART NOX Annual-Cherokee 4 -v5.13 | 84 | 7140 | Rate Constraint in lbs/MMBtu | FALSE | L | Annual | Allowances Purchased NOX | Thousand Tons | 0 | 0 | 0 | 0 | 0 | 0 | 0
BART NOX Annual-Cherokee 4 -v5.13 | 84 | 7140 | Rate Constraint in lbs/MMBtu | FALSE | L | Annual | Allowances Sold NOX | Thousand Tons | 0 | 0 | 0 | 0 | 0 | 0 | 0
BART NOX Annual-Cherokee 4 -v5.13 | 84 | 7140 | Rate Constraint in lbs/MMBtu | FALSE | L | Annual | Allowances Banked | Thousand Tons | 0 | 0 | 0 | 0 | 0 | 0 | 0
BART NOX Annual-Cherokee 4 -v5.13 | 84 | 7140 | Rate Constraint in lbs/MMBtu | FALSE | L | Annual | Allowances Withdrawn (1:1) | Thousand Tons | 0 | 0 | 0 | 0 | 0 | 0 | 0
BART NOX Annual-Cherokee 4 -v5.13 | 84 | 7140 | Rate Constraint in lbs/MMBtu | FALSE | L | Annual | Allowances Withdrawn (n:1) | Thousand Tons | 0 | 0 | 0 | 0 | 0 | 0 | 0
BART NOX Annual-Cherokee 4 -v5.13 | 84 | 7140 | Rate Constraint in lbs/MMBtu | FALSE | L | Annual | Net Emissions Allowance Position | Thousand Tons | 0 | 0 | 0 | 0 | 0 | 0 | 0
BART NOX Annual-Cherokee 4 -v5.13 | 84 | 7140 | Rate Constraint in lbs/MMBtu | FALSE | L | Annual | Fuel Consumed | TBtu | 0 | 0 | 0 | 0 | 0 | 0 | 0
BART NOX Annual-Cherokee 4 -v5.13 | 84 | 7140 | Rate Constraint in lbs/MMBtu | FALSE | L | Annual | Rate | lb/MMBtu | 0 | 0 | 0 | 0 | 0 | 0 | 0
BART NOX Annual-Cherokee 4 -v5.13 | 84 | 7140 | Rate Constraint in lbs/MMBtu | FALSE | L | Annual | Generation | TWh | 0 | 0 | 0 | 0 | 0 | 0 | 0
BART NOX Annual-Cherokee 4 -v5.13 | 84 | 7140 | Rate Constraint in lbs/MMBtu | FALSE | L | Annual | Qualifying Generation | TWh | 0 | 0 | 0 | 0 | 0 | 0 | 0
BART NOX Annual-Cherokee 4 -v5.13 | 84 | 7140 | Rate Constraint in lbs/MMBtu | FALSE | L | Annual | Rate | lb/MWh | 0 | 0 | 0 | 0 | 0 | 0 | 0
BART NOX Annual-Cherokee 4 -v5.13 | 84 | 7140 | Rate Constraint in lbs/MMBtu | FALSE | L | Annual | Constraint Shadow Price | US2019$/Ton | 0 | 0 | 0 | 0 | 0 | 0 | 0
BART NOX Annual-Cholla 3 -v6.17 | 85 | 7141 | Rate Constraint in lbs/MMBtu | FALSE | L | Annual | Seasons Included | Seasons | Winter, WintShld, Summer | Winter, WintShld, Summer | Winter, WintShld, Summer | Winter, WintShld, Summer | Winter, WintShld, Summer | Winter, WintShld, Summer | Winter, WintShld, Summer
BART NOX Annual-Cholla 3 -v6.17 | 85 | 7141 | Rate Constraint in lbs/MMBtu | FALSE | L | Annual | Standard NOX | lb/MMBtu | 0.08 | 0.08 | 0.08 | 0.08 | 0.08 | 0.08 | 0.08
BART NOX Annual-Cholla 3 -v6.17 | 85 | 7141 | Rate Constraint in lbs/MMBtu | FALSE | L | Annual | Emissions at Affected Plants NOX | Thousand Tons | 0 | 0 | 0 | 0 | 0 | 0 | 0
BART NOX Annual-Cholla 3 -v6.17 | 85 | 7141 | Rate Constraint in lbs/MMBtu | FALSE | L | Annual | Allowances Purchased NOX | Thousand Tons | 0 | 0 | 0 | 0 | 0 | 0 | 0
BART NOX Annual-Cholla 3 -v6.17 | 85 | 7141 | Rate Constraint in lbs/MMBtu | FALSE | L | Annual | Allowances Sold NOX | Thousand Tons | 0 | 0 | 0 | 0 | 0 | 0 | 0
BART NOX Annual-Cholla 3 -v6.17 | 85 | 7141 | Rate Constraint in lbs/MMBtu | FALSE | L | Annual | Allowances Banked | Thousand Tons | 0 | 0 | 0 | 0 | 0 | 0 | 0
BART NOX Annual-Cholla 3 -v6.17 | 85 | 7141 | Rate Constraint in lbs/MMBtu | FALSE | L | Annual | Allowances Withdrawn (1:1) | Thousand Tons | 0 | 0 | 0 | 0 | 0 | 0 | 0
BART NOX Annual-Cholla 3 -v6.17 | 85 | 7141 | Rate Constraint in lbs/MMBtu | FALSE | L | Annual | Allowances Withdrawn (n:1) | Thousand Tons | 0 | 0 | 0 | 0 | 0 | 0 | 0
BART NOX Annual-Cholla 3 -v6.17 | 85 | 7141 | Rate Constraint in lbs/MMBtu | FALSE | L | Annual | Net Emissions Allowance Position | Thousand Tons | 0 | 0 | 0 | 0 | 0 | 0 | 0
BART NOX Annual-Cholla 3 -v6.17 | 85 | 7141 | Rate Constraint in lbs/MMBtu | FALSE | L | Annual | Fuel Consumed | TBtu | 0 | 0 | 0 | 0 | 0 | 0 | 0
BART NOX Annual-Cholla 3 -v6.17 | 85 | 7141 | Rate Constraint in lbs/MMBtu | FALSE | L | Annual | Rate | lb/MMBtu | 0 | 0 | 0 | 0 | 0 | 0 | 0
BART NOX Annual-Cholla 3 -v6.17 | 85 | 7141 | Rate Constraint in lbs/MMBtu | FALSE | L | Annual | Generation | TWh | 0 | 0 | 0 | 0 | 0 | 0 | 0
BART NOX Annual-Cholla 3 -v6.17 | 85 | 7141 | Rate Constraint in lbs/MMBtu | FALSE | L | Annual | Qualifying Generation | TWh | 0 | 0 | 0 | 0 | 0 | 0 | 0
BART NOX Annual-Cholla 3 -v6.17 | 85 | 7141 | Rate Constraint in lbs/MMBtu | FALSE | L | Annual | Rate | lb/MWh | 0 | 0 | 0 | 0 | 0 | 0 | 0
BART NOX Annual-Cholla 3 -v6.17 | 85 | 7141 | Rate Constraint in lbs/MMBtu | FALSE | L | Annual | Constraint Shadow Price | US2019$/Ton | 0 | 0 | 0 | 0 | 0 | 0 | 0
BART NOX Annual-Cholla 4 -v6.17 | 86 | 7142 | Rate Constraint in lbs/MMBtu | FALSE | L | Annual | Seasons Included | Seasons | Winter, WintShld, Summer | Winter, WintShld, Summer | Winter, WintShld, Summer | Winter, WintShld, Summer | Winter, WintShld, Summer | Winter, WintShld, Summer | Winter, WintShld, Summer
BART NOX Annual-Cholla 4 -v6.17 | 86 | 7142 | Rate Constraint in lbs/MMBtu | FALSE | L | Annual | Standard NOX | lb/MMBtu | 0.08 | 0.08 | 0.08 | 0.08 | 0.08 | 0.08 | 0.08
BART NOX Annual-Cholla 4 -v6.17 | 86 | 7142 | Rate Constraint in lbs/MMBtu | FALSE | L | Annual | Emissions at Affected Plants NOX | Thousand Tons | 0 | 0 | 0 | 0 | 0 | 0 | 0
BART NOX Annual-Cholla 4 -v6.17 | 86 | 7142 | Rate Constraint in lbs/MMBtu | FALSE | L | Annual | Allowances Purchased NOX | Thousand Tons | 0 | 0 | 0 | 0 | 0 | 0 | 0
BART NOX Annual-Cholla 4 -v6.17 | 86 | 7142 | Rate Constraint in lbs/MMBtu | FALSE | L | Annual | Allowances Sold NOX | Thousand Tons | 0 | 0 | 0 | 0 | 0 | 0 | 0
BART NOX Annual-Cholla 4 -v6.17 | 86 | 7142 | Rate Constraint in lbs/MMBtu | FALSE | L | Annual | Allowances Banked | Thousand Tons | 0 | 0 | 0 | 0 | 0 | 0 | 0
BART NOX Annual-Cholla 4 -v6.17 | 86 | 7142 | Rate Constraint in lbs/MMBtu | FALSE | L | Annual | Allowances Withdrawn (1:1) | Thousand Tons | 0 | 0 | 0 | 0 | 0 | 0 | 0
BART NOX Annual-Cholla 4 -v6.17 | 86 | 7142 | Rate Constraint in lbs/MMBtu | FALSE | L | Annual | Allowances Withdrawn (n:1) | Thousand Tons | 0 | 0 | 0 | 0 | 0 | 0 | 0
BART NOX Annual-Cholla 4 -v6.17 | 86 | 7142 | Rate Constraint in lbs/MMBtu | FALSE | L | Annual | Net Emissions Allowance Position | Thousand Tons | 0 | 0 | 0 | 0 | 0 | 0 | 0
BART NOX Annual-Cholla 4 -v6.17 | 86 | 7142 | Rate Constraint in lbs/MMBtu | FALSE | L | Annual | Fuel Consumed | TBtu | 0 | 0 | 0 | 0 | 0 | 0 | 0
BART NOX Annual-Cholla 4 -v6.17 | 86 | 7142 | Rate Constraint in lbs/MMBtu | FALSE | L | Annual | Rate | lb/MMBtu | 0 | 0 | 0 | 0 | 0 | 0 | 0
BART NOX Annual-Cholla 4 -v6.17 | 86 | 7142 | Rate Constraint in lbs/MMBtu | FALSE | L | Annual | Generation | TWh | 0 | 0 | 0 | 0 | 0 | 0 | 0
BART NOX Annual-Cholla 4 -v6.17 | 86 | 7142 | Rate Constraint in lbs/MMBtu | FALSE | L | Annual | Qualifying Generation | TWh | 0 | 0 | 0 | 0 | 0 | 0 | 0
BART NOX Annual-Cholla 4 -v6.17 | 86 | 7142 | Rate Constraint in lbs/MMBtu | FALSE | L | Annual | Rate | lb/MWh | 0 | 0 | 0 | 0 | 0 | 0 | 0
BART NOX Annual-Cholla 4 -v6.17 | 86 | 7142 | Rate Constraint in lbs/MMBtu | FALSE | L | Annual | Constraint Shadow Price | US2019$/Ton | 0 | 0 | 0 | 0 | 0 | 0 | 0
BART NOX Annual-Comanche 2 -v5.13 | 87 | 7127 | Rate Constraint in lbs/MMBtu | FALSE | L | Annual | Seasons Included | Seasons | Winter, WintShld, Summer | Winter, WintShld, Summer | Winter, WintShld, Summer | Winter, WintShld, Summer | Winter, WintShld, Summer | Winter, WintShld, Summer | Winter, WintShld, Summer
BART NOX Annual-Comanche 2 -v5.13 | 87 | 7127 | Rate Constraint in lbs/MMBtu | FALSE | L | Annual | Standard NOX | lb/MMBtu | 0.2 | 0.2 | 0.2 | 0.2 | 0.2 | 0.2 | 0.2
BART NOX Annual-Comanche 2 -v5.13 | 87 | 7127 | Rate Constraint in lbs/MMBtu | FALSE | L | Annual | Emissions at Affected Plants NOX | Thousand Tons | 0 | 0 | 0 | 0 | 0 | 0 | 0
BART NOX Annual-Comanche 2 -v5.13 | 87 | 7127 | Rate Constraint in lbs/MMBtu | FALSE | L | Annual | Allowances Purchased NOX | Thousand Tons | 0 | 0 | 0 | 0 | 0 | 0 | 0
BART NOX Annual-Comanche 2 -v5.13 | 87 | 7127 | Rate Constraint in lbs/MMBtu | FALSE | L | Annual | Allowances Sold NOX | Thousand Tons | 0 | 0 | 0 | 0 | 0 | 0 | 0
BART NOX Annual-Comanche 2 -v5.13 | 87 | 7127 | Rate Constraint in lbs/MMBtu | FALSE | L | Annual | Allowances Banked | Thousand Tons | 0 | 0 | 0 | 0 | 0 | 0 | 0
BART NOX Annual-Comanche 2 -v5.13 | 87 | 7127 | Rate Constraint in lbs/MMBtu | FALSE | L | Annual | Allowances Withdrawn (1:1) | Thousand Tons | 0 | 0 | 0 | 0 | 0 | 0 | 0
BART NOX Annual-Comanche 2 -v5.13 | 87 | 7127 | Rate Constraint in lbs/MMBtu | FALSE | L | Annual | Allowances Withdrawn (n:1) | Thousand Tons | 0 | 0 | 0 | 0 | 0 | 0 | 0
BART NOX Annual-Comanche 2 -v5.13 | 87 | 7127 | Rate Constraint in lbs/MMBtu | FALSE | L | Annual | Net Emissions Allowance Position | Thousand Tons | 0 | 0 | 0 | 0 | 0 | 0 | 0
BART NOX Annual-Comanche 2 -v5.13 | 87 | 7127 | Rate Constraint in lbs/MMBtu | FALSE | L | Annual | Fuel Consumed | TBtu | 0 | 0 | 0 | 0 | 0 | 0 | 0
BART NOX Annual-Comanche 2 -v5.13 | 87 | 7127 | Rate Constraint in lbs/MMBtu | FALSE | L | Annual | Rate | lb/MMBtu | 0 | 0 | 0 | 0 | 0 | 0 | 0
BART NOX Annual-Comanche 2 -v5.13 | 87 | 7127 | Rate Constraint in lbs/MMBtu | FALSE | L | Annual | Generation | TWh | 0 | 0 | 0 | 0 | 0 | 0 | 0
BART NOX Annual-Comanche 2 -v5.13 | 87 | 7127 | Rate Constraint in lbs/MMBtu | FALSE | L | Annual | Qualifying Generation | TWh | 0 | 0 | 0 | 0 | 0 | 0 | 0
BART NOX Annual-Comanche 2 -v5.13 | 87 | 7127 | Rate Constraint in lbs/MMBtu | FALSE | L | Annual | Rate | lb/MWh | 0 | 0 | 0 | 0 | 0 | 0 | 0
BART NOX Annual-Comanche 2 -v5.13 | 87 | 7127 | Rate Constraint in lbs/MMBtu | FALSE | L | Annual | Constraint Shadow Price | US2019$/Ton | 0 | 0 | 0 | 0 | 0 | 0 | 0
BART NOX Annual-Craig C2 -v5.13 | 89 | 7128 | Rate Constraint in lbs/MMBtu | FALSE | L | Annual | Seasons Included | Seasons | Winter, WintShld, Summer | Winter, WintShld, Summer | Winter, WintShld, Summer | Winter, WintShld, Summer | Winter, WintShld, Summer | Winter, WintShld, Summer | Winter, WintShld, Summer
BART NOX Annual-Craig C2 -v5.13 | 89 | 7128 | Rate Constraint in lbs/MMBtu | FALSE | L | Annual | Standard NOX | lb/MMBtu | 0.08 | 0.08 | 0.08 | 0.08 | 0.08 | 0.08 | 0.08
BART NOX Annual-Craig C2 -v5.13 | 89 | 7128 | Rate Constraint in lbs/MMBtu | FALSE | L | Annual | Emissions at Affected Plants NOX | Thousand Tons | 0.01339 | 0.01339 | 0.01339 | 0.01339 | 0.01339 | 0.01339 | 0.01339
BART NOX Annual-Craig C2 -v5.13 | 89 | 7128 | Rate Constraint in lbs/MMBtu | FALSE | L | Annual | Allowances Purchased NOX | Thousand Tons | 0 | 0 | 0 | 0 | 0 | 0 | 0
BART NOX Annual-Craig C2 -v5.13 | 89 | 7128 | Rate Constraint in lbs/MMBtu | FALSE | L | Annual | Allowances Sold NOX | Thousand Tons | 0 | 0 | 0 | 0 | 0 | 0 | 0
BART NOX Annual-Craig C2 -v5.13 | 89 | 7128 | Rate Constraint in lbs/MMBtu | FALSE | L | Annual | Allowances Banked | Thousand Tons | 0 | 0 | 0 | 0 | 0 | 0 | 0
BART NOX Annual-Craig C2 -v5.13 | 89 | 7128 | Rate Constraint in lbs/MMBtu | FALSE | L | Annual | Allowances Withdrawn (1:1) | Thousand Tons | 0 | 0 | 0 | 0 | 0 | 0 | 0
BART NOX Annual-Craig C2 -v5.13 | 89 | 7128 | Rate Constraint in lbs/MMBtu | FALSE | L | Annual | Allowances Withdrawn (n:1) | Thousand Tons | 0 | 0 | 0 | 0 | 0 | 0 | 0
BART NOX Annual-Craig C2 -v5.13 | 89 | 7128 | Rate Constraint in lbs/MMBtu | FALSE | L | Annual | Net Emissions Allowance Position | Thousand Tons | 0.01339 | 0.01339 | 0.01339 | 0.01339 | 0.01339 | 0.01339 | 0.01339
BART NOX Annual-Craig C2 -v5.13 | 89 | 7128 | Rate Constraint in lbs/MMBtu | FALSE | L | Annual | Fuel Consumed | TBtu | 0.42589 | 0.42589 | 0.42589 | 0.42589 | 0.42589 | 0.42589 | 0.42589
BART NOX Annual-Craig C2 -v5.13 | 89 | 7128 | Rate Constraint in lbs/MMBtu | FALSE | L | Annual | Rate | lb/MMBtu | 0.06288 | 0.06288 | 0.06288 | 0.06288 | 0.06288 | 0.06288 | 0.06288
BART NOX Annual-Craig C2 -v5.13 | 89 | 7128 | Rate Constraint in lbs/MMBtu | FALSE | L | Annual | Generation | TWh | 0.041591 | 0.041591 | 0.041591 | 0.041591 | 0.041591 | 0.041591 | 0.041591
BART NOX Annual-Craig C2 -v5.13 | 89 | 7128 | Rate Constraint in lbs/MMBtu | FALSE | L | Annual | Qualifying Generation | TWh | 0.041591 | 0.041591 | 0.041591 | 0.041591 | 0.041591 | 0.041591 | 0.041591
BART NOX Annual-Craig C2 -v5.13 | 89 | 7128 | Rate Constraint in lbs/MMBtu | FALSE | L | Annual | Rate | lb/MWh | 0.64389 | 0.64389 | 0.64389 | 0.64389 | 0.64389 | 0.64389 | 0.64389
BART NOX Annual-Craig C2 -v5.13 | 89 | 7128 | Rate Constraint in lbs/MMBtu | FALSE | L | Annual | Constraint Shadow Price | US2019$/Ton | 0 | 0 | 0 | 0 | 0 | 0 | 0
BART NOX Annual-Dave Johnston 4 -v5.14 | 90 | 7164 | Rate Constraint in lbs/MMBtu | FALSE | L | Annual | Seasons Included | Seasons | Winter, WintShld, Summer | Winter, WintShld, Summer | Winter, WintShld, Summer | Winter, WintShld, Summer | Winter, WintShld, Summer | Winter, WintShld, Summer | Winter, WintShld, Summer
BART NOX Annual-Dave Johnston 4 -v5.14 | 90 | 7164 | Rate Constraint in lbs/MMBtu | FALSE | L | Annual | Standard NOX | lb/MMBtu | 0.15 | 0.15 | 0.15 | 0.15 | 0.15 | 0.15 | 0.15
BART NOX Annual-Dave Johnston 4 -v5.14 | 90 | 7164 | Rate Constraint in lbs/MMBtu | FALSE | L | Annual | Emissions at Affected Plants NOX | Thousand Tons | 0 | 0 | 0 | 0 | 0 | 0 | 0
BART NOX Annual-Dave Johnston 4 -v5.14 | 90 | 7164 | Rate Constraint in lbs/MMBtu | FALSE | L | Annual | Allowances Purchased NOX | Thousand Tons | 0 | 0 | 0 | 0 | 0 | 0 | 0
BART NOX Annual-Dave Johnston 4 -v5.14 | 90 | 7164 | Rate Constraint in lbs/MMBtu | FALSE | L | Annual | Allowances Sold NOX | Thousand Tons | 0 | 0 | 0 | 0 | 0 | 0 | 0
BART NOX Annual-Dave Johnston 4 -v5.14 | 90 | 7164 | Rate Constraint in lbs/MMBtu | FALSE | L | Annual | Allowances Banked | Thousand Tons | 0 | 0 | 0 | 0 | 0 | 0 | 0
BART NOX Annual-Dave Johnston 4 -v5.14 | 90 | 7164 | Rate Constraint in lbs/MMBtu | FALSE | L | Annual | Allowances Withdrawn (1:1) | Thousand Tons | 0 | 0 | 0 | 0 | 0 | 0 | 0
BART NOX Annual-Dave Johnston 4 -v5.14 | 90 | 7164 | Rate Constraint in lbs/MMBtu | FALSE | L | Annual | Allowances Withdrawn (n:1) | Thousand Tons | 0 | 0 | 0 | 0 | 0 | 0 | 0
BART NOX Annual-Dave Johnston 4 -v5.14 | 90 | 7164 | Rate Constraint in lbs/MMBtu | FALSE | L | Annual | Net Emissions Allowance Position | Thousand Tons | 0 | 0 | 0 | 0 | 0 | 0 | 0
BART NOX Annual-Dave Johnston 4 -v5.14 | 90 | 7164 | Rate Constraint in lbs/MMBtu | FALSE | L | Annual | Fuel Consumed | TBtu | 0 | 0 | 0 | 0 | 0 | 0 | 0
BART NOX Annual-Dave Johnston 4 -v5.14 | 90 | 7164 | Rate Constraint in lbs/MMBtu | FALSE | L | Annual | Rate | lb/MMBtu | 0 | 0 | 0 | 0 | 0 | 0 | 0
BART NOX Annual-Dave Johnston 4 -v5.14 | 90 | 7164 | Rate Constraint in lbs/MMBtu | FALSE | L | Annual | Generation | TWh | 0 | 0 | 0 | 0 | 0 | 0 | 0
BART NOX Annual-Dave Johnston 4 -v5.14 | 90 | 7164 | Rate Constraint in lbs/MMBtu | FALSE | L | Annual | Qualifying Generation | TWh | 0 | 0 | 0 | 0 | 0 | 0 | 0
BART NOX Annual-Dave Johnston 4 -v5.14 | 90 | 7164 | Rate Constraint in lbs/MMBtu | FALSE | L | Annual | Rate | lb/MWh | 0 | 0 | 0 | 0 | 0 | 0 | 0
BART NOX Annual-Dave Johnston 4 -v5.14 | 90 | 7164 | Rate Constraint in lbs/MMBtu | FALSE | L | Annual | Constraint Shadow Price | US2019$/Ton | 0 | 0 | 0 | 0 | 0 | 0 | 0
BART NOX Annual-Four Corners 4 -v5.14 | 91 | 7129 | Rate Constraint in lbs/MMBtu | FALSE | L | Annual | Seasons Included | Seasons | Winter, WintShld, Summer | Winter, WintShld, Summer | Winter, WintShld, Summer | Winter, WintShld, Summer | Winter, WintShld, Summer | Winter, WintShld, Summer | Winter, WintShld, Summer
BART NOX Annual-Four Corners 4 -v5.14 | 91 | 7129 | Rate Constraint in lbs/MMBtu | FALSE | L | Annual | Standard NOX | lb/MMBtu | 0.098 | 0.098 | 0.098 | 0.098 | 0.098 | 0.098 | 0.098
BART NOX Annual-Four Corners 4 -v5.14 | 91 | 7129 | Rate Constraint in lbs/MMBtu | FALSE | L | Annual | Emissions at Affected Plants NOX | Thousand Tons | 1.1879 | 1.1874 | 0 | 0 | 0 | 0 | 0
BART NOX Annual-Four Corners 4 -v5.14 | 91 | 7129 | Rate Constraint in lbs/MMBtu | FALSE | L | Annual | Allowances Purchased NOX | Thousand Tons | 0 | 0 | 0 | 0 | 0 | 0 | 0
BART NOX Annual-Four Corners 4 -v5.14 | 91 | 7129 | Rate Constraint in lbs/MMBtu | FALSE | L | Annual | Allowances Sold NOX | Thousand Tons | 0 | 0 | 0 | 0 | 0 | 0 | 0
BART NOX Annual-Four Corners 4 -v5.14 | 91 | 7129 | Rate Constraint in lbs/MMBtu | FALSE | L | Annual | Allowances Banked | Thousand Tons | 0 | 0 | 0 | 0 | 0 | 0 | 0
BART NOX Annual-Four Corners 4 -v5.14 | 91 | 7129 | Rate Constraint in lbs/MMBtu | FALSE | L | Annual | Allowances Withdrawn (1:1) | Thousand Tons | 0 | 0 | 0 | 0 | 0 | 0 | 0
BART NOX Annual-Four Corners 4 -v5.14 | 91 | 7129 | Rate Constraint in lbs/MMBtu | FALSE | L | Annual | Allowances Withdrawn (n:1) | Thousand Tons | 0 | 0 | 0 | 0 | 0 | 0 | 0
BART NOX Annual-Four Corners 4 -v5.14 | 91 | 7129 | Rate Constraint in lbs/MMBtu | FALSE | L | Annual | Net Emissions Allowance Position | Thousand Tons | 1.1879 | 1.1874 | 0 | 0 | 0 | 0 | 0
BART NOX Annual-Four Corners 4 -v5.14 | 91 | 7129 | Rate Constraint in lbs/MMBtu | FALSE | L | Annual | Fuel Consumed | TBtu | 40.8295 | 40.8095 | 0 | 0 | 0 | 0 | 0
BART NOX Annual-Four Corners 4 -v5.14 | 91 | 7129 | Rate Constraint in lbs/MMBtu | FALSE | L | Annual | Rate | lb/MMBtu | 0.05819 | 0.05819 | 0 | 0 | 0 | 0 | 0
BART NOX Annual-Four Corners 4 -v5.14 | 91 | 7129 | Rate Constraint in lbs/MMBtu | FALSE | L | Annual | Generation | TWh | 4.1786 | 4.1766 | 0 | 0 | 0 | 0 | 0
BART NOX Annual-Four Corners 4 -v5.14 | 91 | 7129 | Rate Constraint in lbs/MMBtu | FALSE | L | Annual | Qualifying Generation | TWh | 4.1786 | 4.1766 | 0 | 0 | 0 | 0 | 0
BART NOX Annual-Four Corners 4 -v5.14 | 91 | 7129 | Rate Constraint in lbs/MMBtu | FALSE | L | Annual | Rate | lb/MWh | 0.56857 | 0.56857 | 0 | 0 | 0 | 0 | 0
BART NOX Annual-Four Corners 4 -v5.14 | 91 | 7129 | Rate Constraint in lbs/MMBtu | FALSE | L | Annual | Constraint Shadow Price | US2019$/Ton | 0 | 0 | 0 | 0 | 0 | 0 | 0
BART NOX Annual-Four Corners 5 -v5.14 | 92 | 7130 | Rate Constraint in lbs/MMBtu | FALSE | L | Annual | Seasons Included | Seasons | Winter, WintShld, Summer | Winter, WintShld, Summer | Winter, WintShld, Summer | Winter, WintShld, Summer | Winter, WintShld, Summer | Winter, WintShld, Summer | Winter, WintShld, Summer
BART NOX Annual-Four Corners 5 -v5.14 | 92 | 7130 | Rate Constraint in lbs/MMBtu | FALSE | L | Annual | Standard NOX | lb/MMBtu | 0.098 | 0.098 | 0.098 | 0.098 | 0.098 | 0.098 | 0.098
BART NOX Annual-Four Corners 5 -v5.14 | 92 | 7130 | Rate Constraint in lbs/MMBtu | FALSE | L | Annual | Emissions at Affected Plants NOX | Thousand Tons | 1.5695 | 1.5702 | 0.0066946 | 0.0066946 | 0.0066946 | 0.0066946 | 0.0066946
BART NOX Annual-Four Corners 5 -v5.14 | 92 | 7130 | Rate Constraint in lbs/MMBtu | FALSE | L | Annual | Allowances Purchased NOX | Thousand Tons | 0 | 0 | 0 | 0 | 0 | 0 | 0
BART NOX Annual-Four Corners 5 -v5.14 | 92 | 7130 | Rate Constraint in lbs/MMBtu | FALSE | L | Annual | Allowances Sold NOX | Thousand Tons | 0 | 0 | 0 | 0 | 0 | 0 | 0
BART NOX Annual-Four Corners 5 -v5.14 | 92 | 7130 | Rate Constraint in lbs/MMBtu | FALSE | L | Annual | Allowances Banked | Thousand Tons | 0 | 0 | 0 | 0 | 0 | 0 | 0
BART NOX Annual-Four Corners 5 -v5.14 | 92 | 7130 | Rate Constraint in lbs/MMBtu | FALSE | L | Annual | Allowances Withdrawn (1:1) | Thousand Tons | 0 | 0 | 0 | 0 | 0 | 0 | 0
BART NOX Annual-Four Corners 5 -v5.14 | 92 | 7130 | Rate Constraint in lbs/MMBtu | FALSE | L | Annual | Allowances Withdrawn (n:1) | Thousand Tons | 0 | 0 | 0 | 0 | 0 | 0 | 0
BART NOX Annual-Four Corners 5 -v5.14 | 92 | 7130 | Rate Constraint in lbs/MMBtu | FALSE | L | Annual | Net Emissions Allowance Position | Thousand Tons | 1.5695 | 1.5702 | 0.0066946 | 0.0066946 | 0.0066946 | 0.0066946 | 0.0066946
BART NOX Annual-Four Corners 5 -v5.14 | 92 | 7130 | Rate Constraint in lbs/MMBtu | FALSE | L | Annual | Fuel Consumed | TBtu | 48.5991 | 48.6191 | 0.2073 | 0.2073 | 0.2073 | 0.2073 | 0.2073
BART NOX Annual-Four Corners 5 -v5.14 | 92 | 7130 | Rate Constraint in lbs/MMBtu | FALSE | L | Annual | Rate | lb/MMBtu | 0.06459 | 0.06459 | 0.06459 | 0.06459 | 0.06459 | 0.06459 | 0.06459
BART NOX Annual-Four Corners 5 -v5.14 | 92 | 7130 | Rate Constraint in lbs/MMBtu | FALSE | L | Annual | Generation | TWh | 4.9764 | 4.9718 | 0.014651 | 0.014651 | 0.014651 | 0.014651 | 0.014651
BART NOX Annual-Four Corners 5 -v5.14 | 92 | 7130 | Rate Constraint in lbs/MMBtu | FALSE | L | Annual | Qualifying Generation | TWh | 4.9764 | 4.9718 | 0.014651 | 0.014651 | 0.014651 | 0.014651 | 0.014651
BART NOX Annual-Four Corners 5 -v5.14 | 92 | 7130 | Rate Constraint in lbs/MMBtu | FALSE | L | Annual | Rate | lb/MWh | 0.63079 | 0.63162 | 0.9139 | 0.9139 | 0.9139 | 0.9139 | 0.9139
BART NOX Annual-Four Corners 5 -v5.14 | 92 | 7130 | Rate Constraint in lbs/MMBtu | FALSE | L | Annual | Constraint Shadow Price | US2019$/Ton | 0 | 0 | 0 | 0 | 0 | 0 | 0
BART NOX Annual-Gerald Gentleman 1 -v5.14 | 93 | 7131 | Rate Constraint in lbs/MMBtu | FALSE | L | Annual | Seasons Included | Seasons | Winter, WintShld, Summer | Winter, WintShld, Summer | Winter, WintShld, Summer | Winter, WintShld, Summer | Winter, WintShld, Summer | Winter, WintShld, Summer | Winter, WintShld, Summer
BART NOX Annual-Gerald Gentleman 1 -v5.14 | 93 | 7131 | Rate Constraint in lbs/MMBtu | FALSE | L | Annual | Standard NOX | lb/MMBtu | 0.23 | 0.23 | 0.23 | 0.23 | 0.23 | 0.23 | 0.23
BART NOX Annual-Gerald Gentleman 1 -v5.14 | 93 | 7131 | Rate Constraint in lbs/MMBtu | FALSE | L | Annual | Emissions at Affected Plants NOX | Thousand Tons | 4.866 | 4.866 | 4.866 | 4.866 | 4.866 | 4.866 | 4.0701
BART NOX Annual-Gerald Gentleman 1 -v5.14 | 93 | 7131 | Rate Constraint in lbs/MMBtu | FALSE | L | Annual | Allowances Purchased NOX | Thousand Tons | 0 | 0 | 0 | 0 | 0 | 0 | 0
BART NOX Annual-Gerald Gentleman 1 -v5.14 | 93 | 7131 | Rate Constraint in lbs/MMBtu | FALSE | L | Annual | Allowances Sold NOX | Thousand Tons | 0 | 0 | 0 | 0 | 0 | 0 | 0
BART NOX Annual-Gerald Gentleman 1 -v5.14 | 93 | 7131 | Rate Constraint in lbs/MMBtu | FALSE | L | Annual | Allowances Banked | Thousand Tons | 0 | 0 | 0 | 0 | 0 | 0 | 0
BART NOX Annual-Gerald Gentleman 1 -v5.14 | 93 | 7131 | Rate Constraint in lbs/MMBtu | FALSE | L | Annual | Allowances Withdrawn (1:1) | Thousand Tons | 0 | 0 | 0 | 0 | 0 | 0 | 0
BART NOX Annual-Gerald Gentleman 1 -v5.14 | 93 | 7131 | Rate Constraint in lbs/MMBtu | FALSE | L | Annual | Allowances Withdrawn (n:1) | Thousand Tons | 0 | 0 | 0 | 0 | 0 | 0 | 0
BART NOX Annual-Gerald Gentleman 1 -v5.14 | 93 | 7131 | Rate Constraint in lbs/MMBtu | FALSE | L | Annual | Net Emissions Allowance Position | Thousand Tons | 4.866 | 4.866 | 4.866 | 4.866 | 4.866 | 4.866 | 4.0701
BART NOX Annual-Gerald Gentleman 1 -v5.14 | 93 | 7131 | Rate Constraint in lbs/MMBtu | FALSE | L | Annual | Fuel Consumed | TBtu | 47.2447 | 47.2447 | 47.2447 | 47.2447 | 47.2447 | 47.2447 | 39.5175
BART NOX Annual-Gerald Gentleman 1 -v5.14 | 93 | 7131 | Rate Constraint in lbs/MMBtu | FALSE | L | Annual | Rate | lb/MMBtu | 0.20599 | 0.20599 | 0.20599 | 0.20599 | 0.20599 | 0.20599 | 0.20599
BART NOX Annual-Gerald Gentleman 1 -v5.14 | 93 | 7131 | Rate Constraint in lbs/MMBtu | FALSE | L | Annual | Generation | TWh | 4.7052 | 4.7052 | 4.7052 | 4.7052 | 4.7052 | 4.7052 | 3.9356
BART NOX Annual-Gerald Gentleman 1 -v5.14 | 93 | 7131 | Rate Constraint in lbs/MMBtu | FALSE | L | Annual | Qualifying Generation | TWh | 4.7052 | 4.7052 | 4.7052 | 4.7052 | 4.7052 | 4.7052 | 3.9356
BART NOX Annual-Gerald Gentleman 1 -v5.14 | 93 | 7131 | Rate Constraint in lbs/MMBtu | FALSE | L | Annual | Rate | lb/MWh | 2.0683 | 2.0683 | 2.0683 | 2.0683 | 2.0683 | 2.0683 | 2.0683
BART NOX Annual-Gerald Gentleman 1 -v5.14 | 93 | 7131 | Rate Constraint in lbs/MMBtu | FALSE | L | Annual | Constraint Shadow Price | US2019$/Ton | 0 | 0 | 0 | 0 | 0 | 0 | 0
BART NOX Annual-Gerald Gentleman 2 -v5.14 | 94 | 7132 | Rate Constraint in lbs/MMBtu | FALSE | L | Annual | Seasons Included | Seasons | Winter, WintShld, Summer | Winter, WintShld, Summer | Winter, WintShld, Summer | Winter, WintShld, Summer | Winter, WintShld, Summer | Winter, WintShld, Summer | Winter, WintShld, Summer
BART NOX Annual-Gerald Gentleman 2 -v5.14 | 94 | 7132 | Rate Constraint in lbs/MMBtu | FALSE | L | Annual | Standard NOX | lb/MMBtu | 0.23 | 0.23 | 0.23 | 0.23 | 0.23 | 0.23 | 0.23
BART NOX Annual-Gerald Gentleman 2 -v5.14 | 94 | 7132 | Rate Constraint in lbs/MMBtu | FALSE | L | Annual | Emissions at Affected Plants NOX | Thousand Tons | 3.9319 | 3.9319 | 3.9319 | 3.9319 | 3.9319 | 3.3199 | 3.2699
BART NOX Annual-Gerald Gentleman 2 -v5.14 | 94 | 7132 | Rate Constraint in lbs/MMBtu | FALSE | L | Annual | Allowances Purchased NOX | Thousand Tons | 0 | 0 | 0 | 0 | 0 | 0 | 0
BART NOX Annual-Gerald Gentleman 2 -v5.14 | 94 | 7132 | Rate Constraint in lbs/MMBtu | FALSE | L | Annual | Allowances Sold NOX | Thousand Tons | 0 | 0 | 0 | 0 | 0 | 0 | 0
BART NOX Annual-Gerald Gentleman 2 -v5.14 | 94 | 7132 | Rate Constraint in lbs/MMBtu | FALSE | L | Annual | Allowances Banked | Thousand Tons | 0 | 0 | 0 | 0 | 0 | 0 | 0
BART NOX Annual-Gerald Gentleman 2 -v5.14 | 94 | 7132 | Rate Constraint in lbs/MMBtu | FALSE | L | Annual | Allowances Withdrawn (1:1) | Thousand Tons | 0 | 0 | 0 | 0 | 0 | 0 | 0
BART NOX Annual-Gerald Gentleman 2 -v5.14 | 94 | 7132 | Rate Constraint in lbs/MMBtu | FALSE | L | Annual | Allowances Withdrawn (n:1) | Thousand Tons | 0 | 0 | 0 | 0 | 0 | 0 | 0
BART NOX Annual-Gerald Gentleman 2 -v5.14 | 94 | 7132 | Rate Constraint in lbs/MMBtu | FALSE | L | Annual | Net Emissions Allowance Position | Thousand Tons | 3.9319 | 3.9319 | 3.9319 | 3.9319 | 3.9319 | 3.3199 | 3.2699
BART NOX Annual-Gerald Gentleman 2 -v5.14 | 94 | 7132 | Rate Constraint in lbs/MMBtu | FALSE | L | Annual | Fuel Consumed | TBtu | 49.865 | 49.865 | 49.865 | 49.865 | 49.865 | 42.1036 | 41.4694
BART NOX Annual-Gerald Gentleman 2 -v5.14 | 94 | 7132 | Rate Constraint in lbs/MMBtu | FALSE | L | Annual | Rate | lb/MMBtu | 0.1577 | 0.1577 | 0.1577 | 0.1577 | 0.1577 | 0.1577 | 0.1577
BART NOX Annual-Gerald Gentleman 2 -v5.14 | 94 | 7132 | Rate Constraint in lbs/MMBtu | FALSE | L | Annual | Generation | TWh | 4.9528 | 4.9528 | 4.9528 | 4.9528 | 4.9528 | 4.1819 | 4.1189
BART NOX Annual-Gerald Gentleman 2 -v5.14 | 94 | 7132 | Rate Constraint in lbs/MMBtu | FALSE | L | Annual | Qualifying Generation | TWh | 4.9528 | 4.9528 | 4.9528 | 4.9528 | 4.9528 | 4.1819 | 4.1189
BART NOX Annual-Gerald Gentleman 2 -v5.14 | 94 | 7132 | Rate Constraint in lbs/MMBtu | FALSE | L | Annual | Rate | lb/MWh | 1.5877 | 1.5877 | 1.5877 | 1.5877 | 1.5877 | 1.5877 | 1.5877
BART NOX Annual-Gerald Gentleman 2 -v5.14 | 94 | 7132 | Rate Constraint in lbs/MMBtu | FALSE | L | Annual | Constraint Shadow Price | US2019$/Ton | 0 | 0 | 0 | 0 | 0 | 0 | 0
BART NOX Annual-Hayden H1 -v5.13 | 95 | 7133 | Rate Constraint in lbs/MMBtu | FALSE | L | Annual | Seasons Included | Seasons | Winter, WintShld, Summer | Winter, WintShld, Summer | Winter, WintShld, Summer | Winter, WintShld, Summer | Winter, WintShld, Summer | Winter, WintShld, Summer | Winter, WintShld, Summer
BART NOX Annual-Hayden H1 -v5.13 | 95 | 7133 | Rate Constraint in lbs/MMBtu | FALSE | L | Annual | Standard NOX | lb/MMBtu | 0.08 | 0.08 | 0.08 | 0.08 | 0.08 | 0.08 | 0.08
BART NOX Annual-Hayden H1 -v5.13 | 95 | 7133 | Rate Constraint in lbs/MMBtu | FALSE | L | Annual | Emissions at Affected Plants NOX | Thousand Tons | 0 | 0 | 0 | 0 | 0 | 0 | 0
BART NOX Annual-Hayden H1 -v5.13 | 95 | 7133 | Rate Constraint in lbs/MMBtu | FALSE | L | Annual | Allowances Purchased NOX | Thousand Tons | 0 | 0 | 0 | 0 | 0 | 0 | 0
BART NOX Annual-Hayden H1 -v5.13 | 95 | 7133 | Rate Constraint in lbs/MMBtu | FALSE | L | Annual | Allowances Sold NOX | Thousand Tons | 0 | 0 | 0 | 0 | 0 | 0 | 0
BART NOX Annual-Hayden H1 -v5.13 | 95 | 7133 | Rate Constraint in lbs/MMBtu | FALSE | L | Annual | Allowances Banked | Thousand Tons | 0 | 0 | 0 | 0 | 0 | 0 | 0
BART NOX Annual-Hayden H1 -v5.13 | 95 | 7133 | Rate Constraint in lbs/MMBtu | FALSE | L | Annual | Allowances Withdrawn (1:1) | Thousand Tons | 0 | 0 | 0 | 0 | 0 | 0 | 0
BART NOX Annual-Hayden H1 -v5.13 | 95 | 7133 | Rate Constraint in lbs/MMBtu | FALSE | L | Annual | Allowances Withdrawn (n:1) | Thousand Tons | 0 | 0 | 0 | 0 | 0 | 0 | 0
BART NOX Annual-Hayden H1 -v5.13 | 95 | 7133 | Rate Constraint in lbs/MMBtu | FALSE | L | Annual | Net Emissions Allowance Position | Thousand Tons | 0 | 0 | 0 | 0 | 0 | 0 | 0
BART NOX Annual-Hayden H1 -v5.13 | 95 | 7133 | Rate Constraint in lbs/MMBtu | FALSE | L | Annual | Fuel Consumed | TBtu | 0 | 0 | 0 | 0 | 0 | 0 | 0
BART NOX Annual-Hayden H1 -v5.13 | 95 | 7133 | Rate Constraint in lbs/MMBtu | FALSE | L | Annual | Rate | lb/MMBtu | 0 | 0 | 0 | 0 | 0 | 0 | 0
BART NOX Annual-Hayden H1 -v5.13 | 95 | 7133 | Rate Constraint in lbs/MMBtu | FALSE | L | Annual | Generation | TWh | 0 | 0 | 0 | 0 | 0 | 0 | 0
BART NOX Annual-Hayden H1 -v5.13 | 95 | 7133 | Rate Constraint in lbs/MMBtu | FALSE | L | Annual | Qualifying Generation | TWh | 0 | 0 | 0 | 0 | 0 | 0 | 0
BART NOX Annual-Hayden H1 -v5.13 | 95 | 7133 | Rate Constraint in lbs/MMBtu | FALSE | L | Annual | Rate | lb/MWh | 0 | 0 | 0 | 0 | 0 | 0 | 0
BART NOX Annual-Hayden H1 -v5.13 | 95 | 7133 | Rate Constraint in lbs/MMBtu | FALSE | L | Annual | Constraint Shadow Price | US2019$/Ton | 0 | 0 | 0 | 0 | 0 | 0 | 0
BART NOX Annual-Hayden H2 -v5.13 | 96 | 7134 | Rate Constraint in lbs/MMBtu | FALSE | L | Annual | Seasons Included | Seasons | Winter, WintShld, Summer | Winter, WintShld, Summer | Winter, WintShld, Summer | Winter, WintShld, Summer | Winter, WintShld, Summer | Winter, WintShld, Summer | Winter, WintShld, Summer
BART NOX Annual-Hayden H2 -v5.13 | 96 | 7134 | Rate Constraint in lbs/MMBtu | FALSE | L | Annual | Standard NOX | lb/MMBtu | 0.07 | 0.07 | 0.07 | 0.07 | 0.07 | 0.07 | 0.07
BART NOX Annual-Hayden H2 -v5.13 | 96 | 7134 | Rate Constraint in lbs/MMBtu | FALSE | L | Annual | Emissions at Affected Plants NOX | Thousand Tons | 0 | 0 | 0 | 0 | 0 | 0 | 0
BART NOX Annual-Hayden H2 -v5.13 | 96 | 7134 | Rate Constraint in lbs/MMBtu | FALSE | L | Annual | Allowances Purchased NOX | Thousand Tons | 0 | 0 | 0 | 0 | 0 | 0 | 0
BART NOX Annual-Hayden H2 -v5.13 | 96 | 7134 | Rate Constraint in lbs/MMBtu | FALSE | L | Annual | Allowances Sold NOX | Thousand Tons | 0 | 0 | 0 | 0 | 0 | 0 | 0
BART NOX Annual-Hayden H2 -v5.13 | 96 | 7134 | Rate Constraint in lbs/MMBtu | FALSE | L | Annual | Allowances Banked | Thousand Tons | 0 | 0 | 0 | 0 | 0 | 0 | 0
BART NOX Annual-Hayden H2 -v5.13 | 96 | 7134 | Rate Constraint in lbs/MMBtu | FALSE | L | Annual | Allowances Withdrawn (1:1) | Thousand Tons | 0 | 0 | 0 | 0 | 0 | 0 | 0
BART NOX Annual-Hayden H2 -v5.13 | 96 | 7134 | Rate Constraint in lbs/MMBtu | FALSE | L | Annual | Allowances Withdrawn (n:1) | Thousand Tons | 0 | 0 | 0 | 0 | 0 | 0 | 0
BART NOX Annual-Hayden H2 -v5.13 | 96 | 7134 | Rate Constraint in lbs/MMBtu | FALSE | L | Annual | Net Emissions Allowance Position | Thousand Tons | 0 | 0 | 0 | 0 | 0 | 0 | 0
BART NOX Annual-Hayden H2 -v5.13 | 96 | 7134 | Rate Constraint in lbs/MMBtu | FALSE | L | Annual | Fuel Consumed | TBtu | 0 | 0 | 0 | 0 | 0 | 0 | 0
BART NOX Annual-Hayden H2 -v5.13 | 96 | 7134 | Rate Constraint in lbs/MMBtu | FALSE | L | Annual | Rate | lb/MMBtu | 0 | 0 | 0 | 0 | 0 | 0 | 0
BART NOX Annual-Hayden H2 -v5.13 | 96 | 7134 | Rate Constraint in lbs/MMBtu | FALSE | L | Annual | Generation | TWh | 0 | 0 | 0 | 0 | 0 | 0 | 0
BART NOX Annual-Hayden H2 -v5.13 | 96 | 7134 | Rate Constraint in lbs/MMBtu | FALSE | L | Annual | Qualifying Generation | TWh | 0 | 0 | 0 | 0 | 0 | 0 | 0
BART NOX Annual-Hayden H2 -v5.13 | 96 | 7134 | Rate Constraint in lbs/MMBtu | FALSE | L | Annual | Rate | lb/MWh | 0 | 0 | 0 | 0 | 0 | 0 | 0
BART NOX Annual-Hayden H2 -v5.13 | 96 | 7134 | Rate Constraint in lbs/MMBtu | FALSE | L | Annual | Constraint Shadow Price | US2019$/Ton | 0 | 0 | 0 | 0 | 0 | 0 | 0
BART NOX Annual-Jeffrey Energy Center 1 -v5.13 | 97 | 7145 | Rate Constraint in lbs/MMBtu | FALSE | L | Annual | Seasons Included | Seasons | Winter, WintShld, Summer | Winter, WintShld, Summer | Winter, WintShld, Summer | Winter, WintShld, Summer | Winter, WintShld, Summer | Winter, WintShld, Summer | Winter, WintShld, Summer
BART NOX Annual-Jeffrey Energy Center 1 -v5.13 | 97 | 7145 | Rate Constraint in lbs/MMBtu | FALSE | L | Annual | Standard NOX | lb/MMBtu | 0.15 | 0.15 | 0.15 | 0.15 | 0.15 | 0.15 | 0.15
BART NOX Annual-Jeffrey Energy Center 1 -v5.13 | 97 | 7145 | Rate Constraint in lbs/MMBtu | FALSE | L | Annual | Emissions at Affected Plants NOX | Thousand Tons | 0.84031 | 0.80843 | 0 | 0 | 0 | 0 | 0
BART NOX Annual-Jeffrey Energy Center 1 -v5.13 | 97 | 7145 | Rate Constraint in lbs/MMBtu | FALSE | L | Annual | Allowances Purchased NOX | Thousand Tons | 0 | 0 | 0 | 0 | 0 | 0 | 0
BART NOX Annual-Jeffrey Energy Center 1 -v5.13 | 97 | 7145 | Rate Constraint in lbs/MMBtu | FALSE | L | Annual | Allowances Sold NOX | Thousand Tons | 0 | 0 | 0 | 0 | 0 | 0 | 0
BART NOX Annual-Jeffrey Energy Center 1 -v5.13 | 97 | 7145 | Rate Constraint in lbs/MMBtu | FALSE | L | Annual | Allowances Banked | Thousand Tons | 0 | 0 | 0 | 0 | 0 | 0 | 0
BART NOX Annual-Jeffrey Energy Center 1 -v5.13 | 97 | 7145 | Rate Constraint in lbs/MMBtu | FALSE | L | Annual | Allowances Withdrawn (1:1) | Thousand Tons | 0 | 0 | 0 | 0 | 0 | 0 | 0
BART NOX Annual-Jeffrey Energy Center 1 -v5.13 | 97 | 7145 | Rate Constraint in lbs/MMBtu | FALSE | L | Annual | Allowances Withdrawn (n:1) | Thousand Tons | 0 | 0 | 0 | 0 | 0 | 0 | 0
BART NOX Annual-Jeffrey Energy Center 1 -v5.13 | 97 | 7145 | Rate Constraint in lbs/MMBtu | FALSE | L | Annual | Net Emissions Allowance Position | Thousand Tons | 0.84031 | 0.80843 | 0 | 0 | 0 | 0 | 0
BART NOX Annual-Jeffrey Energy Center 1 -v5.13 | 97 | 7145 | Rate Constraint in lbs/MMBtu | FALSE | L | Annual | Fuel Consumed | TBtu | 42.0997 | 40.5024 | 0 | 0 | 0 | 0 | 0
BART NOX Annual-Jeffrey Energy Center 1 -v5.13 | 97 | 7145 | Rate Constraint in lbs/MMBtu | FALSE | L | Annual | Rate | lb/MMBtu | 0.03992 | 0.03992 | 0 | 0 | 0 | 0 | 0
BART NOX Annual-Jeffrey Energy Center 1 -v5.13 | 97 | 7145 | Rate Constraint in lbs/MMBtu | FALSE | L | Annual | Generation | TWh | 3.8307 | 3.6854 | 0 | 0 | 0 | 0 | 0
BART NOX Annual-Jeffrey Energy Center 1 -v5.13 | 97 | 7145 | Rate Constraint in lbs/MMBtu | FALSE | L | Annual | Qualifying Generation | TWh | 3.8307 | 3.6854 | 0 | 0 | 0 | 0 | 0
BART NOX Annual-Jeffrey Energy Center 1 -v5.13 | 97 | 7145 | Rate Constraint in lbs/MMBtu | FALSE | L | Annual | Rate | lb/MWh | 0.43872 | 0.43872 | 0 | 0 | 0 | 0 | 0
BART NOX Annual-Jeffrey Energy Center 1 -v5.13 | 97 | 7145 | Rate Constraint in lbs/MMBtu | FALSE | L | Annual | Constraint Shadow Price | US2019$/Ton | 0 | 0 | 0 | 0 | 0 | 0 | 0
BART NOX Annual-Jeffrey Energy Center 2 -v5.13 | 98 | 7146 | Rate Constraint in lbs/MMBtu | FALSE | L | Annual | Seasons Included | Seasons | Winter, WintShld, Summer | Winter, WintShld, Summer | Winter, WintShld, Summer | Winter, WintShld, Summer | Winter, WintShld, Summer | Winter, WintShld, Summer | Winter, WintShld, Summer
BART NOX Annual-Jeffrey Energy Center 2 -v5.13 | 98 | 7146 | Rate Constraint in lbs/MMBtu | FALSE | L | Annual | Standard NOX | lb/MMBtu | 0.15 | 0.15 | 0.15 | 0.15 | 0.15 | 0.15 | 0.15
BART NOX Annual-Jeffrey Energy Center 2 -v5.13 | 98 | 7146 | Rate Constraint in lbs/MMBtu | FALSE | L | Annual | Emissions at Affected Plants NOX | Thousand Tons | 0.47646 | 0.47646 | 0 | 0 | 0 | 0 | 0
BART NOX Annual-Jeffrey Energy Center 2 -v5.13 | 98 | 7146 | Rate Constraint in lbs/MMBtu | FALSE | L | Annual | Allowances Purchased NOX | Thousand Tons | 0 | 0 | 0 | 0 | 0 | 0 | 0
BART NOX Annual-Jeffrey Energy Center 2 -v5.13 | 98 | 7146 | Rate Constraint in lbs/MMBtu | FALSE | L | Annual | Allowances Sold NOX | Thousand Tons | 0 | 0 | 0 | 0 | 0 | 0 | 0
BART NOX Annual-Jeffrey Energy Center 2 -v5.13 | 98 | 7146 | Rate Constraint in lbs/MMBtu | FALSE | L | Annual | Allowances Banked | Thousand Tons | 0 | 0 | 0 | 0 | 0 | 0 | 0
BART NOX Annual-Jeffrey Energy Center 2 -v5.13 | 98 | 7146 | Rate Constraint in lbs/MMBtu | FALSE | L | Annual | Allowances Withdrawn (1:1) | Thousand Tons | 0 | 0 | 0 | 0 | 0 | 0 | 0
BART NOX Annual-Jeffrey Energy Center 2 -v5.13 | 98 | 7146 | Rate Constraint in lbs/MMBtu | FALSE | L | Annual | Allowances Withdrawn (n:1) | Thousand Tons | 0 | 0 | 0 | 0 | 0 | 0 | 0
BART NOX Annual-Jeffrey Energy Center 2 -v5.13 | 98 | 7146 | Rate Constraint in lbs/MMBtu | FALSE | L | Annual | Net Emissions Allowance Position | Thousand Tons | 0.47646 | 0.47646 | 0 | 0 | 0 | 0 | 0
BART NOX Annual-Jeffrey Energy Center 2 -v5.13 | 98 | 7146 | Rate Constraint in lbs/MMBtu | FALSE | L | Annual | Fuel Consumed | TBtu | 9.5292 | 9.5292 | 0 | 0 | 0 | 0 | 0
BART NOX Annual-Jeffrey Energy Center 2 -v5.13 | 98 | 7146 | Rate Constraint in lbs/MMBtu | FALSE | L | Annual | Rate | lb/MMBtu | 0.1 | 0.1 | 0 | 0 | 0 | 0 | 0
BART NOX Annual-Jeffrey Energy Center 2 -v5.13 | 98 | 7146 | Rate Constraint in lbs/MMBtu | FALSE | L | Annual | Generation | TWh | 0.85456 | 0.85456 | 0 | 0 | 0 | 0 | 0
BART NOX Annual-Jeffrey Energy Center 2 -v5.13 | 98 | 7146 | Rate Constraint in lbs/MMBtu | FALSE | L | Annual | Qualifying Generation | TWh | 0.85456 | 0.85456 | 0 | 0 | 0 | 0 | 0
BART NOX Annual-Jeffrey Energy Center 2 -v5.13 | 98 | 7146 | Rate Constraint in lbs/MMBtu | FALSE | L | Annual | Rate | lb/MWh | 1.1151 | 1.1151 | 0 | 0 | 0 | 0 | 0
BART NOX Annual-Jeffrey Energy Center 2 -v5.13 | 98 | 7146 | Rate Constraint in lbs/MMBtu | FALSE | L | Annual | Constraint Shadow Price | US2019$/Ton | 0 | 0 | 0 | 0 | 0 | 0 | 0
BART NOX Annual-Jim Bridger 1 -v5.14 | 99 | 7165 | Rate Constraint in lbs/MMBtu | FALSE | L | Annual | Seasons Included | Seasons | Winter, WintShld, Summer | Winter, WintShld, Summer | Winter, WintShld, Summer | Winter, WintShld, Summer | Winter, WintShld, Summer | Winter, WintShld, Summer | Winter, WintShld, Summer
BART NOX Annual-Jim Bridger 1 -v5.14 | 99 | 7165 | Rate Constraint in lbs/MMBtu | FALSE | L | Annual | Standard NOX | lb/MMBtu | 0.07 | 0.07 | 0.07 | 0.07 | 0.07 | 0.07 | 0.07
BART NOX Annual-Jim Bridger 1 -v5.14 | 99 | 7165 | Rate Constraint in lbs/MMBtu | FALSE | L | Annual | Emissions at Affected Plants NOX | Thousand Tons | 0 | 0 | 0 | 0 | 0 | 0 | 0
BART NOX Annual-Jim Bridger 1 -v5.14 | 99 | 7165 | Rate Constraint in lbs/MMBtu | FALSE | L | Annual | Allowances Purchased NOX | Thousand Tons | 0 | 0 | 0 | 0 | 0 | 0 | 0
BART NOX Annual-Jim Bridger 1 -v5.14 | 99 | 7165 | Rate Constraint in lbs/MMBtu | FALSE | L | Annual | Allowances Sold NOX | Thousand Tons | 0 | 0 | 0 | 0 | 0 | 0 | 0
BART NOX Annual-Jim Bridger 1 -v5.14 | 99 | 7165 | Rate Constraint in lbs/MMBtu | FALSE | L | Annual | Allowances Banked | Thousand Tons | 0 | 0 | 0 | 0 | 0 | 0 | 0
BART NOX Annual-Jim Bridger 1 -v5.14 | 99 | 7165 | Rate Constraint in lbs/MMBtu | FALSE | L | Annual | Allowances Withdrawn (1:1) | Thousand Tons | 0 | 0 | 0 | 0 | 0 | 0 | 0
BART NOX Annual-Jim Bridger 1 -v5.14 | 99 | 7165 | Rate Constraint in lbs/MMBtu | FALSE | L | Annual | Allowances Withdrawn (n:1) | Thousand Tons | 0 | 0 | 0 | 0 | 0 | 0 | 0
BART NOX Annual-Jim Bridger 1 -v5.14 | 99 | 7165 | Rate Constraint in lbs/MMBtu | FALSE | L | Annual | Net Emissions Allowance Position | Thousand Tons | 0 | 0 | 0 | 0 | 0 | 0 | 0
BART NOX Annual-Jim Bridger 1 -v5.14 | 99 | 7165 | Rate Constraint in lbs/MMBtu | FALSE | L | Annual | Fuel Consumed | TBtu | 0 | 0 | 0 | 0 | 0 | 0 | 0
BART NOX Annual-Jim Bridger 1 -v5.14 | 99 | 7165 | Rate Constraint in lbs/MMBtu | FALSE | L | Annual | Rate | lb/MMBtu | 0 | 0 | 0 | 0 | 0 | 0 | 0
BART NOX Annual-Jim Bridger 1 -v5.14 | 99 | 7165 | Rate Constraint in lbs/MMBtu | FALSE | L | Annual | Generation | TWh | 0 | 0 | 0 | 0 | 0 | 0 | 0
BART NOX Annual-Jim Bridger 1 -v5.14 | 99 | 7165 | Rate Constraint in lbs/MMBtu | FALSE | L | Annual | Qualifying Generation | TWh | 0 | 0 | 0 | 0 | 0 | 0 | 0
BART NOX Annual-Jim Bridger 1 -v5.14 | 99 | 7165 | Rate Constraint in lbs/MMBtu | FALSE | L | Annual | Rate | lb/MWh | 0 | 0 | 0 | 0 | 0 | 0 | 0
BART NOX Annual-Jim Bridger 1 -v5.14 | 99 | 7165 | Rate Constraint in lbs/MMBtu | FALSE | L | Annual | Constraint Shadow Price | US2019$/Ton | 41575.086 | 62992.0087 | 60723.6093 | 78576.6104 | 79392.7283 | 117503.2972 | 110797.1502
BART NOX Annual-Jim Bridger 2 -v5.14 | 100 | 7166 | Rate Constraint in lbs/MMBtu | FALSE | L | Annual | Seasons Included | Seasons | Winter, WintShld, Summer | Winter, WintShld, Summer | Winter, WintShld, Summer | Winter, WintShld, Summer | Winter, WintShld, Summer | Winter, WintShld, Summer | Winter, WintShld, Summer
BART NOX Annual-Jim Bridger 2 -v5.14 | 100 | 7166 | Rate Constraint in lbs/MMBtu | FALSE | L | Annual | Standard NOX | lb/MMBtu | 0.07 | 0.07 | 0.07 | 0.07 | 0.07 | 0.07 | 0.07
BART NOX Annual-Jim Bridger 2 -v5.14 | 100 | 7166 | Rate Constraint in lbs/MMBtu | FALSE | L | Annual | Emissions at Affected Plants NOX | Thousand Tons | 0 | 0 | 0 | 0 | 0 | 0 | 0
BART NOX Annual-Jim Bridger 2 -v5.14 | 100 | 7166 | Rate Constraint in lbs/MMBtu | FALSE | L | Annual | Allowances Purchased NOX | Thousand Tons | 0 | 0 | 0 | 0 | 0 | 0 | 0
BART NOX Annual-Jim Bridger 2 -v5.14 | 100 | 7166 | Rate Constraint in lbs/MMBtu | FALSE | L | Annual | Allowances Sold NOX | Thousand Tons | 0 | 0 | 0 | 0 | 0 | 0 | 0
BART NOX Annual-Jim Bridger 2 -v5.14 | 100 | 7166 | Rate Constraint in lbs/MMBtu | FALSE | L | Annual | Allowances Banked | Thousand Tons | 0 | 0 | 0 | 0 | 0 | 0 | 0
BART NOX Annual-Jim Bridger 2 -v5.14 | 100 | 7166 | Rate Constraint in lbs/MMBtu | FALSE | L | Annual | Allowances Withdrawn (1:1) | Thousand Tons | 0 | 0 | 0 | 0 | 0 | 0 | 0
BART NOX Annual-Jim Bridger 2 -v5.14 | 100 | 7166 | Rate Constraint in lbs/MMBtu | FALSE | L | Annual | Allowances Withdrawn (n:1) | Thousand Tons | 0 | 0 | 0 | 0 | 0 | 0 | 0
BART NOX Annual-Jim Bridger 2 -v5.14 | 100 | 7166 | Rate Constraint in lbs/MMBtu | FALSE | L | Annual | Net Emissions Allowance Position | Thousand Tons | 0 | 0 | 0 | 0 | 0 | 0 | 0
BART NOX Annual-Jim Bridger 2 -v5.14 | 100 | 7166 | Rate Constraint in lbs/MMBtu | FALSE | L | Annual | Fuel Consumed | TBtu | 0 | 0 | 0 | 0 | 0 | 0 | 0
BART NOX Annual-Jim Bridger 2 -v5.14 | 100 | 7166 | Rate Constraint in lbs/MMBtu | FALSE | L | Annual | Rate | lb/MMBtu | 0 | 0 | 0 | 0 | 0 | 0 | 0
BART NOX Annual-Jim Bridger 2 -v5.14 | 100 | 7166 | Rate Constraint in lbs/MMBtu | FALSE | L | Annual | Generation | TWh | 0 | 0 | 0 | 0 | 0 | 0 | 0
BART NOX Annual-Jim Bridger 2 -v5.14 | 100 | 7166 | Rate Constraint in lbs/MMBtu | FALSE | L | Annual | Qualifying Generation | TWh | 0 | 0 | 0 | 0 | 0 | 0 | 0
BART NOX Annual-Jim Bridger 2 -v5.14 | 100 | 7166 | Rate Constraint in lbs/MMBtu | FALSE | L | Annual | Rate | lb/MWh | 0 | 0 | 0 | 0 | 0 | 0 | 0
BART NOX Annual-Jim Bridger 2 -v5.14 | 100 | 7166 | Rate Constraint in lbs/MMBtu | FALSE | L | Annual | Constraint Shadow Price | US2019$/Ton | 41392.96 | 63150.6263 | 60851.4959 | 78339.787 | 79139.6512 | 117264.0558 | 110552.3815
BART NOX Annual-Jim Bridger 3 -v5.14 | 101 | 7167 | Rate Constraint in lbs/MMBtu | FALSE | L | Annual | Seasons Included | Seasons | Winter, WintShld, Summer | Winter, WintShld, Summer | Winter, WintShld, Summer | Winter, WintShld, Summer | Winter, WintShld, Summer | Winter, WintShld, Summer | Winter, WintShld, Summer
BART NOX Annual-Jim Bridger 3 -v5.14 | 101 | 7167 | Rate Constraint in lbs/MMBtu | FALSE | L | Annual | Standard NOX | lb/MMBtu | 0.07 | 0.07 | 0.07 | 0.07 | 0.07 | 0.07 | 0.07
BART NOX Annual-Jim Bridger 3 -v5.14 | 101 | 7167 | Rate Constraint in lbs/MMBtu | FALSE | L | Annual | Emissions at Affected Plants NOX | Thousand Tons | 0.50721 | 0.79587 | 0.85449 | 0 | 0 | 0 | 0
BART NOX Annual-Jim Bridger 3 -v5.14 | 101 | 7167 | Rate Constraint in lbs/MMBtu | FALSE | L | Annual | Allowances Purchased NOX | Thousand Tons | 0 | 0 | 0 | 0 | 0 | 0 | 0
BART NOX Annual-Jim Bridger 3 -v5.14 | 101 | 7167 | Rate Constraint in lbs/MMBtu | FALSE | L | Annual | Allowances Sold NOX | Thousand Tons | 0 | 0 | 0 | 0 | 0 | 0 | 0
BART NOX Annual-Jim Bridger 3 -v5.14 | 101 | 7167 | Rate Constraint in lbs/MMBtu | FALSE | L | Annual | Allowances Banked | Thousand Tons | 0 | 0 | 0 | 0 | 0 | 0 | 0
BART NOX Annual-Jim Bridger 3 -v5.14 | 101 | 7167 | Rate Constraint in lbs/MMBtu | FALSE | L | Annual | Allowances Withdrawn (1:1) | Thousand Tons | 0 | 0 | 0 | 0 | 0 | 0 | 0
BART NOX Annual-Jim Bridger 3 -v5.14 | 101 | 7167 | Rate Constraint in lbs/MMBtu | FALSE | L | Annual | Allowances Withdrawn (n:1) | Thousand Tons | 0 | 0 | 0 | 0 | 0 | 0 | 0
BART NOX Annual-Jim Bridger 3 -v5.14 | 101 | 7167 | Rate Constraint in lbs/MMBtu | FALSE | L | Annual | Net Emissions Allowance Position | Thousand Tons | 0.50721 | 0.79587 | 0.85449 | 0 | 0 | 0 | 0
BART NOX Annual-Jim Bridger 3 -v5.14 | 101 | 7167 | Rate Constraint in lbs/MMBtu | FALSE | L | Annual | Fuel Consumed | TBtu | 19.6137 | 30.7759 | 33.043 | 0 | 0 | 0 | 0
BART NOX Annual-Jim Bridger 3 -v5.14 | 101 | 7167 | Rate Constraint in lbs/MMBtu | FALSE | L | Annual | Rate | lb/MMBtu | 0.05172 | 0.05172 | 0.05172 | 0 | 0 | 0 | 0
BART NOX Annual-Jim Bridger 3 -v5.14 | 101 | 7167 | Rate Constraint in lbs/MMBtu | FALSE | L | Annual | Generation | TWh | 1.8785 | 2.9476 | 3.1647 | 0 | 0 | 0 | 0
BART NOX Annual-Jim Bridger 3 -v5.14 | 101 | 7167 | Rate Constraint in lbs/MMBtu | FALSE | L | Annual | Qualifying Generation | TWh | 1.8785 | 2.9476 | 3.1647 | 0 | 0 | 0 | 0
BART NOX Annual-Jim Bridger 3 -v5.14 | 101 | 7167 | Rate Constraint in lbs/MMBtu | FALSE | L | Annual | Rate | lb/MWh | 0.54001 | 0.54001 | 0.54001 | 0 | 0 | 0 | 0
BART NOX Annual-Jim Bridger 3 -v5.14 | 101 | 7167 | Rate Constraint in lbs/MMBtu | FALSE | L | Annual | Constraint Shadow Price | US2019$/Ton | 0 | 0 | 0 | 0 | 0 | 0 | 0
BART NOX Annual-Jim Bridger 4 -v5.14 | 102 | 7168 | Rate Constraint in lbs/MMBtu | FALSE | L | Annual | Seasons Included | Seasons | Winter, WintShld, Summer | Winter, WintShld, Summer | Winter, WintShld, Summer | Winter, WintShld, Summer | Winter, WintShld, Summer | Winter, WintShld, Summer | Winter, WintShld, Summer
BART NOX Annual-Jim Bridger 4 -v5.14 | 102 | 7168 | Rate Constraint in lbs/MMBtu | FALSE | L | Annual | Standard NOX | lb/MMBtu | 0.07 | 0.07 | 0.07 | 0.07 | 0.07 | 0.07 | 0.07
BART NOX Annual-Jim Bridger 4 -v5.14 | 102 | 7168 | Rate Constraint in lbs/MMBtu | FALSE | L | Annual | Emissions at Affected Plants NOX | Thousand Tons | 0.27499 | 0.59747 | 0.91201 | 0 | 0 | 0 | 0
BART NOX Annual-Jim Bridger 4 -v5.14 | 102 | 7168 | Rate Constraint in lbs/MMBtu | FALSE | L | Annual | Allowances Purchased NOX | Thousand Tons | 0 | 0 | 0 | 0 | 0 | 0 | 0
BART NOX Annual-Jim Bridger 4 -v5.14 | 102 | 7168 | Rate Constraint in lbs/MMBtu | FALSE | L | Annual | Allowances Sold NOX | Thousand Tons | 0 | 0 | 0 | 0 | 0 | 0 | 0
BART NOX Annual-Jim Bridger 4 -v5.14 | 102 | 7168 | Rate Constraint in lbs/MMBtu | FALSE | L | Annual | Allowances Banked | Thousand Tons | 0 | 0 | 0 | 0 | 0 | 0 | 0
BART NOX Annual-Jim Bridger 4 -v5.14 | 102 | 7168 | Rate Constraint in lbs/MMBtu | FALSE | L | Annual | Allowances Withdrawn (1:1) | Thousand Tons | 0 | 0 | 0 | 0 | 0 | 0 | 0
BART NOX Annual-Jim Bridger 4 -v5.14 | 102 | 7168 | Rate Constraint in lbs/MMBtu | FALSE | L | Annual | Allowances Withdrawn (n:1) | Thousand Tons | 0 | 0 | 0 | 0 | 0 | 0 | 0
BART NOX Annual-Jim Bridger 4 -v5.14 | 102 | 7168 | Rate Constraint in lbs/MMBtu | FALSE | L | Annual | Net Emissions Allowance Position | Thousand Tons | 0.27499 | 0.59747 | 0.91201 | 0 | 0 | 0 | 0
BART NOX Annual-Jim Bridger 4 -v5.14 | 102 | 7168 | Rate Constraint in lbs/MMBtu | FALSE | L | Annual | Fuel Consumed | TBtu | 10.086 | 21.9136 | 33.4499 | 0 | 0 | 0 | 0
BART NOX Annual-Jim Bridger 4 -v5.14 | 102 | 7168 | Rate Constraint in lbs/MMBtu | FALSE | L | Annual | Rate | lb/MMBtu | 0.05453 | 0.05453 | 0.05453 | 0 | 0 | 0 | 0
BART NOX Annual-Jim Bridger 4 -v5.14 | 102 | 7168 | Rate Constraint in lbs/MMBtu | FALSE | L | Annual | Generation | TWh | 0.96378 | 2.094 | 3.1964 | 0 | 0 | 0 | 0
BART NOX Annual-Jim Bridger 4 -v5.14 | 102 | 7168 | Rate Constraint in lbs/MMBtu | FALSE | L | Annual | Qualifying Generation | TWh | 0.96378 | 2.094 | 3.1964 | 0 | 0 | 0 | 0
BART NOX Annual-Jim Bridger 4 -v5.14 | 102 | 7168 | Rate Constraint in lbs/MMBtu | FALSE | L | Annual | Rate | lb/MWh | 0.57066 | 0.57066 | 0.57066 | 0 | 0 | 0 | 0
BART NOX Annual-Jim Bridger 4 -v5.14 | 102 | 7168 | Rate Constraint in lbs/MMBtu | FALSE | L | Annual | Constraint Shadow Price | US2019$/Ton | 0 | 0 | 0 | 0 | 0 | 0 | 0
BART NOX Annual-La Cygne 1 & 2 -v5.13 | 103 | 7147 | Rate Constraint in lbs/MMBtu | FALSE | L | Annual | Seasons Included | Seasons | Winter, WintShld, Summer | Winter, WintShld, Summer | Winter, WintShld, Summer | Winter, WintShld, Summer | Winter, WintShld, Summer | Winter, WintShld, Summer | Winter, WintShld, Summer
BART NOX Annual-La Cygne 1 & 2 -v5.13 | 103 | 7147 | Rate Constraint in lbs/MMBtu | FALSE | L | Annual | Standard NOX | lb/MMBtu | 0.13 | 0.13 | 0.13 | 0.13 | 0.13 | 0.13 | 0.13
BART NOX Annual-La Cygne 1 & 2 -v5.13 | 103 | 7147 | Rate Constraint in lbs/MMBtu | FALSE | L | Annual | Emissions at Affected Plants NOX | Thousand Tons | 2.0952 | 2.0109 | 0 | 0 | 0 | 0 | 0
BART NOX Annual-La Cygne 1 & 2 -v5.13 | 103 | 7147 | Rate Constraint in lbs/MMBtu | FALSE | L | Annual | Allowances Purchased NOX | Thousand Tons | 0 | 0 | 0 | 0 | 0 | 0 | 0
BART NOX Annual-La Cygne 1 & 2 -v5.13 | 103 | 7147 | Rate Constraint in lbs/MMBtu | FALSE | L | Annual | Allowances Sold NOX | Thousand Tons | 0 | 0 | 0 | 0 | 0 | 0 | 0
BART NOX Annual-La Cygne 1 & 2 -v5.13 | 103 | 7147 | Rate Constraint in lbs/MMBtu | FALSE | L | Annual | Allowances Banked | Thousand Tons | 0 | 0 | 0 | 0 | 0 | 0 | 0
BART NOX Annual-La Cygne 1 & 2 -v5.13 | 103 | 7147 | Rate Constraint in lbs/MMBtu | FALSE | L | Annual | Allowances Withdrawn (1:1) | Thousand Tons | 0 | 0 | 0 | 0 | 0 | 0 | 0
BART NOX Annual-La Cygne 1 & 2 -v5.13 | 103 | 7147 | Rate Constraint in lbs/MMBtu | FALSE | L | Annual | Allowances Withdrawn (n:1) | Thousand Tons | 0 | 0 | 0 | 0 | 0 | 0 | 0
BART NOX Annual-La Cygne 1 & 2 -v5.13 | 103 | 7147 | Rate Constraint in lbs/MMBtu | FALSE | L | Annual | Net Emissions Allowance Position | Thousand Tons | 2.0952 | 2.0109 | 0 | 0 | 0 | 0 | 0
BART NOX Annual-La Cygne 1 & 2 -v5.13 | 103 | 7147 | Rate Constraint in lbs/MMBtu | FALSE | L | Annual | Fuel Consumed | TBtu | 43.6235 | 41.8679 | 0 | 0 | 0 | 0 | 0
BART NOX Annual-La Cygne 1 & 2 -v5.13 | 103 | 7147 | Rate Constraint in lbs/MMBtu | FALSE | L | Annual | Rate | lb/MMBtu | 0.09606 | 0.09606 | 0 | 0 | 0 | 0 | 0
BART NOX Annual-La Cygne 1 & 2 -v5.13 | 103 | 7147 | Rate Constraint in lbs/MMBtu | FALSE | L | Annual | Generation | TWh | 4.1714 | 4.0035 | 0 | 0 | 0 | 0 | 0
BART NOX Annual-La Cygne 1 & 2 -v5.13 | 103 | 7147 | Rate Constraint in lbs/MMBtu | FALSE | L | Annual | Qualifying Generation | TWh | 4.1714 | 4.0035 | 0 | 0 | 0 | 0 | 0
BART NOX Annual-La Cygne 1 & 2 -v5.13 | 103 | 7147 | Rate Constraint in lbs/MMBtu | FALSE | L | Annual | Rate | lb/MWh | 1.0046 | 1.0046 | 0 | 0 | 0 | 0 | 0
BART NOX Annual-La Cygne 1 & 2 -v5.13 | 103 | 7147 | Rate Constraint in lbs/MMBtu | FALSE | L | Annual | Constraint Shadow Price | US2019$/Ton | 0 | 0 | 0 | 0 | 0 | 0 | 0
BART NOX Annual-Laramie 1 -v5.14 | 104 | 7169 | Rate Constraint in lbs/MMBtu | FALSE | L | Annual | Seasons Included | Seasons | Winter, WintShld, Summer | Winter, WintShld, Summer | Winter, WintShld, Summer | Winter, WintShld, Summer | Winter, WintShld, Summer | Winter, WintShld, Summer | Winter, WintShld, Summer
BART NOX Annual-Laramie 1 -v5.14 | 104 | 7169 | Rate Constraint in lbs/MMBtu | FALSE | L | Annual | Standard NOX | lb/MMBtu | 0.06 | 0.06 | 0.06 | 0.06 | 0.06 | 0.06 | 0.06
BART NOX Annual-Laramie 1 -v5.14 | 104 | 7169 | Rate Constraint in lbs/MMBtu | FALSE | L | Annual | Emissions at Affected Plants NOX | Thousand Tons | 1.0463 | 1.1828 | 1.1829 | 1.211 | 1.211 | 1.211 | 1.1831
BART NOX Annual-Laramie 1 -v5.14 | 104 | 7169 | Rate Constraint in lbs/MMBtu | FALSE | L | Annual | Allowances Purchased NOX | Thousand Tons | 0 | 0 | 0 | 0 | 0 | 0 | 0
BART NOX Annual-Laramie 1 -v5.14 | 104 | 7169 | Rate Constraint in lbs/MMBtu | FALSE | L | Annual | Allowances Sold NOX | Thousand Tons | 0 | 0 | 0 | 0 | 0 | 0 | 0
BART NOX Annual-Laramie 1 -v5.14 | 104 | 7169 | Rate Constraint in lbs/MMBtu | FALSE | L | Annual | Allowances Banked | Thousand Tons | 0 | 0 | 0 | 0 | 0 | 0 | 0
BART NOX Annual-Laramie 1 -v5.14 | 104 | 7169 | Rate Constraint in lbs/MMBtu | FALSE | L | Annual | Allowances Withdrawn (1:1) | Thousand Tons | 0 | 0 | 0 | 0 | 0 | 0 | 0
BART NOX Annual-Laramie 1 -v5.14 | 104 | 7169 | Rate Constraint in lbs/MMBtu | FALSE | L | Annual | Allowances Withdrawn (n:1) | Thousand Tons | 0 | 0 | 0 | 0 | 0 | 0 | 0
BART NOX Annual-Laramie 1 -v5.14 | 104 | 7169 | Rate Constraint in lbs/MMBtu | FALSE | L | Annual | Net Emissions Allowance Position | Thousand Tons | 1.0463 | 1.1828 | 1.1829 | 1.211 | 1.211 | 1.211 | 1.1831
BART NOX Annual-Laramie 1 -v5.14 | 104 | 7169 | Rate Constraint in lbs/MMBtu | FALSE | L | Annual | Fuel Consumed | TBtu | 34.8813 | 39.4339 | 39.4363 | 40.3725 | 40.3725 | 40.3725 | 39.4428
BART NOX Annual-Laramie 1 -v5.14 | 104 | 7169 | Rate Constraint in lbs/MMBtu | FALSE | L | Annual | Rate | lb/MMBtu | 0.05999 | 0.05999 | 0.05999 | 0.05999 | 0.05999 | 0.05999 | 0.05999
BART NOX Annual-Laramie 1 -v5.14 | 104 | 7169 | Rate Constraint in lbs/MMBtu | FALSE | L | Annual | Generation | TWh | 3.4137 | 2.7971 | 2.7974 | 2.889 | 2.889 | 2.889 | 2.798
BART NOX Annual-Laramie 1 -v5.14 | 104 | 7169 | Rate Constraint in lbs/MMBtu | FALSE | L | Annual | Qualifying Generation | TWh | 3.4137 | 2.7971 | 2.7974 | 2.889 | 2.889 | 2.889 | 2.798
BART NOX Annual-Laramie 1 -v5.14 | 104 | 7169 | Rate Constraint in lbs/MMBtu | FALSE | L | Annual | Rate | lb/MWh | 0.61298 | 0.84574 | 0.84572 | 0.83834 | 0.83834 | 0.83834 | 0.84567
BART NOX Annual-Laramie 1 -v5.14 | 104 | 7169 | Rate Constraint in lbs/MMBtu | FALSE | L | Annual | Constraint Shadow Price | US2019$/Ton | 0 | 0 | 0 | 0 | 0 | 0 | 0
BART NOX Annual-Laramie 2 -v5.14 | 105 | 7170 | Rate Constraint in lbs/MMBtu | FALSE | L | Annual | Seasons Included | Seasons | Winter, WintShld, Summer | Winter, WintShld, Summer | Winter, WintShld, Summer | Winter, WintShld, Summer | Winter, WintShld, Summer | Winter, WintShld, Summer | Winter, WintShld, Summer
BART NOX Annual-Laramie 2 -v5.14 | 105 | 7170 | Rate Constraint in lbs/MMBtu | FALSE | L | Annual | Standard NOX | lb/MMBtu | 0.15 | 0.15 | 0.15 | 0.15 | 0.15 | 0.15 | 0.15
BART NOX Annual-Laramie 2 -v5.14 | 105 | 7170 | Rate Constraint in lbs/MMBtu | FALSE | L | Annual | Emissions at Affected Plants NOX | Thousand Tons | 2.7693 | 2.4473 | 2.4483 | 2.833 | 2.833 | 2.833 | 2.833
BART NOX Annual-Laramie 2 -v5.14 | 105 | 7170 | Rate Constraint in lbs/MMBtu | FALSE | L | Annual | Allowances Purchased NOX | Thousand Tons | 0 | 0 | 0 | 0 | 0 | 0 | 0
BART NOX Annual-Laramie 2 -v5.14 | 105 | 7170 | Rate Constraint in lbs/MMBtu | FALSE | L | Annual | Allowances Sold NOX | Thousand Tons | 0 | 0 | 0 | 0 | 0 | 0 | 0
BART NOX Annual-Laramie 2 -v5.14 | 105 | 7170 | Rate Constraint in lbs/MMBtu | FALSE | L | Annual | Allowances Banked | Thousand Tons | 0 | 0 | 0 | 0 | 0 | 0 | 0
BART NOX Annual-Laramie 2 -v5.14 | 105 | 7170 | Rate Constraint in lbs/MMBtu | FALSE | L | Annual | Allowances Withdrawn (1:1) | Thousand Tons | 0 | 0 | 0 | 0 | 0 | 0 | 0
BART NOX Annual-Laramie 2 -v5.14 | 105 | 7170 | Rate Constraint in lbs/MMBtu | FALSE | L | Annual | Allowances Withdrawn (n:1) | Thousand Tons | 0 | 0 | 0 | 0 | 0 | 0 | 0
BART NOX Annual-Laramie 2 -v5.14 | 105 | 7170 | Rate Constraint in lbs/MMBtu | FALSE | L | Annual | Net Emissions Allowance Position | Thousand Tons | 2.7693 | 2.4473 | 2.4483 | 2.833 | 2.833 | 2.833 | 2.833
BART NOX Annual-Laramie 2 -v5.14 | 105 | 7170 | Rate Constraint in lbs/MMBtu | FALSE | L | Annual | Fuel Consumed | TBtu | 39.2564 | 34.6915 | 34.7051 | 40.1592 | 40.1592 | 40.1592 | 40.1592
BART NOX Annual-Laramie 2 -v5.14 | 105 | 7170 | Rate Constraint in lbs/MMBtu | FALSE | L | Annual | Rate | lb/MMBtu | 0.14109 | 0.14109 | 0.14109 | 0.14109 | 0.14109 | 0.14109 | 0.14109
BART NOX Annual-Laramie 2 -v5.14 | 105 | 7170 | Rate Constraint in lbs/MMBtu | FALSE | L | Annual | Generation | TWh | 3.8623 | 3.4132 | 3.4145 | 3.9511 | 3.9511 | 3.9511 | 3.9511
BART NOX Annual-Laramie 2 -v5.14 | 105 | 7170 | Rate Constraint in lbs/MMBtu | FALSE | L | Annual | Qualifying Generation | TWh | 3.8623 | 3.4132 | 3.4145 | 3.9511 | 3.9511 | 3.9511 | 3.9511
BART NOX Annual-Laramie 2 -v5.14 | 105 | 7170 | Rate Constraint in lbs/MMBtu | FALSE | L | Annual | Rate | lb/MWh | 1.434 | 1.434 | 1.434 | 1.434 | 1.434 | 1.434 | 1.434
BART NOX Annual-Laramie 2 -v5.14 | 105 | 7170 | Rate Constraint in lbs/MMBtu | FALSE | L | Annual | Constraint Shadow Price | US2019$/Ton | 0 | 0 | 0 | 0 | 0 | 0 | 0
BART NOX Annual-Laramie 3 -v5.14 | 106 | 7195 | Rate Constraint in lbs/MMBtu | FALSE | L | Annual | Seasons Included | Seasons | Winter, WintShld, Summer | Winter, WintShld, Summer | Winter, WintShld, Summer | Winter, WintShld, Summer | Winter, WintShld, Summer | Winter, WintShld, Summer | Winter, WintShld, Summer
BART NOX Annual-Laramie 3 -v5.14 | 106 | 7195 | Rate Constraint in lbs/MMBtu | FALSE | L | Annual | Standard NOX | lb/MMBtu | 0.15 | 0.15 | 0.15 | 0.15 | 0.15 | 0.15 | 0.15
BART NOX Annual-Laramie 3 -v5.14 | 106 | 7195 | Rate Constraint in lbs/MMBtu | FALSE | L | Annual | Emissions at Affected Plants NOX | Thousand Tons | 2.8678 | 2.8678 | 2.8678 | 2.8678 | 2.8678 | 2.8678 | 2.8678
BART NOX Annual-Laramie 3 -v5.14 | 106 | 7195 | Rate Constraint in lbs/MMBtu | FALSE | L | Annual | Allowances Purchased NOX | Thousand Tons | 0 | 0 | 0 | 0 | 0 | 0 | 0
BART NOX Annual-Laramie 3 -v5.14 | 106 | 7195 | Rate Constraint in lbs/MMBtu | FALSE | L | Annual | Allowances Sold NOX | Thousand Tons | 0 | 0 | 0 | 0 | 0 | 0 | 0
BART NOX Annual-Laramie 3 -v5.14 | 106 | 7195 | Rate Constraint in lbs/MMBtu | FALSE | L | Annual | Allowances Banked | Thousand Tons | 0 | 0 | 0 | 0 | 0 | 0 | 0
BART NOX Annual-Laramie 3 -v5.14 | 106 | 7195 | Rate Constraint in lbs/MMBtu | FALSE | L | Annual | Allowances Withdrawn (1:1) | Thousand Tons | 0 | 0 | 0 | 0 | 0 | 0 | 0
BART NOX Annual-Laramie 3 -v5.14 | 106 | 7195 | Rate Constraint in lbs/MMBtu | FALSE | L | Annual | Allowances Withdrawn (n:1) | Thousand Tons | 0 | 0 | 0 | 0 | 0 | 0 | 0
BART NOX Annual-Laramie 3 -v5.14 | 106 | 7195 | Rate Constraint in lbs/MMBtu | FALSE | L | Annual | Net Emissions Allowance Position | Thousand Tons | 2.8678 | 2.8678 | 2.8678 | 2.8678 | 2.8678 | 2.8678 | 2.8678
BART NOX Annual-Laramie 3 -v5.14 | 106 | 7195 | Rate Constraint in lbs/MMBtu | FALSE | L | Annual | Fuel Consumed | TBtu | 40.0525 | 40.0525 | 40.0525 | 40.0525 | 40.0525 | 40.0525 | 40.0525
BART NOX Annual-Laramie 3 -v5.14 | 106 | 7195 | Rate Constraint in lbs/MMBtu | FALSE | L | Annual | Rate | lb/MMBtu | 0.1432 | 0.1432 | 0.1432 | 0.1432 | 0.1432 | 0.1432 | 0.1432
BART NOX Annual-Laramie 3 -v5.14 | 106 | 7195 | Rate Constraint in lbs/MMBtu | FALSE | L | Annual | Generation | TWh | 3.9511 | 3.9511 | 3.9511 | 3.9511 | 3.9511 | 3.9511 | 3.9511
BART NOX Annual-Laramie 3 -v5.14 | 106 | 7195 | Rate Constraint in lbs/MMBtu | FALSE | L | Annual | Qualifying Generation | TWh | 3.9511 | 3.9511 | 3.9511 | 3.9511 | 3.9511 | 3.9511 | 3.9511
BART NOX Annual-Laramie 3 -v5.14 | 106 | 7195 | Rate Constraint in lbs/MMBtu | FALSE | L | Annual | Rate | lb/MWh | 1.4516 | 1.4516 | 1.4516 | 1.4516 | 1.4516 | 1.4516 | 1.4516
BART NOX Annual-Laramie 3 -v5.14 | 106 | 7195 | Rate Constraint in lbs/MMBtu | FALSE | L | Annual | Constraint Shadow Price | US2019$/Ton | 0 | 0 | 0 | 0 | 0 | 0 | 0
BART NOX Annual-Lawrence 4 -v5.14 | 107 | 7180 | Rate Constraint in lbs/MMBtu | FALSE | L | Annual | Seasons Included | Seasons | Winter, WintShld, Summer | Winter, WintShld, Summer | Winter, WintShld, Summer | Winter, WintShld, Summer | Winter, WintShld, Summer | Winter, WintShld, Summer | Winter, WintShld, Summer
BART NOX Annual-Lawrence 4 -v5.14 | 107 | 7180 | Rate Constraint in lbs/MMBtu | FALSE | L | Annual | Standard NOX | lb/MMBtu | 0.18 | 0.18 | 0.18 | 0.18 | 0.18 | 0.18 | 0.18
BART NOX Annual-Lawrence 4 -v5.14 | 107 | 7180 | Rate Constraint in lbs/MMBtu | FALSE | L | Annual | Emissions at Affected Plants NOX | Thousand Tons | 0 | 0 | 0 | 0 | 0 | 0 | 0
BART NOX Annual-Lawrence 4 -v5.14 | 107 | 7180 | Rate Constraint in lbs/MMBtu | FALSE | L | Annual | Allowances Purchased NOX | Thousand Tons | 0 | 0 | 0 | 0 | 0 | 0 | 0
BART NOX Annual-Lawrence 4 -v5.14 | 107 | 7180 | Rate Constraint in lbs/MMBtu | FALSE | L | Annual | Allowances Sold NOX | Thousand Tons | 0 | 0 | 0 | 0 | 0 | 0 | 0
BART NOX Annual-Lawrence 4 -v5.14 | 107 | 7180 | Rate Constraint in lbs/MMBtu | FALSE | L | Annual | Allowances Banked | Thousand Tons | 0 | 0 | 0 | 0 | 0 | 0 | 0
BART NOX Annual-Lawrence 4 -v5.14 | 107 | 7180 | Rate Constraint in lbs/MMBtu | FALSE | L | Annual | Allowances Withdrawn (1:1) | Thousand Tons | 0 | 0 | 0 | 0 | 0 | 0 | 0
BART NOX Annual-Lawrence 4 -v5.14 | 107 | 7180 | Rate Constraint in lbs/MMBtu | FALSE | L | Annual | Allowances Withdrawn (n:1) | Thousand Tons | 0 | 0 | 0 | 0 | 0 | 0 | 0
BART NOX Annual-Lawrence 4 -v5.14 | 107 | 7180 | Rate Constraint in lbs/MMBtu | FALSE | L | Annual | Net Emissions Allowance Position | Thousand Tons | 0 | 0 | 0 | 0 | 0 | 0 | 0
BART NOX Annual-Lawrence 4 -v5.14 | 107 | 7180 | Rate Constraint in lbs/MMBtu | FALSE | L | Annual | Fuel Consumed | TBtu | 0 | 0 | 0 | 0 | 0 | 0 | 0
BART NOX Annual-Lawrence 4 -v5.14 | 107 | 7180 | Rate Constraint in lbs/MMBtu | FALSE | L | Annual | Rate | lb/MMBtu | 0 | 0 | 0 | 0 | 0 | 0 | 0
BART NOX Annual-Lawrence 4 -v5.14 | 107 | 7180 | Rate Constraint in lbs/MMBtu | FALSE | L | Annual | Generation | TWh | 0 | 0 | 0 | 0 | 0 | 0 | 0
BART NOX Annual-Lawrence 4 -v5.14 | 107 | 7180 | Rate Constraint in lbs/MMBtu | FALSE | L | Annual | Qualifying Generation | TWh | 0 | 0 | 0 | 0 | 0 | 0 | 0
BART NOX Annual-Lawrence 4 -v5.14 | 107 | 7180 | Rate Constraint in lbs/MMBtu | FALSE | L | Annual | Rate | lb/MWh | 0 | 0 | 0 | 0 | 0 | 0 | 0
BART NOX Annual-Lawrence 4 -v5.14 | 107 | 7180 | Rate Constraint in lbs/MMBtu | FALSE | L | Annual | Constraint Shadow Price | US2019$/Ton | 0 | 0 | 0 | 0 | 0 | 0 | 0
BART NOX Annual-Lawrence 5 -v5.14 | 108 | 7181 | Rate Constraint in lbs/MMBtu | FALSE | L | Annual | Seasons Included | Seasons | Winter, WintShld, Summer | Winter, WintShld, Summer | Winter, WintShld, Summer | Winter, WintShld, Summer | Winter, WintShld, Summer | Winter, WintShld, Summer | Winter, WintShld, Summer
BART NOX Annual-Lawrence 5 -v5.14 | 108 | 7181 | Rate Constraint in lbs/MMBtu | FALSE | L | Annual | Standard NOX | lb/MMBtu | 0.15 | 0.15 | 0.15 | 0.15 | 0.15 | 0.15 | 0.15
BART NOX Annual-Lawrence 5 -v5.14 | 108 | 7181 | Rate Constraint in lbs/MMBtu | FALSE | L | Annual | Emissions at Affected Plants NOX | Thousand Tons | 0 | 0 | 0 | 0 | 0 | 0 | 0
BART NOX Annual-Lawrence 5 -v5.14 | 108 | 7181 | Rate Constraint in lbs/MMBtu | FALSE | L | Annual | Allowances Purchased NOX | Thousand Tons | 0 | 0 | 0 | 0 | 0 | 0 | 0
BART NOX Annual-Lawrence 5 -v5.14 | 108 | 7181 | Rate Constraint in lbs/MMBtu | FALSE | L | Annual | Allowances Sold NOX | Thousand Tons | 0 | 0 | 0 | 0 | 0 | 0 | 0
BART NOX Annual-Lawrence 5 -v5.14 | 108 | 7181 | Rate Constraint in lbs/MMBtu | FALSE | L | Annual | Allowances Banked | Thousand Tons | 0 | 0 | 0 | 0 | 0 | 0 | 0
BART NOX Annual-Lawrence 5 -v5.14 | 108 | 7181 | Rate Constraint in lbs/MMBtu | FALSE | L | Annual | Allowances Withdrawn (1:1) | Thousand Tons | 0 | 0 | 0 | 0 | 0 | 0 | 0
BART NOX Annual-Lawrence 5 -v5.14 | 108 | 7181 | Rate Constraint in lbs/MMBtu | FALSE | L | Annual | Allowances Withdrawn (n:1) | Thousand Tons | 0 | 0 | 0 | 0 | 0 | 0 | 0
BART NOX Annual-Lawrence 5 -v5.14 | 108 | 7181 | Rate Constraint in lbs/MMBtu | FALSE | L | Annual | Net Emissions Allowance Position | Thousand Tons | 0 | 0 | 0 | 0 | 0 | 0 | 0
BART NOX Annual-Lawrence 5 -v5.14 | 108 | 7181 | Rate Constraint in lbs/MMBtu | FALSE | L | Annual | Fuel Consumed | TBtu | 0 | 0 | 0 | 0 | 0 | 0 | 0
BART NOX Annual-Lawrence 5 -v5.14 | 108 | 7181 | Rate Constraint in lbs/MMBtu | FALSE | L | Annual | Rate | lb/MMBtu | 0 | 0 | 0 | 0 | 0 | 0 | 0
BART NOX Annual-Lawrence 5 -v5.14 | 108 | 7181 | Rate Constraint in lbs/MMBtu | FALSE | L | Annual | Generation | TWh | 0 | 0 | 0 | 0 | 0 | 0 | 0
BART NOX Annual-Lawrence 5 -v5.14 | 108 | 7181 | Rate Constraint in lbs/MMBtu | FALSE | L | Annual | Qualifying Generation | TWh | 0 | 0 | 0 | 0 | 0 | 0 | 0
BART NOX Annual-Lawrence 5 -v5.14 | 108 | 7181 | Rate Constraint in lbs/MMBtu | FALSE | L | Annual | Rate | lb/MWh | 0 | 0 | 0 | 0 | 0 | 0 | 0
BART NOX Annual-Lawrence 5 -v5.14 | 108 | 7181 | Rate Constraint in lbs/MMBtu | FALSE | L | Annual | Constraint Shadow Price | US2019$/Ton | 0 | 0 | 0 | 0 | 0 | 0 | 0
BART NOX Annual-Leland Olds 1 -v5.13 | 109 | 7148 | Rate Constraint in lbs/MMBtu | FALSE | L | Annual | Seasons Included | Seasons | Winter, WintShld, Summer | Winter, WintShld, Summer | Winter, WintShld, Summer | Winter, WintShld, Summer | Winter, WintShld, Summer | Winter, WintShld, Summer | Winter, WintShld, Summer
BART NOX Annual-Leland Olds 1 -v5.13 | 109 | 7148 | Rate Constraint in lbs/MMBtu | FALSE | L | Annual | Standard NOX | lb/MMBtu | 0.19 | 0.19 | 0.19 | 0.19 | 0.19 | 0.19 | 0.19
BART NOX Annual-Leland Olds 1 -v5.13 | 109 | 7148 | Rate Constraint in lbs/MMBtu | FALSE | L | Annual | Emissions at Affected Plants NOX | Thousand Tons | 0.92236 | 0 | 0 | 0 | 0 | 0 | 0
BART NOX Annual-Leland Olds 1 -v5.13 | 109 | 7148 | Rate Constraint in lbs/MMBtu | FALSE | L | Annual | Allowances Purchased NOX | Thousand Tons | 0 | 0 | 0 | 0 | 0 | 0 | 0
BART NOX Annual-Leland Olds 1 -v5.13 | 109 | 7148 | Rate Constraint in lbs/MMBtu | FALSE | L | Annual | Allowances Sold NOX | Thousand Tons | 0 | 0 | 0 | 0 | 0 | 0 | 0
BART NOX Annual-Leland Olds 1 -v5.13 | 109 | 7148 | Rate Constraint in lbs/MMBtu | FALSE | L | Annual | Allowances Banked | Thousand Tons | 0 | 0 | 0 | 0 | 0 | 0 | 0
BART NOX Annual-Leland Olds 1 -v5.13 | 109 | 7148 | Rate Constraint in lbs/MMBtu | FALSE | L | Annual | Allowances Withdrawn (1:1) | Thousand Tons | 0 | 0 | 0 | 0 | 0 | 0 | 0
BART NOX Annual-Leland Olds 1 -v5.13 | 109 | 7148 | Rate Constraint in lbs/MMBtu | FALSE | L | Annual | Allowances Withdrawn (n:1) | Thousand Tons | 0 | 0 | 0 | 0 | 0 | 0 | 0
BART NOX Annual-Leland Olds 1 -v5.13 | 109 | 7148 | Rate Constraint in lbs/MMBtu | FALSE | L | Annual | Net Emissions Allowance Position | Thousand Tons | 0.92236 | 0 | 0 | 0 | 0 | 0 | 0
BART NOX Annual-Leland Olds 1 -v5.13 | 109 | 7148 | Rate Constraint in lbs/MMBtu | FALSE | L | Annual | Fuel Consumed | TBtu | 13.0424 | 0 | 0 | 0 | 0 | 0 | 0
BART NOX Annual-Leland Olds 1 -v5.13 | 109 | 7148 | Rate Constraint in lbs/MMBtu | FALSE | L | Annual | Rate | lb/MMBtu | 0.14144 | 0 | 0 | 0 | 0 | 0 | 0
BART NOX Annual-Leland Olds 1 -v5.13 | 109 | 7148 | Rate Constraint in lbs/MMBtu | FALSE | L | Annual | Generation | TWh | 1.1005 | 0 | 0 | 0 | 0 | 0 | 0
BART NOX Annual-Leland Olds 1 -v5.13 | 109 | 7148 | Rate Constraint in lbs/MMBtu | FALSE | L | Annual | Qualifying Generation | TWh | 1.1005 | 0 | 0 | 0 | 0 | 0 | 0
BART NOX Annual-Leland Olds 1 -v5.13 | 109 | 7148 | Rate Constraint in lbs/MMBtu | FALSE | L | Annual | Rate | lb/MWh | 1.6762 | 0 | 0 | 0 | 0 | 0 | 0
BART NOX Annual-Leland Olds 1 -v5.13 | 109 | 7148 | Rate Constraint in lbs/MMBtu | FALSE | L | Annual | Constraint Shadow Price | US2019$/Ton | 0 | 0 | 0 | 0 | 0 | 0 | 0
BART NOX Annual-Leland Olds 2 -v5.13 | 110 | 7149 | Rate Constraint in lbs/MMBtu | FALSE | L | Annual | Seasons Included | Seasons | Winter, WintShld, Summer | Winter, WintShld, Summer | Winter, WintShld, Summer | Winter, WintShld, Summer | Winter, WintShld, Summer | Winter, WintShld, Summer | Winter, WintShld, Summer
BART NOX Annual-Leland Olds 2 -v5.13 | 110 | 7149 | Rate Constraint in lbs/MMBtu | FALSE | L | Annual | Standard NOX | lb/MMBtu | 0.35 | 0.35 | 0.35 | 0.35 | 0.35 | 0.35 | 0.35
BART NOX Annual-Leland Olds 2 -v5.13 | 110 | 7149 | Rate Constraint in lbs/MMBtu | FALSE | L | Annual | Emissions at Affected Plants NOX | Thousand Tons | 4.5543 | 5.2318 | 0 | 0 | 0 | 0 | 0
BART NOX Annual-Leland Olds 2 -v5.13 | 110 | 7149 | Rate Constraint in lbs/MMBtu | FALSE | L | Annual | Allowances Purchased NOX | Thousand Tons | 0 | 0 | 0 | 0 | 0 | 0 | 0
BART NOX Annual-Leland Olds 2 -v5.13 | 110 | 7149 | Rate Constraint in lbs/MMBtu | FALSE | L | Annual | Allowances Sold NOX | Thousand Tons | 0 | 0 | 0 | 0 | 0 | 0 | 0
BART NOX Annual-Leland Olds 2 -v5.13 | 110 | 7149 | Rate Constraint in lbs/MMBtu | FALSE | L | Annual | Allowances Banked | Thousand Tons | 0 | 0 | 0 | 0 | 0 | 0 | 0
BART NOX Annual-Leland Olds 2 -v5.13 | 110 | 7149 | Rate Constraint in lbs/MMBtu | FALSE | L | Annual | Allowances Withdrawn (1:1) | Thousand Tons | 0 | 0 | 0 | 0 | 0 | 0 | 0
BART NOX Annual-Leland Olds 2 -v5.13 | 110 | 7149 | Rate Constraint in lbs/MMBtu | FALSE | L | Annual | Allowances Withdrawn (n:1) | Thousand Tons | 0 | 0 | 0 | 0 | 0 | 0 | 0
BART NOX Annual-Leland Olds 2 -v5.13 | 110 | 7149 | Rate Constraint in lbs/MMBtu | FALSE | L | Annual | Net Emissions Allowance Position | Thousand Tons | 4.5543 | 5.2318 | 0 | 0 | 0 | 0 | 0
BART NOX Annual-Leland Olds 2 -v5.13 | 110 | 7149 | Rate Constraint in lbs/MMBtu | FALSE | L | Annual | Fuel Consumed | TBtu | 31.554 | 36.2477 | 0 | 0 | 0 | 0 | 0
BART NOX Annual-Leland Olds 2 -v5.13 | 110 | 7149 | Rate Constraint in lbs/MMBtu | FALSE | L | Annual | Rate | lb/MMBtu | 0.28867 | 0.28867 | 0 | 0 | 0 | 0 | 0
BART NOX Annual-Leland Olds 2 -v5.13 | 110 | 7149 | Rate Constraint in lbs/MMBtu | FALSE | L | Annual | Generation | TWh | 2.6852 | 3.0846 | 0 | 0 | 0 | 0 | 0
BART NOX Annual-Leland Olds 2 -v5.13 | 110 | 7149 | Rate Constraint in lbs/MMBtu | FALSE | L | Annual | Qualifying Generation | TWh | 2.6852 | 3.0846 | 0 | 0 | 0 | 0 | 0
BART NOX Annual-Leland Olds 2 -v5.13 | 110 | 7149 | Rate Constraint in lbs/MMBtu | FALSE | L | Annual | Rate | lb/MWh | 3.3922 | 3.3922 | 0 | 0 | 0 | 0 | 0
BART NOX Annual-Leland Olds 2 -v5.13 | 110 | 7149 | Rate Constraint in lbs/MMBtu | FALSE | L | Annual | Constraint Shadow Price | US2019$/Ton | 0 | 0 | 0 | 0 | 0 | 0 | 0
BART NOX Annual-Martin Drake 6 -v5.13 | 111 | 7135 | Rate Constraint in lbs/MMBtu | FALSE | L | Annual | Seasons Included | Seasons | Winter, WintShld, Summer | Winter, WintShld, Summer | Winter, WintShld, Summer | Winter, WintShld, Summer | Winter, WintShld, Summer | Winter, WintShld, Summer | Winter, WintShld, Summer
BART NOX Annual-Martin Drake 6 -v5.13 | 111 | 7135 | Rate Constraint in lbs/MMBtu | FALSE | L | Annual | Standard NOX | lb/MMBtu | 0.31 | 0.31 | 0.31 | 0.31 | 0.31 | 0.31 | 0.31
BART NOX Annual-Martin Drake 6 -v5.13 | 111 | 7135 | Rate Constraint in lbs/MMBtu | FALSE | L | Annual | Emissions at Affected Plants NOX | Thousand Tons | 0 | 0 | 0 | 0 | 0 | 0 | 0
BART NOX Annual-Martin Drake 6 -v5.13 | 111 | 7135 | Rate Constraint in lbs/MMBtu | FALSE | L | Annual | Allowances Purchased NOX | Thousand Tons | 0 | 0 | 0 | 0 | 0 | 0 | 0
BART NOX Annual-Martin Drake 6 -v5.13 | 111 | 7135 | Rate Constraint in lbs/MMBtu | FALSE | L | Annual | Allowances Sold NOX | Thousand Tons | 0 | 0 | 0 | 0 | 0 | 0 | 0
BART NOX Annual-Martin Drake 6 -v5.13 | 111 | 7135 | Rate Constraint in lbs/MMBtu | FALSE | L | Annual | Allowances Banked | Thousand Tons | 0 | 0 | 0 | 0 | 0 | 0 | 0
BART NOX Annual-Martin Drake 6 -v5.13 | 111 | 7135 | Rate Constraint in lbs/MMBtu | FALSE | L | Annual | Allowances Withdrawn (1:1) | Thousand Tons | 0 | 0 | 0 | 0 | 0 | 0 | 0
BART NOX Annual-Martin Drake 6 -v5.13 | 111 | 7135 | Rate Constraint in lbs/MMBtu | FALSE | L | Annual | Allowances Withdrawn (n:1) | Thousand Tons | 0 | 0 | 0 | 0 | 0 | 0 | 0
BART NOX Annual-Martin Drake 6 -v5.13 | 111 | 7135 | Rate Constraint in lbs/MMBtu | FALSE | L | Annual | Net Emissions Allowance Position | Thousand Tons | 0 | 0 | 0 | 0 | 0 | 0 | 0
BART NOX Annual-Martin Drake 6 -v5.13 | 111 | 7135 | Rate Constraint in lbs/MMBtu | FALSE | L | Annual | Fuel Consumed | TBtu | 0 | 0 | 0 | 0 | 0 | 0 | 0
BART NOX Annual-Martin Drake 6 -v5.13 | 111 | 7135 | Rate Constraint in lbs/MMBtu | FALSE | L | Annual | Rate | lb/MMBtu | 0 | 0 | 0 | 0 | 0 | 0 | 0
BART NOX Annual-Martin Drake 6 -v5.13 | 111 | 7135 | Rate Constraint in lbs/MMBtu | FALSE | L | Annual | Generation | TWh | 0 | 0 | 0 | 0 | 0 | 0 | 0
BART NOX Annual-Martin Drake 6 -v5.13 | 111 | 7135 | Rate Constraint in lbs/MMBtu | FALSE | L | Annual | Qualifying Generation | TWh | 0 | 0 | 0 | 0 | 0 | 0 | 0
BART NOX Annual-Martin Drake 6 -v5.13 | 111 | 7135 | Rate Constraint in lbs/MMBtu | FALSE | L | Annual | Rate | lb/MWh | 0 | 0 | 0 | 0 | 0 | 0 | 0
BART NOX Annual-Martin Drake 6 -v5.13 | 111 | 7135 | Rate Constraint in lbs/MMBtu | FALSE | L | Annual | Constraint Shadow Price | US2019$/Ton | 0 | 0 | 0 | 0 | 0 | 0 | 0
BART NOX Annual-Martin Drake 7 -v5.13 | 112 | 7136 | Rate Constraint in lbs/MMBtu | FALSE | L | Annual | Seasons Included | Seasons | Winter, WintShld, Summer | Winter, WintShld, Summer | Winter, WintShld, Summer | Winter, WintShld, Summer | Winter, WintShld, Summer | Winter, WintShld, Summer | Winter, WintShld, Summer
BART NOX Annual-Martin Drake 7 -v5.13 | 112 | 7136 | Rate Constraint in lbs/MMBtu | FALSE | L | Annual | Standard NOX | lb/MMBtu | 0.29 | 0.29 | 0.29 | 0.29 | 0.29 | 0.29 | 0.29
BART NOX Annual-Martin Drake 7 -v5.13 | 112 | 7136 | Rate Constraint in lbs/MMBtu | FALSE | L | Annual | Emissions at Affected Plants NOX | Thousand Tons | 0 | 0 | 0 | 0 | 0 | 0 | 0
BART NOX Annual-Martin Drake 7 -v5.13 | 112 | 7136 | Rate Constraint in lbs/MMBtu | FALSE | L | Annual | Allowances Purchased NOX | Thousand Tons | 0 | 0 | 0 | 0 | 0 | 0 | 0
BART NOX Annual-Martin Drake 7 -v5.13 | 112 | 7136 | Rate Constraint in lbs/MMBtu | FALSE | L | Annual | Allowances Sold NOX | Thousand Tons | 0 | 0 | 0 | 0 | 0 | 0 | 0
BART NOX Annual-Martin Drake 7 -v5.13 | 112 | 7136 | Rate Constraint in lbs/MMBtu | FALSE | L | Annual | Allowances Banked | Thousand Tons | 0 | 0 | 0 | 0 | 0 | 0 | 0
BART NOX Annual-Martin Drake 7 -v5.13 | 112 | 7136 | Rate Constraint in lbs/MMBtu | FALSE | L | Annual | Allowances Withdrawn (1:1) | Thousand Tons | 0 | 0 | 0 | 0 | 0 | 0 | 0
BART NOX Annual-Martin Drake 7 -v5.13 | 112 | 7136 | Rate Constraint in lbs/MMBtu | FALSE | L | Annual | Allowances Withdrawn (n:1) | Thousand Tons | 0 | 0 | 0 | 0 | 0 | 0 | 0
BART NOX Annual-Martin Drake 7 -v5.13 | 112 | 7136 | Rate Constraint in lbs/MMBtu | FALSE | L | Annual | Net Emissions Allowance Position | Thousand Tons | 0 | 0 | 0 | 0 | 0 | 0 | 0
BART NOX Annual-Martin Drake 7 -v5.13 | 112 | 7136 | Rate Constraint in lbs/MMBtu | FALSE | L | Annual | Fuel Consumed | TBtu | 0 | 0 | 0 | 0 | 0 | 0 | 0
BART NOX Annual-Martin Drake 7 -v5.13 | 112 | 7136 | Rate Constraint in lbs/MMBtu | FALSE | L | Annual | Rate | lb/MMBtu | 0 | 0 | 0 | 0 | 0 | 0 | 0
BART NOX Annual-Martin Drake 7 -v5.13 | 112 | 7136 | Rate Constraint in lbs/MMBtu | FALSE | L | Annual | Generation | TWh | 0 | 0 | 0 | 0 | 0 | 0 | 0
BART NOX Annual-Martin Drake 7 -v5.13 | 112 | 7136 | Rate Constraint in lbs/MMBtu | FALSE | L | Annual | Qualifying Generation | TWh | 0 | 0 | 0 | 0 | 0 | 0 | 0
BART NOX Annual-Martin Drake 7 -v5.13 | 112 | 7136 | Rate Constraint in lbs/MMBtu | FALSE | L | Annual | Rate | lb/MWh | 0 | 0 | 0 | 0 | 0 | 0 | 0
BART NOX Annual-Martin Drake 7 -v5.13 | 112 | 7136 | Rate Constraint in lbs/MMBtu | FALSE | L | Annual | Constraint Shadow Price | US2019$/Ton | 0 | 0 | 0 | 0 | 0 | 0 | 0
BART NOX Annual-Merrimack 2 -v5.13 | 113 | 7150 | Rate Constraint in lbs/MMBtu | FALSE | L | Annual | Seasons Included | Seasons | Winter, WintShld, Summer | Winter, WintShld, Summer | Winter, WintShld, Summer | Winter, WintShld, Summer | Winter, WintShld, Summer | Winter, WintShld, Summer | Winter, WintShld, Summer
BART NOX Annual-Merrimack 2 -v5.13 | 113 | 7150 | Rate Constraint in lbs/MMBtu | FALSE | L | Annual | Standard NOX | lb/MMBtu | 0.3 | 0.3 | 0.3 | 0.3 | 0.3 | 0.3 | 0.3
BART NOX Annual-Merrimack 2 -v5.13 | 113 | 7150 | Rate Constraint in lbs/MMBtu | FALSE | L | Annual | Emissions at Affected Plants NOX | Thousand Tons | 0.2069 | 0.2069 | 0.2069 | 0.2069 | 0.2069 | 0.2069 | 0.2069
BART NOX Annual-Merrimack 2 -v5.13 | 113 | 7150 | Rate Constraint in lbs/MMBtu | FALSE | L | Annual | Allowances Purchased NOX | Thousand Tons | 0 | 0 | 0 | 0 | 0 | 0 | 0
BART NOX Annual-Merrimack 2 -v5.13 | 113 | 7150 | Rate Constraint in lbs/MMBtu | FALSE | L | Annual | Allowances Sold NOX | Thousand Tons | 0 | 0 | 0 | 0 | 0 | 0 | 0
BART NOX Annual-Merrimack 2 -v5.13 | 113 | 7150 | Rate Constraint in lbs/MMBtu | FALSE | L | Annual | Allowances Banked | Thousand Tons | 0 | 0 | 0 | 0 | 0 | 0 | 0
BART NOX Annual-Merrimack 2 -v5.13 | 113 | 7150 | Rate Constraint in lbs/MMBtu | FALSE | L | Annual | Allowances Withdrawn (1:1) | Thousand Tons | 0 | 0 | 0 | 0 | 0 | 0 | 0
BART NOX Annual-Merrimack 2 -v5.13 | 113 | 7150 | Rate Constraint in lbs/MMBtu | FALSE | L | Annual | Allowances Withdrawn (n:1) | Thousand Tons | 0 | 0 | 0 | 0 | 0 | 0 | 0
BART NOX Annual-Merrimack 2 -v5.13 | 113 | 7150 | Rate Constraint in lbs/MMBtu | FALSE | L | Annual | Net Emissions Allowance Position | Thousand Tons | 0.2069 | 0.2069 | 0.2069 | 0.2069 | 0.2069 | 0.2069 | 0.2069
BART NOX Annual-Merrimack 2 -v5.13 | 113 | 7150 | Rate Constraint in lbs/MMBtu | FALSE | L | Annual | Fuel Consumed | TBtu | 5.9115 | 5.9115 | 5.9115 | 5.9115 | 5.9115 | 5.9115 | 5.9115
BART NOX Annual-Merrimack 2 -v5.13 | 113 | 7150 | Rate Constraint in lbs/MMBtu | FALSE | L | Annual | Rate | lb/MMBtu | 0.07 | 0.07 | 0.07 | 0.07 | 0.07 | 0.07 | 0.07
BART NOX Annual-Merrimack 2 -v5.13 | 113 | 7150 | Rate Constraint in lbs/MMBtu | FALSE | L | Annual | Generation | TWh | 0.538 | 0.538 | 0.538 | 0.538 | 0.538 | 0.538 | 0.538
BART NOX Annual-Merrimack 2 -v5.13 | 113 | 7150 | Rate Constraint in lbs/MMBtu | FALSE | L | Annual | Qualifying Generation | TWh | 0.538 | 0.538 | 0.538 | 0.538 | 0.538 | 0.538 | 0.538
BART NOX Annual-Merrimack 2 -v5.13 | 113 | 7150 | Rate Constraint in lbs/MMBtu | FALSE | L | Annual | Rate | lb/MWh | 0.76916 | 0.76916 | 0.76916 | 0.76916 | 0.76916 | 0.76916 | 0.76916
BART NOX Annual-Merrimack 2 -v5.13 | 113 | 7150 | Rate Constraint in lbs/MMBtu | FALSE | L | Annual | Constraint Shadow Price | US2019$/Ton | 0 | 0 | 0 | 0 | 0 | 0 | 0
BART NOX Annual-Milton R Young B1 -v5.13 | 114 | 7151 | Rate Constraint in lbs/MMBtu | FALSE | L | Annual | Seasons Included | Seasons | Winter, WintShld, Summer | Winter, WintShld, Summer | Winter, WintShld, Summer | Winter, WintShld, Summer | Winter, WintShld, Summer | Winter, WintShld, Summer | Winter, WintShld, Summer
BART NOX Annual-Milton R Young B1 -v5.13 | 114 | 7151 | Rate Constraint in lbs/MMBtu | FALSE | L | Annual | Standard NOX | lb/MMBtu | 0.36 | 0.36 | 0.36 | 0.36 | 0.36 | 0.36 | 0.36
BART NOX Annual-Milton R Young B1 -v5.13 | 114 | 7151 | Rate Constraint in lbs/MMBtu | FALSE | L | Annual | Emissions at Affected Plants NOX | Thousand Tons | 2.5442 | 2.4485 | 0 | 0 | 0 | 0 | 0
BART NOX Annual-Milton R Young B1 -v5.13 | 114 | 7151 | Rate Constraint in lbs/MMBtu | FALSE | L | Annual | Allowances Purchased NOX | Thousand Tons | 0 | 0 | 0 | 0 | 0 | 0 | 0
BART NOX Annual-Milton R Young B1 -v5.13 | 114 | 7151 | Rate Constraint in lbs/MMBtu | FALSE | L | Annual | Allowances Sold NOX | Thousand Tons | 0 | 0 | 0 | 0 | 0 | 0 | 0
BART NOX Annual-Milton R Young B1 -v5.13 | 114 | 7151 | Rate Constraint in lbs/MMBtu | FALSE | L | Annual | Allowances Banked | Thousand Tons | 0 | 0 | 0 | 0 | 0 | 0 | 0
BART NOX Annual-Milton R Young B1 -v5.13 | 114 | 7151 | Rate Constraint in lbs/MMBtu | FALSE | L | Annual | Allowances Withdrawn (1:1) | Thousand Tons | 0 | 0 | 0 | 0 | 0 | 0 | 0
BART NOX Annual-Milton R Young B1 -v5.13 | 114 | 7151 | Rate Constraint in lbs/MMBtu | FALSE | L | Annual | Allowances Withdrawn (n:1) | Thousand Tons | 0 | 0 | 0 | 0 | 0 | 0 | 0
BART NOX Annual-Milton R Young B1 -v5.13 | 114 | 7151 | Rate Constraint in lbs/MMBtu | FALSE | L | Annual | Net Emissions Allowance Position | Thousand Tons | 2.5442 | 2.4485 | 0 | 0 | 0 | 0 | 0
BART NOX Annual-Milton R Young B1 -v5.13 | 114 | 7151 | Rate Constraint in lbs/MMBtu | FALSE | L | Annual | Fuel Consumed | TBtu | 19.0411 | 18.3251 | 0 | 0 | 0 | 0 | 0
BART NOX Annual-Milton R Young B1 -v5.13 | 114 | 7151 | Rate Constraint in lbs/MMBtu | FALSE | L | Annual | Rate | lb/MMBtu | 0.26723 | 0.26723 | 0 | 0 | 0 | 0 | 0
BART NOX Annual-Milton R Young B1 -v5.13 | 114 | 7151 | Rate Constraint in lbs/MMBtu | FALSE | L | Annual | Generation | TWh | 1.6371 | 1.5755 | 0 | 0 | 0 | 0 | 0
BART NOX Annual-Milton R Young B1 -v5.13 | 114 | 7151 | Rate Constraint in lbs/MMBtu | FALSE | L | Annual | Qualifying Generation | TWh | 1.6371 | 1.5755 | 0 | 0 | 0 | 0 | 0
BART NOX Annual-Milton R Young B1 -v5.13 | 114 | 7151 | Rate Constraint in lbs/MMBtu | FALSE | L | Annual | Rate | lb/MWh | 3.1082 | 3.1082 | 0 | 0 | 0 | 0 | 0
BART NOX Annual-Milton R Young B1 -v5.13 | 114 | 7151 | Rate Constraint in lbs/MMBtu | FALSE | L | Annual | Constraint Shadow Price | US2019$/Ton | 0 | 0 | 0 | 0 | 0 | 0 | 0
BART NOX Annual-Milton R Young B2 -v5.13 | 115 | 7152 | Rate Constraint in lbs/MMBtu | FALSE | L | Annual | Seasons Included | Seasons | Winter, WintShld, Summer | Winter, WintShld, Summer | Winter, WintShld, Summer | Winter, WintShld, Summer | Winter, WintShld, Summer | Winter, WintShld, Summer | Winter, WintShld, Summer
BART NOX Annual-Milton R Young B2 -v5.13 | 115 | 7152 | Rate Constraint in lbs/MMBtu | FALSE | L | Annual | Standard NOX | lb/MMBtu | 0.35 | 0.35 | 0.35 | 0.35 | 0.35 | 0.35 | 0.35
BART NOX Annual-Milton R Young B2 -v5.13 | 115 | 7152 | Rate Constraint in lbs/MMBtu | FALSE | L | Annual | Emissions at Affected Plants NOX | Thousand Tons | 4.7406 | 4.3801 | 2.917 | 0 | 0 | 0 | 0
BART NOX Annual-Milton R Young B2 -v5.13 | 115 | 7152 | Rate Constraint in lbs/MMBtu | FALSE | L | Annual | Allowances Purchased NOX | Thousand Tons | 0 | 0 | 0 | 0 | 0 | 0 | 0
BART NOX Annual-Milton R Young B2 -v5.13 | 115 | 7152 | Rate Constraint in lbs/MMBtu | FALSE | L | Annual | Allowances Sold NOX | Thousand Tons | 0 | 0 | 0 | 0 | 0 | 0 | 0
BART NOX Annual-Milton R Young B2 -v5.13 | 115 | 7152 | Rate Constraint in lbs/MMBtu | FALSE | L | Annual | Allowances Banked | Thousand Tons | 0 | 0 | 0 | 0 | 0 | 0 | 0
BART NOX Annual-Milton R Young B2 -v5.13 | 115 | 7152 | Rate Constraint in lbs/MMBtu | FALSE | L | Annual | Allowances Withdrawn (1:1) | Thousand Tons | 0 | 0 | 0 | 0 | 0 | 0 | 0
BART NOX Annual-Milton R Young B2 -v5.13 | 115 | 7152 | Rate Constraint in lbs/MMBtu | FALSE | L | Annual | Allowances Withdrawn (n:1) | Thousand Tons | 0 | 0 | 0 | 0 | 0 | 0 | 0
BART NOX Annual-Milton R Young B2 -v5.13 | 115 | 7152 | Rate Constraint in lbs/MMBtu | FALSE | L | Annual | Net Emissions Allowance Position | Thousand Tons | 4.7406 | 4.3801 | 2.917 | 0 | 0 | 0 | 0
BART NOX Annual-Milton R Young B2 -v5.13 | 115 | 7152 | Rate Constraint in lbs/MMBtu | FALSE | L | Annual | Fuel Consumed | TBtu | 33.44 | 30.8968 | 20.5761 | 0 | 0 | 0 | 0
BART NOX Annual-Milton R Young B2 -v5.13 | 115 | 7152 | Rate Constraint in lbs/MMBtu | FALSE | L | Annual | Rate | lb/MMBtu | 0.28353 | 0.28353 | 0.28353 | 0 | 0 | 0 | 0
BART NOX Annual-Milton R Young B2 -v5.13 | 115 | 7152 | Rate Constraint in lbs/MMBtu | FALSE | L | Annual | Generation | TWh | 2.9356 | 2.7124 | 1.8063 | 0 | 0 | 0 | 0
BART NOX Annual-Milton R Young B2 -v5.13 | 115 | 7152 | Rate Constraint in lbs/MMBtu | FALSE | L | Annual | Qualifying Generation | TWh | 2.9356 | 2.7124 | 1.8063 | 0 | 0 | 0 | 0
BART NOX Annual-Milton R Young B2 -v5.13 | 115 | 7152 | Rate Constraint in lbs/MMBtu | FALSE | L | Annual | Rate | lb/MWh | 3.2297 | 3.2297 | 3.2297 | 0 | 0 | 0 | 0
BART NOX Annual-Milton R Young B2 -v5.13 | 115 | 7152 | Rate Constraint in lbs/MMBtu | FALSE | L | Annual | Constraint Shadow Price | US2019$/Ton | 0 | 0 | 0 | 0 | 0 | 0 | 0
BART NOX Annual-Muskogee 4 -v6.17 | 116 | 7153 | Rate Constraint in lbs/MMBtu | FALSE | L | Annual | Seasons Included | Seasons | Winter, WintShld, Summer | Winter, WintShld, Summer | Winter, WintShld, Summer | Winter, WintShld, Summer | Winter, WintShld, Summer | Winter, WintShld, Summer | Winter, WintShld, Summer
BART NOX Annual-Muskogee 4 -v6.17 | 116 | 7153 | Rate Constraint in lbs/MMBtu | FALSE | L | Annual | Standard NOX | lb/MMBtu | 0.15 | 0.15 | 0.15 | 0.15 | 0.15 | 0.15 | 0.15
BART NOX Annual-Muskogee 4 -v6.17 | 116 | 7153 | Rate Constraint in lbs/MMBtu | FALSE | L | Annual | Emissions at Affected Plants NOX | Thousand Tons | 0 | 0 | 0 | 0 | 0 | 0 | 0.13626
BART NOX Annual-Muskogee 4 -v6.17 | 116 | 7153 | Rate Constraint in lbs/MMBtu | FALSE | L | Annual | Allowances Purchased NOX | Thousand Tons | 0 | 0 | 0 | 0 | 0 | 0 | 0
BART NOX Annual-Muskogee 4 -v6.17 | 116 | 7153 | Rate Constraint in lbs/MMBtu | FALSE | L | Annual | Allowances Sold NOX | Thousand Tons | 0 | 0 | 0 | 0 | 0 | 0 | 0
BART NOX Annual-Muskogee 4 -v6.17 | 116 | 7153 | Rate Constraint in lbs/MMBtu | FALSE | L | Annual | Allowances Banked | Thousand Tons | 0 | 0 | 0 | 0 | 0 | 0 | 0
BART NOX Annual-Muskogee 4 -v6.17 | 116 | 7153 | Rate Constraint in lbs/MMBtu | FALSE | L | Annual | Allowances Withdrawn (1:1) | Thousand Tons | 0 | 0 | 0 | 0 | 0 | 0 | 0
BART NOX Annual-Muskogee 4 -v6.17 | 116 | 7153 | Rate Constraint in lbs/MMBtu | FALSE | L | Annual | Allowances Withdrawn (n:1) | Thousand Tons | 0 | 0 | 0 | 0 | 0 | 0 | 0
BART NOX Annual-Muskogee 4 -v6.17 | 116 | 7153 | Rate Constraint in lbs/MMBtu | FALSE | L | Annual | Net Emissions Allowance Position | Thousand Tons | 0 | 0 | 0 | 0 | 0 | 0 | 0.13626
BART NOX Annual-Muskogee 4 -v6.17 | 116 | 7153 | Rate Constraint in lbs/MMBtu | FALSE | L | Annual | Fuel Consumed | TBtu | 0 | 0 | 0 | 0 | 0 | 0 | 5.111
BART NOX Annual-Muskogee 4 -v6.17 | 116 | 7153 | Rate Constraint in lbs/MMBtu | FALSE | L | Annual | Rate | lb/MMBtu | 0 | 0 | 0 | 0 | 0 | 0 | 0.05332
BART NOX Annual-Muskogee 4 -v6.17 | 116 | 7153 | Rate Constraint in lbs/MMBtu | FALSE | L | Annual | Generation | TWh | 0 | 0 | 0 | 0 | 0 | 0 | 0.43187
BART NOX Annual-Muskogee 4 -v6.17 | 116 | 7153 | Rate Constraint in lbs/MMBtu | FALSE | L | Annual | Qualifying Generation | TWh | 0 | 0 | 0 | 0 | 0 | 0 | 0.43187
BART NOX Annual-Muskogee 4 -v6.17 | 116 | 7153 | Rate Constraint in lbs/MMBtu | FALSE | L | Annual | Rate | lb/MWh | 0 | 0 | 0 | 0 | 0 | 0 | 0.63102
BART NOX Annual-Muskogee 4 -v6.17 | 116 | 7153 | Rate Constraint in lbs/MMBtu | FALSE | L | Annual | Constraint Shadow Price | US2019$/Ton | 0 | 0 | 0 | 0 | 0 | 0 | 0
BART NOX Annual-Muskogee 5 -v6.17 | 117 | 7154 | Rate Constraint in lbs/MMBtu | FALSE | L | Annual | Seasons Included | Seasons | Winter, WintShld, Summer | Winter, WintShld, Summer | Winter, WintShld, Summer | Winter, WintShld, Summer | Winter, WintShld, Summer | Winter, WintShld, Summer | Winter, WintShld, Summer
BART NOX Annual-Muskogee 5 -v6.17 | 117 | 7154 | Rate Constraint in lbs/MMBtu | FALSE | L | Annual | Standard NOX | lb/MMBtu | 0.15 | 0.15 | 0.15 | 0.15 | 0.15 | 0.15 | 0.15
BART NOX Annual-Muskogee 5 -v6.17 | 117 | 7154 | Rate Constraint in lbs/MMBtu | FALSE | L | Annual | Emissions at Affected Plants NOX | Thousand Tons | 0 | 0 | 0 | 0 | 0 | 0 | 0.12799
BART NOX Annual-Muskogee 5 -v6.17 | 117 | 7154 | Rate Constraint in lbs/MMBtu | FALSE | L | Annual | Allowances Purchased NOX | Thousand Tons | 0 | 0 | 0 | 0 | 0 | 0 | 0
BART NOX Annual-Muskogee 5 -v6.17 | 117 | 7154 | Rate Constraint in lbs/MMBtu | FALSE | L | Annual | Allowances Sold NOX | Thousand Tons | 0 | 0 | 0 | 0 | 0 | 0 | 0
BART NOX Annual-Muskogee 5 -v6.17 | 117 | 7154 | Rate Constraint in lbs/MMBtu | FALSE | L | Annual | Allowances Banked | Thousand Tons | 0 | 0 | 0 | 0 | 0 | 0 | 0
BART NOX Annual-Muskogee 5 -v6.17 | 117 | 7154 | Rate Constraint in lbs/MMBtu | FALSE | L | Annual | Allowances Withdrawn (1:1) | Thousand Tons | 0 | 0 | 0 | 0 | 0 | 0 | 0
BART NOX Annual-Muskogee 5 -v6.17 | 117 | 7154 | Rate Constraint in lbs/MMBtu | FALSE | L | Annual | Allowances Withdrawn (n:1) | Thousand Tons | 0 | 0 | 0 | 0 | 0 | 0 | 0
BART NOX Annual-Muskogee 5 -v6.17 | 117 | 7154 | Rate Constraint in lbs/MMBtu | FALSE | L | Annual | Net Emissions Allowance Position | Thousand Tons | 0 | 0 | 0 | 0 | 0 | 0 | 0.12799
BART NOX Annual-Muskogee 5 -v6.17 | 117 | 7154 | Rate Constraint in lbs/MMBtu | FALSE | L | Annual | Fuel Consumed | TBtu | 0 | 0 | 0 | 0 | 0 | 0 | 5.1582
BART NOX Annual-Muskogee 5 -v6.17 | 117 | 7154 | Rate Constraint in lbs/MMBtu | FALSE | L | Annual | Rate | lb/MMBtu | 0 | 0 | 0 | 0 | 0 | 0 | 0.049625
BART NOX Annual-Muskogee 5 -v6.17 | 117 | 7154 | Rate Constraint in lbs/MMBtu | FALSE | L | Annual | Generation | TWh | 0 | 0 | 0 | 0 | 0 | 0 | 0.43625
BART NOX Annual-Muskogee 5 -v6.17 | 117 | 7154 | Rate Constraint in lbs/MMBtu | FALSE | L | Annual | Qualifying Generation | TWh | 0 | 0 | 0 | 0 | 0 | 0 | 0.43625
BART NOX Annual-Muskogee 5 -v6.17 | 117 | 7154 | Rate Constraint in lbs/MMBtu | FALSE | L | Annual | Rate | lb/MWh | 0 | 0 | 0 | 0 | 0 | 0 | 0.58677
BART NOX Annual-Muskogee 5 -v6.17 | 117 | 7154 | Rate Constraint in lbs/MMBtu | FALSE | L | Annual | Constraint Shadow Price | US2019$/Ton | 0 | 0 | 0 | 0 | 0 | 0 | 0
BART NOX Annual-Naughton 1 -v5.14 | 118 | 7171 | Rate Constraint in lbs/MMBtu | FALSE | L | Annual | Seasons Included | Seasons | Winter, WintShld, Summer | Winter, WintShld, Summer | Winter, WintShld, Summer | Winter, WintShld, Summer | Winter, WintShld, Summer | Winter, WintShld, Summer | Winter, WintShld, Summer
BART NOX Annual-Naughton 1 -v5.14 | 118 | 7171 | Rate Constraint in lbs/MMBtu | FALSE | L | Annual | Standard NOX | lb/MMBtu | 0.26 | 0.26 | 0.26 | 0.26 | 0.26 | 0.26 | 0.26
BART NOX Annual-Naughton 1 -v5.14 | 118 | 7171 | Rate Constraint in lbs/MMBtu | FALSE | L | Annual | Emissions at Affected Plants NOX | Thousand Tons | 0 | 0 | 0 | 0 | 0 | 0 | 0
BART NOX Annual-Naughton 1 -v5.14 | 118 | 7171 | Rate Constraint in lbs/MMBtu | FALSE | L | Annual | Allowances Purchased NOX | Thousand Tons | 0 | 0 | 0 | 0 | 0 | 0 | 0
BART NOX Annual-Naughton 1 -v5.14 | 118 | 7171 | Rate Constraint in lbs/MMBtu | FALSE | L | Annual | Allowances Sold NOX | Thousand Tons | 0 | 0 | 0 | 0 | 0 | 0 | 0
BART NOX Annual-Naughton 1 -v5.14 | 118 | 7171 | Rate Constraint in lbs/MMBtu | FALSE | L | Annual | Allowances Banked | Thousand Tons | 0 | 0 | 0 | 0 | 0 | 0 | 0
BART NOX Annual-Naughton 1 -v5.14 | 118 | 7171 | Rate Constraint in lbs/MMBtu | FALSE | L | Annual | Allowances Withdrawn (1:1) | Thousand Tons | 0 | 0 | 0 | 0 | 0 | 0 | 0
BART NOX Annual-Naughton 1 -v5.14 | 118 | 7171 | Rate Constraint in lbs/MMBtu | FALSE | L | Annual | Allowances Withdrawn (n:1) | Thousand Tons | 0 | 0 | 0 | 0 | 0 | 0 | 0
BART NOX Annual-Naughton 1 -v5.14 | 118 | 7171 | Rate Constraint in lbs/MMBtu | FALSE | L | Annual | Net Emissions Allowance Position | Thousand Tons | 0 | 0 | 0 | 0 | 0 | 0 | 0
BART NOX Annual-Naughton 1 -v5.14 | 118 | 7171 | Rate Constraint in lbs/MMBtu | FALSE | L | Annual | Fuel Consumed | TBtu | 0 | 0 | 0 | 0 | 0 | 0 | 0
BART NOX Annual-Naughton 1 -v5.14 | 118 | 7171 | Rate Constraint in lbs/MMBtu | FALSE | L | Annual | Rate | lb/MMBtu | 0 | 0 | 0 | 0 | 0 | 0 | 0
BART NOX Annual-Naughton 1 -v5.14 | 118 | 7171 | Rate Constraint in lbs/MMBtu | FALSE | L | Annual | Generation | TWh | 0 | 0 | 0 | 0 | 0 | 0 | 0
BART NOX Annual-Naughton 1 -v5.14 | 118 | 7171 | Rate Constraint in lbs/MMBtu | FALSE | L | Annual | Qualifying Generation | TWh | 0 | 0 | 0 | 0 | 0 | 0 | 0
BART NOX Annual-Naughton 1 -v5.14 | 118 | 7171 | Rate Constraint in lbs/MMBtu | FALSE | L | Annual | Rate | lb/MWh | 0 | 0 | 0 | 0 | 0 | 0 | 0
BART NOX Annual-Naughton 1 -v5.14 | 118 | 7171 | Rate Constraint in lbs/MMBtu | FALSE | L | Annual | Constraint Shadow Price | US2019$/Ton | 0 | 0 | 0 | 0 | 0 | 0 | 0
BART NOX Annual-Naughton 2 -v5.14 | 119 | 7172 | Rate Constraint in lbs/MMBtu | FALSE | L | Annual | Seasons Included | Seasons | Winter, WintShld, Summer | Winter, WintShld, Summer | Winter, WintShld, Summer | Winter, WintShld, Summer | Winter, WintShld, Summer | Winter, WintShld, Summer | Winter, WintShld, Summer
BART NOX Annual-Naughton 2 -v5.14 | 119 | 7172 | Rate Constraint in lbs/MMBtu | FALSE | L | Annual | Standard NOX | lb/MMBtu | 0.26 | 0.26 | 0.26 | 0.26 | 0.26 | 0.26 | 0.26
BART NOX Annual-Naughton 2 -v5.14 | 119 | 7172 | Rate Constraint in lbs/MMBtu | FALSE | L | Annual | Emissions at Affected Plants NOX | Thousand Tons | 0 | 0 | 0 | 0 | 0 | 0 | 0
BART NOX Annual-Naughton 2 -v5.14 | 119 | 7172 | Rate Constraint in lbs/MMBtu | FALSE | L | Annual | Allowances Purchased NOX | Thousand Tons | 0 | 0 | 0 | 0 | 0 | 0 | 0
BART NOX Annual-Naughton 2 -v5.14 | 119 | 7172 | Rate Constraint in lbs/MMBtu | FALSE | L | Annual | Allowances Sold NOX | Thousand Tons | 0 | 0 | 0 | 0 | 0 | 0 | 0
BART NOX Annual-Naughton 2 -v5.14 | 119 | 7172 | Rate Constraint in lbs/MMBtu | FALSE | L | Annual | Allowances Banked | Thousand Tons | 0 | 0 | 0 | 0 | 0 | 0 | 0
BART NOX Annual-Naughton 2 -v5.14 | 119 | 7172 | Rate Constraint in lbs/MMBtu | FALSE | L | Annual | Allowances Withdrawn (1:1) | Thousand Tons | 0 | 0 | 0 | 0 | 0 | 0 | 0
BART NOX Annual-Naughton 2 -v5.14 | 119 | 7172 | Rate Constraint in lbs/MMBtu | FALSE | L | Annual | Allowances Withdrawn (n:1) | Thousand Tons | 0 | 0 | 0 | 0 | 0 | 0 | 0
BART NOX Annual-Naughton 2 -v5.14 | 119 | 7172 | Rate Constraint in lbs/MMBtu | FALSE | L | Annual | Net Emissions Allowance Position | Thousand Tons | 0 | 0 | 0 | 0 | 0 | 0 | 0
BART NOX Annual-Naughton 2 -v5.14 | 119 | 7172 | Rate Constraint in lbs/MMBtu | FALSE | L | Annual | Fuel Consumed | TBtu | 0 | 0 | 0 | 0 | 0 | 0 | 0
BART NOX Annual-Naughton 2 -v5.14 | 119 | 7172 | Rate Constraint in lbs/MMBtu | FALSE | L | Annual | Rate | lb/MMBtu | 0 | 0 | 0 | 0 | 0 | 0 | 0
BART NOX Annual-Naughton 2 -v5.14 | 119 | 7172 | Rate Constraint in lbs/MMBtu | FALSE | L | Annual | Generation | TWh | 0 | 0 | 0 | 0 | 0 | 0 | 0
BART NOX Annual-Naughton 2 -v5.14 | 119 | 7172 | Rate Constraint in lbs/MMBtu | FALSE | L | Annual | Qualifying Generation | TWh | 0 | 0 | 0 | 0 | 0 | 0 | 0
BART NOX Annual-Naughton 2 -v5.14 | 119 | 7172 | Rate Constraint in lbs/MMBtu | FALSE | L | Annual | Rate | lb/MWh | 0 | 0 | 0 | 0 | 0 | 0 | 0
BART NOX Annual-Naughton 2 -v5.14 | 119 | 7172 | Rate Constraint in lbs/MMBtu | FALSE | L | Annual | Constraint Shadow Price | US2019$/Ton | 0 | 0 | 0 | 0 | 0 | 0 | 0
BART NOX Annual-Naughton 3 -v5.14 | 120 | 7173 | Rate Constraint in lbs/MMBtu | FALSE | L | Annual | Seasons Included | Seasons | Winter, WintShld, Summer | Winter, WintShld, Summer | Winter, WintShld, Summer | Winter, WintShld, Summer | Winter, WintShld, Summer | Winter, WintShld, Summer | Winter, WintShld, Summer
BART NOX Annual-Naughton 3 -v5.14 | 120 | 7173 | Rate Constraint in lbs/MMBtu | FALSE | L | Annual | Standard NOX | lb/MMBtu | 0.12 | 0.12 | 0.12 | 0.12 | 0.12 | 0.12 | 0.12
BART NOX Annual-Naughton 3 -v5.14 | 120 | 7173 | Rate Constraint in lbs/MMBtu | FALSE | L | Annual | Emissions at Affected Plants NOX | Thousand Tons | 0 | 0 | 0 | 0 | 0 | 0 | 0
BART NOX Annual-Naughton 3 -v5.14 | 120 | 7173 | Rate Constraint in lbs/MMBtu | FALSE | L | Annual | Allowances Purchased NOX | Thousand Tons | 0 | 0 | 0 | 0 | 0 | 0 | 0
BART NOX Annual-Naughton 3 -v5.14 | 120 | 7173 | Rate Constraint in lbs/MMBtu | FALSE | L | Annual | Allowances Sold NOX | Thousand Tons | 0 | 0 | 0 | 0 | 0 | 0 | 0
BART NOX Annual-Naughton 3 -v5.14 | 120 | 7173 | Rate Constraint in lbs/MMBtu | FALSE | L | Annual | Allowances Banked | Thousand Tons | 0 | 0 | 0 | 0 | 0 | 0 | 0
BART NOX Annual-Naughton 3 -v5.14 | 120 | 7173 | Rate Constraint in lbs/MMBtu | FALSE | L | Annual | Allowances Withdrawn (1:1) | Thousand Tons | 0 | 0 | 0 | 0 | 0 | 0 | 0
BART NOX Annual-Naughton 3 -v5.14 | 120 | 7173 | Rate Constraint in lbs/MMBtu | FALSE | L | Annual | Allowances Withdrawn (n:1) | Thousand Tons | 0 | 0 | 0 | 0 | 0 | 0 | 0
BART NOX Annual-Naughton 3 -v5.14 | 120 | 7173 | Rate Constraint in lbs/MMBtu | FALSE | L | Annual | Net Emissions Allowance Position | Thousand Tons | 0 | 0 | 0 | 0 | 0 | 0 | 0
BART NOX Annual-Naughton 3 -v5.14 | 120 | 7173 | Rate Constraint in lbs/MMBtu | FALSE | L | Annual | Fuel Consumed | TBtu | 0 | 0 | 0 | 0 | 0 | 0 | 0
BART NOX Annual-Naughton 3 -v5.14 | 120 | 7173 | Rate Constraint in lbs/MMBtu | FALSE | L | Annual | Rate | lb/MMBtu | 0 | 0 | 0 | 0 | 0 | 0 | 0
BART NOX Annual-Naughton 3 -v5.14 | 120 | 7173 | Rate Constraint in lbs/MMBtu | FALSE | L | Annual | Generation | TWh | 0 | 0 | 0 | 0 | 0 | 0 | 0
BART NOX Annual-Naughton 3 -v5.14 | 120 | 7173 | Rate Constraint in lbs/MMBtu | FALSE | L | Annual | Qualifying Generation | TWh | 0 | 0 | 0 | 0 | 0 | 0 | 0
BART NOX Annual-Naughton 3 -v5.14 | 120 | 7173 | Rate Constraint in lbs/MMBtu | FALSE | L | Annual | Rate | lb/MWh | 0 | 0 | 0 | 0 | 0 | 0 | 0
BART NOX Annual-Naughton 3 -v5.14 | 120 | 7173 | Rate Constraint in lbs/MMBtu | FALSE | L | Annual | Constraint Shadow Price | US2019$/Ton | 0 | 0 | 0 | 0 | 0 | 0 | 0
BART NOX Annual-Nebraska City 1 -v5.14 | 121 | 7137 | Rate Constraint in lbs/MMBtu | FALSE | L | Annual | Seasons Included | Seasons | Winter, WintShld, Summer | Winter, WintShld, Summer | Winter, WintShld, Summer | Winter, WintShld, Summer | Winter, WintShld, Summer | Winter, WintShld, Summer | Winter, WintShld, Summer
BART NOX Annual-Nebraska City 1 -v5.14 | 121 | 7137 | Rate Constraint in lbs/MMBtu | FALSE | L | Annual | Standard NOX | lb/MMBtu | 0.23 | 0.23 | 0.23 | 0.23 | 0.23 | 0.23 | 0.23
BART NOX Annual-Nebraska City 1 -v5.14 | 121 | 7137 | Rate Constraint in lbs/MMBtu | FALSE | L | Annual | Emissions at Affected Plants NOX | Thousand Tons | 4.2569 | 4.2569 | 4.2569 | 4.2569 | 3.7135 | 2.8886 | 2.8886
BART NOX Annual-Nebraska City 1 -v5.14 | 121 | 7137 | Rate Constraint in lbs/MMBtu | FALSE | L | Annual | Allowances Purchased NOX | Thousand Tons | 0 | 0 | 0 | 0 | 0 | 0 | 0
BART NOX Annual-Nebraska City 1 -v5.14 | 121 | 7137 | Rate Constraint in lbs/MMBtu | FALSE | L | Annual | Allowances Sold NOX | Thousand Tons | 0 | 0 | 0 | 0 | 0 | 0 | 0
BART NOX Annual-Nebraska City 1 -v5.14 | 121 | 7137 | Rate Constraint in lbs/MMBtu | FALSE | L | Annual | Allowances Banked | Thousand Tons | 0 | 0 | 0 | 0 | 0 | 0 | 0
BART NOX Annual-Nebraska City 1 -v5.14 | 121 | 7137 | Rate Constraint in lbs/MMBtu | FALSE | L | Annual | Allowances Withdrawn (1:1) | Thousand Tons | 0 | 0 | 0 | 0 | 0 | 0 | 0
BART NOX Annual-Nebraska City 1 -v5.14 | 121 | 7137 | Rate Constraint in lbs/MMBtu | FALSE | L | Annual | Allowances Withdrawn (n:1) | Thousand Tons | 0 | 0 | 0 | 0 | 0 | 0 | 0
BART NOX Annual-Nebraska City 1 -v5.14 | 121 | 7137 | Rate Constraint in lbs/MMBtu | FALSE | L | Annual | Net Emissions Allowance Position | Thousand Tons | 4.2569 | 4.2569 | 4.2569 | 4.2569 | 3.7135 | 2.8886 | 2.8886
BART NOX Annual-Nebraska City 1 -v5.14 | 121 | 7137 | Rate Constraint in lbs/MMBtu | FALSE | L | Annual | Fuel Consumed | TBtu | 45.4313 | 45.4313 | 45.4313 | 45.4313 | 39.6319 | 30.8283 | 30.8283
BART NOX Annual-Nebraska City 1 -v5.14 | 121 | 7137 | Rate Constraint in lbs/MMBtu | FALSE | L | Annual | Rate | lb/MMBtu | 0.1874 | 0.1874 | 0.1874 | 0.1874 | 0.1874 | 0.1874 | 0.1874
BART NOX Annual-Nebraska City 1 -v5.14 | 121 | 7137 | Rate Constraint in lbs/MMBtu | FALSE | L | Annual | Generation | TWh | 4.6273 | 4.6273 | 4.6273 | 4.6273 | 4.0367 | 3.14 | 3.14
BART NOX Annual-Nebraska City 1 -v5.14 | 121 | 7137 | Rate Constraint in lbs/MMBtu | FALSE | L | Annual | Qualifying Generation | TWh | 4.6273 | 4.6273 | 4.6273 | 4.6273 | 4.0367 | 3.14 | 3.14
BART NOX Annual-Nebraska City 1 -v5.14 | 121 | 7137 | Rate Constraint in lbs/MMBtu | FALSE | L | Annual | Rate | lb/MWh | 1.8399 | 1.8399 | 1.8399 | 1.8399 | 1.8399 | 1.8399 | 1.8399
BART NOX Annual-Nebraska City 1 -v5.14 | 121 | 7137 | Rate Constraint in lbs/MMBtu | FALSE | L | Annual | Constraint Shadow Price | US2019$/Ton | 0 | 0 | 0 | 0 | 0 | 0 | 0
BART NOX Annual-Northeastern 3313 -v5.13 | 122 | 7159 | Rate Constraint in lbs/MMBtu | FALSE | L | Annual | Seasons Included | Seasons | Winter, WintShld, Summer | Winter, WintShld, Summer | Winter, WintShld, Summer | Winter, WintShld, Summer | Winter, WintShld, Summer | Winter, WintShld, Summer | Winter, WintShld, Summer
BART NOX Annual-Northeastern 3313 -v5.13 | 122 | 7159 | Rate Constraint in lbs/MMBtu | FALSE | L | Annual | Standard NOX | lb/MMBtu | 0.23 | 0.23 | 0.23 | 0.23 | 0.23 | 0.23 | 0.23
BART NOX Annual-Northeastern 3313 -v5.13 | 122 | 7159 | Rate Constraint in lbs/MMBtu | FALSE | L | Annual | Emissions at Affected Plants NOX | Thousand Tons | 0 | 0 | 0 | 0 | 0 | 0 | 0
BART NOX Annual-Northeastern 3313 -v5.13 | 122 | 7159 | Rate Constraint in lbs/MMBtu | FALSE | L | Annual | Allowances Purchased NOX | Thousand Tons | 0 | 0 | 0 | 0 | 0 | 0 | 0
BART NOX Annual-Northeastern 3313 -v5.13 | 122 | 7159 | Rate Constraint in lbs/MMBtu | FALSE | L | Annual | Allowances Sold NOX | Thousand Tons | 0 | 0 | 0 | 0 | 0 | 0 | 0
BART NOX Annual-Northeastern 3313 -v5.13 | 122 | 7159 | Rate Constraint in lbs/MMBtu | FALSE | L | Annual | Allowances Banked | Thousand Tons | 0 | 0 | 0 | 0 | 0 | 0 | 0
BART NOX Annual-Northeastern 3313 -v5.13 | 122 | 7159 | Rate Constraint in lbs/MMBtu | FALSE | L | Annual | Allowances Withdrawn (1:1) | Thousand Tons | 0 | 0 | 0 | 0 | 0 | 0 | 0
BART NOX Annual-Northeastern 3313 -v5.13 | 122 | 7159 | Rate Constraint in lbs/MMBtu | FALSE | L | Annual | Allowances Withdrawn (n:1) | Thousand Tons | 0 | 0 | 0 | 0 | 0 | 0 | 0
BART NOX Annual-Northeastern 3313 -v5.13 | 122 | 7159 | Rate Constraint in lbs/MMBtu | FALSE | L | Annual | Net Emissions Allowance Position | Thousand Tons | 0 | 0 | 0 | 0 | 0 | 0 | 0
BART NOX Annual-Northeastern 3313 -v5.13 | 122 | 7159 | Rate Constraint in lbs/MMBtu | FALSE | L | Annual | Fuel Consumed | TBtu | 0 | 0 | 0 | 0 | 0 | 0 | 0
BART NOX Annual-Northeastern 3313 -v5.13 | 122 | 7159 | Rate Constraint in lbs/MMBtu | FALSE | L | Annual | Rate | lb/MMBtu | 0 | 0 | 0 | 0 | 0 | 0 | 0
BART NOX Annual-Northeastern 3313 -v5.13 | 122 | 7159 | Rate Constraint in lbs/MMBtu | FALSE | L | Annual | Generation | TWh | 0 | 0 | 0 | 0 | 0 | 0 | 0
BART NOX Annual-Northeastern 3313 -v5.13 | 122 | 7159 | Rate Constraint in lbs/MMBtu | FALSE | L | Annual | Qualifying Generation | TWh | 0 | 0 | 0 | 0 | 0 | 0 | 0
BART NOX Annual-Northeastern 3313 -v5.13 | 122 | 7159 | Rate Constraint in lbs/MMBtu | FALSE | L | Annual | Rate | lb/MWh | 0 | 0 | 0 | 0 | 0 | 0 | 0
BART NOX Annual-Northeastern 3313 -v5.13 | 122 | 7159 | Rate Constraint in lbs/MMBtu | FALSE | L | Annual | Constraint Shadow Price | US2019$/Ton | 0 | 0 | 0 | 0 | 0 | 0 | 0
BART NOX Annual-Pawnee 1 -v5.13 | 123 | 7155 | Rate Constraint in lbs/MMBtu | FALSE | L | Annual | Seasons Included | Seasons | Winter, WintShld, Summer | Winter, WintShld, Summer | Winter, WintShld, Summer | Winter, WintShld, Summer | Winter, WintShld, Summer | Winter, WintShld, Summer | Winter, WintShld, Summer
BART NOX Annual-Pawnee 1 -v5.13 | 123 | 7155 | Rate Constraint in lbs/MMBtu | FALSE | L | Annual | Standard NOX | lb/MMBtu | 0.07 | 0.07 | 0.07 | 0.07 | 0.07 | 0.07 | 0.07
BART NOX Annual-Pawnee 1 -v5.13 | 123 | 7155 | Rate Constraint in lbs/MMBtu | FALSE | L | Annual | Emissions at Affected Plants NOX | Thousand Tons | 0.0040221 | 0.0040221 | 0.0040221 | 0.0040221 | 0.0040221 | 0.0040221 | 0.078758
BART NOX Annual-Pawnee 1 -v5.13 | 123 | 7155 | Rate Constraint in lbs/MMBtu | FALSE | L | Annual | Allowances Purchased NOX | Thousand Tons | 0 | 0 | 0 | 0 | 0 | 0 | 0
BART NOX Annual-Pawnee 1 -v5.13 | 123 | 7155 | Rate Constraint in lbs/MMBtu | FALSE | L | Annual | Allowances Sold NOX | Thousand Tons | 0 | 0 | 0 | 0 | 0 | 0 | 0
BART NOX Annual-Pawnee 1 -v5.13 | 123 | 7155 | Rate Constraint in lbs/MMBtu | FALSE | L | Annual | Allowances Banked | Thousand Tons | 0 | 0 | 0 | 0 | 0 | 0 | 0
BART NOX Annual-Pawnee 1 -v5.13 | 123 | 7155 | Rate Constraint in lbs/MMBtu | FALSE | L | Annual | Allowances Withdrawn (1:1) | Thousand Tons | 0 | 0 | 0 | 0 | 0 | 0 | 0
BART NOX Annual-Pawnee 1 -v5.13 | 123 | 7155 | Rate Constraint in lbs/MMBtu | FALSE | L | Annual | Allowances Withdrawn (n:1) | Thousand Tons | 0 | 0 | 0 | 0 | 0 | 0 | 0
BART NOX Annual-Pawnee 1 -v5.13 | 123 | 7155 | Rate Constraint in lbs/MMBtu | FALSE | L | Annual | Net Emissions Allowance Position | Thousand Tons | 0.0040221 | 0.0040221 | 0.0040221 | 0.0040221 | 0.0040221 | 0.0040221 | 0.078758
BART NOX Annual-Pawnee 1 -v5.13 | 123 | 7155 | Rate Constraint in lbs/MMBtu | FALSE | L | Annual | Fuel Consumed | TBtu | 0.1493 | 0.1493 | 0.1493 | 0.1493 | 0.1493 | 0.1493 | 5.1317
BART NOX Annual-Pawnee 1 -v5.13 | 123 | 7155 | Rate Constraint in lbs/MMBtu | FALSE | L | Annual | Rate | lb/MMBtu | 0.05388 | 0.05388 | 0.05388 | 0.05388 | 0.05388 | 0.05388 | 0.030695
BART NOX Annual-Pawnee 1 -v5.13 | 123 | 7155 | Rate Constraint in lbs/MMBtu | FALSE | L | Annual | Generation | TWh | 0.013864 | 0.013864 | 0.013864 | 0.013864 | 0.013864 | 0.013864 | 0.45449
BART NOX Annual-Pawnee 1 -v5.13 | 123 | 7155 | Rate Constraint in lbs/MMBtu | FALSE | L | Annual | Qualifying Generation | TWh | 0.013864 | 0.013864 | 0.013864 | 0.013864 | 0.013864 | 0.013864 | 0.45449
BART NOX Annual-Pawnee 1 -v5.13 | 123 | 7155 | Rate Constraint in lbs/MMBtu | FALSE | L | Annual | Rate | lb/MWh | 0.58023 | 0.58023 | 0.58023 | 0.58023 | 0.58023 | 0.58023 | 0.34658
BART NOX Annual-Pawnee 1 -v5.13 | 123 | 7155 | Rate Constraint in lbs/MMBtu | FALSE | L | Annual | Constraint Shadow Price | US2019$/Ton | 0 | 0 | 0 | 0 | 0 | 0 | 0
BART NOX Annual-Ray D Nixon 1 -v5.13 | 124 | 7156 | Rate Constraint in lbs/MMBtu | FALSE | L | Annual | Seasons Included | Seasons | Winter, WintShld, Summer | Winter, WintShld, Summer | Winter, WintShld, Summer | Winter, WintShld, Summer | Winter, WintShld, Summer | Winter, WintShld, Summer | Winter, WintShld, Summer
BART NOX Annual-Ray D Nixon 1 -v5.13 | 124 | 7156 | Rate Constraint in lbs/MMBtu | FALSE | L | Annual | Standard NOX | lb/MMBtu | 0.21 | 0.21 | 0.21 | 0.21 | 0.21 | 0.21 | 0.21
BART NOX Annual-Ray D Nixon 1 -v5.13 | 124 | 7156 | Rate Constraint in lbs/MMBtu | FALSE | L | Annual | Emissions at Affected Plants NOX | Thousand Tons | 1.199 | 0 | 0 | 0 | 0 | 0 | 0
BART NOX Annual-Ray D Nixon 1 -v5.13 | 124 | 7156 | Rate Constraint in lbs/MMBtu | FALSE | L | Annual | Allowances Purchased NOX | Thousand Tons | 0 | 0 | 0 | 0 | 0 | 0 | 0
BART NOX Annual-Ray D Nixon 1 -v5.13 | 124 | 7156 | Rate Constraint in lbs/MMBtu | FALSE | L | Annual | Allowances Sold NOX | Thousand Tons | 0 | 0 | 0 | 0 | 0 | 0 | 0
BART NOX Annual-Ray D Nixon 1 -v5.13 | 124 | 7156 | Rate Constraint in lbs/MMBtu | FALSE | L | Annual | Allowances Banked | Thousand Tons | 0 | 0 | 0 | 0 | 0 | 0 | 0
BART NOX Annual-Ray D Nixon 1 -v5.13 | 124 | 7156 | Rate Constraint in lbs/MMBtu | FALSE | L | Annual | Allowances Withdrawn (1:1) | Thousand Tons | 0 | 0 | 0 | 0 | 0 | 0 | 0
BART NOX Annual-Ray D Nixon 1 -v5.13 | 124 | 7156 | Rate Constraint in lbs/MMBtu | FALSE | L | Annual | Allowances Withdrawn (n:1) | Thousand Tons | 0 | 0 | 0 | 0 | 0 | 0 | 0
BART NOX Annual-Ray D Nixon 1 -v5.13 | 124 | 7156 | Rate Constraint in lbs/MMBtu | FALSE | L | Annual | Net Emissions Allowance Position | Thousand Tons | 1.199 | 0 | 0 | 0 | 0 | 0 | 0
BART NOX Annual-Ray D Nixon 1 -v5.13 | 124 | 7156 | Rate Constraint in lbs/MMBtu | FALSE | L | Annual | Fuel Consumed | TBtu | 14.7283 | 0 | 0 | 0 | 0 | 0 | 0
BART NOX Annual-Ray D Nixon 1 -v5.13 | 124 | 7156 | Rate Constraint in lbs/MMBtu | FALSE | L | Annual | Rate | lb/MMBtu | 0.16282 | 0 | 0 | 0 | 0 | 0 | 0
BART NOX Annual-Ray D Nixon 1 -v5.13 | 124 | 7156 | Rate Constraint in lbs/MMBtu | FALSE | L | Annual | Generation | TWh | 1.4085 | 0 | 0 | 0 | 0 | 0 | 0
BART NOX Annual-Ray D Nixon 1 -v5.13 | 124 | 7156 | Rate Constraint in lbs/MMBtu | FALSE | L | Annual | Qualifying Generation | TWh | 1.4085 | 0 | 0 | 0 | 0 | 0 | 0
BART NOX Annual-Ray D Nixon 1 -v5.13 | 124 | 7156 | Rate Constraint in lbs/MMBtu | FALSE | L | Annual | Rate | lb/MWh | 1.7026 | 0 | 0 | 0 | 0 | 0 | 0
BART NOX Annual-Ray D Nixon 1 -v5.13 | 124 | 7156 | Rate Constraint in lbs/MMBtu | FALSE | L | Annual | Constraint Shadow Price | US2019$/Ton | 0 | 0 | 0 | 0 | 0 | 0 | 0
BART NOX Annual-Sooner 1 -v5.13 | 125 | 7157 | Rate Constraint in lbs/MMBtu | FALSE | L | Annual | Seasons Included | Seasons | Winter, WintShld, Summer | Winter, WintShld, Summer | Winter, WintShld, Summer | Winter, WintShld, Summer | Winter, WintShld, Summer | Winter, WintShld, Summer | Winter, WintShld, Summer
BART NOX Annual-Sooner 1 -v5.13 | 125 | 7157 | Rate Constraint in lbs/MMBtu | FALSE | L | Annual | Standard NOX | lb/MMBtu | 0.15 | 0.15 | 0.15 | 0.15 | 0.15 | 0.15 | 0.15
BART NOX Annual-Sooner 1 -v5.13 | 125 | 7157 | Rate Constraint in lbs/MMBtu | FALSE | L | Annual | Emissions at Affected Plants NOX | Thousand Tons | 1.1952 | 0 | 0 | 0 | 0 | 0 | 0
BART NOX Annual-Sooner 1 -v5.13 | 125 | 7157 | Rate Constraint in lbs/MMBtu | FALSE | L | Annual | Allowances Purchased NOX | Thousand Tons | 0 | 0 | 0 | 0 | 0 | 0 | 0
BART NOX Annual-Sooner 1 -v5.13 | 125 | 7157 | Rate Constraint in lbs/MMBtu | FALSE | L | Annual | Allowances Sold NOX | Thousand Tons | 0 | 0 | 0 | 0 | 0 | 0 | 0
BART NOX Annual-Sooner 1 -v5.13 | 125 | 7157 | Rate Constraint in lbs/MMBtu | FALSE | L | Annual | Allowances Banked | Thousand Tons | 0 | 0 | 0 | 0 | 0 | 0 | 0
BART NOX Annual-Sooner 1 -v5.13 | 125 | 7157 | Rate Constraint in lbs/MMBtu | FALSE | L | Annual | Allowances Withdrawn (1:1) | Thousand Tons | 0 | 0 | 0 | 0 | 0 | 0 | 0
BART NOX Annual-Sooner 1 -v5.13 | 125 | 7157 | Rate Constraint in lbs/MMBtu | FALSE | L | Annual | Allowances Withdrawn (n:1) | Thousand Tons | 0 | 0 | 0 | 0 | 0 | 0 | 0
BART NOX Annual-Sooner 1 -v5.13 | 125 | 7157 | Rate Constraint in lbs/MMBtu | FALSE | L | Annual | Net Emissions Allowance Position | Thousand Tons | 1.1952 | 0 | 0 | 0 | 0 | 0 | 0
BART NOX Annual-Sooner 1 -v5.13 | 125 | 7157 | Rate Constraint in lbs/MMBtu | FALSE | L | Annual | Fuel Consumed | TBtu | 19.3994 | 0 | 0 | 0 | 0 | 0 | 0
BART NOX Annual-Sooner 1 -v5.13 | 125 | 7157 | Rate Constraint in lbs/MMBtu | FALSE | L | Annual | Rate | lb/MMBtu | 0.12322 | 0 | 0 | 0 | 0 | 0 | 0
BART NOX Annual-Sooner 1 -v5.13 | 125 | 7157 | Rate Constraint in lbs/MMBtu | FALSE | L | Annual | Generation | TWh | 1.8265 | 0 | 0 | 0 | 0 | 0 | 0
BART NOX Annual-Sooner 1 -v5.13 | 125 | 7157 | Rate Constraint in lbs/MMBtu | FALSE | L | Annual | Qualifying Generation | TWh | 1.8265 | 0 | 0 | 0 | 0 | 0 | 0
BART NOX Annual-Sooner 1 -v5.13 | 125 | 7157 | Rate Constraint in lbs/MMBtu | FALSE | L | Annual | Rate | lb/MWh | 1.3087 | 0 | 0 | 0 | 0 | 0 | 0
BART NOX Annual-Sooner 1 -v5.13 | 125 | 7157 | Rate Constraint in lbs/MMBtu | FALSE | L | Annual | Constraint Shadow Price | US2019$/Ton | 0 | 0 | 0 | 0 | 0 | 0 | 0
BART NOX Annual-Sooner 2 -v5.13 | 126 | 7158 | Rate Constraint in lbs/MMBtu | FALSE | L | Annual | Seasons Included | Seasons | Winter, WintShld, Summer | Winter, WintShld, Summer | Winter, WintShld, Summer | Winter, WintShld, Summer | Winter, WintShld, Summer | Winter, WintShld, Summer | Winter, WintShld, Summer
BART NOX Annual-Sooner 2 -v5.13 | 126 | 7158 | Rate Constraint in lbs/MMBtu | FALSE | L | Annual | Standard NOX | lb/MMBtu | 0.15 | 0.15 | 0.15 | 0.15 | 0.15 | 0.15 | 0.15
BART NOX Annual-Sooner 2 -v5.13 | 126 | 7158 | Rate Constraint in lbs/MMBtu | FALSE | L | Annual | Emissions at Affected Plants NOX | Thousand Tons | 1.2425 | 0 | 0 | 0 | 0 | 0 | 0
BART NOX Annual-Sooner 2 -v5.13 | 126 | 7158 | Rate Constraint in lbs/MMBtu | FALSE | L | Annual | Allowances Purchased NOX | Thousand Tons | 0 | 0 | 0 | 0 | 0 | 0 | 0
BART NOX Annual-Sooner 2 -v5.13 | 126 | 7158 | Rate Constraint in lbs/MMBtu | FALSE | L | Annual | Allowances Sold NOX | Thousand Tons | 0 | 0 | 0 | 0 | 0 | 0 | 0
BART NOX Annual-Sooner 2 -v5.13 | 126 | 7158 | Rate Constraint in lbs/MMBtu | FALSE | L | Annual | Allowances Banked | Thousand Tons | 0 | 0 | 0 | 0 | 0 | 0 | 0
BART NOX Annual-Sooner 2 -v5.13 | 126 | 7158 | Rate Constraint in lbs/MMBtu | FALSE | L | Annual | Allowances Withdrawn (1:1) | Thousand Tons | 0 | 0 | 0 | 0 | 0 | 0 | 0
BART NOX Annual-Sooner 2 -v5.13 | 126 | 7158 | Rate Constraint in lbs/MMBtu | FALSE | L | Annual | Allowances Withdrawn (n:1) | Thousand Tons | 0 | 0 | 0 | 0 | 0 | 0 | 0
BART NOX Annual-Sooner 2 -v5.13 | 126 | 7158 | Rate Constraint in lbs/MMBtu | FALSE | L | Annual | Net Emissions Allowance Position | Thousand Tons | 1.2425 | 0 | 0 | 0 | 0 | 0 | 0
BART NOX Annual-Sooner 2 -v5.13 | 126 | 7158 | Rate Constraint in lbs/MMBtu | FALSE | L | Annual | Fuel Consumed | TBtu | 19.2064 | 0 | 0 | 0 | 0 | 0 | 0
BART NOX Annual-Sooner 2 -v5.13 | 126 | 7158 | Rate Constraint in lbs/MMBtu | FALSE | L | Annual | Rate | lb/MMBtu | 0.12938 | 0 | 0 | 0 | 0 | 0 | 0
BART NOX Annual-Sooner 2 -v5.13 | 126 | 7158 | Rate Constraint in lbs/MMBtu | FALSE | L | Annual | Generation | TWh | 1.8328 | 0 | 0 | 0 | 0 | 0 | 0
BART NOX Annual-Sooner 2 -v5.13 | 126 | 7158 | Rate Constraint in lbs/MMBtu | FALSE | L | Annual | Qualifying Generation | TWh | 1.8328 | 0 | 0 | 0 | 0 | 0 | 0
BART NOX Annual-Sooner 2 -v5.13 | 126 | 7158 | Rate Constraint in lbs/MMBtu | FALSE | L | Annual | Rate | lb/MWh | 1.3558 | 0 | 0 | 0 | 0 | 0 | 0
BART NOX Annual-Sooner 2 -v5.13 | 126 | 7158 | Rate Constraint in lbs/MMBtu | FALSE | L | Annual | Constraint Shadow Price | US2019$/Ton | 0 | 0 | 0 | 0 | 0 | 0 | 0
BART NOX Annual-Wyodak - v6.20 | 127 | 7647 | Rate Constraint in lbs/MMBtu | FALSE | L | Annual | Seasons Included | Seasons | Winter, WintShld, Summer | Winter, WintShld, Summer | Winter, WintShld, Summer | Winter, WintShld, Summer | Winter, WintShld, Summer | Winter, WintShld, Summer | Winter, WintShld, Summer
BART NOX Annual-Wyodak - v6.20 | 127 | 7647 | Rate Constraint in lbs/MMBtu | FALSE | L | Annual | Standard NOX | lb/MMBtu | 0.23 | 0.23 | 0.23 | 0.23 | 0.23 | 0.23 | 0.23
BART NOX Annual-Wyodak - v6.20 | 127 | 7647 | Rate Constraint in lbs/MMBtu | FALSE | L | Annual | Emissions at Affected Plants NOX | Thousand Tons | 3.1696 | 3.1696 | 3.1696 | 0 | 0 | 0 | 0
BART NOX Annual-Wyodak - v6.20 | 127 | 7647 | Rate Constraint in lbs/MMBtu | FALSE | L | Annual | Allowances Purchased NOX | Thousand Tons | 0 | 0 | 0 | 0 | 0 | 0 | 0
BART NOX Annual-Wyodak - v6.20 | 127 | 7647 | Rate Constraint in lbs/MMBtu | FALSE | L | Annual | Allowances Sold NOX | Thousand Tons | 0 | 0 | 0 | 0 | 0 | 0 | 0
BART NOX Annual-Wyodak - v6.20 | 127 | 7647 | Rate Constraint in lbs/MMBtu | FALSE | L | Annual | Allowances Banked | Thousand Tons | 0 | 0 | 0 | 0 | 0 | 0 | 0
BART NOX Annual-Wyodak - v6.20 | 127 | 7647 | Rate Constraint in lbs/MMBtu | FALSE | L | Annual | Allowances Withdrawn (1:1) | Thousand Tons | 0 | 0 | 0 | 0 | 0 | 0 | 0
BART NOX Annual-Wyodak - v6.20 | 127 | 7647 | Rate Constraint in lbs/MMBtu | FALSE | L | Annual | Allowances Withdrawn (n:1) | Thousand Tons | 0 | 0 | 0 | 0 | 0 | 0 | 0
BART NOX Annual-Wyodak - v6.20 | 127 | 7647 | Rate Constraint in lbs/MMBtu | FALSE | L | Annual | Net Emissions Allowance Position | Thousand Tons | 3.1696 | 3.1696 | 3.1696 | 0 | 0 | 0 | 0
BART NOX Annual-Wyodak - v6.20 | 127 | 7647 | Rate Constraint in lbs/MMBtu | FALSE | L | Annual | Fuel Consumed | TBtu | 28.0147 | 28.0147 | 28.0147 | 0 | 0 | 0 | 0
BART NOX Annual-Wyodak - v6.20 | 127 | 7647 | Rate Constraint in lbs/MMBtu | FALSE | L | Annual | Rate | lb/MMBtu | 0.22628 | 0.22628 | 0.22628 | 0 | 0 | 0 | 0
BART NOX Annual-Wyodak - v6.20 | 127 | 7647 | Rate Constraint in lbs/MMBtu | FALSE | L | Annual | Generation | TWh | 2.2923 | 2.2923 | 2.2923 | 0 | 0 | 0 | 0
BART NOX Annual-Wyodak - v6.20 | 127 | 7647 | Rate Constraint in lbs/MMBtu | FALSE | L | Annual | Qualifying Generation | TWh | 2.2923 | 2.2923 | 2.2923 | 0 | 0 | 0 | 0
BART NOX Annual-Wyodak - v6.20 | 127 | 7647 | Rate Constraint in lbs/MMBtu | FALSE | L | Annual | Rate | lb/MWh | 2.7654 | 2.7654 | 2.7654 | 0 | 0 | 0 | 0
BART NOX Annual-Wyodak - v6.20 | 127 | 7647 | Rate Constraint in lbs/MMBtu | FALSE | L | Annual | Constraint Shadow Price | US2019$/Ton | 0 | 0 | 0 | 0 | 0 | 0 | 0
BART NOX Cap-Craig C1 -v6.20 | 128 | 7657 | Rate Constraint in MTons | FALSE | L | Annual | Seasons Included | Seasons | Winter, WintShld, Summer | Winter, WintShld, Summer | Winter, WintShld, Summer | Winter, WintShld, Summer | Winter, WintShld, Summer | Winter, WintShld, Summer | Winter, WintShld, Summer
BART NOX Cap-Craig C1 -v6.20 | 128 | 7657 | Rate Constraint in MTons | FALSE | L | Annual | Standard NOX | Thousand Tons | 4.065 | 4.065 | 4.065 | 4.065 | 4.065 | 4.065 | 4.065
BART NOX Cap-Craig C1 -v6.20 | 128 | 7657 | Rate Constraint in MTons | FALSE | L | Annual | Emissions at Affected Plants NOX | Thousand Tons | 0 | 0 | 0 | 0 | 0 | 0 | 0
BART NOX Cap-Craig C1 -v6.20 | 128 | 7657 | Rate Constraint in MTons | FALSE | L | Annual | Allowances Purchased NOX | Thousand Tons | 0 | 0 | 0 | 0 | 0 | 0 | 0
BART NOX Cap-Craig C1 -v6.20 | 128 | 7657 | Rate Constraint in MTons | FALSE | L | Annual | Allowances Sold NOX | Thousand Tons | 0 | 0 | 0 | 0 | 0 | 0 | 0
BART NOX Cap-Craig C1 -v6.20 | 128 | 7657 | Rate Constraint in MTons | FALSE | L | Annual | Allowances Banked | Thousand Tons | 0 | 0 | 0 | 0 | 0 | 0 | 0
BART NOX Cap-Craig C1 -v6.20 | 128 | 7657 | Rate Constraint in MTons | FALSE | L | Annual | Allowances Withdrawn (1:1) | Thousand Tons | 0 | 0 | 0 | 0 | 0 | 0 | 0
BART NOX Cap-Craig C1 -v6.20 | 128 | 7657 | Rate Constraint in MTons | FALSE | L | Annual | Allowances Withdrawn (n:1) | Thousand Tons | 0 | 0 | 0 | 0 | 0 | 0 | 0
BART NOX Cap-Craig C1 -v6.20 | 128 | 7657 | Rate Constraint in MTons | FALSE | L | Annual | Net Emissions Allowance Position | Thousand Tons | 0 | 0 | 0 | 0 | 0 | 0 | 0
BART NOX Cap-Craig C1 -v6.20 | 128 | 7657 | Rate Constraint in MTons | FALSE | L | Annual | Fuel Consumed | TBtu | 0 | 0 | 0 | 0 | 0 | 0 | 0
BART NOX Cap-Craig C1 -v6.20 | 128 | 7657 | Rate Constraint in MTons | FALSE | L | Annual | Rate | lb/MMBtu | 0 | 0 | 0 | 0 | 0 | 0 | 0
BART NOX Cap-Craig C1 -v6.20 | 128 | 7657 | Rate Constraint in MTons | FALSE | L | Annual | Generation | TWh | 0 | 0 | 0 | 0 | 0 | 0 | 0
BART NOX Cap-Craig C1 -v6.20 | 128 | 7657 | Rate Constraint in MTons | FALSE | L | Annual | Qualifying Generation | TWh | 0 | 0 | 0 | 0 | 0 | 0 | 0
BART NOX Cap-Craig C1 -v6.20 | 128 | 7657 | Rate Constraint in MTons | FALSE | L | Annual | Rate | lb/MWh | 0 | 0 | 0 | 0 | 0 | 0 | 0
BART NOX Cap-Craig C1 -v6.20 | 128 | 7657 | Rate Constraint in MTons | FALSE | L | Annual | Constraint Shadow Price | US2019$/Ton | 0 | 0 | 0 | 0 | 0 | 0 | 0
BART SO2 Annual- Arthur Kill- v5.16 | 129 | 7243 | Rate Constraint in lbs/MMBtu | FALSE | L | Annual | Seasons Included | Seasons | Winter, WintShld, Summer | Winter, WintShld, Summer | Winter, WintShld, Summer | Winter, WintShld, Summer | Winter, WintShld, Summer | Winter, WintShld, Summer | Winter, WintShld, Summer
BART SO2 Annual- Arthur Kill- v5.16 | 129 | 7243 | Rate Constraint in lbs/MMBtu | FALSE | L | Annual | Standard SO2 | lb/MMBtu | 0.15 | 0.15 | 0.15 | 0.15 | 0.15 | 0.15 | 0.15
BART SO2 Annual- Arthur Kill- v5.16 | 129 | 7243 | Rate Constraint in lbs/MMBtu | FALSE | L | Annual | Emissions at Affected Plants SO2 | Thousand Tons | 0 | 0 | 0 | 0 | 0 | 0 | 0
BART SO2 Annual- Arthur Kill- v5.16 | 129 | 7243 | Rate Constraint in lbs/MMBtu | FALSE | L | Annual | Allowances Purchased SO2 | Thousand Tons | 0 | 0 | 0 | 0 | 0 | 0 | 0
BART SO2 Annual- Arthur Kill- v5.16 | 129 | 7243 | Rate Constraint in lbs/MMBtu | FALSE | L | Annual | Allowances Sold SO2 | Thousand Tons | 0 | 0 | 0 | 0 | 0 | 0 | 0
BART SO2 Annual- Arthur Kill- v5.16 | 129 | 7243 | Rate Constraint in lbs/MMBtu | FALSE | L | Annual | Allowances Banked | Thousand Tons | 0 | 0 | 0 | 0 | 0 | 0 | 0
BART SO2 Annual- Arthur Kill- v5.16 | 129 | 7243 | Rate Constraint in lbs/MMBtu | FALSE | L | Annual | Allowances Withdrawn (1:1) | Thousand Tons | 0 | 0 | 0 | 0 | 0 | 0 | 0
BART SO2 Annual- Arthur Kill- v5.16 | 129 | 7243 | Rate Constraint in lbs/MMBtu | FALSE | L | Annual | Allowances Withdrawn (n:1) | Thousand Tons | 0 | 0 | 0 | 0 | 0 | 0 | 0
BART SO2 Annual- Arthur Kill- v5.16 | 129 | 7243 | Rate Constraint in lbs/MMBtu | FALSE | L | Annual | Net Emissions Allowance Position | Thousand Tons | 0 | 0 | 0 | 0 | 0 | 0 | 0
BART SO2 Annual- Arthur Kill- v5.16 | 129 | 7243 | Rate Constraint in lbs/MMBtu | FALSE | L | Annual | Fuel Consumed | TBtu | 3.6936 | 0 | 0 | 0 | 0 | 0 | 0
BART SO2 Annual- Arthur Kill- v5.16 | 129 | 7243 | Rate Constraint in lbs/MMBtu | FALSE | L | Annual | Rate | lb/MMBtu | 0 | 0 | 0 | 0 | 0 | 0 | 0
BART SO2 Annual- Arthur Kill- v5.16 | 129 | 7243 | Rate Constraint in lbs/MMBtu | FALSE | L | Annual | Generation | TWh | 0.32899 | 0 | 0 | 0 | 0 | 0 | 0
BART SO2 Annual- Arthur Kill- v5.16 | 129 | 7243 | Rate Constraint in lbs/MMBtu | FALSE | L | Annual | Qualifying Generation | TWh | 0.32899 | 0 | 0 | 0 | 0 | 0 | 0
BART SO2 Annual- Arthur Kill- v5.16 | 129 | 7243 | Rate Constraint in lbs/MMBtu | FALSE | L | Annual | Rate | lb/MWh | 0 | 0 | 0 | 0 | 0 | 0 | 0
BART SO2 Annual- Arthur Kill- v5.16 | 129 | 7243 | Rate Constraint in lbs/MMBtu | FALSE | L | Annual | Constraint Shadow Price | US2019$/Ton | 0 | 0 | 0 | 0 | 0 | 0 | 0
BART SO2 Annual- Big Stone 1- v5.16 | 130 | 7234 | Rate Constraint in lbs/MMBtu | FALSE | L | Annual | Seasons Included | Seasons | Winter, WintShld, Summer | Winter, WintShld, Summer | Winter, WintShld, Summer | Winter, WintShld, Summer | Winter, WintShld, Summer | Winter, WintShld, Summer | Winter, WintShld, Summer
BART SO2 Annual- Big Stone 1- v5.16 | 130 | 7234 | Rate Constraint in lbs/MMBtu | FALSE | L | Annual | Standard SO2 | lb/MMBtu | 0.09 | 0.09 | 0.09 | 0.09 | 0.09 | 0.09 | 0.09
BART SO2 Annual- Big Stone 1- v5.16 | 130 | 7234 | Rate Constraint in lbs/MMBtu | FALSE | L | Annual | Emissions at Affected Plants SO2 | Thousand Tons | 1.0132 | 1.1466 | 1.1461 | 0.41434 | 0.38327 | 0.14293 | 0.14297
BART SO2 Annual- Big Stone 1- v5.16 | 130 | 7234 | Rate Constraint in lbs/MMBtu | FALSE | L | Annual | Allowances Purchased SO2 | Thousand Tons | 0 | 0 | 0 | 0 | 0 | 0 | 0
BART SO2 Annual- Big Stone 1- v5.16 | 130 | 7234 | Rate Constraint in lbs/MMBtu | FALSE | L | Annual | Allowances Sold SO2 | Thousand Tons | 0 | 0 | 0 | 0 | 0 | 0 | 0
BART SO2 Annual- Big Stone 1- v5.16 | 130 | 7234 | Rate Constraint in lbs/MMBtu | FALSE | L | Annual | Allowances Banked | Thousand Tons | 0 | 0 | 0 | 0 | 0 | 0 | 0
BART SO2 Annual- Big Stone 1- v5.16 | 130 | 7234 | Rate Constraint in lbs/MMBtu | FALSE | L | Annual | Allowances Withdrawn (1:1) | Thousand Tons | 0 | 0 | 0 | 0 | 0 | 0 | 0
BART SO2 Annual- Big Stone 1- v5.16 | 130 | 7234 | Rate Constraint in lbs/MMBtu | FALSE | L | Annual | Allowances Withdrawn (n:1) | Thousand Tons | 0 | 0 | 0 | 0 | 0 | 0 | 0
BART SO2 Annual- Big Stone 1- v5.16 | 130 | 7234 | Rate Constraint in lbs/MMBtu | FALSE | L | Annual | Net Emissions Allowance Position | Thousand Tons | 1.0132 | 1.1466 | 1.1461 | 0.41434 | 0.38327 | 0.14293 | 0.14297
BART SO2 Annual- Big Stone 1- v5.16 | 130 | 7234 | Rate Constraint in lbs/MMBtu | FALSE | L | Annual | Fuel Consumed | TBtu | 28.8237 | 32.6176 | 32.6042 | 11.7873 | 10.9033 | 4.0662 | 4.0674
BART SO2 Annual- Big Stone 1- v5.16 | 130 | 7234 | Rate Constraint in lbs/MMBtu | FALSE | L | Annual | Rate | lb/MMBtu | 0.070303 | 0.070303 | 0.070303 | 0.070303 | 0.070303 | 0.070303 | 0.070303
BART SO2 Annual- Big Stone 1- v5.16 | 130 | 7234 | Rate Constraint in lbs/MMBtu | FALSE | L | Annual | Generation | TWh | 2.9035 | 3.2857 | 3.2843 | 1.1874 | 1.0983 | 0.4096 | 0.40972
BART SO2 Annual- Big Stone 1- v5.16 | 130 | 7234 | Rate Constraint in lbs/MMBtu | FALSE | L | Annual | Qualifying Generation | TWh | 2.8176 | 3.1884 | 3.1871 | 1.1522 | 1.0658 | 0.39748 | 0.39759
BART SO2 Annual- Big Stone 1- v5.16 | 130 | 7234 | Rate Constraint in lbs/MMBtu | FALSE | L | Annual | Rate | lb/MWh | 0.7192 | 0.7192 | 0.7192 | 0.7192 | 0.7192 | 0.7192 | 0.7192
BART SO2 Annual- Big Stone 1- v5.16 | 130 | 7234 | Rate Constraint in lbs/MMBtu | FALSE | L | Annual | Constraint Shadow Price | US2019$/Ton | 0 | 0 | 0 | 0 | 0 | 0 | 0
BART SO2 Annual Cap-Deerhaven B2 -v5.13 | 131 | 7233 | Rate Constraint in MTons | FALSE | L | Annual | Seasons Included | Seasons | Winter, WintShld, Summer | Winter, WintShld, Summer | Winter, WintShld, Summer | Winter, WintShld, Summer | Winter, WintShld, Summer | Winter, WintShld, Summer | Winter, WintShld, Summer
BART SO2 Annual Cap-Deerhaven B2 -v5.13 | 131 | 7233 | Rate Constraint in MTons | FALSE | L | Annual | Standard SO2 | Thousand Tons | 5.5 | 5.5 | 5.5 | 5.5 | 5.5 | 5.5 | 5.5
BART SO2 Annual Cap-Deerhaven B2 -v5.13 | 131 | 7233 | Rate Constraint in MTons | FALSE | L | Annual | Emissions at Affected Plants SO2 | Thousand Tons | 0 | 0 | 0 | 0 | 0 | 0 | 0
BART SO2 Annual Cap-Deerhaven B2 -v5.13 | 131 | 7233 | Rate Constraint in MTons | FALSE | L | Annual | Allowances Purchased SO2 | Thousand Tons | 0 | 0 | 0 | 0 | 0 | 0 | 0
BART SO2 Annual Cap-Deerhaven B2 -v5.13 | 131 | 7233 | Rate Constraint in MTons | FALSE | L | Annual | Allowances Sold SO2 | Thousand Tons | 0 | 0 | 0 | 0 | 0 | 0 | 0
BART SO2 Annual Cap-Deerhaven B2 -v5.13 | 131 | 7233 | Rate Constraint in MTons | FALSE | L | Annual | Allowances Banked | Thousand Tons | 0 | 0 | 0 | 0 | 0 | 0 | 0
BART SO2 Annual Cap-Deerhaven B2 -v5.13 | 131 | 7233 | Rate Constraint in MTons | FALSE | L | Annual | Allowances Withdrawn (1:1) | Thousand Tons | 0 | 0 | 0 | 0 | 0 | 0 | 0
BART SO2 Annual Cap-Deerhaven B2 -v5.13 | 131 | 7233 | Rate Constraint in MTons | FALSE | L | Annual | Allowances Withdrawn (n:1) | Thousand Tons | 0 | 0 | 0 | 0 | 0 | 0 | 0
BART SO2 Annual Cap-Deerhaven B2 -v5.13 | 131 | 7233 | Rate Constraint in MTons | FALSE | L | Annual | Net Emissions Allowance Position | Thousand Tons | 0 | 0 | 0 | 0 | 0 | 0 | 0
BART SO2 Annual Cap-Deerhaven B2 -v5.13 | 131 | 7233 | Rate Constraint in MTons | FALSE | L | Annual | Fuel Consumed | TBtu | 0 | 0 | 0 | 0 | 0 | 0 | 0
BART SO2 Annual Cap-Deerhaven B2 -v5.13 | 131 | 7233 | Rate Constraint in MTons | FALSE | L | Annual | Rate | lb/MMBtu | 0 | 0 | 0 | 0 | 0 | 0 | 0
BART SO2 Annual Cap-Deerhaven B2 -v5.13 | 131 | 7233 | Rate Constraint in MTons | FALSE | L | Annual | Generation | TWh | 0 | 0 | 0 | 0 | 0 | 0 | 0
BART SO2 Annual Cap-Deerhaven B2 -v5.13 | 131 | 7233 | Rate Constraint in MTons | FALSE | L | Annual | Qualifying Generation | TWh | 0 | 0 | 0 | 0 | 0 | 0 | 0
BART SO2 Annual Cap-Deerhaven B2 -v5.13 | 131 | 7233 | Rate Constraint in MTons | FALSE | L | Annual | Rate | lb/MWh | 0 | 0 | 0 | 0 | 0 | 0 | 0
BART SO2 Annual Cap-Deerhaven B2 -v5.13 | 131 | 7233 | Rate Constraint in MTons | FALSE | L | Annual | Constraint Shadow Price | US2019$/Ton | 0 | 0 | 0 | 0 | 0 | 0 | 0
BART SO2 Annual Cap-Northside 1-3 -v5.13 | 132 | 7232 | Rate Constraint in MTons | FALSE | L | Annual | Seasons Included | Seasons | Winter, WintShld, Summer | Winter, WintShld, Summer | Winter, WintShld, Summer | Winter, WintShld, Summer | Winter, WintShld, Summer | Winter, WintShld, Summer | Winter, WintShld, Summer
BART SO2 Annual Cap-Northside 1-3 -v5.13 | 132 | 7232 | Rate Constraint in MTons | FALSE | L | Annual | Standard SO2 | Thousand Tons | 3.6 | 3.6 | 3.6 | 3.6 | 3.6 | 3.6 | 3.6
BART SO2 Annual Cap-Northside 1-3 -v5.13 | 132 | 7232 | Rate Constraint in MTons | FALSE | L | Annual | Emissions at Affected Plants SO2 | Thousand Tons | 3.6 | 3.6 | 3.6 | 3.6 | 3.6 | 3.6 | 3.6
BART SO2 Annual Cap-Northside 1-3 -v5.13 | 132 | 7232 | Rate Constraint in MTons | FALSE | L | Annual | Allowances Purchased SO2 | Thousand Tons | 0 | 0 | 0 | 0 | 0 | 0 | 0
BART SO2 Annual Cap-Northside 1-3 -v5.13 | 132 | 7232 | Rate Constraint in MTons | FALSE | L | Annual | Allowances Sold SO2 | Thousand Tons | 0 | 0 | 0 | 0 | 0 | 0 | 0
BART SO2 Annual Cap-Northside 1-3 -v5.13 | 132 | 7232 | Rate Constraint in MTons | FALSE | L | Annual | Allowances Banked | Thousand Tons | 0 | 0 | 0 | 0 | 0 | 0 | 0
BART SO2 Annual Cap-Northside 1-3 -v5.13 | 132 | 7232 | Rate Constraint in MTons | FALSE | L | Annual | Allowances Withdrawn (1:1) | Thousand Tons | 0 | 0 | 0 | 0 | 0 | 0 | 0
BART SO2 Annual Cap-Northside 1-3 -v5.13 | 132 | 7232 | Rate Constraint in MTons | FALSE | L | Annual | Allowances Withdrawn (n:1) | Thousand Tons | 0 | 0 | 0 | 0 | 0 | 0 | 0
BART SO2 Annual Cap-Northside 1-3 -v5.13 | 132 | 7232 | Rate Constraint in MTons | FALSE | L | Annual | Net Emissions Allowance Position | Thousand Tons | 3.6 | 3.6 | 3.6 | 3.6 | 3.6 | 3.6 | 3.6
BART SO2 Annual Cap-Northside 1-3 -v5.13 | 132 | 7232 | Rate Constraint in MTons | FALSE | L | Annual | Fuel Consumed | TBtu | 6.2338 | 6.2338 | 6.2338 | 6.2338 | 12.1701 | 12.1701 | 12.1701
BART SO2 Annual Cap-Northside 1-3 -v5.13 | 132 | 7232 | Rate Constraint in MTons | FALSE | L | Annual | Rate | lb/MMBtu | 1.155 | 1.155 | 1.155 | 1.155 | 0.59161 | 0.59161 | 0.59161
BART SO2 Annual Cap-Northside 1-3 -v5.13 | 132 | 7232 | Rate Constraint in MTons | FALSE | L | Annual | Generation | TWh | 0.60073 | 0.60073 | 0.60073 | 0.60073 | 1.1728 | 1.1728 | 1.1728
BART SO2 Annual Cap-Northside 1-3 -v5.13 | 132 | 7232 | Rate Constraint in MTons | FALSE | L | Annual | Qualifying Generation | TWh | 0.60073 | 0.60073 | 0.60073 | 0.60073 | 1.1728 | 1.1728 | 1.1728
BART SO2 Annual Cap-Northside 1-3 -v5.13 | 132 | 7232 | Rate Constraint in MTons | FALSE | L | Annual | Rate | lb/MWh | 11.9854 | 11.9854 | 11.9854 | 11.9854 | 6.1392 | 6.1392 | 6.1392
BART SO2 Annual Cap-Northside 1-3 -v5.13 | 132 | 7232 | Rate Constraint in MTons | FALSE | L | Annual | Constraint Shadow Price | US2019$/Ton | 1037.219 | 1682.6657 | 1416.222 | 1138.6987 | 2349.1022 | 2029.7931 | 2029.793
BART SO2 Annual- Coal Creek 1- v6.17 | 133 | 7212 | Rate Constraint in lbs/MMBtu | FALSE | L | Annual | Seasons Included | Seasons | Winter, WintShld, Summer | Winter, WintShld, Summer | Winter, WintShld, Summer | Winter, WintShld, Summer | Winter, WintShld, Summer | Winter, WintShld, Summer | Winter, WintShld, Summer
BART SO2 Annual- Coal Creek 1- v6.17 | 133 | 7212 | Rate Constraint in lbs/MMBtu | FALSE | L | Annual | Standard SO2 | lb/MMBtu | 0.15 | 0.15 | 0.15 | 0.15 | 0.15 | 0.15 | 0.15
BART SO2 Annual- Coal Creek 1- v6.17 | 133 | 7212 | Rate Constraint in lbs/MMBtu | FALSE | L | Annual | Emissions at Affected Plants SO2 | Thousand Tons | 2.9678 | 2.9678 | 2.9678 | 2.9678 | 2.5177 | 2.4285 | 2.297
BART SO2 Annual- Coal Creek 1- v6.17 | 133 | 7212 | Rate Constraint in lbs/MMBtu | FALSE | L | Annual | Allowances Purchased SO2 | Thousand Tons | 0 | 0 | 0 | 0 | 0 | 0 | 0
BART SO2 Annual- Coal Creek 1- v6.17 | 133 | 7212 | Rate Constraint in lbs/MMBtu | FALSE | L | Annual | Allowances Sold SO2 | Thousand Tons | 0 | 0 | 0 | 0 | 0 | 0 | 0
BART SO2 Annual- Coal Creek 1- v6.17 | 133 | 7212 | Rate Constraint in lbs/MMBtu | FALSE | L | Annual | Allowances Banked | Thousand Tons | 0 | 0 | 0 | 0 | 0 | 0 | 0
BART SO2 Annual- Coal Creek 1- v6.17 | 133 | 7212 | Rate Constraint in lbs/MMBtu | FALSE | L | Annual | Allowances Withdrawn (1:1) | Thousand Tons | 0 | 0 | 0 | 0 | 0 | 0 | 0
BART SO2 Annual- Coal Creek 1- v6.17 | 133 | 7212 | Rate Constraint in lbs/MMBtu | FALSE | L | Annual | Allowances Withdrawn (n:1) | Thousand Tons | 0 | 0 | 0 | 0 | 0 | 0 | 0
BART SO2 Annual- Coal Creek 1- v6.17 | 133 | 7212 | Rate Constraint in lbs/MMBtu | FALSE | L | Annual | Net Emissions Allowance Position | Thousand Tons | 2.9678 | 2.9678 | 2.9678 | 2.9678 | 2.5177 | 2.4285 | 2.297
BART SO2 Annual- Coal Creek 1- v6.17 | 133 | 7212 | Rate Constraint in lbs/MMBtu | FALSE | L | Annual | Fuel Consumed | TBtu | 40.5015 | 40.5015 | 40.5015 | 40.5015 | 34.3594 | 33.1419 | 31.3468
BART SO2 Annual- Coal Creek 1- v6.17 | 133 | 7212 | Rate Constraint in lbs/MMBtu | FALSE | L | Annual | Rate | lb/MMBtu | 0.14655 | 0.14655 | 0.14655 | 0.14655 | 0.14655 | 0.14655 | 0.14655
BART SO2 Annual- Coal Creek 1- v6.17 | 133 | 7212 | Rate Constraint in lbs/MMBtu | FALSE | L | Annual | Generation | TWh | 4.1765 | 4.1765 | 4.1765 | 4.1765 | 3.5431 | 3.4175 | 3.2324
BART SO2 Annual- Coal Creek 1- v6.17 | 133 | 7212 | Rate Constraint in lbs/MMBtu | FALSE | L | Annual | Qualifying Generation | TWh | 4.0705 | 4.0705 | 4.0705 | 4.0705 | 3.4532 | 3.3308 | 3.1504
BART SO2 Annual- Coal Creek 1- v6.17 | 133 | 7212 | Rate Constraint in lbs/MMBtu | FALSE | L | Annual | Rate | lb/MWh | 1.4582 | 1.4582 | 1.4582 | 1.4582 | 1.4582 | 1.4582 | 1.4582
BART SO2 Annual- Coal Creek 1- v6.17 | 133 | 7212 | Rate Constraint in lbs/MMBtu | FALSE | L | Annual | Constraint Shadow Price | US2019$/Ton | 0 | 0 | 0 | 0 | 0 | 0 | 0
BART SO2 Annual- Coal Creek 2- v6.17 | 134 | 7213 | Rate Constraint in lbs/MMBtu | FALSE | L | Annual | Seasons Included | Seasons | Winter, WintShld, Summer | Winter, WintShld, Summer | Winter, WintShld, Summer | Winter, WintShld, Summer | Winter, WintShld, Summer | Winter, WintShld, Summer | Winter, WintShld, Summer
BART SO2 Annual- Coal Creek 2- v6.17 | 134 | 7213 | Rate Constraint in lbs/MMBtu | FALSE | L | Annual | Standard SO2 | lb/MMBtu | 0.15 | 0.15 | 0.15 | 0.15 | 0.15 | 0.15 | 0.15
BART SO2 Annual- Coal Creek 2- v6.17 | 134 | 7213 | Rate Constraint in lbs/MMBtu | FALSE | L | Annual | Emissions at Affected Plants SO2 | Thousand Tons | 2.9626 | 2.9626 | 2.9626 | 2.9626 | 2.5133 | 2.2927 | 2.293
BART SO2 Annual- Coal Creek 2- v6.17 | 134 | 7213 | Rate Constraint in lbs/MMBtu | FALSE | L | Annual | Allowances Purchased SO2 | Thousand Tons | 0 | 0 | 0 | 0 | 0 | 0 | 0
BART SO2 Annual- Coal Creek 2- v6.17 | 134 | 7213 | Rate Constraint in lbs/MMBtu | FALSE | L | Annual | Allowances Sold SO2 | Thousand Tons | 0 | 0 | 0 | 0 | 0 | 0 | 0
BART SO2 Annual- Coal Creek 2- v6.17 | 134 | 7213 | Rate Constraint in lbs/MMBtu | FALSE | L | Annual | Allowances Banked | Thousand Tons | 0 | 0 | 0 | 0 | 0 | 0 | 0
BART SO2 Annual- Coal Creek 2- v6.17 | 134 | 7213 | Rate Constraint in lbs/MMBtu | FALSE | L | Annual | Allowances Withdrawn (1:1) | Thousand Tons | 0 | 0 | 0 | 0 | 0 | 0 | 0
BART SO2 Annual- Coal Creek 2- v6.17 | 134 | 7213 | Rate Constraint in lbs/MMBtu | FALSE | L | Annual | Allowances Withdrawn (n:1) | Thousand Tons | 0 | 0 | 0 | 0 | 0 | 0 | 0
BART SO2 Annual- Coal Creek 2- v6.17 | 134 | 7213 | Rate Constraint in lbs/MMBtu | FALSE | L | Annual | Net Emissions Allowance Position | Thousand Tons | 2.9626 | 2.9626 | 2.9626 | 2.9626 | 2.5133 | 2.2927 | 2.293
BART SO2 Annual- Coal Creek 2- v6.17 | 134 | 7213 | Rate Constraint in lbs/MMBtu | FALSE | L | Annual | Fuel Consumed | TBtu | 40.6579 | 40.6579 | 40.6579 | 40.6579 | 34.4921 | 31.4648 | 31.4679
BART SO2 Annual- Coal Creek 2- v6.17 | 134 | 7213 | Rate Constraint in lbs/MMBtu | FALSE | L | Annual | Rate | lb/MMBtu | 0.14573 | 0.14573 | 0.14573 | 0.14573 | 0.14573 | 0.14573 | 0.14573
BART SO2 Annual- Coal Creek 2- v6.17 | 134 | 7213 | Rate Constraint in lbs/MMBtu | FALSE | L | Annual | Generation | TWh | 4.1692 | 4.1692 | 4.1692 | 4.1692 | 3.5369 | 3.2265 | 3.2268
BART SO2 Annual- Coal Creek 2- v6.17 | 134 | 7213 | Rate Constraint in lbs/MMBtu | FALSE | L | Annual | Qualifying Generation | TWh | 4.0862 | 4.0862 | 4.0862 | 4.0862 | 3.4665 | 3.1623 | 3.1626
BART SO2 Annual- Coal Creek 2- v6.17 | 134 | 7213 | Rate Constraint in lbs/MMBtu | FALSE | L | Annual | Rate | lb/MWh | 1.45 | 1.45 | 1.45 | 1.45 | 1.45 | 1.45 | 1.45
BART SO2 Annual- Coal Creek 2- v6.17 | 134 | 7213 | Rate Constraint in lbs/MMBtu | FALSE | L | Annual | Constraint Shadow Price | US2019$/Ton | 0 | 0 | 0 | 0 | 0 | 0 | 0
BART SO2 Annual- Comanche 1,2- v5.16 | 135 | 7199 | Rate Constraint in lbs/MMBtu | FALSE | L | Annual | Seasons Included | Seasons | Winter, WintShld, Summer | Winter, WintShld, Summer | Winter, WintShld, Summer | Winter, WintShld, Summer | Winter, WintShld, Summer | Winter, WintShld, Summer | Winter, WintShld, Summer
BART SO2 Annual- Comanche 1,2- v5.16 | 135 | 7199 | Rate Constraint in lbs/MMBtu | FALSE | L | Annual | Standard SO2 | lb/MMBtu | 0.1 | 0.1 | 0.1 | 0.1 | 0.1 | 0.1 | 0.1
BART SO2 Annual- Comanche 1,2- v5.16 | 135 | 7199 | Rate Constraint in lbs/MMBtu | FALSE | L | Annual | Emissions at Affected Plants SO2 | Thousand Tons | 0 | 0 | 0 | 0 | 0 | 0 | 0
BART SO2 Annual- Comanche 1,2- v5.16 | 135 | 7199 | Rate Constraint in lbs/MMBtu | FALSE | L | Annual | Allowances Purchased SO2 | Thousand Tons | 0 | 0 | 0 | 0 | 0 | 0 | 0
BART SO2 Annual- Comanche 1,2- v5.16 | 135 | 7199 | Rate Constraint in lbs/MMBtu | FALSE | L | Annual | Allowances Sold SO2 | Thousand Tons | 0 | 0 | 0 | 0 | 0 | 0 | 0
BART SO2 Annual- Comanche 1,2- v5.16 | 135 | 7199 | Rate Constraint in lbs/MMBtu | FALSE | L | Annual | Allowances Banked | Thousand Tons | 0 | 0 | 0 | 0 | 0 | 0 | 0
BART SO2 Annual- Comanche 1,2- v5.16 | 135 | 7199 | Rate Constraint in lbs/MMBtu | FALSE | L | Annual | Allowances Withdrawn (1:1) | Thousand Tons | 0 | 0 | 0 | 0 | 0 | 0 | 0
BART SO2 Annual- Comanche 1,2- v5.16 | 135 | 7199 | Rate Constraint in lbs/MMBtu | FALSE | L | Annual | Allowances Withdrawn (n:1) | Thousand Tons | 0 | 0 | 0 | 0 | 0 | 0 | 0
BART SO2 Annual- Comanche 1,2- v5.16 | 135 | 7199 | Rate Constraint in lbs/MMBtu | FALSE | L | Annual | Net Emissions Allowance Position | Thousand Tons | 0 | 0 | 0 | 0 | 0 | 0 | 0
BART SO2 Annual- Comanche 1,2- v5.16 | 135 | 7199 | Rate Constraint in lbs/MMBtu | FALSE | L | Annual | Fuel Consumed | TBtu | 0 | 0 | 0 | 0 | 0 | 0 | 0
BART SO2 Annual- Comanche 1,2- v5.16 | 135 | 7199 | Rate Constraint in lbs/MMBtu | FALSE | L | Annual | Rate | lb/MMBtu | 0 | 0 | 0 | 0 | 0 | 0 | 0
BART SO2 Annual- Comanche 1,2- v5.16 | 135 | 7199 | Rate Constraint in lbs/MMBtu | FALSE | L | Annual | Generation | TWh | 0 | 0 | 0 | 0 | 0 | 0 | 0
BART SO2 Annual- Comanche 1,2- v5.16 | 135 | 7199 | Rate Constraint in lbs/MMBtu | FALSE | L | Annual | Qualifying Generation | TWh | 0 | 0 | 0 | 0 | 0 | 0 | 0
BART SO2 Annual- Comanche 1,2- v5.16 | 135 | 7199 | Rate Constraint in lbs/MMBtu | FALSE | L | Annual | Rate | lb/MWh | 0 | 0 | 0 | 0 | 0 | 0 | 0
BART SO2 Annual- Comanche 1,2- v5.16 | 135 | 7199 | Rate Constraint in lbs/MMBtu | FALSE | L | Annual | Constraint Shadow Price | US2019$/Ton | 0 | 0 | 0 | 0 | 0 | 0 | 0
BART SO2 Annual- Comanche 2- v5.16 | 136 | 7198 | Rate Constraint in lbs/MMBtu | FALSE | L | Annual | Seasons Included | Seasons | Winter, WintShld, Summer | Winter, WintShld, Summer | Winter, WintShld, Summer | Winter, WintShld, Summer | Winter, WintShld, Summer | Winter, WintShld, Summer | Winter, WintShld, Summer
BART SO2 Annual- Comanche 2- v5.16 | 136 | 7198 | Rate Constraint in lbs/MMBtu | FALSE | L | Annual | Standard SO2 | lb/MMBtu | 0.12 | 0.12 | 0.12 | 0.12 | 0.12 | 0.12 | 0.12
BART SO2 Annual- Comanche 2- v5.16 | 136 | 7198 | Rate Constraint in lbs/MMBtu | FALSE | L | Annual | Emissions at Affected Plants SO2 | Thousand Tons | 0 | 0 | 0 | 0 | 0 | 0 | 0
BART SO2 Annual- Comanche 2- v5.16 | 136 | 7198 | Rate Constraint in lbs/MMBtu | FALSE | L | Annual | Allowances Purchased SO2 | Thousand Tons | 0 | 0 | 0 | 0 | 0 | 0 | 0
BART SO2 Annual- Comanche 2- v5.16 | 136 | 7198 | Rate Constraint in lbs/MMBtu | FALSE | L | Annual | Allowances Sold SO2 | Thousand Tons | 0 | 0 | 0 | 0 | 0 | 0 | 0
BART SO2 Annual- Comanche 2- v5.16 | 136 | 7198 | Rate Constraint in lbs/MMBtu | FALSE | L | Annual | Allowances Banked | Thousand Tons | 0 | 0 | 0 | 0 | 0 | 0 | 0
BART SO2 Annual- Comanche 2- v5.16 | 136 | 7198 | Rate Constraint in lbs/MMBtu | FALSE | L | Annual | Allowances Withdrawn (1:1) | Thousand Tons | 0 | 0 | 0 | 0 | 0 | 0 | 0
BART SO2 Annual- Comanche 2- v5.16 | 136 | 7198 | Rate Constraint in lbs/MMBtu | FALSE | L | Annual | Allowances Withdrawn (n:1) | Thousand Tons | 0 | 0 | 0 | 0 | 0 | 0 | 0
BART SO2 Annual- Comanche 2- v5.16 | 136 | 7198 | Rate Constraint in lbs/MMBtu | FALSE | L | Annual | Net Emissions Allowance Position | Thousand Tons | 0 | 0 | 0 | 0 | 0 | 0 | 0
BART SO2 Annual- Comanche 2- v5.16 | 136 | 7198 | Rate Constraint in lbs/MMBtu | FALSE | L | Annual | Fuel Consumed | TBtu | 0 | 0 | 0 | 0 | 0 | 0 | 0
BART SO2 Annual- Comanche 2- v5.16 | 136 | 7198 | Rate Constraint in lbs/MMBtu | FALSE | L | Annual | Rate | lb/MMBtu | 0 | 0 | 0 | 0 | 0 | 0 | 0
BART SO2 Annual- Comanche 2- v5.16 | 136 | 7198 | Rate Constraint in lbs/MMBtu | FALSE | L | Annual | Generation | TWh | 0 | 0 | 0 | 0 | 0 | 0 | 0
BART SO2 Annual- Comanche 2- v5.16 | 136 | 7198 | Rate Constraint in lbs/MMBtu | FALSE | L | Annual | Qualifying Generation | TWh | 0 | 0 | 0 | 0 | 0 | 0 | 0
BART SO2 Annual- Comanche 2- v5.16 | 136 | 7198 | Rate Constraint in lbs/MMBtu | FALSE | L | Annual | Rate | lb/MWh | 0 | 0 | 0 | 0 | 0 | 0 | 0
BART SO2 Annual- Comanche 2- v5.16 | 136 | 7198 | Rate Constraint in lbs/MMBtu | FALSE | L | Annual | Constraint Shadow Price | US2019$/Ton | 0 | 0 | 0 | 0 | 0 | 0 | 0
BART SO2 Annual- Flint Creek- v6.20 | 137 | 7643 | Rate Constraint in lbs/MMBtu | FALSE | L | Annual | Seasons Included | Seasons | Winter, WintShld, Summer | Winter, WintShld, Summer | Winter, WintShld, Summer | Winter, WintShld, Summer | Winter, WintShld, Summer | Winter, WintShld, Summer | Winter, WintShld, Summer
BART SO2 Annual- Flint Creek- v6.20 | 137 | 7643 | Rate Constraint in lbs/MMBtu | FALSE | L | Annual | Standard SO2 | lb/MMBtu | 0.06 | 0.06 | 0.06 | 0.06 | 0.06 | 0.06 | 0.06
BART SO2 Annual- Flint Creek- v6.20 | 137 | 7643 | Rate Constraint in lbs/MMBtu | FALSE | L | Annual | Emissions at Affected Plants SO2 | Thousand Tons | 0.50419 | 0 | 0 | 0 | 0 | 0 | 0
BART SO2 Annual- Flint Creek- v6.20 | 137 | 7643 | Rate Constraint in lbs/MMBtu | FALSE | L | Annual | Allowances Purchased SO2 | Thousand Tons | 0 | 0 | 0 | 0 | 0 | 0 | 0
BART SO2 Annual- Flint Creek- v6.20 | 137 | 7643 | Rate Constraint in lbs/MMBtu | FALSE | L | Annual | Allowances Sold SO2 | Thousand Tons | 0 | 0 | 0 | 0 | 0 | 0 | 0
BART SO2 Annual- Flint Creek- v6.20 | 137 | 7643 | Rate Constraint in lbs/MMBtu | FALSE | L | Annual | Allowances Banked | Thousand Tons | 0 | 0 | 0 | 0 | 0 | 0 | 0
BART SO2 Annual- Flint Creek- v6.20 | 137 | 7643 | Rate Constraint in lbs/MMBtu | FALSE | L | Annual | Allowances Withdrawn (1:1) | Thousand Tons | 0 | 0 | 0 | 0 | 0 | 0 | 0
BART SO2 Annual- Flint Creek- v6.20 | 137 | 7643 | Rate Constraint in lbs/MMBtu | FALSE | L | Annual | Allowances Withdrawn (n:1) | Thousand Tons | 0 | 0 | 0 | 0 | 0 | 0 | 0
BART SO2 Annual- Flint Creek- v6.20 | 137 | 7643 | Rate Constraint in lbs/MMBtu | FALSE | L | Annual | Net Emissions Allowance Position | Thousand Tons | 0.50419 | 0 | 0 | 0 | 0 | 0 | 0
BART SO2 Annual- Flint Creek- v6.20 | 137 | 7643 | Rate Constraint in lbs/MMBtu | FALSE | L | Annual | Fuel Consumed | TBtu | 17.5739 | 0 | 0 | 0 | 0 | 0 | 0
BART SO2 Annual- Flint Creek- v6.20 | 137 | 7643 | Rate Constraint in lbs/MMBtu | FALSE | L | Annual | Rate | lb/MMBtu | 0.05738 | 0 | 0 | 0 | 0 | 0 | 0
BART SO2 Annual- Flint Creek- v6.20 | 137 | 7643 | Rate Constraint in lbs/MMBtu | FALSE | L | Annual | Generation | TWh | 1.6534 | 0 | 0 | 0 | 0 | 0 | 0
BART SO2 Annual- Flint Creek- v6.20 | 137 | 7643 | Rate Constraint in lbs/MMBtu | FALSE | L | Annual | Qualifying Generation | TWh | 1.6534 | 0 | 0 | 0 | 0 | 0 | 0
BART SO2 Annual- Flint Creek- v6.20 | 137 | 7643 | Rate Constraint in lbs/MMBtu | FALSE | L | Annual | Rate | lb/MWh | 0.60989 | 0 | 0 | 0 | 0 | 0 | 0
BART SO2 Annual- Flint Creek- v6.20 | 137 | 7643 | Rate Constraint in lbs/MMBtu | FALSE | L | Annual | Constraint Shadow Price | US2019$/Ton | 0 | 0 | 243760.0162 | 626881.6738 | 848067.0278 | 1037487.7726 | 982919.2519
BART SO2 Annual- Hayden 1- v5.16 | 138 | 7202 | Rate Constraint in lbs/MMBtu | FALSE | L | Annual | Seasons Included | Seasons | Winter, WintShld, Summer | Winter, WintShld, Summer | Winter, WintShld, Summer | Winter, WintShld, Summer | Winter, WintShld, Summer | Winter, WintShld, Summer | Winter, WintShld, Summer
BART SO2 Annual- Hayden 1- v5.16 | 138 | 7202 | Rate Constraint in lbs/MMBtu | FALSE | L | Annual | Standard SO2 | lb/MMBtu | 0.13 | 0.13 | 0.13 | 0.13 | 0.13 | 0.13 | 0.13
BART SO2 Annual- Hayden 1- v5.16 | 138 | 7202 | Rate Constraint in lbs/MMBtu | FALSE | L | Annual | Emissions at Affected Plants SO2 | Thousand Tons | 0 | 0 | 0 | 0 | 0 | 0 | 0
BART SO2 Annual- Hayden 1- v5.16 | 138 | 7202 | Rate Constraint in lbs/MMBtu | FALSE | L | Annual | Allowances Purchased SO2 | Thousand Tons | 0 | 0 | 0 | 0 | 0 | 0 | 0
BART SO2 Annual- Hayden 1- v5.16 | 138 | 7202 | Rate Constraint in lbs/MMBtu | FALSE | L | Annual | Allowances Sold SO2 | Thousand Tons | 0 | 0 | 0 | 0 | 0 | 0 | 0
BART SO2 Annual- Hayden 1- v5.16 | 138 | 7202 | Rate Constraint in lbs/MMBtu | FALSE | L | Annual | Allowances Banked | Thousand Tons | 0 | 0 | 0 | 0 | 0 | 0 | 0
BART SO2 Annual- Hayden 1- v5.16 | 138 | 7202 | Rate Constraint in lbs/MMBtu | FALSE | L | Annual | Allowances Withdrawn (1:1) | Thousand Tons | 0 | 0 | 0 | 0 | 0 | 0 | 0
BART SO2 Annual- Hayden 1- v5.16 | 138 | 7202 | Rate Constraint in lbs/MMBtu | FALSE | L | Annual | Allowances Withdrawn (n:1) | Thousand Tons | 0 | 0 | 0 | 0 | 0 | 0 | 0
BART SO2 Annual- Hayden 1- v5.16 | 138 | 7202 | Rate Constraint in lbs/MMBtu | FALSE | L | Annual | Net Emissions Allowance Position | Thousand Tons | 0 | 0 | 0 | 0 | 0 | 0 | 0
BART SO2 Annual- Hayden 1- v5.16 | 138 | 7202 | Rate Constraint in lbs/MMBtu | FALSE | L | Annual | Fuel Consumed | TBtu | 0 | 0 | 0 | 0 | 0 | 0 | 0
BART SO2 Annual- Hayden 1- v5.16 | 138 | 7202 | Rate Constraint in lbs/MMBtu | FALSE | L | Annual | Rate | lb/MMBtu | 0 | 0 | 0 | 0 | 0 | 0 | 0
BART SO2 Annual- Hayden 1- v5.16 | 138 | 7202 | Rate Constraint in lbs/MMBtu | FALSE | L | Annual | Generation | TWh | 0 | 0 | 0 | 0 | 0 | 0 | 0
BART SO2 Annual- Hayden 1- v5.16 | 138 | 7202 | Rate Constraint in lbs/MMBtu | FALSE | L | Annual | Qualifying Generation | TWh | 0 | 0 | 0 | 0 | 0 | 0 | 0
BART SO2 Annual- Hayden 1- v5.16 | 138 | 7202 | Rate Constraint in lbs/MMBtu | FALSE | L | Annual | Rate | lb/MWh | 0 | 0 | 0 | 0 | 0 | 0 | 0
BART SO2 Annual- Hayden 1- v5.16 | 138 | 7202 | Rate Constraint in lbs/MMBtu | FALSE | L | Annual | Constraint Shadow Price | US2019$/Ton | 0 | 0 | 0 | 0 | 0 | 0 | 0
BART SO2 Annual- Hayden 2- v5.16 | 139 | 7203 | Rate Constraint in lbs/MMBtu | FALSE | L | Annual | Seasons Included | Seasons | Winter, WintShld, Summer | Winter, WintShld, Summer | Winter, WintShld, Summer | Winter, WintShld, Summer | Winter, WintShld, Summer | Winter, WintShld, Summer | Winter, WintShld, Summer
BART SO2 Annual- Hayden 2- v5.16 | 139 | 7203 | Rate Constraint in lbs/MMBtu | FALSE | L | Annual | Standard SO2 | lb/MMBtu | 0.13 | 0.13 | 0.13 | 0.13 | 0.13 | 0.13 | 0.13
BART SO2 Annual- Hayden 2- v5.16 | 139 | 7203 | Rate Constraint in lbs/MMBtu | FALSE | L | Annual | Emissions at Affected Plants SO2 | Thousand Tons | 0 | 0 | 0 | 0 | 0 | 0 | 0
BART SO2 Annual- Hayden 2- v5.16 | 139 | 7203 | Rate Constraint in lbs/MMBtu | FALSE | L | Annual | Allowances Purchased SO2 | Thousand Tons | 0 | 0 | 0 | 0 | 0 | 0 | 0
BART SO2 Annual- Hayden 2- v5.16 | 139 | 7203 | Rate Constraint in lbs/MMBtu | FALSE | L | Annual | Allowances Sold SO2 | Thousand Tons | 0 | 0 | 0 | 0 | 0 | 0 | 0
BART SO2 Annual- Hayden 2- v5.16 | 139 | 7203 | Rate Constraint in lbs/MMBtu | FALSE | L | Annual | Allowances Banked | Thousand Tons | 0 | 0 | 0 | 0 | 0 | 0 | 0
BART SO2 Annual- Hayden 2- v5.16 | 139 | 7203 | Rate Constraint in lbs/MMBtu | FALSE | L | Annual | Allowances Withdrawn (1:1) | Thousand Tons | 0 | 0 | 0 | 0 | 0 | 0 | 0
BART SO2 Annual- Hayden 2- v5.16 | 139 | 7203 | Rate Constraint in lbs/MMBtu | FALSE | L | Annual | Allowances Withdrawn (n:1) | Thousand Tons | 0 | 0 | 0 | 0 | 0 | 0 | 0
BART SO2 Annual- Hayden 2- v5.16 | 139 | 7203 | Rate Constraint in lbs/MMBtu | FALSE | L | Annual | Net Emissions Allowance Position | Thousand Tons | 0 | 0 | 0 | 0 | 0 | 0 | 0
BART SO2 Annual- Hayden 2- v5.16 | 139 | 7203 | Rate Constraint in lbs/MMBtu | FALSE | L | Annual | Fuel Consumed | TBtu | 0 | 0 | 0 | 0 | 0 | 0 | 0
BART SO2 Annual- Hayden 2- v5.16 | 139 | 7203 | Rate Constraint in lbs/MMBtu | FALSE | L | Annual | Rate | lb/MMBtu | 0 | 0 | 0 | 0 | 0 | 0 | 0
BART SO2 Annual- Hayden 2- v5.16 | 139 | 7203 | Rate Constraint in lbs/MMBtu | FALSE | L | Annual | Generation | TWh | 0 | 0 | 0 | 0 | 0 | 0 | 0
BART SO2 Annual- Hayden 2- v5.16 | 139 | 7203 | Rate Constraint in lbs/MMBtu | FALSE | L | Annual | Qualifying Generation | TWh | 0 | 0 | 0 | 0 | 0 | 0 | 0
BART SO2 Annual- Hayden 2- v5.16 | 139 | 7203 | Rate Constraint in lbs/MMBtu | FALSE | L | Annual | Rate | lb/MWh | 0 | 0 | 0 | 0 | 0 | 0 | 0
BART SO2 Annual- Hayden 2- v5.16 | 139 | 7203 | Rate Constraint in lbs/MMBtu | FALSE | L | Annual | Constraint Shadow Price | US2019$/Ton | 0 | 0 | 0 | 0 | 0 | 0 | 0
BART SO2 Annual- Martin Drake 6- v5.16 | 140 | 7204 | Rate Constraint in lbs/MMBtu | FALSE | L | Annual | Seasons Included | Seasons | Winter, WintShld, Summer | Winter, WintShld, Summer | Winter, WintShld, Summer | Winter, WintShld, Summer | Winter, WintShld, Summer | Winter, WintShld, Summer | Winter, WintShld, Summer
BART SO2 Annual- Martin Drake 6- v5.16 | 140 | 7204 | Rate Constraint in lbs/MMBtu | FALSE | L | Annual | Standard SO2 | lb/MMBtu | 0.13 | 0.13 | 0.13 | 0.13 | 0.13 | 0.13 | 0.13
BART SO2 Annual- Martin Drake 6- v5.16 | 140 | 7204 | Rate Constraint in lbs/MMBtu | FALSE | L | Annual | Emissions at Affected Plants SO2 | Thousand Tons | 0 | 0 | 0 | 0 | 0 | 0 | 0
BART SO2 Annual- Martin Drake 6- v5.16 | 140 | 7204 | Rate Constraint in lbs/MMBtu | FALSE | L | Annual | Allowances Purchased SO2 | Thousand Tons | 0 | 0 | 0 | 0 | 0 | 0 | 0
BART SO2 Annual- Martin Drake 6- v5.16 | 140 | 7204 | Rate Constraint in lbs/MMBtu | FALSE | L | Annual | Allowances Sold SO2 | Thousand Tons | 0 | 0 | 0 | 0 | 0 | 0 | 0
BART SO2 Annual- Martin Drake 6- v5.16 | 140 | 7204 | Rate Constraint in lbs/MMBtu | FALSE | L | Annual | Allowances Banked | Thousand Tons | 0 | 0 | 0 | 0 | 0 | 0 | 0
BART SO2 Annual- Martin Drake 6- v5.16 | 140 | 7204 | Rate Constraint in lbs/MMBtu | FALSE | L | Annual | Allowances Withdrawn (1:1) | Thousand Tons | 0 | 0 | 0 | 0 | 0 | 0 | 0
BART SO2 Annual- Martin Drake 6- v5.16 | 140 | 7204 | Rate Constraint in lbs/MMBtu | FALSE | L | Annual | Allowances Withdrawn (n:1) | Thousand Tons | 0 | 0 | 0 | 0 | 0 | 0 | 0
BART SO2 Annual- Martin Drake 6- v5.16 | 140 | 7204 | Rate Constraint in lbs/MMBtu | FALSE | L | Annual | Net Emissions Allowance Position | Thousand Tons | 0 | 0 | 0 | 0 | 0 | 0 | 0
BART SO2 Annual- Martin Drake 6- v5.16 | 140 | 7204 | Rate Constraint in lbs/MMBtu | FALSE | L | Annual | Fuel Consumed | TBtu | 0 | 0 | 0 | 0 | 0 | 0 | 0
BART SO2 Annual- Martin Drake 6- v5.16 | 140 | 7204 | Rate Constraint in lbs/MMBtu | FALSE | L | Annual | Rate | lb/MMBtu | 0 | 0 | 0 | 0 | 0 | 0 | 0
BART SO2 Annual- Martin Drake 6- v5.16 | 140 | 7204 | Rate Constraint in lbs/MMBtu | FALSE | L | Annual | Generation | TWh | 0 | 0 | 0 | 0 | 0 | 0 | 0
BART SO2 Annual- Martin Drake 6- v5.16 | 140 | 7204 | Rate Constraint in lbs/MMBtu | FALSE | L | Annual | Qualifying Generation | TWh | 0 | 0 | 0 | 0 | 0 | 0 | 0
BART SO2 Annual- Martin Drake 6- v5.16 | 140 | 7204 | Rate Constraint in lbs/MMBtu | FALSE | L | Annual | Rate | lb/MWh | 0 | 0 | 0 | 0 | 0 | 0 | 0
BART SO2 Annual- Martin Drake 6- v5.16 | 140 | 7204 | Rate Constraint in lbs/MMBtu | FALSE | L | Annual | Constraint Shadow Price | US2019$/Ton | 0 | 0 | 0 | 0 | 0 | 0 | 0
BART SO2 Annual- Martin Drake 7- v5.16 | 141 | 7205 | Rate Constraint in lbs/MMBtu | FALSE | L | Annual | Seasons Included | Seasons | Winter, WintShld, Summer | Winter, WintShld, Summer | Winter, WintShld, Summer | Winter, WintShld, Summer | Winter, WintShld, Summer | Winter, WintShld, Summer | Winter, WintShld, Summer
BART SO2 Annual- Martin Drake 7- v5.16 | 141 | 7205 | Rate Constraint in lbs/MMBtu | FALSE | L | Annual | Standard SO2 | lb/MMBtu | 0.13 | 0.13 | 0.13 | 0.13 | 0.13 | 0.13 | 0.13
BART SO2 Annual- Martin Drake 7- v5.16 | 141 | 7205 | Rate Constraint in lbs/MMBtu | FALSE | L | Annual | Emissions at Affected Plants SO2 | Thousand Tons | 0 | 0 | 0 | 0 | 0 | 0 | 0
BART SO2 Annual- Martin Drake 7- v5.16 | 141 | 7205 | Rate Constraint in lbs/MMBtu | FALSE | L | Annual | Allowances Purchased SO2 | Thousand Tons | 0 | 0 | 0 | 0 | 0 | 0 | 0
BART SO2 Annual- Martin Drake 7- v5.16 | 141 | 7205 | Rate Constraint in lbs/MMBtu | FALSE | L | Annual | Allowances Sold SO2 | Thousand Tons | 0 | 0 | 0 | 0 | 0 | 0 | 0
BART SO2 Annual- Martin Drake 7- v5.16 | 141 | 7205 | Rate Constraint in lbs/MMBtu | FALSE | L | Annual | Allowances Banked | Thousand Tons | 0 | 0 | 0 | 0 | 0 | 0 | 0
BART SO2 Annual- Martin Drake 7- v5.16 | 141 | 7205 | Rate Constraint in lbs/MMBtu | FALSE | L | Annual | Allowances Withdrawn (1:1) | Thousand Tons | 0 | 0 | 0 | 0 | 0 | 0 | 0
BART SO2 Annual- Martin Drake 7- v5.16 | 141 | 7205 | Rate Constraint in lbs/MMBtu | FALSE | L | Annual | Allowances Withdrawn (n:1) | Thousand Tons | 0 | 0 | 0 | 0 | 0 | 0 | 0
BART SO2 Annual- Martin Drake 7- v5.16 | 141 | 7205 | Rate Constraint in lbs/MMBtu | FALSE | L | Annual | Net Emissions Allowance Position | Thousand Tons | 0 | 0 | 0 | 0 | 0 | 0 | 0
BART SO2 Annual- Martin Drake 7- v5.16 | 141 | 7205 | Rate Constraint in lbs/MMBtu | FALSE | L | Annual | Fuel Consumed | TBtu | 0 | 0 | 0 | 0 | 0 | 0 | 0
BART SO2 Annual- Martin Drake 7- v5.16 | 141 | 7205 | Rate Constraint in lbs/MMBtu | FALSE | L | Annual | Rate | lb/MMBtu | 0 | 0 | 0 | 0 | 0 | 0 | 0
BART SO2 Annual- Martin Drake 7- v5.16 | 141 | 7205 | Rate Constraint in lbs/MMBtu | FALSE | L | Annual | Generation | TWh | 0 | 0 | 0 | 0 | 0 | 0 | 0
BART SO2 Annual- Martin Drake 7- v5.16 | 141 | 7205 | Rate Constraint in lbs/MMBtu | FALSE | L | Annual | Qualifying Generation | TWh | 0 | 0 | 0 | 0 | 0 | 0 | 0
BART SO2 Annual- Martin Drake 7- v5.16 | 141 | 7205 | Rate Constraint in lbs/MMBtu | FALSE | L | Annual | Rate | lb/MWh | 0 | 0 | 0 | 0 | 0 | 0 | 0
BART SO2 Annual- Martin Drake 7- v5.16 | 141 | 7205 | Rate Constraint in lbs/MMBtu | FALSE | L | Annual | Constraint Shadow Price | US2019$/Ton | 0 | 0 | 0 | 0 | 0 | 0 | 0
BART SO2 Annual- Nebraska City- v6.17 | 142 | 7206 | Rate Constraint in lbs/MMBtu | FALSE | L | Annual | Seasons Included | Seasons | Winter, WintShld, Summer | Winter, WintShld, Summer | Winter, WintShld, Summer | Winter, WintShld, Summer | Winter, WintShld, Summer | Winter, WintShld, Summer | Winter, WintShld, Summer
BART SO2 Annual- Nebraska City- v6.17 | 142 | 7206 | Rate Constraint in lbs/MMBtu | FALSE | L | Annual | Standard SO2 | lb/MMBtu | 1.2 | 1.2 | 1.2 | 1.2 | 1.2 | 1.2 | 1.2
BART SO2 Annual- Nebraska City- v6.17 | 142 | 7206 | Rate Constraint in lbs/MMBtu | FALSE | L | Annual | Emissions at Affected Plants SO2 | Thousand Tons | 11.8648 | 11.8648 | 11.8648 | 11.8648 | 10.3502 | 8.0511 | 8.0511
BART SO2 Annual- Nebraska City- v6.17 | 142 | 7206 | Rate Constraint in lbs/MMBtu | FALSE | L | Annual | Allowances Purchased SO2 | Thousand Tons | 0 | 0 | 0 | 0 | 0 | 0 | 0
BART SO2 Annual- Nebraska City- v6.17 | 142 | 7206 | Rate Constraint in lbs/MMBtu | FALSE | L | Annual | Allowances Sold SO2 | Thousand Tons | 0 | 0 | 0 | 0 | 0 | 0 | 0
BART SO2 Annual- Nebraska City- v6.17 | 142 | 7206 | Rate Constraint in lbs/MMBtu | FALSE | L | Annual | Allowances Banked | Thousand Tons | 0 | 0 | 0 | 0 | 0 | 0 | 0
BART SO2 Annual- Nebraska City- v6.17 | 142 | 7206 | Rate Constraint in lbs/MMBtu | FALSE | L | Annual | Allowances Withdrawn (1:1) | Thousand Tons | 0 | 0 | 0 | 0 | 0 | 0 | 0
BART SO2 Annual- Nebraska City- v6.17 | 142 | 7206 | Rate Constraint in lbs/MMBtu | FALSE | L | Annual | Allowances Withdrawn (n:1) | Thousand Tons | 0 | 0 | 0 | 0 | 0 | 0 | 0
BART SO2 Annual- Nebraska City- v6.17 | 142 | 7206 | Rate Constraint in lbs/MMBtu | FALSE | L | Annual | Net Emissions Allowance Position | Thousand Tons | 11.8648 | 11.8648 | 11.8648 | 11.8648 | 10.3502 | 8.0511 | 8.0511
BART SO2 Annual- Nebraska City- v6.17 | 142 | 7206 | Rate Constraint in lbs/MMBtu | FALSE | L | Annual | Fuel Consumed | TBtu | 45.4313 | 45.4313 | 45.4313 | 45.4313 | 39.6319 | 30.8283 | 30.8283
BART SO2 Annual- Nebraska City- v6.17 | 142 | 7206 | Rate Constraint in lbs/MMBtu | FALSE | L | Annual | Rate | lb/MMBtu | 0.52232 | 0.52232 | 0.52232 | 0.52232 | 0.52232 | 0.52232 | 0.52232
BART SO2 Annual- Nebraska City- v6.17 | 142 | 7206 | Rate Constraint in lbs/MMBtu | FALSE | L | Annual | Generation | TWh | 4.6273 | 4.6273 | 4.6273 | 4.6273 | 4.0367 | 3.14 | 3.14
BART SO2 Annual- Nebraska City- v6.17 | 142 | 7206 | Rate Constraint in lbs/MMBtu | FALSE | L | Annual | Qualifying Generation | TWh | 4.6273 | 4.6273 | 4.6273 | 4.6273 | 4.0367 | 3.14 | 3.14
BART SO2 Annual- Nebraska City- v6.17 | 142 | 7206 | Rate Constraint in lbs/MMBtu | FALSE | L | Annual | Rate | lb/MWh | 5.1281 | 5.1281 | 5.1281 | 5.1281 | 5.1281 | 5.1281 | 5.1281
BART SO2 Annual- Nebraska City- v6.17 | 142 | 7206 | Rate Constraint in lbs/MMBtu | FALSE | L | Annual | Constraint Shadow Price | US2019$/Ton | 0 | 0 | 0 | 0 | 0 | 0 | 0
BART SO2 Annual- Oswego Harbor 5- v5.16 | 143 | 7244 | Rate Constraint in lbs/MMBtu | FALSE | L | Annual | Seasons Included | Seasons | Winter, WintShld, Summer | Winter, WintShld, Summer | Winter, WintShld, Summer | Winter, WintShld, Summer | Winter, WintShld, Summer | Winter, WintShld, Summer | Winter, WintShld, Summer
BART SO2 Annual- Oswego Harbor 5- v5.16 | 143 | 7244 | Rate Constraint in lbs/MMBtu | FALSE | L | Annual | Standard SO2 | lb/MMBtu | 0.8 | 0.8 | 0.8 | 0.8 | 0.8 | 0.8 | 0.8
BART SO2 Annual- Oswego Harbor 5- v5.16 | 143 | 7244 | Rate Constraint in lbs/MMBtu | FALSE | L | Annual | Emissions at Affected Plants SO2 | Thousand Tons | 0 | 0 | 0 | 0 | 0 | 0 | 0
BART SO2 Annual- Oswego Harbor 5- v5.16 | 143 | 7244 | Rate Constraint in lbs/MMBtu | FALSE | L | Annual | Allowances Purchased SO2 | Thousand Tons | 0 | 0 | 0 | 0 | 0 | 0 | 0
BART SO2 Annual- Oswego Harbor 5- v5.16 | 143 | 7244 | Rate Constraint in lbs/MMBtu | FALSE | L | Annual | Allowances Sold SO2 | Thousand Tons | 0 | 0 | 0 | 0 | 0 | 0 | 0
BART SO2 Annual- Oswego Harbor 5- v5.16 | 143 | 7244 | Rate Constraint in lbs/MMBtu | FALSE | L | Annual | Allowances Banked | Thousand Tons | 0 | 0 | 0 | 0 | 0 | 0 | 0
BART SO2 Annual- Oswego Harbor 5- v5.16 | 143 | 7244 | Rate Constraint in lbs/MMBtu | FALSE | L | Annual | Allowances Withdrawn (1:1) | Thousand Tons | 0 | 0 | 0 | 0 | 0 | 0 | 0
BART SO2 Annual- Oswego Harbor 5- v5.16 | 143 | 7244 | Rate Constraint in lbs/MMBtu | FALSE | L | Annual | Allowances Withdrawn (n:1) | Thousand Tons | 0 | 0 | 0 | 0 | 0 | 0 | 0
BART SO2 Annual- Oswego Harbor 5- v5.16 | 143 | 7244 | Rate Constraint in lbs/MMBtu | FALSE | L | Annual | Net Emissions Allowance Position | Thousand Tons | 0 | 0 | 0 | 0 | 0 | 0 | 0
BART SO2 Annual- Oswego Harbor 5- v5.16 | 143 | 7244 | Rate Constraint in lbs/MMBtu | FALSE | L | Annual | Fuel Consumed | TBtu | 0 | 0 | 0 | 0 | 0 | 0 | 0
BART SO2 Annual- Oswego Harbor 5- v5.16 | 143 | 7244 | Rate Constraint in lbs/MMBtu | FALSE | L | Annual | Rate | lb/MMBtu | 0 | 0 | 0 | 0 | 0 | 0 | 0
BART SO2 Annual- Oswego Harbor 5- v5.16 | 143 | 7244 | Rate Constraint in lbs/MMBtu | FALSE | L | Annual | Generation | TWh | 0 | 0 | 0 | 0 | 0 | 0 | 0
BART SO2 Annual- Oswego Harbor 5- v5.16 | 143 | 7244 | Rate Constraint in lbs/MMBtu | FALSE | L | Annual | Qualifying Generation | TWh | 0 | 0 | 0 | 0 | 0 | 0 | 0
BART SO2 Annual- Oswego Harbor 5- v5.16 | 143 | 7244 | Rate Constraint in lbs/MMBtu | FALSE | L | Annual | Rate | lb/MWh | 0 | 0 | 0 | 0 | 0 | 0 | 0
BART SO2 Annual- Oswego Harbor 5- v5.16 | 143 | 7244 | Rate Constraint in lbs/MMBtu | FALSE | L | Annual | Constraint Shadow Price | US2019$/Ton | 0 | 0 | 0 | 0 | 0 | 0 | 0
BART SO2 Annual- Oswego Harbor 6- v6.17 | 144 | 7245 | Rate Constraint in lbs/MMBtu | FALSE | L | Annual | Seasons Included | Seasons | Winter, WintShld, Summer | Winter, WintShld, Summer | Winter, WintShld, Summer | Winter, WintShld, Summer | Winter, WintShld, Summer | Winter, WintShld, Summer | Winter, WintShld, Summer
BART SO2 Annual- Oswego Harbor 6- v6.17 | 144 | 7245 | Rate Constraint in lbs/MMBtu | FALSE | L | Annual | Standard SO2 | lb/MMBtu | 0.8 | 0.8 | 0.8 | 0.8 | 0.8 | 0.8 | 0.8
BART SO2 Annual- Oswego Harbor 6- v6.17 | 144 | 7245 | Rate Constraint in lbs/MMBtu | FALSE | L | Annual | Emissions at Affected Plants SO2 | Thousand Tons | 0 | 0 | 0 | 0 | 0 | 0 | 0
BART SO2 Annual- Oswego Harbor 6- v6.17 | 144 | 7245 | Rate Constraint in lbs/MMBtu | FALSE | L | Annual | Allowances Purchased SO2 | Thousand Tons | 0 | 0 | 0 | 0 | 0 | 0 | 0
BART SO2 Annual- Oswego Harbor 6- v6.17 | 144 | 7245 | Rate Constraint in lbs/MMBtu | FALSE | L | Annual | Allowances Sold SO2 | Thousand Tons | 0 | 0 | 0 | 0 | 0 | 0 | 0
BART SO2 Annual- Oswego Harbor 6- v6.17 | 144 | 7245 | Rate Constraint in lbs/MMBtu | FALSE | L | Annual | Allowances Banked | Thousand Tons | 0 | 0 | 0 | 0 | 0 | 0 | 0
BART SO2 Annual- Oswego Harbor 6- v6.17 | 144 | 7245 | Rate Constraint in lbs/MMBtu | FALSE | L | Annual | Allowances Withdrawn (1:1) | Thousand Tons | 0 | 0 | 0 | 0 | 0 | 0 | 0
BART SO2 Annual- Oswego Harbor 6- v6.17 | 144 | 7245 | Rate Constraint in lbs/MMBtu | FALSE | L | Annual | Allowances Withdrawn (n:1) | Thousand Tons | 0 | 0 | 0 | 0 | 0 | 0 | 0
BART SO2 Annual- Oswego Harbor 6- v6.17 | 144 | 7245 | Rate Constraint in lbs/MMBtu | FALSE | L | Annual | Net Emissions Allowance Position | Thousand Tons | 0 | 0 | 0 | 0 | 0 | 0 | 0
BART SO2 Annual- Oswego Harbor 6- v6.17 | 144 | 7245 | Rate Constraint in lbs/MMBtu | FALSE | L | Annual | Fuel Consumed | TBtu | 0 | 0 | 0 | 0 | 0 | 0 | 0
BART SO2 Annual- Oswego Harbor 6- v6.17 | 144 | 7245 | Rate Constraint in lbs/MMBtu | FALSE | L | Annual | Rate | lb/MMBtu | 0 | 0 | 0 | 0 | 0 | 0 | 0
BART SO2 Annual- Oswego Harbor 6- v6.17 | 144 | 7245 | Rate Constraint in lbs/MMBtu | FALSE | L | Annual | Generation | TWh | 0 | 0 | 0 | 0 | 0 | 0 | 0
BART SO2 Annual- Oswego Harbor 6- v6.17 | 144 | 7245 | Rate Constraint in lbs/MMBtu | FALSE | L | Annual | Qualifying Generation | TWh | 0 | 0 | 0 | 0 | 0 | 0 | 0
BART SO2 Annual- Oswego Harbor 6- v6.17 | 144 | 7245 | Rate Constraint in lbs/MMBtu | FALSE | L | Annual | Rate | lb/MWh | 0 | 0 | 0 | 0 | 0 | 0 | 0
BART SO2 Annual- Oswego Harbor 6- v6.17 | 144 | 7245 | Rate Constraint in lbs/MMBtu | FALSE | L | Annual | Constraint Shadow Price | US2019$/Ton | 0 | 0 | 0 | 0 | 0 | 0 | 0
BART SO2 Annual Rate-Seminole 1&2 -v5.13 | 145 | 7231 | Rate Constraint in lbs/MMBtu | FALSE | L | Annual | Seasons Included | Seasons | Winter, WintShld, Summer | Winter, WintShld, Summer | Winter, WintShld, Summer | Winter, WintShld, Summer | Winter, WintShld, Summer | Winter, WintShld, Summer | Winter, WintShld, Summer
BART SO2 Annual Rate-Seminole 1&2 -v5.13 | 145 | 7231 | Rate Constraint in lbs/MMBtu | FALSE | L | Annual | Standard SO2 | lb/MMBtu | 0.25 | 0.25 | 0.25 | 0.25 | 0.25 | 0.25 | 0.25
BART SO2 Annual Rate-Seminole 1&2 -v5.13 | 145 | 7231 | Rate Constraint in lbs/MMBtu | FALSE | L | Annual | Emissions at Affected Plants SO2 | Thousand Tons | 0.31075 | 0.70088 | 0.69989 | 0.31075 | 1.108 | 1.108 | 1.108
BART SO2 Annual Rate-Seminole 1&2 -v5.13 | 145 | 7231 | Rate Constraint in lbs/MMBtu | FALSE | L | Annual | Allowances Purchased SO2 | Thousand Tons | 0 | 0 | 0 | 0 | 0 | 0 | 0
BART SO2 Annual Rate-Seminole 1&2 -v5.13 | 145 | 7231 | Rate Constraint in lbs/MMBtu | FALSE | L | Annual | Allowances Sold SO2 | Thousand Tons | 0 | 0 | 0 | 0 | 0 | 0 | 0
BART SO2 Annual Rate-Seminole 1&2 -v5.13 | 145 | 7231 | Rate Constraint in lbs/MMBtu | FALSE | L | Annual | Allowances Banked | Thousand Tons | 0 | 0 | 0 | 0 | 0 | 0 | 0
BART SO2 Annual Rate-Seminole 1&2 -v5.13 | 145 | 7231 | Rate Constraint in lbs/MMBtu | FALSE | L | Annual | Allowances Withdrawn (1:1) | Thousand Tons | 0 | 0 | 0 | 0 | 0 | 0 | 0
BART SO2 Annual Rate-Seminole 1&2 -v5.13 | 145 | 7231 | Rate Constraint in lbs/MMBtu | FALSE | L | Annual | Allowances Withdrawn (n:1) | Thousand Tons | 0 | 0 | 0 | 0 | 0 | 0 | 0
BART SO2 Annual Rate-Seminole 1&2 -v5.13 | 145 | 7231 | Rate Constraint in lbs/MMBtu | FALSE | L | Annual | Net Emissions Allowance Position | Thousand Tons | 0.31075 | 0.70088 | 0.69989 | 0.31075 | 1.108 | 1.108 | 1.108
BART SO2 Annual Rate-Seminole 1&2 -v5.13 | 145 | 7231 | Rate Constraint in lbs/MMBtu | FALSE | L | Annual | Fuel Consumed | TBtu | 5.6811 | 12.8132 | 12.7951 | 5.6811 | 20.2563 | 20.2563 | 20.2563
BART SO2 Annual Rate-Seminole 1&2 -v5.13 | 145 | 7231 | Rate Constraint in lbs/MMBtu | FALSE | L | Annual | Rate | lb/MMBtu | 0.1094 | 0.1094 | 0.1094 | 0.1094 | 0.1094 | 0.1094 | 0.1094
BART SO2 Annual Rate-Seminole 1&2 -v5.13 | 145 | 7231 | Rate Constraint in lbs/MMBtu | FALSE | L | Annual | Generation | TWh | 0.57553 | 1.2981 | 1.2962 | 0.57553 | 2.0521 | 2.0521 | 2.0521
BART SO2 Annual Rate-Seminole 1&2 -v5.13 | 145 | 7231 | Rate Constraint in lbs/MMBtu | FALSE | L | Annual | Qualifying Generation | TWh | 0.57553 | 1.2981 | 1.2962 | 0.57553 | 2.0521 | 2.0521 | 2.0521
BART SO2 Annual Rate-Seminole 1&2 -v5.13 | 145 | 7231 | Rate Constraint in lbs/MMBtu | FALSE | L | Annual | Rate | lb/MWh | 1.0799 | 1.0799 | 1.0799 | 1.0799 | 1.0799 | 1.0799 | 1.0799
BART SO2 Annual Rate-Seminole 1&2 -v5.13 | 145 | 7231 | Rate Constraint in lbs/MMBtu | FALSE | L | Annual | Constraint Shadow Price | US2019$/Ton | 0 | 0 | 0 | 0 | 0 | 0 | 0
BART SO2 Annual- Roseton 1- v5.16 | 146 | 7247 | Rate Constraint in lbs/MMBtu | FALSE | L | Annual | Seasons Included | Seasons | Winter, WintShld, Summer | Winter, WintShld, Summer | Winter, WintShld, Summer | Winter, WintShld, Summer | Winter, WintShld, Summer | Winter, WintShld, Summer | Winter, WintShld, Summer
BART SO2 Annual- Roseton 1- v5.16 | 146 | 7247 | Rate Constraint in lbs/MMBtu | FALSE | L | Annual | Standard SO2 | lb/MMBtu | 0.55 | 0.55 | 0.55 | 0.55 | 0.55 | 0.55 | 0.55
BART SO2 Annual- Roseton 1- v5.16 | 146 | 7247 | Rate Constraint in lbs/MMBtu | FALSE | L | Annual | Emissions at Affected Plants SO2 | Thousand Tons | 0 | 0 | 0 | 0 | 0 | 0 | 0
BART SO2 Annual- Roseton 1- v5.16 | 146 | 7247 | Rate Constraint in lbs/MMBtu | FALSE | L | Annual | Allowances Purchased SO2 | Thousand Tons | 0 | 0 | 0 | 0 | 0 | 0 | 0
BART SO2 Annual- Roseton 1- v5.16 | 146 | 7247 | Rate Constraint in lbs/MMBtu | FALSE | L | Annual | Allowances Sold SO2 | Thousand Tons | 0 | 0 | 0 | 0 | 0 | 0 | 0
BART SO2 Annual- Roseton 1- v5.16 | 146 | 7247 | Rate Constraint in lbs/MMBtu | FALSE | L | Annual | Allowances Banked | Thousand Tons | 0 | 0 | 0 | 0 | 0 | 0 | 0
BART SO2 Annual- Roseton 1- v5.16 | 146 | 7247 | Rate Constraint in lbs/MMBtu | FALSE | L | Annual | Allowances Withdrawn (1:1) | Thousand Tons | 0 | 0 | 0 | 0 | 0 | 0 | 0
BART SO2 Annual- Roseton 1- v5.16 | 146 | 7247 | Rate Constraint in lbs/MMBtu | FALSE | L | Annual | Allowances Withdrawn (n:1) | Thousand Tons | 0 | 0 | 0 | 0 | 0 | 0 | 0
BART SO2 Annual- Roseton 1- v5.16 | 146 | 7247 | Rate Constraint in lbs/MMBtu | FALSE | L | Annual | Net Emissions Allowance Position | Thousand Tons | 0 | 0 | 0 | 0 | 0 | 0 | 0
BART SO2 Annual- Roseton 1- v5.16 | 146 | 7247 | Rate Constraint in lbs/MMBtu | FALSE | L | Annual | Fuel Consumed | TBtu | 0 | 0 | 0 | 0 | 0 | 0 | 0
BART SO2 Annual- Roseton 1- v5.16 | 146 | 7247 | Rate Constraint in lbs/MMBtu | FALSE | L | Annual | Rate | lb/MMBtu | 0 | 0 | 0 | 0 | 0 | 0 | 0
BART SO2 Annual- Roseton 1- v5.16 | 146 | 7247 | Rate Constraint in lbs/MMBtu | FALSE | L | Annual | Generation | TWh | 0 | 0 | 0 | 0 | 0 | 0 | 0
BART SO2 Annual- Roseton 1- v5.16 | 146 | 7247 | Rate Constraint in lbs/MMBtu | FALSE | L | Annual | Qualifying Generation | TWh | 0 | 0 | 0 | 0 | 0 | 0 | 0
BART SO2 Annual- Roseton 1- v5.16 | 146 | 7247 | Rate Constraint in lbs/MMBtu | FALSE | L | Annual | Rate | lb/MWh | 0 | 0 | 0 | 0 | 0 | 0 | 0
BART SO2 Annual- Roseton 1- v5.16 | 146 | 7247 | Rate Constraint in lbs/MMBtu | FALSE | L | Annual | Constraint Shadow Price | US2019$/Ton | 0 | 0 | 0 | 0 | 0 | 34.1914 | 4.707
BART SO2 Annual- Roseton 2- v5.16 | 147 | 7248 | Rate Constraint in lbs/MMBtu | FALSE | L | Annual | Seasons Included | Seasons | Winter, WintShld, Summer | Winter, WintShld, Summer | Winter, WintShld, Summer | Winter, WintShld, Summer | Winter, WintShld, Summer | Winter, WintShld, Summer | Winter, WintShld, Summer
BART SO2 Annual- Roseton 2- v5.16 | 147 | 7248 | Rate Constraint in lbs/MMBtu | FALSE | L | Annual | Standard SO2 | lb/MMBtu | 0.55 | 0.55 | 0.55 | 0.55 | 0.55 | 0.55 | 0.55
BART SO2 Annual- Roseton 2- v5.16 | 147 | 7248 | Rate Constraint in lbs/MMBtu | FALSE | L | Annual | Emissions at Affected Plants SO2 | Thousand Tons | 0 | 0 | 0 | 0 | 0 | 0 | 0
BART SO2 Annual- Roseton 2- v5.16 | 147 | 7248 | Rate Constraint in lbs/MMBtu | FALSE | L | Annual | Allowances Purchased SO2 | Thousand Tons | 0 | 0 | 0 | 0 | 0 | 0 | 0
BART SO2 Annual- Roseton 2- v5.16 | 147 | 7248 | Rate Constraint in lbs/MMBtu | FALSE | L | Annual | Allowances Sold SO2 | Thousand Tons | 0 | 0 | 0 | 0 | 0 | 0 | 0
BART SO2 Annual- Roseton 2- v5.16 | 147 | 7248 | Rate Constraint in lbs/MMBtu | FALSE | L | Annual | Allowances Banked | Thousand Tons | 0 | 0 | 0 | 0 | 0 | 0 | 0
BART SO2 Annual- Roseton 2- v5.16 | 147 | 7248 | Rate Constraint in lbs/MMBtu | FALSE | L | Annual | Allowances Withdrawn (1:1) | Thousand Tons | 0 | 0 | 0 | 0 | 0 | 0 | 0
BART SO2 Annual- Roseton 2- v5.16 | 147 | 7248 | Rate Constraint in lbs/MMBtu | FALSE | L | Annual | Allowances Withdrawn (n:1) | Thousand Tons | 0 | 0 | 0 | 0 | 0 | 0 | 0
BART SO2 Annual- Roseton 2- v5.16 | 147 | 7248 | Rate Constraint in lbs/MMBtu | FALSE | L | Annual | Net Emissions Allowance Position | Thousand Tons | 0 | 0 | 0 | 0 | 0 | 0 | 0
BART SO2 Annual- Roseton 2- v5.16 | 147 | 7248 | Rate Constraint in lbs/MMBtu | FALSE | L | Annual | Fuel Consumed | TBtu | 0 | 0 | 0 | 0 | 0 | 0 | 0
BART SO2 Annual- Roseton 2- v5.16 | 147 | 7248 | Rate Constraint in lbs/MMBtu | FALSE | L | Annual | Rate | lb/MMBtu | 0 | 0 | 0 | 0 | 0 | 0 | 0
BART SO2 Annual- Roseton 2- v5.16 | 147 | 7248 | Rate Constraint in lbs/MMBtu | FALSE | L | Annual | Generation | TWh | 0 | 0 | 0 | 0 | 0 | 0 | 0
BART SO2 Annual- Roseton 2- v5.16 | 147 | 7248 | Rate Constraint in lbs/MMBtu | FALSE | L | Annual | Qualifying Generation | TWh | 0 | 0 | 0 | 0 | 0 | 0 | 0
BART SO2 Annual- Roseton 2- v5.16 | 147 | 7248 | Rate Constraint in lbs/MMBtu | FALSE | L | Annual | Rate | lb/MWh | 0 | 0 | 0 | 0 | 0 | 0 | 0
BART SO2 Annual- Roseton 2- v5.16 | 147 | 7248 | Rate Constraint in lbs/MMBtu | FALSE | L | Annual | Constraint Shadow Price | US2019$/Ton | 0 | 0 | 0 | 0 | 0 | 19.7205 | 0
BART SO2 Annual- Sherburne County 1- v5.16 | 148 | 7240 | Rate Constraint in lbs/MMBtu | FALSE | L | Annual | Seasons Included | Seasons | Winter, WintShld, Summer | Winter, WintShld, Summer | Winter, WintShld, Summer | Winter, WintShld, Summer | Winter, WintShld, Summer | Winter, WintShld, Summer | Winter, WintShld, Summer
BART SO2 Annual- Sherburne County 1- v5.16 | 148 | 7240 | Rate Constraint in lbs/MMBtu | FALSE | L | Annual | Standard SO2 | lb/MMBtu | 0.05 | 0.05 | 0.05 | 0.05 | 0.05 | 0.05 | 0.05
BART SO2 Annual- Sherburne County 1- v5.16 | 148 | 7240 | Rate Constraint in lbs/MMBtu | FALSE | L | Annual | Emissions at Affected Plants SO2 | Thousand Tons | 0 | 0 | 0 | 0 | 0 | 0 | 0
BART SO2 Annual- Sherburne County 1- v5.16 | 148 | 7240 | Rate Constraint in lbs/MMBtu | FALSE | L | Annual | Allowances Purchased SO2 | Thousand Tons | 0 | 0 | 0 | 0 | 0 | 0 | 0
BART SO2 Annual- Sherburne County 1- v5.16 | 148 | 7240 | Rate Constraint in lbs/MMBtu | FALSE | L | Annual | Allowances Sold SO2 | Thousand Tons | 0 | 0 | 0 | 0 | 0 | 0 | 0
BART SO2 Annual- Sherburne County 1- v5.16 | 148 | 7240 | Rate Constraint in lbs/MMBtu | FALSE | L | Annual | Allowances Banked | Thousand Tons | 0 | 0 | 0 | 0 | 0 | 0 | 0
BART SO2 Annual- Sherburne County 1- v5.16 | 148 | 7240 | Rate Constraint in lbs/MMBtu | FALSE | L | Annual | Allowances Withdrawn (1:1) | Thousand Tons | 0 | 0 | 0 | 0 | 0 | 0 | 0
BART SO2 Annual- Sherburne County 1- v5.16 | 148 | 7240 | Rate Constraint in lbs/MMBtu | FALSE | L | Annual | Allowances Withdrawn (n:1) | Thousand Tons | 0 | 0 | 0 | 0 | 0 | 0 | 0
BART SO2 Annual- Sherburne County 1- v5.16 | 148 | 7240 | Rate Constraint in lbs/MMBtu | FALSE | L | Annual | Net Emissions Allowance Position | Thousand Tons | 0 | 0 | 0 | 0 | 0 | 0 | 0
BART SO2 Annual- Sherburne County 1- v5.16 | 148 | 7240 | Rate Constraint in lbs/MMBtu | FALSE | L | Annual | Fuel Consumed | TBtu | 0 | 0 | 0 | 0 | 0 | 0 | 0
BART SO2 Annual- Sherburne County 1- v5.16 | 148 | 7240 | Rate Constraint in lbs/MMBtu | FALSE | L | Annual | Rate | lb/MMBtu | 0 | 0 | 0 | 0 | 0 | 0 | 0
BART SO2 Annual- Sherburne County 1- v5.16 | 148 | 7240 | Rate Constraint in lbs/MMBtu | FALSE | L | Annual | Generation | TWh | 0 | 0 | 0 | 0 | 0 | 0 | 0
BART SO2 Annual- Sherburne County 1- v5.16 | 148 | 7240 | Rate Constraint in lbs/MMBtu | FALSE | L | Annual | Qualifying Generation | TWh | 0 | 0 | 0 | 0 | 0 | 0 | 0
BART SO2 Annual- Sherburne County 1- v5.16 | 148 | 7240 | Rate Constraint in lbs/MMBtu | FALSE | L | Annual | Rate | lb/MWh | 0 | 0 | 0 | 0 | 0 | 0 | 0
BART SO2 Annual- Sherburne County 1- v5.16 | 148 | 7240 | Rate Constraint in lbs/MMBtu | FALSE | L | Annual | Constraint Shadow Price | US2019$/Ton | 0 | 0 | 0 | 0 | 0 | 0 | 0
BART SO2 Annual- Sherburne County 3- v5.16 | 149 | 7246 | Rate Constraint in lbs/MMBtu | FALSE | L | Annual | Seasons Included | Seasons | Winter, WintShld, Summer | Winter, WintShld, Summer | Winter, WintShld, Summer | Winter, WintShld, Summer | Winter, WintShld, Summer | Winter, WintShld, Summer | Winter, WintShld, Summer
BART SO2 Annual- Sherburne County 3- v5.16 | 149 | 7246 | Rate Constraint in lbs/MMBtu | FALSE | L | Annual | Standard SO2 | lb/MMBtu | 0.29 | 0.29 | 0.29 | 0.29 | 0.29 | 0.29 | 0.29
BART SO2 Annual- Sherburne County 3- v5.16 | 149 | 7246 | Rate Constraint in lbs/MMBtu | FALSE | L | Annual | Emissions at Affected Plants SO2 | Thousand Tons | 4.7244 | 0 | 0 | 0 | 0 | 0 | 0
BART SO2 Annual- Sherburne County 3- v5.16 | 149 | 7246 | Rate Constraint in lbs/MMBtu | FALSE | L | Annual | Allowances Purchased SO2 | Thousand Tons | 0 | 0 | 0 | 0 | 0 | 0 | 0
BART SO2 Annual- Sherburne County 3- v5.16 | 149 | 7246 | Rate Constraint in lbs/MMBtu | FALSE | L | Annual | Allowances Sold SO2 | Thousand Tons | 0 | 0 | 0 | 0 | 0 | 0 | 0
BART SO2 Annual- Sherburne County 3- v5.16 | 149 | 7246 | Rate Constraint in lbs/MMBtu | FALSE | L | Annual | Allowances Banked | Thousand Tons | 0 | 0 | 0 | 0 | 0 | 0 | 0
BART SO2 Annual- Sherburne County 3- v5.16 | 149 | 7246 | Rate Constraint in lbs/MMBtu | FALSE | L | Annual | Allowances Withdrawn (1:1) | Thousand Tons | 0 | 0 | 0 | 0 | 0 | 0 | 0
BART SO2 Annual- Sherburne County 3- v5.16 | 149 | 7246 | Rate Constraint in lbs/MMBtu | FALSE | L | Annual | Allowances Withdrawn (n:1) | Thousand Tons | 0 | 0 | 0 | 0 | 0 | 0 | 0
BART SO2 Annual- Sherburne County 3- v5.16 | 149 | 7246 | Rate Constraint in lbs/MMBtu | FALSE | L | Annual | Net Emissions Allowance Position | Thousand Tons | 4.7244 | 0 | 0 | 0 | 0 | 0 | 0
BART SO2 Annual- Sherburne County 3- v5.16 | 149 | 7246 | Rate Constraint in lbs/MMBtu | FALSE | L | Annual | Fuel Consumed | TBtu | 57.0368 | 0 | 0 | 0 | 0 | 0 | 0
BART SO2 Annual- Sherburne County 3- v5.16 | 149 | 7246 | Rate Constraint in lbs/MMBtu | FALSE | L | Annual | Rate | lb/MMBtu | 0.16566 | 0 | 0 | 0 | 0 | 0 | 0
BART SO2 Annual- Sherburne County 3- v5.16 | 149 | 7246 | Rate Constraint in lbs/MMBtu | FALSE | L | Annual | Generation | TWh | 5.6934 | 0 | 0 | 0 | 0 | 0 | 0
BART SO2 Annual- Sherburne County 3- v5.16 | 149 | 7246 | Rate Constraint in lbs/MMBtu | FALSE | L | Annual | Qualifying Generation | TWh | 5.6934 | 0 | 0 | 0 | 0 | 0 | 0
BART SO2 Annual- Sherburne County 3- v5.16 | 149 | 7246 | Rate Constraint in lbs/MMBtu | FALSE | L | Annual | Rate | lb/MWh | 1.6596 | 0 | 0 | 0 | 0 | 0 | 0
BART SO2 Annual- Sherburne County 3- v5.16 | 149 | 7246 | Rate Constraint in lbs/MMBtu | FALSE | L | Annual | Constraint Shadow Price | US2019$/Ton | 0 | 0 | 0 | 0 | 0 | 0 | 0
BART SO2 Annual- Transalta Centralia 1,2- v5.16 | 150 | 7239 | Rate Constraint in MTons | FALSE | L | Annual | Seasons Included | Seasons | Winter, WintShld, Summer | Winter, WintShld, Summer | Winter, WintShld, Summer | Winter, WintShld, Summer | Winter, WintShld, Summer | Winter, WintShld, Summer | Winter, WintShld, Summer
BART SO2 Annual- Transalta Centralia 1,2- v5.16 | 150 | 7239 | Rate Constraint in MTons | FALSE | L | Annual | Standard SO2 | Thousand Tons | 10 | 10 | 10 | 10 | 10 | 10 | 10
BART SO2 Annual- Transalta Centralia 1,2- v5.16 | 150 | 7239 | Rate Constraint in MTons | FALSE | L | Annual | Emissions at Affected Plants SO2 | Thousand Tons | 0 | 0 | 0 | 0 | 0 | 0 | 0
BART SO2 Annual- Transalta Centralia 1,2- v5.16 | 150 | 7239 | Rate Constraint in MTons | FALSE | L | Annual | Allowances Purchased SO2 | Thousand Tons | 0 | 0 | 0 | 0 | 0 | 0 | 0
BART SO2 Annual- Transalta Centralia 1,2- v5.16 | 150 | 7239 | Rate Constraint in MTons | FALSE | L | Annual | Allowances Sold SO2 | Thousand Tons | 0 | 0 | 0 | 0 | 0 | 0 | 0
BART SO2 Annual- Transalta Centralia 1,2- v5.16 | 150 | 7239 | Rate Constraint in MTons | FALSE | L | Annual | Allowances Banked | Thousand Tons | 0 | 0 | 0 | 0 | 0 | 0 | 0
BART SO2 Annual- Transalta Centralia 1,2- v5.16 | 150 | 7239 | Rate Constraint in MTons | FALSE | L | Annual | Allowances Withdrawn (1:1) | Thousand Tons | 0 | 0 | 0 | 0 | 0 | 0 | 0
BART SO2 Annual- Transalta Centralia 1,2- v5.16 | 150 | 7239 | Rate Constraint in MTons | FALSE | L | Annual | Allowances Withdrawn (n:1) | Thousand Tons | 0 | 0 | 0 | 0 | 0 | 0 | 0
BART SO2 Annual- Transalta Centralia 1,2- v5.16 | 150 | 7239 | Rate Constraint in MTons | FALSE | L | Annual | Net Emissions Allowance Position | Thousand Tons | 0 | 0 | 0 | 0 | 0 | 0 | 0
BART SO2 Annual- Transalta Centralia 1,2- v5.16 | 150 | 7239 | Rate Constraint in MTons | FALSE | L | Annual | Fuel Consumed | TBtu | 0 | 0 | 0 | 0 | 0 | 0 | 0
BART SO2 Annual- Transalta Centralia 1,2- v5.16 | 150 | 7239 | Rate Constraint in MTons | FALSE | L | Annual | Rate | lb/MMBtu | 0 | 0 | 0 | 0 | 0 | 0 | 0
BART SO2 Annual- Transalta Centralia 1,2- v5.16 | 150 | 7239 | Rate Constraint in MTons | FALSE | L | Annual | Generation | TWh | 0 | 0 | 0 | 0 | 0 | 0 | 0
BART SO2 Annual- Transalta Centralia 1,2- v5.16 | 150 | 7239 | Rate Constraint in MTons | FALSE | L | Annual | Qualifying Generation | TWh | 0 | 0 | 0 | 0 | 0 | 0 | 0
BART SO2 Annual- Transalta Centralia 1,2- v5.16 | 150 | 7239 | Rate Constraint in MTons | FALSE | L | Annual | Rate | lb/MWh | 0 | 0 | 0 | 0 | 0 | 0 | 0
BART SO2 Annual- Transalta Centralia 1,2- v5.16 | 150 | 7239 | Rate Constraint in MTons | FALSE | L | Annual | Constraint Shadow Price | US2019$/Ton | 0 | 0 | 0 | 0 | 0 | 0 | 0
BART SO2 Annual- White Bluff 1- v6.20 | 151 | 7641 | Rate Constraint in lbs/MMBtu | FALSE | L | Annual | Seasons Included | Seasons | Winter, WintShld, Summer | Winter, WintShld, Summer | Winter, WintShld, Summer | Winter, WintShld, Summer | Winter, WintShld, Summer | Winter, WintShld, Summer | Winter, WintShld, Summer
BART SO2 Annual- White Bluff 1- v6.20 | 151 | 7641 | Rate Constraint in lbs/MMBtu | FALSE | L | Annual | Standard SO2 | lb/MMBtu | 0.6 | 0.6 | 0.6 | 0.6 | 0.6 | 0.6 | 0.6
BART SO2 Annual- White Bluff 1- v6.20 | 151 | 7641 | Rate Constraint in lbs/MMBtu | FALSE | L | Annual | Emissions at Affected Plants SO2 | Thousand Tons | 9.8848 | 0 | 0 | 0 | 0 | 0 | 0
BART SO2 Annual- White Bluff 1- v6.20 | 151 | 7641 | Rate Constraint in lbs/MMBtu | FALSE | L | Annual | Allowances Purchased SO2 | Thousand Tons | 0 | 0 | 0 | 0 | 0 | 0 | 0
BART SO2 Annual- White Bluff 1- v6.20 | 151 | 7641 | Rate Constraint in lbs/MMBtu | FALSE | L | Annual | Allowances Sold SO2 | Thousand Tons | 0 | 0 | 0 | 0 | 0 | 0 | 0
BART SO2 Annual- White Bluff 1- v6.20 | 151 | 7641 | Rate Constraint in lbs/MMBtu | FALSE | L | Annual | Allowances Banked | Thousand Tons | 0 | 0 | 0 | 0 | 0 | 0 | 0
BART SO2 Annual- White Bluff 1- v6.20 | 151 | 7641 | Rate Constraint in lbs/MMBtu | FALSE | L | Annual | Allowances Withdrawn (1:1) | Thousand Tons | 0 | 0 | 0 | 0 | 0 | 0 | 0
BART SO2 Annual- White Bluff 1- v6.20 | 151 | 7641 | Rate Constraint in lbs/MMBtu | FALSE | L | Annual | Allowances Withdrawn (n:1) | Thousand Tons | 0 | 0 | 0 | 0 | 0 | 0 | 0
BART SO2 Annual- White Bluff 1- v6.20 | 151 | 7641 | Rate Constraint in lbs/MMBtu | FALSE | L | Annual | Net Emissions Allowance Position | Thousand Tons | 9.8848 | 0 | 0 | 0 | 0 | 0 | 0
BART SO2 Annual- White Bluff 1- v6.20 | 151 | 7641 | Rate Constraint in lbs/MMBtu | FALSE | L | Annual | Fuel Consumed | TBtu | 37.8496 | 0 | 0 | 0 | 0 | 0 | 0
BART SO2 Annual- White Bluff 1- v6.20 | 151 | 7641 | Rate Constraint in lbs/MMBtu | FALSE | L | Annual | Rate | lb/MMBtu | 0.52232 | 0 | 0 | 0 | 0 | 0 | 0
BART SO2 Annual- White Bluff 1- v6.20 | 151 | 7641 | Rate Constraint in lbs/MMBtu | FALSE | L | Annual | Generation | TWh | 3.6612 | 0 | 0 | 0 | 0 | 0 | 0
BART SO2 Annual- White Bluff 1- v6.20 | 151 | 7641 | Rate Constraint in lbs/MMBtu | FALSE | L | Annual | Qualifying Generation | TWh | 3.6612 | 0 | 0 | 0 | 0 | 0 | 0
BART SO2 Annual- White Bluff 1- v6.20 | 151 | 7641 | Rate Constraint in lbs/MMBtu | FALSE | L | Annual | Rate | lb/MWh | 5.3997 | 0 | 0 | 0 | 0 | 0 | 0
BART SO2 Annual- White Bluff 1- v6.20 | 151 | 7641 | Rate Constraint in lbs/MMBtu | FALSE | L | Annual | Constraint Shadow Price | US2019$/Ton | 0 | 0 | 0 | 0 | 0 | 0 | 0
BART SO2 Annual- White Bluff 2- v6.20 | 152 | 7642 | Rate Constraint in lbs/MMBtu | FALSE | L | Annual | Seasons Included | Seasons | Winter, WintShld, Summer | Winter, WintShld, Summer | Winter, WintShld, Summer | Winter, WintShld, Summer | Winter, WintShld, Summer | Winter, WintShld, Summer | Winter, WintShld, Summer
BART SO2 Annual- White Bluff 2- v6.20 | 152 | 7642 | Rate Constraint in lbs/MMBtu | FALSE | L | Annual | Standard SO2 | lb/MMBtu | 0.6 | 0.6 | 0.6 | 0.6 | 0.6 | 0.6 | 0.6
BART SO2 Annual- White Bluff 2- v6.20 | 152 | 7642 | Rate Constraint in lbs/MMBtu | FALSE | L | Annual | Emissions at Affected Plants SO2 | Thousand Tons | 11.1989 | 0 | 0 | 0 | 0 | 0 | 0
BART SO2 Annual- White Bluff 2- v6.20 | 152 | 7642 | Rate Constraint in lbs/MMBtu | FALSE | L | Annual | Allowances Purchased SO2 | Thousand Tons | 0 | 0 | 0 | 0 | 0 | 0 | 0
BART SO2 Annual- White Bluff 2- v6.20 | 152 | 7642 | Rate Constraint in lbs/MMBtu | FALSE | L | Annual | Allowances Sold SO2 | Thousand Tons | 0 | 0 | 0 | 0 | 0 | 0 | 0
BART SO2 Annual- White Bluff 2- v6.20 | 152 | 7642 | Rate Constraint in lbs/MMBtu | FALSE | L | Annual | Allowances Banked | Thousand Tons | 0 | 0 | 0 | 0 | 0 | 0 | 0
BART SO2 Annual- White Bluff 2- v6.20 | 152 | 7642 | Rate Constraint in lbs/MMBtu | FALSE | L | Annual | Allowances Withdrawn (1:1) | Thousand Tons | 0 | 0 | 0 | 0 | 0 | 0 | 0
BART SO2 Annual- White Bluff 2- v6.20 | 152 | 7642 | Rate Constraint in lbs/MMBtu | FALSE | L | Annual | Allowances Withdrawn (n:1) | Thousand Tons | 0 | 0 | 0 | 0 | 0 | 0 | 0
BART SO2 Annual- White Bluff 2- v6.20 | 152 | 7642 | Rate Constraint in lbs/MMBtu | FALSE | L | Annual | Net Emissions Allowance Position | Thousand Tons | 11.1989 | 0 | 0 | 0 | 0 | 0 | 0
BART SO2 Annual- White Bluff 2- v6.20 | 152 | 7642 | Rate Constraint in lbs/MMBtu | FALSE | L | Annual | Fuel Consumed | TBtu | 42.8816 | 0 | 0 | 0 | 0 | 0 | 0
BART SO2 Annual- White Bluff 2- v6.20 | 152 | 7642 | Rate Constraint in lbs/MMBtu | FALSE | L | Annual | Rate | lb/MMBtu | 0.52232 | 0 | 0 | 0 | 0 | 0 | 0
BART SO2 Annual- White Bluff 2- v6.20 | 152 | 7642 | Rate Constraint in lbs/MMBtu | FALSE | L | Annual | Generation | TWh | 4.2016 | 0 | 0 | 0 | 0 | 0 | 0
BART SO2 Annual- White Bluff 2- v6.20 | 152 | 7642 | Rate Constraint in lbs/MMBtu | FALSE | L | Annual | Qualifying Generation | TWh | 4.2016 | 0 | 0 | 0 | 0 | 0 | 0
BART SO2 Annual- White Bluff 2- v6.20 | 152 | 7642 | Rate Constraint in lbs/MMBtu | FALSE | L | Annual | Rate | lb/MWh | 5.3308 | 0 | 0 | 0 | 0 | 0 | 0
BART SO2 Annual- White Bluff 2- v6.20 | 152 | 7642 | Rate Constraint in lbs/MMBtu | FALSE | L | Annual | Constraint Shadow Price | US2019$/Ton | 0 | 0 | 0 | 0 | 0 | 5.0378 | 0
BART SO2 Annual-Apache Station 2 -v5.13 | 153 | 7207 | Rate Constraint in lbs/MMBtu | FALSE | L | Annual | Seasons Included | Seasons | Winter, WintShld, Summer | Winter, WintShld, Summer | Winter, WintShld, Summer | Winter, WintShld, Summer | Winter, WintShld, Summer | Winter, WintShld, Summer | Winter, WintShld, Summer
BART SO2 Annual-Apache Station 2 -v5.13 | 153 | 7207 | Rate Constraint in lbs/MMBtu | FALSE | L | Annual | Standard SO2 | lb/MMBtu | 0.00064 | 0.00064 | 0.00064 | 0.00064 | 0.00064 | 0.00064 | 0.00064
BART SO2 Annual-Apache Station 2 -v5.13 | 153 | 7207 | Rate Constraint in lbs/MMBtu | FALSE | L | Annual | Emissions at Affected Plants SO2 | Thousand Tons | 0 | 0 | 0 | 0 | 0 | 0 | 0
BART SO2 Annual-Apache Station 2 -v5.13 | 153 | 7207 | Rate Constraint in lbs/MMBtu | FALSE | L | Annual | Allowances Purchased SO2 | Thousand Tons | 0 | 0 | 0 | 0 | 0 | 0 | 0
BART SO2 Annual-Apache Station 2 -v5.13 | 153 | 7207 | Rate Constraint in lbs/MMBtu | FALSE | L | Annual | Allowances Sold SO2 | Thousand Tons | 0 | 0 | 0 | 0 | 0 | 0 | 0
BART SO2 Annual-Apache Station 2 -v5.13 | 153 | 7207 | Rate Constraint in lbs/MMBtu | FALSE | L | Annual | Allowances Banked | Thousand Tons | 0 | 0 | 0 | 0 | 0 | 0 | 0
BART SO2 Annual-Apache Station 2 -v5.13 | 153 | 7207 | Rate Constraint in lbs/MMBtu | FALSE | L | Annual | Allowances Withdrawn (1:1) | Thousand Tons | 0 | 0 | 0 | 0 | 0 | 0 | 0
BART SO2 Annual-Apache Station 2 -v5.13 | 153 | 7207 | Rate Constraint in lbs/MMBtu | FALSE | L | Annual | Allowances Withdrawn (n:1) | Thousand Tons | 0 | 0 | 0 | 0 | 0 | 0 | 0
BART SO2 Annual-Apache Station 2 -v5.13 | 153 | 7207 | Rate Constraint in lbs/MMBtu | FALSE | L | Annual | Net Emissions Allowance Position | Thousand Tons | 0 | 0 | 0 | 0 | 0 | 0 | 0
BART SO2 Annual-Apache Station 2 -v5.13 | 153 | 7207 | Rate Constraint in lbs/MMBtu | FALSE | L | Annual | Fuel Consumed | TBtu | 0 | 0 | 0 | 0 | 0 | 0 | 0
BART SO2 Annual-Apache Station 2 -v5.13 | 153 | 7207 | Rate Constraint in lbs/MMBtu | FALSE | L | Annual | Rate | lb/MMBtu | 0 | 0 | 0 | 0 | 0 | 0 | 0
BART SO2 Annual-Apache Station 2 -v5.13 | 153 | 7207 | Rate Constraint in lbs/MMBtu | FALSE | L | Annual | Generation | TWh | 0 | 0 | 0 | 0 | 0 | 0 | 0
BART SO2 Annual-Apache Station 2 -v5.13 | 153 | 7207 | Rate Constraint in lbs/MMBtu | FALSE | L | Annual | Qualifying Generation | TWh | 0 | 0 | 0 | 0 | 0 | 0 | 0
BART SO2 Annual-Apache Station 2 -v5.13 | 153 | 7207 | Rate Constraint in lbs/MMBtu | FALSE | L | Annual | Rate | lb/MWh | 0 | 0 | 0 | 0 | 0 | 0 | 0
BART SO2 Annual-Apache Station 2 -v5.13 | 153 | 7207 | Rate Constraint in lbs/MMBtu | FALSE | L | Annual | Constraint Shadow Price | US2019$/Ton | 0 | 0 | 0 | 0 | 0 | 0 | 0
BART SO2 Annual-Apache Station 3 -v5.13 | 154 | 7208 | Rate Constraint in lbs/MMBtu | FALSE | L | Annual | Seasons Included | Seasons | Winter, WintShld, Summer | Winter, WintShld, Summer | Winter, WintShld, Summer | Winter, WintShld, Summer | Winter, WintShld, Summer | Winter, WintShld, Summer | Winter, WintShld, Summer
BART SO2 Annual-Apache Station 3 -v5.13 | 154 | 7208 | Rate Constraint in lbs/MMBtu | FALSE | L | Annual | Standard SO2 | lb/MMBtu | 0.15 | 0.15 | 0.15 | 0.15 | 0.15 | 0.15 | 0.15
BART SO2 Annual-Apache Station 3 -v5.13 | 154 | 7208 | Rate Constraint in lbs/MMBtu | FALSE | L | Annual | Emissions at Affected Plants SO2 | Thousand Tons | 0.072709 | 0.067482 | 0.067482 | 0.067482 | 0.13124 | 0.13124 | 0.13124
BART SO2 Annual-Apache Station 3 -v5.13 | 154 | 7208 | Rate Constraint in lbs/MMBtu | FALSE | L | Annual | Allowances Purchased SO2 | Thousand Tons | 0 | 0 | 0 | 0 | 0 | 0 | 0
BART SO2 Annual-Apache Station 3 -v5.13 | 154 | 7208 | Rate Constraint in lbs/MMBtu | FALSE | L | Annual | Allowances Sold SO2 | Thousand Tons | 0 | 0 | 0 | 0 | 0 | 0 | 0
BART SO2 Annual-Apache Station 3 -v5.13 | 154 | 7208 | Rate Constraint in lbs/MMBtu | FALSE | L | Annual | Allowances Banked | Thousand Tons | 0 | 0 | 0 | 0 | 0 | 0 | 0
BART SO2 Annual-Apache Station 3 -v5.13 | 154 | 7208 | Rate Constraint in lbs/MMBtu | FALSE | L | Annual | Allowances Withdrawn (1:1) | Thousand Tons | 0 | 0 | 0 | 0 | 0 | 0 | 0
BART SO2 Annual-Apache Station 3 -v5.13 | 154 | 7208 | Rate Constraint in lbs/MMBtu | FALSE | L | Annual | Allowances Withdrawn (n:1) | Thousand Tons | 0 | 0 | 0 | 0 | 0 | 0 | 0
BART SO2 Annual-Apache Station 3 -v5.13 | 154 | 7208 | Rate Constraint in lbs/MMBtu | FALSE | L | Annual | Net Emissions Allowance Position | Thousand Tons | 0.072709 | 0.067482 | 0.067482 | 0.067482 | 0.13124 | 0.13124 | 0.13124
BART SO2 Annual-Apache Station 3 -v5.13 | 154 | 7208 | Rate Constraint in lbs/MMBtu | FALSE | L | Annual | Fuel Consumed | TBtu | 1.8561 | 1.7226 | 1.7226 | 1.7226 | 3.3503 | 3.3503 | 3.3503
BART SO2 Annual-Apache Station 3 -v5.13 | 154 | 7208 | Rate Constraint in lbs/MMBtu | FALSE | L | Annual | Rate | lb/MMBtu | 0.078348 | 0.078348 | 0.078348 | 0.078348 | 0.078348 | 0.078348 | 0.078348
BART SO2 Annual-Apache Station 3 -v5.13 | 154 | 7208 | Rate Constraint in lbs/MMBtu | FALSE | L | Annual | Generation | TWh | 0.16517 | 0.1533 | 0.1533 | 0.1533 | 0.29815 | 0.29815 | 0.29815
BART SO2 Annual-Apache Station 3 -v5.13 | 154 | 7208 | Rate Constraint in lbs/MMBtu | FALSE | L | Annual | Qualifying Generation | TWh | 0.16517 | 0.1533 | 0.1533 | 0.1533 | 0.29815 | 0.29815 | 0.29815
BART SO2 Annual-Apache Station 3 -v5.13 | 154 | 7208 | Rate Constraint in lbs/MMBtu | FALSE | L | Annual | Rate | lb/MWh | 0.88039 | 0.88039 | 0.88039 | 0.88039 | 0.88039 | 0.88039 | 0.88039
BART SO2 Annual-Apache Station 3 -v5.13 | 154 | 7208 | Rate Constraint in lbs/MMBtu | FALSE | L | Annual | Constraint Shadow Price | US2019$/Ton | 0 | 0 | 0 | 0 | 0 | 0 | 0
BART SO2 Annual-Campbell 1 -v5.14 | 155 | 7235 | Rate Constraint in lbs/MMBtu | FALSE | L | Annual | Seasons Included | Seasons | Winter, WintShld, Summer | Winter, WintShld, Summer | Winter, WintShld, Summer | Winter, WintShld, Summer | Winter, WintShld, Summer | Winter, WintShld, Summer | Winter, WintShld, Summer
BART SO2 Annual-Campbell 1 -v5.14 | 155 | 7235 | Rate Constraint in lbs/MMBtu | FALSE | L | Annual | Standard SO2 | lb/MMBtu | 0.29 | 0.29 | 0.29 | 0.29 | 0.29 | 0.29 | 0.29
BART SO2 Annual-Campbell 1 -v5.14 | 155 | 7235 | Rate Constraint in lbs/MMBtu | FALSE | L | Annual | Emissions at Affected Plants SO2 | Thousand Tons | 0 | 0 | 0 | 0 | 0 | 0 | 0
BART SO2 Annual-Campbell 1 -v5.14 | 155 | 7235 | Rate Constraint in lbs/MMBtu | FALSE | L | Annual | Allowances Purchased SO2 | Thousand Tons | 0 | 0 | 0 | 0 | 0 | 0 | 0
BART SO2 Annual-Campbell 1 -v5.14 | 155 | 7235 | Rate Constraint in lbs/MMBtu | FALSE | L | Annual | Allowances Sold SO2 | Thousand Tons | 0 | 0 | 0 | 0 | 0 | 0 | 0
BART SO2 Annual-Campbell 1 -v5.14 | 155 | 7235 | Rate Constraint in lbs/MMBtu | FALSE | L | Annual | Allowances Banked | Thousand Tons | 0 | 0 | 0 | 0 | 0 | 0 | 0
BART SO2 Annual-Campbell 1 -v5.14 | 155 | 7235 | Rate Constraint in lbs/MMBtu | FALSE | L | Annual | Allowances Withdrawn (1:1) | Thousand Tons | 0 | 0 | 0 | 0 | 0 | 0 | 0
BART SO2 Annual-Campbell 1 -v5.14 | 155 | 7235 | Rate Constraint in lbs/MMBtu | FALSE | L | Annual | Allowances Withdrawn (n:1) | Thousand Tons | 0 | 0 | 0 | 0 | 0 | 0 | 0
BART SO2 Annual-Campbell 1 -v5.14 | 155 | 7235 | Rate Constraint in lbs/MMBtu | FALSE | L | Annual | Net Emissions Allowance Position | Thousand Tons | 0 | 0 | 0 | 0 | 0 | 0 | 0
BART SO2 Annual-Campbell 1 -v5.14 | 155 | 7235 | Rate Constraint in lbs/MMBtu | FALSE | L | Annual | Fuel Consumed | TBtu | 0 | 0 | 0 | 0 | 0 | 0 | 0
BART SO2 Annual-Campbell 1 -v5.14 | 155 | 7235 | Rate Constraint in lbs/MMBtu | FALSE | L | Annual | Rate | lb/MMBtu | 0 | 0 | 0 | 0 | 0 | 0 | 0
BART SO2 Annual-Campbell 1 -v5.14 | 155 | 7235 | Rate Constraint in lbs/MMBtu | FALSE | L | Annual | Generation | TWh | 0 | 0 | 0 | 0 | 0 | 0 | 0
BART SO2 Annual-Campbell 1 -v5.14 | 155 | 7235 | Rate Constraint in lbs/MMBtu | FALSE | L | Annual | Qualifying Generation | TWh | 0 | 0 | 0 | 0 | 0 | 0 | 0
BART SO2 Annual-Campbell 1 -v5.14 | 155 | 7235 | Rate Constraint in lbs/MMBtu | FALSE | L | Annual | Rate | lb/MWh | 0 | 0 | 0 | 0 | 0 | 0 | 0
BART SO2 Annual-Campbell 1 -v5.14 | 155 | 7235 | Rate Constraint in lbs/MMBtu | FALSE | L | Annual | Constraint Shadow Price | US2019$/Ton | 0 | 0 | 0 | 0 | 0 | 0 | 0
BART SO2 Annual-Campbell 2 -v5.14 | 156 | 7236 | Rate Constraint in lbs/MMBtu | FALSE | L | Annual | Seasons Included | Seasons | Winter, WintShld, Summer | Winter, WintShld, Summer | Winter, WintShld, Summer | Winter, WintShld, Summer | Winter, WintShld, Summer | Winter, WintShld, Summer | Winter, WintShld, Summer
BART SO2 Annual-Campbell 2 -v5.14 | 156 | 7236 | Rate Constraint in lbs/MMBtu | FALSE | L | Annual | Standard SO2 | lb/MMBtu | 0.32 | 0.32 | 0.32 | 0.32 | 0.32 | 0.32 | 0.32
BART SO2 Annual-Campbell 2 -v5.14 | 156 | 7236 | Rate Constraint in lbs/MMBtu | FALSE | L | Annual | Emissions at Affected Plants SO2 | Thousand Tons | 0 | 0 | 0 | 0 | 0 | 0 | 0
BART SO2 Annual-Campbell 2 -v5.14 | 156 | 7236 | Rate Constraint in lbs/MMBtu | FALSE | L | Annual | Allowances Purchased SO2 | Thousand Tons | 0 | 0 | 0 | 0 | 0 | 0 | 0
BART SO2 Annual-Campbell 2 -v5.14 | 156 | 7236 | Rate Constraint in lbs/MMBtu | FALSE | L | Annual | Allowances Sold SO2 | Thousand Tons | 0 | 0 | 0 | 0 | 0 | 0 | 0
BART SO2 Annual-Campbell 2 -v5.14 | 156 | 7236 | Rate Constraint in lbs/MMBtu | FALSE | L | Annual | Allowances Banked | Thousand Tons | 0 | 0 | 0 | 0 | 0 | 0 | 0
BART SO2 Annual-Campbell 2 -v5.14 | 156 | 7236 | Rate Constraint in lbs/MMBtu | FALSE | L | Annual | Allowances Withdrawn (1:1) | Thousand Tons | 0 | 0 | 0 | 0 | 0 | 0 | 0
BART SO2 Annual-Campbell 2 -v5.14 | 156 | 7236 | Rate Constraint in lbs/MMBtu | FALSE | L | Annual | Allowances Withdrawn (n:1) | Thousand Tons | 0 | 0 | 0 | 0 | 0 | 0 | 0
BART SO2 Annual-Campbell 2 -v5.14 | 156 | 7236 | Rate Constraint in lbs/MMBtu | FALSE | L | Annual | Net Emissions Allowance Position | Thousand Tons | 0 | 0 | 0 | 0 | 0 | 0 | 0
BART SO2 Annual-Campbell 2 -v5.14 | 156 | 7236 | Rate Constraint in lbs/MMBtu | FALSE | L | Annual | Fuel Consumed | TBtu | 0 | 0 | 0 | 0 | 0 | 0 | 0
BART SO2 Annual-Campbell 2 -v5.14 | 156 | 7236 | Rate Constraint in lbs/MMBtu | FALSE | L | Annual | Rate | lb/MMBtu | 0 | 0 | 0 | 0 | 0 | 0 | 0
BART SO2 Annual-Campbell 2 -v5.14 | 156 | 7236 | Rate Constraint in lbs/MMBtu | FALSE | L | Annual | Generation | TWh | 0 | 0 | 0 | 0 | 0 | 0 | 0
BART SO2 Annual-Campbell 2 -v5.14 | 156 | 7236 | Rate Constraint in lbs/MMBtu | FALSE | L | Annual | Qualifying Generation | TWh | 0 | 0 | 0 | 0 | 0 | 0 | 0
BART SO2 Annual-Campbell 2 -v5.14 | 156 | 7236 | Rate Constraint in lbs/MMBtu | FALSE | L | Annual | Rate | lb/MWh | 0 | 0 | 0 | 0 | 0 | 0 | 0
BART SO2 Annual-Campbell 2 -v5.14 | 156 | 7236 | Rate Constraint in lbs/MMBtu | FALSE | L | Annual | Constraint Shadow Price | US2019$/Ton | 0 | 0 | 0 | 0 | 0 | 0 | 0
BART SO2 Annual-Campbell 3 -v5.14 | 157 | 7237 | Rate Constraint in lbs/MMBtu | FALSE | L | Annual | Seasons Included | Seasons | Winter, WintShld, Summer | Winter, WintShld, Summer | Winter, WintShld, Summer | Winter, WintShld, Summer | Winter, WintShld, Summer | Winter, WintShld, Summer | Winter, WintShld, Summer
BART SO2 Annual-Campbell 3 -v5.14 | 157 | 7237 | Rate Constraint in lbs/MMBtu | FALSE | L | Annual | Standard SO2 | lb/MMBtu | 0.07 | 0.07 | 0.07 | 0.07 | 0.07 | 0.07 | 0.07
BART SO2 Annual-Campbell 3 -v5.14 | 157 | 7237 | Rate Constraint in lbs/MMBtu | FALSE | L | Annual | Emissions at Affected Plants SO2 | Thousand Tons | 0 | 0 | 0 | 0 | 0 | 0 | 0
BART SO2 Annual-Campbell 3 -v5.14 | 157 | 7237 | Rate Constraint in lbs/MMBtu | FALSE | L | Annual | Allowances Purchased SO2 | Thousand Tons | 0 | 0 | 0 | 0 | 0 | 0 | 0
BART SO2 Annual-Campbell 3 -v5.14 | 157 | 7237 | Rate Constraint in lbs/MMBtu | FALSE | L | Annual | Allowances Sold SO2 | Thousand Tons | 0 | 0 | 0 | 0 | 0 | 0 | 0
BART SO2 Annual-Campbell 3 -v5.14 | 157 | 7237 | Rate Constraint in lbs/MMBtu | FALSE | L | Annual | Allowances Banked | Thousand Tons | 0 | 0 | 0 | 0 | 0 | 0 | 0
BART SO2 Annual-Campbell 3 -v5.14 | 157 | 7237 | Rate Constraint in lbs/MMBtu | FALSE | L | Annual | Allowances Withdrawn (1:1) | Thousand Tons | 0 | 0 | 0 | 0 | 0 | 0 | 0
BART SO2 Annual-Campbell 3 -v5.14 | 157 | 7237 | Rate Constraint in lbs/MMBtu | FALSE | L | Annual | Allowances Withdrawn (n:1) | Thousand Tons | 0 | 0 | 0 | 0 | 0 | 0 | 0
BART SO2 Annual-Campbell 3 -v5.14 | 157 | 7237 | Rate Constraint in lbs/MMBtu | FALSE | L | Annual | Net Emissions Allowance Position | Thousand Tons | 0 | 0 | 0 | 0 | 0 | 0 | 0
BART SO2 Annual-Campbell 3 -v5.14 | 157 | 7237 | Rate Constraint in lbs/MMBtu | FALSE | L | Annual | Fuel Consumed | TBtu | 0 | 0 | 0 | 0 | 0 | 0 | 0
BART SO2 Annual-Campbell 3 -v5.14 | 157 | 7237 | Rate Constraint in lbs/MMBtu | FALSE | L | Annual | Rate | lb/MMBtu | 0 | 0 | 0 | 0 | 0 | 0 | 0
BART SO2 Annual-Campbell 3 -v5.14 | 157 | 7237 | Rate Constraint in lbs/MMBtu | FALSE | L | Annual | Generation | TWh | 0 | 0 | 0 | 0 | 0 | 0 | 0
BART SO2 Annual-Campbell 3 -v5.14 | 157 | 7237 | Rate Constraint in lbs/MMBtu | FALSE | L | Annual | Qualifying Generation | TWh | 0 | 0 | 0 | 0 | 0 | 0 | 0
BART SO2 Annual-Campbell 3 -v5.14 | 157 | 7237 | Rate Constraint in lbs/MMBtu | FALSE | L | Annual | Rate | lb/MWh | 0 | 0 | 0 | 0 | 0 | 0 | 0
BART SO2 Annual-Campbell 3 -v5.14 | 157 | 7237 | Rate Constraint in lbs/MMBtu | FALSE | L | Annual | Constraint Shadow Price | US2019$/Ton | 0 | 0 | 0 | 0 | 0 | 0 | 0
BART SO2 Annual-Cherokee 4 -v5.13 | 158 | 7209 | Rate Constraint in MTons | FALSE | L | Annual | Seasons Included | Seasons | Winter, WintShld, Summer | Winter, WintShld, Summer | Winter, WintShld, Summer | Winter, WintShld, Summer | Winter, WintShld, Summer | Winter, WintShld, Summer | Winter, WintShld, Summer
BART SO2 Annual-Cherokee 4 -v5.13 | 158 | 7209 | Rate Constraint in MTons | FALSE | L | Annual | Standard SO2 | Thousand Tons | 0.00781 | 0.00781 | 0.00781 | 0.00781 | 0.00781 | 0.00781 | 0.00781
BART SO2 Annual-Cherokee 4 -v5.13 | 158 | 7209 | Rate Constraint in MTons | FALSE | L | Annual | Emissions at Affected Plants SO2 | Thousand Tons | 0 | 0 | 0 | 0 | 0 | 0 | 0
BART SO2 Annual-Cherokee 4 -v5.13 | 158 | 7209 | Rate Constraint in MTons | FALSE | L | Annual | Allowances Purchased SO2 | Thousand Tons | 0 | 0 | 0 | 0 | 0 | 0 | 0
BART SO2 Annual-Cherokee 4 -v5.13 | 158 | 7209 | Rate Constraint in MTons | FALSE | L | Annual | Allowances Sold SO2 | Thousand Tons | 0 | 0 | 0 | 0 | 0 | 0 | 0
BART SO2 Annual-Cherokee 4 -v5.13 | 158 | 7209 | Rate Constraint in MTons | FALSE | L | Annual | Allowances Banked | Thousand Tons | 0 | 0 | 0 | 0 | 0 | 0 | 0
BART SO2 Annual-Cherokee 4 -v5.13 | 158 | 7209 | Rate Constraint in MTons | FALSE | L | Annual | Allowances Withdrawn (1:1) | Thousand Tons | 0 | 0 | 0 | 0 | 0 | 0 | 0
BART SO2 Annual-Cherokee 4 -v5.13 | 158 | 7209 | Rate Constraint in MTons | FALSE | L | Annual | Allowances Withdrawn (n:1) | Thousand Tons | 0 | 0 | 0 | 0 | 0 | 0 | 0
BART SO2 Annual-Cherokee 4 -v5.13 | 158 | 7209 | Rate Constraint in MTons | FALSE | L | Annual | Net Emissions Allowance Position | Thousand Tons | 0 | 0 | 0 | 0 | 0 | 0 | 0
BART SO2 Annual-Cherokee 4 -v5.13 | 158 | 7209 | Rate Constraint in MTons | FALSE | L | Annual | Fuel Consumed | TBtu | 0 | 0 | 0 | 0 | 0 | 0 | 0
BART SO2 Annual-Cherokee 4 -v5.13 | 158 | 7209 | Rate Constraint in MTons | FALSE | L | Annual | Rate | lb/MMBtu | 0 | 0 | 0 | 0 | 0 | 0 | 0
BART SO2 Annual-Cherokee 4 -v5.13 | 158 | 7209 | Rate Constraint in MTons | FALSE | L | Annual | Generation | TWh | 0 | 0 | 0 | 0 | 0 | 0 | 0
BART SO2 Annual-Cherokee 4 -v5.13 | 158 | 7209 | Rate Constraint in MTons | FALSE | L | Annual | Qualifying Generation | TWh | 0 | 0 | 0 | 0 | 0 | 0 | 0
BART SO2 Annual-Cherokee 4 -v5.13 | 158 | 7209 | Rate Constraint in MTons | FALSE | L | Annual | Rate | lb/MWh | 0 | 0 | 0 | 0 | 0 | 0 | 0
BART SO2 Annual-Cherokee 4 -v5.13 | 158 | 7209 | Rate Constraint in MTons | FALSE | L | Annual | Constraint Shadow Price | US2019$/Ton | 0 | 0 | 0 | 0 | 0 | 0 | 0
BART SO2 Annual-Cholla 3 -v5.13 | 159 | 7210 | Rate Constraint in lbs/MMBtu | FALSE | L | Annual | Seasons Included | Seasons | Winter, WintShld, Summer | Winter, WintShld, Summer | Winter, WintShld, Summer | Winter, WintShld, Summer | Winter, WintShld, Summer | Winter, WintShld, Summer | Winter, WintShld, Summer
BART SO2 Annual-Cholla 3 -v5.13 | 159 | 7210 | Rate Constraint in lbs/MMBtu | FALSE | L | Annual | Standard SO2 | lb/MMBtu | 0.0006 | 0.0006 | 0.0006 | 0.0006 | 0.0006 | 0.0006 | 0.0006
BART SO2 Annual-Cholla 3 -v5.13 | 159 | 7210 | Rate Constraint in lbs/MMBtu | FALSE | L | Annual | Emissions at Affected Plants SO2 | Thousand Tons | 0 | 0 | 0 | 0 | 0 | 0 | 0
BART SO2 Annual-Cholla 3 -v5.13 | 159 | 7210 | Rate Constraint in lbs/MMBtu | FALSE | L | Annual | Allowances Purchased SO2 | Thousand Tons | 0 | 0 | 0 | 0 | 0 | 0 | 0
BART SO2 Annual-Cholla 3 -v5.13 | 159 | 7210 | Rate Constraint in lbs/MMBtu | FALSE | L | Annual | Allowances Sold SO2 | Thousand Tons | 0 | 0 | 0 | 0 | 0 | 0 | 0
BART SO2 Annual-Cholla 3 -v5.13 | 159 | 7210 | Rate Constraint in lbs/MMBtu | FALSE | L | Annual | Allowances Banked | Thousand Tons | 0 | 0 | 0 | 0 | 0 | 0 | 0
BART SO2 Annual-Cholla 3 -v5.13 | 159 | 7210 | Rate Constraint in lbs/MMBtu | FALSE | L | Annual | Allowances Withdrawn (1:1) | Thousand Tons | 0 | 0 | 0 | 0 | 0 | 0 | 0
BART SO2 Annual-Cholla 3 -v5.13 | 159 | 7210 | Rate Constraint in lbs/MMBtu | FALSE | L | Annual | Allowances Withdrawn (n:1) | Thousand Tons | 0 | 0 | 0 | 0 | 0 | 0 | 0
BART SO2 Annual-Cholla 3 -v5.13 | 159 | 7210 | Rate Constraint in lbs/MMBtu | FALSE | L | Annual | Net Emissions Allowance Position | Thousand Tons | 0 | 0 | 0 | 0 | 0 | 0 | 0
BART SO2 Annual-Cholla 3 -v5.13 | 159 | 7210 | Rate Constraint in lbs/MMBtu | FALSE | L | Annual | Fuel Consumed | TBtu | 0 | 0 | 0 | 0 | 0 | 0 | 0
BART SO2 Annual-Cholla 3 -v5.13 | 159 | 7210 | Rate Constraint in lbs/MMBtu | FALSE | L | Annual | Rate | lb/MMBtu | 0 | 0 | 0 | 0 | 0 | 0 | 0
BART SO2 Annual-Cholla 3 -v5.13 | 159 | 7210 | Rate Constraint in lbs/MMBtu | FALSE | L | Annual | Generation | TWh | 0 | 0 | 0 | 0 | 0 | 0 | 0
BART SO2 Annual-Cholla 3 -v5.13 | 159 | 7210 | Rate Constraint in lbs/MMBtu | FALSE | L | Annual | Qualifying Generation | TWh | 0 | 0 | 0 | 0 | 0 | 0 | 0
BART SO2 Annual-Cholla 3 -v5.13 | 159 | 7210 | Rate Constraint in lbs/MMBtu | FALSE | L | Annual | Rate | lb/MWh | 0 | 0 | 0 | 0 | 0 | 0 | 0
BART SO2 Annual-Cholla 3 -v5.13 | 159 | 7210 | Rate Constraint in lbs/MMBtu | FALSE | L | Annual | Constraint Shadow Price | US2019$/Ton | 0 | 0 | 0 | 0 | 0 | 0 | 0
BART SO2 Annual-Cholla 4 -v5.13 | 160 | 7211 | Rate Constraint in lbs/MMBtu | FALSE | L | Annual | Seasons Included | Seasons | Winter, WintShld, Summer | Winter, WintShld, Summer | Winter, WintShld, Summer | Winter, WintShld, Summer | Winter, WintShld, Summer | Winter, WintShld, Summer | Winter, WintShld, Summer
BART SO2 Annual-Cholla 4 -v5.13 | 160 | 7211 | Rate Constraint in lbs/MMBtu | FALSE | L | Annual | Standard SO2 | lb/MMBtu | 0.0006 | 0.0006 | 0.0006 | 0.0006 | 0.0006 | 0.0006 | 0.0006
BART SO2 Annual-Cholla 4 -v5.13 | 160 | 7211 | Rate Constraint in lbs/MMBtu | FALSE | L | Annual | Emissions at Affected Plants SO2 | Thousand Tons | 0 | 0 | 0 | 0 | 0 | 0 | 0
BART SO2 Annual-Cholla 4 -v5.13 | 160 | 7211 | Rate Constraint in lbs/MMBtu | FALSE | L | Annual | Allowances Purchased SO2 | Thousand Tons | 0 | 0 | 0 | 0 | 0 | 0 | 0
BART SO2 Annual-Cholla 4 -v5.13 | 160 | 7211 | Rate Constraint in lbs/MMBtu | FALSE | L | Annual | Allowances Sold SO2 | Thousand Tons | 0 | 0 | 0 | 0 | 0 | 0 | 0
BART SO2 Annual-Cholla 4 -v5.13 | 160 | 7211 | Rate Constraint in lbs/MMBtu | FALSE | L | Annual | Allowances Banked | Thousand Tons | 0 | 0 | 0 | 0 | 0 | 0 | 0
BART SO2 Annual-Cholla 4 -v5.13 | 160 | 7211 | Rate Constraint in lbs/MMBtu | FALSE | L | Annual | Allowances Withdrawn (1:1) | Thousand Tons | 0 | 0 | 0 | 0 | 0 | 0 | 0
BART SO2 Annual-Cholla 4 -v5.13 | 160 | 7211 | Rate Constraint in lbs/MMBtu | FALSE | L | Annual | Allowances Withdrawn (n:1) | Thousand Tons | 0 | 0 | 0 | 0 | 0 | 0 | 0
BART SO2 Annual-Cholla 4 -v5.13 | 160 | 7211 | Rate Constraint in lbs/MMBtu | FALSE | L | Annual | Net Emissions Allowance Position | Thousand Tons | 0 | 0 | 0 | 0 | 0 | 0 | 0
BART SO2 Annual-Cholla 4 -v5.13 | 160 | 7211 | Rate Constraint in lbs/MMBtu | FALSE | L | Annual | Fuel Consumed | TBtu | 0 | 0 | 0 | 0 | 0 | 0 | 0
BART SO2 Annual-Cholla 4 -v5.13 | 160 | 7211 | Rate Constraint in lbs/MMBtu | FALSE | L | Annual | Rate | lb/MMBtu | 0 | 0 | 0 | 0 | 0 | 0 | 0
BART SO2 Annual-Cholla 4 -v5.13 | 160 | 7211 | Rate Constraint in lbs/MMBtu | FALSE | L | Annual | Generation | TWh | 0 | 0 | 0 | 0 | 0 | 0 | 0
BART SO2 Annual-Cholla 4 -v5.13 | 160 | 7211 | Rate Constraint in lbs/MMBtu | FALSE | L | Annual | Qualifying Generation | TWh | 0 | 0 | 0 | 0 | 0 | 0 | 0
BART SO2 Annual-Cholla 4 -v5.13 | 160 | 7211 | Rate Constraint in lbs/MMBtu | FALSE | L | Annual | Rate | lb/MWh | 0 | 0 | 0 | 0 | 0 | 0 | 0
BART SO2 Annual-Cholla 4 -v5.13 | 160 | 7211 | Rate Constraint in lbs/MMBtu | FALSE | L | Annual | Constraint Shadow Price | US2019$/Ton | 0 | 0 | 0 | 0 | 0 | 0 | 0
BART SO2 Annual-Coronado U1B -v5.13 | 161 | 7214 | Rate Constraint in lbs/MMBtu | FALSE | L | Annual | Seasons Included | Seasons | Winter, WintShld, Summer | Winter, WintShld, Summer | Winter, WintShld, Summer | Winter, WintShld, Summer | Winter, WintShld, Summer | Winter, WintShld, Summer | Winter, WintShld, Summer
BART SO2 Annual-Coronado U1B -v5.13 | 161 | 7214 | Rate Constraint in lbs/MMBtu | FALSE | L | Annual | Standard SO2 | lb/MMBtu | 0.06 | 0.06 | 0.06 | 0.06 | 0.06 | 0.06 | 0.06
BART SO2 Annual-Coronado U1B -v5.13 | 161 | 7214 | Rate Constraint in lbs/MMBtu | FALSE | L | Annual | Emissions at Affected Plants SO2 | Thousand Tons | 0.00049355 | 0.0011264 | 0 | 0 | 0 | 0 | 0
BART SO2 Annual-Coronado U1B -v5.13 | 161 | 7214 | Rate Constraint in lbs/MMBtu | FALSE | L | Annual | Allowances Purchased SO2 | Thousand Tons | 0 | 0 | 0 | 0 | 0 | 0 | 0
BART SO2 Annual-Coronado U1B -v5.13 | 161 | 7214 | Rate Constraint in lbs/MMBtu | FALSE | L | Annual | Allowances Sold SO2 | Thousand Tons | 0 | 0 | 0 | 0 | 0 | 0 | 0
BART SO2 Annual-Coronado U1B -v5.13 | 161 | 7214 | Rate Constraint in lbs/MMBtu | FALSE | L | Annual | Allowances Banked | Thousand Tons | 0 | 0 | 0 | 0 | 0 | 0 | 0
BART SO2 Annual-Coronado U1B -v5.13 | 161 | 7214 | Rate Constraint in lbs/MMBtu | FALSE | L | Annual | Allowances Withdrawn (1:1) | Thousand Tons | 0 | 0 | 0 | 0 | 0 | 0 | 0
BART SO2 Annual-Coronado U1B -v5.13 | 161 | 7214 | Rate Constraint in lbs/MMBtu | FALSE | L | Annual | Allowances Withdrawn (n:1) | Thousand Tons | 0 | 0 | 0 | 0 | 0 | 0 | 0
BART SO2 Annual-Coronado U1B -v5.13 | 161 | 7214 | Rate Constraint in lbs/MMBtu | FALSE | L | Annual | Net Emissions Allowance Position | Thousand Tons | 0.00049355 | 0.0011264 | 0 | 0 | 0 | 0 | 0
BART SO2 Annual-Coronado U1B -v5.13 | 161 | 7214 | Rate Constraint in lbs/MMBtu | FALSE | L | Annual | Fuel Consumed | TBtu | 0.051927 | 0.11851 | 0 | 0 | 0 | 0 | 0
BART SO2 Annual-Coronado U1B -v5.13 | 161 | 7214 | Rate Constraint in lbs/MMBtu | FALSE | L | Annual | Rate | lb/MMBtu | 0.01901 | 0.01901 | 0 | 0 | 0 | 0 | 0
BART SO2 Annual-Coronado U1B -v5.13 | 161 | 7214 | Rate Constraint in lbs/MMBtu | FALSE | L | Annual | Generation | TWh | 0.0048909 | 0.011162 | 0 | 0 | 0 | 0 | 0
BART SO2 Annual-Coronado U1B -v5.13 | 161 | 7214 | Rate Constraint in lbs/MMBtu | FALSE | L | Annual | Qualifying Generation | TWh | 0.0048909 | 0.011162 | 0 | 0 | 0 | 0 | 0
BART SO2 Annual-Coronado U1B -v5.13 | 161 | 7214 | Rate Constraint in lbs/MMBtu | FALSE | L | Annual | Rate | lb/MWh | 0.20182 | 0.20182 | 0 | 0 | 0 | 0 | 0
BART SO2 Annual-Coronado U1B -v5.13 | 161 | 7214 | Rate Constraint in lbs/MMBtu | FALSE | L | Annual | Constraint Shadow Price | US2019$/Ton | 0 | 0 | 0 | 0 | 0 | 0 | 0
BART SO2 Annual-Coronado U2B -v5.13 | 162 | 7215 | Rate Constraint in lbs/MMBtu | FALSE | L | Annual | Seasons Included | Seasons | Winter, WintShld, Summer | Winter, WintShld, Summer | Winter, WintShld, Summer | Winter, WintShld, Summer | Winter, WintShld, Summer | Winter, WintShld, Summer | Winter, WintShld, Summer
BART SO2 Annual-Coronado U2B -v5.13 | 162 | 7215 | Rate Constraint in lbs/MMBtu | FALSE | L | Annual | Standard SO2 | lb/MMBtu | 0.06 | 0.06 | 0.06 | 0.06 | 0.06 | 0.06 | 0.06
BART SO2 Annual-Coronado U2B -v5.13 | 162 | 7215 | Rate Constraint in lbs/MMBtu | FALSE | L | Annual | Emissions at Affected Plants SO2 | Thousand Tons | 0.063284 | 0.052819 | 0 | 0 | 0 | 0 | 0
BART SO2 Annual-Coronado U2B -v5.13 | 162 | 7215 | Rate Constraint in lbs/MMBtu | FALSE | L | Annual | Allowances Purchased SO2 | Thousand Tons | 0 | 0 | 0 | 0 | 0 | 0 | 0
BART SO2 Annual-Coronado U2B -v5.13 | 162 | 7215 | Rate Constraint in lbs/MMBtu | FALSE | L | Annual | Allowances Sold SO2 | Thousand Tons | 0 | 0 | 0 | 0 | 0 | 0 | 0
BART SO2 Annual-Coronado U2B -v5.13 | 162 | 7215 | Rate Constraint in lbs/MMBtu | FALSE | L | Annual | Allowances Banked | Thousand Tons | 0 | 0 | 0 | 0 | 0 | 0 | 0
BART SO2 Annual-Coronado U2B -v5.13 | 162 | 7215 | Rate Constraint in lbs/MMBtu | FALSE | L | Annual | Allowances Withdrawn (1:1) | Thousand Tons | 0 | 0 | 0 | 0 | 0 | 0 | 0
BART SO2 Annual-Coronado U2B -v5.13 | 162 | 7215 | Rate Constraint in lbs/MMBtu | FALSE | L | Annual | Allowances Withdrawn (n:1) | Thousand Tons | 0 | 0 | 0 | 0 | 0 | 0 | 0
BART SO2 Annual-Coronado U2B -v5.13 | 162 | 7215 | Rate Constraint in lbs/MMBtu | FALSE | L | Annual | Net Emissions Allowance Position | Thousand Tons | 0.063284 | 0.052819 | 0 | 0 | 0 | 0 | 0
BART SO2 Annual-Coronado U2B -v5.13 | 162 | 7215 | Rate Constraint in lbs/MMBtu | FALSE | L | Annual | Fuel Consumed | TBtu | 6.6581 | 5.557 | 0 | 0 | 0 | 0 | 0
BART SO2 Annual-Coronado U2B -v5.13 | 162 | 7215 | Rate Constraint in lbs/MMBtu | FALSE | L | Annual | Rate | lb/MMBtu | 0.01901 | 0.01901 | 0 | 0 | 0 | 0 | 0
BART SO2 Annual-Coronado U2B -v5.13 | 162 | 7215 | Rate Constraint in lbs/MMBtu | FALSE | L | Annual | Generation | TWh | 0.62278 | 0.51979 | 0 | 0 | 0 | 0 | 0
BART SO2 Annual-Coronado U2B -v5.13 | 162 | 7215 | Rate Constraint in lbs/MMBtu | FALSE | L | Annual | Qualifying Generation | TWh | 0.62278 | 0.51979 | 0 | 0 | 0 | 0 | 0
BART SO2 Annual-Coronado U2B -v5.13 | 162 | 7215 | Rate Constraint in lbs/MMBtu | FALSE | L | Annual | Rate | lb/MWh | 0.20323 | 0.20323 | 0 | 0 | 0 | 0 | 0
BART SO2 Annual-Coronado U2B -v5.13 | 162 | 7215 | Rate Constraint in lbs/MMBtu | FALSE | L | Annual | Constraint Shadow Price | US2019$/Ton | 0 | 0 | 0 | 0 | 0 | 0 | 0
BART SO2 Annual-Craig C1 -v5.14 | 163 | 7200 | Rate Constraint in lbs/MMBtu | FALSE | L | Annual | Seasons Included | Seasons | Winter, WintShld, Summer | Winter, WintShld, Summer | Winter, WintShld, Summer | Winter, WintShld, Summer | Winter, WintShld, Summer | Winter, WintShld, Summer | Winter, WintShld, Summer
BART SO2 Annual-Craig C1 -v5.14 | 163 | 7200 | Rate Constraint in lbs/MMBtu | FALSE | L | Annual | Standard SO2 | lb/MMBtu | 0.11 | 0.11 | 0.11 | 0.11 | 0.11 | 0.11 | 0.11
BART SO2 Annual-Craig C1 -v5.14 | 163 | 7200 | Rate Constraint in lbs/MMBtu | FALSE | L | Annual | Emissions at Affected Plants SO2 | Thousand Tons | 0 | 0 | 0 | 0 | 0 | 0 | 0
BART SO2 Annual-Craig C1 -v5.14 | 163 | 7200 | Rate Constraint in lbs/MMBtu | FALSE | L | Annual | Allowances Purchased SO2 | Thousand Tons | 0 | 0 | 0 | 0 | 0 | 0 | 0
BART SO2 Annual-Craig C1 -v5.14 | 163 | 7200 | Rate Constraint in lbs/MMBtu | FALSE | L | Annual | Allowances Sold SO2 | Thousand Tons | 0 | 0 | 0 | 0 | 0 | 0 | 0
BART SO2 Annual-Craig C1 -v5.14 | 163 | 7200 | Rate Constraint in lbs/MMBtu | FALSE | L | Annual | Allowances Banked | Thousand Tons | 0 | 0 | 0 | 0 | 0 | 0 | 0
BART SO2 Annual-Craig C1 -v5.14 | 163 | 7200 | Rate Constraint in lbs/MMBtu | FALSE | L | Annual | Allowances Withdrawn (1:1) | Thousand Tons | 0 | 0 | 0 | 0 | 0 | 0 | 0
BART SO2 Annual-Craig C1 -v5.14 | 163 | 7200 | Rate Constraint in lbs/MMBtu | FALSE | L | Annual | Allowances Withdrawn (n:1) | Thousand Tons | 0 | 0 | 0 | 0 | 0 | 0 | 0
BART SO2 Annual-Craig C1 -v5.14 | 163 | 7200 | Rate Constraint in lbs/MMBtu | FALSE | L | Annual | Net Emissions Allowance Position | Thousand Tons | 0 | 0 | 0 | 0 | 0 | 0 | 0
BART SO2 Annual-Craig C1 -v5.14 | 163 | 7200 | Rate Constraint in lbs/MMBtu | FALSE | L | Annual | Fuel Consumed | TBtu | 0 | 0 | 0 | 0 | 0 | 0 | 0
BART SO2 Annual-Craig C1 -v5.14 | 163 | 7200 | Rate Constraint in lbs/MMBtu | FALSE | L | Annual | Rate | lb/MMBtu | 0 | 0 | 0 | 0 | 0 | 0 | 0
BART SO2 Annual-Craig C1 -v5.14 | 163 | 7200 | Rate Constraint in lbs/MMBtu | FALSE | L | Annual | Generation | TWh | 0 | 0 | 0 | 0 | 0 | 0 | 0
BART SO2 Annual-Craig C1 -v5.14 | 163 | 7200 | Rate Constraint in lbs/MMBtu | FALSE | L | Annual | Qualifying Generation | TWh | 0 | 0 | 0 | 0 | 0 | 0 | 0
BART SO2 Annual-Craig C1 -v5.14 | 163 | 7200 | Rate Constraint in lbs/MMBtu | FALSE | L | Annual | Rate | lb/MWh | 0 | 0 | 0 | 0 | 0 | 0 | 0
BART SO2 Annual-Craig C1 -v5.14 | 163 | 7200 | Rate Constraint in lbs/MMBtu | FALSE | L | Annual | Constraint Shadow Price | US2019$/Ton | 0 | 0 | 0 | 0 | 0 | 0 | 0
BART SO2 Annual-Craig C2 -v5.14 | 164 | 7201 | Rate Constraint in lbs/MMBtu | FALSE | L | Annual | Seasons Included | Seasons | Winter, WintShld, Summer | Winter, WintShld, Summer | Winter, WintShld, Summer | Winter, WintShld, Summer | Winter, WintShld, Summer | Winter, WintShld, Summer | Winter, WintShld, Summer
BART SO2 Annual-Craig C2 -v5.14 | 164 | 7201 | Rate Constraint in lbs/MMBtu | FALSE | L | Annual | Standard SO2 | lb/MMBtu | 0.11 | 0.11 | 0.11 | 0.11 | 0.11 | 0.11 | 0.11
BART SO2 Annual-Craig C2 -v5.14 | 164 | 7201 | Rate Constraint in lbs/MMBtu | FALSE | L | Annual | Emissions at Affected Plants SO2 | Thousand Tons | 0.0065596 | 0.0065596 | 0.0065596 | 0.0065596 | 0.0099708 | 0.0099708 | 0.0099708
BART SO2 Annual-Craig C2 -v5.14 | 164 | 7201 | Rate Constraint in lbs/MMBtu | FALSE | L | Annual | Allowances Purchased SO2 | Thousand Tons | 0 | 0 | 0 | 0 | 0 | 0 | 0
BART SO2 Annual-Craig C2 -v5.14 | 164 | 7201 | Rate Constraint in lbs/MMBtu | FALSE | L | Annual | Allowances Sold SO2 | Thousand Tons | 0 | 0 | 0 | 0 | 0 | 0 | 0
BART SO2 Annual-Craig C2 -v5.14 | 164 | 7201 | Rate Constraint in lbs/MMBtu | FALSE | L | Annual | Allowances Banked | Thousand Tons | 0 | 0 | 0 | 0 | 0 | 0 | 0
BART SO2 Annual-Craig C2 -v5.14 | 164 | 7201 | Rate Constraint in lbs/MMBtu | FALSE | L | Annual | Allowances Withdrawn (1:1) | Thousand Tons | 0 | 0 | 0 | 0 | 0 | 0 | 0
BART SO2 Annual-Craig C2 -v5.14 | 164 | 7201 | Rate Constraint in lbs/MMBtu | FALSE | L | Annual | Allowances Withdrawn (n:1) | Thousand Tons | 0 | 0 | 0 | 0 | 0 | 0 | 0
BART SO2 Annual-Craig C2 -v5.14 | 164 | 7201 | Rate Constraint in lbs/MMBtu | FALSE | L | Annual | Net Emissions Allowance Position | Thousand Tons | 0.0065596 | 0.0065596 | 0.0065596 | 0.0065596 | 0.0099708 | 0.0099708 | 0.0099708
BART SO2 Annual-Craig C2 -v5.14 | 164 | 7201 | Rate Constraint in lbs/MMBtu | FALSE | L | Annual | Fuel Consumed | TBtu | 0.42589 | 0.42589 | 0.42589 | 0.42589 | 0.42589 | 0.42589 | 0.42589
BART SO2 Annual-Craig C2 -v5.14 | 164 | 7201 | Rate Constraint in lbs/MMBtu | FALSE | L | Annual | Rate | lb/MMBtu | 0.030804 | 0.030804 | 0.030804 | 0.030804 | 0.046823 | 0.046823 | 0.046823
BART SO2 Annual-Craig C2 -v5.14 | 164 | 7201 | Rate Constraint in lbs/MMBtu | FALSE | L | Annual | Generation | TWh | 0.041591 | 0.041591 | 0.041591 | 0.041591 | 0.041591 | 0.041591 | 0.041591
BART SO2 Annual-Craig C2 -v5.14 | 164 | 7201 | Rate Constraint in lbs/MMBtu | FALSE | L | Annual | Qualifying Generation | TWh | 0.041591 | 0.041591 | 0.041591 | 0.041591 | 0.041591 | 0.041591 | 0.041591
BART SO2 Annual-Craig C2 -v5.14 | 164 | 7201 | Rate Constraint in lbs/MMBtu | FALSE | L | Annual | Rate | lb/MWh | 0.31544 | 0.31544 | 0.31544 | 0.31544 | 0.47947 | 0.47947 | 0.47947
BART SO2 Annual-Craig C2 -v5.14 | 164 | 7201 | Rate Constraint in lbs/MMBtu | FALSE | L | Annual | Constraint Shadow Price | US2019$/Ton | 0 | 0 | 0 | 0 | 0 | 0 | 0
BART SO2 Annual-Jeffrey Energy Center 1 -v5.13 | 165 | 7216 | Rate Constraint in lbs/MMBtu | FALSE | L | Annual | Seasons Included | Seasons | Winter, WintShld, Summer | Winter, WintShld, Summer | Winter, WintShld, Summer | Winter, WintShld, Summer | Winter, WintShld, Summer | Winter, WintShld, Summer | Winter, WintShld, Summer
BART SO2 Annual-Jeffrey Energy Center 1 -v5.13 | 165 | 7216 | Rate Constraint in lbs/MMBtu | FALSE | L | Annual | Standard SO2 | lb/MMBtu | 0.15 | 0.15 | 0.15 | 0.15 | 0.15 | 0.15 | 0.15
BART SO2 Annual-Jeffrey Energy Center 1 -v5.13 | 165 | 7216 | Rate Constraint in lbs/MMBtu | FALSE | L | Annual | Emissions at Affected Plants SO2 | Thousand Tons | 0.50109 | 0.48208 | 0 | 0 | 0 | 0 | 0
BART SO2 Annual-Jeffrey Energy Center 1 -v5.13 | 165 | 7216 | Rate Constraint in lbs/MMBtu | FALSE | L | Annual | Allowances Purchased SO2 | Thousand Tons | 0 | 0 | 0 | 0 | 0 | 0 | 0
BART SO2 Annual-Jeffrey Energy Center 1 -v5.13 | 165 | 7216 | Rate Constraint in lbs/MMBtu | FALSE | L | Annual | Allowances Sold SO2 | Thousand Tons | 0 | 0 | 0 | 0 | 0 | 0 | 0
BART SO2 Annual-Jeffrey Energy Center 1 -v5.13 | 165 | 7216 | Rate Constraint in lbs/MMBtu | FALSE | L | Annual | Allowances Banked | Thousand Tons | 0 | 0 | 0 | 0 | 0 | 0 | 0
BART SO2 Annual-Jeffrey Energy Center 1 -v5.13 | 165 | 7216 | Rate Constraint in lbs/MMBtu | FALSE | L | Annual | Allowances Withdrawn (1:1) | Thousand Tons | 0 | 0 | 0 | 0 | 0 | 0 | 0
BART SO2 Annual-Jeffrey Energy Center 1 -v5.13 | 165 | 7216 | Rate Constraint in lbs/MMBtu | FALSE | L | Annual | Allowances Withdrawn (n:1) | Thousand Tons | 0 | 0 | 0 | 0 | 0 | 0 | 0
BART SO2 Annual-Jeffrey Energy Center 1 -v5.13 | 165 | 7216 | Rate Constraint in lbs/MMBtu | FALSE | L | Annual | Net Emissions Allowance Position | Thousand Tons | 0.50109 | 0.48208 | 0 | 0 | 0 | 0 | 0
BART SO2 Annual-Jeffrey Energy Center 1 -v5.13 | 165 | 7216 | Rate Constraint in lbs/MMBtu | FALSE | L | Annual | Fuel Consumed | TBtu | 42.0997 | 40.5024 | 0 | 0 | 0 | 0 | 0
BART SO2 Annual-Jeffrey Energy Center 1 -v5.13 | 165 | 7216 | Rate Constraint in lbs/MMBtu | FALSE | L | Annual | Rate | lb/MMBtu | 0.023805 | 0.023805 | 0 | 0 | 0 | 0 | 0
BART SO2 Annual-Jeffrey Energy Center 1 -v5.13 | 165 | 7216 | Rate Constraint in lbs/MMBtu | FALSE | L | Annual | Generation | TWh | 3.8307 | 3.6854 | 0 | 0 | 0 | 0 | 0
BART SO2 Annual-Jeffrey Energy Center 1 -v5.13 | 165 | 7216 | Rate Constraint in lbs/MMBtu | FALSE | L | Annual | Qualifying Generation | TWh | 3.8307 | 3.6854 | 0 | 0 | 0 | 0 | 0
BART SO2 Annual-Jeffrey Energy Center 1 -v5.13 | 165 | 7216 | Rate Constraint in lbs/MMBtu | FALSE | L | Annual | Rate | lb/MWh | 0.26162 | 0.26162 | 0 | 0 | 0 | 0 | 0
BART SO2 Annual-Jeffrey Energy Center 1 -v5.13 | 165 | 7216 | Rate Constraint in lbs/MMBtu | FALSE | L | Annual | Constraint Shadow Price | US2019$/Ton | 0 | 0 | 0 | 0 | 0 | 0 | 0
BART SO2 Annual-Jeffrey Energy Center 2 -v5.13 | 166 | 7217 | Rate Constraint in lbs/MMBtu | FALSE | L | Annual | Seasons Included | Seasons | Winter, WintShld, Summer | Winter, WintShld, Summer | Winter, WintShld, Summer | Winter, WintShld, Summer | Winter, WintShld, Summer | Winter, WintShld, Summer | Winter, WintShld, Summer
BART SO2 Annual-Jeffrey Energy Center 2 -v5.13 | 166 | 7217 | Rate Constraint in lbs/MMBtu | FALSE | L | Annual | Standard SO2 | lb/MMBtu | 0.15 | 0.15 | 0.15 | 0.15 | 0.15 | 0.15 | 0.15
BART SO2 Annual-Jeffrey Energy Center 2 -v5.13 | 166 | 7217 | Rate Constraint in lbs/MMBtu | FALSE | L | Annual | Emissions at Affected Plants SO2 | Thousand Tons | 0.096361 | 0.096361 | 0 | 0 | 0 | 0 | 0
BART SO2 Annual-Jeffrey Energy Center 2 -v5.13 | 166 | 7217 | Rate Constraint in lbs/MMBtu | FALSE | L | Annual | Allowances Purchased SO2 | Thousand Tons | 0 | 0 | 0 | 0 | 0 | 0 | 0
BART SO2 Annual-Jeffrey Energy Center 2 -v5.13 | 166 | 7217 | Rate Constraint in lbs/MMBtu | FALSE | L | Annual | Allowances Sold SO2 | Thousand Tons | 0 | 0 | 0 | 0 | 0 | 0 | 0
BART SO2 Annual-Jeffrey Energy Center 2 -v5.13 | 166 | 7217 | Rate Constraint in lbs/MMBtu | FALSE | L | Annual | Allowances Banked | Thousand Tons | 0 | 0 | 0 | 0 | 0 | 0 | 0
BART SO2 Annual-Jeffrey Energy Center 2 -v5.13 | 166 | 7217 | Rate Constraint in lbs/MMBtu | FALSE | L | Annual | Allowances Withdrawn (1:1) | Thousand Tons | 0 | 0 | 0 | 0 | 0 | 0 | 0
BART SO2 Annual-Jeffrey Energy Center 2 -v5.13 | 166 | 7217 | Rate Constraint in lbs/MMBtu | FALSE | L | Annual | Allowances Withdrawn (n:1) | Thousand Tons | 0 | 0 | 0 | 0 | 0 | 0 | 0
BART SO2 Annual-Jeffrey Energy Center 2 -v5.13 | 166 | 7217 | Rate Constraint in lbs/MMBtu | FALSE | L | Annual | Net Emissions Allowance Position | Thousand Tons | 0.096361 | 0.096361 | 0 | 0 | 0 | 0 | 0
BART SO2 Annual-Jeffrey Energy Center 2 -v5.13 | 166 | 7217 | Rate Constraint in lbs/MMBtu | FALSE | L | Annual | Fuel Consumed | TBtu | 9.5292 | 9.5292 | 0 | 0 | 0 | 0 | 0
BART SO2 Annual-Jeffrey Energy Center 2 -v5.13 | 166 | 7217 | Rate Constraint in lbs/MMBtu | FALSE | L | Annual | Rate | lb/MMBtu | 0.020224 | 0.020224 | 0 | 0 | 0 | 0 | 0
BART SO2 Annual-Jeffrey Energy Center 2 -v5.13 | 166 | 7217 | Rate Constraint in lbs/MMBtu | FALSE | L | Annual | Generation | TWh | 0.85456 | 0.85456 | 0 | 0 | 0 | 0 | 0
BART SO2 Annual-Jeffrey Energy Center 2 -v5.13 | 166 | 7217 | Rate Constraint in lbs/MMBtu | FALSE | L | Annual | Qualifying Generation | TWh | 0.85456 | 0.85456 | 0 | 0 | 0 | 0 | 0
BART SO2 Annual-Jeffrey Energy Center 2 -v5.13 | 166 | 7217 | Rate Constraint in lbs/MMBtu | FALSE | L | Annual | Rate | lb/MWh | 0.22552 | 0.22552 | 0 | 0 | 0 | 0 | 0
BART SO2 Annual-Jeffrey Energy Center 2 -v5.13 | 166 | 7217 | Rate Constraint in lbs/MMBtu | FALSE | L | Annual | Constraint Shadow Price | US2019$/Ton | 0 | 0 | 0 | 0 | 0 | 0 | 0
BART SO2 Annual-La Cygne 1 -v5.13 | 167 | 7218 | Rate Constraint in lbs/MMBtu | FALSE | L | Annual | Seasons Included | Seasons | Winter, WintShld, Summer | Winter, WintShld, Summer | Winter, WintShld, Summer | Winter, WintShld, Summer | Winter, WintShld, Summer | Winter, WintShld, Summer | Winter, WintShld, Summer
BART SO2 Annual-La Cygne 1 -v5.13 | 167 | 7218 | Rate Constraint in lbs/MMBtu | FALSE | L | Annual | Standard SO2 | lb/MMBtu | 0.15 | 0.15 | 0.15 | 0.15 | 0.15 | 0.15 | 0.15
BART SO2 Annual-La Cygne 1 -v5.13 | 167 | 7218 | Rate Constraint in lbs/MMBtu | FALSE | L | Annual | Emissions at Affected Plants SO2 | Thousand Tons | 0 | 0 | 0 | 0 | 0 | 0 | 0
BART SO2 Annual-La Cygne 1 -v5.13 | 167 | 7218 | Rate Constraint in lbs/MMBtu | FALSE | L | Annual | Allowances Purchased SO2 | Thousand Tons | 0 | 0 | 0 | 0 | 0 | 0 | 0
BART SO2 Annual-La Cygne 1 -v5.13 | 167 | 7218 | Rate Constraint in lbs/MMBtu | FALSE | L | Annual | Allowances Sold SO2 | Thousand Tons | 0 | 0 | 0 | 0 | 0 | 0 | 0
BART SO2 Annual-La Cygne 1 -v5.13 | 167 | 7218 | Rate Constraint in lbs/MMBtu | FALSE | L | Annual | Allowances Banked | Thousand Tons | 0 | 0 | 0 | 0 | 0 | 0 | 0
BART SO2 Annual-La Cygne 1 -v5.13 | 167 | 7218 | Rate Constraint in lbs/MMBtu | FALSE | L | Annual | Allowances Withdrawn (1:1) | Thousand Tons | 0 | 0 | 0 | 0 | 0 | 0 | 0
BART SO2 Annual-La Cygne 1 -v5.13 | 167 | 7218 | Rate Constraint in lbs/MMBtu | FALSE | L | Annual | Allowances Withdrawn (n:1) | Thousand Tons | 0 | 0 | 0 | 0 | 0 | 0 | 0
BART SO2 Annual-La Cygne 1 -v5.13 | 167 | 7218 | Rate Constraint in lbs/MMBtu | FALSE | L | Annual | Net Emissions Allowance Position | Thousand Tons | 0 | 0 | 0 | 0 | 0 | 0 | 0
BART SO2 Annual-La Cygne 1 -v5.13 | 167 | 7218 | Rate Constraint in lbs/MMBtu | FALSE | L | Annual | Fuel Consumed | TBtu | 0 | 0 | 0 | 0 | 0 | 0 | 0
BART SO2 Annual-La Cygne 1 -v5.13 | 167 | 7218 | Rate Constraint in lbs/MMBtu | FALSE | L | Annual | Rate | lb/MMBtu | 0 | 0 | 0 | 0 | 0 | 0 | 0
BART SO2 Annual-La Cygne 1 -v5.13 | 167 | 7218 | Rate Constraint in lbs/MMBtu | FALSE | L | Annual | Generation | TWh | 0 | 0 | 0 | 0 | 0 | 0 | 0
BART SO2 Annual-La Cygne 1 -v5.13 | 167 | 7218 | Rate Constraint in lbs/MMBtu | FALSE | L | Annual | Qualifying Generation | TWh | 0 | 0 | 0 | 0 | 0 | 0 | 0
BART SO2 Annual-La Cygne 1 -v5.13 | 167 | 7218 | Rate Constraint in lbs/MMBtu | FALSE | L | Annual | Rate | lb/MWh | 0 | 0 | 0 | 0 | 0 | 0 | 0
BART SO2 Annual-La Cygne 1 -v5.13 | 167 | 7218 | Rate Constraint in lbs/MMBtu | FALSE | L | Annual | Constraint Shadow Price | US2019$/Ton | 0 | 0 | 0 | 0 | 0 | 0 | 0
BART SO2 Annual-La Cygne 2 -v5.13 | 168 | 7219 | Rate Constraint in lbs/MMBtu | FALSE | L | Annual | Seasons Included | Seasons | Winter, WintShld, Summer | Winter, WintShld, Summer | Winter, WintShld, Summer | Winter, WintShld, Summer | Winter, WintShld, Summer | Winter, WintShld, Summer | Winter, WintShld, Summer
BART SO2 Annual-La Cygne 2 -v5.13 | 168 | 7219 | Rate Constraint in lbs/MMBtu | FALSE | L | Annual | Standard SO2 | lb/MMBtu | 0.15 | 0.15 | 0.15 | 0.15 | 0.15 | 0.15 | 0.15
BART SO2 Annual-La Cygne 2 -v5.13 | 168 | 7219 | Rate Constraint in lbs/MMBtu | FALSE | L | Annual | Emissions at Affected Plants SO2 | Thousand Tons | 0.40852 | 0.39208 | 0 | 0 | 0 | 0 | 0
BART SO2 Annual-La Cygne 2 -v5.13 | 168 | 7219 | Rate Constraint in lbs/MMBtu | FALSE | L | Annual | Allowances Purchased SO2 | Thousand Tons | 0 | 0 | 0 | 0 | 0 | 0 | 0
BART SO2 Annual-La Cygne 2 -v5.13 | 168 | 7219 | Rate Constraint in lbs/MMBtu | FALSE | L | Annual | Allowances Sold SO2 | Thousand Tons | 0 | 0 | 0 | 0 | 0 | 0 | 0
BART SO2 Annual-La Cygne 2 -v5.13 | 168 | 7219 | Rate Constraint in lbs/MMBtu | FALSE | L | Annual | Allowances Banked | Thousand Tons | 0 | 0 | 0 | 0 | 0 | 0 | 0
BART SO2 Annual-La Cygne 2 -v5.13 | 168 | 7219 | Rate Constraint in lbs/MMBtu | FALSE | L | Annual | Allowances Withdrawn (1:1) | Thousand Tons | 0 | 0 | 0 | 0 | 0 | 0 | 0
BART SO2 Annual-La Cygne 2 -v5.13 | 168 | 7219 | Rate Constraint in lbs/MMBtu | FALSE | L | Annual | Allowances Withdrawn (n:1) | Thousand Tons | 0 | 0 | 0 | 0 | 0 | 0 | 0
BART SO2 Annual-La Cygne 2 -v5.13 | 168 | 7219 | Rate Constraint in lbs/MMBtu | FALSE | L | Annual | Net Emissions Allowance Position | Thousand Tons | 0.40852 | 0.39208 | 0 | 0 | 0 | 0 | 0
BART SO2 Annual-La Cygne 2 -v5.13 | 168 | 7219 | Rate Constraint in lbs/MMBtu | FALSE | L | Annual | Fuel Consumed | TBtu | 43.6235 | 41.8679 | 0 | 0 | 0 | 0 | 0
BART SO2 Annual-La Cygne 2 -v5.13 | 168 | 7219 | Rate Constraint in lbs/MMBtu | FALSE | L | Annual | Rate | lb/MMBtu | 0.018729 | 0.018729 | 0 | 0 | 0 | 0 | 0
BART SO2 Annual-La Cygne 2 -v5.13 | 168 | 7219 | Rate Constraint in lbs/MMBtu | FALSE | L | Annual | Generation | TWh | 4.1714 | 4.0035 | 0 | 0 | 0 | 0 | 0
BART SO2 Annual-La Cygne 2 -v5.13 | 168 | 7219 | Rate Constraint in lbs/MMBtu | FALSE | L | Annual | Qualifying Generation | TWh | 4.1714 | 4.0035 | 0 | 0 | 0 | 0 | 0
BART SO2 Annual-La Cygne 2 -v5.13 | 168 | 7219 | Rate Constraint in lbs/MMBtu | FALSE | L | Annual | Rate | lb/MWh | 0.19587 | 0.19587 | 0 | 0 | 0 | 0 | 0
BART SO2 Annual-La Cygne 2 -v5.13 | 168 | 7219 | Rate Constraint in lbs/MMBtu | FALSE | L | Annual | Constraint Shadow Price | US2019$/Ton | 0 | 0 | 0 | 0 | 0 | 0 | 0
BART SO2 Annual-Lawrence 4 -v5.14 | 169 | 7241 | Rate Constraint in lbs/MMBtu | FALSE | L | Annual | Seasons Included | Seasons | Winter, WintShld, Summer | Winter, WintShld, Summer | Winter, WintShld, Summer | Winter, WintShld, Summer | Winter, WintShld, Summer | Winter, WintShld, Summer | Winter, WintShld, Summer
BART SO2 Annual-Lawrence 4 -v5.14 | 169 | 7241 | Rate Constraint in lbs/MMBtu | FALSE | L | Annual | Standard SO2 | lb/MMBtu | 0.15 | 0.15 | 0.15 | 0.15 | 0.15 | 0.15 | 0.15
BART SO2 Annual-Lawrence 4 -v5.14 | 169 | 7241 | Rate Constraint in lbs/MMBtu | FALSE | L | Annual | Emissions at Affected Plants SO2 | Thousand Tons | 0 | 0 | 0 | 0 | 0 | 0 | 0
BART SO2 Annual-Lawrence 4 -v5.14 | 169 | 7241 | Rate Constraint in lbs/MMBtu | FALSE | L | Annual | Allowances Purchased SO2 | Thousand Tons | 0 | 0 | 0 | 0 | 0 | 0 | 0
BART SO2 Annual-Lawrence 4 -v5.14 | 169 | 7241 | Rate Constraint in lbs/MMBtu | FALSE | L | Annual | Allowances Sold SO2 | Thousand Tons | 0 | 0 | 0 | 0 | 0 | 0 | 0
BART SO2 Annual-Lawrence 4 -v5.14 | 169 | 7241 | Rate Constraint in lbs/MMBtu | FALSE | L | Annual | Allowances Banked | Thousand Tons | 0 | 0 | 0 | 0 | 0 | 0 | 0
BART SO2 Annual-Lawrence 4 -v5.14 | 169 | 7241 | Rate Constraint in lbs/MMBtu | FALSE | L | Annual | Allowances Withdrawn (1:1) | Thousand Tons | 0 | 0 | 0 | 0 | 0 | 0 | 0
BART SO2 Annual-Lawrence 4 -v5.14 | 169 | 7241 | Rate Constraint in lbs/MMBtu | FALSE | L | Annual | Allowances Withdrawn (n:1) | Thousand Tons | 0 | 0 | 0 | 0 | 0 | 0 | 0
BART SO2 Annual-Lawrence 4 -v5.14 | 169 | 7241 | Rate Constraint in lbs/MMBtu | FALSE | L | Annual | Net Emissions Allowance Position | Thousand Tons | 0 | 0 | 0 | 0 | 0 | 0 | 0
BART SO2 Annual-Lawrence 4 -v5.14 | 169 | 7241 | Rate Constraint in lbs/MMBtu | FALSE | L | Annual | Fuel Consumed | TBtu | 0 | 0 | 0 | 0 | 0 | 0 | 0
BART SO2 Annual-Lawrence 4 -v5.14 | 169 | 7241 | Rate Constraint in lbs/MMBtu | FALSE | L | Annual | Rate | lb/MMBtu | 0 | 0 | 0 | 0 | 0 | 0 | 0
BART SO2 Annual-Lawrence 4 -v5.14 | 169 | 7241 | Rate Constraint in lbs/MMBtu | FALSE | L | Annual | Generation | TWh | 0 | 0 | 0 | 0 | 0 | 0 | 0
BART SO2 Annual-Lawrence 4 -v5.14 | 169 | 7241 | Rate Constraint in lbs/MMBtu | FALSE | L | Annual | Qualifying Generation | TWh | 0 | 0 | 0 | 0 | 0 | 0 | 0
BART SO2 Annual-Lawrence 4 -v5.14 | 169 | 7241 | Rate Constraint in lbs/MMBtu | FALSE | L | Annual | Rate | lb/MWh | 0 | 0 | 0 | 0 | 0 | 0 | 0
BART SO2 Annual-Lawrence 4 -v5.14 | 169 | 7241 | Rate Constraint in lbs/MMBtu | FALSE | L | Annual | Constraint Shadow Price | US2019$/Ton | 0 | 0 | 0 | 0 | 0 | 0 | 0
BART SO2 Annual-Lawrence 5 -v5.14 | 170 | 7242 | Rate Constraint in lbs/MMBtu | FALSE | L | Annual | Seasons Included | Seasons | Winter, WintShld, Summer | Winter, WintShld, Summer | Winter, WintShld, Summer | Winter, WintShld, Summer | Winter, WintShld, Summer | Winter, WintShld, Summer | Winter, WintShld, Summer
BART SO2 Annual-Lawrence 5 -v5.14 | 170 | 7242 | Rate Constraint in lbs/MMBtu | FALSE | L | Annual | Standard SO2 | lb/MMBtu | 0.15 | 0.15 | 0.15 | 0.15 | 0.15 | 0.15 | 0.15
BART SO2 Annual-Lawrence 5 -v5.14 | 170 | 7242 | Rate Constraint in lbs/MMBtu | FALSE | L | Annual | Emissions at Affected Plants SO2 | Thousand Tons | 0 | 0 | 0 | 0 | 0 | 0 | 0
BART SO2 Annual-Lawrence 5 -v5.14 | 170 | 7242 | Rate Constraint in lbs/MMBtu | FALSE | L | Annual | Allowances Purchased SO2 | Thousand Tons | 0 | 0 | 0 | 0 | 0 | 0 | 0
BART SO2 Annual-Lawrence 5 -v5.14 | 170 | 7242 | Rate Constraint in lbs/MMBtu | FALSE | L | Annual | Allowances Sold SO2 | Thousand Tons | 0 | 0 | 0 | 0 | 0 | 0 | 0
BART SO2 Annual-Lawrence 5 -v5.14 | 170 | 7242 | Rate Constraint in lbs/MMBtu | FALSE | L | Annual | Allowances Banked | Thousand Tons | 0 | 0 | 0 | 0 | 0 | 0 | 0
BART SO2 Annual-Lawrence 5 -v5.14 | 170 | 7242 | Rate Constraint in lbs/MMBtu | FALSE | L | Annual | Allowances Withdrawn (1:1) | Thousand Tons | 0 | 0 | 0 | 0 | 0 | 0 | 0
BART SO2 Annual-Lawrence 5 -v5.14 | 170 | 7242 | Rate Constraint in lbs/MMBtu | FALSE | L | Annual | Allowances Withdrawn (n:1) | Thousand Tons | 0 | 0 | 0 | 0 | 0 | 0 | 0
BART SO2 Annual-Lawrence 5 -v5.14 | 170 | 7242 | Rate Constraint in lbs/MMBtu | FALSE | L | Annual | Net Emissions Allowance Position | Thousand Tons | 0 | 0 | 0 | 0 | 0 | 0 | 0
BART SO2 Annual-Lawrence 5 -v5.14 | 170 | 7242 | Rate Constraint in lbs/MMBtu | FALSE | L | Annual | Fuel Consumed | TBtu | 0 | 0 | 0 | 0 | 0 | 0 | 0
BART SO2 Annual-Lawrence 5 -v5.14 | 170 | 7242 | Rate Constraint in lbs/MMBtu | FALSE | L | Annual | Rate | lb/MMBtu | 0 | 0 | 0 | 0 | 0 | 0 | 0
BART SO2 Annual-Lawrence 5 -v5.14 | 170 | 7242 | Rate Constraint in lbs/MMBtu | FALSE | L | Annual | Generation | TWh | 0 | 0 | 0 | 0 | 0 | 0 | 0
BART SO2 Annual-Lawrence 5 -v5.14 | 170 | 7242 | Rate Constraint in lbs/MMBtu | FALSE | L | Annual | Qualifying Generation | TWh | 0 | 0 | 0 | 0 | 0 | 0 | 0
BART SO2 Annual-Lawrence 5 -v5.14 | 170 | 7242 | Rate Constraint in lbs/MMBtu | FALSE | L | Annual | Rate | lb/MWh | 0 | 0 | 0 | 0 | 0 | 0 | 0
BART SO2 Annual-Lawrence 5 -v5.14 | 170 | 7242 | Rate Constraint in lbs/MMBtu | FALSE | L | Annual | Constraint Shadow Price | US2019$/Ton | 0 | 0 | 0 | 0 | 0 | 0 | 0
BART SO2 Annual-Leland Olds 1 -v5.13 | 171 | 7220 | Rate Constraint in lbs/MMBtu | FALSE | L | Annual | Seasons Included | Seasons | Winter, WintShld, Summer | Winter, WintShld, Summer | Winter, WintShld, Summer | Winter, WintShld, Summer | Winter, WintShld, Summer | Winter, WintShld, Summer | Winter, WintShld, Summer
BART SO2 Annual-Leland Olds 1 -v5.13 | 171 | 7220 | Rate Constraint in lbs/MMBtu | FALSE | L | Annual | Standard SO2 | lb/MMBtu | 0.15 | 0.15 | 0.15 | 0.15 | 0.15 | 0.15 | 0.15
BART SO2 Annual-Leland Olds 1 -v5.13 | 171 | 7220 | Rate Constraint in lbs/MMBtu | FALSE | L | Annual | Emissions at Affected Plants SO2 | Thousand Tons | 0.39127 | 0 | 0 | 0 | 0 | 0 | 0
BART SO2 Annual-Leland Olds 1 -v5.13 | 171 | 7220 | Rate Constraint in lbs/MMBtu | FALSE | L | Annual | Allowances Purchased SO2 | Thousand Tons | 0 | 0 | 0 | 0 | 0 | 0 | 0
BART SO2 Annual-Leland Olds 1 -v5.13 | 171 | 7220 | Rate Constraint in lbs/MMBtu | FALSE | L | Annual | Allowances Sold SO2 | Thousand Tons | 0 | 0 | 0 | 0 | 0 | 0 | 0
BART SO2 Annual-Leland Olds 1 -v5.13 | 171 | 7220 | Rate Constraint in lbs/MMBtu | FALSE | L | Annual | Allowances Banked | Thousand Tons | 0 | 0 | 0 | 0 | 0 | 0 | 0
BART SO2 Annual-Leland Olds 1 -v5.13 | 171 | 7220 | Rate Constraint in lbs/MMBtu | FALSE | L | Annual | Allowances Withdrawn (1:1) | Thousand Tons | 0 | 0 | 0 | 0 | 0 | 0 | 0
BART SO2 Annual-Leland Olds 1 -v5.13 | 171 | 7220 | Rate Constraint in lbs/MMBtu | FALSE | L | Annual | Allowances Withdrawn (n:1) | Thousand Tons | 0 | 0 | 0 | 0 | 0 | 0 | 0
BART SO2 Annual-Leland Olds 1 -v5.13 | 171 | 7220 | Rate Constraint in lbs/MMBtu | FALSE | L | Annual | Net Emissions Allowance Position | Thousand Tons | 0.39127 | 0 | 0 | 0 | 0 | 0 | 0
BART SO2 Annual-Leland Olds 1 -v5.13 | 171 | 7220 | Rate Constraint in lbs/MMBtu | FALSE | L | Annual | Fuel Consumed | TBtu | 13.0424 | 0 | 0 | 0 | 0 | 0 | 0
BART SO2 Annual-Leland Olds 1 -v5.13 | 171 | 7220 | Rate Constraint in lbs/MMBtu | FALSE | L | Annual | Rate | lb/MMBtu | 0.06 | 0 | 0 | 0 | 0 | 0 | 0
BART SO2 Annual-Leland Olds 1 -v5.13 | 171 | 7220 | Rate Constraint in lbs/MMBtu | FALSE | L | Annual | Generation | TWh | 1.1005 | 0 | 0 | 0 | 0 | 0 | 0
BART SO2 Annual-Leland Olds 1 -v5.13 | 171 | 7220 | Rate Constraint in lbs/MMBtu | FALSE | L | Annual | Qualifying Generation | TWh | 1.1005 | 0 | 0 | 0 | 0 | 0 | 0
BART SO2 Annual-Leland Olds 1 -v5.13 | 171 | 7220 | Rate Constraint in lbs/MMBtu | FALSE | L | Annual | Rate | lb/MWh | 0.71106 | 0 | 0 | 0 | 0 | 0 | 0
BART SO2 Annual-Leland Olds 1 -v5.13 | 171 | 7220 | Rate Constraint in lbs/MMBtu | FALSE | L | Annual | Constraint Shadow Price | US2019$/Ton | 0 | 0 | 0 | 0 | 0 | 0 | 0
BART SO2 Annual-Leland Olds 2 -v5.13 | 172 | 7221 | Rate Constraint in lbs/MMBtu | FALSE | L | Annual | Seasons Included | Seasons | Winter, WintShld, Summer | Winter, WintShld, Summer | Winter, WintShld, Summer | Winter, WintShld, Summer | Winter, WintShld, Summer | Winter, WintShld, Summer | Winter, WintShld, Summer
BART SO2 Annual-Leland Olds 2 -v5.13 | 172 | 7221 | Rate Constraint in lbs/MMBtu | FALSE | L | Annual | Standard SO2 | lb/MMBtu | 0.15 | 0.15 | 0.15 | 0.15 | 0.15 | 0.15 | 0.15
BART SO2 Annual-Leland Olds 2 -v5.13 | 172 | 7221 | Rate Constraint in lbs/MMBtu | FALSE | L | Annual | Emissions at Affected Plants SO2 | Thousand Tons | 0.94662 | 1.0874 | 0 | 0 | 0 | 0 | 0
BART SO2 Annual-Leland Olds 2 -v5.13 | 172 | 7221 | Rate Constraint in lbs/MMBtu | FALSE | L | Annual | Allowances Purchased SO2 | Thousand Tons | 0 | 0 | 0 | 0 | 0 | 0 | 0
BART SO2 Annual-Leland Olds 2 -v5.13 | 172 | 7221 | Rate Constraint in lbs/MMBtu | FALSE | L | Annual | Allowances Sold SO2 | Thousand Tons | 0 | 0 | 0 | 0 | 0 | 0 | 0
BART SO2 Annual-Leland Olds 2 -v5.13 | 172 | 7221 | Rate Constraint in lbs/MMBtu | FALSE | L | Annual | Allowances Banked | Thousand Tons | 0 | 0 | 0 | 0 | 0 | 0 | 0
BART SO2 Annual-Leland Olds 2 -v5.13 | 172 | 7221 | Rate Constraint in lbs/MMBtu | FALSE | L | Annual | Allowances Withdrawn (1:1) | Thousand Tons | 0 | 0 | 0 | 0 | 0 | 0 | 0
BART SO2 Annual-Leland Olds 2 -v5.13 | 172 | 7221 | Rate Constraint in lbs/MMBtu | FALSE | L | Annual | Allowances Withdrawn (n:1) | Thousand Tons | 0 | 0 | 0 | 0 | 0 | 0 | 0
BART SO2 Annual-Leland Olds 2 -v5.13 | 172 | 7221 | Rate Constraint in lbs/MMBtu | FALSE | L | Annual | Net Emissions Allowance Position | Thousand Tons | 0.94662 | 1.0874 | 0 | 0 | 0 | 0 | 0
BART SO2 Annual-Leland Olds 2 -v5.13 | 172 | 7221 | Rate Constraint in lbs/MMBtu | FALSE | L | Annual | Fuel Consumed | TBtu | 31.554 | 36.2477 | 0 | 0 | 0 | 0 | 0
BART SO2 Annual-Leland Olds 2 -v5.13 | 172 | 7221 | Rate Constraint in lbs/MMBtu | FALSE | L | Annual | Rate | lb/MMBtu | 0.06 | 0.06 | 0 | 0 | 0 | 0 | 0
BART SO2 Annual-Leland Olds 2 -v5.13 | 172 | 7221 | Rate Constraint in lbs/MMBtu | FALSE | L | Annual | Generation | TWh | 2.6852 | 3.0846 | 0 | 0 | 0 | 0 | 0
BART SO2 Annual-Leland Olds 2 -v5.13 | 172 | 7221 | Rate Constraint in lbs/MMBtu | FALSE | L | Annual | Qualifying Generation | TWh | 2.6852 | 3.0846 | 0 | 0 | 0 | 0 | 0
BART SO2 Annual-Leland Olds 2 -v5.13 | 172 | 7221 | Rate Constraint in lbs/MMBtu | FALSE | L | Annual | Rate | lb/MWh | 0.70506 | 0.70506 | 0 | 0 | 0 | 0 | 0
BART SO2 Annual-Leland Olds 2 -v5.13 | 172 | 7221 | Rate Constraint in lbs/MMBtu | FALSE | L | Annual | Constraint Shadow Price | US2019$/Ton | 0 | 0 | 0 | 0 | 0 | 0 | 0
BART SO2 Annual-Milton R Young B1 -v5.13 | 173 | 7222 | Rate Constraint in lbs/MMBtu | FALSE | L | Annual | Seasons Included | Seasons | Winter, WintShld, Summer | Winter, WintShld, Summer | Winter, WintShld, Summer | Winter, WintShld, Summer | Winter, WintShld, Summer | Winter, WintShld, Summer | Winter, WintShld, Summer
BART SO2 Annual-Milton R Young B1 -v5.13 | 173 | 7222 | Rate Constraint in lbs/MMBtu | FALSE | L | Annual | Standard SO2 | lb/MMBtu | 0.15 | 0.15 | 0.15 | 0.15 | 0.15 | 0.15 | 0.15
BART SO2 Annual-Milton R Young B1 -v5.13 | 173 | 7222 | Rate Constraint in lbs/MMBtu | FALSE | L | Annual | Emissions at Affected Plants SO2 | Thousand Tons | 0.65726 | 0.63255 | 0 | 0 | 0 | 0 | 0
BART SO2 Annual-Milton R Young B1 -v5.13 | 173 | 7222 | Rate Constraint in lbs/MMBtu | FALSE | L | Annual | Allowances Purchased SO2 | Thousand Tons | 0 | 0 | 0 | 0 | 0 | 0 | 0
BART SO2 Annual-Milton R Young B1 -v5.13 | 173 | 7222 | Rate Constraint in lbs/MMBtu | FALSE | L | Annual | Allowances Sold SO2 | Thousand Tons | 0 | 0 | 0 | 0 | 0 | 0 | 0
BART SO2 Annual-Milton R Young B1 -v5.13 | 173 | 7222 | Rate Constraint in lbs/MMBtu | FALSE | L | Annual | Allowances Banked | Thousand Tons | 0 | 0 | 0 | 0 | 0 | 0 | 0
BART SO2 Annual-Milton R Young B1 -v5.13 | 173 | 7222 | Rate Constraint in lbs/MMBtu | FALSE | L | Annual | Allowances Withdrawn (1:1) | Thousand Tons | 0 | 0 | 0 | 0 | 0 | 0 | 0
BART SO2 Annual-Milton R Young B1 -v5.13 | 173 | 7222 | Rate Constraint in lbs/MMBtu | FALSE | L | Annual | Allowances Withdrawn (n:1) | Thousand Tons | 0 | 0 | 0 | 0 | 0 | 0 | 0
BART SO2 Annual-Milton R Young B1 -v5.13 | 173 | 7222 | Rate Constraint in lbs/MMBtu | FALSE | L | Annual | Net Emissions Allowance Position | Thousand Tons | 0.65726 | 0.63255 | 0 | 0 | 0 | 0 | 0
BART SO2 Annual-Milton R Young B1 -v5.13 | 173 | 7222 | Rate Constraint in lbs/MMBtu | FALSE | L | Annual | Fuel Consumed | TBtu | 19.0411 | 18.3251 | 0 | 0 | 0 | 0 | 0
BART SO2 Annual-Milton R Young B1 -v5.13 | 173 | 7222 | Rate Constraint in lbs/MMBtu | FALSE | L | Annual | Rate | lb/MMBtu | 0.069036 | 0.069036 | 0 | 0 | 0 | 0 | 0
BART SO2 Annual-Milton R Young B1 -v5.13 | 173 | 7222 | Rate Constraint in lbs/MMBtu | FALSE | L | Annual | Generation | TWh | 1.6371 | 1.5755 | 0 | 0 | 0 | 0 | 0
BART SO2 Annual-Milton R Young B1 -v5.13 | 173 | 7222 | Rate Constraint in lbs/MMBtu | FALSE | L | Annual | Qualifying Generation | TWh | 1.6371 | 1.5755 | 0 | 0 | 0 | 0 | 0
BART SO2 Annual-Milton R Young B1 -v5.13 | 173 | 7222 | Rate Constraint in lbs/MMBtu | FALSE | L | Annual | Rate | lb/MWh | 0.80296 | 0.80296 | 0 | 0 | 0 | 0 | 0
BART SO2 Annual-Milton R Young B1 -v5.13 | 173 | 7222 | Rate Constraint in lbs/MMBtu | FALSE | L | Annual | Constraint Shadow Price | US2019$/Ton | 0 | 0 | 0 | 0 | 0 | 0 | 0
BART SO2 Annual-Milton R Young B2 -v5.13 | 174 | 7223 | Rate Constraint in lbs/MMBtu | FALSE | L | Annual | Seasons Included | Seasons | Winter, WintShld, Summer | Winter, WintShld, Summer | Winter, WintShld, Summer | Winter, WintShld, Summer | Winter, WintShld, Summer | Winter, WintShld, Summer | Winter, WintShld, Summer
BART SO2 Annual-Milton R Young B2 -v5.13 | 174 | 7223 | Rate Constraint in lbs/MMBtu | FALSE | L | Annual | Standard SO2 | lb/MMBtu | 0.15 | 0.15 | 0.15 | 0.15 | 0.15 | 0.15 | 0.15
BART SO2 Annual-Milton R Young B2 -v5.13 | 174 | 7223 | Rate Constraint in lbs/MMBtu | FALSE | L | Annual | Emissions at Affected Plants SO2 | Thousand Tons | 1.2339 | 1.14 | 0.75923 | 0 | 0 | 0 | 0
BART SO2 Annual-Milton R Young B2 -v5.13 | 174 | 7223 | Rate Constraint in lbs/MMBtu | FALSE | L | Annual | Allowances Purchased SO2 | Thousand Tons | 0 | 0 | 0 | 0 | 0 | 0 | 0
BART SO2 Annual-Milton R Young B2 -v5.13 | 174 | 7223 | Rate Constraint in lbs/MMBtu | FALSE | L | Annual | Allowances Sold SO2 | Thousand Tons | 0 | 0 | 0 | 0 | 0 | 0 | 0
BART SO2 Annual-Milton R Young B2 -v5.13 | 174 | 7223 | Rate Constraint in lbs/MMBtu | FALSE | L | Annual | Allowances Banked | Thousand Tons | 0 | 0 | 0 | 0 | 0 | 0 | 0
BART SO2 Annual-Milton R Young B2 -v5.13 | 174 | 7223 | Rate Constraint in lbs/MMBtu | FALSE | L | Annual | Allowances Withdrawn (1:1) | Thousand Tons | 0 | 0 | 0 | 0 | 0 | 0 | 0
BART SO2 Annual-Milton R Young B2 -v5.13 | 174 | 7223 | Rate Constraint in lbs/MMBtu | FALSE | L | Annual | Allowances Withdrawn (n:1) | Thousand Tons | 0 | 0 | 0 | 0 | 0 | 0 | 0
BART SO2 Annual-Milton R Young B2 -v5.13 | 174 | 7223 | Rate Constraint in lbs/MMBtu | FALSE | L | Annual | Net Emissions Allowance Position | Thousand Tons | 1.2339 | 1.14 | 0.75923 | 0 | 0 | 0 | 0
BART SO2 Annual-Milton R Young B2 -v5.13 | 174 | 7223 | Rate Constraint in lbs/MMBtu | FALSE | L | Annual | Fuel Consumed | TBtu | 33.44 | 30.8968 | 20.5761 | 0 | 0 | 0 | 0
BART SO2 Annual-Milton R Young B2 -v5.13 | 174 | 7223 | Rate Constraint in lbs/MMBtu | FALSE | L | Annual | Rate | lb/MMBtu | 0.073797 | 0.073797 | 0.073797 | 0 | 0 | 0 | 0
BART SO2 Annual-Milton R Young B2 -v5.13 | 174 | 7223 | Rate Constraint in lbs/MMBtu | FALSE | L | Annual | Generation | TWh | 2.9356 | 2.7124 | 1.8063 | 0 | 0 | 0 | 0
BART SO2 Annual-Milton R Young B2 -v5.13 | 174 | 7223 | Rate Constraint in lbs/MMBtu | FALSE | L | Annual | Qualifying Generation | TWh | 2.9356 | 2.7124 | 1.8063 | 0 | 0 | 0 | 0
BART SO2 Annual-Milton R Young B2 -v5.13 | 174 | 7223 | Rate Constraint in lbs/MMBtu | FALSE | L | Annual | Rate | lb/MWh | 0.84062 | 0.84062 | 0.84062 | 0 | 0 | 0 | 0
BART SO2 Annual-Milton R Young B2 -v5.13 | 174 | 7223 | Rate Constraint in lbs/MMBtu | FALSE | L | Annual | Constraint Shadow Price | US2019$/Ton | 0 | 0 | 0 | 0 | 0 | 0 | 0
BART SO2 Annual-Muskogee 4 -v5.13 | 175 | 7224 | Rate Constraint in lbs/MMBtu | FALSE | L | Annual | Seasons Included | Seasons | Winter, WintShld, Summer | Winter, WintShld, Summer | Winter, WintShld, Summer | Winter, WintShld, Summer | Winter, WintShld, Summer | Winter, WintShld, Summer | Winter, WintShld, Summer
BART SO2 Annual-Muskogee 4 -v5.13 | 175 | 7224 | Rate Constraint in lbs/MMBtu | FALSE | L | Annual | Standard SO2 | lb/MMBtu | 0.06 | 0.06 | 0.06 | 0.06 | 0.06 | 0.06 | 0.06
BART SO2 Annual-Muskogee 4 -v5.13 | 175 | 7224 | Rate Constraint in lbs/MMBtu | FALSE | L | Annual | Emissions at Affected Plants SO2 | Thousand Tons | 0 | 0 | 0 | 0 | 0 | 0 | 0
BART SO2 Annual-Muskogee 4 -v5.13 | 175 | 7224 | Rate Constraint in lbs/MMBtu | FALSE | L | Annual | Allowances Purchased SO2 | Thousand Tons | 0 | 0 | 0 | 0 | 0 | 0 | 0
BART SO2 Annual-Muskogee 4 -v5.13 | 175 | 7224 | Rate Constraint in lbs/MMBtu | FALSE | L | Annual | Allowances Sold SO2 | Thousand Tons | 0 | 0 | 0 | 0 | 0 | 0 | 0
BART SO2 Annual-Muskogee 4 -v5.13 | 175 | 7224 | Rate Constraint in lbs/MMBtu | FALSE | L | Annual | Allowances Banked | Thousand Tons | 0 | 0 | 0 | 0 | 0 | 0 | 0
BART SO2 Annual-Muskogee 4 -v5.13 | 175 | 7224 | Rate Constraint in lbs/MMBtu | FALSE | L | Annual | Allowances Withdrawn (1:1) | Thousand Tons | 0 | 0 | 0 | 0 | 0 | 0 | 0
BART SO2 Annual-Muskogee 4 -v5.13 | 175 | 7224 | Rate Constraint in lbs/MMBtu | FALSE | L | Annual | Allowances Withdrawn (n:1) | Thousand Tons | 0 | 0 | 0 | 0 | 0 | 0 | 0
BART SO2 Annual-Muskogee 4 -v5.13 | 175 | 7224 | Rate Constraint in lbs/MMBtu | FALSE | L | Annual | Net Emissions Allowance Position | Thousand Tons | 0 | 0 | 0 | 0 | 0 | 0 | 0
BART SO2 Annual-Muskogee 4 -v5.13 | 175 | 7224 | Rate Constraint in lbs/MMBtu | FALSE | L | Annual | Fuel Consumed | TBtu | 0 | 0 | 0 | 0 | 0 | 0 | 5.111
BART SO2 Annual-Muskogee 4 -v5.13 | 175 | 7224 | Rate Constraint in lbs/MMBtu | FALSE | L | Annual | Rate | lb/MMBtu | 0 | 0 | 0 | 0 | 0 | 0 | 0
BART SO2 Annual-Muskogee 4 -v5.13 | 175 | 7224 | Rate Constraint in lbs/MMBtu | FALSE | L | Annual | Generation | TWh | 0 | 0 | 0 | 0 | 0 | 0 | 0.43187
BART SO2 Annual-Muskogee 4 -v5.13 | 175 | 7224 | Rate Constraint in lbs/MMBtu | FALSE | L | Annual | Qualifying Generation | TWh | 0 | 0 | 0 | 0 | 0 | 0 | 0.43187
BART SO2 Annual-Muskogee 4 -v5.13 | 175 | 7224 | Rate Constraint in lbs/MMBtu | FALSE | L | Annual | Rate | lb/MWh | 0 | 0 | 0 | 0 | 0 | 0 | 0
BART SO2 Annual-Muskogee 4 -v5.13 | 175 | 7224 | Rate Constraint in lbs/MMBtu | FALSE | L | Annual | Constraint Shadow Price | US2019$/Ton | 7433.438 | 17797.5401 | 17124.9716 | 26672.0267 | 35282.0767 | 36880.3876 | 0
BART SO2 Annual-Muskogee 5 -v5.13 | 176 | 7225 | Rate Constraint in lbs/MMBtu | FALSE | L | Annual | Seasons Included | Seasons | Winter, WintShld, Summer | Winter, WintShld, Summer | Winter, WintShld, Summer | Winter, WintShld, Summer | Winter, WintShld, Summer | Winter, WintShld, Summer | Winter, WintShld, Summer
BART SO2 Annual-Muskogee 5 -v5.13 | 176 | 7225 | Rate Constraint in lbs/MMBtu | FALSE | L | Annual | Standard SO2 | lb/MMBtu | 0.06 | 0.06 | 0.06 | 0.06 | 0.06 | 0.06 | 0.06
BART SO2 Annual-Muskogee 5 -v5.13 | 176 | 7225 | Rate Constraint in lbs/MMBtu | FALSE | L | Annual | Emissions at Affected Plants SO2 | Thousand Tons | 0 | 0 | 0 | 0 | 0 | 0 | 0
BART SO2 Annual-Muskogee 5 -v5.13 | 176 | 7225 | Rate Constraint in lbs/MMBtu | FALSE | L | Annual | Allowances Purchased SO2 | Thousand Tons | 0 | 0 | 0 | 0 | 0 | 0 | 0
BART SO2 Annual-Muskogee 5 -v5.13 | 176 | 7225 | Rate Constraint in lbs/MMBtu | FALSE | L | Annual | Allowances Sold SO2 | Thousand Tons | 0 | 0 | 0 | 0 | 0 | 0 | 0
BART SO2 Annual-Muskogee 5 -v5.13 | 176 | 7225 | Rate Constraint in lbs/MMBtu | FALSE | L | Annual | Allowances Banked | Thousand Tons | 0 | 0 | 0 | 0 | 0 | 0 | 0
BART SO2 Annual-Muskogee 5 -v5.13 | 176 | 7225 | Rate Constraint in lbs/MMBtu | FALSE | L | Annual | Allowances Withdrawn (1:1) | Thousand Tons | 0 | 0 | 0 | 0 | 0 | 0 | 0
BART SO2 Annual-Muskogee 5 -v5.13 | 176 | 7225 | Rate Constraint in lbs/MMBtu | FALSE | L | Annual | Allowances Withdrawn (n:1) | Thousand Tons | 0 | 0 | 0 | 0 | 0 | 0 | 0
BART SO2 Annual-Muskogee 5 -v5.13 | 176 | 7225 | Rate Constraint in lbs/MMBtu | FALSE | L | Annual | Net Emissions Allowance Position | Thousand Tons | 0 | 0 | 0 | 0 | 0 | 0 | 0
BART SO2 Annual-Muskogee 5 -v5.13 | 176 | 7225 | Rate Constraint in lbs/MMBtu | FALSE | L | Annual | Fuel Consumed | TBtu | 0 | 0 | 0 | 0 | 0 | 0 | 5.1582
BART SO2 Annual-Muskogee 5 -v5.13 | 176 | 7225 | Rate Constraint in lbs/MMBtu | FALSE | L | Annual | Rate | lb/MMBtu | 0 | 0 | 0 | 0 | 0 | 0 | 0
BART SO2 Annual-Muskogee 5 -v5.13 | 176 | 7225 | Rate Constraint in lbs/MMBtu | FALSE | L | Annual | Generation | TWh | 0 | 0 | 0 | 0 | 0 | 0 | 0.43625
BART SO2 Annual-Muskogee 5 -v5.13 | 176 | 7225 | Rate Constraint in lbs/MMBtu | FALSE | L | Annual | Qualifying Generation | TWh | 0 | 0 | 0 | 0 | 0 | 0 | 0.43625
BART SO2 Annual-Muskogee 5 -v5.13 | 176 | 7225 | Rate Constraint in lbs/MMBtu | FALSE | L | Annual | Rate | lb/MWh | 0 | 0 | 0 | 0 | 0 | 0 | 0
BART SO2 Annual-Muskogee 5 -v5.13 | 176 | 7225 | Rate Constraint in lbs/MMBtu | FALSE | L | Annual | Constraint Shadow Price | US2019$/Ton | 7911.259 | 17692.7309 | 17050.0567 | 26612.3027 | 35222.6586 | 36790.1783 | 0
BART SO2 Annual-Nelson -v6.20 | 177 | 7238 | Rate Constraint in lbs/MMBtu | FALSE | L | Annual | Seasons Included | Seasons | Winter, WintShld, Summer | Winter, WintShld, Summer | Winter, WintShld, Summer | Winter, WintShld, Summer | Winter, WintShld, Summer | Winter, WintShld, Summer | Winter, WintShld, Summer
BART SO2 Annual-Nelson -v6.20 | 177 | 7238 | Rate Constraint in lbs/MMBtu | FALSE | L | Annual | Standard SO2 | lb/MMBtu | 0.6 | 0.6 | 0.6 | 0.6 | 0.6 | 0.6 | 0.6
BART SO2 Annual-Nelson -v6.20 | 177 | 7238 | Rate Constraint in lbs/MMBtu | FALSE | L | Annual | Emissions at Affected Plants SO2 | Thousand Tons | 5.4414 | 5.6928 | 5.6954 | 5.698 | 5.6993 | 0.099392 | 1.7732
BART SO2 Annual-Nelson -v6.20 | 177 | 7238 | Rate Constraint in lbs/MMBtu | FALSE | L | Annual | Allowances Purchased SO2 | Thousand Tons | 0 | 0 | 0 | 0 | 0 | 0 | 0
BART SO2 Annual-Nelson -v6.20 | 177 | 7238 | Rate Constraint in lbs/MMBtu | FALSE | L | Annual | Allowances Sold SO2 | Thousand Tons | 0 | 0 | 0 | 0 | 0 | 0 | 0
BART SO2 Annual-Nelson -v6.20 | 177 | 7238 | Rate Constraint in lbs/MMBtu | FALSE | L | Annual | Allowances Banked | Thousand Tons | 0 | 0 | 0 | 0 | 0 | 0 | 0
BART SO2 Annual-Nelson -v6.20 | 177 | 7238 | Rate Constraint in lbs/MMBtu | FALSE | L | Annual | Allowances Withdrawn (1:1) | Thousand Tons | 0 | 0 | 0 | 0 | 0 | 0 | 0
BART SO2 Annual-Nelson -v6.20 | 177 | 7238 | Rate Constraint in lbs/MMBtu | FALSE | L | Annual | Allowances Withdrawn (n:1) | Thousand Tons | 0 | 0 | 0 | 0 | 0 | 0 | 0
BART SO2 Annual-Nelson -v6.20 | 177 | 7238 | Rate Constraint in lbs/MMBtu | FALSE | L | Annual | Net Emissions Allowance Position | Thousand Tons | 5.4414 | 5.6928 | 5.6954 | 5.698 | 5.6993 | 0.099392 | 1.7732
BART SO2 Annual-Nelson -v6.20 | 177 | 7238 | Rate Constraint in lbs/MMBtu | FALSE | L | Annual | Fuel Consumed | TBtu | 20.8357 | 21.7982 | 21.8081 | 21.818 | 21.8229 | 0.38058 | 6.7899
BART SO2 Annual-Nelson -v6.20 | 177 | 7238 | Rate Constraint in lbs/MMBtu | FALSE | L | Annual | Rate | lb/MMBtu | 0.52232 | 0.52232 | 0.52232 | 0.52232 | 0.52232 | 0.52232 | 0.52232
BART SO2 Annual-Nelson -v6.20 | 177 | 7238 | Rate Constraint in lbs/MMBtu | FALSE | L | Annual | Generation | TWh | 1.7577 | 1.8389 | 1.8397 | 1.8406 | 1.841 | 0.032106 | 0.57279
BART SO2 Annual-Nelson -v6.20 | 177 | 7238 | Rate Constraint in lbs/MMBtu | FALSE | L | Annual | Qualifying Generation | TWh | 1.7577 | 1.8389 | 1.8397 | 1.8406 | 1.841 | 0.032106 | 0.57279
BART SO2 Annual-Nelson -v6.20 | 177 | 7238 | Rate Constraint in lbs/MMBtu | FALSE | L | Annual | Rate | lb/MWh | 6.1916 | 6.1916 | 6.1916 | 6.1916 | 6.1916 | 6.1916 | 6.1916
BART SO2 Annual-Nelson -v6.20 | 177 | 7238 | Rate Constraint in lbs/MMBtu | FALSE | L | Annual | Constraint Shadow Price | US2019$/Ton | 0 | 0 | 0 | 0 | 0 | 0 | 0
BART SO2 Annual-Northeastern 3313 -v5.13 | 178 | 7230 | Rate Constraint in lbs/MMBtu | FALSE | L | Annual | Seasons Included | Seasons | Winter, WintShld, Summer | Winter, WintShld, Summer | Winter, WintShld, Summer | Winter, WintShld, Summer | Winter, WintShld, Summer | Winter, WintShld, Summer | Winter, WintShld, Summer
BART SO2 Annual-Northeastern 3313 -v5.13 | 178 | 7230 | Rate Constraint in lbs/MMBtu | FALSE | L | Annual | Standard SO2 | lb/MMBtu | 0.13333 | 0 | 0 | 0 | 0 | 0 | 0
BART SO2 Annual-Northeastern 3313 -v5.13 | 178 | 7230 | Rate Constraint in lbs/MMBtu | FALSE | L | Annual | Emissions at Affected Plants SO2 | Thousand Tons | 0 | 0 | 0 | 0 | 0 | 0 | 0
BART SO2 Annual-Northeastern 3313 -v5.13 | 178 | 7230 | Rate Constraint in lbs/MMBtu | FALSE | L | Annual | Allowances Purchased SO2 | Thousand Tons | 0 | 0 | 0 | 0 | 0 | 0 | 0
BART SO2 Annual-Northeastern 3313 -v5.13 | 178 | 7230 | Rate Constraint in lbs/MMBtu | FALSE | L | Annual | Allowances Sold SO2 | Thousand Tons | 0 | 0 | 0 | 0 | 0 | 0 | 0
BART SO2 Annual-Northeastern 3313 -v5.13 | 178 | 7230 | Rate Constraint in lbs/MMBtu | FALSE | L | Annual | Allowances Banked | Thousand Tons | 0 | 0 | 0 | 0 | 0 | 0 | 0
BART SO2 Annual-Northeastern 3313 -v5.13 | 178 | 7230 | Rate Constraint in lbs/MMBtu | FALSE | L | Annual | Allowances Withdrawn (1:1) | Thousand Tons | 0 | 0 | 0 | 0 | 0 | 0 | 0
BART SO2 Annual-Northeastern 3313 -v5.13 | 178 | 7230 | Rate Constraint in lbs/MMBtu | FALSE | L | Annual | Allowances Withdrawn (n:1) | Thousand Tons | 0 | 0 | 0 | 0 | 0 | 0 | 0
BART SO2 Annual-Northeastern 3313 -v5.13 | 178 | 7230 | Rate Constraint in lbs/MMBtu | FALSE | L | Annual | Net Emissions Allowance Position | Thousand Tons | 0 | 0 | 0 | 0 | 0 | 0 | 0
BART SO2 Annual-Northeastern 3313 -v5.13 | 178 | 7230 | Rate Constraint in lbs/MMBtu | FALSE | L | Annual | Fuel Consumed | TBtu | 0 | 0 | 0 | 0 | 0 | 0 | 0
BART SO2 Annual-Northeastern 3313 -v5.13 | 178 | 7230 | Rate Constraint in lbs/MMBtu | FALSE | L | Annual | Rate | lb/MMBtu | 0 | 0 | 0 | 0 | 0 | 0 | 0
BART SO2 Annual-Northeastern 3313 -v5.13 | 178 | 7230 | Rate Constraint in lbs/MMBtu | FALSE | L | Annual | Generation | TWh | 0 | 0 | 0 | 0 | 0 | 0 | 0
BART SO2 Annual-Northeastern 3313 -v5.13 | 178 | 7230 | Rate Constraint in lbs/MMBtu | FALSE | L | Annual | Qualifying Generation | TWh | 0 | 0 | 0 | 0 | 0 | 0 | 0
BART SO2 Annual-Northeastern 3313 -v5.13 | 178 | 7230 | Rate Constraint in lbs/MMBtu | FALSE | L | Annual | Rate | lb/MWh | 0 | 0 | 0 | 0 | 0 | 0 | 0
BART SO2 Annual-Northeastern 3313 -v5.13 | 178 | 7230 | Rate Constraint in lbs/MMBtu | FALSE | L | Annual | Constraint Shadow Price | US2019$/Ton | 0 | 0 | 0 | 0 | 0 | 0 | 0
BART SO2 Annual-Pawnee 1 -v5.13 | 179 | 7226 | Rate Constraint in lbs/MMBtu | FALSE | L | Annual | Seasons Included | Seasons | Winter, WintShld, Summer | Winter, WintShld, Summer | Winter, WintShld, Summer | Winter, WintShld, Summer | Winter, WintShld, Summer | Winter, WintShld, Summer | Winter, WintShld, Summer
BART SO2 Annual-Pawnee 1 -v5.13 | 179 | 7226 | Rate Constraint in lbs/MMBtu | FALSE | L | Annual | Standard SO2 | lb/MMBtu | 0.12 | 0.12 | 0.12 | 0.12 | 0.12 | 0.12 | 0.12
BART SO2 Annual-Pawnee 1 -v5.13 | 179 | 7226 | Rate Constraint in lbs/MMBtu | FALSE | L | Annual | Emissions at Affected Plants SO2 | Thousand Tons | 0.0059719 | 0.0059719 | 0.0059719 | 0.0059719 | 0.0069906 | 0.0069906 | 0.0069906
BART SO2 Annual-Pawnee 1 -v5.13 | 179 | 7226 | Rate Constraint in lbs/MMBtu | FALSE | L | Annual | Allowances Purchased SO2 | Thousand Tons | 0 | 0 | 0 | 0 | 0 | 0 | 0
BART SO2 Annual-Pawnee 1 -v5.13 | 179 | 7226 | Rate Constraint in lbs/MMBtu | FALSE | L | Annual | Allowances Sold SO2 | Thousand Tons | 0 | 0 | 0 | 0 | 0 | 0 | 0
BART SO2 Annual-Pawnee 1 -v5.13 | 179 | 7226 | Rate Constraint in lbs/MMBtu | FALSE | L | Annual | Allowances Banked | Thousand Tons | 0 | 0 | 0 | 0 | 0 | 0 | 0
BART SO2 Annual-Pawnee 1 -v5.13 | 179 | 7226 | Rate Constraint in lbs/MMBtu | FALSE | L | Annual | Allowances Withdrawn (1:1) | Thousand Tons | 0 | 0 | 0 | 0 | 0 | 0 | 0
BART SO2 Annual-Pawnee 1 -v5.13 | 179 | 7226 | Rate Constraint in lbs/MMBtu | FALSE | L | Annual | Allowances Withdrawn (n:1) | Thousand Tons | 0 | 0 | 0 | 0 | 0 | 0 | 0
BART SO2 Annual-Pawnee 1 -v5.13 | 179 | 7226 | Rate Constraint in lbs/MMBtu | FALSE | L | Annual | Net Emissions Allowance Position | Thousand Tons | 0.0059719 | 0.0059719 | 0.0059719 | 0.0059719 | 0.0069906 | 0.0069906 | 0.0069906
BART SO2 Annual-Pawnee 1 -v5.13 | 179 | 7226 | Rate Constraint in lbs/MMBtu | FALSE | L | Annual | Fuel Consumed | TBtu | 0.1493 | 0.1493 | 0.1493 | 0.1493 | 0.1493 | 0.1493 | 5.1317
BART SO2 Annual-Pawnee 1 -v5.13 | 179 | 7226 | Rate Constraint in lbs/MMBtu | FALSE | L | Annual | Rate | lb/MMBtu | 0.08 | 0.08 | 0.08 | 0.08 | 0.093647 | 0.093647 | 0.0027245
BART SO2 Annual-Pawnee 1 -v5.13 | 179 | 7226 | Rate Constraint in lbs/MMBtu | FALSE | L | Annual | Generation | TWh | 0.013864 | 0.013864 | 0.013864 | 0.013864 | 0.013864 | 0.013864 | 0.45449
BART SO2 Annual-Pawnee 1 -v5.13 | 179 | 7226 | Rate Constraint in lbs/MMBtu | FALSE | L | Annual | Qualifying Generation | TWh | 0.013864 | 0.013864 | 0.013864 | 0.013864 | 0.013864 | 0.013864 | 0.45449
BART SO2 Annual-Pawnee 1 -v5.13 | 179 | 7226 | Rate Constraint in lbs/MMBtu | FALSE | L | Annual | Rate | lb/MWh | 0.86152 | 0.86152 | 0.86152 | 0.86152 | 1.0085 | 1.0085 | 0.030762
BART SO2 Annual-Pawnee 1 -v5.13 | 179 | 7226 | Rate Constraint in lbs/MMBtu | FALSE | L | Annual | Constraint Shadow Price | US2019$/Ton | 0 | 0 | 0 | 0 | 0 | 0 | 0
BART SO2 Annual-Ray D Nixon 1 -v5.13 | 180 | 7227 | Rate Constraint in lbs/MMBtu | FALSE | L | Annual | Seasons Included | Seasons | Winter, WintShld, Summer | Winter, WintShld, Summer | Winter, WintShld, Summer | Winter, WintShld, Summer | Winter, WintShld, Summer | Winter, WintShld, Summer | Winter, WintShld, Summer
BART SO2 Annual-Ray D Nixon 1 -v5.13 | 180 | 7227 | Rate Constraint in lbs/MMBtu | FALSE | L | Annual | Standard SO2 | lb/MMBtu | 0.11 | 0.11 | 0.11 | 0.11 | 0.11 | 0.11 | 0.11
BART SO2 Annual-Ray D Nixon 1 -v5.13 | 180 | 7227 | Rate Constraint in lbs/MMBtu | FALSE | L | Annual | Emissions at Affected Plants SO2 | Thousand Tons | 0.52591 | 0 | 0 | 0 | 0 | 0 | 0
BART SO2 Annual-Ray D Nixon 1 -v5.13 | 180 | 7227 | Rate Constraint in lbs/MMBtu | FALSE | L | Annual | Allowances Purchased SO2 | Thousand Tons | 0 | 0 | 0 | 0 | 0 | 0 | 0
BART SO2 Annual-Ray D Nixon 1 -v5.13 | 180 | 7227 | Rate Constraint in lbs/MMBtu | FALSE | L | Annual | Allowances Sold SO2 | Thousand Tons | 0 | 0 | 0 | 0 | 0 | 0 | 0
BART SO2 Annual-Ray D Nixon 1 -v5.13 | 180 | 7227 | Rate Constraint in lbs/MMBtu | FALSE | L | Annual | Allowances Banked | Thousand Tons | 0 | 0 | 0 | 0 | 0 | 0 | 0
BART SO2 Annual-Ray D Nixon 1 -v5.13 | 180 | 7227 | Rate Constraint in lbs/MMBtu | FALSE | L | Annual | Allowances Withdrawn (1:1) | Thousand Tons | 0 | 0 | 0 | 0 | 0 | 0 | 0
BART SO2 Annual-Ray D Nixon 1 -v5.13 | 180 | 7227 | Rate Constraint in lbs/MMBtu | FALSE | L | Annual | Allowances Withdrawn (n:1) | Thousand Tons | 0 | 0 | 0 | 0 | 0 | 0 | 0
BART SO2 Annual-Ray D Nixon 1 -v5.13 | 180 | 7227 | Rate Constraint in lbs/MMBtu | FALSE | L | Annual | Net Emissions Allowance Position | Thousand Tons | 0.52591 | 0 | 0 | 0 | 0 | 0 | 0
BART SO2 Annual-Ray D Nixon 1 -v5.13 | 180 | 7227 | Rate Constraint in lbs/MMBtu | FALSE | L | Annual | Fuel Consumed | TBtu | 14.7283 | 0 | 0 | 0 | 0 | 0 | 0
BART SO2 Annual-Ray D Nixon 1 -v5.13 | 180 | 7227 | Rate Constraint in lbs/MMBtu | FALSE | L | Annual | Rate | lb/MMBtu | 0.071415 | 0 | 0 | 0 | 0 | 0 | 0
BART SO2 Annual-Ray D Nixon 1 -v5.13 | 180 | 7227 | Rate Constraint in lbs/MMBtu | FALSE | L | Annual | Generation | TWh | 1.4085 | 0 | 0 | 0 | 0 | 0 | 0
BART SO2 Annual-Ray D Nixon 1 -v5.13 | 180 | 7227 | Rate Constraint in lbs/MMBtu | FALSE | L | Annual | Qualifying Generation | TWh | 1.4085 | 0 | 0 | 0 | 0 | 0 | 0
BART SO2 Annual-Ray D Nixon 1 -v5.13 | 180 | 7227 | Rate Constraint in lbs/MMBtu | FALSE | L | Annual | Rate | lb/MWh | 0.74678 | 0 | 0 | 0 | 0 | 0 | 0
BART SO2 Annual-Ray D Nixon 1 -v5.13 | 180 | 7227 | Rate Constraint in lbs/MMBtu | FALSE | L | Annual | Constraint Shadow Price | US2019$/Ton | 0 | 0 | 0 | 0 | 0 | 0 | 0
BART SO2 Annual-Sooner 1 -v5.13 | 181 | 7228 | Rate Constraint in lbs/MMBtu | FALSE | L | Annual | Seasons Included | Seasons | Winter, WintShld, Summer | Winter, WintShld, Summer | Winter, WintShld, Summer | Winter, WintShld, Summer | Winter, WintShld, Summer | Winter, WintShld, Summer | Winter, WintShld, Summer
BART SO2 Annual-Sooner 1 -v5.13 | 181 | 7228 | Rate Constraint in lbs/MMBtu | FALSE | L | Annual | Standard SO2 | lb/MMBtu | 0.06 | 0.06 | 0.06 | 0.06 | 0.06 | 0.06 | 0.06
BART SO2 Annual-Sooner 1 -v5.13 | 181 | 7228 | Rate Constraint in lbs/MMBtu | FALSE | L | Annual | Emissions at Affected Plants SO2 | Thousand Tons | 0.28858 | 0 | 0 | 0 | 0 | 0 | 0
BART SO2 Annual-Sooner 1 -v5.13 | 181 | 7228 | Rate Constraint in lbs/MMBtu | FALSE | L | Annual | Allowances Purchased SO2 | Thousand Tons | 0 | 0 | 0 | 0 | 0 | 0 | 0
BART SO2 Annual-Sooner 1 -v5.13 | 181 | 7228 | Rate Constraint in lbs/MMBtu | FALSE | L | Annual | Allowances Sold SO2 | Thousand Tons | 0 | 0 | 0 | 0 | 0 | 0 | 0
BART SO2 Annual-Sooner 1 -v5.13 | 181 | 7228 | Rate Constraint in lbs/MMBtu | FALSE | L | Annual | Allowances Banked | Thousand Tons | 0 | 0 | 0 | 0 | 0 | 0 | 0
BART SO2 Annual-Sooner 1 -v5.13 | 181 | 7228 | Rate Constraint in lbs/MMBtu | FALSE | L | Annual | Allowances Withdrawn (1:1) | Thousand Tons | 0 | 0 | 0 | 0 | 0 | 0 | 0
BART SO2 Annual-Sooner 1 -v5.13 | 181 | 7228 | Rate Constraint in lbs/MMBtu | FALSE | L | Annual | Allowances Withdrawn (n:1) | Thousand Tons | 0 | 0 | 0 | 0 | 0 | 0 | 0
BART SO2 Annual-Sooner 1 -v5.13 | 181 | 7228 | Rate Constraint in lbs/MMBtu | FALSE | L | Annual | Net Emissions Allowance Position | Thousand Tons | 0.28858 | 0 | 0 | 0 | 0 | 0 | 0
BART SO2 Annual-Sooner 1 -v5.13 | 181 | 7228 | Rate Constraint in lbs/MMBtu | FALSE | L | Annual | Fuel Consumed | TBtu | 19.3994 | 0 | 0 | 0 | 0 | 0 | 0
BART SO2 Annual-Sooner 1 -v5.13 | 181 | 7228 | Rate Constraint in lbs/MMBtu | FALSE | L | Annual | Rate | lb/MMBtu | 0.029751 | 0 | 0 | 0 | 0 | 0 | 0
BART SO2 Annual-Sooner 1 -v5.13 | 181 | 7228 | Rate Constraint in lbs/MMBtu | FALSE | L | Annual | Generation | TWh | 1.8265 | 0 | 0 | 0 | 0 | 0 | 0
BART SO2 Annual-Sooner 1 -v5.13 | 181 | 7228 | Rate Constraint in lbs/MMBtu | FALSE | L | Annual | Qualifying Generation | TWh | 1.8265 | 0 | 0 | 0 | 0 | 0 | 0
BART SO2 Annual-Sooner 1 -v5.13 | 181 | 7228 | Rate Constraint in lbs/MMBtu | FALSE | L | Annual | Rate | lb/MWh | 0.31599 | 0 | 0 | 0 | 0 | 0 | 0
BART SO2 Annual-Sooner 1 -v5.13 | 181 | 7228 | Rate Constraint in lbs/MMBtu | FALSE | L | Annual | Constraint Shadow Price | US2019$/Ton | 0 | 0 | 0 | 0 | 0 | 0 | 0
BART SO2 Annual-Sooner 2 -v5.13 | 182 | 7229 | Rate Constraint in lbs/MMBtu | FALSE | L | Annual | Seasons Included | Seasons | Winter, WintShld, Summer | Winter, WintShld, Summer | Winter, WintShld, Summer | Winter, WintShld, Summer | Winter, WintShld, Summer | Winter, WintShld, Summer | Winter, WintShld, Summer
BART SO2 Annual-Sooner 2 -v5.13 | 182 | 7229 | Rate Constraint in lbs/MMBtu | FALSE | L | Annual | Standard SO2 | lb/MMBtu | 0.06 | 0.06 | 0.06 | 0.06 | 0.06 | 0.06 | 0.06
BART SO2 Annual-Sooner 2 -v5.13 | 182 | 7229 | Rate Constraint in lbs/MMBtu | FALSE | L | Annual | Emissions at Affected Plants SO2 | Thousand Tons | 0.26542 | 0 | 0 | 0 | 0 | 0 | 0
BART SO2 Annual-Sooner 2 -v5.13 | 182 | 7229 | Rate Constraint in lbs/MMBtu | FALSE | L | Annual | Allowances Purchased SO2 | Thousand Tons | 0 | 0 | 0 | 0 | 0 | 0 | 0
BART SO2 Annual-Sooner 2 -v5.13 | 182 | 7229 | Rate Constraint in lbs/MMBtu | FALSE | L | Annual | Allowances Sold SO2 | Thousand Tons | 0 | 0 | 0 | 0 | 0 | 0 | 0
BART SO2 Annual-Sooner 2 -v5.13 | 182 | 7229 | Rate Constraint in lbs/MMBtu | FALSE | L | Annual | Allowances Banked | Thousand Tons | 0 | 0 | 0 | 0 | 0 | 0 | 0
BART SO2 Annual-Sooner 2 -v5.13 | 182 | 7229 | Rate Constraint in lbs/MMBtu | FALSE | L | Annual | Allowances Withdrawn (1:1) | Thousand Tons | 0 | 0 | 0 | 0 | 0 | 0 | 0
BART SO2 Annual-Sooner 2 -v5.13 | 182 | 7229 | Rate Constraint in lbs/MMBtu | FALSE | L | Annual | Allowances Withdrawn (n:1) | Thousand Tons | 0 | 0 | 0 | 0 | 0 | 0 | 0
BART SO2 Annual-Sooner 2 -v5.13 | 182 | 7229 | Rate Constraint in lbs/MMBtu | FALSE | L | Annual | Net Emissions Allowance Position | Thousand Tons | 0.26542 | 0 | 0 | 0 | 0 | 0 | 0
BART SO2 Annual-Sooner 2 -v5.13 | 182 | 7229 | Rate Constraint in lbs/MMBtu | FALSE | L | Annual | Fuel Consumed | TBtu | 19.2064 | 0 | 0 | 0 | 0 | 0 | 0
BART SO2 Annual-Sooner 2 -v5.13 | 182 | 7229 | Rate Constraint in lbs/MMBtu | FALSE | L | Annual | Rate | lb/MMBtu | 0.027639 | 0 | 0 | 0 | 0 | 0 | 0
BART SO2 Annual-Sooner 2 -v5.13 | 182 | 7229 | Rate Constraint in lbs/MMBtu | FALSE | L | Annual | Generation | TWh | 1.8328 | 0 | 0 | 0 | 0 | 0 | 0
BART SO2 Annual-Sooner 2 -v5.13 | 182 | 7229 | Rate Constraint in lbs/MMBtu | FALSE | L | Annual | Qualifying Generation | TWh | 1.8328 | 0 | 0 | 0 | 0 | 0 | 0
BART SO2 Annual-Sooner 2 -v5.13 | 182 | 7229 | Rate Constraint in lbs/MMBtu | FALSE | L | Annual | Rate | lb/MWh | 0.28963 | 0 | 0 | 0 | 0 | 0 | 0
BART SO2 Annual-Sooner 2 -v5.13 | 182 | 7229 | Rate Constraint in lbs/MMBtu | FALSE | L | Annual | Constraint Shadow Price | US2019$/Ton | 0 | 0 | 0 | 0 | 0 | 0 | 0
BART SO2 Cap-Coronado U1B&U2B -v6.20 | 183 | 7656 | Rate Constraint in MTons | FALSE | L | Annual | Seasons Included | Seasons | Winter, WintShld, Summer | Winter, WintShld, Summer | Winter, WintShld, Summer | Winter, WintShld, Summer | Winter, WintShld, Summer | Winter, WintShld, Summer | Winter, WintShld, Summer
BART SO2 Cap-Coronado U1B&U2B -v6.20 | 183 | 7656 | Rate Constraint in MTons | FALSE | L | Annual | Standard SO2 | Thousand Tons | 1.97 | 1.97 | 1.97 | 1.97 | 1.97 | 1.97 | 1.97
BART SO2 Cap-Coronado U1B&U2B -v6.20 | 183 | 7656 | Rate Constraint in MTons | FALSE | L | Annual | Emissions at Affected Plants SO2 | Thousand Tons | 0.063777 | 0.053945 | 0 | 0 | 0 | 0 | 0
BART SO2 Cap-Coronado U1B&U2B -v6.20 | 183 | 7656 | Rate Constraint in MTons | FALSE | L | Annual | Allowances Purchased SO2 | Thousand Tons | 0 | 0 | 0 | 0 | 0 | 0 | 0
BART SO2 Cap-Coronado U1B&U2B -v6.20 | 183 | 7656 | Rate Constraint in MTons | FALSE | L | Annual | Allowances Sold SO2 | Thousand Tons | 0 | 0 | 0 | 0 | 0 | 0 | 0
BART SO2 Cap-Coronado U1B&U2B -v6.20 | 183 | 7656 | Rate Constraint in MTons | FALSE | L | Annual | Allowances Banked | Thousand Tons | 0 | 0 | 0 | 0 | 0 | 0 | 0
BART SO2 Cap-Coronado U1B&U2B -v6.20 | 183 | 7656 | Rate Constraint in MTons | FALSE | L | Annual | Allowances Withdrawn (1:1) | Thousand Tons | 0 | 0 | 0 | 0 | 0 | 0 | 0
BART SO2 Cap-Coronado U1B&U2B -v6.20 | 183 | 7656 | Rate Constraint in MTons | FALSE | L | Annual | Allowances Withdrawn (n:1) | Thousand Tons | 0 | 0 | 0 | 0 | 0 | 0 | 0
BART SO2 Cap-Coronado U1B&U2B -v6.20 | 183 | 7656 | Rate Constraint in MTons | FALSE | L | Annual | Net Emissions Allowance Position | Thousand Tons | 0.063777 | 0.053945 | 0 | 0 | 0 | 0 | 0
BART SO2 Cap-Coronado U1B&U2B -v6.20 | 183 | 7656 | Rate Constraint in MTons | FALSE | L | Annual | Fuel Consumed | TBtu | 6.71 | 5.6755 | 0 | 0 | 0 | 0 | 0
BART SO2 Cap-Coronado U1B&U2B -v6.20 | 183 | 7656 | Rate Constraint in MTons | FALSE | L | Annual | Rate | lb/MMBtu | 0.01901 | 0.01901 | 0 | 0 | 0 | 0 | 0
BART SO2 Cap-Coronado U1B&U2B -v6.20 | 183 | 7656 | Rate Constraint in MTons | FALSE | L | Annual | Generation | TWh | 0.62767 | 0.53095 | 0 | 0 | 0 | 0 | 0
BART SO2 Cap-Coronado U1B&U2B -v6.20 | 183 | 7656 | Rate Constraint in MTons | FALSE | L | Annual | Qualifying Generation | TWh | 0.62767 | 0.53095 | 0 | 0 | 0 | 0 | 0
BART SO2 Cap-Coronado U1B&U2B -v6.20 | 183 | 7656 | Rate Constraint in MTons | FALSE | L | Annual | Rate | lb/MWh | 0.20322 | 0.2032 | 0 | 0 | 0 | 0 | 0
BART SO2 Cap-Coronado U1B&U2B -v6.20 | 183 | 7656 | Rate Constraint in MTons | FALSE | L | Annual | Constraint Shadow Price | US2019$/Ton | 0 | 0 | 0 | 0 | 0 | 0 | 0
Black RiverGen MER Rate Limit v3.1 | 184 | 7517 | Rate Constraint in lbs/MMBtu | FALSE | L | Annual | Seasons Included | Seasons | Winter, WintShld, Summer | Winter, WintShld, Summer | Winter, WintShld, Summer | Winter, WintShld, Summer | Winter, WintShld, Summer | Winter, WintShld, Summer | Winter, WintShld, Summer
Black RiverGen MER Rate Limit v3.1 | 184 | 7517 | Rate Constraint in lbs/MMBtu | FALSE | L | Annual | Standard MER | lb/MMBtu | 6e-07 | 6e-07 | 6e-07 | 6e-07 | 6e-07 | 6e-07 | 6e-07
Black RiverGen MER Rate Limit v3.1 | 184 | 7517 | Rate Constraint in lbs/MMBtu | FALSE | L | Annual | Emissions at Affected Plants MER | lbs | 0 | 0 | 0 | 0 | 0 | 0 | 0
Black RiverGen MER Rate Limit v3.1 | 184 | 7517 | Rate Constraint in lbs/MMBtu | FALSE | L | Annual | Allowances Purchased MER | lbs | 0 | 0 | 0 | 0 | 0 | 0 | 0
Black RiverGen MER Rate Limit v3.1 | 184 | 7517 | Rate Constraint in lbs/MMBtu | FALSE | L | Annual | Allowances Sold MER | lbs | 0 | 0 | 0 | 0 | 0 | 0 | 0
Black RiverGen MER Rate Limit v3.1 | 184 | 7517 | Rate Constraint in lbs/MMBtu | FALSE | L | Annual | Allowances Banked | lbs | 0 | 0 | 0 | 0 | 0 | 0 | 0
Black RiverGen MER Rate Limit v3.1 | 184 | 7517 | Rate Constraint in lbs/MMBtu | FALSE | L | Annual | Allowances Withdrawn (1:1) | lbs | 0 | 0 | 0 | 0 | 0 | 0 | 0
Black RiverGen MER Rate Limit v3.1 | 184 | 7517 | Rate Constraint in lbs/MMBtu | FALSE | L | Annual | Allowances Withdrawn (n:1) | lbs | 0 | 0 | 0 | 0 | 0 | 0 | 0
Black RiverGen MER Rate Limit v3.1 | 184 | 7517 | Rate Constraint in lbs/MMBtu | FALSE | L | Annual | Net Emissions Allowance Position | lbs | 0 | 0 | 0 | 0 | 0 | 0 | 0
Black RiverGen MER Rate Limit v3.1 | 184 | 7517 | Rate Constraint in lbs/MMBtu | FALSE | L | Annual | Fuel Consumed | TBtu | 0 | 0 | 0 | 0 | 0 | 0 | 0
Black RiverGen MER Rate Limit v3.1 | 184 | 7517 | Rate Constraint in lbs/MMBtu | FALSE | L | Annual | Rate | lb/MMBtu | 0 | 0 | 0 | 0 | 0 | 0 | 0
Black RiverGen MER Rate Limit v3.1 | 184 | 7517 | Rate Constraint in lbs/MMBtu | FALSE | L | Annual | Generation | TWh | 0 | 0 | 0 | 0 | 0 | 0 | 0
Black RiverGen MER Rate Limit v3.1 | 184 | 7517 | Rate Constraint in lbs/MMBtu | FALSE | L | Annual | Qualifying Generation | TWh | 0 | 0 | 0 | 0 | 0 | 0 | 0
Black RiverGen MER Rate Limit v3.1 | 184 | 7517 | Rate Constraint in lbs/MMBtu | FALSE | L | Annual | Rate | lb/MWh | 0 | 0 | 0 | 0 | 0 | 0 | 0
Black RiverGen MER Rate Limit v3.1 | 184 | 7517 | Rate Constraint in lbs/MMBtu | FALSE | L | Annual | Constraint Shadow Price | US2019$/Lb | 0 | 0 | 0 | 0 | 0 | 0 | 0
CA AB 32- CO2 Constraint- v.5.13 | 185 | 7281 | Rate Constraint in MTons | FALSE | L | Annual | Seasons Included | Seasons | Winter, WintShld, Summer | Winter, WintShld, Summer | Winter, WintShld, Summer | Winter, WintShld, Summer | Winter, WintShld, Summer | Winter, WintShld, Summer | Winter, WintShld, Summer
CA AB 32- CO2 Constraint- v.5.13 | 185 | 7281 | Rate Constraint in MTons | FALSE | L | Annual | Standard CO2 | Thousand Tons | 0 | 0 | 0 | 0 | 0 | 0 | 0
CA AB 32- CO2 Constraint- v.5.13 | 185 | 7281 | Rate Constraint in MTons | FALSE | L | Annual | Emissions at Affected Plants CO2 | Thousand Tons | 54799.2348 | 27664.9845 | 19465.6532 | 15503.231 | 7339.1776 | 6263.6168 | 7461.7291
CA AB 32- CO2 Constraint- v.5.13 | 185 | 7281 | Rate Constraint in MTons | FALSE | L | Annual | Allowances Purchased CO2 | Thousand Tons | -54799.2348 | -27664.9845 | -19465.6532 | -15503.231 | -7339.1776 | -6263.6168 | -7461.7291
CA AB 32- CO2 Constraint- v.5.13 | 185 | 7281 | Rate Constraint in MTons | FALSE | L | Annual | Allowances Sold CO2 | Thousand Tons | 0 | 0 | 0 | 0 | 0 | 0 | 0
CA AB 32- CO2 Constraint- v.5.13 | 185 | 7281 | Rate Constraint in MTons | FALSE | L | Annual | Allowances Banked | Thousand Tons | 0 | 0 | 0 | 0 | 0 | 0 | 0
CA AB 32- CO2 Constraint- v.5.13 | 185 | 7281 | Rate Constraint in MTons | FALSE | L | Annual | Allowances Withdrawn (1:1) | Thousand Tons | 0 | 0 | 0 | 0 | 0 | 0 | 0
CA AB 32- CO2 Constraint- v.5.13 | 185 | 7281 | Rate Constraint in MTons | FALSE | L | Annual | Allowances Withdrawn (n:1) | Thousand Tons | 0 | 0 | 0 | 0 | 0 | 0 | 0
CA AB 32- CO2 Constraint- v.5.13 | 185 | 7281 | Rate Constraint in MTons | FALSE | L | Annual | Net Emissions Allowance Position | Thousand Tons | 4.0131e-06 | 4.1763e-06 | 4.5785e-06 | 2.2674e-06 | -1.7139e-06 | -3.1965e-06 | -1.6566e-06
CA AB 32- CO2 Constraint- v.5.13 | 185 | 7281 | Rate Constraint in MTons | FALSE | L | Annual | Fuel Consumed | TBtu | 896.3086 | 653.888 | 519.0987 | 434.4407 | 233.0233 | 196.9976 | 217.132
CA AB 32- CO2 Constraint- v.5.13 | 185 | 7281 | Rate Constraint in MTons | FALSE | L | Annual | Rate | lb/MMBtu | 122.2776 | 84.6169 | 74.9979 | 71.371 | 62.9909 | 63.5908 | 68.7299
CA AB 32- CO2 Constraint- v.5.13 | 185 | 7281 | Rate Constraint in MTons | FALSE | L | Annual | Generation | TWh | 123.5117 | 84.9967 | 67.1279 | 58.189 | 37.3792 | 44.7283 | 53.313
CA AB 32- CO2 Constraint- v.5.13 | 185 | 7281 | Rate Constraint in MTons | FALSE | L | Annual | Qualifying Generation | TWh | 119.4102 | 83.8573 | 65.711 | 55.0096 | 28.3991 | 23.6666 | 25.9847
CA AB 32- CO2 Constraint- v.5.13 | 185 | 7281 | Rate Constraint in MTons | FALSE | L | Annual | Rate | lb/MWh | 917.832 | 659.8108 | 592.463 | 563.656 | 516.8599 | 529.3217 | 574.3163
CA AB 32- CO2 Constraint- v.5.13 | 185 | 7281 | Rate Constraint in MTons | FALSE | L | Annual | Constraint Shadow Price | US2019$/Ton | 14.086 | 64.5037 | 71.671 | 71.6712 | 71.6714 | 71.6714 | 71.6714
CA NOx Annual v5.14 | 186 | 7279 | Rate Constraint in MTons | FALSE | L | Annual | Seasons Included | Seasons | Winter, WintShld, Summer | Winter, WintShld, Summer | Winter, WintShld, Summer | Winter, WintShld, Summer | Winter, WintShld, Summer | Winter, WintShld, Summer | Winter, WintShld, Summer
CA NOx Annual v5.14 | 186 | 7279 | Rate Constraint in MTons | FALSE | L | Annual | Standard NOX | Thousand Tons | 9.676 | 9.676 | 9.676 | 9.676 | 9.676 | 9.676 | 9.676
CA NOx Annual v5.14 | 186 | 7279 | Rate Constraint in MTons | FALSE | L | Annual | Emissions at Affected Plants NOX | Thousand Tons | 0.30724 | 0.16692 | 0.14348 | 0.14237 | 0.071381 | 0.061577 | 0.063369
CA NOx Annual v5.14 | 186 | 7279 | Rate Constraint in MTons | FALSE | L | Annual | Allowances Purchased NOX | Thousand Tons | 0 | 0 | 0 | 0 | 0 | 0 | 0
CA NOx Annual v5.14 | 186 | 7279 | Rate Constraint in MTons | FALSE | L | Annual | Allowances Sold NOX | Thousand Tons | 0 | 0 | 0 | 0 | 0 | 0 | 0
CA NOx Annual v5.14 | 186 | 7279 | Rate Constraint in MTons | FALSE | L | Annual | Allowances Banked | Thousand Tons | 0 | 0 | 0 | 0 | 0 | 0 | 0
CA NOx Annual v5.14 | 186 | 7279 | Rate Constraint in MTons | FALSE | L | Annual | Allowances Withdrawn (1:1) | Thousand Tons | 0 | 0 | 0 | 0 | 0 | 0 | 0
CA NOx Annual v5.14 | 186 | 7279 | Rate Constraint in MTons | FALSE | L | Annual | Allowances Withdrawn (n:1) | Thousand Tons | 0 | 0 | 0 | 0 | 0 | 0 | 0
CA NOx Annual v5.14 | 186 | 7279 | Rate Constraint in MTons | FALSE | L | Annual | Net Emissions Allowance Position | Thousand Tons | 0.30724 | 0.16692 | 0.14348 | 0.14237 | 0.071381 | 0.061577 | 0.063369
CA NOx Annual v5.14 | 186 | 7279 | Rate Constraint in MTons | FALSE | L | Annual | Fuel Consumed | TBtu | 71.8583 | 73.6994 | 63.2351 | 62.8611 | 32.3653 | 27.6734 | 28.6005
CA NOx Annual v5.14 | 186 | 7279 | Rate Constraint in MTons | FALSE | L | Annual | Rate | lb/MMBtu | 0.0085514 | 0.0045298 | 0.004538 | 0.0045297 | 0.004411 | 0.0044503 | 0.0044314
CA NOx Annual v5.14 | 186 | 7279 | Rate Constraint in MTons | FALSE | L | Annual | Generation | TWh | 9.8641 | 8.9256 | 7.4783 | 7.4292 | 3.8676 | 3.3155 | 3.4427
CA NOx Annual v5.14 | 186 | 7279 | Rate Constraint in MTons | FALSE | L | Annual | Qualifying Generation | TWh | 9.8641 | 8.9256 | 7.4783 | 7.4292 | 3.8676 | 3.3155 | 3.4427
CA NOx Annual v5.14 | 186 | 7279 | Rate Constraint in MTons | FALSE | L | Annual | Rate | lb/MWh | 0.062296 | 0.037403 | 0.038372 | 0.038327 | 0.036912 | 0.037146 | 0.036814
CA NOx Annual v5.14 | 186 | 7279 | Rate Constraint in MTons | FALSE | L | Annual | Constraint Shadow Price | US2019$/Ton | 0 | 0 | 0 | 0 | 0 | 0 | 0
CA SO2 Annual v5.14 | 187 | 7280 | Rate Constraint in MTons | FALSE | L | Annual | Seasons Included | Seasons | Winter, WintShld, Summer | Winter, WintShld, Summer | Winter, WintShld, Summer | Winter, WintShld, Summer | Winter, WintShld, Summer | Winter, WintShld, Summer | Winter, WintShld, Summer
CA SO2 Annual v5.14 | 187 | 7280 | Rate Constraint in MTons | FALSE | L | Annual | Standard SO2 | Thousand Tons | 2.219 | 2.219 | 2.219 | 2.219 | 2.219 | 2.219 | 2.219
CA SO2 Annual v5.14 | 187 | 7280 | Rate Constraint in MTons | FALSE | L | Annual | Emissions at Affected Plants SO2 | Thousand Tons | 0 | 0 | 0 | 0 | 0 | 0 | 0
CA SO2 Annual v5.14 | 187 | 7280 | Rate Constraint in MTons | FALSE | L | Annual | Allowances Purchased SO2 | Thousand Tons | 0 | 0 | 0 | 0 | 0 | 0 | 0
CA SO2 Annual v5.14 | 187 | 7280 | Rate Constraint in MTons | FALSE | L | Annual | Allowances Sold SO2 | Thousand Tons | 0 | 0 | 0 | 0 | 0 | 0 | 0
CA SO2 Annual v5.14 | 187 | 7280 | Rate Constraint in MTons | FALSE | L | Annual | Allowances Banked | Thousand Tons | 0 | 0 | 0 | 0 | 0 | 0 | 0
CA SO2 Annual v5.14 | 187 | 7280 | Rate Constraint in MTons | FALSE | L | Annual | Allowances Withdrawn (1:1) | Thousand Tons | 0 | 0 | 0 | 0 | 0 | 0 | 0
CA SO2 Annual v5.14 | 187 | 7280 | Rate Constraint in MTons | FALSE | L | Annual | Allowances Withdrawn (n:1) | Thousand Tons | 0 | 0 | 0 | 0 | 0 | 0 | 0
CA SO2 Annual v5.14 | 187 | 7280 | Rate Constraint in MTons | FALSE | L | Annual | Net Emissions Allowance Position | Thousand Tons | 0 | 0 | 0 | 0 | 0 | 0 | 0
CA SO2 Annual v5.14 | 187 | 7280 | Rate Constraint in MTons | FALSE | L | Annual | Fuel Consumed | TBtu | 0 | 0 | 0 | 0 | 0.06135 | 0 | 0
CA SO2 Annual v5.14 | 187 | 7280 | Rate Constraint in MTons | FALSE | L | Annual | Rate | lb/MMBtu | 0 | 0 | 0 | 0 | 0 | 0 | 0
CA SO2 Annual v5.14 | 187 | 7280 | Rate Constraint in MTons | FALSE | L | Annual | Generation | TWh | 0 | 0 | 0 | 0 | 0.0057097 | 0 | 0
CA SO2 Annual v5.14 | 187 | 7280 | Rate Constraint in MTons | FALSE | L | Annual | Qualifying Generation | TWh | 0 | 0 | 0 | 0 | 0.0057097 | 0 | 0
CA SO2 Annual v5.14 | 187 | 7280 | Rate Constraint in MTons | FALSE | L | Annual | Rate | lb/MWh | 0 | 0 | 0 | 0 | 0 | 0 | 0
CA SO2 Annual v5.14 | 187 | 7280 | Rate Constraint in MTons | FALSE | L | Annual | Constraint Shadow Price | US2019$/Ton | 0 | 0 | 0 | 0 | 0 | 0 | 0
CO Hg Rate Annual - Comanche 1,2 & 3 v5.14 | 188 | 7283 | Rate Constraint in lbs/MWh | FALSE | L | Annual | Seasons Included | Seasons | Winter, WintShld, Summer | Winter, WintShld, Summer | Winter, WintShld, Summer | Winter, WintShld, Summer | Winter, WintShld, Summer | Winter, WintShld, Summer | Winter, WintShld, Summer
CO Hg Rate Annual - Comanche 1,2 & 3 v5.14 | 188 | 7283 | Rate Constraint in lbs/MWh | FALSE | L | Annual | Standard MER | lb/MWh | 1.3e-05 | 1.3e-05 | 1.3e-05 | 1.3e-05 | 1.3e-05 | 1.3e-05 | 1.3e-05
CO Hg Rate Annual - Comanche 1,2 & 3 v5.14 | 188 | 7283 | Rate Constraint in lbs/MWh | FALSE | L | Annual | Emissions at Affected Plants MER | lbs | 31.1433 | 31.1433 | 31.1433 | 0.12457 | 0.12457 | 0.12457 | 0.12457
CO Hg Rate Annual - Comanche 1,2 & 3 v5.14 | 188 | 7283 | Rate Constraint in lbs/MWh | FALSE | L | Annual | Allowances Purchased MER | lbs | 0 | 0 | 0 | 0 | 0 | 0 | 0
CO Hg Rate Annual - Comanche 1,2 & 3 v5.14 | 188 | 7283 | Rate Constraint in lbs/MWh | FALSE | L | Annual | Allowances Sold MER | lbs | 0 | 0 | 0 | 0 | 0 | 0 | 0
CO Hg Rate Annual - Comanche 1,2 & 3 v5.14 | 188 | 7283 | Rate Constraint in lbs/MWh | FALSE | L | Annual | Allowances Banked | lbs | 0 | 0 | 0 | 0 | 0 | 0 | 0
CO Hg Rate Annual - Comanche 1,2 & 3 v5.14 | 188 | 7283 | Rate Constraint in lbs/MWh | FALSE | L | Annual | Allowances Withdrawn (1:1) | lbs | 0 | 0 | 0 | 0 | 0 | 0 | 0
CO Hg Rate Annual - Comanche 1,2 & 3 v5.14 | 188 | 7283 | Rate Constraint in lbs/MWh | FALSE | L | Annual | Allowances Withdrawn (n:1) | lbs | 0 | 0 | 0 | 0 | 0 | 0 | 0
CO Hg Rate Annual - Comanche 1,2 & 3 v5.14 | 188 | 7283 | Rate Constraint in lbs/MWh | FALSE | L | Annual | Net Emissions Allowance Position | lbs | 31.1433 | 31.1433 | 31.1433 | 0.12457 | 0.12457 | 0.12457 | 0.12457
CO Hg Rate Annual - Comanche 1,2 & 3 v5.14 | 188 | 7283 | Rate Constraint in lbs/MWh | FALSE | L | Annual | Fuel Consumed | TBtu | 55.5016 | 55.5016 | 55.5016 | 0.22201 | 0.22201 | 0.22201 | 0.22201
CO Hg Rate Annual - Comanche 1,2 & 3 v5.14 | 188 | 7283 | Rate Constraint in lbs/MWh | FALSE | L | Annual | Rate | lb/MMBtu | 5.6112e-07 | 5.6112e-07 | 5.6112e-07 | 5.6112e-07 | 5.6112e-07 | 5.6112e-07 | 5.6112e-07
CO Hg Rate Annual - Comanche 1,2 & 3 v5.14 | 188 | 7283 | Rate Constraint in lbs/MWh | FALSE | L | Annual | Generation | TWh | 5.3066 | 5.3066 | 5.3066 | 0.021226 | 0.021226 | 0.021226 | 0.021226
CO Hg Rate Annual - Comanche 1,2 & 3 v5.14 | 188 | 7283 | Rate Constraint in lbs/MWh | FALSE | L | Annual | Qualifying Generation | TWh | 5.3066 | 5.3066 | 5.3066 | 0.021226 | 0.021226 | 0.021226 | 0.021226
CO Hg Rate Annual - Comanche 1,2 & 3 v5.14 | 188 | 7283 | Rate Constraint in lbs/MWh | FALSE | L | Annual | Constraint Shadow Price | US2019$/Lb | 0 | 0 | 0 | 0 | 0 | 0 | 0
CO Hg Rule - MER Removal Annual v3.1 | 189 | 7282 | MACT Fuel Choice Floor in lbs/MMBtu | FALSE | L | Annual | Seasons Included | Seasons | Winter, WintShld, Summer | Winter, WintShld, Summer | Winter, WintShld, Summer | Winter, WintShld, Summer | Winter, WintShld, Summer | Winter, WintShld, Summer | Winter, WintShld, Summer
CO Hg Rule - MER Removal Annual v3.1 | 189 | 7282 | MACT Fuel Choice Floor in lbs/MMBtu | FALSE | L | Annual | Emission Floor | lbs/MMBtu | 8.248e-07 | 8.248e-07 | 8.248e-07 | 8.248e-07 | 8.248e-07 | 8.248e-07 | 8.248e-07
CO Hg Rule - MER Removal Annual v3.1 | 189 | 7282 | MACT Fuel Choice Floor in lbs/MMBtu | FALSE | L | Annual | Emissions at Affected Plants MER | lbs | 66.6383 | 31.6012 | 31.6012 | 0.58244 | 0.61939 | 0.61939 | 0.61946
CO Hg Rule - MER Removal Annual v3.1 | 189 | 7282 | MACT Fuel Choice Floor in lbs/MMBtu | FALSE | L | Annual | Allowances Purchased MER | lbs | 0 | 0 | 0 | 0 | 0 | 0 | 0
CO Hg Rule - MER Removal Annual v3.1 | 189 | 7282 | MACT Fuel Choice Floor in lbs/MMBtu | FALSE | L | Annual | Allowances Sold MER | lbs | 0 | 0 | 0 | 0 | 0 | 0 | 0
CO Hg Rule - MER Removal Annual v3.1 | 189 | 7282 | MACT Fuel Choice Floor in lbs/MMBtu | FALSE | L | Annual | Allowances Banked | lbs | 0 | 0 | 0 | 0 | 0 | 0 | 0
CO Hg Rule - MER Removal Annual v3.1 | 189 | 7282 | MACT Fuel Choice Floor in lbs/MMBtu | FALSE | L | Annual | Allowances Withdrawn (1:1) | lbs | 0 | 0 | 0 | 0 | 0 | 0 | 0
CO Hg Rule - MER Removal Annual v3.1 | 189 | 7282 | MACT Fuel Choice Floor in lbs/MMBtu | FALSE | L | Annual | Allowances Withdrawn (n:1) | lbs | 0 | 0 | 0 | 0 | 0 | 0 | 0
CO Hg Rule - MER Removal Annual v3.1 | 189 | 7282 | MACT Fuel Choice Floor in lbs/MMBtu | FALSE | L | Annual | Net Emissions Allowance Position | lbs | 66.6383 | 31.6012 | 31.6012 | 0.58244 | 0.61939 | 0.61939 | 0.61946
CO Hg Rule - MER Removal Annual v3.1 | 189 | 7282 | MACT Fuel Choice Floor in lbs/MMBtu | FALSE | L | Annual | Fuel Consumed | TBtu | 121.0357 | 56.3501 | 56.3501 | 1.0705 | 1.0705 | 1.0705 | 6.0529
CO Hg Rule - MER Removal Annual v3.1 | 189 | 7282 | MACT Fuel Choice Floor in lbs/MMBtu | FALSE | L | Annual | Rate | lb/MMBtu | 5.5057e-07 | 5.608e-07 | 5.608e-07 | 5.4407e-07 | 5.7859e-07 | 5.7859e-07 | 1.0234e-07
CO Hg Rule - MER Removal Annual v3.1 | 189 | 7282 | MACT Fuel Choice Floor in lbs/MMBtu | FALSE | L | Annual | Generation | TWh | 11.772 | 5.3891 | 5.3891 | 0.10377 | 0.10377 | 0.10377 | 0.54439
CO Hg Rule - MER Removal Annual v3.1 | 189 | 7282 | MACT Fuel Choice Floor in lbs/MMBtu | FALSE | L | Annual | Qualifying Generation | TWh | 11.772 | 5.3891 | 5.3891 | 0.10377 | 0.10377 | 0.10377 | 0.54439
CO Hg Rule - MER Removal Annual v3.1 | 189 | 7282 | MACT Fuel Choice Floor in lbs/MMBtu | FALSE | L | Annual | Constraint Shadow Price | US2019$/Lb | 0 | 0 | 0 | 0 | 0 | 0 | 0
CO NOX Rate Annual - Craig 1,3 v5.14 | 190 | 7284 | Rate Constraint in lbs/MMBtu | FALSE | L | Annual | Seasons Included | Seasons | Winter, WintShld, Summer | Winter, WintShld, Summer | Winter, WintShld, Summer | Winter, WintShld, Summer | Winter, WintShld, Summer | Winter, WintShld, Summer | Winter, WintShld, Summer
CO NOX Rate Annual - Craig 1,3 v5.14 | 190 | 7284 | Rate Constraint in lbs/MMBtu | FALSE | L | Annual | Standard NOX | lb/MMBtu | 0.28 | 0.28 | 0.28 | 0.28 | 0.28 | 0.28 | 0.28
CO NOX Rate Annual - Craig 1,3 v5.14 | 190 | 7284 | Rate Constraint in lbs/MMBtu | FALSE | L | Annual | Emissions at Affected Plants NOX | Thousand Tons | 3.6105 | 0 | 0 | 0 | 0 | 0 | 0
CO NOX Rate Annual - Craig 1,3 v5.14 | 190 | 7284 | Rate Constraint in lbs/MMBtu | FALSE | L | Annual | Allowances Purchased NOX | Thousand Tons | 0 | 0 | 0 | 0 | 0 | 0 | 0
CO NOX Rate Annual - Craig 1,3 v5.14 | 190 | 7284 | Rate Constraint in lbs/MMBtu | FALSE | L | Annual | Allowances Sold NOX | Thousand Tons | 0 | 0 | 0 | 0 | 0 | 0 | 0
CO NOX Rate Annual - Craig 1,3 v5.14 | 190 | 7284 | Rate Constraint in lbs/MMBtu | FALSE | L | Annual | Allowances Banked | Thousand Tons | 0 | 0 | 0 | 0 | 0 | 0 | 0
CO NOX Rate Annual - Craig 1,3 v5.14 | 190 | 7284 | Rate Constraint in lbs/MMBtu | FALSE | L | Annual | Allowances Withdrawn (1:1) | Thousand Tons | 0 | 0 | 0 | 0 | 0 | 0 | 0
CO NOX Rate Annual - Craig 1,3 v5.14 | 190 | 7284 | Rate Constraint in lbs/MMBtu | FALSE | L | Annual | Allowances Withdrawn (n:1) | Thousand Tons | 0 | 0 | 0 | 0 | 0 | 0 | 0
CO NOX Rate Annual - Craig 1,3 v5.14 | 190 | 7284 | Rate Constraint in lbs/MMBtu | FALSE | L | Annual | Net Emissions Allowance Position | Thousand Tons | 3.6105 | 0 | 0 | 0 | 0 | 0 | 0
CO NOX Rate Annual - Craig 1,3 v5.14 | 190 | 7284 | Rate Constraint in lbs/MMBtu | FALSE | L | Annual | Fuel Consumed | TBtu | 31.0979 | 0 | 0 | 0 | 0 | 0 | 0
CO NOX Rate Annual - Craig 1,3 v5.14 | 190 | 7284 | Rate Constraint in lbs/MMBtu | FALSE | L | Annual | Rate | lb/MMBtu | 0.2322 | 0 | 0 | 0 | 0 | 0 | 0
CO NOX Rate Annual - Craig 1,3 v5.14 | 190 | 7284 | Rate Constraint in lbs/MMBtu | FALSE | L | Annual | Generation | TWh | 3.1054 | 0 | 0 | 0 | 0 | 0 | 0
CO NOX Rate Annual - Craig 1,3 v5.14 | 190 | 7284 | Rate Constraint in lbs/MMBtu | FALSE | L | Annual | Qualifying Generation | TWh | 3.1054 | 0 | 0 | 0 | 0 | 0 | 0
CO NOX Rate Annual - Craig 1,3 v5.14 | 190 | 7284 | Rate Constraint in lbs/MMBtu | FALSE | L | Annual | Rate | lb/MWh | 2.3253 | 0 | 0 | 0 | 0 | 0 | 0
CO NOX Rate Annual - Craig 1,3 v5.14 | 190 | 7284 | Rate Constraint in lbs/MMBtu | FALSE | L | Annual | Constraint Shadow Price | US2019$/Ton | 0 | 0 | 0 | 0 | 0 | 0 | 0
CO NOX Rate Annual - Craig 2 v5.14 | 191 | 7285 | Rate Constraint in lbs/MMBtu | FALSE | L | Annual | Seasons Included | Seasons | Winter, WintShld, Summer | Winter, WintShld, Summer | Winter, WintShld, Summer | Winter, WintShld, Summer | Winter, WintShld, Summer | Winter, WintShld, Summer | Winter, WintShld, Summer
CO NOX Rate Annual - Craig 2 v5.14 | 191 | 7285 | Rate Constraint in lbs/MMBtu | FALSE | L | Annual | Standard NOX | lb/MMBtu | 0.08 | 0.08 | 0.08 | 0.08 | 0.08 | 0.08 | 0.08
CO NOX Rate Annual - Craig 2 v5.14 | 191 | 7285 | Rate Constraint in lbs/MMBtu | FALSE | L | Annual | Emissions at Affected Plants NOX | Thousand Tons | 0.01339 | 0.01339 | 0.01339 | 0.01339 | 0.01339 | 0.01339 | 0.01339
CO NOX Rate Annual - Craig 2 v5.14 | 191 | 7285 | Rate Constraint in lbs/MMBtu | FALSE | L | Annual | Allowances Purchased NOX | Thousand Tons | 0 | 0 | 0 | 0 | 0 | 0 | 0
CO NOX Rate Annual - Craig 2 v5.14 | 191 | 7285 | Rate Constraint in lbs/MMBtu | FALSE | L | Annual | Allowances Sold NOX | Thousand Tons | 0 | 0 | 0 | 0 | 0 | 0 | 0
CO NOX Rate Annual - Craig 2 v5.14 | 191 | 7285 | Rate Constraint in lbs/MMBtu | FALSE | L | Annual | Allowances Banked | Thousand Tons | 0 | 0 | 0 | 0 | 0 | 0 | 0
CO NOX Rate Annual - Craig 2 v5.14 | 191 | 7285 | Rate Constraint in lbs/MMBtu | FALSE | L | Annual | Allowances Withdrawn (1:1) | Thousand Tons | 0 | 0 | 0 | 0 | 0 | 0 | 0
CO NOX Rate Annual - Craig 2 v5.14 | 191 | 7285 | Rate Constraint in lbs/MMBtu | FALSE | L | Annual | Allowances Withdrawn (n:1) | Thousand Tons | 0 | 0 | 0 | 0 | 0 | 0 | 0
CO NOX Rate Annual - Craig 2 v5.14 | 191 | 7285 | Rate Constraint in lbs/MMBtu | FALSE | L | Annual | Net Emissions Allowance Position | Thousand Tons | 0.01339 | 0.01339 | 0.01339 | 0.01339 | 0.01339 | 0.01339 | 0.01339
CO NOX Rate Annual - Craig 2 v5.14 | 191 | 7285 | Rate Constraint in lbs/MMBtu | FALSE | L | Annual | Fuel Consumed | TBtu | 0.42589 | 0.42589 | 0.42589 | 0.42589 | 0.42589 | 0.42589 | 0.42589
CO NOX Rate Annual - Craig 2 v5.14 | 191 | 7285 | Rate Constraint in lbs/MMBtu | FALSE | L | Annual | Rate | lb/MMBtu | 0.06288 | 0.06288 | 0.06288 | 0.06288 | 0.06288 | 0.06288 | 0.06288
CO NOX Rate Annual - Craig 2 v5.14 | 191 | 7285 | Rate Constraint in lbs/MMBtu | FALSE | L | Annual | Generation | TWh | 0.041591 | 0.041591 | 0.041591 | 0.041591 | 0.041591 | 0.041591 | 0.041591
CO NOX Rate Annual - Craig 2 v5.14 | 191 | 7285 | Rate Constraint in lbs/MMBtu | FALSE | L | Annual | Qualifying Generation | TWh | 0.041591 | 0.041591 | 0.041591 | 0.041591 | 0.041591 | 0.041591 | 0.041591
CO NOX Rate Annual - Craig 2 v5.14 | 191 | 7285 | Rate Constraint in lbs/MMBtu | FALSE | L | Annual | Rate | lb/MWh | 0.64389 | 0.64389 | 0.64389 | 0.64389 | 0.64389 | 0.64389 | 0.64389
CO NOX Rate Annual - Craig 2 v5.14 | 191 | 7285 | Rate Constraint in lbs/MMBtu | FALSE | L | Annual | Constraint Shadow Price | US2019$/Ton | 0 | 0 | 0 | 0 | 0 | 0 | 0
CSAPR- NOX Annual- AL | 192 | 7069 | Rate Constraint in MTons | FALSE | L | Annual | Seasons Included | Seasons | Winter, WintShld, Summer | Winter, WintShld, Summer | Winter, WintShld, Summer | Winter, WintShld, Summer | Winter, WintShld, Summer | Winter, WintShld, Summer | Winter, WintShld, Summer
CSAPR- NOX Annual- AL | 192 | 7069 | Rate Constraint in MTons | FALSE | L | Annual | Standard NOX | Thousand Tons | 84.9152 | 84.9152 | 84.9152 | 84.9152 | 84.9152 | 84.9152 | 84.9152
CSAPR- NOX Annual- AL | 192 | 7069 | Rate Constraint in MTons | FALSE | L | Annual | Emissions at Affected Plants NOX | Thousand Tons | 9.401 | 10.2218 | 10.8481 | 9.1434 | 8.0435 | 6.0362 | 6.0116
CSAPR- NOX Annual- AL | 192 | 7069 | Rate Constraint in MTons | FALSE | L | Annual | Allowances Purchased NOX | Thousand Tons | 0 | 0 | 0 | 0 | 0 | 0 | 0
CSAPR- NOX Annual- AL | 192 | 7069 | Rate Constraint in MTons | FALSE | L | Annual | Allowances Sold NOX | Thousand Tons | 0 | 0 | 0 | 0 | 0 | 0 | 0
CSAPR- NOX Annual- AL | 192 | 7069 | Rate Constraint in MTons | FALSE | L | Annual | Allowances Banked | Thousand Tons | 0 | 0 | 0 | 0 | 0 | 0 | 0
CSAPR- NOX Annual- AL | 192 | 7069 | Rate Constraint in MTons | FALSE | L | Annual | Allowances Withdrawn (1:1) | Thousand Tons | 0 | 0 | 0 | 0 | 0 | 0 | 0
CSAPR- NOX Annual- AL | 192 | 7069 | Rate Constraint in MTons | FALSE | L | Annual | Allowances Withdrawn (n:1) | Thousand Tons | 0 | 0 | 0 | 0 | 0 | 0 | 0
CSAPR- NOX Annual- AL | 192 | 7069 | Rate Constraint in MTons | FALSE | L | Annual | Net Emissions Allowance Position | Thousand Tons | 9.401 | 10.2218 | 10.8481 | 9.1434 | 8.0435 | 6.0362 | 6.0116
CSAPR- NOX Annual- AL | 192 | 7069 | Rate Constraint in MTons | FALSE | L | Annual | Fuel Consumed | TBtu | 721.621 | 741.3987 | 794.5873 | 787.9168 | 732.9385 | 636.6202 | 628.7987
CSAPR- NOX Annual- AL | 192 | 7069 | Rate Constraint in MTons | FALSE | L | Annual | Rate | lb/MMBtu | 0.026055 | 0.027574 | 0.027305 | 0.023209 | 0.021949 | 0.018963 | 0.019121
CSAPR- NOX Annual- AL | 192 | 7069 | Rate Constraint in MTons | FALSE | L | Annual | Generation | TWh | 98.7257 | 101.2604 | 130.8416 | 145.8442 | 144.8945 | 146.2395 | 142.4974
CSAPR- NOX Annual- AL | 192 | 7069 | Rate Constraint in MTons | FALSE | L | Annual | Qualifying Generation | TWh | 93.1642 | 95.3038 | 102.8874 | 104.1233 | 97.2597 | 85.9088 | 84.5916
CSAPR- NOX Annual- AL | 192 | 7069 | Rate Constraint in MTons | FALSE | L | Annual | Rate | lb/MWh | 0.20182 | 0.21451 | 0.21087 | 0.17563 | 0.1654 | 0.14053 | 0.14213
CSAPR- NOX Annual- AL | 192 | 7069 | Rate Constraint in MTons | FALSE | L | Annual | Constraint Shadow Price | US2019$/Ton | 0 | 0 | 0 | 0 | 0 | 0 | 0
CSAPR- NOX Annual- GA | 193 | 7070 | Rate Constraint in MTons | FALSE | L | Annual | Seasons Included | Seasons | Winter, WintShld, Summer | Winter, WintShld, Summer | Winter, WintShld, Summer | Winter, WintShld, Summer | Winter, WintShld, Summer | Winter, WintShld, Summer | Winter, WintShld, Summer
CSAPR- NOX Annual- GA | 193 | 7070 | Rate Constraint in MTons | FALSE | L | Annual | Standard NOX | Thousand Tons | 63.4108 | 63.4108 | 63.4108 | 63.4108 | 63.4108 | 63.4108 | 63.4108
CSAPR- NOX Annual- GA | 193 | 7070 | Rate Constraint in MTons | FALSE | L | Annual | Emissions at Affected Plants NOX | Thousand Tons | 7.6712 | 8.4435 | 6.1797 | 6.1938 | 4.0019 | 2.5647 | 2.4086
CSAPR- NOX Annual- GA | 193 | 7070 | Rate Constraint in MTons | FALSE | L | Annual | Allowances Purchased NOX | Thousand Tons | 0 | 0 | 0 | 0 | 0 | 0 | 0
CSAPR- NOX Annual- GA | 193 | 7070 | Rate Constraint in MTons | FALSE | L | Annual | Allowances Sold NOX | Thousand Tons | 0 | 0 | 0 | 0 | 0 | 0 | 0
CSAPR- NOX Annual- GA | 193 | 7070 | Rate Constraint in MTons | FALSE | L | Annual | Allowances Banked | Thousand Tons | 0 | 0 | 0 | 0 | 0 | 0 | 0
CSAPR- NOX Annual- GA | 193 | 7070 | Rate Constraint in MTons | FALSE | L | Annual | Allowances Withdrawn (1:1) | Thousand Tons | 0 | 0 | 0 | 0 | 0 | 0 | 0
CSAPR- NOX Annual- GA | 193 | 7070 | Rate Constraint in MTons | FALSE | L | Annual | Allowances Withdrawn (n:1) | Thousand Tons | 0 | 0 | 0 | 0 | 0 | 0 | 0
CSAPR- NOX Annual- GA | 193 | 7070 | Rate Constraint in MTons | FALSE | L | Annual | Net Emissions Allowance Position | Thousand Tons | 7.6712 | 8.4435 | 6.1797 | 6.1938 | 4.0019 | 2.5647 | 2.4086
CSAPR- NOX Annual- GA | 193 | 7070 | Rate Constraint in MTons | FALSE | L | Annual | Fuel Consumed | TBtu | 538.1148 | 575.6004 | 568.0901 | 632.705 | 594.6393 | 513.746 | 495.3979
CSAPR- NOX Annual- GA | 193 | 7070 | Rate Constraint in MTons | FALSE | L | Annual | Rate | lb/MMBtu | 0.028511 | 0.029338 | 0.021756 | 0.019579 | 0.01346 | 0.0099842 | 0.0097238
CSAPR- NOX Annual- GA | 193 | 7070 | Rate Constraint in MTons | FALSE | L | Annual | Generation | TWh | 99.7257 | 103.5199 | 129.4967 | 143.5213 | 141.3733 | 141.4988 | 134.3417
CSAPR- NOX Annual- GA | 193 | 7070 | Rate Constraint in MTons | FALSE | L | Annual | Qualifying Generation | TWh | 70.5375 | 74.3349 | 76.1324 | 86.2424 | 83.2769 | 73.4784 | 70.4166
CSAPR- NOX Annual- GA | 193 | 7070 | Rate Constraint in MTons | FALSE | L | Annual | Rate | lb/MWh | 0.21751 | 0.22718 | 0.16234 | 0.14364 | 0.096111 | 0.069807 | 0.068409
CSAPR- NOX Annual- GA | 193 | 7070 | Rate Constraint in MTons | FALSE | L | Annual | Constraint Shadow Price | US2019$/Ton | 0 | 0 | 0 | 0 | 0 | 0 | 0
CSAPR- NOX Annual- IA | 194 | 7071 | Rate Constraint in MTons | FALSE | L | Annual | Seasons Included | Seasons | Winter, WintShld, Summer | Winter, WintShld, Summer | Winter, WintShld, Summer | Winter, WintShld, Summer | Winter, WintShld, Summer | Winter, WintShld, Summer | Winter, WintShld, Summer
CSAPR- NOX Annual- IA | 194 | 7071 | Rate Constraint in MTons | FALSE | L | Annual | Standard NOX | Thousand Tons | 44.2476 | 44.2476 | 44.2476 | 44.2476 | 44.2476 | 44.2476 | 44.2476
CSAPR- NOX Annual- IA | 194 | 7071 | Rate Constraint in MTons | FALSE | L | Annual | Emissions at Affected Plants NOX | Thousand Tons | 22.5709 | 22.7388 | 18.844 | 18.1572 | 16.6078 | 9.3063 | 9.3071
CSAPR- NOX Annual- IA | 194 | 7071 | Rate Constraint in MTons | FALSE | L | Annual | Allowances Purchased NOX | Thousand Tons | 0 | 0 | 0 | 0 | 0 | 0 | 0
CSAPR- NOX Annual- IA | 194 | 7071 | Rate Constraint in MTons | FALSE | L | Annual | Allowances Sold NOX | Thousand Tons | 0 | 0 | 0 | 0 | 0 | 0 | 0
CSAPR- NOX Annual- IA | 194 | 7071 | Rate Constraint in MTons | FALSE | L | Annual | Allowances Banked | Thousand Tons | 0 | 0 | 0 | 0 | 0 | 0 | 0
CSAPR- NOX Annual- IA | 194 | 7071 | Rate Constraint in MTons | FALSE | L | Annual | Allowances Withdrawn (1:1) | Thousand Tons | 0 | 0 | 0 | 0 | 0 | 0 | 0
CSAPR- NOX Annual- IA | 194 | 7071 | Rate Constraint in MTons | FALSE | L | Annual | Allowances Withdrawn (n:1) | Thousand Tons | 0 | 0 | 0 | 0 | 0 | 0 | 0
CSAPR- NOX Annual- IA | 194 | 7071 | Rate Constraint in MTons | FALSE | L | Annual | Net Emissions Allowance Position | Thousand Tons | 22.5709 | 22.7388 | 18.844 | 18.1572 | 16.6078 | 9.3063 | 9.3071
CSAPR- NOX Annual- IA | 194 | 7071 | Rate Constraint in MTons | FALSE | L | Annual | Fuel Consumed | TBtu | 381.4442 | 397.1564 | 330.1059 | 316.1892 | 271.691 | 166.4159 | 166.284
CSAPR- NOX Annual- IA | 194 | 7071 | Rate Constraint in MTons | FALSE | L | Annual | Rate | lb/MMBtu | 0.11834 | 0.11451 | 0.11417 | 0.11485 | 0.12225 | 0.11184 | 0.11194
CSAPR- NOX Annual- IA | 194 | 7071 | Rate Constraint in MTons | FALSE | L | Annual | Generation | TWh | 45.7649 | 49.3068 | 43.4885 | 40.6227 | 33.1342 | 21.2146 | 20.9507
CSAPR- NOX Annual- IA | 194 | 7071 | Rate Constraint in MTons | FALSE | L | Annual | Qualifying Generation | TWh | 40.7459 | 42.7225 | 35.6578 | 34.1007 | 28.697 | 18.1286 | 18.1289
CSAPR- NOX Annual- IA | 194 | 7071 | Rate Constraint in MTons | FALSE | L | Annual | Rate | lb/MWh | 1.1079 | 1.0645 | 1.0569 | 1.0649 | 1.1575 | 1.0267 | 1.0268
CSAPR- NOX Annual- IA | 194 | 7071 | Rate Constraint in MTons | FALSE | L | Annual | Constraint Shadow Price | US2019$/Ton | 0 | 0 | 0 | 0 | 0 | 0 | 0
CSAPR- NOX Annual- IL | 195 | 7072 | Rate Constraint in MTons | FALSE | L | Annual | Seasons Included | Seasons | Winter, WintShld, Summer | Winter, WintShld, Summer | Winter, WintShld, Summer | Winter, WintShld, Summer | Winter, WintShld, Summer | Winter, WintShld, Summer | Winter, WintShld, Summer
CSAPR- NOX Annual- IL | 195 | 7072 | Rate Constraint in MTons | FALSE | L | Annual | Standard NOX | Thousand Tons | 56.489 | 56.489 | 56.489 | 56.489 | 56.489 | 56.489 | 56.489
CSAPR- NOX Annual- IL | 195 | 7072 | Rate Constraint in MTons | FALSE | L | Annual | Emissions at Affected Plants NOX | Thousand Tons | 7.0573 | 7.0913 | 9.4095 | 8.0126 | 0.6149 | 0.48344 | 0.50198
CSAPR- NOX Annual- IL | 195 | 7072 | Rate Constraint in MTons | FALSE | L | Annual | Allowances Purchased NOX | Thousand Tons | 0 | 0 | 0 | 0 | 0 | 0 | 0
CSAPR- NOX Annual- IL | 195 | 7072 | Rate Constraint in MTons | FALSE | L | Annual | Allowances Sold NOX | Thousand Tons | 0 | 0 | 0 | 0 | 0 | 0 | 0
CSAPR- NOX Annual- IL | 195 | 7072 | Rate Constraint in MTons | FALSE | L | Annual | Allowances Banked | Thousand Tons | 0 | 0 | 0 | 0 | 0 | 0 | 0
CSAPR- NOX Annual- IL | 195 | 7072 | Rate Constraint in MTons | FALSE | L | Annual | Allowances Withdrawn (1:1) | Thousand Tons | 0 | 0 | 0 | 0 | 0 | 0 | 0
CSAPR- NOX Annual- IL | 195 | 7072 | Rate Constraint in MTons | FALSE | L | Annual | Allowances Withdrawn (n:1) | Thousand Tons | 0 | 0 | 0 | 0 | 0 | 0 | 0
CSAPR- NOX Annual- IL | 195 | 7072 | Rate Constraint in MTons | FALSE | L | Annual | Net Emissions Allowance Position | Thousand Tons | 7.0573 | 7.0913 | 9.4095 | 8.0126 | 0.6149 | 0.48344 | 0.50198
CSAPR- NOX Annual- IL | 195 | 7072 | Rate Constraint in MTons | FALSE | L | Annual | Fuel Consumed | TBtu | 417.7737 | 437.0204 | 512.5373 | 439.484 | 78.6589 | 79.8779 | 83.9226
CSAPR- NOX Annual- IL | 195 | 7072 | Rate Constraint in MTons | FALSE | L | Annual | Rate | lb/MMBtu | 0.033785 | 0.032453 | 0.036717 | 0.036464 | 0.015635 | 0.012105 | 0.011963
CSAPR- NOX Annual- IL | 195 | 7072 | Rate Constraint in MTons | FALSE | L | Annual | Generation | TWh | 60.2582 | 64.3069 | 86.3371 | 77.0269 | 37.1191 | 46.4796 | 42.1338
CSAPR- NOX Annual- IL | 195 | 7072 | Rate Constraint in MTons | FALSE | L | Annual | Qualifying Generation | TWh | 51.3763 | 54.003 | 61.5956 | 53.6607 | 10.7741 | 11.3702 | 11.9329
CSAPR- NOX Annual- IL | 195 | 7072 | Rate Constraint in MTons | FALSE | L | Annual | Rate | lb/MWh | 0.27473 | 0.26263 | 0.30552 | 0.29864 | 0.11414 | 0.085037 | 0.084134
CSAPR- NOX Annual- IL | 195 | 7072 | Rate Constraint in MTons | FALSE | L | Annual | Constraint Shadow Price | US2019$/Ton | 0 | 0 | 0 | 0 | 0 | 0 | 0
CSAPR- NOX Annual- IN | 196 | 7073 | Rate Constraint in MTons | FALSE | L | Annual | Seasons Included | Seasons | Winter, WintShld, Summer | Winter, WintShld, Summer | Winter, WintShld, Summer | Winter, WintShld, Summer | Winter, WintShld, Summer | Winter, WintShld, Summer | Winter, WintShld, Summer
CSAPR- NOX Annual- IN | 196 | 7073 | Rate Constraint in MTons | FALSE | L | Annual | Standard NOX | Thousand Tons | 127.9403 | 127.9403 | 127.9403 | 127.9403 | 127.9403 | 127.9403 | 127.9403
CSAPR- NOX Annual- IN | 196 | 7073 | Rate Constraint in MTons | FALSE | L | Annual | Emissions at Affected Plants NOX | Thousand Tons | 34.2993 | 33.6211 | 25.7832 | 20.5241 | 13.732 | 2.748 | 2.8689
CSAPR- NOX Annual- IN | 196 | 7073 | Rate Constraint in MTons | FALSE | L | Annual | Allowances Purchased NOX | Thousand Tons | 0 | 0 | 0 | 0 | 0 | 0 | 0
CSAPR- NOX Annual- IN | 196 | 7073 | Rate Constraint in MTons | FALSE | L | Annual | Allowances Sold NOX | Thousand Tons | 0 | 0 | 0 | 0 | 0 | 0 | 0
CSAPR- NOX Annual- IN | 196 | 7073 | Rate Constraint in MTons | FALSE | L | Annual | Allowances Banked | Thousand Tons | 0 | 0 | 0 | 0 | 0 | 0 | 0
CSAPR- NOX Annual- IN | 196 | 7073 | Rate Constraint in MTons | FALSE | L | Annual | Allowances Withdrawn (1:1) | Thousand Tons | 0 | 0 | 0 | 0 | 0 | 0 | 0
CSAPR- NOX Annual- IN | 196 | 7073 | Rate Constraint in MTons | FALSE | L | Annual | Allowances Withdrawn (n:1) | Thousand Tons | 0 | 0 | 0 | 0 | 0 | 0 | 0
CSAPR- NOX Annual- IN | 196 | 7073 | Rate Constraint in MTons | FALSE | L | Annual | Net Emissions Allowance Position | Thousand Tons | 34.2993 | 33.6211 | 25.7832 | 20.5241 | 13.732 | 2.748 | 2.8689
CSAPR- NOX Annual- IN | 196 | 7073 | Rate Constraint in MTons | FALSE | L | Annual | Fuel Consumed | TBtu | 729.3067 | 721.8234 | 574.5152 | 537.2858 | 433.0778 | 297.5285 | 311.2573
CSAPR- NOX Annual- IN | 196 | 7073 | Rate Constraint in MTons | FALSE | L | Annual | Rate | lb/MMBtu | 0.09406 | 0.093156 | 0.089756 | 0.076399 | 0.063416 | 0.018472 | 0.018434
CSAPR- NOX Annual- IN | 196 | 7073 | Rate Constraint in MTons | FALSE | L | Annual | Generation | TWh | 77.1877 | 76.6737 | 69.2685 | 113.8214 | 121.8516 | 110.7889 | 131.6308
CSAPR- NOX Annual- IN | 196 | 7073 | Rate Constraint in MTons | FALSE | L | Annual | Qualifying Generation | TWh | 77.0795 | 76.5541 | 63.3803 | 62.9197 | 53.3641 | 39.0464 | 41.1528
CSAPR- NOX Annual- IN | 196 | 7073 | Rate Constraint in MTons | FALSE | L | Annual | Rate | lb/MWh | 0.88997 | 0.87836 | 0.8136 | 0.65239 | 0.51465 | 0.14076 | 0.13943
CSAPR- NOX Annual- IN | 196 | 7073 | Rate Constraint in MTons | FALSE | L | Annual | Constraint Shadow Price | US2019$/Ton | 0 | 0 | 0 | 0 | 0 | 0 | 0
CSAPR- NOX Annual- KS | 197 | 7074 | Rate Constraint in MTons | FALSE | L | Annual | Seasons Included | Seasons | Winter, WintShld, Summer | Winter, WintShld, Summer | Winter, WintShld, Summer | Winter, WintShld, Summer | Winter, WintShld, Summer | Winter, WintShld, Summer | Winter, WintShld, Summer
CSAPR- NOX Annual- KS | 197 | 7074 | Rate Constraint in MTons | FALSE | L | Annual | Standard NOX | Thousand Tons | 36.9977 | 36.9977 | 36.9977 | 36.9977 | 36.9977 | 36.9977 | 36.9977
CSAPR- NOX Annual- KS | 197 | 7074 | Rate Constraint in MTons | FALSE | L | Annual | Emissions at Affected Plants NOX | Thousand Tons | 7.3246 | 5.5134 | 2.3388 | 1.5246 | 1.3051 | 0.056817 | 0.044236
CSAPR- NOX Annual- KS | 197 | 7074 | Rate Constraint in MTons | FALSE | L | Annual | Allowances Purchased NOX | Thousand Tons | 0 | 0 | 0 | 0 | 0 | 0 | 0
CSAPR- NOX Annual- KS | 197 | 7074 | Rate Constraint in MTons | FALSE | L | Annual | Allowances Sold NOX | Thousand Tons | 0 | 0 | 0 | 0 | 0 | 0 | 0
CSAPR- NOX Annual- KS | 197 | 7074 | Rate Constraint in MTons | FALSE | L | Annual | Allowances Banked | Thousand Tons | 0 | 0 | 0 | 0 | 0 | 0 | 0
CSAPR- NOX Annual- KS | 197 | 7074 | Rate Constraint in MTons | FALSE | L | Annual | Allowances Withdrawn (1:1) | Thousand Tons | 0 | 0 | 0 | 0 | 0 | 0 | 0
CSAPR- NOX Annual- KS | 197 | 7074 | Rate Constraint in MTons | FALSE | L | Annual | Allowances Withdrawn (n:1) | Thousand Tons | 0 | 0 | 0 | 0 | 0 | 0 | 0
CSAPR- NOX Annual- KS | 197 | 7074 | Rate Constraint in MTons | FALSE | L | Annual | Net Emissions Allowance Position | Thousand Tons | 7.3246 | 5.5134 | 2.3388 | 1.5246 | 1.3051 | 0.056817 | 0.044236
CSAPR- NOX Annual- KS | 197 | 7074 | Rate Constraint in MTons | FALSE | L | Annual | Fuel Consumed | TBtu | 147.7052 | 122.5201 | 32.6019 | 21.7237 | 19.3897 | 9.7537 | 7.568
CSAPR- NOX Annual- KS | 197 | 7074 | Rate Constraint in MTons | FALSE | L | Annual | Rate | lb/MMBtu | 0.099178 | 0.09 | 0.14348 | 0.14036 | 0.13461 | 0.01165 | 0.01169
CSAPR- NOX Annual- KS | 197 | 7074 | Rate Constraint in MTons | FALSE | L | Annual | Generation | TWh | 13.8082 | 11.5929 | 3.1388 | 2.0931 | 1.9653 | 1.3924 | 1.1459
CSAPR- NOX Annual- KS | 197 | 7074 | Rate Constraint in MTons | FALSE | L | Annual | Qualifying Generation | TWh | 13.8082 | 11.5929 | 3.1388 | 2.0931 | 1.8633 | 1.0459 | 0.82198
CSAPR- NOX Annual- KS | 197 | 7074 | Rate Constraint in MTons | FALSE | L | Annual | Rate | lb/MWh | 1.0609 | 0.95117 | 1.4902 | 1.4568 | 1.4008 | 0.10864 | 0.10763
CSAPR- NOX Annual- KS | 197 | 7074 | Rate Constraint in MTons | FALSE | L | Annual | Constraint Shadow Price | US2019$/Ton | 0 | 0 | 0 | 0 | 0 | 0 | 0
CSAPR- NOX Annual- KY | 198 | 7075 | Rate Constraint in MTons | FALSE | L | Annual | Seasons Included | Seasons | Winter, WintShld, Summer | Winter, WintShld, Summer | Winter, WintShld, Summer | Winter, WintShld, Summer | Winter, WintShld, Summer | Winter, WintShld, Summer | Winter, WintShld, Summer
CSAPR- NOX Annual- KY | 198 | 7075 | Rate Constraint in MTons | FALSE | L | Annual | Standard NOX | Thousand Tons | 91.1408 | 91.1408 | 91.1408 | 91.1408 | 91.1408 | 91.1408 | 91.1408
CSAPR- NOX Annual- KY | 198 | 7075 | Rate Constraint in MTons | FALSE | L | Annual | Emissions at Affected Plants NOX | Thousand Tons | 24.7922 | 23.9191 | 13.7625 | 12.6095 | 6.3052 | 4.301 | 4.4007
CSAPR- NOX Annual- KY | 198 | 7075 | Rate Constraint in MTons | FALSE | L | Annual | Allowances Purchased NOX | Thousand Tons | 0 | 0 | 0 | 0 | 0 | 0 | 0
CSAPR- NOX Annual- KY | 198 | 7075 | Rate Constraint in MTons | FALSE | L | Annual | Allowances Sold NOX | Thousand Tons | 0 | 0 | 0 | 0 | 0 | 0 | 0
CSAPR- NOX Annual- KY | 198 | 7075 | Rate Constraint in MTons | FALSE | L | Annual | Allowances Banked | Thousand Tons | 0 | 0 | 0 | 0 | 0 | 0 | 0
CSAPR- NOX Annual- KY | 198 | 7075 | Rate Constraint in MTons | FALSE | L | Annual | Allowances Withdrawn (1:1) | Thousand Tons | 0 | 0 | 0 | 0 | 0 | 0 | 0
CSAPR- NOX Annual- KY | 198 | 7075 | Rate Constraint in MTons | FALSE | L | Annual | Allowances Withdrawn (n:1) | Thousand Tons | 0 | 0 | 0 | 0 | 0 | 0 | 0
CSAPR- NOX Annual- KY | 198 | 7075 | Rate Constraint in MTons | FALSE | L | Annual | Net Emissions Allowance Position | Thousand Tons | 24.7922 | 23.9191 | 13.7625 | 12.6095 | 6.3052 | 4.301 | 4.4007
CSAPR- NOX Annual- KY | 198 | 7075 | Rate Constraint in MTons | FALSE | L | Annual | Fuel Consumed | TBtu | 563.0597 | 558.997 | 471.3238 | 495.4759 | 471.448 | 464.0262 | 469.4225
CSAPR- NOX Annual- KY | 198 | 7075 | Rate Constraint in MTons | FALSE | L | Annual | Rate | lb/MMBtu | 0.088062 | 0.085579 | 0.058399 | 0.050899 | 0.026748 | 0.018538 | 0.018749
CSAPR- NOX Annual- KY | 198 | 7075 | Rate Constraint in MTons | FALSE | L | Annual | Generation | TWh | 68.3168 | 68.6029 | 83.4847 | 138.5887 | 160.4146 | 175.8557 | 192.4536
CSAPR- NOX Annual- KY | 198 | 7075 | Rate Constraint in MTons | FALSE | L | Annual | Qualifying Generation | TWh | 60.6636 | 60.3576 | 55.7324 | 61.596 | 64.329 | 66.9417 | 67.7801
CSAPR- NOX Annual- KY | 198 | 7075 | Rate Constraint in MTons | FALSE | L | Annual | Rate | lb/MWh | 0.81737 | 0.79258 | 0.49388 | 0.40943 | 0.19603 | 0.1285 | 0.12985
CSAPR- NOX Annual- KY | 198 | 7075 | Rate Constraint in MTons | FALSE | L | Annual | Constraint Shadow Price | US2019$/Ton | 0 | 0 | 0 | 0 | 0 | 0 | 0
CSAPR- NOX Annual- MD | 199 | 7076 | Rate Constraint in MTons | FALSE | L | Annual | Seasons Included | Seasons | Winter, WintShld, Summer | Winter, WintShld, Summer | Winter, WintShld, Summer | Winter, WintShld, Summer | Winter, WintShld, Summer | Winter, WintShld, Summer | Winter, WintShld, Summer
CSAPR- NOX Annual- MD | 199 | 7076 | Rate Constraint in MTons | FALSE | L | Annual | Standard NOX | Thousand Tons | 19.5573 | 19.5573 | 19.5573 | 19.5573 | 19.5573 | 19.5573 | 19.5573
CSAPR- NOX Annual- MD | 199 | 7076 | Rate Constraint in MTons | FALSE | L | Annual | Emissions at Affected Plants NOX | Thousand Tons | 0.53146 | 0.50337 | 0.45691 | 0.74079 | 0.64514 | 0.67267 | 0.67082
CSAPR- NOX Annual- MD | 199 | 7076 | Rate Constraint in MTons | FALSE | L | Annual | Allowances Purchased NOX | Thousand Tons | 0 | 0 | 0 | 0 | 0 | 0 | 0
CSAPR- NOX Annual- MD | 199 | 7076 | Rate Constraint in MTons | FALSE | L | Annual | Allowances Sold NOX | Thousand Tons | 0 | 0 | 0 | 0 | 0 | 0 | 0
CSAPR- NOX Annual- MD | 199 | 7076 | Rate Constraint in MTons | FALSE | L | Annual | Allowances Banked | Thousand Tons | 0 | 0 | 0 | 0 | 0 | 0 | 0
CSAPR- NOX Annual- MD | 199 | 7076 | Rate Constraint in MTons | FALSE | L | Annual | Allowances Withdrawn (1:1) | Thousand Tons | 0 | 0 | 0 | 0 | 0 | 0 | 0
CSAPR- NOX Annual- MD | 199 | 7076 | Rate Constraint in MTons | FALSE | L | Annual | Allowances Withdrawn (n:1) | Thousand Tons | 0 | 0 | 0 | 0 | 0 | 0 | 0
CSAPR- NOX Annual- MD | 199 | 7076 | Rate Constraint in MTons | FALSE | L | Annual | Net Emissions Allowance Position | Thousand Tons | 0.53146 | 0.50337 | 0.45691 | 0.74079 | 0.64514 | 0.67267 | 0.67082
CSAPR- NOX Annual- MD | 199 | 7076 | Rate Constraint in MTons | FALSE | L | Annual | Fuel Consumed | TBtu | 135.6818 | 140.8765 | 146.9798 | 154.0078 | 152.4371 | 139.9729 | 139.0975
CSAPR- NOX Annual- MD | 199 | 7076 | Rate Constraint in MTons | FALSE | L | Annual | Rate | lb/MMBtu | 0.0078339 | 0.0071463 | 0.0062173 | 0.0096201 | 0.0084644 | 0.0096114 | 0.0096453
CSAPR- NOX Annual- MD | 199 | 7076 | Rate Constraint in MTons | FALSE | L | Annual | Generation | TWh | 18.8093 | 19.5929 | 20.5194 | 22.1286 | 23.1013 | 136.5491 | 134.3214
CSAPR- NOX Annual- MD | 199 | 7076 | Rate Constraint in MTons | FALSE | L | Annual | Qualifying Generation | TWh | 18.8093 | 19.5929 | 20.5194 | 21.3213 | 21.138 | 19.7781 | 19.6
CSAPR- NOX Annual- MD | 199 | 7076 | Rate Constraint in MTons | FALSE | L | Annual | Rate | lb/MWh | 0.056511 | 0.051383 | 0.044534 | 0.069488 | 0.061041 | 0.068021 | 0.068451
CSAPR- NOX Annual- MD | 199 | 7076 | Rate Constraint in MTons | FALSE | L | Annual | Constraint Shadow Price | US2019$/Ton | 0 | 0 | 0 | 0 | 0 | 0 | 0
CSAPR- NOX Annual- MI | 200 | 7077 | Rate Constraint in MTons | FALSE | L | Annual | Seasons Included | Seasons | Winter, WintShld, Summer | Winter, WintShld, Summer | Winter, WintShld, Summer | Winter, WintShld, Summer | Winter, WintShld, Summer | Winter, WintShld, Summer | Winter, WintShld, Summer
CSAPR- NOX Annual- MI | 200 | 7077 | Rate Constraint in MTons | FALSE | L | Annual | Standard NOX | Thousand Tons | 74.3872 | 74.3872 | 74.3872 | 74.3872 | 74.3872 | 74.3872 | 74.3872
CSAPR- NOX Annual- MI | 200 | 7077 | Rate Constraint in MTons | FALSE | L | Annual | Emissions at Affected Plants NOX | Thousand Tons | 20.4571 | 13.2706 | 12.7498 | 4.5077 | 4.6042 | 4.3582 | 4.5959
CSAPR- NOX Annual- MI | 200 | 7077 | Rate Constraint in MTons | FALSE | L | Annual | Allowances Purchased NOX | Thousand Tons | 0 | 0 | 0 | 0 | 0 | 0 | 0
CSAPR- NOX Annual- MI | 200 | 7077 | Rate Constraint in MTons | FALSE | L | Annual | Allowances Sold NOX | Thousand Tons | 0 | 0 | 0 | 0 | 0 | 0 | 0
CSAPR- NOX Annual- MI | 200 | 7077 | Rate Constraint in MTons | FALSE | L | Annual | Allowances Banked | Thousand Tons | 0 | 0 | 0 | 0 | 0 | 0 | 0
CSAPR- NOX Annual- MI | 200 | 7077 | Rate Constraint in MTons | FALSE | L | Annual | Allowances Withdrawn (1:1) | Thousand Tons | 0 | 0 | 0 | 0 | 0 | 0 | 0
CSAPR- NOX Annual- MI | 200 | 7077 | Rate Constraint in MTons | FALSE | L | Annual | Allowances Withdrawn (n:1) | Thousand Tons | 0 | 0 | 0 | 0 | 0 | 0 | 0
CSAPR- NOX Annual- MI | 200 | 7077 | Rate Constraint in MTons | FALSE | L | Annual | Net Emissions Allowance Position | Thousand Tons | 20.4571 | 13.2706 | 12.7498 | 4.5077 | 4.6042 | 4.3582 | 4.5959
CSAPR- NOX Annual- MI | 200 | 7077 | Rate Constraint in MTons | FALSE | L | Annual | Fuel Consumed | TBtu | 684.2405 | 652.5286 | 694.4316 | 452.5993 | 482.8319 | 478.8798 | 520.7807
CSAPR- NOX Annual- MI | 200 | 7077 | Rate Constraint in MTons | FALSE | L | Annual | Rate | lb/MMBtu | 0.059795 | 0.040674 | 0.03672 | 0.019919 | 0.019072 | 0.018202 | 0.01765
CSAPR- NOX Annual- MI | 200 | 7077 | Rate Constraint in MTons | FALSE | L | Annual | Generation | TWh | 84.0191 | 82.3377 | 98.7803 | 124.0541 | 148.3857 | 151.8597 | 179.6466
CSAPR- NOX Annual- MI | 200 | 7077 | Rate Constraint in MTons | FALSE | L | Annual | Qualifying Generation | TWh | 82.5814 | 80.2968 | 88.3339 | 63.752 | 68.6935 | 68.5594 | 74.9503
CSAPR- NOX Annual- MI | 200 | 7077 | Rate Constraint in MTons | FALSE | L | Annual | Rate | lb/MWh | 0.49544 | 0.33054 | 0.28867 | 0.14141 | 0.13405 | 0.12714 | 0.12264
CSAPR- NOX Annual- MI | 200 | 7077 | Rate Constraint in MTons | FALSE | L | Annual | Constraint Shadow Price | US2019$/Ton | 0 | 0 | 0 | 0 | 0 | 0 | 0
CSAPR- NOX Annual- MN | 201 | 7078 | Rate Constraint in MTons | FALSE | L | Annual | Seasons Included | Seasons | Winter, WintShld, Summer | Winter, WintShld, Summer | Winter, WintShld, Summer | Winter, WintShld, Summer | Winter, WintShld, Summer | Winter, WintShld, Summer | Winter, WintShld, Summer
CSAPR- NOX Annual- MN | 201 | 7078 | Rate Constraint in MTons | FALSE | L | Annual | Standard NOX | Thousand Tons | 34.895 | 34.895 | 34.895 | 34.895 | 34.895 | 34.895 | 34.895
CSAPR- NOX Annual- MN | 201 | 7078 | Rate Constraint in MTons | FALSE | L | Annual | Emissions at Affected Plants NOX | Thousand Tons | 9.1065 | 5.1992 | 3.2208 | 3.0073 | 2.5963 | 2.6136 | 2.6056
CSAPR- NOX Annual- MN | 201 | 7078 | Rate Constraint in MTons | FALSE | L | Annual | Allowances Purchased NOX | Thousand Tons | 0 | 0 | 0 | 0 | 0 | 0 | 0
CSAPR- NOX Annual- MN | 201 | 7078 | Rate Constraint in MTons | FALSE | L | Annual | Allowances Sold NOX | Thousand Tons | 0 | 0 | 0 | 0 | 0 | 0 | 0
CSAPR- NOX Annual- MN | 201 | 7078 | Rate Constraint in MTons | FALSE | L | Annual | Allowances Banked | Thousand Tons | 0 | 0 | 0 | 0 | 0 | 0 | 0
CSAPR- NOX Annual- MN | 201 | 7078 | Rate Constraint in MTons | FALSE | L | Annual | Allowances Withdrawn (1:1) | Thousand Tons | 0 | 0 | 0 | 0 | 0 | 0 | 0
CSAPR- NOX Annual- MN | 201 | 7078 | Rate Constraint in MTons | FALSE | L | Annual | Allowances Withdrawn (n:1) | Thousand Tons | 0 | 0 | 0 | 0 | 0 | 0 | 0
CSAPR- NOX Annual- MN | 201 | 7078 | Rate Constraint in MTons | FALSE | L | Annual | Net Emissions Allowance Position | Thousand Tons | 9.1065 | 5.1992 | 3.2208 | 3.0073 | 2.5963 | 2.6136 | 2.6056
CSAPR- NOX Annual- MN | 201 | 7078 | Rate Constraint in MTons | FALSE | L | Annual | Fuel Consumed | TBtu | 186.1997 | 125.7906 | 81.2038 | 49.8789 | 35.743 | 38.9379 | 36.6885
CSAPR- NOX Annual- MN | 201 | 7078 | Rate Constraint in MTons | FALSE | L | Annual | Rate | lb/MMBtu | 0.097815 | 0.082664 | 0.079327 | 0.12059 | 0.14528 | 0.13425 | 0.14204
CSAPR- NOX Annual- MN | 201 | 7078 | Rate Constraint in MTons | FALSE | L | Annual | Generation | TWh | 23.157 | 20.1223 | 26.3251 | 21.9692 | 26.4089 | 31.4039 | 35.966
CSAPR- NOX Annual- MN | 201 | 7078 | Rate Constraint in MTons | FALSE | L | Annual | Qualifying Generation | TWh | 20.561 | 15.2027 | 10.7164 | 6.5028 | 4.6022 | 4.9924 | 4.6982
CSAPR- NOX Annual- MN | 201 | 7078 | Rate Constraint in MTons | FALSE | L | Annual | Rate | lb/MWh | 0.8858 | 0.68398 | 0.6011 | 0.92494 | 1.1283 | 1.047 | 1.1092
CSAPR- NOX Annual- MN | 201 | 7078 | Rate Constraint in MTons | FALSE | L | Annual | Constraint Shadow Price | US2019$/Ton | 0 | 0 | 0 | 0 | 0 | 0 | 0
CSAPR- NOX Annual- MO | 202 | 7079 | Rate Constraint in MTons | FALSE | L | Annual | Seasons Included | Seasons | Winter, WintShld, Summer | Winter, WintShld, Summer | Winter, WintShld, Summer | Winter, WintShld, Summer | Winter, WintShld, Summer | Winter, WintShld, Summer | Winter, WintShld, Summer
CSAPR- NOX Annual- MO | 202 | 7079 | Rate Constraint in MTons | FALSE | L | Annual | Standard NOX | Thousand Tons | 57.5167 | 57.5167 | 57.5167 | 57.5167 | 57.5167 | 57.5167 | 57.5167
CSAPR- NOX Annual- MO | 202 | 7079 | Rate Constraint in MTons | FALSE | L | Annual | Emissions at Affected Plants NOX | Thousand Tons | 45.2401 | 38.1191 | 35.7953 | 29.5084 | 23.1079 | 12.3743 | 12.3544
CSAPR- NOX Annual- MO | 202 | 7079 | Rate Constraint in MTons | FALSE | L | Annual | Allowances Purchased NOX | Thousand Tons | 0 | 0 | 0 | 0 | 0 | 0 | 0
CSAPR- NOX Annual- MO | 202 | 7079 | Rate Constraint in MTons | FALSE | L | Annual | Allowances Sold NOX | Thousand Tons | 0 | 0 | 0 | 0 | 0 | 0 | 0
CSAPR- NOX Annual- MO | 202 | 7079 | Rate Constraint in MTons | FALSE | L | Annual | Allowances Banked | Thousand Tons | 0 | 0 | 0 | 0 | 0 | 0 | 0
CSAPR- NOX Annual- MO | 202 | 7079 | Rate Constraint in MTons | FALSE | L | Annual | Allowances Withdrawn (1:1) | Thousand Tons | 0 | 0 | 0 | 0 | 0 | 0 | 0
CSAPR- NOX Annual- MO | 202 | 7079 | Rate Constraint in MTons | FALSE | L | Annual | Allowances Withdrawn (n:1) | Thousand Tons | 0 | 0 | 0 | 0 | 0 | 0 | 0
CSAPR- NOX Annual- MO | 202 | 7079 | Rate Constraint in MTons | FALSE | L | Annual | Net Emissions Allowance Position | Thousand Tons | 45.2401 | 38.1191 | 35.7953 | 29.5084 | 23.1079 | 12.3743 | 12.3544
CSAPR- NOX Annual- MO | 202 | 7079 | Rate Constraint in MTons | FALSE | L | Annual | Fuel Consumed | TBtu | 601.8179 | 537.5562 | 496.7993 | 352.0681 | 243.2477 | 163.2778 | 172.7342
CSAPR- NOX Annual- MO | 202 | 7079 | Rate Constraint in MTons | FALSE | L | Annual | Rate | lb/MMBtu | 0.15034 | 0.14182 | 0.1441 | 0.16763 | 0.18999 | 0.15157 | 0.14304
CSAPR- NOX Annual- MO | 202 | 7079 | Rate Constraint in MTons | FALSE | L | Annual | Generation | TWh | 60.6168 | 55.0615 | 51.0438 | 36.1428 | 25.6184 | 17.87 | 18.7037
CSAPR- NOX Annual- MO | 202 | 7079 | Rate Constraint in MTons | FALSE | L | Annual | Qualifying Generation | TWh | 60.4301 | 54.784 | 50.6995 | 35.8262 | 25.0685 | 16.8352 | 17.8524
CSAPR- NOX Annual- MO | 202 | 7079 | Rate Constraint in MTons | FALSE | L | Annual | Rate | lb/MWh | 1.4973 | 1.3916 | 1.4121 | 1.6473 | 1.8436 | 1.47 | 1.3841
CSAPR- NOX Annual- MO | 202 | 7079 | Rate Constraint in MTons | FALSE | L | Annual | Constraint Shadow Price | US2019$/Ton | 0 | 0 | 0 | 0 | 0 | 0 | 0
CSAPR- NOX Annual- NC | 203 | 7080 | Rate Constraint in MTons | FALSE | L | Annual | Seasons Included | Seasons | Winter, WintShld, Summer | Winter, WintShld, Summer | Winter, WintShld, Summer | Winter, WintShld, Summer | Winter, WintShld, Summer | Winter, WintShld, Summer | Winter, WintShld, Summer
CSAPR- NOX Annual- NC | 203 | 7080 | Rate Constraint in MTons | FALSE | L | Annual | Standard NOX | Thousand Tons | 49.0325 | 49.0325 | 49.0325 | 49.0325 | 49.0325 | 49.0325 | 49.0325
CSAPR- NOX Annual- NC | 203 | 7080 | Rate Constraint in MTons | FALSE | L | Annual | Emissions at Affected Plants NOX | Thousand Tons | 9.4323 | 4.7658 | 2.2273 | 1.4274 | 0.93378 | 0.3721 | 0.37694
CSAPR- NOX Annual- NC | 203 | 7080 | Rate Constraint in MTons | FALSE | L | Annual | Allowances Purchased NOX | Thousand Tons | 0 | 0 | 0 | 0 | 0 | 0 | 0
CSAPR- NOX Annual- NC | 203 | 7080 | Rate Constraint in MTons | FALSE | L | Annual | Allowances Sold NOX | Thousand Tons | 0 | 0 | 0 | 0 | 0 | 0 | 0
CSAPR- NOX Annual- NC | 203 | 7080 | Rate Constraint in MTons | FALSE | L | Annual | Allowances Banked | Thousand Tons | 0 | 0 | 0 | 0 | 0 | 0 | 0
CSAPR- NOX Annual- NC | 203 | 7080 | Rate Constraint in MTons | FALSE | L | Annual | Allowances Withdrawn (1:1) | Thousand Tons | 0 | 0 | 0 | 0 | 0 | 0 | 0
CSAPR- NOX Annual- NC | 203 | 7080 | Rate Constraint in MTons | FALSE | L | Annual | Allowances Withdrawn (n:1) | Thousand Tons | 0 | 0 | 0 | 0 | 0 | 0 | 0
CSAPR- NOX Annual- NC | 203 | 7080 | Rate Constraint in MTons | FALSE | L | Annual | Net Emissions Allowance Position | Thousand Tons | 9.4323 | 4.7658 | 2.2273 | 1.4274 | 0.93378 | 0.3721 | 0.37694
CSAPR- NOX Annual- NC | 203 | 7080 | Rate Constraint in MTons | FALSE | L | Annual | Fuel Consumed | TBtu | 519.3415 | 380.5821 | 320.3144 | 235.8092 | 147.9169 | 68.4396 | 68.544
CSAPR- NOX Annual- NC | 203 | 7080 | Rate Constraint in MTons | FALSE | L | Annual | Rate | lb/MMBtu | 0.036324 | 0.025045 | 0.013907 | 0.012106 | 0.012626 | 0.010874 | 0.010998
CSAPR- NOX Annual- NC | 203 | 7080 | Rate Constraint in MTons | FALSE | L | Annual | Generation | TWh | 86.1722 | 69.3564 | 76.5791 | 62.7264 | 50.7399 | 47.9041 | 43.1238
CSAPR- NOX Annual- NC | 203 | 7080 | Rate Constraint in MTons | FALSE | L | Annual | Qualifying Generation | TWh | 69.2657 | 52.191 | 44.4575 | 33.7406 | 21.1515 | 9.8288 | 9.7679
CSAPR- NOX Annual- NC | 203 | 7080 | Rate Constraint in MTons | FALSE | L | Annual | Rate | lb/MWh | 0.27235 | 0.18263 | 0.1002 | 0.08461 | 0.088295 | 0.075716 | 0.07718
CSAPR- NOX Annual- NC | 203 | 7080 | Rate Constraint in MTons | FALSE | L | Annual | Constraint Shadow Price | US2019$/Ton | 0 | 0 | 0 | 0 | 0 | 0 | 0
CSAPR- NOX Annual- NE | 204 | 7081 | Rate Constraint in MTons | FALSE | L | Annual | Seasons Included | Seasons | Winter, WintShld, Summer | Winter, WintShld, Summer | Winter, WintShld, Summer | Winter, WintShld, Summer | Winter, WintShld, Summer | Winter, WintShld, Summer | Winter, WintShld, Summer
CSAPR- NOX Annual- NE | 204 | 7081 | Rate Constraint in MTons | FALSE | L | Annual | Standard NOX | Thousand Tons | 35.446 | 35.446 | 35.446 | 35.446 | 35.446 | 35.446 | 35.446
CSAPR- NOX Annual- NE | 204 | 7081 | Rate Constraint in MTons | FALSE | L | Annual | Emissions at Affected Plants NOX | Thousand Tons | 21.2844 | 20.7866 | 20.89 | 20.2042 | 18.3417 | 15.2676 | 14.4272
CSAPR- NOX Annual- NE | 204 | 7081 | Rate Constraint in MTons | FALSE | L | Annual | Allowances Purchased NOX | Thousand Tons | 0 | 0 | 0 | 0 | 0 | 0 | 0
CSAPR- NOX Annual- NE | 204 | 7081 | Rate Constraint in MTons | FALSE | L | Annual | Allowances Sold NOX | Thousand Tons | 0 | 0 | 0 | 0 | 0 | 0 | 0
CSAPR- NOX Annual- NE | 204 | 7081 | Rate Constraint in MTons | FALSE | L | Annual | Allowances Banked | Thousand Tons | 0 | 0 | 0 | 0 | 0 | 0 | 0
CSAPR- NOX Annual- NE | 204 | 7081 | Rate Constraint in MTons | FALSE | L | Annual | Allowances Withdrawn (1:1) | Thousand Tons | 0 | 0 | 0 | 0 | 0 | 0 | 0
CSAPR- NOX Annual- NE | 204 | 7081 | Rate Constraint in MTons | FALSE | L | Annual | Allowances Withdrawn (n:1) | Thousand Tons | 0 | 0 | 0 | 0 | 0 | 0 | 0
CSAPR- NOX Annual- NE | 204 | 7081 | Rate Constraint in MTons | FALSE | L | Annual | Net Emissions Allowance Position | Thousand Tons | 21.2844 | 20.7866 | 20.89 | 20.2042 | 18.3417 | 15.2676 | 14.4272
CSAPR- NOX Annual- NE | 204 | 7081 | Rate Constraint in MTons | FALSE | L | Annual | Fuel Consumed | TBtu | 255.0075 | 247.9395 | 249.4879 | 241.9046 | 219.0993 | 181.4244 | 173.4444
CSAPR- NOX Annual- NE | 204 | 7081 | Rate Constraint in MTons | FALSE | L | Annual | Rate | lb/MMBtu | 0.16693 | 0.16767 | 0.16746 | 0.16704 | 0.16743 | 0.16831 | 0.16636
CSAPR- NOX Annual- NE | 204 | 7081 | Rate Constraint in MTons | FALSE | L | Annual | Generation | TWh | 24.5905 | 23.938 | 24.0905 | 25.8705 | 30.5319 | 26.727 | 26.0288
CSAPR- NOX Annual- NE | 204 | 7081 | Rate Constraint in MTons | FALSE | L | Annual | Qualifying Generation | TWh | 24.5905 | 23.938 | 24.0905 | 23.4305 | 21.3056 | 17.7191 | 16.9229
CSAPR- NOX Annual- NE | 204 | 7081 | Rate Constraint in MTons | FALSE | L | Annual | Rate | lb/MWh | 1.7311 | 1.7367 | 1.7343 | 1.7246 | 1.7218 | 1.7233 | 1.705
CSAPR- NOX Annual- NE | 204 | 7081 | Rate Constraint in MTons | FALSE | L | Annual | Constraint Shadow Price | US2019$/Ton | 0 | 0 | 0 | 0 | 0 | 0 | 0
CSAPR- NOX Annual- NJ | 205 | 7082 | Rate Constraint in MTons | FALSE | L | Annual | Seasons Included | Seasons | Winter, WintShld, Summer | Winter, WintShld, Summer | Winter, WintShld, Summer | Winter, WintShld, Summer | Winter, WintShld, Summer | Winter, WintShld, Summer | Winter, WintShld, Summer
CSAPR- NOX Annual- NJ | 205 | 7082 | Rate Constraint in MTons | FALSE | L | Annual | Standard NOX | Thousand Tons | 9.3751 | 9.3751 | 9.3751 | 9.3751 | 9.3751 | 9.3751 | 9.3751
CSAPR- NOX Annual- NJ | 205 | 7082 | Rate Constraint in MTons | FALSE | L | Annual | Emissions at Affected Plants NOX | Thousand Tons | 1.2945 | 1.3784 | 1.1714 | 1.382 | 1.4059 | 1.4131 | 1.4361
CSAPR- NOX Annual- NJ | 205 | 7082 | Rate Constraint in MTons | FALSE | L | Annual | Allowances Purchased NOX | Thousand Tons | 0 | 0 | 0 | 0 | 0 | 0 | 0
CSAPR- NOX Annual- NJ | 205 | 7082 | Rate Constraint in MTons | FALSE | L | Annual | Allowances Sold NOX | Thousand Tons | 0 | 0 | 0 | 0 | 0 | 0 | 0
CSAPR- NOX Annual- NJ | 205 | 7082 | Rate Constraint in MTons | FALSE | L | Annual | Allowances Banked | Thousand Tons | 0 | 0 | 0 | 0 | 0 | 0 | 0
CSAPR- NOX Annual- NJ | 205 | 7082 | Rate Constraint in MTons | FALSE | L | Annual | Allowances Withdrawn (1:1) | Thousand Tons | 0 | 0 | 0 | 0 | 0 | 0 | 0
CSAPR- NOX Annual- NJ | 205 | 7082 | Rate Constraint in MTons | FALSE | L | Annual | Allowances Withdrawn (n:1) | Thousand Tons | 0 | 0 | 0 | 0 | 0 | 0 | 0
CSAPR- NOX Annual- NJ | 205 | 7082 | Rate Constraint in MTons | FALSE | L | Annual | Net Emissions Allowance Position | Thousand Tons | 1.2945 | 1.3784 | 1.1714 | 1.382 | 1.4059 | 1.4131 | 1.4361
CSAPR- NOX Annual- NJ | 205 | 7082 | Rate Constraint in MTons | FALSE | L | Annual | Fuel Consumed | TBtu | 252.1354 | 282.8229 | 235.6099 | 296.8674 | 278.0823 | 267.0427 | 272.1044
CSAPR- NOX Annual- NJ | 205 | 7082 | Rate Constraint in MTons | FALSE | L | Annual | Rate | lb/MMBtu | 0.010268 | 0.0097472 | 0.0099437 | 0.0093107 | 0.010111 | 0.010584 | 0.010555
CSAPR- NOX Annual- NJ | 205 | 7082 | Rate Constraint in MTons | FALSE | L | Annual | Generation | TWh | 35.602 | 39.6817 | 33.0848 | 41.8969 | 39.4277 | 39.2162 | 40.835
CSAPR- NOX Annual- NJ | 205 | 7082 | Rate Constraint in MTons | FALSE | L | Annual | Qualifying Generation | TWh | 35.602 | 39.6817 | 33.0848 | 41.3046 | 38.3879 | 36.3328 | 36.8275
CSAPR- NOX Annual- NJ | 205 | 7082 | Rate Constraint in MTons | FALSE | L | Annual | Rate | lb/MWh | 0.072722 | 0.069471 | 0.070813 | 0.066919 | 0.073245 | 0.077789 | 0.07799
CSAPR- NOX Annual- NJ | 205 | 7082 | Rate Constraint in MTons | FALSE | L | Annual | Constraint Shadow Price | US2019$/Ton | 0 | 0 | 0 | 0 | 0 | 0 | 0
CSAPR- NOX Annual- NY | 206 | 7083 | Rate Constraint in MTons | FALSE | L | Annual | Seasons Included | Seasons | Winter, WintShld, Summer | Winter, WintShld, Summer | Winter, WintShld, Summer | Winter, WintShld, Summer | Winter, WintShld, Summer | Winter, WintShld, Summer | Winter, WintShld, Summer
CSAPR- NOX Annual- NY | 206 | 7083 | Rate Constraint in MTons | FALSE | L | Annual | Standard NOX | Thousand Tons | 25.632 | 25.632 | 25.632 | 25.632 | 25.632 | 25.632 | 25.632
CSAPR- NOX Annual- NY | 206 | 7083 | Rate Constraint in MTons | FALSE | L | Annual | Emissions at Affected Plants NOX | Thousand Tons | 4.1683 | 3.0319 | 2.2446 | 0.55443 | 0.55619 | 0.5764 | 0.62465
CSAPR- NOX Annual- NY | 206 | 7083 | Rate Constraint in MTons | FALSE | L | Annual | Allowances Purchased NOX | Thousand Tons | 0 | 0 | 0 | 0 | 0 | 0 | 0
CSAPR- NOX Annual- NY | 206 | 7083 | Rate Constraint in MTons | FALSE | L | Annual | Allowances Sold NOX | Thousand Tons | 0 | 0 | 0 | 0 | 0 | 0 | 0
CSAPR- NOX Annual- NY | 206 | 7083 | Rate Constraint in MTons | FALSE | L | Annual | Allowances Banked | Thousand Tons | 0 | 0 | 0 | 0 | 0 | 0 | 0
CSAPR- NOX Annual- NY | 206 | 7083 | Rate Constraint in MTons | FALSE | L | Annual | Allowances Withdrawn (1:1) | Thousand Tons | 0 | 0 | 0 | 0 | 0 | 0 | 0
CSAPR- NOX Annual- NY | 206 | 7083 | Rate Constraint in MTons | FALSE | L | Annual | Allowances Withdrawn (n:1) | Thousand Tons | 0 | 0 | 0 | 0 | 0 | 0 | 0
CSAPR- NOX Annual- NY | 206 | 7083 | Rate Constraint in MTons | FALSE | L | Annual | Net Emissions Allowance Position | Thousand Tons | 4.1683 | 3.0319 | 2.2446 | 0.55443 | 0.55619 | 0.5764 | 0.62465
CSAPR- NOX Annual- NY | 206 | 7083 | Rate Constraint in MTons | FALSE | L | Annual | Fuel Consumed | TBtu | 482.746 | 387.2019 | 309.381 | 85.0437 | 91.9378 | 100.3973 | 107.4686
CSAPR- NOX Annual- NY | 206 | 7083 | Rate Constraint in MTons | FALSE | L | Annual | Rate | lb/MMBtu | 0.017269 | 0.015661 | 0.01451 | 0.013039 | 0.012099 | 0.011482 | 0.011625
CSAPR- NOX Annual- NY | 206 | 7083 | Rate Constraint in MTons | FALSE | L | Annual | Generation | TWh | 64.6296 | 52.8347 | 42.8685 | 12.1025 | 12.9983 | 14.0152 | 14.987
CSAPR- NOX Annual- NY | 206 | 7083 | Rate Constraint in MTons | FALSE | L | Annual | Qualifying Generation | TWh | 64.6296 | 52.8347 | 42.8685 | 12.0828 | 12.9396 | 13.8248 | 14.7208
CSAPR- NOX Annual- NY | 206 | 7083 | Rate Constraint in MTons | FALSE | L | Annual | Rate | lb/MWh | 0.12899 | 0.11477 | 0.10472 | 0.091772 | 0.085966 | 0.083387 | 0.084866
CSAPR- NOX Annual- NY | 206 | 7083 | Rate Constraint in MTons | FALSE | L | Annual | Constraint Shadow Price | US2019$/Ton | 0 | 0 | 0 | 0 | 0 | 0 | 0
CSAPR- NOX Annual- OH | 207 | 7084 | Rate Constraint in MTons | FALSE | L | Annual | Seasons Included | Seasons | Winter, WintShld, Summer | Winter, WintShld, Summer | Winter, WintShld, Summer | Winter, WintShld, Summer | Winter, WintShld, Summer | Winter, WintShld, Summer | Winter, WintShld, Summer
CSAPR- NOX Annual- OH | 207 | 7084 | Rate Constraint in MTons | FALSE | L | Annual | Standard NOX | Thousand Tons | 106.5044 | 106.5044 | 106.5044 | 106.5044 | 106.5044 | 106.5044 | 106.5044
CSAPR- NOX Annual- OH | 207 | 7084 | Rate Constraint in MTons | FALSE | L | Annual | Emissions at Affected Plants NOX | Thousand Tons | 20.2014 | 18.3287 | 21.6347 | 21.3165 | 20.4443 | 9.7363 | 9.955
CSAPR- NOX Annual- OH | 207 | 7084 | Rate Constraint in MTons | FALSE | L | Annual | Allowances Purchased NOX | Thousand Tons | 0 | 0 | 0 | 0 | 0 | 0 | 0
CSAPR- NOX Annual- OH | 207 | 7084 | Rate Constraint in MTons | FALSE | L | Annual | Allowances Sold NOX | Thousand Tons | 0 | 0 | 0 | 0 | 0 | 0 | 0
CSAPR- NOX Annual- OH | 207 | 7084 | Rate Constraint in MTons | FALSE | L | Annual | Allowances Banked | Thousand Tons | 0 | 0 | 0 | 0 | 0 | 0 | 0
CSAPR- NOX Annual- OH | 207 | 7084 | Rate Constraint in MTons | FALSE | L | Annual | Allowances Withdrawn (1:1) | Thousand Tons | 0 | 0 | 0 | 0 | 0 | 0 | 0
CSAPR- NOX Annual- OH | 207 | 7084 | Rate Constraint in MTons | FALSE | L | Annual | Allowances Withdrawn (n:1) | Thousand Tons | 0 | 0 | 0 | 0 | 0 | 0 | 0
CSAPR- NOX Annual- OH | 207 | 7084 | Rate Constraint in MTons | FALSE | L | Annual | Net Emissions Allowance Position | Thousand Tons | 20.2014 | 18.3287 | 21.6347 | 21.3165 | 20.4443 | 9.7363 | 9.955
CSAPR- NOX Annual- OH | 207 | 7084 | Rate Constraint in MTons | FALSE | L | Annual | Fuel Consumed | TBtu | 937.7983 | 895.0197 | 1113.224 | 1285.419 | 1314.0491 | 1085.9765 | 1097.1509
CSAPR- NOX Annual- OH | 207 | 7084 | Rate Constraint in MTons | FALSE | L | Annual | Rate | lb/MMBtu | 0.043083 | 0.040957 | 0.038869 | 0.033167 | 0.031116 | 0.017931 | 0.018147
CSAPR- NOX Annual- OH | 207 | 7084 | Rate Constraint in MTons | FALSE | L | Annual | Generation | TWh | 121.3411 | 117.0859 | 158.8375 | 221.5748 | 240.421 | 218.4602 | 234.6093
CSAPR- NOX Annual- OH | 207 | 7084 | Rate Constraint in MTons | FALSE | L | Annual | Qualifying Generation | TWh | 119.0756 | 114.8204 | 146.8012 | 173.9261 | 179.1779 | 154.6603 | 156.6543
CSAPR- NOX Annual- OH | 207 | 7084 | Rate Constraint in MTons | FALSE | L | Annual | Rate | lb/MWh | 0.3393 | 0.31926 | 0.29475 | 0.24512 | 0.2282 | 0.12591 | 0.1271
CSAPR- NOX Annual- OH | 207 | 7084 | Rate Constraint in MTons | FALSE | L | Annual | Constraint Shadow Price | US2019$/Ton | 0 | 0 | 0 | 0 | 0 | 0 | 0
CSAPR- NOX Annual- PA | 208 | 7085 | Rate Constraint in MTons | FALSE | L | Annual | Seasons Included | Seasons | Winter, WintShld, Summer | Winter, WintShld, Summer | Winter, WintShld, Summer | Winter, WintShld, Summer | Winter, WintShld, Summer | Winter, WintShld, Summer | Winter, WintShld, Summer
CSAPR- NOX Annual- PA | 208 | 7085 | Rate Constraint in MTons | FALSE | L | Annual | Standard NOX | Thousand Tons | 140.6489 | 140.6489 | 140.6489 | 140.6489 | 140.6489 | 140.6489 | 140.6489
CSAPR- NOX Annual- PA | 208 | 7085 | Rate Constraint in MTons | FALSE | L | Annual | Emissions at Affected Plants NOX | Thousand Tons | 13.3648 | 12.7851 | 10.9868 | 8.4901 | 6.7344 | 8.3137 | 8.463
CSAPR- NOX Annual- PA | 208 | 7085 | Rate Constraint in MTons | FALSE | L | Annual | Allowances Purchased NOX | Thousand Tons | 0 | 0 | 0 | 0 | 0 | 0 | 0
CSAPR- NOX Annual- PA | 208 | 7085 | Rate Constraint in MTons | FALSE | L | Annual | Allowances Sold NOX | Thousand Tons | 0 | 0 | 0 | 0 | 0 | 0 | 0
CSAPR- NOX Annual- PA | 208 | 7085 | Rate Constraint in MTons | FALSE | L | Annual | Allowances Banked | Thousand Tons | 0 | 0 | 0 | 0 | 0 | 0 | 0
CSAPR- NOX Annual- PA | 208 | 7085 | Rate Constraint in MTons | FALSE | L | Annual | Allowances Withdrawn (1:1) | Thousand Tons | 0 | 0 | 0 | 0 | 0 | 0 | 0
CSAPR- NOX Annual- PA | 208 | 7085 | Rate Constraint in MTons | FALSE | L | Annual | Allowances Withdrawn (n:1) | Thousand Tons | 0 | 0 | 0 | 0 | 0 | 0 | 0
CSAPR- NOX Annual- PA | 208 | 7085 | Rate Constraint in MTons | FALSE | L | Annual | Net Emissions Allowance Position | Thousand Tons | 13.3648 | 12.7851 | 10.9868 | 8.4901 | 6.7344 | 8.3137 | 8.463
CSAPR- NOX Annual- PA | 208 | 7085 | Rate Constraint in MTons | FALSE | L | Annual | Fuel Consumed | TBtu | 1212.1473 | 1212.017 | 1231.5696 | 1164.6263 | 1111.9136 | 1368.4566 | 1387.3571
CSAPR- NOX Annual- PA | 208 | 7085 | Rate Constraint in MTons | FALSE | L | Annual | Rate | lb/MMBtu | 0.022051 | 0.021097 | 0.017842 | 0.01458 | 0.012113 | 0.012151 | 0.0122
CSAPR- NOX Annual- PA | 208 | 7085 | Rate Constraint in MTons | FALSE | L | Annual | Generation | TWh | 169.8778 | 170.0674 | 206.9365 | 261.0339 | 278.135 | 415.7335 | 438.8652
CSAPR- NOX Annual- PA | 208 | 7085 | Rate Constraint in MTons | FALSE | L | Annual | Qualifying Generation | TWh | 159.355 | 159.5446 | 164.3152 | 157.2294 | 151.7858 | 192.0097 | 194.9948
CSAPR- NOX Annual- PA | 208 | 7085 | Rate Constraint in MTons | FALSE | L | Annual | Rate | lb/MWh | 0.16774 | 0.16027 | 0.13373 | 0.108 | 0.088735 | 0.086597 | 0.086802
CSAPR- NOX Annual- PA | 208 | 7085 | Rate Constraint in MTons | FALSE | L | Annual | Constraint Shadow Price | US2019$/Ton | 0 | 0 | 0 | 0 | 0 | 0 | 0
CSAPR- NOX Annual- SC | 209 | 7086 | Rate Constraint in MTons | FALSE | L | Annual | Seasons Included | Seasons | Winter, WintShld, Summer | Winter, WintShld, Summer | Winter, WintShld, Summer | Winter, WintShld, Summer | Winter, WintShld, Summer | Winter, WintShld, Summer | Winter, WintShld, Summer
CSAPR- NOX Annual- SC | 209 | 7086 | Rate Constraint in MTons | FALSE | L | Annual | Standard NOX | Thousand Tons | 38.3476 | 38.3476 | 38.3476 | 38.3476 | 38.3476 | 38.3476 | 38.3476
CSAPR- NOX Annual- SC | 209 | 7086 | Rate Constraint in MTons | FALSE | L | Annual | Emissions at Affected Plants NOX | Thousand Tons | 7.8413 | 6.3848 | 7.9616 | 7.0934 | 7.1277 | 7.2456 | 7.1994
CSAPR- NOX Annual- SC | 209 | 7086 | Rate Constraint in MTons | FALSE | L | Annual | Allowances Purchased NOX | Thousand Tons | 0 | 0 | 0 | 0 | 0 | 0 | 0
CSAPR- NOX Annual- SC | 209 | 7086 | Rate Constraint in MTons | FALSE | L | Annual | Allowances Sold NOX | Thousand Tons | 0 | 0 | 0 | 0 | 0 | 0 | 0
CSAPR- NOX Annual- SC | 209 | 7086 | Rate Constraint in MTons | FALSE | L | Annual | Allowances Banked | Thousand Tons | 0 | 0 | 0 | 0 | 0 | 0 | 0
CSAPR- NOX Annual- SC | 209 | 7086 | Rate Constraint in MTons | FALSE | L | Annual | Allowances Withdrawn (1:1) | Thousand Tons | 0 | 0 | 0 | 0 | 0 | 0 | 0
CSAPR- NOX Annual- SC | 209 | 7086 | Rate Constraint in MTons | FALSE | L | Annual | Allowances Withdrawn (n:1) | Thousand Tons | 0 | 0 | 0 | 0 | 0 | 0 | 0
CSAPR- NOX Annual- SC | 209 | 7086 | Rate Constraint in MTons | FALSE | L | Annual | Net Emissions Allowance Position | Thousand Tons | 7.8413 | 6.3848 | 7.9616 | 7.0934 | 7.1277 | 7.2456 | 7.1994
CSAPR- NOX Annual- SC | 209 | 7086 | Rate Constraint in MTons | FALSE | L | Annual | Fuel Consumed | TBtu | 392.3855 | 389.8343 | 454.8209 | 405.1666 | 376.2533 | 368.1268 | 369.1258
CSAPR- NOX Annual- SC | 209 | 7086 | Rate Constraint in MTons | FALSE | L | Annual | Rate | lb/MMBtu | 0.039967 | 0.032756 | 0.03501 | 0.035015 | 0.037888 | 0.039365 | 0.039008
CSAPR- NOX Annual- SC | 209 | 7086 | Rate Constraint in MTons | FALSE | L | Annual | Generation | TWh | 59.8059 | 60.439 | 68.58 | 60.9341 | 54.2827 | 50.6762 | 50.5226
CSAPR- NOX Annual- SC | 209 | 7086 | Rate Constraint in MTons | FALSE | L | Annual | Qualifying Generation | TWh | 47.6415 | 48.5461 | 54.9095 | 49.7635 | 45.4561 | 43.6016 | 43.6011
CSAPR- NOX Annual- SC | 209 | 7086 | Rate Constraint in MTons | FALSE | L | Annual | Rate | lb/MWh | 0.32918 | 0.26304 | 0.28999 | 0.28508 | 0.31361 | 0.33236 | 0.33024
CSAPR- NOX Annual- SC | 209 | 7086 | Rate Constraint in MTons | FALSE | L | Annual | Constraint Shadow Price | US2019$/Ton | 0 | 0 | 0 | 0 | 0 | 0 | 0
CSAPR- NOX Annual- TN | 210 | 7087 | Rate Constraint in MTons | FALSE | L | Annual | Seasons Included | Seasons | Winter, WintShld, Summer | Winter, WintShld, Summer | Winter, WintShld, Summer | Winter, WintShld, Summer | Winter, WintShld, Summer | Winter, WintShld, Summer | Winter, WintShld, Summer
CSAPR- NOX Annual- TN | 210 | 7087 | Rate Constraint in MTons | FALSE | L | Annual | Standard NOX | Thousand Tons | 22.8177 | 22.8177 | 22.8177 | 22.8177 | 22.8177 | 22.8177 | 22.8177
CSAPR- NOX Annual- TN | 210 | 7087 | Rate Constraint in MTons | FALSE | L | Annual | Emissions at Affected Plants NOX | Thousand Tons | 2.7118 | 1.4545 | 0.95219 | 0.75088 | 0.82442 | 0.93786 | 0.82216
CSAPR- NOX Annual- TN | 210 | 7087 | Rate Constraint in MTons | FALSE | L | Annual | Allowances Purchased NOX | Thousand Tons | 0 | 0 | 0 | 0 | 0 | 0 | 0
CSAPR- NOX Annual- TN | 210 | 7087 | Rate Constraint in MTons | FALSE | L | Annual | Allowances Sold NOX | Thousand Tons | 0 | 0 | 0 | 0 | 0 | 0 | 0
CSAPR- NOX Annual- TN | 210 | 7087 | Rate Constraint in MTons | FALSE | L | Annual | Allowances Banked | Thousand Tons | 0 | 0 | 0 | 0 | 0 | 0 | 0
CSAPR- NOX Annual- TN | 210 | 7087 | Rate Constraint in MTons | FALSE | L | Annual | Allowances Withdrawn (1:1) | Thousand Tons | 0 | 0 | 0 | 0 | 0 | 0 | 0
CSAPR- NOX Annual- TN | 210 | 7087 | Rate Constraint in MTons | FALSE | L | Annual | Allowances Withdrawn (n:1) | Thousand Tons | 0 | 0 | 0 | 0 | 0 | 0 | 0
CSAPR- NOX Annual- TN | 210 | 7087 | Rate Constraint in MTons | FALSE | L | Annual | Net Emissions Allowance Position | Thousand Tons | 2.7118 | 1.4545 | 0.95219 | 0.75088 | 0.82442 | 0.93786 | 0.82216
CSAPR- NOX Annual- TN | 210 | 7087 | Rate Constraint in MTons | FALSE | L | Annual | Fuel Consumed | TBtu | 214.972 | 194.0505 | 207.2014 | 190.659 | 205.9333 | 215.4819 | 191.3396
CSAPR- NOX Annual- TN | 210 | 7087 | Rate Constraint in MTons | FALSE | L | Annual | Rate | lb/MMBtu | 0.025229 | 0.01499 | 0.0091909 | 0.0078767 | 0.0080067 | 0.0087047 | 0.0085937
CSAPR- NOX Annual- TN | 210 | 7087 | Rate Constraint in MTons | FALSE | L | Annual | Generation | TWh | 30.4752 | 28.5864 | 38.8817 | 36.4572 | 39.351 | 45.8766 | 40.3052
CSAPR- NOX Annual- TN | 210 | 7087 | Rate Constraint in MTons | FALSE | L | Annual | Qualifying Generation | TWh | 27.067 | 24.936 | 28.4907 | 26.5972 | 28.2176 | 29.7733 | 26.498
CSAPR- NOX Annual- TN | 210 | 7087 | Rate Constraint in MTons | FALSE | L | Annual | Rate | lb/MWh | 0.20038 | 0.11665 | 0.066842 | 0.056463 | 0.058433 | 0.063 | 0.062055
CSAPR- NOX Annual- TN | 210 | 7087 | Rate Constraint in MTons | FALSE | L | Annual | Constraint Shadow Price | US2019$/Ton | 0 | 0 | 0 | 0 | 0 | 0 | 0
CSAPR- NOX Annual- VA | 211 | 7088 | Rate Constraint in MTons | FALSE | L | Annual | Seasons Included | Seasons | Winter, WintShld, Summer | Winter, WintShld, Summer | Winter, WintShld, Summer | Winter, WintShld, Summer | Winter, WintShld, Summer | Winter, WintShld, Summer | Winter, WintShld, Summer
CSAPR- NOX Annual- VA | 211 | 7088 | Rate Constraint in MTons | FALSE | L | Annual | Standard NOX | Thousand Tons | 39.2256 | 39.2256 | 39.2256 | 39.2256 | 39.2256 | 39.2256 | 39.2256
CSAPR- NOX Annual- VA | 211 | 7088 | Rate Constraint in MTons | FALSE | L | Annual | Emissions at Affected Plants NOX | Thousand Tons | 2.4246 | 2.5524 | 2.0512 | 2.9684 | 1.5717 | 0.75272 | 0.78228
CSAPR- NOX Annual- VA | 211 | 7088 | Rate Constraint in MTons | FALSE | L | Annual | Allowances Purchased NOX | Thousand Tons | 0 | 0 | 0 | 0 | 0 | 0 | 0
CSAPR- NOX Annual- VA | 211 | 7088 | Rate Constraint in MTons | FALSE | L | Annual | Allowances Sold NOX | Thousand Tons | 0 | 0 | 0 | 0 | 0 | 0 | 0
CSAPR- NOX Annual- VA | 211 | 7088 | Rate Constraint in MTons | FALSE | L | Annual | Allowances Banked | Thousand Tons | 0 | 0 | 0 | 0 | 0 | 0 | 0
CSAPR- NOX Annual- VA | 211 | 7088 | Rate Constraint in MTons | FALSE | L | Annual | Allowances Withdrawn (1:1) | Thousand Tons | 0 | 0 | 0 | 0 | 0 | 0 | 0
CSAPR- NOX Annual- VA | 211 | 7088 | Rate Constraint in MTons | FALSE | L | Annual | Allowances Withdrawn (n:1) | Thousand Tons | 0 | 0 | 0 | 0 | 0 | 0 | 0
CSAPR- NOX Annual- VA | 211 | 7088 | Rate Constraint in MTons | FALSE | L | Annual | Net Emissions Allowance Position | Thousand Tons | 2.4246 | 2.5524 | 2.0512 | 2.9684 | 1.5717 | 0.75272 | 0.78228
CSAPR- NOX Annual- VA | 211 | 7088 | Rate Constraint in MTons | FALSE | L | Annual | Fuel Consumed | TBtu | 420.5842 | 428.6032 | 383.2216 | 438.6505 | 307.3093 | 136.9398 | 142.3062
CSAPR- NOX Annual- VA | 211 | 7088 | Rate Constraint in MTons | FALSE | L | Annual | Rate | lb/MMBtu | 0.01153 | 0.01191 | 0.010705 | 0.013534 | 0.010229 | 0.010993 | 0.010994
CSAPR- NOX Annual- VA | 211 | 7088 | Rate Constraint in MTons | FALSE | L | Annual | Generation | TWh | 64.5415 | 65.9652 | 80.3601 | 137.8192 | 144.4345 | 240.1816 | 255.8528
CSAPR- NOX Annual- VA | 211 | 7088 | Rate Constraint in MTons | FALSE | L | Annual | Qualifying Generation | TWh | 57.5888 | 58.5185 | 52.7392 | 59.7438 | 42.5886 | 20.9166 | 21.7271
CSAPR- NOX Annual- VA | 211 | 7088 | Rate Constraint in MTons | FALSE | L | Annual | Rate | lb/MWh | 0.084204 | 0.087232 | 0.077787 | 0.09937 | 0.073807 | 0.071974 | 0.07201
CSAPR- NOX Annual- VA | 211 | 7088 | Rate Constraint in MTons | FALSE | L | Annual | Constraint Shadow Price | US2019$/Ton | 0 | 0 | 0 | 0 | 0 | 0 | 0
CSAPR- NOX Annual- WI | 212 | 7089 | Rate Constraint in MTons | FALSE | L | Annual | Seasons Included | Seasons | Winter, WintShld, Summer | Winter, WintShld, Summer | Winter, WintShld, Summer | Winter, WintShld, Summer | Winter, WintShld, Summer | Winter, WintShld, Summer | Winter, WintShld, Summer
CSAPR- NOX Annual- WI | 212 | 7089 | Rate Constraint in MTons | FALSE | L | Annual | Standard NOX | Thousand Tons | 38.7878 | 38.7878 | 38.7878 | 38.7878 | 38.7878 | 38.7878 | 38.7878
CSAPR- NOX Annual- WI | 212 | 7089 | Rate Constraint in MTons | FALSE | L | Annual | Emissions at Affected Plants NOX | Thousand Tons | 5.0692 | 5.2573 | 2.6409 | 2.3778 | 2.1795 | 1.1029 | 1.0985
CSAPR- NOX Annual- WI | 212 | 7089 | Rate Constraint in MTons | FALSE | L | Annual | Allowances Purchased NOX | Thousand Tons | 0 | 0 | 0 | 0 | 0 | 0 | 0
CSAPR- NOX Annual- WI | 212 | 7089 | Rate Constraint in MTons | FALSE | L | Annual | Allowances Sold NOX | Thousand Tons | 0 | 0 | 0 | 0 | 0 | 0 | 0
CSAPR- NOX Annual- WI | 212 | 7089 | Rate Constraint in MTons | FALSE | L | Annual | Allowances Banked | Thousand Tons | 0 | 0 | 0 | 0 | 0 | 0 | 0
CSAPR- NOX Annual- WI | 212 | 7089 | Rate Constraint in MTons | FALSE | L | Annual | Allowances Withdrawn (1:1) | Thousand Tons | 0 | 0 | 0 | 0 | 0 | 0 | 0
CSAPR- NOX Annual- WI | 212 | 7089 | Rate Constraint in MTons | FALSE | L | Annual | Allowances Withdrawn (n:1) | Thousand Tons | 0 | 0 | 0 | 0 | 0 | 0 | 0
CSAPR- NOX Annual- WI | 212 | 7089 | Rate Constraint in MTons | FALSE | L | Annual | Net Emissions Allowance Position | Thousand Tons | 5.0692 | 5.2573 | 2.6409 | 2.3778 | 2.1795 | 1.1029 | 1.0985
CSAPR- NOX Annual- WI | 212 | 7089 | Rate Constraint in MTons | FALSE | L | Annual | Fuel Consumed | TBtu | 326.0667 | 343.2343 | 281.1386 | 252.2956 | 194.0754 | 128.2066 | 127.8819
CSAPR- NOX Annual- WI | 212 | 7089 | Rate Constraint in MTons | FALSE | L | Annual | Rate | lb/MMBtu | 0.031093 | 0.030634 | 0.018787 | 0.018849 | 0.02246 | 0.017205 | 0.017179
CSAPR- NOX Annual- WI | 212 | 7089 | Rate Constraint in MTons | FALSE | L | Annual | Generation | TWh | 39.8566 | 41.8575 | 35.6369 | 32.402 | 24.4499 | 16.5496 | 16.3922
CSAPR- NOX Annual- WI | 212 | 7089 | Rate Constraint in MTons | FALSE | L | Annual | Qualifying Generation | TWh | 39.7841 | 41.7545 | 35.4336 | 32.1399 | 24.219 | 16.2465 | 16.1007
CSAPR- NOX Annual- WI | 212 | 7089 | Rate Constraint in MTons | FALSE | L | Annual | Rate | lb/MWh | 0.25484 | 0.25182 | 0.14906 | 0.14797 | 0.17998 | 0.13577 | 0.13645
CSAPR- NOX Annual- WI | 212 | 7089 | Rate Constraint in MTons | FALSE | L | Annual | Constraint Shadow Price | US2019$/Ton | 0 | 0 | 0 | 0 | 0 | 0 | 0
CSAPR- NOX Annual- WV | 213 | 7090 | Rate Constraint in MTons | FALSE | L | Annual | Seasons Included | Seasons | Winter, WintShld, Summer | Winter, WintShld, Summer | Winter, WintShld, Summer | Winter, WintShld, Summer | Winter, WintShld, Summer | Winter, WintShld, Summer | Winter, WintShld, Summer
CSAPR- NOX Annual- WV | 213 | 7090 | Rate Constraint in MTons | FALSE | L | Annual | Standard NOX | Thousand Tons | 64.4068 | 64.4068 | 64.4068 | 64.4068 | 64.4068 | 64.4068 | 64.4068
CSAPR- NOX Annual- WV | 213 | 7090 | Rate Constraint in MTons | FALSE | L | Annual | Emissions at Affected Plants NOX | Thousand Tons | 32.4234 | 30.873 | 26.7486 | 4.3293 | 3.8551 | 4.4112 | 4.4795
CSAPR- NOX Annual- WV | 213 | 7090 | Rate Constraint in MTons | FALSE | L | Annual | Allowances Purchased NOX | Thousand Tons | 0 | 0 | 0 | 0 | 0 | 0 | 0
CSAPR- NOX Annual- WV | 213 | 7090 | Rate Constraint in MTons | FALSE | L | Annual | Allowances Sold NOX | Thousand Tons | 0 | 0 | 0 | 0 | 0 | 0 | 0
CSAPR- NOX Annual- WV | 213 | 7090 | Rate Constraint in MTons | FALSE | L | Annual | Allowances Banked | Thousand Tons | 0 | 0 | 0 | 0 | 0 | 0 | 0
CSAPR- NOX Annual- WV | 213 | 7090 | Rate Constraint in MTons | FALSE | L | Annual | Allowances Withdrawn (1:1) | Thousand Tons | 0 | 0 | 0 | 0 | 0 | 0 | 0
CSAPR- NOX Annual- WV | 213 | 7090 | Rate Constraint in MTons | FALSE | L | Annual | Allowances Withdrawn (n:1) | Thousand Tons | 0 | 0 | 0 | 0 | 0 | 0 | 0
CSAPR- NOX Annual- WV | 213 | 7090 | Rate Constraint in MTons | FALSE | L | Annual | Net Emissions Allowance Position | Thousand Tons | 32.4234 | 30.873 | 26.7486 | 4.3293 | 3.8551 | 4.4112 | 4.4795
CSAPR- NOX Annual- WV | 213 | 7090 | Rate Constraint in MTons | FALSE | L | Annual | Fuel Consumed | TBtu | 683.1554 | 648.0163 | 654.4126 | 182.3322 | 193.2726 | 605.6897 | 618.0056
CSAPR- NOX Annual- WV | 213 | 7090 | Rate Constraint in MTons | FALSE | L | Annual | Rate | lb/MMBtu | 0.094922 | 0.095285 | 0.081748 | 0.047488 | 0.039893 | 0.014566 | 0.014497
CSAPR- NOX Annual- WV | 213 | 7090 | Rate Constraint in MTons | FALSE | L | Annual | Generation | TWh | 68.3631 | 64.8677 | 71.6965 | 72.1491 | 92.4628 | 208.5929 | 227.6505
CSAPR- NOX Annual- WV | 213 | 7090 | Rate Constraint in MTons | FALSE | L | Annual | Qualifying Generation | TWh | 68.3631 | 64.8677 | 66.0739 | 22.1727 | 24.6152 | 91.1349 | 92.9912
CSAPR- NOX Annual- WV | 213 | 7090 | Rate Constraint in MTons | FALSE | L | Annual | Rate | lb/MWh | 0.94856 | 0.95188 | 0.80966 | 0.3905 | 0.31323 | 0.096806 | 0.096342
CSAPR- NOX Annual- WV | 213 | 7090 | Rate Constraint in MTons | FALSE | L | Annual | Constraint Shadow Price | US2019$/Ton | 0 | 0 | 0 | 0 | 0 | 0 | 0
CSAPR Rule Constraint- NOX Annual | 214 | 7091 | Rate Constraint in MTons | FALSE | L | Annual | Seasons Included | Seasons | Winter, WintShld, Summer | Winter, WintShld, Summer | Winter, WintShld, Summer | Winter, WintShld, Summer | Winter, WintShld, Summer | Winter, WintShld, Summer | Winter, WintShld, Summer
CSAPR Rule Constraint- NOX Annual | 214 | 7091 | Rate Constraint in MTons | FALSE | L | Annual | Standard NOX | Thousand Tons | 1069.256 | 1069.256 | 1069.256 | 1069.256 | 1069.256 | 1069.256 | 1069.256
CSAPR Rule Constraint- NOX Annual | 214 | 7091 | Rate Constraint in MTons | FALSE | L | Annual | Emissions at Affected Plants NOX | Thousand Tons | 308.6676 | 276.2396 | 238.8978 | 184.8238 | 145.5384 | 95.6449 | 95.4344
CSAPR Rule Constraint- NOX Annual | 214 | 7091 | Rate Constraint in MTons | FALSE | L | Annual | Allowances Purchased NOX | Thousand Tons | 0 | 0 | 0 | 0 | 0 | 0 | 0
CSAPR Rule Constraint- NOX Annual | 214 | 7091 | Rate Constraint in MTons | FALSE | L | Annual | Allowances Sold NOX | Thousand Tons | 0 | 0 | 0 | 0 | 0 | 0 | 0
CSAPR Rule Constraint- NOX Annual | 214 | 7091 | Rate Constraint in MTons | FALSE | L | Annual | Allowances Banked | Thousand Tons | 0 | 0 | 0 | 0 | 0 | 0 | 0
CSAPR Rule Constraint- NOX Annual | 214 | 7091 | Rate Constraint in MTons | FALSE | L | Annual | Allowances Withdrawn (1:1) | Thousand Tons | 0 | 0 | 0 | 0 | 0 | 0 | 0
CSAPR Rule Constraint- NOX Annual | 214 | 7091 | Rate Constraint in MTons | FALSE | L | Annual | Allowances Withdrawn (n:1) | Thousand Tons | 0 | 0 | 0 | 0 | 0 | 0 | 0
CSAPR Rule Constraint- NOX Annual | 214 | 7091 | Rate Constraint in MTons | FALSE | L | Annual | Net Emissions Allowance Position | Thousand Tons | 308.6676 | 276.2396 | 238.8978 | 184.8238 | 145.5384 | 95.6449 | 95.4344
CSAPR Rule Constraint- NOX Annual | 214 | 7091 | Rate Constraint in MTons | FALSE | L | Annual | Fuel Consumed | TBtu | 10803.305 | 10420.59 | 10143.558 | 9018.1086 | 7955.946 | 7515.2188 | 7586.6804
CSAPR Rule Constraint- NOX Annual | 214 | 7091 | Rate Constraint in MTons | FALSE | L | Annual | Rate | lb/MMBtu | 0.057143 | 0.053018 | 0.047103 | 0.040989 | 0.036586 | 0.025454 | 0.025158
CSAPR Rule Constraint- NOX Annual | 214 | 7091 | Rate Constraint in MTons | FALSE | L | Annual | Generation | TWh | 1303.8666 | 1267.607 | 1266.8811 | 1173.2149 | 1065.313 | 1049.909 | 1060.46
CSAPR Rule Constraint- NOX Annual | 214 | 7091 | Rate Constraint in MTons | FALSE | L | Annual | Qualifying Generation | TWh | 1302.7196 | 1266.3785 | 1262.0583 | 1164.2692 | 1048.9111 | 1032.1336 | 1042.7324
CSAPR Rule Constraint- NOX Annual | 214 | 7091 | Rate Constraint in MTons | FALSE | L | Annual | Rate | lb/MWh | 0.47388 | 0.43627 | 0.37858 | 0.31749 | 0.2775 | 0.18533 | 0.18305
CSAPR Rule Constraint- NOX Annual | 214 | 7091 | Rate Constraint in MTons | FALSE | L | Annual | Constraint Shadow Price | US2019$/Ton | 0 | 0 | 0 | 0 | 0 | 0 | 0
CSAPR Rule Constraint- SO2 Annual- Region1 | 215 | 7092 | Rate Constraint in MTons | FALSE | L | Annual | Seasons Included | Seasons | Winter, WintShld, Summer | Winter, WintShld, Summer | Winter, WintShld, Summer | Winter, WintShld, Summer | Winter, WintShld, Summer | Winter, WintShld, Summer | Winter, WintShld, Summer
CSAPR Rule Constraint- SO2 Annual- Region1 | 215 | 7092 | Rate Constraint in MTons | FALSE | L | Annual | Standard SO2 | Thousand Tons | 1372.631 | 1372.631 | 1372.631 | 1372.631 | 1372.631 | 1372.631 | 1372.631
CSAPR Rule Constraint- SO2 Annual- Region1 | 215 | 7092 | Rate Constraint in MTons | FALSE | L | Annual | Emissions at Affected Plants SO2 | Thousand Tons | 328.4712 | 273.4836 | 235.6207 | 185.8256 | 117.4032 | 68.1648 | 67.9286
CSAPR Rule Constraint- SO2 Annual- Region1 | 215 | 7092 | Rate Constraint in MTons | FALSE | L | Annual | Allowances Purchased SO2 | Thousand Tons | 0 | 0 | 0 | 0 | 0 | 0 | 0
CSAPR Rule Constraint- SO2 Annual- Region1 | 215 | 7092 | Rate Constraint in MTons | FALSE | L | Annual | Allowances Sold SO2 | Thousand Tons | 0 | 0 | 0 | 0 | 0 | 0 | 0
CSAPR Rule Constraint- SO2 Annual- Region1 | 215 | 7092 | Rate Constraint in MTons | FALSE | L | Annual | Allowances Banked | Thousand Tons | 0 | 0 | 0 | 0 | 0 | 0 | 0
CSAPR Rule Constraint- SO2 Annual- Region1 | 215 | 7092 | Rate Constraint in MTons | FALSE | L | Annual | Allowances Withdrawn (1:1) | Thousand Tons | 0 | 0 | 0 | 0 | 0 | 0 | 0
CSAPR Rule Constraint- SO2 Annual- Region1 | 215 | 7092 | Rate Constraint in MTons | FALSE | L | Annual | Allowances Withdrawn (n:1) | Thousand Tons | 0 | 0 | 0 | 0 | 0 | 0 | 0
CSAPR Rule Constraint- SO2 Annual- Region1 | 215 | 7092 | Rate Constraint in MTons | FALSE | L | Annual | Net Emissions Allowance Position | Thousand Tons | 328.4712 | 273.4836 | 235.6207 | 185.8256 | 117.4032 | 68.1648 | 67.9286
CSAPR Rule Constraint- SO2 Annual- Region1 | 215 | 7092 | Rate Constraint in MTons | FALSE | L | Annual | Fuel Consumed | TBtu | 8562.2713 | 8217.5065 | 7962.766 | 6878.8129 | 5977.8829 | 5766.6098 | 5875.6571
CSAPR Rule Constraint- SO2 Annual- Region1 | 215 | 7092 | Rate Constraint in MTons | FALSE | L | Annual | Rate | lb/MMBtu | 0.076725 | 0.066561 | 0.059181 | 0.054028 | 0.039279 | 0.023641 | 0.023122
CSAPR Rule Constraint- SO2 Annual- Region1 | 215 | 7092 | Rate Constraint in MTons | FALSE | L | Annual | Generation | TWh | 1045.0534 | 1010.0526 | 1009.2878 | 908.9381 | 811.2185 | 824.6453 | 839.0356
CSAPR Rule Constraint- SO2 Annual- Region1 | 215 | 7092 | Rate Constraint in MTons | FALSE | L | Annual | Qualifying Generation | TWh | 1032.4167 | 997.4601 | 990.1833 | 892.1136 | 795.1472 | 805.3873 | 821.6799
CSAPR Rule Constraint- SO2 Annual- Region1 | 215 | 7092 | Rate Constraint in MTons | FALSE | L | Annual | Rate | lb/MWh | 0.63632 | 0.54836 | 0.47591 | 0.4166 | 0.2953 | 0.16927 | 0.16534
CSAPR Rule Constraint- SO2 Annual- Region1 | 215 | 7092 | Rate Constraint in MTons | FALSE | L | Annual | Constraint Shadow Price | US2019$/Ton | 0 | 0 | 0 | 0 | 0 | 0 | 0
CSAPR Rule Constraint- SO2 Annual- Region2 | 216 | 7093 | Rate Constraint in MTons | FALSE | L | Annual | Seasons Included | Seasons | Winter, WintShld, Summer | Winter, WintShld, Summer | Winter, WintShld, Summer | Winter, WintShld, Summer | Winter, WintShld, Summer | Winter, WintShld, Summer | Winter, WintShld, Summer
CSAPR Rule Constraint- SO2 Annual- Region2 | 216 | 7093 | Rate Constraint in MTons | FALSE | L | Annual | Standard SO2 | Thousand Tons | 597.579 | 597.579 | 597.579 | 597.579 | 597.579 | 597.579 | 597.579
CSAPR Rule Constraint- SO2 Annual- Region2 | 216 | 7093 | Rate Constraint in MTons | FALSE | L | Annual | Emissions at Affected Plants SO2 | Thousand Tons | 77.2676 | 69.6143 | 65.2991 | 63.4719 | 58.2285 | 57.3459 | 53.6182
CSAPR Rule Constraint- SO2 Annual- Region2 | 216 | 7093 | Rate Constraint in MTons | FALSE | L | Annual | Allowances Purchased SO2 | Thousand Tons | 0 | 0 | 0 | 0 | 0 | 0 | 0
CSAPR Rule Constraint- SO2 Annual- Region2 | 216 | 7093 | Rate Constraint in MTons | FALSE | L | Annual | Allowances Sold SO2 | Thousand Tons | 0 | 0 | 0 | 0 | 0 | 0 | 0
CSAPR Rule Constraint- SO2 Annual- Region2 | 216 | 7093 | Rate Constraint in MTons | FALSE | L | Annual | Allowances Banked | Thousand Tons | 0 | 0 | 0 | 0 | 0 | 0 | 0
CSAPR Rule Constraint- SO2 Annual- Region2 | 216 | 7093 | Rate Constraint in MTons | FALSE | L | Annual | Allowances Withdrawn (1:1) | Thousand Tons | 0 | 0 | 0 | 0 | 0 | 0 | 0
CSAPR Rule Constraint- SO2 Annual- Region2 | 216 | 7093 | Rate Constraint in MTons | FALSE | L | Annual | Allowances Withdrawn (n:1) | Thousand Tons | 0 | 0 | 0 | 0 | 0 | 0 | 0
CSAPR Rule Constraint- SO2 Annual- Region2 | 216 | 7093 | Rate Constraint in MTons | FALSE | L | Annual | Net Emissions Allowance Position | Thousand Tons | 77.2676 | 69.6143 | 65.2991 | 63.4719 | 58.2285 | 57.3459 | 53.6182
CSAPR Rule Constraint- SO2 Annual- Region2 | 216 | 7093 | Rate Constraint in MTons | FALSE | L | Annual | Fuel Consumed | TBtu | 2241.0337 | 2203.0835 | 2180.792 | 2139.2957 | 1978.0631 | 1748.609 | 1711.0233
CSAPR Rule Constraint- SO2 Annual- Region2 | 216 | 7093 | Rate Constraint in MTons | FALSE | L | Annual | Rate | lb/MMBtu | 0.068957 | 0.063197 | 0.059886 | 0.059339 | 0.058874 | 0.06559 | 0.062674
CSAPR Rule Constraint- SO2 Annual- Region2 | 216 | 7093 | Rate Constraint in MTons | FALSE | L | Annual | Generation | TWh | 290.6112 | 291.6735 | 319.4061 | 320.3841 | 315.1237 | 298.7852 | 294.5706
CSAPR Rule Constraint- SO2 Annual- Region2 | 216 | 7093 | Rate Constraint in MTons | FALSE | L | Annual | Qualifying Generation | TWh | 270.3029 | 268.9184 | 271.875 | 272.1556 | 253.7639 | 226.7463 | 221.0525
CSAPR Rule Constraint- SO2 Annual- Region2 | 216 | 7093 | Rate Constraint in MTons | FALSE | L | Annual | Rate | lb/MWh | 0.57171 | 0.51774 | 0.48036 | 0.46644 | 0.45892 | 0.50582 | 0.48512
CSAPR Rule Constraint- SO2 Annual- Region2 | 216 | 7093 | Rate Constraint in MTons | FALSE | L | Annual | Constraint Shadow Price | US2019$/Ton | 0 | 0 | 0 | 0 | 0 | 0 | 0
CSAPR- SO2 Annual- AL | 217 | 7094 | Rate Constraint in MTons | FALSE | L | Annual | Seasons Included | Seasons | Winter, WintShld, Summer | Winter, WintShld, Summer | Winter, WintShld, Summer | Winter, WintShld, Summer | Winter, WintShld, Summer | Winter, WintShld, Summer | Winter, WintShld, Summer
CSAPR- SO2 Annual- AL | 217 | 7094 | Rate Constraint in MTons | FALSE | L | Annual | Standard SO2 | Thousand Tons | 251.6444 | 251.6444 | 251.6444 | 251.6444 | 251.6444 | 251.6444 | 251.6444
CSAPR- SO2 Annual- AL | 217 | 7094 | Rate Constraint in MTons | FALSE | L | Annual | Emissions at Affected Plants SO2 | Thousand Tons | 2.0667 | 2.1165 | 2.2329 | 2.2337 | 2.2342 | 2.7025 | 1.9163
CSAPR- SO2 Annual- AL | 217 | 7094 | Rate Constraint in MTons | FALSE | L | Annual | Allowances Purchased SO2 | Thousand Tons | 0 | 0 | 0 | 0 | 0 | 0 | 0
CSAPR- SO2 Annual- AL | 217 | 7094 | Rate Constraint in MTons | FALSE | L | Annual | Allowances Sold SO2 | Thousand Tons | 0 | 0 | 0 | 0 | 0 | 0 | 0
CSAPR- SO2 Annual- AL | 217 | 7094 | Rate Constraint in MTons | FALSE | L | Annual | Allowances Banked | Thousand Tons | 0 | 0 | 0 | 0 | 0 | 0 | 0
CSAPR- SO2 Annual- AL | 217 | 7094 | Rate Constraint in MTons | FALSE | L | Annual | Allowances Withdrawn (1:1) | Thousand Tons | 0 | 0 | 0 | 0 | 0 | 0 | 0
CSAPR- SO2 Annual- AL | 217 | 7094 | Rate Constraint in MTons | FALSE | L | Annual | Allowances Withdrawn (n:1) | Thousand Tons | 0 | 0 | 0 | 0 | 0 | 0 | 0
CSAPR- SO2 Annual- AL | 217 | 7094 | Rate Constraint in MTons | FALSE | L | Annual | Net Emissions Allowance Position | Thousand Tons | 2.0667 | 2.1165 | 2.2329 | 2.2337 | 2.2342 | 2.7025 | 1.9163
CSAPR- SO2 Annual- AL | 217 | 7094 | Rate Constraint in MTons | FALSE | L | Annual | Fuel Consumed | TBtu | 721.621 | 741.3987 | 794.5873 | 787.9168 | 732.9385 | 636.6202 | 628.7987
CSAPR- SO2 Annual- AL | 217 | 7094 | Rate Constraint in MTons | FALSE | L | Annual | Rate | lb/MMBtu | 0.0057279 | 0.0057096 | 0.0056202 | 0.0056699 | 0.0060966 | 0.0084901 | 0.0060952
CSAPR- SO2 Annual- AL | 217 | 7094 | Rate Constraint in MTons | FALSE | L | Annual | Generation | TWh | 98.7257 | 101.2604 | 130.8416 | 145.8442 | 144.8945 | 146.2395 | 142.4974
CSAPR- SO2 Annual- AL | 217 | 7094 | Rate Constraint in MTons | FALSE | L | Annual | Qualifying Generation | TWh | 93.1642 | 95.3038 | 102.8874 | 104.1233 | 97.2597 | 85.9088 | 84.5916
CSAPR- SO2 Annual- AL | 217 | 7094 | Rate Constraint in MTons | FALSE | L | Annual | Rate | lb/MWh | 0.044367 | 0.044417 | 0.043404 | 0.042905 | 0.045943 | 0.062915 | 0.045308
CSAPR- SO2 Annual- AL | 217 | 7094 | Rate Constraint in MTons | FALSE | L | Annual | Constraint Shadow Price | US2019$/Ton | 0 | 0 | 0 | 0 | 0 | 0 | 0
CSAPR- SO2 Annual- GA | 218 | 7095 | Rate Constraint in MTons | FALSE | L | Annual | Seasons Included | Seasons | Winter, WintShld, Summer | Winter, WintShld, Summer | Winter, WintShld, Summer | Winter, WintShld, Summer | Winter, WintShld, Summer | Winter, WintShld, Summer | Winter, WintShld, Summer
CSAPR- SO2 Annual- GA | 218 | 7095 | Rate Constraint in MTons | FALSE | L | Annual | Standard SO2 | Thousand Tons | 159.9667 | 159.9667 | 159.9667 | 159.9667 | 159.9667 | 159.9667 | 159.9667
CSAPR- SO2 Annual- GA | 218 | 7095 | Rate Constraint in MTons | FALSE | L | Annual | Emissions at Affected Plants SO2 | Thousand Tons | 5.1757 | 5.9491 | 1.3451 | 1.3466 | 0.92528 | 0 | 0
CSAPR- SO2 Annual- GA | 218 | 7095 | Rate Constraint in MTons | FALSE | L | Annual | Allowances Purchased SO2 | Thousand Tons | 0 | 0 | 0 | 0 | 0 | 0 | 0
CSAPR- SO2 Annual- GA | 218 | 7095 | Rate Constraint in MTons | FALSE | L | Annual | Allowances Sold SO2 | Thousand Tons | 0 | 0 | 0 | 0 | 0 | 0 | 0
CSAPR- SO2 Annual- GA | 218 | 7095 | Rate Constraint in MTons | FALSE | L | Annual | Allowances Banked | Thousand Tons | 0 | 0 | 0 | 0 | 0 | 0 | 0
CSAPR- SO2 Annual- GA | 218 | 7095 | Rate Constraint in MTons | FALSE | L | Annual | Allowances Withdrawn (1:1) | Thousand Tons | 0 | 0 | 0 | 0 | 0 | 0 | 0
CSAPR- SO2 Annual- GA | 218 | 7095 | Rate Constraint in MTons | FALSE | L | Annual | Allowances Withdrawn (n:1) | Thousand Tons | 0 | 0 | 0 | 0 | 0 | 0 | 0
CSAPR- SO2 Annual- GA | 218 | 7095 | Rate Constraint in MTons | FALSE | L | Annual | Net Emissions Allowance Position | Thousand Tons | 5.1757 | 5.9491 | 1.3451 | 1.3466 | 0.92528 | 0 | 0
CSAPR- SO2 Annual- GA | 218 | 7095 | Rate Constraint in MTons | FALSE | L | Annual | Fuel Consumed | TBtu | 538.1148 | 575.6004 | 568.0901 | 632.705 | 594.6393 | 513.746 | 495.3979
CSAPR- SO2 Annual- GA | 218 | 7095 | Rate Constraint in MTons | FALSE | L | Annual | Rate | lb/MMBtu | 0.019236 | 0.020671 | 0.0047356 | 0.0042565 | 0.0031121 | 0 | 0
CSAPR- SO2 Annual- GA | 218 | 7095 | Rate Constraint in MTons | FALSE | L | Annual | Generation | TWh | 99.7257 | 103.5199 | 129.4967 | 143.5213 | 141.3733 | 141.4988 | 134.3417
CSAPR- SO2 Annual- GA | 218 | 7095 | Rate Constraint in MTons | FALSE | L | Annual | Qualifying Generation | TWh | 70.5375 | 74.3349 | 76.1324 | 86.2424 | 83.2769 | 73.4784 | 70.4166
CSAPR- SO2 Annual- GA | 218 | 7095 | Rate Constraint in MTons | FALSE | L | Annual | Rate | lb/MWh | 0.14675 | 0.16006 | 0.035337 | 0.031227 | 0.022222 | 0 | 0
CSAPR- SO2 Annual- GA | 218 | 7095 | Rate Constraint in MTons | FALSE | L | Annual | Constraint Shadow Price | US2019$/Ton | 0 | 0 | 0 | 0 | 0 | 0 | 0
CSAPR- SO2 Annual- IA | 219 | 7096 | Rate Constraint in MTons | FALSE | L | Annual | Seasons Included | Seasons | Winter, WintShld, Summer | Winter, WintShld, Summer | Winter, WintShld, Summer | Winter, WintShld, Summer | Winter, WintShld, Summer | Winter, WintShld, Summer | Winter, WintShld, Summer
CSAPR- SO2 Annual- IA | 219 | 7096 | Rate Constraint in MTons | FALSE | L | Annual | Standard SO2 | Thousand Tons | 88.7171 | 88.7171 | 88.7171 | 88.7171 | 88.7171 | 88.7171 | 88.7171
CSAPR- SO2 Annual- IA | 219 | 7096 | Rate Constraint in MTons | FALSE | L | Annual | Emissions at Affected Plants SO2 | Thousand Tons | 11.156 | 11.2766 | 9.5528 | 9.2301 | 8.5324 | 5.0374 | 5.0477
CSAPR- SO2 Annual- IA | 219 | 7096 | Rate Constraint in MTons | FALSE | L | Annual | Allowances Purchased SO2 | Thousand Tons | 0 | 0 | 0 | 0 | 0 | 0 | 0
CSAPR- SO2 Annual- IA | 219 | 7096 | Rate Constraint in MTons | FALSE | L | Annual | Allowances Sold SO2 | Thousand Tons | 0 | 0 | 0 | 0 | 0 | 0 | 0
CSAPR- SO2 Annual- IA | 219 | 7096 | Rate Constraint in MTons | FALSE | L | Annual | Allowances Banked | Thousand Tons | 0 | 0 | 0 | 0 | 0 | 0 | 0
CSAPR- SO2 Annual- IA | 219 | 7096 | Rate Constraint in MTons | FALSE | L | Annual | Allowances Withdrawn (1:1) | Thousand Tons | 0 | 0 | 0 | 0 | 0 | 0 | 0
CSAPR- SO2 Annual- IA | 219 | 7096 | Rate Constraint in MTons | FALSE | L | Annual | Allowances Withdrawn (n:1) | Thousand Tons | 0 | 0 | 0 | 0 | 0 | 0 | 0
CSAPR- SO2 Annual- IA | 219 | 7096 | Rate Constraint in MTons | FALSE | L | Annual | Net Emissions Allowance Position | Thousand Tons | 11.156 | 11.2766 | 9.5528 | 9.2301 | 8.5324 | 5.0374 | 5.0477
CSAPR- SO2 Annual- IA | 219 | 7096 | Rate Constraint in MTons | FALSE | L | Annual | Fuel Consumed | TBtu | 381.4442 | 397.1564 | 330.1059 | 316.1892 | 271.691 | 166.4159 | 166.284
CSAPR- SO2 Annual- IA | 219 | 7096 | Rate Constraint in MTons | FALSE | L | Annual | Rate | lb/MMBtu | 0.058494 | 0.056787 | 0.057877 | 0.058383 | 0.06281 | 0.06054 | 0.060712
CSAPR- SO2 Annual- IA | 219 | 7096 | Rate Constraint in MTons | FALSE | L | Annual | Generation | TWh | 45.7649 | 49.3068 | 43.4885 | 40.6227 | 33.1342 | 21.2146 | 20.9507
CSAPR- SO2 Annual- IA | 219 | 7096 | Rate Constraint in MTons | FALSE | L | Annual | Qualifying Generation | TWh | 40.7459 | 42.7225 | 35.6578 | 34.1007 | 28.697 | 18.1286 | 18.1289
CSAPR- SO2 Annual- IA | 219 | 7096 | Rate Constraint in MTons | FALSE | L | Annual | Rate | lb/MWh | 0.54759 | 0.5279 | 0.5358 | 0.54134 | 0.59466 | 0.55574 | 0.55687
CSAPR- SO2 Annual- IA | 219 | 7096 | Rate Constraint in MTons | FALSE | L | Annual | Constraint Shadow Price | US2019$/Ton | 0 | 0 | 0 | 0 | 0 | 0 | 0
CSAPR- SO2 Annual- IL | 220 | 7097 | Rate Constraint in MTons | FALSE | L | Annual | Seasons Included | Seasons | Winter, WintShld, Summer | Winter, WintShld, Summer | Winter, WintShld, Summer | Winter, WintShld, Summer | Winter, WintShld, Summer | Winter, WintShld, Summer | Winter, WintShld, Summer
CSAPR- SO2 Annual- IL | 220 | 7097 | Rate Constraint in MTons | FALSE | L | Annual | Standard SO2 | Thousand Tons | 146.4651 | 146.4651 | 146.4651 | 146.4651 | 146.4651 | 146.4651 | 146.4651
CSAPR- SO2 Annual- IL | 220 | 7097 | Rate Constraint in MTons | FALSE | L | Annual | Emissions at Affected Plants SO2 | Thousand Tons | 10.1212 | 9.9403 | 11.5617 | 9.5161 | 0.31277 | 0 | 0
CSAPR- SO2 Annual- IL | 220 | 7097 | Rate Constraint in MTons | FALSE | L | Annual | Allowances Purchased SO2 | Thousand Tons | 0 | 0 | 0 | 0 | 0 | 0 | 0
CSAPR- SO2 Annual- IL | 220 | 7097 | Rate Constraint in MTons | FALSE | L | Annual | Allowances Sold SO2 | Thousand Tons | 0 | 0 | 0 | 0 | 0 | 0 | 0
CSAPR- SO2 Annual- IL | 220 | 7097 | Rate Constraint in MTons | FALSE | L | Annual | Allowances Banked | Thousand Tons | 0 | 0 | 0 | 0 | 0 | 0 | 0
CSAPR- SO2 Annual- IL | 220 | 7097 | Rate Constraint in MTons | FALSE | L | Annual | Allowances Withdrawn (1:1) | Thousand Tons | 0 | 0 | 0 | 0 | 0 | 0 | 0
CSAPR- SO2 Annual- IL | 220 | 7097 | Rate Constraint in MTons | FALSE | L | Annual | Allowances Withdrawn (n:1) | Thousand Tons | 0 | 0 | 0 | 0 | 0 | 0 | 0
CSAPR- SO2 Annual- IL | 220 | 7097 | Rate Constraint in MTons | FALSE | L | Annual | Net Emissions Allowance Position | Thousand Tons | 10.1212 | 9.9403 | 11.5617 | 9.5161 | 0.31277 | 0 | 0
CSAPR- SO2 Annual- IL | 220 | 7097 | Rate Constraint in MTons | FALSE | L | Annual | Fuel Consumed | TBtu | 417.7737 | 437.0204 | 512.5373 | 439.484 | 78.6589 | 79.8779 | 83.9226
CSAPR- SO2 Annual- IL | 220 | 7097 | Rate Constraint in MTons | FALSE | L | Annual | Rate | lb/MMBtu | 0.048453 | 0.045491 | 0.045116 | 0.043306 | 0.0079526 | 0 | 0
CSAPR- SO2 Annual- IL | 220 | 7097 | Rate Constraint in MTons | FALSE | L | Annual | Generation | TWh | 60.2582 | 64.3069 | 86.3371 | 77.0269 | 37.1191 | 46.4796 | 42.1338
CSAPR- SO2 Annual- IL | 220 | 7097 | Rate Constraint in MTons | FALSE | L | Annual | Qualifying Generation | TWh | 51.3763 | 54.003 | 61.5956 | 53.6607 | 10.7741 | 11.3702 | 11.9329
CSAPR- SO2 Annual- IL | 220 | 7097 | Rate Constraint in MTons | FALSE | L | Annual | Rate | lb/MWh | 0.394 | 0.36814 | 0.37541 | 0.35468 | 0.05806 | 0 | 0
CSAPR- SO2 Annual- IL | 220 | 7097 | Rate Constraint in MTons | FALSE | L | Annual | Constraint Shadow Price | US2019$/Ton | 0 | 0 | 0 | 0 | 0 | 0 | 0
CSAPR- SO2 Annual- IN | 221 | 7098 | Rate Constraint in MTons | FALSE | L | Annual | Seasons Included | Seasons | Winter, WintShld, Summer | Winter, WintShld, Summer | Winter, WintShld, Summer | Winter, WintShld, Summer | Winter, WintShld, Summer | Winter, WintShld, Summer | Winter, WintShld, Summer
CSAPR- SO2 Annual- IN | 221 | 7098 | Rate Constraint in MTons | FALSE | L | Annual | Standard SO2 | Thousand Tons | 196.4098 | 196.4098 | 196.4098 | 196.4098 | 196.4098 | 196.4098 | 196.4098
CSAPR- SO2 Annual- IN | 221 | 7098 | Rate Constraint in MTons | FALSE | L | Annual | Emissions at Affected Plants SO2 | Thousand Tons | 37.4559 | 35.7414 | 19.5596 | 12.7077 | 8.5927 | 2.74 | 2.74
CSAPR- SO2 Annual- IN | 221 | 7098 | Rate Constraint in MTons | FALSE | L | Annual | Allowances Purchased SO2 | Thousand Tons | 0 | 0 | 0 | 0 | 0 | 0 | 0
CSAPR- SO2 Annual- IN | 221 | 7098 | Rate Constraint in MTons | FALSE | L | Annual | Allowances Sold SO2 | Thousand Tons | 0 | 0 | 0 | 0 | 0 | 0 | 0
CSAPR- SO2 Annual- IN | 221 | 7098 | Rate Constraint in MTons | FALSE | L | Annual | Allowances Banked | Thousand Tons | 0 | 0 | 0 | 0 | 0 | 0 | 0
CSAPR- SO2 Annual- IN | 221 | 7098 | Rate Constraint in MTons | FALSE | L | Annual | Allowances Withdrawn (1:1) | Thousand Tons | 0 | 0 | 0 | 0 | 0 | 0 | 0
CSAPR- SO2 Annual- IN | 221 | 7098 | Rate Constraint in MTons | FALSE | L | Annual | Allowances Withdrawn (n:1) | Thousand Tons | 0 | 0 | 0 | 0 | 0 | 0 | 0
CSAPR- SO2 Annual- IN | 221 | 7098 | Rate Constraint in MTons | FALSE | L | Annual | Net Emissions Allowance Position | Thousand Tons | 37.4559 | 35.7414 | 19.5596 | 12.7077 | 8.5927 | 2.74 | 2.74
CSAPR- SO2 Annual- IN | 221 | 7098 | Rate Constraint in MTons | FALSE | L | Annual | Fuel Consumed | TBtu | 729.3067 | 721.8234 | 574.5152 | 537.2858 | 433.0778 | 297.5285 | 311.2573
CSAPR- SO2 Annual- IN | 221 | 7098 | Rate Constraint in MTons | FALSE | L | Annual | Rate | lb/MMBtu | 0.10272 | 0.099031 | 0.068091 | 0.047303 | 0.039682 | 0.018418 | 0.017606
CSAPR- SO2 Annual- IN | 221 | 7098 | Rate Constraint in MTons | FALSE | L | Annual | Generation | TWh | 77.1877 | 76.6737 | 69.2685 | 113.8214 | 121.8516 | 110.7889 | 131.6308
CSAPR- SO2 Annual- IN | 221 | 7098 | Rate Constraint in MTons | FALSE | L | Annual | Qualifying Generation | TWh | 77.0795 | 76.5541 | 63.3803 | 62.9197 | 53.3641 | 39.0464 | 41.1528
CSAPR- SO2 Annual- IN | 221 | 7098 | Rate Constraint in MTons | FALSE | L | Annual | Rate | lb/MWh | 0.97188 | 0.93376 | 0.61721 | 0.40393 | 0.32204 | 0.14034 | 0.13316
CSAPR- SO2 Annual- IN | 221 | 7098 | Rate Constraint in MTons | FALSE | L | Annual | Constraint Shadow Price | US2019$/Ton | 0 | 0 | 0 | 0 | 0 | 0 | 0
CSAPR- SO2 Annual- KS | 222 | 7099 | Rate Constraint in MTons | FALSE | L | Annual | Seasons Included | Seasons | Winter, WintShld, Summer | Winter, WintShld, Summer | Winter, WintShld, Summer | Winter, WintShld, Summer | Winter, WintShld, Summer | Winter, WintShld, Summer | Winter, WintShld, Summer
CSAPR- SO2 Annual- KS | 222 | 7099 | Rate Constraint in MTons | FALSE | L | Annual | Standard SO2 | Thousand Tons | 49.5364 | 49.5364 | 49.5364 | 49.5364 | 49.5364 | 49.5364 | 49.5364
CSAPR- SO2 Annual- KS | 222 | 7099 | Rate Constraint in MTons | FALSE | L | Annual | Emissions at Affected Plants SO2 | Thousand Tons | 2.7594 | 2.1774 | 1.2343 | 0.80208 | 0.69147 | 0 | 0
CSAPR- SO2 Annual- KS | 222 | 7099 | Rate Constraint in MTons | FALSE | L | Annual | Allowances Purchased SO2 | Thousand Tons | 0 | 0 | 0 | 0 | 0 | 0 | 0
CSAPR- SO2 Annual- KS | 222 | 7099 | Rate Constraint in MTons | FALSE | L | Annual | Allowances Sold SO2 | Thousand Tons | 0 | 0 | 0 | 0 | 0 | 0 | 0
CSAPR- SO2 Annual- KS | 222 | 7099 | Rate Constraint in MTons | FALSE | L | Annual | Allowances Banked | Thousand Tons | 0 | 0 | 0 | 0 | 0 | 0 | 0
CSAPR- SO2 Annual- KS | 222 | 7099 | Rate Constraint in MTons | FALSE | L | Annual | Allowances Withdrawn (1:1) | Thousand Tons | 0 | 0 | 0 | 0 | 0 | 0 | 0
CSAPR- SO2 Annual- KS | 222 | 7099 | Rate Constraint in MTons | FALSE | L | Annual | Allowances Withdrawn (n:1) | Thousand Tons | 0 | 0 | 0 | 0 | 0 | 0 | 0
CSAPR- SO2 Annual- KS | 222 | 7099 | Rate Constraint in MTons | FALSE | L | Annual | Net Emissions Allowance Position | Thousand Tons | 2.7594 | 2.1774 | 1.2343 | 0.80208 | 0.69147 | 0 | 0
CSAPR- SO2 Annual- KS | 222 | 7099 | Rate Constraint in MTons | FALSE | L | Annual | Fuel Consumed | TBtu | 147.7052 | 122.5201 | 32.6019 | 21.7237 | 19.3897 | 9.7537 | 7.568
CSAPR- SO2 Annual- KS | 222 | 7099 | Rate Constraint in MTons | FALSE | L | Annual | Rate | lb/MMBtu | 0.037363 | 0.035543 | 0.075721 | 0.073843 | 0.071323 | 0 | 0
CSAPR- SO2 Annual- KS | 222 | 7099 | Rate Constraint in MTons | FALSE | L | Annual | Generation | TWh | 13.8082 | 11.5929 | 3.1388 | 2.0931 | 1.9653 | 1.3924 | 1.1459
CSAPR- SO2 Annual- KS | 222 | 7099 | Rate Constraint in MTons | FALSE | L | Annual | Qualifying Generation | TWh | 13.8082 | 11.5929 | 3.1388 | 2.0931 | 1.8633 | 1.0459 | 0.82198
CSAPR- SO2 Annual- KS | 222 | 7099 | Rate Constraint in MTons | FALSE | L | Annual | Rate | lb/MWh | 0.39967 | 0.37564 | 0.78648 | 0.7664 | 0.74219 | 0 | 0
CSAPR- SO2 Annual- KS | 222 | 7099 | Rate Constraint in MTons | FALSE | L | Annual | Constraint Shadow Price | US2019$/Ton | 0 | 0 | 0 | 0 | 0 | 0 | 0
CSAPR- SO2 Annual- KY | 223 | 7100 | Rate Constraint in MTons | FALSE | L | Annual | Seasons Included | Seasons | Winter, WintShld, Summer | Winter, WintShld, Summer | Winter, WintShld, Summer | Winter, WintShld, Summer | Winter, WintShld, Summer | Winter, WintShld, Summer | Winter, WintShld, Summer
CSAPR- SO2 Annual- KY | 223 | 7100 | Rate Constraint in MTons | FALSE | L | Annual | Standard SO2 | Thousand Tons | 125.4151 | 125.4151 | 125.4151 | 125.4151 | 125.4151 | 125.4151 | 125.4151
CSAPR- SO2 Annual- KY | 223 | 7100 | Rate Constraint in MTons | FALSE | L | Annual | Emissions at Affected Plants SO2 | Thousand Tons | 26.4273 | 26.8996 | 9.1725 | 8.5588 | 3.5146 | 1.6653 | 1.7989
CSAPR- SO2 Annual- KY | 223 | 7100 | Rate Constraint in MTons | FALSE | L | Annual | Allowances Purchased SO2 | Thousand Tons | 0 | 0 | 0 | 0 | 0 | 0 | 0
CSAPR- SO2 Annual- KY | 223 | 7100 | Rate Constraint in MTons | FALSE | L | Annual | Allowances Sold SO2 | Thousand Tons | 0 | 0 | 0 | 0 | 0 | 0 | 0
CSAPR- SO2 Annual- KY | 223 | 7100 | Rate Constraint in MTons | FALSE | L | Annual | Allowances Banked | Thousand Tons | 0 | 0 | 0 | 0 | 0 | 0 | 0
CSAPR- SO2 Annual- KY | 223 | 7100 | Rate Constraint in MTons | FALSE | L | Annual | Allowances Withdrawn (1:1) | Thousand Tons | 0 | 0 | 0 | 0 | 0 | 0 | 0
CSAPR- SO2 Annual- KY | 223 | 7100 | Rate Constraint in MTons | FALSE | L | Annual | Allowances Withdrawn (n:1) | Thousand Tons | 0 | 0 | 0 | 0 | 0 | 0 | 0
CSAPR- SO2 Annual- KY | 223 | 7100 | Rate Constraint in MTons | FALSE | L | Annual | Net Emissions Allowance Position | Thousand Tons | 26.4273 | 26.8996 | 9.1725 | 8.5588 | 3.5146 | 1.6653 | 1.7989
CSAPR- SO2 Annual- KY | 223 | 7100 | Rate Constraint in MTons | FALSE | L | Annual | Fuel Consumed | TBtu | 563.0597 | 558.997 | 471.3238 | 495.4759 | 471.448 | 464.0262 | 469.4225
CSAPR- SO2 Annual- KY | 223 | 7100 | Rate Constraint in MTons | FALSE | L | Annual | Rate | lb/MMBtu | 0.09387 | 0.096243 | 0.038922 | 0.034548 | 0.01491 | 0.0071776 | 0.0076644
CSAPR- SO2 Annual- KY | 223 | 7100 | Rate Constraint in MTons | FALSE | L | Annual | Generation | TWh | 68.3168 | 68.6029 | 83.4847 | 138.5887 | 160.4146 | 175.8557 | 192.4536
CSAPR- SO2 Annual- KY | 223 | 7100 | Rate Constraint in MTons | FALSE | L | Annual | Qualifying Generation | TWh | 60.6636 | 60.3576 | 55.7324 | 61.596 | 64.329 | 66.9417 | 67.7801
CSAPR- SO2 Annual- KY | 223 | 7100 | Rate Constraint in MTons | FALSE | L | Annual | Rate | lb/MWh | 0.87127 | 0.89134 | 0.32916 | 0.2779 | 0.10927 | 0.049753 | 0.053081
CSAPR- SO2 Annual- KY | 223 | 7100 | Rate Constraint in MTons | FALSE | L | Annual | Constraint Shadow Price | US2019$/Ton | 0 | 0 | 0 | 0 | 0 | 0 | 0
CSAPR- SO2 Annual- MD | 224 | 7101 | Rate Constraint in MTons | FALSE | L | Annual | Seasons Included | Seasons | Winter, WintShld, Summer | Winter, WintShld, Summer | Winter, WintShld, Summer | Winter, WintShld, Summer | Winter, WintShld, Summer | Winter, WintShld, Summer | Winter, WintShld, Summer
CSAPR- SO2 Annual- MD | 224 | 7101 | Rate Constraint in MTons | FALSE | L | Annual | Standard SO2 | Thousand Tons | 33.2795 | 33.2795 | 33.2795 | 33.2795 | 33.2795 | 33.2795 | 33.2795
CSAPR- SO2 Annual- MD | 224 | 7101 | Rate Constraint in MTons | FALSE | L | Annual | Emissions at Affected Plants SO2 | Thousand Tons | 0.27156 | 0.20078 | 0.21621 | 0.81401 | 0.6204 | 0.50151 | 0.50144
CSAPR- SO2 Annual- MD | 224 | 7101 | Rate Constraint in MTons | FALSE | L | Annual | Allowances Purchased SO2 | Thousand Tons | 0 | 0 | 0 | 0 | 0 | 0 | 0
CSAPR- SO2 Annual- MD | 224 | 7101 | Rate Constraint in MTons | FALSE | L | Annual | Allowances Sold SO2 | Thousand Tons | 0 | 0 | 0 | 0 | 0 | 0 | 0
CSAPR- SO2 Annual- MD | 224 | 7101 | Rate Constraint in MTons | FALSE | L | Annual | Allowances Banked | Thousand Tons | 0 | 0 | 0 | 0 | 0 | 0 | 0
CSAPR- SO2 Annual- MD | 224 | 7101 | Rate Constraint in MTons | FALSE | L | Annual | Allowances Withdrawn (1:1) | Thousand Tons | 0 | 0 | 0 | 0 | 0 | 0 | 0
CSAPR- SO2 Annual- MD | 224 | 7101 | Rate Constraint in MTons | FALSE | L | Annual | Allowances Withdrawn (n:1) | Thousand Tons | 0 | 0 | 0 | 0 | 0 | 0 | 0
CSAPR- SO2 Annual- MD | 224 | 7101 | Rate Constraint in MTons | FALSE | L | Annual | Net Emissions Allowance Position | Thousand Tons | 0.27156 | 0.20078 | 0.21621 | 0.81401 | 0.6204 | 0.50151 | 0.50144
CSAPR- SO2 Annual- MD | 224 | 7101 | Rate Constraint in MTons | FALSE | L | Annual | Fuel Consumed | TBtu | 135.6818 | 140.8765 | 146.9798 | 154.0078 | 152.4371 | 139.9729 | 139.0975
CSAPR- SO2 Annual- MD | 224 | 7101 | Rate Constraint in MTons | FALSE | L | Annual | Rate | lb/MMBtu | 0.0040029 | 0.0028504 | 0.002942 | 0.010571 | 0.0081398 | 0.0071658 | 0.0072099
CSAPR- SO2 Annual- MD | 224 | 7101 | Rate Constraint in MTons | FALSE | L | Annual | Generation | TWh | 18.8093 | 19.5929 | 20.5194 | 22.1286 | 23.1013 | 136.5491 | 134.3214
CSAPR- SO2 Annual- MD | 224 | 7101 | Rate Constraint in MTons | FALSE | L | Annual | Qualifying Generation | TWh | 18.8093 | 19.5929 | 20.5194 | 21.3213 | 21.138 | 19.7781 | 19.6
CSAPR- SO2 Annual- MD | 224 | 7101 | Rate Constraint in MTons | FALSE | L | Annual | Rate | lb/MWh | 0.028875 | 0.020495 | 0.021074 | 0.076356 | 0.0587 | 0.050713 | 0.051167
CSAPR- SO2 Annual- MD | 224 | 7101 | Rate Constraint in MTons | FALSE | L | Annual | Constraint Shadow Price | US2019$/Ton | 0 | 0 | 0 | 0 | 0 | 0 | 0
CSAPR- SO2 Annual- MI | 225 | 7102 | Rate Constraint in MTons | FALSE | L | Annual | Seasons Included | Seasons | Winter, WintShld, Summer | Winter, WintShld, Summer | Winter, WintShld, Summer | Winter, WintShld, Summer | Winter, WintShld, Summer | Winter, WintShld, Summer | Winter, WintShld, Summer
CSAPR- SO2 Annual- MI | 225 | 7102 | Rate Constraint in MTons | FALSE | L | Annual | Standard SO2 | Thousand Tons | 169.9141 | 169.9141 | 169.9141 | 169.9141 | 169.9141 | 169.9141 | 169.9141
CSAPR- SO2 Annual- MI | 225 | 7102 | Rate Constraint in MTons | FALSE | L | Annual | Emissions at Affected Plants SO2 | Thousand Tons | 34.5424 | 13.5604 | 13.5084 | 0.25368 | 0.25368 | 0.25368 | 0.25368
CSAPR- SO2 Annual- MI | 225 | 7102 | Rate Constraint in MTons | FALSE | L | Annual | Allowances Purchased SO2 | Thousand Tons | 0 | 0 | 0 | 0 | 0 | 0 | 0
CSAPR- SO2 Annual- MI | 225 | 7102 | Rate Constraint in MTons | FALSE | L | Annual | Allowances Sold SO2 | Thousand Tons | 0 | 0 | 0 | 0 | 0 | 0 | 0
CSAPR- SO2 Annual- MI | 225 | 7102 | Rate Constraint in MTons | FALSE | L | Annual | Allowances Banked | Thousand Tons | 0 | 0 | 0 | 0 | 0 | 0 | 0
CSAPR- SO2 Annual- MI | 225 | 7102 | Rate Constraint in MTons | FALSE | L | Annual | Allowances Withdrawn (1:1) | Thousand Tons | 0 | 0 | 0 | 0 | 0 | 0 | 0
CSAPR- SO2 Annual- MI | 225 | 7102 | Rate Constraint in MTons | FALSE | L | Annual | Allowances Withdrawn (n:1) | Thousand Tons | 0 | 0 | 0 | 0 | 0 | 0 | 0
CSAPR- SO2 Annual- MI | 225 | 7102 | Rate Constraint in MTons | FALSE | L | Annual | Net Emissions Allowance Position | Thousand Tons | 34.5424 | 13.5604 | 13.5084 | 0.25368 | 0.25368 | 0.25368 | 0.25368
CSAPR- SO2 Annual- MI | 225 | 7102 | Rate Constraint in MTons | FALSE | L | Annual | Fuel Consumed | TBtu | 684.2405 | 652.5286 | 694.4316 | 452.5993 | 482.8319 | 478.8798 | 520.7807
CSAPR- SO2 Annual- MI | 225 | 7102 | Rate Constraint in MTons | FALSE | L | Annual | Rate | lb/MMBtu | 0.10097 | 0.041563 | 0.038905 | 0.001121 | 0.0010508 | 0.0010595 | 0.00097425
CSAPR- SO2 Annual- MI | 225 | 7102 | Rate Constraint in MTons | FALSE | L | Annual | Generation | TWh | 84.0191 | 82.3377 | 98.7803 | 124.0541 | 148.3857 | 151.8597 | 179.6466
CSAPR- SO2 Annual- MI | 225 | 7102 | Rate Constraint in MTons | FALSE | L | Annual | Qualifying Generation | TWh | 82.5814 | 80.2968 | 88.3339 | 63.752 | 68.6935 | 68.5594 | 74.9503
CSAPR- SO2 Annual- MI | 225 | 7102 | Rate Constraint in MTons | FALSE | L | Annual | Rate | lb/MWh | 0.83657 | 0.33776 | 0.30585 | 0.0079585 | 0.007386 | 0.0074004 | 0.0067694
CSAPR- SO2 Annual- MI | 225 | 7102 | Rate Constraint in MTons | FALSE | L | Annual | Constraint Shadow Price | US2019$/Ton | 0 | 0 | 0 | 0 | 0 | 0 | 0
CSAPR- SO2 Annual- MN | 226 | 7103 | Rate Constraint in MTons | FALSE | L | Annual | Seasons Included | Seasons | Winter, WintShld, Summer | Winter, WintShld, Summer | Winter, WintShld, Summer | Winter, WintShld, Summer | Winter, WintShld, Summer | Winter, WintShld, Summer | Winter, WintShld, Summer
CSAPR- SO2 Annual- MN | 226 | 7103 | Rate Constraint in MTons | FALSE | L | Annual | Standard SO2 | Thousand Tons | 49.5376 | 49.5376 | 49.5376 | 49.5376 | 49.5376 | 49.5376 | 49.5376
CSAPR- SO2 Annual- MN | 226 | 7103 | Rate Constraint in MTons | FALSE | L | Annual | Emissions at Affected Plants SO2 | Thousand Tons | 7.6589 | 2.9689 | 2.5373 | 2.5373 | 1.945 | 1.945 | 1.9451
CSAPR- SO2 Annual- MN | 226 | 7103 | Rate Constraint in MTons | FALSE | L | Annual | Allowances Purchased SO2 | Thousand Tons | 0 | 0 | 0 | 0 | 0 | 0 | 0
CSAPR- SO2 Annual- MN | 226 | 7103 | Rate Constraint in MTons | FALSE | L | Annual | Allowances Sold SO2 | Thousand Tons | 0 | 0 | 0 | 0 | 0 | 0 | 0
CSAPR- SO2 Annual- MN | 226 | 7103 | Rate Constraint in MTons | FALSE | L | Annual | Allowances Banked | Thousand Tons | 0 | 0 | 0 | 0 | 0 | 0 | 0
CSAPR- SO2 Annual- MN | 226 | 7103 | Rate Constraint in MTons | FALSE | L | Annual | Allowances Withdrawn (1:1) | Thousand Tons | 0 | 0 | 0 | 0 | 0 | 0 | 0
CSAPR- SO2 Annual- MN | 226 | 7103 | Rate Constraint in MTons | FALSE | L | Annual | Allowances Withdrawn (n:1) | Thousand Tons | 0 | 0 | 0 | 0 | 0 | 0 | 0
CSAPR- SO2 Annual- MN | 226 | 7103 | Rate Constraint in MTons | FALSE | L | Annual | Net Emissions Allowance Position | Thousand Tons | 7.6589 | 2.9689 | 2.5373 | 2.5373 | 1.945 | 1.945 | 1.9451
CSAPR- SO2 Annual- MN | 226 | 7103 | Rate Constraint in MTons | FALSE | L | Annual | Fuel Consumed | TBtu | 186.1997 | 125.7906 | 81.2038 | 49.8789 | 35.743 | 38.9379 | 36.6885
CSAPR- SO2 Annual- MN | 226 | 7103 | Rate Constraint in MTons | FALSE | L | Annual | Rate | lb/MMBtu | 0.082266 | 0.047204 | 0.062491 | 0.10174 | 0.10883 | 0.099902 | 0.10603
CSAPR- SO2 Annual- MN | 226 | 7103 | Rate Constraint in MTons | FALSE | L | Annual | Generation | TWh | 23.157 | 20.1223 | 26.3251 | 21.9692 | 26.4089 | 31.4039 | 35.966
CSAPR- SO2 Annual- MN | 226 | 7103 | Rate Constraint in MTons | FALSE | L | Annual | Qualifying Generation | TWh | 20.561 | 15.2027 | 10.7164 | 6.5028 | 4.6022 | 4.9924 | 4.6982
CSAPR- SO2 Annual- MN | 226 | 7103 | Rate Constraint in MTons | FALSE | L | Annual | Rate | lb/MWh | 0.74499 | 0.39058 | 0.47353 | 0.78036 | 0.84525 | 0.77917 | 0.82803
CSAPR- SO2 Annual- MN | 226 | 7103 | Rate Constraint in MTons | FALSE | L | Annual | Constraint Shadow Price | US2019$/Ton | 0 | 0 | 0 | 0 | 0 | 0 | 0
CSAPR- SO2 Annual- MO | 227 | 7104 | Rate Constraint in MTons | FALSE | L | Annual | Seasons Included | Seasons | Winter, WintShld, Summer | Winter, WintShld, Summer | Winter, WintShld, Summer | Winter, WintShld, Summer | Winter, WintShld, Summer | Winter, WintShld, Summer | Winter, WintShld, Summer
CSAPR- SO2 Annual- MO | 227 | 7104 | Rate Constraint in MTons | FALSE | L | Annual | Standard SO2 | Thousand Tons | 195.8104 | 195.8104 | 195.8104 | 195.8104 | 195.8104 | 195.8104 | 195.8104
CSAPR- SO2 Annual- MO | 227 | 7104 | Rate Constraint in MTons | FALSE | L | Annual | Emissions at Affected Plants SO2 | Thousand Tons | 107.9893 | 90.2508 | 86.4423 | 94.3989 | 49.9608 | 32.4735 | 32.2206
CSAPR- SO2 Annual- MO | 227 | 7104 | Rate Constraint in MTons | FALSE | L | Annual | Allowances Purchased SO2 | Thousand Tons | 0 | 0 | 0 | 0 | 0 | 0 | 0
CSAPR- SO2 Annual- MO | 227 | 7104 | Rate Constraint in MTons | FALSE | L | Annual | Allowances Sold SO2 | Thousand Tons | 0 | 0 | 0 | 0 | 0 | 0 | 0
CSAPR- SO2 Annual- MO | 227 | 7104 | Rate Constraint in MTons | FALSE | L | Annual | Allowances Banked | Thousand Tons | 0 | 0 | 0 | 0 | 0 | 0 | 0
CSAPR- SO2 Annual- MO | 227 | 7104 | Rate Constraint in MTons | FALSE | L | Annual | Allowances Withdrawn (1:1) | Thousand Tons | 0 | 0 | 0 | 0 | 0 | 0 | 0
CSAPR- SO2 Annual- MO | 227 | 7104 | Rate Constraint in MTons | FALSE | L | Annual | Allowances Withdrawn (n:1) | Thousand Tons | 0 | 0 | 0 | 0 | 0 | 0 | 0
CSAPR- SO2 Annual- MO | 227 | 7104 | Rate Constraint in MTons | FALSE | L | Annual | Net Emissions Allowance Position | Thousand Tons | 107.9893 | 90.2508 | 86.4423 | 94.3989 | 49.9608 | 32.4735 | 32.2206
CSAPR- SO2 Annual- MO | 227 | 7104 | Rate Constraint in MTons | FALSE | L | Annual | Fuel Consumed | TBtu | 601.8179 | 537.5562 | 496.7993 | 352.0681 | 243.2477 | 163.2778 | 172.7342
CSAPR- SO2 Annual- MO | 227 | 7104 | Rate Constraint in MTons | FALSE | L | Annual | Rate | lb/MMBtu | 0.35888 | 0.33578 | 0.348 | 0.53625 | 0.41078 | 0.39777 | 0.37307
CSAPR- SO2 Annual- MO | 227 | 7104 | Rate Constraint in MTons | FALSE | L | Annual | Generation | TWh | 60.6168 | 55.0615 | 51.0438 | 36.1428 | 25.6184 | 17.87 | 18.7037
CSAPR- SO2 Annual- MO | 227 | 7104 | Rate Constraint in MTons | FALSE | L | Annual | Qualifying Generation | TWh | 60.4301 | 54.784 | 50.6995 | 35.8262 | 25.0685 | 16.8352 | 17.8524
CSAPR- SO2 Annual- MO | 227 | 7104 | Rate Constraint in MTons | FALSE | L | Annual | Rate | lb/MWh | 3.574 | 3.2948 | 3.41 | 5.2698 | 3.9859 | 3.8578 | 3.6097
CSAPR- SO2 Annual- MO | 227 | 7104 | Rate Constraint in MTons | FALSE | L | Annual | Constraint Shadow Price | US2019$/Ton | 0 | 0 | 0 | 0 | 0 | 0 | 0
CSAPR- SO2 Annual- NC | 228 | 7105 | Rate Constraint in MTons | FALSE | L | Annual | Seasons Included | Seasons | Winter, WintShld, Summer | Winter, WintShld, Summer | Winter, WintShld, Summer | Winter, WintShld, Summer | Winter, WintShld, Summer | Winter, WintShld, Summer | Winter, WintShld, Summer
CSAPR- SO2 Annual- NC | 228 | 7105 | Rate Constraint in MTons | FALSE | L | Annual | Standard SO2 | Thousand Tons | 67.9916 | 67.9916 | 67.9916 | 67.9916 | 67.9916 | 67.9916 | 67.9916
CSAPR- SO2 Annual- NC | 228 | 7105 | Rate Constraint in MTons | FALSE | L | Annual | Emissions at Affected Plants SO2 | Thousand Tons | 4.3251 | 1.8364 | 0.45223 | 0.25306 | 0.22055 | 0 | 0
CSAPR- SO2 Annual- NC | 228 | 7105 | Rate Constraint in MTons | FALSE | L | Annual | Allowances Purchased SO2 | Thousand Tons | 0 | 0 | 0 | 0 | 0 | 0 | 0
CSAPR- SO2 Annual- NC | 228 | 7105 | Rate Constraint in MTons | FALSE | L | Annual | Allowances Sold SO2 | Thousand Tons | 0 | 0 | 0 | 0 | 0 | 0 | 0
CSAPR- SO2 Annual- NC | 228 | 7105 | Rate Constraint in MTons | FALSE | L | Annual | Allowances Banked | Thousand Tons | 0 | 0 | 0 | 0 | 0 | 0 | 0
CSAPR- SO2 Annual- NC | 228 | 7105 | Rate Constraint in MTons | FALSE | L | Annual | Allowances Withdrawn (1:1) | Thousand Tons | 0 | 0 | 0 | 0 | 0 | 0 | 0
CSAPR- SO2 Annual- NC | 228 | 7105 | Rate Constraint in MTons | FALSE | L | Annual | Allowances Withdrawn (n:1) | Thousand Tons | 0 | 0 | 0 | 0 | 0 | 0 | 0
CSAPR- SO2 Annual- NC | 228 | 7105 | Rate Constraint in MTons | FALSE | L | Annual | Net Emissions Allowance Position | Thousand Tons | 4.3251 | 1.8364 | 0.45223 | 0.25306 | 0.22055 | 0 | 0
CSAPR- SO2 Annual- NC | 228 | 7105 | Rate Constraint in MTons | FALSE | L | Annual | Fuel Consumed | TBtu | 519.3415 | 380.5821 | 320.3144 | 235.8092 | 147.9169 | 68.4396 | 68.544
CSAPR- SO2 Annual- NC | 228 | 7105 | Rate Constraint in MTons | FALSE | L | Annual | Rate | lb/MMBtu | 0.016656 | 0.0096505 | 0.0028236 | 0.0021463 | 0.0029821 | 0 | 0
CSAPR- SO2 Annual- NC | 228 | 7105 | Rate Constraint in MTons | FALSE | L | Annual | Generation | TWh | 86.1722 | 69.3564 | 76.5791 | 62.7264 | 50.7399 | 47.9041 | 43.1238
CSAPR- SO2 Annual- NC | 228 | 7105 | Rate Constraint in MTons | FALSE | L | Annual | Qualifying Generation | TWh | 69.2657 | 52.191 | 44.4575 | 33.7406 | 21.1515 | 9.8288 | 9.7679
CSAPR- SO2 Annual- NC | 228 | 7105 | Rate Constraint in MTons | FALSE | L | Annual | Rate | lb/MWh | 0.12489 | 0.070372 | 0.020344 | 0.015 | 0.020855 | 0 | 0
CSAPR- SO2 Annual- NC | 228 | 7105 | Rate Constraint in MTons | FALSE | L | Annual | Constraint Shadow Price | US2019$/Ton | 0 | 0 | 0 | 0 | 0 | 0 | 0
CSAPR- SO2 Annual- NE | 229 | 7106 | Rate Constraint in MTons | FALSE | L | Annual | Seasons Included | Seasons | Winter, WintShld, Summer | Winter, WintShld, Summer | Winter, WintShld, Summer | Winter, WintShld, Summer | Winter, WintShld, Summer | Winter, WintShld, Summer | Winter, WintShld, Summer
CSAPR- SO2 Annual- NE | 229 | 7106 | Rate Constraint in MTons | FALSE | L | Annual | Standard SO2 | Thousand Tons | 80.4312 | 80.4312 | 80.4312 | 80.4312 | 80.4312 | 80.4312 | 80.4312
CSAPR- SO2 Annual- NE | 229 | 7106 | Rate Constraint in MTons | FALSE | L | Annual | Emissions at Affected Plants SO2 | Thousand Tons | 47.3127 | 47.1537 | 47.165 | 46.6199 | 43.5672 | 45.9617 | 43.0202
CSAPR- SO2 Annual- NE | 229 | 7106 | Rate Constraint in MTons | FALSE | L | Annual | Allowances Purchased SO2 | Thousand Tons | 0 | 0 | 0 | 0 | 0 | 0 | 0
CSAPR- SO2 Annual- NE | 229 | 7106 | Rate Constraint in MTons | FALSE | L | Annual | Allowances Sold SO2 | Thousand Tons | 0 | 0 | 0 | 0 | 0 | 0 | 0
CSAPR- SO2 Annual- NE | 229 | 7106 | Rate Constraint in MTons | FALSE | L | Annual | Allowances Banked | Thousand Tons | 0 | 0 | 0 | 0 | 0 | 0 | 0
CSAPR- SO2 Annual- NE | 229 | 7106 | Rate Constraint in MTons | FALSE | L | Annual | Allowances Withdrawn (1:1) | Thousand Tons | 0 | 0 | 0 | 0 | 0 | 0 | 0
CSAPR- SO2 Annual- NE | 229 | 7106 | Rate Constraint in MTons | FALSE | L | Annual | Allowances Withdrawn (n:1) | Thousand Tons | 0 | 0 | 0 | 0 | 0 | 0 | 0
CSAPR- SO2 Annual- NE | 229 | 7106 | Rate Constraint in MTons | FALSE | L | Annual | Net Emissions Allowance Position | Thousand Tons | 47.3127 | 47.1537 | 47.165 | 46.6199 | 43.5672 | 45.9617 | 43.0202
CSAPR- SO2 Annual- NE | 229 | 7106 | Rate Constraint in MTons | FALSE | L | Annual | Fuel Consumed | TBtu | 255.0075 | 247.9395 | 249.4879 | 241.9046 | 219.0993 | 181.4244 | 173.4444
CSAPR- SO2 Annual- NE | 229 | 7106 | Rate Constraint in MTons | FALSE | L | Annual | Rate | lb/MMBtu | 0.37107 | 0.38036 | 0.37809 | 0.38544 | 0.39769 | 0.50668 | 0.49607
CSAPR- SO2 Annual- NE | 229 | 7106 | Rate Constraint in MTons | FALSE | L | Annual | Generation | TWh | 24.5905 | 23.938 | 24.0905 | 25.8705 | 30.5319 | 26.727 | 26.0288
CSAPR- SO2 Annual- NE | 229 | 7106 | Rate Constraint in MTons | FALSE | L | Annual | Qualifying Generation | TWh | 24.5905 | 23.938 | 24.0905 | 23.4305 | 21.3056 | 17.7191 | 16.9229
CSAPR- SO2 Annual- NE | 229 | 7106 | Rate Constraint in MTons | FALSE | L | Annual | Rate | lb/MWh | 3.8481 | 3.9397 | 3.9157 | 3.9794 | 4.0897 | 5.1878 | 5.0842
CSAPR- SO2 Annual- NE | 229 | 7106 | Rate Constraint in MTons | FALSE | L | Annual | Constraint Shadow Price | US2019$/Ton | 0 | 0 | 0 | 0 | 0 | 0 | 0
CSAPR- SO2 Annual- NJ | 230 | 7107 | Rate Constraint in MTons | FALSE | L | Annual | Seasons Included | Seasons | Winter, WintShld, Summer | Winter, WintShld, Summer | Winter, WintShld, Summer | Winter, WintShld, Summer | Winter, WintShld, Summer | Winter, WintShld, Summer | Winter, WintShld, Summer
CSAPR- SO2 Annual- NJ | 230 | 7107 | Rate Constraint in MTons | FALSE | L | Annual | Standard SO2 | Thousand Tons | 6.5773 | 6.5773 | 6.5773 | 6.5773 | 6.5773 | 6.5773 | 6.5773
CSAPR- SO2 Annual- NJ | 230 | 7107 | Rate Constraint in MTons | FALSE | L | Annual | Emissions at Affected Plants SO2 | Thousand Tons | 0 | 0 | 0 | 0 | 0 | 0 | 0
CSAPR- SO2 Annual- NJ | 230 | 7107 | Rate Constraint in MTons | FALSE | L | Annual | Allowances Purchased SO2 | Thousand Tons | 0 | 0 | 0 | 0 | 0 | 0 | 0
CSAPR- SO2 Annual- NJ | 230 | 7107 | Rate Constraint in MTons | FALSE | L | Annual | Allowances Sold SO2 | Thousand Tons | 0 | 0 | 0 | 0 | 0 | 0 | 0
CSAPR- SO2 Annual- NJ | 230 | 7107 | Rate Constraint in MTons | FALSE | L | Annual | Allowances Banked | Thousand Tons | 0 | 0 | 0 | 0 | 0 | 0 | 0
CSAPR- SO2 Annual- NJ | 230 | 7107 | Rate Constraint in MTons | FALSE | L | Annual | Allowances Withdrawn (1:1) | Thousand Tons | 0 | 0 | 0 | 0 | 0 | 0 | 0
CSAPR- SO2 Annual- NJ | 230 | 7107 | Rate Constraint in MTons | FALSE | L | Annual | Allowances Withdrawn (n:1) | Thousand Tons | 0 | 0 | 0 | 0 | 0 | 0 | 0
CSAPR- SO2 Annual- NJ | 230 | 7107 | Rate Constraint in MTons | FALSE | L | Annual | Net Emissions Allowance Position | Thousand Tons | 0 | 0 | 0 | 0 | 0 | 0 | 0
CSAPR- SO2 Annual- NJ | 230 | 7107 | Rate Constraint in MTons | FALSE | L | Annual | Fuel Consumed | TBtu | 252.1354 | 282.8229 | 235.6099 | 296.8674 | 278.0823 | 267.0427 | 272.1044
CSAPR- SO2 Annual- NJ | 230 | 7107 | Rate Constraint in MTons | FALSE | L | Annual | Rate | lb/MMBtu | 0 | 0 | 0 | 0 | 0 | 0 | 0
CSAPR- SO2 Annual- NJ | 230 | 7107 | Rate Constraint in MTons | FALSE | L | Annual | Generation | TWh | 35.602 | 39.6817 | 33.0848 | 41.8969 | 39.4277 | 39.2162 | 40.835
CSAPR- SO2 Annual- NJ | 230 | 7107 | Rate Constraint in MTons | FALSE | L | Annual | Qualifying Generation | TWh | 35.602 | 39.6817 | 33.0848 | 41.3046 | 38.3879 | 36.3328 | 36.8275
CSAPR- SO2 Annual- NJ | 230 | 7107 | Rate Constraint in MTons | FALSE | L | Annual | Rate | lb/MWh | 0 | 0 | 0 | 0 | 0 | 0 | 0
CSAPR- SO2 Annual- NJ | 230 | 7107 | Rate Constraint in MTons | FALSE | L | Annual | Constraint Shadow Price | US2019$/Ton | 0 | 0 | 0 | 0 | 0 | 0 | 0
CSAPR- SO2 Annual- NY | 231 | 7108 | Rate Constraint in MTons | FALSE | L | Annual | Seasons Included | Seasons | Winter, WintShld, Summer | Winter, WintShld, Summer | Winter, WintShld, Summer | Winter, WintShld, Summer | Winter, WintShld, Summer | Winter, WintShld, Summer | Winter, WintShld, Summer
CSAPR- SO2 Annual- NY | 231 | 7108 | Rate Constraint in MTons | FALSE | L | Annual | Standard SO2 | Thousand Tons | 32.5161 | 32.5161 | 32.5161 | 32.5161 | 32.5161 | 32.5161 | 32.5161
CSAPR- SO2 Annual- NY | 231 | 7108 | Rate Constraint in MTons | FALSE | L | Annual | Emissions at Affected Plants SO2 | Thousand Tons | 0 | 0 | 0 | 0 | 0 | 0 | 0
CSAPR- SO2 Annual- NY | 231 | 7108 | Rate Constraint in MTons | FALSE | L | Annual | Allowances Purchased SO2 | Thousand Tons | 0 | 0 | 0 | 0 | 0 | 0 | 0
CSAPR- SO2 Annual- NY | 231 | 7108 | Rate Constraint in MTons | FALSE | L | Annual | Allowances Sold SO2 | Thousand Tons | 0 | 0 | 0 | 0 | 0 | 0 | 0
CSAPR- SO2 Annual- NY | 231 | 7108 | Rate Constraint in MTons | FALSE | L | Annual | Allowances Banked | Thousand Tons | 0 | 0 | 0 | 0 | 0 | 0 | 0
CSAPR- SO2 Annual- NY | 231 | 7108 | Rate Constraint in MTons | FALSE | L | Annual | Allowances Withdrawn (1:1) | Thousand Tons | 0 | 0 | 0 | 0 | 0 | 0 | 0
CSAPR- SO2 Annual- NY | 231 | 7108 | Rate Constraint in MTons | FALSE | L | Annual | Allowances Withdrawn (n:1) | Thousand Tons | 0 | 0 | 0 | 0 | 0 | 0 | 0
CSAPR- SO2 Annual- NY | 231 | 7108 | Rate Constraint in MTons | FALSE | L | Annual | Net Emissions Allowance Position | Thousand Tons | 0 | 0 | 0 | 0 | 0 | 0 | 0
CSAPR- SO2 Annual- NY | 231 | 7108 | Rate Constraint in MTons | FALSE | L | Annual | Fuel Consumed | TBtu | 482.746 | 387.2019 | 309.381 | 85.0437 | 91.9378 | 100.3973 | 107.4686
CSAPR- SO2 Annual- NY | 231 | 7108 | Rate Constraint in MTons | FALSE | L | Annual | Rate | lb/MMBtu | 0 | 0 | 0 | 0 | 0 | 0 | 0
CSAPR- SO2 Annual- NY | 231 | 7108 | Rate Constraint in MTons | FALSE | L | Annual | Generation | TWh | 64.6296 | 52.8347 | 42.8685 | 12.1025 | 12.9983 | 14.0152 | 14.987
CSAPR- SO2 Annual- NY | 231 | 7108 | Rate Constraint in MTons | FALSE | L | Annual | Qualifying Generation | TWh | 64.6296 | 52.8347 | 42.8685 | 12.0828 | 12.9396 | 13.8248 | 14.7208
CSAPR- SO2 Annual- NY | 231 | 7108 | Rate Constraint in MTons | FALSE | L | Annual | Rate | lb/MWh | 0 | 0 | 0 | 0 | 0 | 0 | 0
CSAPR- SO2 Annual- NY | 231 | 7108 | Rate Constraint in MTons | FALSE | L | Annual | Constraint Shadow Price | US2019$/Ton | 0 | 0 | 0 | 0 | 0 | 0 | 0
CSAPR- SO2 Annual- OH | 232 | 7109 | Rate Constraint in MTons | FALSE | L | Annual | Seasons Included | Seasons | Winter, WintShld, Summer | Winter, WintShld, Summer | Winter, WintShld, Summer | Winter, WintShld, Summer | Winter, WintShld, Summer | Winter, WintShld, Summer | Winter, WintShld, Summer
CSAPR- SO2 Annual- OH | 232 | 7109 | Rate Constraint in MTons | FALSE | L | Annual | Standard SO2 | Thousand Tons | 167.8432 | 167.8432 | 167.8432 | 167.8432 | 167.8432 | 167.8432 | 167.8432
CSAPR- SO2 Annual- OH | 232 | 7109 | Rate Constraint in MTons | FALSE | L | Annual | Emissions at Affected Plants SO2 | Thousand Tons | 35.6711 | 31.7144 | 35.5098 | 37.1792 | 33.5048 | 13.6943 | 13.6576
CSAPR- SO2 Annual- OH | 232 | 7109 | Rate Constraint in MTons | FALSE | L | Annual | Allowances Purchased SO2 | Thousand Tons | 0 | 0 | 0 | 0 | 0 | 0 | 0
CSAPR- SO2 Annual- OH | 232 | 7109 | Rate Constraint in MTons | FALSE | L | Annual | Allowances Sold SO2 | Thousand Tons | 0 | 0 | 0 | 0 | 0 | 0 | 0
CSAPR- SO2 Annual- OH | 232 | 7109 | Rate Constraint in MTons | FALSE | L | Annual | Allowances Banked | Thousand Tons | 0 | 0 | 0 | 0 | 0 | 0 | 0
CSAPR- SO2 Annual- OH | 232 | 7109 | Rate Constraint in MTons | FALSE | L | Annual | Allowances Withdrawn (1:1) | Thousand Tons | 0 | 0 | 0 | 0 | 0 | 0 | 0
CSAPR- SO2 Annual- OH | 232 | 7109 | Rate Constraint in MTons | FALSE | L | Annual | Allowances Withdrawn (n:1) | Thousand Tons | 0 | 0 | 0 | 0 | 0 | 0 | 0
CSAPR- SO2 Annual- OH | 232 | 7109 | Rate Constraint in MTons | FALSE | L | Annual | Net Emissions Allowance Position | Thousand Tons | 35.6711 | 31.7144 | 35.5098 | 37.1792 | 33.5048 | 13.6943 | 13.6576
CSAPR- SO2 Annual- OH | 232 | 7109 | Rate Constraint in MTons | FALSE | L | Annual | Fuel Consumed | TBtu | 937.7983 | 895.0197 | 1113.224 | 1285.419 | 1314.0491 | 1085.9765 | 1097.1509
CSAPR- SO2 Annual- OH | 232 | 7109 | Rate Constraint in MTons | FALSE | L | Annual | Rate | lb/MMBtu | 0.076074 | 0.070869 | 0.063796 | 0.057848 | 0.050995 | 0.02522 | 0.024897
CSAPR- SO2 Annual- OH | 232 | 7109 | Rate Constraint in MTons | FALSE | L | Annual | Generation | TWh | 121.3411 | 117.0859 | 158.8375 | 221.5748 | 240.421 | 218.4602 | 234.6093
CSAPR- SO2 Annual- OH | 232 | 7109 | Rate Constraint in MTons | FALSE | L | Annual | Qualifying Generation | TWh | 119.0756 | 114.8204 | 146.8012 | 173.9261 | 179.1779 | 154.6603 | 156.6543
CSAPR- SO2 Annual- OH | 232 | 7109 | Rate Constraint in MTons | FALSE | L | Annual | Rate | lb/MWh | 0.59913 | 0.55242 | 0.48378 | 0.42753 | 0.37398 | 0.17709 | 0.17437
CSAPR- SO2 Annual- OH | 232 | 7109 | Rate Constraint in MTons | FALSE | L | Annual | Constraint Shadow Price | US2019$/Ton | 0 | 0 | 0 | 0 | 0 | 0 | 0
CSAPR- SO2 Annual- PA | 233 | 7110 | Rate Constraint in MTons | FALSE | L | Annual | Seasons Included | Seasons | Winter, WintShld, Summer | Winter, WintShld, Summer | Winter, WintShld, Summer | Winter, WintShld, Summer | Winter, WintShld, Summer | Winter, WintShld, Summer | Winter, WintShld, Summer
CSAPR- SO2 Annual- PA | 233 | 7110 | Rate Constraint in MTons | FALSE | L | Annual | Standard SO2 | Thousand Tons | 132.1848 | 132.1848 | 132.1848 | 132.1848 | 132.1848 | 132.1848 | 132.1848
CSAPR- SO2 Annual- PA | 233 | 7110 | Rate Constraint in MTons | FALSE | L | Annual | Emissions at Affected Plants SO2 | Thousand Tons | 12.9899 | 9.4207 | 10.7111 | 6.3713 | 6.3524 | 10.0579 | 9.9673
CSAPR- SO2 Annual- PA | 233 | 7110 | Rate Constraint in MTons | FALSE | L | Annual | Allowances Purchased SO2 | Thousand Tons | 0 | 0 | 0 | 0 | 0 | 0 | 0
CSAPR- SO2 Annual- PA | 233 | 7110 | Rate Constraint in MTons | FALSE | L | Annual | Allowances Sold SO2 | Thousand Tons | 0 | 0 | 0 | 0 | 0 | 0 | 0
CSAPR- SO2 Annual- PA | 233 | 7110 | Rate Constraint in MTons | FALSE | L | Annual | Allowances Banked | Thousand Tons | 0 | 0 | 0 | 0 | 0 | 0 | 0
CSAPR- SO2 Annual- PA | 233 | 7110 | Rate Constraint in MTons | FALSE | L | Annual | Allowances Withdrawn (1:1) | Thousand Tons | 0 | 0 | 0 | 0 | 0 | 0 | 0
CSAPR- SO2 Annual- PA | 233 | 7110 | Rate Constraint in MTons | FALSE | L | Annual | Allowances Withdrawn (n:1) | Thousand Tons | 0 | 0 | 0 | 0 | 0 | 0 | 0
CSAPR- SO2 Annual- PA | 233 | 7110 | Rate Constraint in MTons | FALSE | L | Annual | Net Emissions Allowance Position | Thousand Tons | 12.9899 | 9.4207 | 10.7111 | 6.3713 | 6.3524 | 10.0579 | 9.9673
CSAPR- SO2 Annual- PA | 233 | 7110 | Rate Constraint in MTons | FALSE | L | Annual | Fuel Consumed | TBtu | 1212.1473 | 1212.017 | 1231.5696 | 1164.6263 | 1111.9136 | 1368.4566 | 1387.3571
CSAPR- SO2 Annual- PA | 233 | 7110 | Rate Constraint in MTons | FALSE | L | Annual | Rate | lb/MMBtu | 0.021433 | 0.015545 | 0.017394 | 0.010941 | 0.011426 | 0.0147 | 0.014369
CSAPR- SO2 Annual- PA | 233 | 7110 | Rate Constraint in MTons | FALSE | L | Annual | Generation | TWh | 169.8778 | 170.0674 | 206.9365 | 261.0339 | 278.135 | 415.7335 | 438.8652
CSAPR- SO2 Annual- PA | 233 | 7110 | Rate Constraint in MTons | FALSE | L | Annual | Qualifying Generation | TWh | 159.355 | 159.5446 | 164.3152 | 157.2294 | 151.7858 | 192.0097 | 194.9948
CSAPR- SO2 Annual- PA | 233 | 7110 | Rate Constraint in MTons | FALSE | L | Annual | Rate | lb/MWh | 0.16303 | 0.11809 | 0.13037 | 0.081044 | 0.083703 | 0.10476 | 0.10223
CSAPR- SO2 Annual- PA | 233 | 7110 | Rate Constraint in MTons | FALSE | L | Annual | Constraint Shadow Price | US2019$/Ton | 0 | 0 | 0 | 0 | 0 | 0 | 0
CSAPR- SO2 Annual- SC | 234 | 7111 | Rate Constraint in MTons | FALSE | L | Annual | Seasons Included | Seasons | Winter, WintShld, Summer | Winter, WintShld, Summer | Winter, WintShld, Summer | Winter, WintShld, Summer | Winter, WintShld, Summer | Winter, WintShld, Summer | Winter, WintShld, Summer
CSAPR- SO2 Annual- SC | 234 | 7111 | Rate Constraint in MTons | FALSE | L | Annual | Standard SO2 | Thousand Tons | 114.0269 | 114.0269 | 114.0269 | 114.0269 | 114.0269 | 114.0269 | 114.0269
CSAPR- SO2 Annual- SC | 234 | 7111 | Rate Constraint in MTons | FALSE | L | Annual | Emissions at Affected Plants SO2 | Thousand Tons | 12.2942 | 9.2486 | 10.7845 | 9.9324 | 8.8653 | 6.7367 | 6.7366
CSAPR- SO2 Annual- SC | 234 | 7111 | Rate Constraint in MTons | FALSE | L | Annual | Allowances Purchased SO2 | Thousand Tons | 0 | 0 | 0 | 0 | 0 | 0 | 0
CSAPR- SO2 Annual- SC | 234 | 7111 | Rate Constraint in MTons | FALSE | L | Annual | Allowances Sold SO2 | Thousand Tons | 0 | 0 | 0 | 0 | 0 | 0 | 0
CSAPR- SO2 Annual- SC | 234 | 7111 | Rate Constraint in MTons | FALSE | L | Annual | Allowances Banked | Thousand Tons | 0 | 0 | 0 | 0 | 0 | 0 | 0
CSAPR- SO2 Annual- SC | 234 | 7111 | Rate Constraint in MTons | FALSE | L | Annual | Allowances Withdrawn (1:1) | Thousand Tons | 0 | 0 | 0 | 0 | 0 | 0 | 0
CSAPR- SO2 Annual- SC | 234 | 7111 | Rate Constraint in MTons | FALSE | L | Annual | Allowances Withdrawn (n:1) | Thousand Tons | 0 | 0 | 0 | 0 | 0 | 0 | 0
CSAPR- SO2 Annual- SC | 234 | 7111 | Rate Constraint in MTons | FALSE | L | Annual | Net Emissions Allowance Position | Thousand Tons | 12.2942 | 9.2486 | 10.7845 | 9.9324 | 8.8653 | 6.7367 | 6.7366
CSAPR- SO2 Annual- SC | 234 | 7111 | Rate Constraint in MTons | FALSE | L | Annual | Fuel Consumed | TBtu | 392.3855 | 389.8343 | 454.8209 | 405.1666 | 376.2533 | 368.1268 | 369.1258
CSAPR- SO2 Annual- SC | 234 | 7111 | Rate Constraint in MTons | FALSE | L | Annual | Rate | lb/MMBtu | 0.062664 | 0.047449 | 0.047423 | 0.049029 | 0.047124 | 0.0366 | 0.0365
CSAPR- SO2 Annual- SC | 234 | 7111 | Rate Constraint in MTons | FALSE | L | Annual | Generation | TWh | 59.8059 | 60.439 | 68.58 | 60.9341 | 54.2827 | 50.6762 | 50.5226
CSAPR- SO2 Annual- SC | 234 | 7111 | Rate Constraint in MTons | FALSE | L | Annual | Qualifying Generation | TWh | 47.6415 | 48.5461 | 54.9095 | 49.7635 | 45.4561 | 43.6016 | 43.6011
CSAPR- SO2 Annual- SC | 234 | 7111 | Rate Constraint in MTons | FALSE | L | Annual | Rate | lb/MWh | 0.51612 | 0.38102 | 0.39281 | 0.39918 | 0.39006 | 0.30901 | 0.30901
CSAPR- SO2 Annual- SC | 234 | 7111 | Rate Constraint in MTons | FALSE | L | Annual | Constraint Shadow Price | US2019$/Ton | 0 | 0 | 0 | 0 | 0 | 0 | 0
CSAPR- SO2 Annual- TN | 235 | 7112 | Rate Constraint in MTons | FALSE | L | Annual | Seasons Included | Seasons | Winter, WintShld, Summer | Winter, WintShld, Summer | Winter, WintShld, Summer | Winter, WintShld, Summer | Winter, WintShld, Summer | Winter, WintShld, Summer | Winter, WintShld, Summer
CSAPR- SO2 Annual- TN | 235 | 7112 | Rate Constraint in MTons | FALSE | L | Annual | Standard SO2 | Thousand Tons | 69.4229 | 69.4229 | 69.4229 | 69.4229 | 69.4229 | 69.4229 | 69.4229
CSAPR- SO2 Annual- TN | 235 | 7112 | Rate Constraint in MTons | FALSE | L | Annual | Emissions at Affected Plants SO2 | Thousand Tons | 2.6957 | 0.78183 | 0 | 0 | 0 | 0 | 0
CSAPR- SO2 Annual- TN | 235 | 7112 | Rate Constraint in MTons | FALSE | L | Annual | Allowances Purchased SO2 | Thousand Tons | 0 | 0 | 0 | 0 | 0 | 0 | 0
CSAPR- SO2 Annual- TN | 235 | 7112 | Rate Constraint in MTons | FALSE | L | Annual | Allowances Sold SO2 | Thousand Tons | 0 | 0 | 0 | 0 | 0 | 0 | 0
CSAPR- SO2 Annual- TN | 235 | 7112 | Rate Constraint in MTons | FALSE | L | Annual | Allowances Banked | Thousand Tons | 0 | 0 | 0 | 0 | 0 | 0 | 0
CSAPR- SO2 Annual- TN | 235 | 7112 | Rate Constraint in MTons | FALSE | L | Annual | Allowances Withdrawn (1:1) | Thousand Tons | 0 | 0 | 0 | 0 | 0 | 0 | 0
CSAPR- SO2 Annual- TN | 235 | 7112 | Rate Constraint in MTons | FALSE | L | Annual | Allowances Withdrawn (n:1) | Thousand Tons | 0 | 0 | 0 | 0 | 0 | 0 | 0
CSAPR- SO2 Annual- TN | 235 | 7112 | Rate Constraint in MTons | FALSE | L | Annual | Net Emissions Allowance Position | Thousand Tons | 2.6957 | 0.78183 | 0 | 0 | 0 | 0 | 0
CSAPR- SO2 Annual- TN | 235 | 7112 | Rate Constraint in MTons | FALSE | L | Annual | Fuel Consumed | TBtu | 214.972 | 194.0505 | 207.2014 | 190.659 | 205.9333 | 215.4819 | 191.3396
CSAPR- SO2 Annual- TN | 235 | 7112 | Rate Constraint in MTons | FALSE | L | Annual | Rate | lb/MMBtu | 0.025079 | 0.008058 | 0 | 0 | 0 | 0 | 0
CSAPR- SO2 Annual- TN | 235 | 7112 | Rate Constraint in MTons | FALSE | L | Annual | Generation | TWh | 30.4752 | 28.5864 | 38.8817 | 36.4572 | 39.351 | 45.8766 | 40.3052
CSAPR- SO2 Annual- TN | 235 | 7112 | Rate Constraint in MTons | FALSE | L | Annual | Qualifying Generation | TWh | 27.067 | 24.936 | 28.4907 | 26.5972 | 28.2176 | 29.7733 | 26.498
CSAPR- SO2 Annual- TN | 235 | 7112 | Rate Constraint in MTons | FALSE | L | Annual | Rate | lb/MWh | 0.19919 | 0.062707 | 0 | 0 | 0 | 0 | 0
CSAPR- SO2 Annual- TN | 235 | 7112 | Rate Constraint in MTons | FALSE | L | Annual | Constraint Shadow Price | US2019$/Ton | 0 | 0 | 0 | 0 | 0 | 0 | 0
CSAPR- SO2 Annual- VA | 236 | 7113 | Rate Constraint in MTons | FALSE | L | Annual | Seasons Included | Seasons | Winter, WintShld, Summer | Winter, WintShld, Summer | Winter, WintShld, Summer | Winter, WintShld, Summer | Winter, WintShld, Summer | Winter, WintShld, Summer | Winter, WintShld, Summer
CSAPR- SO2 Annual- VA | 236 | 7113 | Rate Constraint in MTons | FALSE | L | Annual | Standard SO2 | Thousand Tons | 41.3673 | 41.3673 | 41.3673 | 41.3673 | 41.3673 | 41.3673 | 41.3673
CSAPR- SO2 Annual- VA | 236 | 7113 | Rate Constraint in MTons | FALSE | L | Annual | Emissions at Affected Plants SO2 | Thousand Tons | 0.082962 | 0.10452 | 0.066555 | 0.24606 | 0.14587 | 0 | 0
CSAPR- SO2 Annual- VA | 236 | 7113 | Rate Constraint in MTons | FALSE | L | Annual | Allowances Purchased SO2 | Thousand Tons | 0 | 0 | 0 | 0 | 0 | 0 | 0
CSAPR- SO2 Annual- VA | 236 | 7113 | Rate Constraint in MTons | FALSE | L | Annual | Allowances Sold SO2 | Thousand Tons | 0 | 0 | 0 | 0 | 0 | 0 | 0
CSAPR- SO2 Annual- VA | 236 | 7113 | Rate Constraint in MTons | FALSE | L | Annual | Allowances Banked | Thousand Tons | 0 | 0 | 0 | 0 | 0 | 0 | 0
CSAPR- SO2 Annual- VA | 236 | 7113 | Rate Constraint in MTons | FALSE | L | Annual | Allowances Withdrawn (1:1) | Thousand Tons | 0 | 0 | 0 | 0 | 0 | 0 | 0
CSAPR- SO2 Annual- VA | 236 | 7113 | Rate Constraint in MTons | FALSE | L | Annual | Allowances Withdrawn (n:1) | Thousand Tons | 0 | 0 | 0 | 0 | 0 | 0 | 0
CSAPR- SO2 Annual- VA | 236 | 7113 | Rate Constraint in MTons | FALSE | L | Annual | Net Emissions Allowance Position | Thousand Tons | 0.082962 | 0.10452 | 0.066555 | 0.24606 | 0.14587 | 0 | 0
CSAPR- SO2 Annual- VA | 236 | 7113 | Rate Constraint in MTons | FALSE | L | Annual | Fuel Consumed | TBtu | 420.5842 | 428.6032 | 383.2216 | 438.6505 | 307.3093 | 136.9398 | 142.3062
CSAPR- SO2 Annual- VA | 236 | 7113 | Rate Constraint in MTons | FALSE | L | Annual | Rate | lb/MMBtu | 0.00039451 | 0.00048773 | 0.00034734 | 0.0011219 | 0.00094934 | 0 | 0
CSAPR- SO2 Annual- VA | 236 | 7113 | Rate Constraint in MTons | FALSE | L | Annual | Generation | TWh | 64.5415 | 65.9652 | 80.3601 | 137.8192 | 144.4345 | 240.1816 | 255.8528
CSAPR- SO2 Annual- VA | 236 | 7113 | Rate Constraint in MTons | FALSE | L | Annual | Qualifying Generation | TWh | 57.5888 | 58.5185 | 52.7392 | 59.7438 | 42.5886 | 20.9166 | 21.7271
CSAPR- SO2 Annual- VA | 236 | 7113 | Rate Constraint in MTons | FALSE | L | Annual | Rate | lb/MWh | 0.0028812 | 0.0035723 | 0.0025239 | 0.0082373 | 0.0068502 | 0 | 0
CSAPR- SO2 Annual- VA | 236 | 7113 | Rate Constraint in MTons | FALSE | L | Annual | Constraint Shadow Price | US2019$/Ton | 0 | 0 | 0 | 0 | 0 | 0 | 0
CSAPR- SO2 Annual- WI | 237 | 7114 | Rate Constraint in MTons | FALSE | L | Annual | Seasons Included | Seasons | Winter, WintShld, Summer | Winter, WintShld, Summer | Winter, WintShld, Summer | Winter, WintShld, Summer | Winter, WintShld, Summer | Winter, WintShld, Summer | Winter, WintShld, Summer
CSAPR- SO2 Annual- WI | 237 | 7114 | Rate Constraint in MTons | FALSE | L | Annual | Standard SO2 | Thousand Tons | 56.5019 | 56.5019 | 56.5019 | 56.5019 | 56.5019 | 56.5019 | 56.5019
CSAPR- SO2 Annual- WI | 237 | 7114 | Rate Constraint in MTons | FALSE | L | Annual | Emissions at Affected Plants SO2 | Thousand Tons | 2.3892 | 2.4433 | 1.4629 | 1.3973 | 1.3375 | 0.50369 | 0.50369
CSAPR- SO2 Annual- WI | 237 | 7114 | Rate Constraint in MTons | FALSE | L | Annual | Allowances Purchased SO2 | Thousand Tons | 0 | 0 | 0 | 0 | 0 | 0 | 0
CSAPR- SO2 Annual- WI | 237 | 7114 | Rate Constraint in MTons | FALSE | L | Annual | Allowances Sold SO2 | Thousand Tons | 0 | 0 | 0 | 0 | 0 | 0 | 0
CSAPR- SO2 Annual- WI | 237 | 7114 | Rate Constraint in MTons | FALSE | L | Annual | Allowances Banked | Thousand Tons | 0 | 0 | 0 | 0 | 0 | 0 | 0
CSAPR- SO2 Annual- WI | 237 | 7114 | Rate Constraint in MTons | FALSE | L | Annual | Allowances Withdrawn (1:1) | Thousand Tons | 0 | 0 | 0 | 0 | 0 | 0 | 0
CSAPR- SO2 Annual- WI | 237 | 7114 | Rate Constraint in MTons | FALSE | L | Annual | Allowances Withdrawn (n:1) | Thousand Tons | 0 | 0 | 0 | 0 | 0 | 0 | 0
CSAPR- SO2 Annual- WI | 237 | 7114 | Rate Constraint in MTons | FALSE | L | Annual | Net Emissions Allowance Position | Thousand Tons | 2.3892 | 2.4433 | 1.4629 | 1.3973 | 1.3375 | 0.50369 | 0.50369
CSAPR- SO2 Annual- WI | 237 | 7114 | Rate Constraint in MTons | FALSE | L | Annual | Fuel Consumed | TBtu | 326.0667 | 343.2343 | 281.1386 | 252.2956 | 194.0754 | 128.2066 | 127.8819
CSAPR- SO2 Annual- WI | 237 | 7114 | Rate Constraint in MTons | FALSE | L | Annual | Rate | lb/MMBtu | 0.014655 | 0.014237 | 0.010407 | 0.011077 | 0.013783 | 0.0078575 | 0.0078775
CSAPR- SO2 Annual- WI | 237 | 7114 | Rate Constraint in MTons | FALSE | L | Annual | Generation | TWh | 39.8566 | 41.8575 | 35.6369 | 32.402 | 24.4499 | 16.5496 | 16.3922
CSAPR- SO2 Annual- WI | 237 | 7114 | Rate Constraint in MTons | FALSE | L | Annual | Qualifying Generation | TWh | 39.7841 | 41.7545 | 35.4336 | 32.1399 | 24.219 | 16.2465 | 16.1007
CSAPR- SO2 Annual- WI | 237 | 7114 | Rate Constraint in MTons | FALSE | L | Annual | Rate | lb/MWh | 0.12011 | 0.11703 | 0.082569 | 0.086952 | 0.11045 | 0.062006 | 0.062568
CSAPR- SO2 Annual- WI | 237 | 7114 | Rate Constraint in MTons | FALSE | L | Annual | Constraint Shadow Price | US2019$/Ton | 0 | 0 | 0 | 0 | 0 | 0 | 0
CSAPR- SO2 Annual- WV | 238 | 7115 | Rate Constraint in MTons | FALSE | L | Annual | Seasons Included | Seasons | Winter, WintShld, Summer | Winter, WintShld, Summer | Winter, WintShld, Summer | Winter, WintShld, Summer | Winter, WintShld, Summer | Winter, WintShld, Summer | Winter, WintShld, Summer
CSAPR- SO2 Annual- WV | 238 | 7115 | Rate Constraint in MTons | FALSE | L | Annual | Standard SO2 | Thousand Tons | 89.2882 | 89.2882 | 89.2882 | 89.2882 | 89.2882 | 89.2882 | 89.2882
CSAPR- SO2 Annual- WV | 238 | 7115 | Rate Constraint in MTons | FALSE | L | Annual | Emissions at Affected Plants SO2 | Thousand Tons | 42.3536 | 39.3126 | 37.4047 | 4.8994 | 4.0547 | 1.2376 | 1.2377
CSAPR- SO2 Annual- WV | 238 | 7115 | Rate Constraint in MTons | FALSE | L | Annual | Allowances Purchased SO2 | Thousand Tons | 0 | 0 | 0 | 0 | 0 | 0 | 0
CSAPR- SO2 Annual- WV | 238 | 7115 | Rate Constraint in MTons | FALSE | L | Annual | Allowances Sold SO2 | Thousand Tons | 0 | 0 | 0 | 0 | 0 | 0 | 0
CSAPR- SO2 Annual- WV | 238 | 7115 | Rate Constraint in MTons | FALSE | L | Annual | Allowances Banked | Thousand Tons | 0 | 0 | 0 | 0 | 0 | 0 | 0
CSAPR- SO2 Annual- WV | 238 | 7115 | Rate Constraint in MTons | FALSE | L | Annual | Allowances Withdrawn (1:1) | Thousand Tons | 0 | 0 | 0 | 0 | 0 | 0 | 0
CSAPR- SO2 Annual- WV | 238 | 7115 | Rate Constraint in MTons | FALSE | L | Annual | Allowances Withdrawn (n:1) | Thousand Tons | 0 | 0 | 0 | 0 | 0 | 0 | 0
CSAPR- SO2 Annual- WV | 238 | 7115 | Rate Constraint in MTons | FALSE | L | Annual | Net Emissions Allowance Position | Thousand Tons | 42.3536 | 39.3126 | 37.4047 | 4.8994 | 4.0547 | 1.2376 | 1.2377
CSAPR- SO2 Annual- WV | 238 | 7115 | Rate Constraint in MTons | FALSE | L | Annual | Fuel Consumed | TBtu | 683.1554 | 648.0163 | 654.4126 | 182.3322 | 193.2726 | 605.6897 | 618.0056
CSAPR- SO2 Annual- WV | 238 | 7115 | Rate Constraint in MTons | FALSE | L | Annual | Rate | lb/MMBtu | 0.12399 | 0.12133 | 0.11432 | 0.053741 | 0.041959 | 0.0040865 | 0.0040055
CSAPR- SO2 Annual- WV | 238 | 7115 | Rate Constraint in MTons | FALSE | L | Annual | Generation | TWh | 68.3631 | 64.8677 | 71.6965 | 72.1491 | 92.4628 | 208.5929 | 227.6505
CSAPR- SO2 Annual- WV | 238 | 7115 | Rate Constraint in MTons | FALSE | L | Annual | Qualifying Generation | TWh | 68.3631 | 64.8677 | 66.0739 | 22.1727 | 24.6152 | 91.1349 | 92.9912
CSAPR- SO2 Annual- WV | 238 | 7115 | Rate Constraint in MTons | FALSE | L | Annual | Rate | lb/MWh | 1.2391 | 1.2121 | 1.1322 | 0.44193 | 0.32945 | 0.027159 | 0.02662
CSAPR- SO2 Annual- WV | 238 | 7115 | Rate Constraint in MTons | FALSE | L | Annual | Constraint Shadow Price | US2019$/Ton | 0 | 0 | 0 | 0 | 0 | 0 | 0
CT Fac. Spec. - MER Rate Annual v3.1 | 239 | 7562 | MACT Fuel Choice Floor in lbs/MMBtu | FALSE | L | Annual | Seasons Included | Seasons | Winter, WintShld, Summer | Winter, WintShld, Summer | Winter, WintShld, Summer | Winter, WintShld, Summer | Winter, WintShld, Summer | Winter, WintShld, Summer | Winter, WintShld, Summer
CT Fac. Spec. - MER Rate Annual v3.1 | 239 | 7562 | MACT Fuel Choice Floor in lbs/MMBtu | FALSE | L | Annual | Emission Floor | lbs/MMBtu | 6e-07 | 6e-07 | 6e-07 | 6e-07 | 6e-07 | 6e-07 | 6e-07
CT Fac. Spec. - MER Rate Annual v3.1 | 239 | 7562 | MACT Fuel Choice Floor in lbs/MMBtu | FALSE | L | Annual | Emissions at Affected Plants MER | lbs | 0 | 0 | 0 | 0 | 0 | 0 | 0
CT Fac. Spec. - MER Rate Annual v3.1 | 239 | 7562 | MACT Fuel Choice Floor in lbs/MMBtu | FALSE | L | Annual | Allowances Purchased MER | lbs | 0 | 0 | 0 | 0 | 0 | 0 | 0
CT Fac. Spec. - MER Rate Annual v3.1 | 239 | 7562 | MACT Fuel Choice Floor in lbs/MMBtu | FALSE | L | Annual | Allowances Sold MER | lbs | 0 | 0 | 0 | 0 | 0 | 0 | 0
CT Fac. Spec. - MER Rate Annual v3.1 | 239 | 7562 | MACT Fuel Choice Floor in lbs/MMBtu | FALSE | L | Annual | Allowances Banked | lbs | 0 | 0 | 0 | 0 | 0 | 0 | 0
CT Fac. Spec. - MER Rate Annual v3.1 | 239 | 7562 | MACT Fuel Choice Floor in lbs/MMBtu | FALSE | L | Annual | Allowances Withdrawn (1:1) | lbs | 0 | 0 | 0 | 0 | 0 | 0 | 0
CT Fac. Spec. - MER Rate Annual v3.1 | 239 | 7562 | MACT Fuel Choice Floor in lbs/MMBtu | FALSE | L | Annual | Allowances Withdrawn (n:1) | lbs | 0 | 0 | 0 | 0 | 0 | 0 | 0
CT Fac. Spec. - MER Rate Annual v3.1 | 239 | 7562 | MACT Fuel Choice Floor in lbs/MMBtu | FALSE | L | Annual | Net Emissions Allowance Position | lbs | 0 | 0 | 0 | 0 | 0 | 0 | 0
CT Fac. Spec. - MER Rate Annual v3.1 | 239 | 7562 | MACT Fuel Choice Floor in lbs/MMBtu | FALSE | L | Annual | Fuel Consumed | TBtu | 0 | 0 | 0 | 0 | 0 | 0 | 0
CT Fac. Spec. - MER Rate Annual v3.1 | 239 | 7562 | MACT Fuel Choice Floor in lbs/MMBtu | FALSE | L | Annual | Rate | lb/MMBtu | 0 | 0 | 0 | 0 | 0 | 0 | 0
CT Fac. Spec. - MER Rate Annual v3.1 | 239 | 7562 | MACT Fuel Choice Floor in lbs/MMBtu | FALSE | L | Annual | Generation | TWh | 0 | 0 | 0 | 0 | 0 | 0 | 0
CT Fac. Spec. - MER Rate Annual v3.1 | 239 | 7562 | MACT Fuel Choice Floor in lbs/MMBtu | FALSE | L | Annual | Qualifying Generation | TWh | 0 | 0 | 0 | 0 | 0 | 0 | 0
CT Fac. Spec. - MER Rate Annual v3.1 | 239 | 7562 | MACT Fuel Choice Floor in lbs/MMBtu | FALSE | L | Annual | Constraint Shadow Price | US2019$/Lb | 0 | 0 | 0 | 0 | 0 | 0 | 0
CT Fac. Spec. - NOX Rate Winter v.4.10 Final, Unit 2230 and retrofits | 240 | 7286 | Rate Constraint in lbs/MMBtu | FALSE | L | Annual | Seasons Included | Seasons | Winter, WintShld | Winter, WintShld | Winter, WintShld | Winter, WintShld | Winter, WintShld | Winter, WintShld | Winter, WintShld
CT Fac. Spec. - NOX Rate Winter v.4.10 Final, Unit 2230 and retrofits | 240 | 7286 | Rate Constraint in lbs/MMBtu | FALSE | L | Annual | Standard NOX | lb/MMBtu | 0.15 | 0.15 | 0.15 | 0.15 | 0.15 | 0.15 | 0.15
CT Fac. Spec. - NOX Rate Winter v.4.10 Final, Unit 2230 and retrofits | 240 | 7286 | Rate Constraint in lbs/MMBtu | FALSE | L | Annual | Emissions at Affected Plants NOX | Thousand Tons | 0 | 0 | 0 | 0 | 0 | 0 | 0
CT Fac. Spec. - NOX Rate Winter v.4.10 Final, Unit 2230 and retrofits | 240 | 7286 | Rate Constraint in lbs/MMBtu | FALSE | L | Annual | Allowances Purchased NOX | Thousand Tons | 0 | 0 | 0 | 0 | 0 | 0 | 0
CT Fac. Spec. - NOX Rate Winter v.4.10 Final, Unit 2230 and retrofits | 240 | 7286 | Rate Constraint in lbs/MMBtu | FALSE | L | Annual | Allowances Sold NOX | Thousand Tons | 0 | 0 | 0 | 0 | 0 | 0 | 0
CT Fac. Spec. - NOX Rate Winter v.4.10 Final, Unit 2230 and retrofits | 240 | 7286 | Rate Constraint in lbs/MMBtu | FALSE | L | Annual | Allowances Banked | Thousand Tons | 0 | 0 | 0 | 0 | 0 | 0 | 0
CT Fac. Spec. - NOX Rate Winter v.4.10 Final, Unit 2230 and retrofits | 240 | 7286 | Rate Constraint in lbs/MMBtu | FALSE | L | Annual | Allowances Withdrawn (1:1) | Thousand Tons | 0 | 0 | 0 | 0 | 0 | 0 | 0
CT Fac. Spec. - NOX Rate Winter v.4.10 Final, Unit 2230 and retrofits | 240 | 7286 | Rate Constraint in lbs/MMBtu | FALSE | L | Annual | Allowances Withdrawn (n:1) | Thousand Tons | 0 | 0 | 0 | 0 | 0 | 0 | 0
CT Fac. Spec. - NOX Rate Winter v.4.10 Final, Unit 2230 and retrofits | 240 | 7286 | Rate Constraint in lbs/MMBtu | FALSE | L | Annual | Net Emissions Allowance Position | Thousand Tons | 0 | 0 | 0 | 0 | 0 | 0 | 0
CT Fac. Spec. - NOX Rate Winter v.4.10 Final, Unit 2230 and retrofits | 240 | 7286 | Rate Constraint in lbs/MMBtu | FALSE | L | Annual | Fuel Consumed | TBtu | 0 | 0 | 0 | 0 | 0 | 0 | 0
CT Fac. Spec. - NOX Rate Winter v.4.10 Final, Unit 2230 and retrofits | 240 | 7286 | Rate Constraint in lbs/MMBtu | FALSE | L | Annual | Rate | lb/MMBtu | 0 | 0 | 0 | 0 | 0 | 0 | 0
CT Fac. Spec. - NOX Rate Winter v.4.10 Final, Unit 2230 and retrofits | 240 | 7286 | Rate Constraint in lbs/MMBtu | FALSE | L | Annual | Generation | TWh | 0 | 0 | 0 | 0 | 0 | 0 | 0
CT Fac. Spec. - NOX Rate Winter v.4.10 Final, Unit 2230 and retrofits | 240 | 7286 | Rate Constraint in lbs/MMBtu | FALSE | L | Annual | Qualifying Generation | TWh | 0 | 0 | 0 | 0 | 0 | 0 | 0
CT Fac. Spec. - NOX Rate Winter v.4.10 Final, Unit 2230 and retrofits | 240 | 7286 | Rate Constraint in lbs/MMBtu | FALSE | L | Annual | Rate | lb/MWh | 0 | 0 | 0 | 0 | 0 | 0 | 0
CT Fac. Spec. - NOX Rate Winter v.4.10 Final, Unit 2230 and retrofits | 240 | 7286 | Rate Constraint in lbs/MMBtu | FALSE | L | Annual | Constraint Shadow Price | US2019$/Ton | 0 | 0 | 0 | 0 | 0 | 0 | 0
CT Fac. Spec. - NOX Rate Winter v.4.10 Final, Unit 2231 and retrofits | 241 | 7286 | Rate Constraint in lbs/MMBtu | FALSE | L | Annual | Seasons Included | Seasons | Winter, WintShld | Winter, WintShld | Winter, WintShld | Winter, WintShld | Winter, WintShld | Winter, WintShld | Winter, WintShld
CT Fac. Spec. - NOX Rate Winter v.4.10 Final, Unit 2231 and retrofits | 241 | 7286 | Rate Constraint in lbs/MMBtu | FALSE | L | Annual | Standard NOX | lb/MMBtu | 0.15 | 0.15 | 0.15 | 0.15 | 0.15 | 0.15 | 0.15
CT Fac. Spec. - NOX Rate Winter v.4.10 Final, Unit 2231 and retrofits | 241 | 7286 | Rate Constraint in lbs/MMBtu | FALSE | L | Annual | Emissions at Affected Plants NOX | Thousand Tons | 0 | 0 | 0 | 0 | 0 | 0 | 0
CT Fac. Spec. - NOX Rate Winter v.4.10 Final, Unit 2231 and retrofits | 241 | 7286 | Rate Constraint in lbs/MMBtu | FALSE | L | Annual | Allowances Purchased NOX | Thousand Tons | 0 | 0 | 0 | 0 | 0 | 0 | 0
CT Fac. Spec. - NOX Rate Winter v.4.10 Final, Unit 2231 and retrofits | 241 | 7286 | Rate Constraint in lbs/MMBtu | FALSE | L | Annual | Allowances Sold NOX | Thousand Tons | 0 | 0 | 0 | 0 | 0 | 0 | 0
CT Fac. Spec. - NOX Rate Winter v.4.10 Final, Unit 2231 and retrofits | 241 | 7286 | Rate Constraint in lbs/MMBtu | FALSE | L | Annual | Allowances Banked | Thousand Tons | 0 | 0 | 0 | 0 | 0 | 0 | 0
CT Fac. Spec. - NOX Rate Winter v.4.10 Final, Unit 2231 and retrofits | 241 | 7286 | Rate Constraint in lbs/MMBtu | FALSE | L | Annual | Allowances Withdrawn (1:1) | Thousand Tons | 0 | 0 | 0 | 0 | 0 | 0 | 0
CT Fac. Spec. - NOX Rate Winter v.4.10 Final, Unit 2231 and retrofits | 241 | 7286 | Rate Constraint in lbs/MMBtu | FALSE | L | Annual | Allowances Withdrawn (n:1) | Thousand Tons | 0 | 0 | 0 | 0 | 0 | 0 | 0
CT Fac. Spec. - NOX Rate Winter v.4.10 Final, Unit 2231 and retrofits | 241 | 7286 | Rate Constraint in lbs/MMBtu | FALSE | L | Annual | Net Emissions Allowance Position | Thousand Tons | 0 | 0 | 0 | 0 | 0 | 0 | 0
CT Fac. Spec. - NOX Rate Winter v.4.10 Final, Unit 2231 and retrofits | 241 | 7286 | Rate Constraint in lbs/MMBtu | FALSE | L | Annual | Fuel Consumed | TBtu | 0 | 0 | 0 | 0 | 0 | 0 | 0
CT Fac. Spec. - NOX Rate Winter v.4.10 Final, Unit 2231 and retrofits | 241 | 7286 | Rate Constraint in lbs/MMBtu | FALSE | L | Annual | Rate | lb/MMBtu | 0 | 0 | 0 | 0 | 0 | 0 | 0
CT Fac. Spec. - NOX Rate Winter v.4.10 Final, Unit 2231 and retrofits | 241 | 7286 | Rate Constraint in lbs/MMBtu | FALSE | L | Annual | Generation | TWh | 0 | 0 | 0 | 0 | 0 | 0 | 0
CT Fac. Spec. - NOX Rate Winter v.4.10 Final, Unit 2231 and retrofits | 241 | 7286 | Rate Constraint in lbs/MMBtu | FALSE | L | Annual | Qualifying Generation | TWh | 0 | 0 | 0 | 0 | 0 | 0 | 0
CT Fac. Spec. - NOX Rate Winter v.4.10 Final, Unit 2231 and retrofits | 241 | 7286 | Rate Constraint in lbs/MMBtu | FALSE | L | Annual | Rate | lb/MWh | 0 | 0 | 0 | 0 | 0 | 0 | 0
CT Fac. Spec. - NOX Rate Winter v.4.10 Final, Unit 2231 and retrofits | 241 | 7286 | Rate Constraint in lbs/MMBtu | FALSE | L | Annual | Constraint Shadow Price | US2019$/Ton | 0 | 0 | 0 | 0 | 0 | 0 | 0
CT Fac. Spec. - NOX Rate Winter v.4.10 Final, Unit 2351 and retrofits | 242 | 7286 | Rate Constraint in lbs/MMBtu | FALSE | L | Annual | Seasons Included | Seasons | Winter, WintShld | Winter, WintShld | Winter, WintShld | Winter, WintShld | Winter, WintShld | Winter, WintShld | Winter, WintShld
CT Fac. Spec. - NOX Rate Winter v.4.10 Final, Unit 2351 and retrofits | 242 | 7286 | Rate Constraint in lbs/MMBtu | FALSE | L | Annual | Standard NOX | lb/MMBtu | 0.15 | 0.15 | 0.15 | 0.15 | 0.15 | 0.15 | 0.15
CT Fac. Spec. - NOX Rate Winter v.4.10 Final, Unit 2351 and retrofits | 242 | 7286 | Rate Constraint in lbs/MMBtu | FALSE | L | Annual | Emissions at Affected Plants NOX | Thousand Tons | 0 | 0 | 0 | 0 | 0 | 0 | 0
CT Fac. Spec. - NOX Rate Winter v.4.10 Final, Unit 2351 and retrofits | 242 | 7286 | Rate Constraint in lbs/MMBtu | FALSE | L | Annual | Allowances Purchased NOX | Thousand Tons | 0 | 0 | 0 | 0 | 0 | 0 | 0
CT Fac. Spec. - NOX Rate Winter v.4.10 Final, Unit 2351 and retrofits | 242 | 7286 | Rate Constraint in lbs/MMBtu | FALSE | L | Annual | Allowances Sold NOX | Thousand Tons | 0 | 0 | 0 | 0 | 0 | 0 | 0
CT Fac. Spec. - NOX Rate Winter v.4.10 Final, Unit 2351 and retrofits | 242 | 7286 | Rate Constraint in lbs/MMBtu | FALSE | L | Annual | Allowances Banked | Thousand Tons | 0 | 0 | 0 | 0 | 0 | 0 | 0
CT Fac. Spec. - NOX Rate Winter v.4.10 Final, Unit 2351 and retrofits | 242 | 7286 | Rate Constraint in lbs/MMBtu | FALSE | L | Annual | Allowances Withdrawn (1:1) | Thousand Tons | 0 | 0 | 0 | 0 | 0 | 0 | 0
CT Fac. Spec. - NOX Rate Winter v.4.10 Final, Unit 2351 and retrofits | 242 | 7286 | Rate Constraint in lbs/MMBtu | FALSE | L | Annual | Allowances Withdrawn (n:1) | Thousand Tons | 0 | 0 | 0 | 0 | 0 | 0 | 0
CT Fac. Spec. - NOX Rate Winter v.4.10 Final, Unit 2351 and retrofits | 242 | 7286 | Rate Constraint in lbs/MMBtu | FALSE | L | Annual | Net Emissions Allowance Position | Thousand Tons | 0 | 0 | 0 | 0 | 0 | 0 | 0
CT Fac. Spec. - NOX Rate Winter v.4.10 Final, Unit 2351 and retrofits | 242 | 7286 | Rate Constraint in lbs/MMBtu | FALSE | L | Annual | Fuel Consumed | TBtu | 0 | 0 | 0 | 0 | 0 | 0 | 0
CT Fac. Spec. - NOX Rate Winter v.4.10 Final, Unit 2351 and retrofits | 242 | 7286 | Rate Constraint in lbs/MMBtu | FALSE | L | Annual | Rate | lb/MMBtu | 0 | 0 | 0 | 0 | 0 | 0 | 0
CT Fac. Spec. - NOX Rate Winter v.4.10 Final, Unit 2351 and retrofits | 242 | 7286 | Rate Constraint in lbs/MMBtu | FALSE | L | Annual | Generation | TWh | 0 | 0 | 0 | 0 | 0 | 0 | 0
CT Fac. Spec. - NOX Rate Winter v.4.10 Final, Unit 2351 and retrofits | 242 | 7286 | Rate Constraint in lbs/MMBtu | FALSE | L | Annual | Qualifying Generation | TWh | 0 | 0 | 0 | 0 | 0 | 0 | 0
CT Fac. Spec. - NOX Rate Winter v.4.10 Final, Unit 2351 and retrofits | 242 | 7286 | Rate Constraint in lbs/MMBtu | FALSE | L | Annual | Rate | lb/MWh | 0 | 0 | 0 | 0 | 0 | 0 | 0
CT Fac. Spec. - NOX Rate Winter v.4.10 Final, Unit 2351 and retrofits | 242 | 7286 | Rate Constraint in lbs/MMBtu | FALSE | L | Annual | Constraint Shadow Price | US2019$/Ton | 0 | 0 | 0 | 0 | 0 | 0 | 0
CT Fac. Spec. - NOX Rate Winter v.4.10 Final, Unit 2352 and retrofits | 243 | 7286 | Rate Constraint in lbs/MMBtu | FALSE | L | Annual | Seasons Included | Seasons | Winter, WintShld | Winter, WintShld | Winter, WintShld | Winter, WintShld | Winter, WintShld | Winter, WintShld | Winter, WintShld
CT Fac. Spec. - NOX Rate Winter v.4.10 Final, Unit 2352 and retrofits | 243 | 7286 | Rate Constraint in lbs/MMBtu | FALSE | L | Annual | Standard NOX | lb/MMBtu | 0.15 | 0.15 | 0.15 | 0.15 | 0.15 | 0.15 | 0.15
CT Fac. Spec. - NOX Rate Winter v.4.10 Final, Unit 2352 and retrofits | 243 | 7286 | Rate Constraint in lbs/MMBtu | FALSE | L | Annual | Emissions at Affected Plants NOX | Thousand Tons | 0 | 0 | 0 | 0 | 0 | 0 | 0
CT Fac. Spec. - NOX Rate Winter v.4.10 Final, Unit 2352 and retrofits | 243 | 7286 | Rate Constraint in lbs/MMBtu | FALSE | L | Annual | Allowances Purchased NOX | Thousand Tons | 0 | 0 | 0 | 0 | 0 | 0 | 0
CT Fac. Spec. - NOX Rate Winter v.4.10 Final, Unit 2352 and retrofits | 243 | 7286 | Rate Constraint in lbs/MMBtu | FALSE | L | Annual | Allowances Sold NOX | Thousand Tons | 0 | 0 | 0 | 0 | 0 | 0 | 0
CT Fac. Spec. - NOX Rate Winter v.4.10 Final, Unit 2352 and retrofits | 243 | 7286 | Rate Constraint in lbs/MMBtu | FALSE | L | Annual | Allowances Banked | Thousand Tons | 0 | 0 | 0 | 0 | 0 | 0 | 0
CT Fac. Spec. - NOX Rate Winter v.4.10 Final, Unit 2352 and retrofits | 243 | 7286 | Rate Constraint in lbs/MMBtu | FALSE | L | Annual | Allowances Withdrawn (1:1) | Thousand Tons | 0 | 0 | 0 | 0 | 0 | 0 | 0
CT Fac. Spec. - NOX Rate Winter v.4.10 Final, Unit 2352 and retrofits | 243 | 7286 | Rate Constraint in lbs/MMBtu | FALSE | L | Annual | Allowances Withdrawn (n:1) | Thousand Tons | 0 | 0 | 0 | 0 | 0 | 0 | 0
CT Fac. Spec. - NOX Rate Winter v.4.10 Final, Unit 2352 and retrofits | 243 | 7286 | Rate Constraint in lbs/MMBtu | FALSE | L | Annual | Net Emissions Allowance Position | Thousand Tons | 0 | 0 | 0 | 0 | 0 | 0 | 0
CT Fac. Spec. - NOX Rate Winter v.4.10 Final, Unit 2352 and retrofits | 243 | 7286 | Rate Constraint in lbs/MMBtu | FALSE | L | Annual | Fuel Consumed | TBtu | 0 | 0 | 0 | 0 | 0 | 0 | 0
CT Fac. Spec. - NOX Rate Winter v.4.10 Final, Unit 2352 and retrofits | 243 | 7286 | Rate Constraint in lbs/MMBtu | FALSE | L | Annual | Rate | lb/MMBtu | 0 | 0 | 0 | 0 | 0 | 0 | 0
CT Fac. Spec. - NOX Rate Winter v.4.10 Final, Unit 2352 and retrofits | 243 | 7286 | Rate Constraint in lbs/MMBtu | FALSE | L | Annual | Generation | TWh | 0 | 0 | 0 | 0 | 0 | 0 | 0
CT Fac. Spec. - NOX Rate Winter v.4.10 Final, Unit 2352 and retrofits | 243 | 7286 | Rate Constraint in lbs/MMBtu | FALSE | L | Annual | Qualifying Generation | TWh | 0 | 0 | 0 | 0 | 0 | 0 | 0
CT Fac. Spec. - NOX Rate Winter v.4.10 Final, Unit 2352 and retrofits | 243 | 7286 | Rate Constraint in lbs/MMBtu | FALSE | L | Annual | Rate | lb/MWh | 0 | 0 | 0 | 0 | 0 | 0 | 0
CT Fac. Spec. - NOX Rate Winter v.4.10 Final, Unit 2352 and retrofits | 243 | 7286 | Rate Constraint in lbs/MMBtu | FALSE | L | Annual | Constraint Shadow Price | US2019$/Ton | 0 | 0 | 0 | 0 | 0 | 0 | 0
CT Fac. Spec. - NOX Rate Winter v.4.10 Final, Unit 2353 and retrofits | 244 | 7286 | Rate Constraint in lbs/MMBtu | FALSE | L | Annual | Seasons Included | Seasons | Winter, WintShld | Winter, WintShld | Winter, WintShld | Winter, WintShld | Winter, WintShld | Winter, WintShld | Winter, WintShld
CT Fac. Spec. - NOX Rate Winter v.4.10 Final, Unit 2353 and retrofits | 244 | 7286 | Rate Constraint in lbs/MMBtu | FALSE | L | Annual | Standard NOX | lb/MMBtu | 0.15 | 0.15 | 0.15 | 0.15 | 0.15 | 0.15 | 0.15
CT Fac. Spec. - NOX Rate Winter v.4.10 Final, Unit 2353 and retrofits | 244 | 7286 | Rate Constraint in lbs/MMBtu | FALSE | L | Annual | Emissions at Affected Plants NOX | Thousand Tons | 0 | 0 | 0 | 0 | 0 | 0 | 0
CT Fac. Spec. - NOX Rate Winter v.4.10 Final, Unit 2353 and retrofits | 244 | 7286 | Rate Constraint in lbs/MMBtu | FALSE | L | Annual | Allowances Purchased NOX | Thousand Tons | 0 | 0 | 0 | 0 | 0 | 0 | 0
CT Fac. Spec. - NOX Rate Winter v.4.10 Final, Unit 2353 and retrofits | 244 | 7286 | Rate Constraint in lbs/MMBtu | FALSE | L | Annual | Allowances Sold NOX | Thousand Tons | 0 | 0 | 0 | 0 | 0 | 0 | 0
CT Fac. Spec. - NOX Rate Winter v.4.10 Final, Unit 2353 and retrofits | 244 | 7286 | Rate Constraint in lbs/MMBtu | FALSE | L | Annual | Allowances Banked | Thousand Tons | 0 | 0 | 0 | 0 | 0 | 0 | 0
CT Fac. Spec. - NOX Rate Winter v.4.10 Final, Unit 2353 and retrofits | 244 | 7286 | Rate Constraint in lbs/MMBtu | FALSE | L | Annual | Allowances Withdrawn (1:1) | Thousand Tons | 0 | 0 | 0 | 0 | 0 | 0 | 0
CT Fac. Spec. - NOX Rate Winter v.4.10 Final, Unit 2353 and retrofits | 244 | 7286 | Rate Constraint in lbs/MMBtu | FALSE | L | Annual | Allowances Withdrawn (n:1) | Thousand Tons | 0 | 0 | 0 | 0 | 0 | 0 | 0
CT Fac. Spec. - NOX Rate Winter v.4.10 Final, Unit 2353 and retrofits | 244 | 7286 | Rate Constraint in lbs/MMBtu | FALSE | L | Annual | Net Emissions Allowance Position | Thousand Tons | 0 | 0 | 0 | 0 | 0 | 0 | 0
CT Fac. Spec. - NOX Rate Winter v.4.10 Final, Unit 2353 and retrofits | 244 | 7286 | Rate Constraint in lbs/MMBtu | FALSE | L | Annual | Fuel Consumed | TBtu | 0 | 0 | 0 | 0 | 0 | 0 | 0
CT Fac. Spec. - NOX Rate Winter v.4.10 Final, Unit 2353 and retrofits | 244 | 7286 | Rate Constraint in lbs/MMBtu | FALSE | L | Annual | Rate | lb/MMBtu | 0 | 0 | 0 | 0 | 0 | 0 | 0
CT Fac. Spec. - NOX Rate Winter v.4.10 Final, Unit 2353 and retrofits | 244 | 7286 | Rate Constraint in lbs/MMBtu | FALSE | L | Annual | Generation | TWh | 0 | 0 | 0 | 0 | 0 | 0 | 0
CT Fac. Spec. - NOX Rate Winter v.4.10 Final, Unit 2353 and retrofits | 244 | 7286 | Rate Constraint in lbs/MMBtu | FALSE | L | Annual | Qualifying Generation | TWh | 0 | 0 | 0 | 0 | 0 | 0 | 0
CT Fac. Spec. - NOX Rate Winter v.4.10 Final, Unit 2353 and retrofits | 244 | 7286 | Rate Constraint in lbs/MMBtu | FALSE | L | Annual | Rate | lb/MWh | 0 | 0 | 0 | 0 | 0 | 0 | 0
CT Fac. Spec. - NOX Rate Winter v.4.10 Final, Unit 2353 and retrofits | 244 | 7286 | Rate Constraint in lbs/MMBtu | FALSE | L | Annual | Constraint Shadow Price | US2019$/Ton | 0 | 0 | 0 | 0 | 0 | 0 | 0
CT Fac. Spec. - NOX Rate Winter v.4.10 Final, Unit 2354 and retrofits | 245 | 7286 | Rate Constraint in lbs/MMBtu | FALSE | L | Annual | Seasons Included | Seasons | Winter, WintShld | Winter, WintShld | Winter, WintShld | Winter, WintShld | Winter, WintShld | Winter, WintShld | Winter, WintShld
CT Fac. Spec. - NOX Rate Winter v.4.10 Final, Unit 2354 and retrofits | 245 | 7286 | Rate Constraint in lbs/MMBtu | FALSE | L | Annual | Standard NOX | lb/MMBtu | 0.15 | 0.15 | 0.15 | 0.15 | 0.15 | 0.15 | 0.15
CT Fac. Spec. - NOX Rate Winter v.4.10 Final, Unit 2354 and retrofits | 245 | 7286 | Rate Constraint in lbs/MMBtu | FALSE | L | Annual | Emissions at Affected Plants NOX | Thousand Tons | 0 | 0 | 0 | 0 | 0 | 0 | 0
CT Fac. Spec. - NOX Rate Winter v.4.10 Final, Unit 2354 and retrofits | 245 | 7286 | Rate Constraint in lbs/MMBtu | FALSE | L | Annual | Allowances Purchased NOX | Thousand Tons | 0 | 0 | 0 | 0 | 0 | 0 | 0
CT Fac. Spec. - NOX Rate Winter v.4.10 Final, Unit 2354 and retrofits | 245 | 7286 | Rate Constraint in lbs/MMBtu | FALSE | L | Annual | Allowances Sold NOX | Thousand Tons | 0 | 0 | 0 | 0 | 0 | 0 | 0
CT Fac. Spec. - NOX Rate Winter v.4.10 Final, Unit 2354 and retrofits | 245 | 7286 | Rate Constraint in lbs/MMBtu | FALSE | L | Annual | Allowances Banked | Thousand Tons | 0 | 0 | 0 | 0 | 0 | 0 | 0
CT Fac. Spec. - NOX Rate Winter v.4.10 Final, Unit 2354 and retrofits | 245 | 7286 | Rate Constraint in lbs/MMBtu | FALSE | L | Annual | Allowances Withdrawn (1:1) | Thousand Tons | 0 | 0 | 0 | 0 | 0 | 0 | 0
CT Fac. Spec. - NOX Rate Winter v.4.10 Final, Unit 2354 and retrofits | 245 | 7286 | Rate Constraint in lbs/MMBtu | FALSE | L | Annual | Allowances Withdrawn (n:1) | Thousand Tons | 0 | 0 | 0 | 0 | 0 | 0 | 0
CT Fac. Spec. - NOX Rate Winter v.4.10 Final, Unit 2354 and retrofits | 245 | 7286 | Rate Constraint in lbs/MMBtu | FALSE | L | Annual | Net Emissions Allowance Position | Thousand Tons | 0 | 0 | 0 | 0 | 0 | 0 | 0
CT Fac. Spec. - NOX Rate Winter v.4.10 Final, Unit 2354 and retrofits | 245 | 7286 | Rate Constraint in lbs/MMBtu | FALSE | L | Annual | Fuel Consumed | TBtu | 0 | 0 | 0 | 0 | 0 | 0 | 0
CT Fac. Spec. - NOX Rate Winter v.4.10 Final, Unit 2354 and retrofits | 245 | 7286 | Rate Constraint in lbs/MMBtu | FALSE | L | Annual | Rate | lb/MMBtu | 0 | 0 | 0 | 0 | 0 | 0 | 0
CT Fac. Spec. - NOX Rate Winter v.4.10 Final, Unit 2354 and retrofits | 245 | 7286 | Rate Constraint in lbs/MMBtu | FALSE | L | Annual | Generation | TWh | 0 | 0 | 0 | 0 | 0 | 0 | 0
CT Fac. Spec. - NOX Rate Winter v.4.10 Final, Unit 2354 and retrofits | 245 | 7286 | Rate Constraint in lbs/MMBtu | FALSE | L | Annual | Qualifying Generation | TWh | 0 | 0 | 0 | 0 | 0 | 0 | 0
CT Fac. Spec. - NOX Rate Winter v.4.10 Final, Unit 2354 and retrofits | 245 | 7286 | Rate Constraint in lbs/MMBtu | FALSE | L | Annual | Rate | lb/MWh | 0 | 0 | 0 | 0 | 0 | 0 | 0
CT Fac. Spec. - NOX Rate Winter v.4.10 Final, Unit 2354 and retrofits | 245 | 7286 | Rate Constraint in lbs/MMBtu | FALSE | L | Annual | Constraint Shadow Price | US2019$/Ton | 0 | 0 | 0 | 0 | 0 | 0 | 0
CT Fac. Spec. - SO2 Rate Annual Non-Title IV v3.1, Unit 48 and retrofits | 246 | 7288 | Rate Constraint in lbs/MMBtu | FALSE | L | Annual | Seasons Included | Seasons | Winter, WintShld, Summer | Winter, WintShld, Summer | Winter, WintShld, Summer | Winter, WintShld, Summer | Winter, WintShld, Summer | Winter, WintShld, Summer | Winter, WintShld, Summer
CT Fac. Spec. - SO2 Rate Annual Non-Title IV v3.1, Unit 48 and retrofits | 246 | 7288 | Rate Constraint in lbs/MMBtu | FALSE | L | Annual | Standard SO2 | lb/MMBtu | 0.55 | 0.55 | 0.55 | 0.55 | 0.55 | 0.55 | 0.55
CT Fac. Spec. - SO2 Rate Annual Non-Title IV v3.1, Unit 48 and retrofits | 246 | 7288 | Rate Constraint in lbs/MMBtu | FALSE | L | Annual | Emissions at Affected Plants SO2 | Thousand Tons | 0 | 0 | 0 | 0 | 0 | 0 | 0
CT Fac. Spec. - SO2 Rate Annual Non-Title IV v3.1, Unit 48 and retrofits | 246 | 7288 | Rate Constraint in lbs/MMBtu | FALSE | L | Annual | Allowances Purchased SO2 | Thousand Tons | 0 | 0 | 0 | 0 | 0 | 0 | 0
CT Fac. Spec. - SO2 Rate Annual Non-Title IV v3.1, Unit 48 and retrofits | 246 | 7288 | Rate Constraint in lbs/MMBtu | FALSE | L | Annual | Allowances Sold SO2 | Thousand Tons | 0 | 0 | 0 | 0 | 0 | 0 | 0
CT Fac. Spec. - SO2 Rate Annual Non-Title IV v3.1, Unit 48 and retrofits | 246 | 7288 | Rate Constraint in lbs/MMBtu | FALSE | L | Annual | Allowances Banked | Thousand Tons | 0 | 0 | 0 | 0 | 0 | 0 | 0
CT Fac. Spec. - SO2 Rate Annual Non-Title IV v3.1, Unit 48 and retrofits | 246 | 7288 | Rate Constraint in lbs/MMBtu | FALSE | L | Annual | Allowances Withdrawn (1:1) | Thousand Tons | 0 | 0 | 0 | 0 | 0 | 0 | 0
CT Fac. Spec. - SO2 Rate Annual Non-Title IV v3.1, Unit 48 and retrofits | 246 | 7288 | Rate Constraint in lbs/MMBtu | FALSE | L | Annual | Allowances Withdrawn (n:1) | Thousand Tons | 0 | 0 | 0 | 0 | 0 | 0 | 0
CT Fac. Spec. - SO2 Rate Annual Non-Title IV v3.1, Unit 48 and retrofits | 246 | 7288 | Rate Constraint in lbs/MMBtu | FALSE | L | Annual | Net Emissions Allowance Position | Thousand Tons | 0 | 0 | 0 | 0 | 0 | 0 | 0
CT Fac. Spec. - SO2 Rate Annual Non-Title IV v3.1, Unit 48 and retrofits | 246 | 7288 | Rate Constraint in lbs/MMBtu | FALSE | L | Annual | Fuel Consumed | TBtu | 0 | 0 | 0 | 0 | 0 | 0 | 0
CT Fac. Spec. - SO2 Rate Annual Non-Title IV v3.1, Unit 48 and retrofits | 246 | 7288 | Rate Constraint in lbs/MMBtu | FALSE | L | Annual | Rate | lb/MMBtu | 0 | 0 | 0 | 0 | 0 | 0 | 0
CT Fac. Spec. - SO2 Rate Annual Non-Title IV v3.1, Unit 48 and retrofits | 246 | 7288 | Rate Constraint in lbs/MMBtu | FALSE | L | Annual | Generation | TWh | 0 | 0 | 0 | 0 | 0 | 0 | 0
CT Fac. Spec. - SO2 Rate Annual Non-Title IV v3.1, Unit 48 and retrofits | 246 | 7288 | Rate Constraint in lbs/MMBtu | FALSE | L | Annual | Qualifying Generation | TWh | 0 | 0 | 0 | 0 | 0 | 0 | 0
CT Fac. Spec. - SO2 Rate Annual Non-Title IV v3.1, Unit 48 and retrofits | 246 | 7288 | Rate Constraint in lbs/MMBtu | FALSE | L | Annual | Rate | lb/MWh | 0 | 0 | 0 | 0 | 0 | 0 | 0
CT Fac. Spec. - SO2 Rate Annual Non-Title IV v3.1, Unit 48 and retrofits | 246 | 7288 | Rate Constraint in lbs/MMBtu | FALSE | L | Annual | Constraint Shadow Price | US2019$/Ton | 0 | 0 | 0 | 0 | 0 | 0 | 0
CT Fac. Spec. - SO2 Rate Annual v3.1, Unit 2230 and retrofits | 247 | 7287 | Rate Constraint in lbs/MMBtu | FALSE | L | Annual | Seasons Included | Seasons | Winter, WintShld, Summer | Winter, WintShld, Summer | Winter, WintShld, Summer | Winter, WintShld, Summer | Winter, WintShld, Summer | Winter, WintShld, Summer | Winter, WintShld, Summer
CT Fac. Spec. - SO2 Rate Annual v3.1, Unit 2230 and retrofits | 247 | 7287 | Rate Constraint in lbs/MMBtu | FALSE | L | Annual | Standard SO2 | lb/MMBtu | 0.33 | 0.33 | 0.33 | 0.33 | 0.33 | 0.33 | 0.33
CT Fac. Spec. - SO2 Rate Annual v3.1, Unit 2230 and retrofits | 247 | 7287 | Rate Constraint in lbs/MMBtu | FALSE | L | Annual | Emissions at Affected Plants SO2 | Thousand Tons | 0 | 0 | 0 | 0 | 0 | 0 | 0
CT Fac. Spec. - SO2 Rate Annual v3.1, Unit 2230 and retrofits | 247 | 7287 | Rate Constraint in lbs/MMBtu | FALSE | L | Annual | Allowances Purchased SO2 | Thousand Tons | 0 | 0 | 0 | 0 | 0 | 0 | 0
CT Fac. Spec. - SO2 Rate Annual v3.1, Unit 2230 and retrofits | 247 | 7287 | Rate Constraint in lbs/MMBtu | FALSE | L | Annual | Allowances Sold SO2 | Thousand Tons | 0 | 0 | 0 | 0 | 0 | 0 | 0
CT Fac. Spec. - SO2 Rate Annual v3.1, Unit 2230 and retrofits | 247 | 7287 | Rate Constraint in lbs/MMBtu | FALSE | L | Annual | Allowances Banked | Thousand Tons | 0 | 0 | 0 | 0 | 0 | 0 | 0
CT Fac. Spec. - SO2 Rate Annual v3.1, Unit 2230 and retrofits | 247 | 7287 | Rate Constraint in lbs/MMBtu | FALSE | L | Annual | Allowances Withdrawn (1:1) | Thousand Tons | 0 | 0 | 0 | 0 | 0 | 0 | 0
CT Fac. Spec. - SO2 Rate Annual v3.1, Unit 2230 and retrofits | 247 | 7287 | Rate Constraint in lbs/MMBtu | FALSE | L | Annual | Allowances Withdrawn (n:1) | Thousand Tons | 0 | 0 | 0 | 0 | 0 | 0 | 0
CT Fac. Spec. - SO2 Rate Annual v3.1, Unit 2230 and retrofits | 247 | 7287 | Rate Constraint in lbs/MMBtu | FALSE | L | Annual | Net Emissions Allowance Position | Thousand Tons | 0 | 0 | 0 | 0 | 0 | 0 | 0
CT Fac. Spec. - SO2 Rate Annual v3.1, Unit 2230 and retrofits | 247 | 7287 | Rate Constraint in lbs/MMBtu | FALSE | L | Annual | Fuel Consumed | TBtu | 0 | 0 | 0 | 0 | 0 | 0 | 0
CT Fac. Spec. - SO2 Rate Annual v3.1, Unit 2230 and retrofits | 247 | 7287 | Rate Constraint in lbs/MMBtu | FALSE | L | Annual | Rate | lb/MMBtu | 0 | 0 | 0 | 0 | 0 | 0 | 0
CT Fac. Spec. - SO2 Rate Annual v3.1, Unit 2230 and retrofits | 247 | 7287 | Rate Constraint in lbs/MMBtu | FALSE | L | Annual | Generation | TWh | 0 | 0 | 0 | 0 | 0 | 0 | 0
CT Fac. Spec. - SO2 Rate Annual v3.1, Unit 2230 and retrofits | 247 | 7287 | Rate Constraint in lbs/MMBtu | FALSE | L | Annual | Qualifying Generation | TWh | 0 | 0 | 0 | 0 | 0 | 0 | 0
CT Fac. Spec. - SO2 Rate Annual v3.1, Unit 2230 and retrofits | 247 | 7287 | Rate Constraint in lbs/MMBtu | FALSE | L | Annual | Rate | lb/MWh | 0 | 0 | 0 | 0 | 0 | 0 | 0
CT Fac. Spec. - SO2 Rate Annual v3.1, Unit 2230 and retrofits | 247 | 7287 | Rate Constraint in lbs/MMBtu | FALSE | L | Annual | Constraint Shadow Price | US2019$/Ton | 0 | 0 | 0 | 0 | 0 | 0 | 0
CT Fac. Spec. - SO2 Rate Annual v3.1, Unit 2231 and retrofits | 248 | 7287 | Rate Constraint in lbs/MMBtu | FALSE | L | Annual | Seasons Included | Seasons | Winter, WintShld, Summer | Winter, WintShld, Summer | Winter, WintShld, Summer | Winter, WintShld, Summer | Winter, WintShld, Summer | Winter, WintShld, Summer | Winter, WintShld, Summer
CT Fac. Spec. - SO2 Rate Annual v3.1, Unit 2231 and retrofits | 248 | 7287 | Rate Constraint in lbs/MMBtu | FALSE | L | Annual | Standard SO2 | lb/MMBtu | 0.33 | 0.33 | 0.33 | 0.33 | 0.33 | 0.33 | 0.33
CT Fac. Spec. - SO2 Rate Annual v3.1, Unit 2231 and retrofits | 248 | 7287 | Rate Constraint in lbs/MMBtu | FALSE | L | Annual | Emissions at Affected Plants SO2 | Thousand Tons | 0 | 0 | 0 | 0 | 0 | 0 | 0
CT Fac. Spec. - SO2 Rate Annual v3.1, Unit 2231 and retrofits | 248 | 7287 | Rate Constraint in lbs/MMBtu | FALSE | L | Annual | Allowances Purchased SO2 | Thousand Tons | 0 | 0 | 0 | 0 | 0 | 0 | 0
CT Fac. Spec. - SO2 Rate Annual v3.1, Unit 2231 and retrofits | 248 | 7287 | Rate Constraint in lbs/MMBtu | FALSE | L | Annual | Allowances Sold SO2 | Thousand Tons | 0 | 0 | 0 | 0 | 0 | 0 | 0
CT Fac. Spec. - SO2 Rate Annual v3.1, Unit 2231 and retrofits | 248 | 7287 | Rate Constraint in lbs/MMBtu | FALSE | L | Annual | Allowances Banked | Thousand Tons | 0 | 0 | 0 | 0 | 0 | 0 | 0
CT Fac. Spec. - SO2 Rate Annual v3.1, Unit 2231 and retrofits | 248 | 7287 | Rate Constraint in lbs/MMBtu | FALSE | L | Annual | Allowances Withdrawn (1:1) | Thousand Tons | 0 | 0 | 0 | 0 | 0 | 0 | 0
CT Fac. Spec. - SO2 Rate Annual v3.1, Unit 2231 and retrofits | 248 | 7287 | Rate Constraint in lbs/MMBtu | FALSE | L | Annual | Allowances Withdrawn (n:1) | Thousand Tons | 0 | 0 | 0 | 0 | 0 | 0 | 0
CT Fac. Spec. - SO2 Rate Annual v3.1, Unit 2231 and retrofits | 248 | 7287 | Rate Constraint in lbs/MMBtu | FALSE | L | Annual | Net Emissions Allowance Position | Thousand Tons | 0 | 0 | 0 | 0 | 0 | 0 | 0
CT Fac. Spec. - SO2 Rate Annual v3.1, Unit 2231 and retrofits | 248 | 7287 | Rate Constraint in lbs/MMBtu | FALSE | L | Annual | Fuel Consumed | TBtu | 0 | 0 | 0 | 0 | 0 | 0 | 0
CT Fac. Spec. - SO2 Rate Annual v3.1, Unit 2231 and retrofits | 248 | 7287 | Rate Constraint in lbs/MMBtu | FALSE | L | Annual | Rate | lb/MMBtu | 0 | 0 | 0 | 0 | 0 | 0 | 0
CT Fac. Spec. - SO2 Rate Annual v3.1, Unit 2231 and retrofits | 248 | 7287 | Rate Constraint in lbs/MMBtu | FALSE | L | Annual | Generation | TWh | 0 | 0 | 0 | 0 | 0 | 0 | 0
CT Fac. Spec. - SO2 Rate Annual v3.1, Unit 2231 and retrofits | 248 | 7287 | Rate Constraint in lbs/MMBtu | FALSE | L | Annual | Qualifying Generation | TWh | 0 | 0 | 0 | 0 | 0 | 0 | 0
CT Fac. Spec. - SO2 Rate Annual v3.1, Unit 2231 and retrofits | 248 | 7287 | Rate Constraint in lbs/MMBtu | FALSE | L | Annual | Rate | lb/MWh | 0 | 0 | 0 | 0 | 0 | 0 | 0
CT Fac. Spec. - SO2 Rate Annual v3.1, Unit 2231 and retrofits | 248 | 7287 | Rate Constraint in lbs/MMBtu | FALSE | L | Annual | Constraint Shadow Price | US2019$/Ton | 0 | 0 | 0 | 0 | 0 | 0 | 0
CT Fac. Spec. - SO2 Rate Annual v3.1, Unit 2351 and retrofits | 249 | 7287 | Rate Constraint in lbs/MMBtu | FALSE | L | Annual | Seasons Included | Seasons | Winter, WintShld, Summer | Winter, WintShld, Summer | Winter, WintShld, Summer | Winter, WintShld, Summer | Winter, WintShld, Summer | Winter, WintShld, Summer | Winter, WintShld, Summer
CT Fac. Spec. - SO2 Rate Annual v3.1, Unit 2351 and retrofits | 249 | 7287 | Rate Constraint in lbs/MMBtu | FALSE | L | Annual | Standard SO2 | lb/MMBtu | 0.33 | 0.33 | 0.33 | 0.33 | 0.33 | 0.33 | 0.33
CT Fac. Spec. - SO2 Rate Annual v3.1, Unit 2351 and retrofits | 249 | 7287 | Rate Constraint in lbs/MMBtu | FALSE | L | Annual | Emissions at Affected Plants SO2 | Thousand Tons | 0 | 0 | 0 | 0 | 0 | 0 | 0
CT Fac. Spec. - SO2 Rate Annual v3.1, Unit 2351 and retrofits | 249 | 7287 | Rate Constraint in lbs/MMBtu | FALSE | L | Annual | Allowances Purchased SO2 | Thousand Tons | 0 | 0 | 0 | 0 | 0 | 0 | 0
CT Fac. Spec. - SO2 Rate Annual v3.1, Unit 2351 and retrofits | 249 | 7287 | Rate Constraint in lbs/MMBtu | FALSE | L | Annual | Allowances Sold SO2 | Thousand Tons | 0 | 0 | 0 | 0 | 0 | 0 | 0
CT Fac. Spec. - SO2 Rate Annual v3.1, Unit 2351 and retrofits | 249 | 7287 | Rate Constraint in lbs/MMBtu | FALSE | L | Annual | Allowances Banked | Thousand Tons | 0 | 0 | 0 | 0 | 0 | 0 | 0
CT Fac. Spec. - SO2 Rate Annual v3.1, Unit 2351 and retrofits | 249 | 7287 | Rate Constraint in lbs/MMBtu | FALSE | L | Annual | Allowances Withdrawn (1:1) | Thousand Tons | 0 | 0 | 0 | 0 | 0 | 0 | 0
CT Fac. Spec. - SO2 Rate Annual v3.1, Unit 2351 and retrofits | 249 | 7287 | Rate Constraint in lbs/MMBtu | FALSE | L | Annual | Allowances Withdrawn (n:1) | Thousand Tons | 0 | 0 | 0 | 0 | 0 | 0 | 0
CT Fac. Spec. - SO2 Rate Annual v3.1, Unit 2351 and retrofits | 249 | 7287 | Rate Constraint in lbs/MMBtu | FALSE | L | Annual | Net Emissions Allowance Position | Thousand Tons | 0 | 0 | 0 | 0 | 0 | 0 | 0
CT Fac. Spec. - SO2 Rate Annual v3.1, Unit 2351 and retrofits | 249 | 7287 | Rate Constraint in lbs/MMBtu | FALSE | L | Annual | Fuel Consumed | TBtu | 0 | 0 | 0 | 0 | 0 | 0 | 0
CT Fac. Spec. - SO2 Rate Annual v3.1, Unit 2351 and retrofits | 249 | 7287 | Rate Constraint in lbs/MMBtu | FALSE | L | Annual | Rate | lb/MMBtu | 0 | 0 | 0 | 0 | 0 | 0 | 0
CT Fac. Spec. - SO2 Rate Annual v3.1, Unit 2351 and retrofits | 249 | 7287 | Rate Constraint in lbs/MMBtu | FALSE | L | Annual | Generation | TWh | 0 | 0 | 0 | 0 | 0 | 0 | 0
CT Fac. Spec. - SO2 Rate Annual v3.1, Unit 2351 and retrofits | 249 | 7287 | Rate Constraint in lbs/MMBtu | FALSE | L | Annual | Qualifying Generation | TWh | 0 | 0 | 0 | 0 | 0 | 0 | 0
CT Fac. Spec. - SO2 Rate Annual v3.1, Unit 2351 and retrofits | 249 | 7287 | Rate Constraint in lbs/MMBtu | FALSE | L | Annual | Rate | lb/MWh | 0 | 0 | 0 | 0 | 0 | 0 | 0
CT Fac. Spec. - SO2 Rate Annual v3.1, Unit 2351 and retrofits | 249 | 7287 | Rate Constraint in lbs/MMBtu | FALSE | L | Annual | Constraint Shadow Price | US2019$/Ton | 0 | 0 | 0 | 0 | 0 | 0 | 1029.8292
CT Fac. Spec. - SO2 Rate Annual v3.1, Unit 2352 and retrofits | 250 | 7287 | Rate Constraint in lbs/MMBtu | FALSE | L | Annual | Seasons Included | Seasons | Winter, WintShld, Summer | Winter, WintShld, Summer | Winter, WintShld, Summer | Winter, WintShld, Summer | Winter, WintShld, Summer | Winter, WintShld, Summer | Winter, WintShld, Summer
CT Fac. Spec. - SO2 Rate Annual v3.1, Unit 2352 and retrofits | 250 | 7287 | Rate Constraint in lbs/MMBtu | FALSE | L | Annual | Standard SO2 | lb/MMBtu | 0.33 | 0.33 | 0.33 | 0.33 | 0.33 | 0.33 | 0.33
CT Fac. Spec. - SO2 Rate Annual v3.1, Unit 2352 and retrofits | 250 | 7287 | Rate Constraint in lbs/MMBtu | FALSE | L | Annual | Emissions at Affected Plants SO2 | Thousand Tons | 0 | 0 | 0 | 0 | 0 | 0 | 0
CT Fac. Spec. - SO2 Rate Annual v3.1, Unit 2352 and retrofits | 250 | 7287 | Rate Constraint in lbs/MMBtu | FALSE | L | Annual | Allowances Purchased SO2 | Thousand Tons | 0 | 0 | 0 | 0 | 0 | 0 | 0
CT Fac. Spec. - SO2 Rate Annual v3.1, Unit 2352 and retrofits | 250 | 7287 | Rate Constraint in lbs/MMBtu | FALSE | L | Annual | Allowances Sold SO2 | Thousand Tons | 0 | 0 | 0 | 0 | 0 | 0 | 0
CT Fac. Spec. - SO2 Rate Annual v3.1, Unit 2352 and retrofits | 250 | 7287 | Rate Constraint in lbs/MMBtu | FALSE | L | Annual | Allowances Banked | Thousand Tons | 0 | 0 | 0 | 0 | 0 | 0 | 0
CT Fac. Spec. - SO2 Rate Annual v3.1, Unit 2352 and retrofits | 250 | 7287 | Rate Constraint in lbs/MMBtu | FALSE | L | Annual | Allowances Withdrawn (1:1) | Thousand Tons | 0 | 0 | 0 | 0 | 0 | 0 | 0
CT Fac. Spec. - SO2 Rate Annual v3.1, Unit 2352 and retrofits | 250 | 7287 | Rate Constraint in lbs/MMBtu | FALSE | L | Annual | Allowances Withdrawn (n:1) | Thousand Tons | 0 | 0 | 0 | 0 | 0 | 0 | 0
CT Fac. Spec. - SO2 Rate Annual v3.1, Unit 2352 and retrofits | 250 | 7287 | Rate Constraint in lbs/MMBtu | FALSE | L | Annual | Net Emissions Allowance Position | Thousand Tons | 0 | 0 | 0 | 0 | 0 | 0 | 0
CT Fac. Spec. - SO2 Rate Annual v3.1, Unit 2352 and retrofits | 250 | 7287 | Rate Constraint in lbs/MMBtu | FALSE | L | Annual | Fuel Consumed | TBtu | 0 | 0 | 0 | 0 | 0 | 0 | 0
CT Fac. Spec. - SO2 Rate Annual v3.1, Unit 2352 and retrofits | 250 | 7287 | Rate Constraint in lbs/MMBtu | FALSE | L | Annual | Rate | lb/MMBtu | 0 | 0 | 0 | 0 | 0 | 0 | 0
CT Fac. Spec. - SO2 Rate Annual v3.1, Unit 2352 and retrofits | 250 | 7287 | Rate Constraint in lbs/MMBtu | FALSE | L | Annual | Generation | TWh | 0 | 0 | 0 | 0 | 0 | 0 | 0
CT Fac. Spec. - SO2 Rate Annual v3.1, Unit 2352 and retrofits | 250 | 7287 | Rate Constraint in lbs/MMBtu | FALSE | L | Annual | Qualifying Generation | TWh | 0 | 0 | 0 | 0 | 0 | 0 | 0
CT Fac. Spec. - SO2 Rate Annual v3.1, Unit 2352 and retrofits | 250 | 7287 | Rate Constraint in lbs/MMBtu | FALSE | L | Annual | Rate | lb/MWh | 0 | 0 | 0 | 0 | 0 | 0 | 0
CT Fac. Spec. - SO2 Rate Annual v3.1, Unit 2352 and retrofits | 250 | 7287 | Rate Constraint in lbs/MMBtu | FALSE | L | Annual | Constraint Shadow Price | US2019$/Ton | 0 | 0 | 0 | 0 | 0 | 0 | 0
CT Fac. Spec. - SO2 Rate Annual v3.1, Unit 2353 and retrofits | 251 | 7287 | Rate Constraint in lbs/MMBtu | FALSE | L | Annual | Seasons Included | Seasons | Winter, WintShld, Summer | Winter, WintShld, Summer | Winter, WintShld, Summer | Winter, WintShld, Summer | Winter, WintShld, Summer | Winter, WintShld, Summer | Winter, WintShld, Summer
CT Fac. Spec. - SO2 Rate Annual v3.1, Unit 2353 and retrofits | 251 | 7287 | Rate Constraint in lbs/MMBtu | FALSE | L | Annual | Standard SO2 | lb/MMBtu | 0.33 | 0.33 | 0.33 | 0.33 | 0.33 | 0.33 | 0.33
CT Fac. Spec. - SO2 Rate Annual v3.1, Unit 2353 and retrofits | 251 | 7287 | Rate Constraint in lbs/MMBtu | FALSE | L | Annual | Emissions at Affected Plants SO2 | Thousand Tons | 0 | 0 | 0 | 0 | 0 | 0 | 0
CT Fac. Spec. - SO2 Rate Annual v3.1, Unit 2353 and retrofits | 251 | 7287 | Rate Constraint in lbs/MMBtu | FALSE | L | Annual | Allowances Purchased SO2 | Thousand Tons | 0 | 0 | 0 | 0 | 0 | 0 | 0
CT Fac. Spec. - SO2 Rate Annual v3.1, Unit 2353 and retrofits | 251 | 7287 | Rate Constraint in lbs/MMBtu | FALSE | L | Annual | Allowances Sold SO2 | Thousand Tons | 0 | 0 | 0 | 0 | 0 | 0 | 0
CT Fac. Spec. - SO2 Rate Annual v3.1, Unit 2353 and retrofits | 251 | 7287 | Rate Constraint in lbs/MMBtu | FALSE | L | Annual | Allowances Banked | Thousand Tons | 0 | 0 | 0 | 0 | 0 | 0 | 0
CT Fac. Spec. - SO2 Rate Annual v3.1, Unit 2353 and retrofits | 251 | 7287 | Rate Constraint in lbs/MMBtu | FALSE | L | Annual | Allowances Withdrawn (1:1) | Thousand Tons | 0 | 0 | 0 | 0 | 0 | 0 | 0
CT Fac. Spec. - SO2 Rate Annual v3.1, Unit 2353 and retrofits | 251 | 7287 | Rate Constraint in lbs/MMBtu | FALSE | L | Annual | Allowances Withdrawn (n:1) | Thousand Tons | 0 | 0 | 0 | 0 | 0 | 0 | 0
CT Fac. Spec. - SO2 Rate Annual v3.1, Unit 2353 and retrofits | 251 | 7287 | Rate Constraint in lbs/MMBtu | FALSE | L | Annual | Net Emissions Allowance Position | Thousand Tons | 0 | 0 | 0 | 0 | 0 | 0 | 0
CT Fac. Spec. - SO2 Rate Annual v3.1, Unit 2353 and retrofits | 251 | 7287 | Rate Constraint in lbs/MMBtu | FALSE | L | Annual | Fuel Consumed | TBtu | 0 | 0 | 0 | 0 | 0 | 0 | 0
CT Fac. Spec. - SO2 Rate Annual v3.1, Unit 2353 and retrofits | 251 | 7287 | Rate Constraint in lbs/MMBtu | FALSE | L | Annual | Rate | lb/MMBtu | 0 | 0 | 0 | 0 | 0 | 0 | 0
CT Fac. Spec. - SO2 Rate Annual v3.1, Unit 2353 and retrofits | 251 | 7287 | Rate Constraint in lbs/MMBtu | FALSE | L | Annual | Generation | TWh | 0 | 0 | 0 | 0 | 0 | 0 | 0
CT Fac. Spec. - SO2 Rate Annual v3.1, Unit 2353 and retrofits | 251 | 7287 | Rate Constraint in lbs/MMBtu | FALSE | L | Annual | Qualifying Generation | TWh | 0 | 0 | 0 | 0 | 0 | 0 | 0
CT Fac. Spec. - SO2 Rate Annual v3.1, Unit 2353 and retrofits | 251 | 7287 | Rate Constraint in lbs/MMBtu | FALSE | L | Annual | Rate | lb/MWh | 0 | 0 | 0 | 0 | 0 | 0 | 0
CT Fac. Spec. - SO2 Rate Annual v3.1, Unit 2353 and retrofits | 251 | 7287 | Rate Constraint in lbs/MMBtu | FALSE | L | Annual | Constraint Shadow Price | US2019$/Ton | 0 | 0 | 0 | 0 | 0 | 0 | 0
CT Fac. Spec. - SO2 Rate Annual v3.1, Unit 2354 and retrofits | 252 | 7287 | Rate Constraint in lbs/MMBtu | FALSE | L | Annual | Seasons Included | Seasons | Winter, WintShld, Summer | Winter, WintShld, Summer | Winter, WintShld, Summer | Winter, WintShld, Summer | Winter, WintShld, Summer | Winter, WintShld, Summer | Winter, WintShld, Summer
CT Fac. Spec. - SO2 Rate Annual v3.1, Unit 2354 and retrofits | 252 | 7287 | Rate Constraint in lbs/MMBtu | FALSE | L | Annual | Standard SO2 | lb/MMBtu | 0.33 | 0.33 | 0.33 | 0.33 | 0.33 | 0.33 | 0.33
CT Fac. Spec. - SO2 Rate Annual v3.1, Unit 2354 and retrofits | 252 | 7287 | Rate Constraint in lbs/MMBtu | FALSE | L | Annual | Emissions at Affected Plants SO2 | Thousand Tons | 0 | 0 | 0 | 0 | 0 | 0 | 0
CT Fac. Spec. - SO2 Rate Annual v3.1, Unit 2354 and retrofits | 252 | 7287 | Rate Constraint in lbs/MMBtu | FALSE | L | Annual | Allowances Purchased SO2 | Thousand Tons | 0 | 0 | 0 | 0 | 0 | 0 | 0
CT Fac. Spec. - SO2 Rate Annual v3.1, Unit 2354 and retrofits | 252 | 7287 | Rate Constraint in lbs/MMBtu | FALSE | L | Annual | Allowances Sold SO2 | Thousand Tons | 0 | 0 | 0 | 0 | 0 | 0 | 0
CT Fac. Spec. - SO2 Rate Annual v3.1, Unit 2354 and retrofits | 252 | 7287 | Rate Constraint in lbs/MMBtu | FALSE | L | Annual | Allowances Banked | Thousand Tons | 0 | 0 | 0 | 0 | 0 | 0 | 0
CT Fac. Spec. - SO2 Rate Annual v3.1, Unit 2354 and retrofits | 252 | 7287 | Rate Constraint in lbs/MMBtu | FALSE | L | Annual | Allowances Withdrawn (1:1) | Thousand Tons | 0 | 0 | 0 | 0 | 0 | 0 | 0
CT Fac. Spec. - SO2 Rate Annual v3.1, Unit 2354 and retrofits | 252 | 7287 | Rate Constraint in lbs/MMBtu | FALSE | L | Annual | Allowances Withdrawn (n:1) | Thousand Tons | 0 | 0 | 0 | 0 | 0 | 0 | 0
CT Fac. Spec. - SO2 Rate Annual v3.1, Unit 2354 and retrofits | 252 | 7287 | Rate Constraint in lbs/MMBtu | FALSE | L | Annual | Net Emissions Allowance Position | Thousand Tons | 0 | 0 | 0 | 0 | 0 | 0 | 0
CT Fac. Spec. - SO2 Rate Annual v3.1, Unit 2354 and retrofits | 252 | 7287 | Rate Constraint in lbs/MMBtu | FALSE | L | Annual | Fuel Consumed | TBtu | 0 | 0 | 0 | 0 | 0 | 0 | 0
CT Fac. Spec. - SO2 Rate Annual v3.1, Unit 2354 and retrofits | 252 | 7287 | Rate Constraint in lbs/MMBtu | FALSE | L | Annual | Rate | lb/MMBtu | 0 | 0 | 0 | 0 | 0 | 0 | 0
CT Fac. Spec. - SO2 Rate Annual v3.1, Unit 2354 and retrofits | 252 | 7287 | Rate Constraint in lbs/MMBtu | FALSE | L | Annual | Generation | TWh | 0 | 0 | 0 | 0 | 0 | 0 | 0
CT Fac. Spec. - SO2 Rate Annual v3.1, Unit 2354 and retrofits | 252 | 7287 | Rate Constraint in lbs/MMBtu | FALSE | L | Annual | Qualifying Generation | TWh | 0 | 0 | 0 | 0 | 0 | 0 | 0
CT Fac. Spec. - SO2 Rate Annual v3.1, Unit 2354 and retrofits | 252 | 7287 | Rate Constraint in lbs/MMBtu | FALSE | L | Annual | Rate | lb/MWh | 0 | 0 | 0 | 0 | 0 | 0 | 0
CT Fac. Spec. - SO2 Rate Annual v3.1, Unit 2354 and retrofits | 252 | 7287 | Rate Constraint in lbs/MMBtu | FALSE | L | Annual | Constraint Shadow Price | US2019$/Ton | 0 | 0 | 0 | 0 | 0 | 0 | 0
DE Facility Specific - Hg Annual Reduction v3.1 | 253 | 7301 | MACT Fuel Choice Floor in lbs/MMBtu | FALSE | L | Annual | Seasons Included | Seasons | Winter, WintShld, Summer | Winter, WintShld, Summer | Winter, WintShld, Summer | Winter, WintShld, Summer | Winter, WintShld, Summer | Winter, WintShld, Summer | Winter, WintShld, Summer
DE Facility Specific - Hg Annual Reduction v3.1 | 253 | 7301 | MACT Fuel Choice Floor in lbs/MMBtu | FALSE | L | Annual | Emission Floor | lbs/MMBtu | 6e-07 | 6e-07 | 6e-07 | 6e-07 | 6e-07 | 6e-07 | 6e-07
DE Facility Specific - Hg Annual Reduction v3.1 | 253 | 7301 | MACT Fuel Choice Floor in lbs/MMBtu | FALSE | L | Annual | Emissions at Affected Plants MER | lbs | 0 | 0 | 0 | 0 | 0 | 0 | 0
DE Facility Specific - Hg Annual Reduction v3.1 | 253 | 7301 | MACT Fuel Choice Floor in lbs/MMBtu | FALSE | L | Annual | Allowances Purchased MER | lbs | 0 | 0 | 0 | 0 | 0 | 0 | 0
DE Facility Specific - Hg Annual Reduction v3.1 | 253 | 7301 | MACT Fuel Choice Floor in lbs/MMBtu | FALSE | L | Annual | Allowances Sold MER | lbs | 0 | 0 | 0 | 0 | 0 | 0 | 0
DE Facility Specific - Hg Annual Reduction v3.1 | 253 | 7301 | MACT Fuel Choice Floor in lbs/MMBtu | FALSE | L | Annual | Allowances Banked | lbs | 0 | 0 | 0 | 0 | 0 | 0 | 0
DE Facility Specific - Hg Annual Reduction v3.1 | 253 | 7301 | MACT Fuel Choice Floor in lbs/MMBtu | FALSE | L | Annual | Allowances Withdrawn (1:1) | lbs | 0 | 0 | 0 | 0 | 0 | 0 | 0
DE Facility Specific - Hg Annual Reduction v3.1 | 253 | 7301 | MACT Fuel Choice Floor in lbs/MMBtu | FALSE | L | Annual | Allowances Withdrawn (n:1) | lbs | 0 | 0 | 0 | 0 | 0 | 0 | 0
DE Facility Specific - Hg Annual Reduction v3.1 | 253 | 7301 | MACT Fuel Choice Floor in lbs/MMBtu | FALSE | L | Annual | Net Emissions Allowance Position | lbs | 0 | 0 | 0 | 0 | 0 | 0 | 0
DE Facility Specific - Hg Annual Reduction v3.1 | 253 | 7301 | MACT Fuel Choice Floor in lbs/MMBtu | FALSE | L | Annual | Fuel Consumed | TBtu | 0 | 0 | 0 | 0 | 0 | 0 | 0
DE Facility Specific - Hg Annual Reduction v3.1 | 253 | 7301 | MACT Fuel Choice Floor in lbs/MMBtu | FALSE | L | Annual | Rate | lb/MMBtu | 0 | 0 | 0 | 0 | 0 | 0 | 0
DE Facility Specific - Hg Annual Reduction v3.1 | 253 | 7301 | MACT Fuel Choice Floor in lbs/MMBtu | FALSE | L | Annual | Generation | TWh | 0 | 0 | 0 | 0 | 0 | 0 | 0
DE Facility Specific - Hg Annual Reduction v3.1 | 253 | 7301 | MACT Fuel Choice Floor in lbs/MMBtu | FALSE | L | Annual | Qualifying Generation | TWh | 0 | 0 | 0 | 0 | 0 | 0 | 0
DE Facility Specific - Hg Annual Reduction v3.1 | 253 | 7301 | MACT Fuel Choice Floor in lbs/MMBtu | FALSE | L | Annual | Constraint Shadow Price | US2019$/Lb | 0 | 0 | 0 | 0 | 0 | 0 | 0
DE Facility Specific - NOx Annual Rate v3.1, Unit 2225 and retrofits | 254 | 7289 | Rate Constraint in lbs/MMBtu | FALSE | L | Annual | Seasons Included | Seasons | Winter, WintShld, Summer | Winter, WintShld, Summer | Winter, WintShld, Summer | Winter, WintShld, Summer | Winter, WintShld, Summer | Winter, WintShld, Summer | Winter, WintShld, Summer
DE Facility Specific - NOx Annual Rate v3.1, Unit 2225 and retrofits | 254 | 7289 | Rate Constraint in lbs/MMBtu | FALSE | L | Annual | Standard NOX | lb/MMBtu | 0.125 | 0.125 | 0.125 | 0.125 | 0.125 | 0.125 | 0.125
DE Facility Specific - NOx Annual Rate v3.1, Unit 2225 and retrofits | 254 | 7289 | Rate Constraint in lbs/MMBtu | FALSE | L | Annual | Emissions at Affected Plants NOX | Thousand Tons | 0 | 0 | 0 | 0 | 0 | 0 | 0
DE Facility Specific - NOx Annual Rate v3.1, Unit 2225 and retrofits | 254 | 7289 | Rate Constraint in lbs/MMBtu | FALSE | L | Annual | Allowances Purchased NOX | Thousand Tons | 0 | 0 | 0 | 0 | 0 | 0 | 0
DE Facility Specific - NOx Annual Rate v3.1, Unit 2225 and retrofits | 254 | 7289 | Rate Constraint in lbs/MMBtu | FALSE | L | Annual | Allowances Sold NOX | Thousand Tons | 0 | 0 | 0 | 0 | 0 | 0 | 0
DE Facility Specific - NOx Annual Rate v3.1, Unit 2225 and retrofits | 254 | 7289 | Rate Constraint in lbs/MMBtu | FALSE | L | Annual | Allowances Banked | Thousand Tons | 0 | 0 | 0 | 0 | 0 | 0 | 0
DE Facility Specific - NOx Annual Rate v3.1, Unit 2225 and retrofits | 254 | 7289 | Rate Constraint in lbs/MMBtu | FALSE | L | Annual | Allowances Withdrawn (1:1) | Thousand Tons | 0 | 0 | 0 | 0 | 0 | 0 | 0
DE Facility Specific - NOx Annual Rate v3.1, Unit 2225 and retrofits | 254 | 7289 | Rate Constraint in lbs/MMBtu | FALSE | L | Annual | Allowances Withdrawn (n:1) | Thousand Tons | 0 | 0 | 0 | 0 | 0 | 0 | 0
DE Facility Specific - NOx Annual Rate v3.1, Unit 2225 and retrofits | 254 | 7289 | Rate Constraint in lbs/MMBtu | FALSE | L | Annual | Net Emissions Allowance Position | Thousand Tons | 0 | 0 | 0 | 0 | 0 | 0 | 0
DE Facility Specific - NOx Annual Rate v3.1, Unit 2225 and retrofits | 254 | 7289 | Rate Constraint in lbs/MMBtu | FALSE | L | Annual | Fuel Consumed | TBtu | 0 | 0 | 0 | 0 | 0 | 0 | 0
DE Facility Specific - NOx Annual Rate v3.1, Unit 2225 and retrofits | 254 | 7289 | Rate Constraint in lbs/MMBtu | FALSE | L | Annual | Rate | lb/MMBtu | 0 | 0 | 0 | 0 | 0 | 0 | 0
DE Facility Specific - NOx Annual Rate v3.1, Unit 2225 and retrofits | 254 | 7289 | Rate Constraint in lbs/MMBtu | FALSE | L | Annual | Generation | TWh | 0 | 0 | 0 | 0 | 0 | 0 | 0
DE Facility Specific - NOx Annual Rate v3.1, Unit 2225 and retrofits | 254 | 7289 | Rate Constraint in lbs/MMBtu | FALSE | L | Annual | Qualifying Generation | TWh | 0 | 0 | 0 | 0 | 0 | 0 | 0
DE Facility Specific - NOx Annual Rate v3.1, Unit 2225 and retrofits | 254 | 7289 | Rate Constraint in lbs/MMBtu | FALSE | L | Annual | Rate | lb/MWh | 0 | 0 | 0 | 0 | 0 | 0 | 0
DE Facility Specific - NOx Annual Rate v3.1, Unit 2225 and retrofits | 254 | 7289 | Rate Constraint in lbs/MMBtu | FALSE | L | Annual | Constraint Shadow Price | US2019$/Ton | 0 | 0 | 0 | 0 | 0 | 0 | 0
DE Facility Specific - NOx Annual Rate v3.1, Unit 2648 and retrofits | 255 | 7289 | Rate Constraint in lbs/MMBtu | FALSE | L | Annual | Seasons Included | Seasons | Winter, WintShld, Summer | Winter, WintShld, Summer | Winter, WintShld, Summer | Winter, WintShld, Summer | Winter, WintShld, Summer | Winter, WintShld, Summer | Winter, WintShld, Summer
DE Facility Specific - NOx Annual Rate v3.1, Unit 2648 and retrofits | 255 | 7289 | Rate Constraint in lbs/MMBtu | FALSE | L | Annual | Standard NOX | lb/MMBtu | 0.125 | 0.125 | 0.125 | 0.125 | 0.125 | 0.125 | 0.125
DE Facility Specific - NOx Annual Rate v3.1, Unit 2648 and retrofits | 255 | 7289 | Rate Constraint in lbs/MMBtu | FALSE | L | Annual | Emissions at Affected Plants NOX | Thousand Tons | 0 | 0 | 0 | 0 | 0 | 0 | 0
DE Facility Specific - NOx Annual Rate v3.1, Unit 2648 and retrofits | 255 | 7289 | Rate Constraint in lbs/MMBtu | FALSE | L | Annual | Allowances Purchased NOX | Thousand Tons | 0 | 0 | 0 | 0 | 0 | 0 | 0
DE Facility Specific - NOx Annual Rate v3.1, Unit 2648 and retrofits | 255 | 7289 | Rate Constraint in lbs/MMBtu | FALSE | L | Annual | Allowances Sold NOX | Thousand Tons | 0 | 0 | 0 | 0 | 0 | 0 | 0
DE Facility Specific - NOx Annual Rate v3.1, Unit 2648 and retrofits | 255 | 7289 | Rate Constraint in lbs/MMBtu | FALSE | L | Annual | Allowances Banked | Thousand Tons | 0 | 0 | 0 | 0 | 0 | 0 | 0
DE Facility Specific - NOx Annual Rate v3.1, Unit 2648 and retrofits | 255 | 7289 | Rate Constraint in lbs/MMBtu | FALSE | L | Annual | Allowances Withdrawn (1:1) | Thousand Tons | 0 | 0 | 0 | 0 | 0 | 0 | 0
DE Facility Specific - NOx Annual Rate v3.1, Unit 2648 and retrofits | 255 | 7289 | Rate Constraint in lbs/MMBtu | FALSE | L | Annual | Allowances Withdrawn (n:1) | Thousand Tons | 0 | 0 | 0 | 0 | 0 | 0 | 0
DE Facility Specific - NOx Annual Rate v3.1, Unit 2648 and retrofits | 255 | 7289 | Rate Constraint in lbs/MMBtu | FALSE | L | Annual | Net Emissions Allowance Position | Thousand Tons | 0 | 0 | 0 | 0 | 0 | 0 | 0
DE Facility Specific - NOx Annual Rate v3.1, Unit 2648 and retrofits | 255 | 7289 | Rate Constraint in lbs/MMBtu | FALSE | L | Annual | Fuel Consumed | TBtu | 0 | 0 | 0 | 0 | 0 | 0 | 0
DE Facility Specific - NOx Annual Rate v3.1, Unit 2648 and retrofits | 255 | 7289 | Rate Constraint in lbs/MMBtu | FALSE | L | Annual | Rate | lb/MMBtu | 0 | 0 | 0 | 0 | 0 | 0 | 0
DE Facility Specific - NOx Annual Rate v3.1, Unit 2648 and retrofits | 255 | 7289 | Rate Constraint in lbs/MMBtu | FALSE | L | Annual | Generation | TWh | 0 | 0 | 0 | 0 | 0 | 0 | 0
DE Facility Specific - NOx Annual Rate v3.1, Unit 2648 and retrofits | 255 | 7289 | Rate Constraint in lbs/MMBtu | FALSE | L | Annual | Qualifying Generation | TWh | 0 | 0 | 0 | 0 | 0 | 0 | 0
DE Facility Specific - NOx Annual Rate v3.1, Unit 2648 and retrofits | 255 | 7289 | Rate Constraint in lbs/MMBtu | FALSE | L | Annual | Rate | lb/MWh | 0 | 0 | 0 | 0 | 0 | 0 | 0
DE Facility Specific - NOx Annual Rate v3.1, Unit 2648 and retrofits | 255 | 7289 | Rate Constraint in lbs/MMBtu | FALSE | L | Annual | Constraint Shadow Price | US2019$/Ton | 0 | 0 | 0 | 0 | 0 | 0 | 0
DE Facility Specific - SO2 Annual Rate v3.1, Unit 2225 and retrofits | 256 | 7295 | Rate Constraint in lbs/MMBtu | FALSE | L | Annual | Seasons Included | Seasons | Winter, WintShld, Summer | Winter, WintShld, Summer | Winter, WintShld, Summer | Winter, WintShld, Summer | Winter, WintShld, Summer | Winter, WintShld, Summer | Winter, WintShld, Summer
DE Facility Specific - SO2 Annual Rate v3.1, Unit 2225 and retrofits | 256 | 7295 | Rate Constraint in lbs/MMBtu | FALSE | L | Annual | Standard SO2 | lb/MMBtu | 0.26 | 0.26 | 0.26 | 0.26 | 0.26 | 0.26 | 0.26
DE Facility Specific - SO2 Annual Rate v3.1, Unit 2225 and retrofits | 256 | 7295 | Rate Constraint in lbs/MMBtu | FALSE | L | Annual | Emissions at Affected Plants SO2 | Thousand Tons | 0 | 0 | 0 | 0 | 0 | 0 | 0
DE Facility Specific - SO2 Annual Rate v3.1, Unit 2225 and retrofits | 256 | 7295 | Rate Constraint in lbs/MMBtu | FALSE | L | Annual | Allowances Purchased SO2 | Thousand Tons | 0 | 0 | 0 | 0 | 0 | 0 | 0
DE Facility Specific - SO2 Annual Rate v3.1, Unit 2225 and retrofits | 256 | 7295 | Rate Constraint in lbs/MMBtu | FALSE | L | Annual | Allowances Sold SO2 | Thousand Tons | 0 | 0 | 0 | 0 | 0 | 0 | 0
DE Facility Specific - SO2 Annual Rate v3.1, Unit 2225 and retrofits | 256 | 7295 | Rate Constraint in lbs/MMBtu | FALSE | L | Annual | Allowances Banked | Thousand Tons | 0 | 0 | 0 | 0 | 0 | 0 | 0
DE Facility Specific - SO2 Annual Rate v3.1, Unit 2225 and retrofits | 256 | 7295 | Rate Constraint in lbs/MMBtu | FALSE | L | Annual | Allowances Withdrawn (1:1) | Thousand Tons | 0 | 0 | 0 | 0 | 0 | 0 | 0
DE Facility Specific - SO2 Annual Rate v3.1, Unit 2225 and retrofits | 256 | 7295 | Rate Constraint in lbs/MMBtu | FALSE | L | Annual | Allowances Withdrawn (n:1) | Thousand Tons | 0 | 0 | 0 | 0 | 0 | 0 | 0
DE Facility Specific - SO2 Annual Rate v3.1, Unit 2225 and retrofits | 256 | 7295 | Rate Constraint in lbs/MMBtu | FALSE | L | Annual | Net Emissions Allowance Position | Thousand Tons | 0 | 0 | 0 | 0 | 0 | 0 | 0
DE Facility Specific - SO2 Annual Rate v3.1, Unit 2225 and retrofits | 256 | 7295 | Rate Constraint in lbs/MMBtu | FALSE | L | Annual | Fuel Consumed | TBtu | 0 | 0 | 0 | 0 | 0 | 0 | 0
DE Facility Specific - SO2 Annual Rate v3.1, Unit 2225 and retrofits | 256 | 7295 | Rate Constraint in lbs/MMBtu | FALSE | L | Annual | Rate | lb/MMBtu | 0 | 0 | 0 | 0 | 0 | 0 | 0
DE Facility Specific - SO2 Annual Rate v3.1, Unit 2225 and retrofits | 256 | 7295 | Rate Constraint in lbs/MMBtu | FALSE | L | Annual | Generation | TWh | 0 | 0 | 0 | 0 | 0 | 0 | 0
DE Facility Specific - SO2 Annual Rate v3.1, Unit 2225 and retrofits | 256 | 7295 | Rate Constraint in lbs/MMBtu | FALSE | L | Annual | Qualifying Generation | TWh | 0 | 0 | 0 | 0 | 0 | 0 | 0
DE Facility Specific - SO2 Annual Rate v3.1, Unit 2225 and retrofits | 256 | 7295 | Rate Constraint in lbs/MMBtu | FALSE | L | Annual | Rate | lb/MWh | 0 | 0 | 0 | 0 | 0 | 0 | 0
DE Facility Specific - SO2 Annual Rate v3.1, Unit 2225 and retrofits | 256 | 7295 | Rate Constraint in lbs/MMBtu | FALSE | L | Annual | Constraint Shadow Price | US2019$/Ton | 0 | 0 | 0 | 0 | 0 | 0 | 0
DE Facility Specific - SO2 Annual Rate v3.1, Unit 2648 and retrofits | 257 | 7295 | Rate Constraint in lbs/MMBtu | FALSE | L | Annual | Seasons Included | Seasons | Winter, WintShld, Summer | Winter, WintShld, Summer | Winter, WintShld, Summer | Winter, WintShld, Summer | Winter, WintShld, Summer | Winter, WintShld, Summer | Winter, WintShld, Summer
DE Facility Specific - SO2 Annual Rate v3.1, Unit 2648 and retrofits | 257 | 7295 | Rate Constraint in lbs/MMBtu | FALSE | L | Annual | Standard SO2 | lb/MMBtu | 0.26 | 0.26 | 0.26 | 0.26 | 0.26 | 0.26 | 0.26
DE Facility Specific - SO2 Annual Rate v3.1, Unit 2648 and retrofits | 257 | 7295 | Rate Constraint in lbs/MMBtu | FALSE | L | Annual | Emissions at Affected Plants SO2 | Thousand Tons | 0 | 0 | 0 | 0 | 0 | 0 | 0
DE Facility Specific - SO2 Annual Rate v3.1, Unit 2648 and retrofits | 257 | 7295 | Rate Constraint in lbs/MMBtu | FALSE | L | Annual | Allowances Purchased SO2 | Thousand Tons | 0 | 0 | 0 | 0 | 0 | 0 | 0
DE Facility Specific - SO2 Annual Rate v3.1, Unit 2648 and retrofits | 257 | 7295 | Rate Constraint in lbs/MMBtu | FALSE | L | Annual | Allowances Sold SO2 | Thousand Tons | 0 | 0 | 0 | 0 | 0 | 0 | 0
DE Facility Specific - SO2 Annual Rate v3.1, Unit 2648 and retrofits | 257 | 7295 | Rate Constraint in lbs/MMBtu | FALSE | L | Annual | Allowances Banked | Thousand Tons | 0 | 0 | 0 | 0 | 0 | 0 | 0
DE Facility Specific - SO2 Annual Rate v3.1, Unit 2648 and retrofits | 257 | 7295 | Rate Constraint in lbs/MMBtu | FALSE | L | Annual | Allowances Withdrawn (1:1) | Thousand Tons | 0 | 0 | 0 | 0 | 0 | 0 | 0
DE Facility Specific - SO2 Annual Rate v3.1, Unit 2648 and retrofits | 257 | 7295 | Rate Constraint in lbs/MMBtu | FALSE | L | Annual | Allowances Withdrawn (n:1) | Thousand Tons | 0 | 0 | 0 | 0 | 0 | 0 | 0
DE Facility Specific - SO2 Annual Rate v3.1, Unit 2648 and retrofits | 257 | 7295 | Rate Constraint in lbs/MMBtu | FALSE | L | Annual | Net Emissions Allowance Position | Thousand Tons | 0 | 0 | 0 | 0 | 0 | 0 | 0
DE Facility Specific - SO2 Annual Rate v3.1, Unit 2648 and retrofits | 257 | 7295 | Rate Constraint in lbs/MMBtu | FALSE | L | Annual | Fuel Consumed | TBtu | 0 | 0 | 0 | 0 | 0 | 0 | 0
DE Facility Specific - SO2 Annual Rate v3.1, Unit 2648 and retrofits | 257 | 7295 | Rate Constraint in lbs/MMBtu | FALSE | L | Annual | Rate | lb/MMBtu | 0 | 0 | 0 | 0 | 0 | 0 | 0
DE Facility Specific - SO2 Annual Rate v3.1, Unit 2648 and retrofits | 257 | 7295 | Rate Constraint in lbs/MMBtu | FALSE | L | Annual | Generation | TWh | 0 | 0 | 0 | 0 | 0 | 0 | 0
DE Facility Specific - SO2 Annual Rate v3.1, Unit 2648 and retrofits | 257 | 7295 | Rate Constraint in lbs/MMBtu | FALSE | L | Annual | Qualifying Generation | TWh | 0 | 0 | 0 | 0 | 0 | 0 | 0
DE Facility Specific - SO2 Annual Rate v3.1, Unit 2648 and retrofits | 257 | 7295 | Rate Constraint in lbs/MMBtu | FALSE | L | Annual | Rate | lb/MWh | 0 | 0 | 0 | 0 | 0 | 0 | 0
DE Facility Specific - SO2 Annual Rate v3.1, Unit 2648 and retrofits | 257 | 7295 | Rate Constraint in lbs/MMBtu | FALSE | L | Annual | Constraint Shadow Price | US2019$/Ton | 0 | 0 | 0 | 0 | 0 | 0 | 0
DE Unit Level EdMoore3 - MER Cap Annual v3.1 | 258 | 7302 | Rate Constraint in MTons | FALSE | L | Annual | Seasons Included | Seasons | Winter, WintShld, Summer | Winter, WintShld, Summer | Winter, WintShld, Summer | Winter, WintShld, Summer | Winter, WintShld, Summer | Winter, WintShld, Summer | Winter, WintShld, Summer
DE Unit Level EdMoore3 - MER Cap Annual v3.1 | 258 | 7302 | Rate Constraint in MTons | FALSE | L | Annual | Standard MER | lbs | 6.6 | 6.6 | 6.6 | 6.6 | 6.6 | 6.6 | 6.6
DE Unit Level EdMoore3 - MER Cap Annual v3.1 | 258 | 7302 | Rate Constraint in MTons | FALSE | L | Annual | Emissions at Affected Plants MER | lbs | 0 | 0 | 0 | 0 | 0 | 0 | 0
DE Unit Level EdMoore3 - MER Cap Annual v3.1 | 258 | 7302 | Rate Constraint in MTons | FALSE | L | Annual | Allowances Purchased MER | lbs | 0 | 0 | 0 | 0 | 0 | 0 | 0
DE Unit Level EdMoore3 - MER Cap Annual v3.1 | 258 | 7302 | Rate Constraint in MTons | FALSE | L | Annual | Allowances Sold MER | lbs | 0 | 0 | 0 | 0 | 0 | 0 | 0
DE Unit Level EdMoore3 - MER Cap Annual v3.1 | 258 | 7302 | Rate Constraint in MTons | FALSE | L | Annual | Allowances Banked | lbs | 0 | 0 | 0 | 0 | 0 | 0 | 0
DE Unit Level EdMoore3 - MER Cap Annual v3.1 | 258 | 7302 | Rate Constraint in MTons | FALSE | L | Annual | Allowances Withdrawn (1:1) | lbs | 0 | 0 | 0 | 0 | 0 | 0 | 0
DE Unit Level EdMoore3 - MER Cap Annual v3.1 | 258 | 7302 | Rate Constraint in MTons | FALSE | L | Annual | Allowances Withdrawn (n:1) | lbs | 0 | 0 | 0 | 0 | 0 | 0 | 0
DE Unit Level EdMoore3 - MER Cap Annual v3.1 | 258 | 7302 | Rate Constraint in MTons | FALSE | L | Annual | Net Emissions Allowance Position | lbs | 0 | 0 | 0 | 0 | 0 | 0 | 0
DE Unit Level EdMoore3 - MER Cap Annual v3.1 | 258 | 7302 | Rate Constraint in MTons | FALSE | L | Annual | Fuel Consumed | TBtu | 0 | 0 | 0 | 0 | 0 | 0 | 0
DE Unit Level EdMoore3 - MER Cap Annual v3.1 | 258 | 7302 | Rate Constraint in MTons | FALSE | L | Annual | Rate | lb/MMBtu | 0 | 0 | 0 | 0 | 0 | 0 | 0
DE Unit Level EdMoore3 - MER Cap Annual v3.1 | 258 | 7302 | Rate Constraint in MTons | FALSE | L | Annual | Generation | TWh | 0 | 0 | 0 | 0 | 0 | 0 | 0
DE Unit Level EdMoore3 - MER Cap Annual v3.1 | 258 | 7302 | Rate Constraint in MTons | FALSE | L | Annual | Qualifying Generation | TWh | 0 | 0 | 0 | 0 | 0 | 0 | 0
DE Unit Level EdMoore3 - MER Cap Annual v3.1 | 258 | 7302 | Rate Constraint in MTons | FALSE | L | Annual | Rate | lb/MWh | 0 | 0 | 0 | 0 | 0 | 0 | 0
DE Unit Level EdMoore3 - MER Cap Annual v3.1 | 258 | 7302 | Rate Constraint in MTons | FALSE | L | Annual | Constraint Shadow Price | US2019$/Lb | 0 | 0 | 0 | 0 | 0 | 0 | 0
DE Unit Level EdMoore3 - NOX Cap Annual v3.1 | 259 | 7290 | Rate Constraint in MTons | FALSE | L | Annual | Seasons Included | Seasons | Winter, WintShld, Summer | Winter, WintShld, Summer | Winter, WintShld, Summer | Winter, WintShld, Summer | Winter, WintShld, Summer | Winter, WintShld, Summer | Winter, WintShld, Summer
DE Unit Level EdMoore3 - NOX Cap Annual v3.1 | 259 | 7290 | Rate Constraint in MTons | FALSE | L | Annual | Standard NOX | Thousand Tons | 0.773 | 0.773 | 0.773 | 0.773 | 0.773 | 0.773 | 0.773
DE Unit Level EdMoore3 - NOX Cap Annual v3.1 | 259 | 7290 | Rate Constraint in MTons | FALSE | L | Annual | Emissions at Affected Plants NOX | Thousand Tons | 0 | 0 | 0 | 0 | 0 | 0 | 0
DE Unit Level EdMoore3 - NOX Cap Annual v3.1 | 259 | 7290 | Rate Constraint in MTons | FALSE | L | Annual | Allowances Purchased NOX | Thousand Tons | 0 | 0 | 0 | 0 | 0 | 0 | 0
DE Unit Level EdMoore3 - NOX Cap Annual v3.1 | 259 | 7290 | Rate Constraint in MTons | FALSE | L | Annual | Allowances Sold NOX | Thousand Tons | 0 | 0 | 0 | 0 | 0 | 0 | 0
DE Unit Level EdMoore3 - NOX Cap Annual v3.1 | 259 | 7290 | Rate Constraint in MTons | FALSE | L | Annual | Allowances Banked | Thousand Tons | 0 | 0 | 0 | 0 | 0 | 0 | 0
DE Unit Level EdMoore3 - NOX Cap Annual v3.1 | 259 | 7290 | Rate Constraint in MTons | FALSE | L | Annual | Allowances Withdrawn (1:1) | Thousand Tons | 0 | 0 | 0 | 0 | 0 | 0 | 0
DE Unit Level EdMoore3 - NOX Cap Annual v3.1 | 259 | 7290 | Rate Constraint in MTons | FALSE | L | Annual | Allowances Withdrawn (n:1) | Thousand Tons | 0 | 0 | 0 | 0 | 0 | 0 | 0
DE Unit Level EdMoore3 - NOX Cap Annual v3.1 | 259 | 7290 | Rate Constraint in MTons | FALSE | L | Annual | Net Emissions Allowance Position | Thousand Tons | 0 | 0 | 0 | 0 | 0 | 0 | 0
DE Unit Level EdMoore3 - NOX Cap Annual v3.1 | 259 | 7290 | Rate Constraint in MTons | FALSE | L | Annual | Fuel Consumed | TBtu | 0 | 0 | 0 | 0 | 0 | 0 | 0
DE Unit Level EdMoore3 - NOX Cap Annual v3.1 | 259 | 7290 | Rate Constraint in MTons | FALSE | L | Annual | Rate | lb/MMBtu | 0 | 0 | 0 | 0 | 0 | 0 | 0
DE Unit Level EdMoore3 - NOX Cap Annual v3.1 | 259 | 7290 | Rate Constraint in MTons | FALSE | L | Annual | Generation | TWh | 0 | 0 | 0 | 0 | 0 | 0 | 0
DE Unit Level EdMoore3 - NOX Cap Annual v3.1 | 259 | 7290 | Rate Constraint in MTons | FALSE | L | Annual | Qualifying Generation | TWh | 0 | 0 | 0 | 0 | 0 | 0 | 0
DE Unit Level EdMoore3 - NOX Cap Annual v3.1 | 259 | 7290 | Rate Constraint in MTons | FALSE | L | Annual | Rate | lb/MWh | 0 | 0 | 0 | 0 | 0 | 0 | 0
DE Unit Level EdMoore3 - NOX Cap Annual v3.1 | 259 | 7290 | Rate Constraint in MTons | FALSE | L | Annual | Constraint Shadow Price | US2019$/Ton | 0 | 0 | 0 | 0 | 0 | 0 | 0
DE Unit Level EdMoore3 - SO2 Cap Annual v3.1 | 260 | 7296 | Rate Constraint in MTons | FALSE | L | Annual | Seasons Included | Seasons | Winter, WintShld, Summer | Winter, WintShld, Summer | Winter, WintShld, Summer | Winter, WintShld, Summer | Winter, WintShld, Summer | Winter, WintShld, Summer | Winter, WintShld, Summer
DE Unit Level EdMoore3 - SO2 Cap Annual v3.1 | 260 | 7296 | Rate Constraint in MTons | FALSE | L | Annual | Standard SO2 | Thousand Tons | 1.391 | 1.391 | 1.391 | 1.391 | 1.391 | 1.391 | 1.391
DE Unit Level EdMoore3 - SO2 Cap Annual v3.1 | 260 | 7296 | Rate Constraint in MTons | FALSE | L | Annual | Emissions at Affected Plants SO2 | Thousand Tons | 0 | 0 | 0 | 0 | 0 | 0 | 0
DE Unit Level EdMoore3 - SO2 Cap Annual v3.1 | 260 | 7296 | Rate Constraint in MTons | FALSE | L | Annual | Allowances Purchased SO2 | Thousand Tons | 0 | 0 | 0 | 0 | 0 | 0 | 0
DE Unit Level EdMoore3 - SO2 Cap Annual v3.1 | 260 | 7296 | Rate Constraint in MTons | FALSE | L | Annual | Allowances Sold SO2 | Thousand Tons | 0 | 0 | 0 | 0 | 0 | 0 | 0
DE Unit Level EdMoore3 - SO2 Cap Annual v3.1 | 260 | 7296 | Rate Constraint in MTons | FALSE | L | Annual | Allowances Banked | Thousand Tons | 0 | 0 | 0 | 0 | 0 | 0 | 0
DE Unit Level EdMoore3 - SO2 Cap Annual v3.1 | 260 | 7296 | Rate Constraint in MTons | FALSE | L | Annual | Allowances Withdrawn (1:1) | Thousand Tons | 0 | 0 | 0 | 0 | 0 | 0 | 0
DE Unit Level EdMoore3 - SO2 Cap Annual v3.1 | 260 | 7296 | Rate Constraint in MTons | FALSE | L | Annual | Allowances Withdrawn (n:1) | Thousand Tons | 0 | 0 | 0 | 0 | 0 | 0 | 0
DE Unit Level EdMoore3 - SO2 Cap Annual v3.1 | 260 | 7296 | Rate Constraint in MTons | FALSE | L | Annual | Net Emissions Allowance Position | Thousand Tons | 0 | 0 | 0 | 0 | 0 | 0 | 0
DE Unit Level EdMoore3 - SO2 Cap Annual v3.1 | 260 | 7296 | Rate Constraint in MTons | FALSE | L | Annual | Fuel Consumed | TBtu | 0 | 0 | 0 | 0 | 0 | 0 | 0
DE Unit Level EdMoore3 - SO2 Cap Annual v3.1 | 260 | 7296 | Rate Constraint in MTons | FALSE | L | Annual | Rate | lb/MMBtu | 0 | 0 | 0 | 0 | 0 | 0 | 0
DE Unit Level EdMoore3 - SO2 Cap Annual v3.1 | 260 | 7296 | Rate Constraint in MTons | FALSE | L | Annual | Generation | TWh | 0 | 0 | 0 | 0 | 0 | 0 | 0
DE Unit Level EdMoore3 - SO2 Cap Annual v3.1 | 260 | 7296 | Rate Constraint in MTons | FALSE | L | Annual | Qualifying Generation | TWh | 0 | 0 | 0 | 0 | 0 | 0 | 0
DE Unit Level EdMoore3 - SO2 Cap Annual v3.1 | 260 | 7296 | Rate Constraint in MTons | FALSE | L | Annual | Rate | lb/MWh | 0 | 0 | 0 | 0 | 0 | 0 | 0
DE Unit Level EdMoore3 - SO2 Cap Annual v3.1 | 260 | 7296 | Rate Constraint in MTons | FALSE | L | Annual | Constraint Shadow Price | US2019$/Ton | 0 | 0 | 0 | 0 | 0 | 0 | 0
DE Unit Level EdMoore4 - MER Cap Annual v3.1 | 261 | 7303 | Rate Constraint in MTons | FALSE | L | Annual | Seasons Included | Seasons | Winter, WintShld, Summer | Winter, WintShld, Summer | Winter, WintShld, Summer | Winter, WintShld, Summer | Winter, WintShld, Summer | Winter, WintShld, Summer | Winter, WintShld, Summer
DE Unit Level EdMoore4 - MER Cap Annual v3.1 | 261 | 7303 | Rate Constraint in MTons | FALSE | L | Annual | Standard MER | lbs | 11.4 | 11.4 | 11.4 | 11.4 | 11.4 | 11.4 | 11.4
DE Unit Level EdMoore4 - MER Cap Annual v3.1 | 261 | 7303 | Rate Constraint in MTons | FALSE | L | Annual | Emissions at Affected Plants MER | lbs | 0 | 0 | 0 | 0 | 0 | 0 | 0
DE Unit Level EdMoore4 - MER Cap Annual v3.1 | 261 | 7303 | Rate Constraint in MTons | FALSE | L | Annual | Allowances Purchased MER | lbs | 0 | 0 | 0 | 0 | 0 | 0 | 0
DE Unit Level EdMoore4 - MER Cap Annual v3.1 | 261 | 7303 | Rate Constraint in MTons | FALSE | L | Annual | Allowances Sold MER | lbs | 0 | 0 | 0 | 0 | 0 | 0 | 0
DE Unit Level EdMoore4 - MER Cap Annual v3.1 | 261 | 7303 | Rate Constraint in MTons | FALSE | L | Annual | Allowances Banked | lbs | 0 | 0 | 0 | 0 | 0 | 0 | 0
DE Unit Level EdMoore4 - MER Cap Annual v3.1 | 261 | 7303 | Rate Constraint in MTons | FALSE | L | Annual | Allowances Withdrawn (1:1) | lbs | 0 | 0 | 0 | 0 | 0 | 0 | 0
DE Unit Level EdMoore4 - MER Cap Annual v3.1 | 261 | 7303 | Rate Constraint in MTons | FALSE | L | Annual | Allowances Withdrawn (n:1) | lbs | 0 | 0 | 0 | 0 | 0 | 0 | 0
DE Unit Level EdMoore4 - MER Cap Annual v3.1 | 261 | 7303 | Rate Constraint in MTons | FALSE | L | Annual | Net Emissions Allowance Position | lbs | 0 | 0 | 0 | 0 | 0 | 0 | 0
DE Unit Level EdMoore4 - MER Cap Annual v3.1 | 261 | 7303 | Rate Constraint in MTons | FALSE | L | Annual | Fuel Consumed | TBtu | 0 | 0 | 0 | 0 | 0 | 0 | 0
DE Unit Level EdMoore4 - MER Cap Annual v3.1 | 261 | 7303 | Rate Constraint in MTons | FALSE | L | Annual | Rate | lb/MMBtu | 0 | 0 | 0 | 0 | 0 | 0 | 0
DE Unit Level EdMoore4 - MER Cap Annual v3.1 | 261 | 7303 | Rate Constraint in MTons | FALSE | L | Annual | Generation | TWh | 0 | 0 | 0 | 0 | 0 | 0 | 0
DE Unit Level EdMoore4 - MER Cap Annual v3.1 | 261 | 7303 | Rate Constraint in MTons | FALSE | L | Annual | Qualifying Generation | TWh | 0 | 0 | 0 | 0 | 0 | 0 | 0
DE Unit Level EdMoore4 - MER Cap Annual v3.1 | 261 | 7303 | Rate Constraint in MTons | FALSE | L | Annual | Rate | lb/MWh | 0 | 0 | 0 | 0 | 0 | 0 | 0
DE Unit Level EdMoore4 - MER Cap Annual v3.1 | 261 | 7303 | Rate Constraint in MTons | FALSE | L | Annual | Constraint Shadow Price | US2019$/Lb | 0 | 0 | 0 | 0 | 0 | 0 | 0
DE Unit Level EdMoore4 - NOX Cap Annual v3.1 | 262 | 7291 | Rate Constraint in MTons | FALSE | L | Annual | Seasons Included | Seasons | Winter, WintShld, Summer | Winter, WintShld, Summer | Winter, WintShld, Summer | Winter, WintShld, Summer | Winter, WintShld, Summer | Winter, WintShld, Summer | Winter, WintShld, Summer
DE Unit Level EdMoore4 - NOX Cap Annual v3.1 | 262 | 7291 | Rate Constraint in MTons | FALSE | L | Annual | Standard NOX | Thousand Tons | 1.339 | 1.339 | 1.339 | 1.339 | 1.339 | 1.339 | 1.339
DE Unit Level EdMoore4 - NOX Cap Annual v3.1 | 262 | 7291 | Rate Constraint in MTons | FALSE | L | Annual | Emissions at Affected Plants NOX | Thousand Tons | 0 | 0 | 0 | 0 | 0 | 0 | 0
DE Unit Level EdMoore4 - NOX Cap Annual v3.1 | 262 | 7291 | Rate Constraint in MTons | FALSE | L | Annual | Allowances Purchased NOX | Thousand Tons | 0 | 0 | 0 | 0 | 0 | 0 | 0
DE Unit Level EdMoore4 - NOX Cap Annual v3.1 | 262 | 7291 | Rate Constraint in MTons | FALSE | L | Annual | Allowances Sold NOX | Thousand Tons | 0 | 0 | 0 | 0 | 0 | 0 | 0
DE Unit Level EdMoore4 - NOX Cap Annual v3.1 | 262 | 7291 | Rate Constraint in MTons | FALSE | L | Annual | Allowances Banked | Thousand Tons | 0 | 0 | 0 | 0 | 0 | 0 | 0
DE Unit Level EdMoore4 - NOX Cap Annual v3.1 | 262 | 7291 | Rate Constraint in MTons | FALSE | L | Annual | Allowances Withdrawn (1:1) | Thousand Tons | 0 | 0 | 0 | 0 | 0 | 0 | 0
DE Unit Level EdMoore4 - NOX Cap Annual v3.1 | 262 | 7291 | Rate Constraint in MTons | FALSE | L | Annual | Allowances Withdrawn (n:1) | Thousand Tons | 0 | 0 | 0 | 0 | 0 | 0 | 0
DE Unit Level EdMoore4 - NOX Cap Annual v3.1 | 262 | 7291 | Rate Constraint in MTons | FALSE | L | Annual | Net Emissions Allowance Position | Thousand Tons | 0 | 0 | 0 | 0 | 0 | 0 | 0
DE Unit Level EdMoore4 - NOX Cap Annual v3.1 | 262 | 7291 | Rate Constraint in MTons | FALSE | L | Annual | Fuel Consumed | TBtu | 0 | 0 | 0 | 0 | 0 | 0 | 0
DE Unit Level EdMoore4 - NOX Cap Annual v3.1 | 262 | 7291 | Rate Constraint in MTons | FALSE | L | Annual | Rate | lb/MMBtu | 0 | 0 | 0 | 0 | 0 | 0 | 0
DE Unit Level EdMoore4 - NOX Cap Annual v3.1 | 262 | 7291 | Rate Constraint in MTons | FALSE | L | Annual | Generation | TWh | 0 | 0 | 0 | 0 | 0 | 0 | 0
DE Unit Level EdMoore4 - NOX Cap Annual v3.1 | 262 | 7291 | Rate Constraint in MTons | FALSE | L | Annual | Qualifying Generation | TWh | 0 | 0 | 0 | 0 | 0 | 0 | 0
DE Unit Level EdMoore4 - NOX Cap Annual v3.1 | 262 | 7291 | Rate Constraint in MTons | FALSE | L | Annual | Rate | lb/MWh | 0 | 0 | 0 | 0 | 0 | 0 | 0
DE Unit Level EdMoore4 - NOX Cap Annual v3.1 | 262 | 7291 | Rate Constraint in MTons | FALSE | L | Annual | Constraint Shadow Price | US2019$/Ton | 0 | 0 | 0 | 0 | 0 | 0 | 0
DE Unit Level EdMoore4 - SO2 Cap Annual v3.1 | 263 | 7297 | Rate Constraint in MTons | FALSE | L | Annual | Seasons Included | Seasons | Winter, WintShld, Summer | Winter, WintShld, Summer | Winter, WintShld, Summer | Winter, WintShld, Summer | Winter, WintShld, Summer | Winter, WintShld, Summer | Winter, WintShld, Summer
DE Unit Level EdMoore4 - SO2 Cap Annual v3.1 | 263 | 7297 | Rate Constraint in MTons | FALSE | L | Annual | Standard SO2 | Thousand Tons | 2.41 | 2.41 | 2.41 | 2.41 | 2.41 | 2.41 | 2.41
DE Unit Level EdMoore4 - SO2 Cap Annual v3.1 | 263 | 7297 | Rate Constraint in MTons | FALSE | L | Annual | Emissions at Affected Plants SO2 | Thousand Tons | 0 | 0 | 0 | 0 | 0 | 0 | 0
DE Unit Level EdMoore4 - SO2 Cap Annual v3.1 | 263 | 7297 | Rate Constraint in MTons | FALSE | L | Annual | Allowances Purchased SO2 | Thousand Tons | 0 | 0 | 0 | 0 | 0 | 0 | 0
DE Unit Level EdMoore4 - SO2 Cap Annual v3.1 | 263 | 7297 | Rate Constraint in MTons | FALSE | L | Annual | Allowances Sold SO2 | Thousand Tons | 0 | 0 | 0 | 0 | 0 | 0 | 0
DE Unit Level EdMoore4 - SO2 Cap Annual v3.1 | 263 | 7297 | Rate Constraint in MTons | FALSE | L | Annual | Allowances Banked | Thousand Tons | 0 | 0 | 0 | 0 | 0 | 0 | 0
DE Unit Level EdMoore4 - SO2 Cap Annual v3.1 | 263 | 7297 | Rate Constraint in MTons | FALSE | L | Annual | Allowances Withdrawn (1:1) | Thousand Tons | 0 | 0 | 0 | 0 | 0 | 0 | 0
DE Unit Level EdMoore4 - SO2 Cap Annual v3.1 | 263 | 7297 | Rate Constraint in MTons | FALSE | L | Annual | Allowances Withdrawn (n:1) | Thousand Tons | 0 | 0 | 0 | 0 | 0 | 0 | 0
DE Unit Level EdMoore4 - SO2 Cap Annual v3.1 | 263 | 7297 | Rate Constraint in MTons | FALSE | L | Annual | Net Emissions Allowance Position | Thousand Tons | 0 | 0 | 0 | 0 | 0 | 0 | 0
DE Unit Level EdMoore4 - SO2 Cap Annual v3.1 | 263 | 7297 | Rate Constraint in MTons | FALSE | L | Annual | Fuel Consumed | TBtu | 0 | 0 | 0 | 0 | 0 | 0 | 0
DE Unit Level EdMoore4 - SO2 Cap Annual v3.1 | 263 | 7297 | Rate Constraint in MTons | FALSE | L | Annual | Rate | lb/MMBtu | 0 | 0 | 0 | 0 | 0 | 0 | 0
DE Unit Level EdMoore4 - SO2 Cap Annual v3.1 | 263 | 7297 | Rate Constraint in MTons | FALSE | L | Annual | Generation | TWh | 0 | 0 | 0 | 0 | 0 | 0 | 0
DE Unit Level EdMoore4 - SO2 Cap Annual v3.1 | 263 | 7297 | Rate Constraint in MTons | FALSE | L | Annual | Qualifying Generation | TWh | 0 | 0 | 0 | 0 | 0 | 0 | 0
DE Unit Level EdMoore4 - SO2 Cap Annual v3.1 | 263 | 7297 | Rate Constraint in MTons | FALSE | L | Annual | Rate | lb/MWh | 0 | 0 | 0 | 0 | 0 | 0 | 0
DE Unit Level EdMoore4 - SO2 Cap Annual v3.1 | 263 | 7297 | Rate Constraint in MTons | FALSE | L | Annual | Constraint Shadow Price | US2019$/Ton | 0 | 0 | 0 | 0 | 0 | 0 | 0
DE Unit Level EdMoore5 - NOX Cap Annual v3.1 | 264 | 7292 | Rate Constraint in MTons | FALSE | L | Annual | Seasons Included | Seasons | Winter, WintShld, Summer | Winter, WintShld, Summer | Winter, WintShld, Summer | Winter, WintShld, Summer | Winter, WintShld, Summer | Winter, WintShld, Summer | Winter, WintShld, Summer
DE Unit Level EdMoore5 - NOX Cap Annual v3.1 | 264 | 7292 | Rate Constraint in MTons | FALSE | L | Annual | Standard NOX | Thousand Tons | 1.348 | 1.348 | 1.348 | 1.348 | 1.348 | 1.348 | 1.348
DE Unit Level EdMoore5 - NOX Cap Annual v3.1 | 264 | 7292 | Rate Constraint in MTons | FALSE | L | Annual | Emissions at Affected Plants NOX | Thousand Tons | 0 | 0 | 0 | 0 | 0 | 0 | 0
DE Unit Level EdMoore5 - NOX Cap Annual v3.1 | 264 | 7292 | Rate Constraint in MTons | FALSE | L | Annual | Allowances Purchased NOX | Thousand Tons | 0 | 0 | 0 | 0 | 0 | 0 | 0
DE Unit Level EdMoore5 - NOX Cap Annual v3.1 | 264 | 7292 | Rate Constraint in MTons | FALSE | L | Annual | Allowances Sold NOX | Thousand Tons | 0 | 0 | 0 | 0 | 0 | 0 | 0
DE Unit Level EdMoore5 - NOX Cap Annual v3.1 | 264 | 7292 | Rate Constraint in MTons | FALSE | L | Annual | Allowances Banked | Thousand Tons | 0 | 0 | 0 | 0 | 0 | 0 | 0
DE Unit Level EdMoore5 - NOX Cap Annual v3.1 | 264 | 7292 | Rate Constraint in MTons | FALSE | L | Annual | Allowances Withdrawn (1:1) | Thousand Tons | 0 | 0 | 0 | 0 | 0 | 0 | 0
DE Unit Level EdMoore5 - NOX Cap Annual v3.1 | 264 | 7292 | Rate Constraint in MTons | FALSE | L | Annual | Allowances Withdrawn (n:1) | Thousand Tons | 0 | 0 | 0 | 0 | 0 | 0 | 0
DE Unit Level EdMoore5 - NOX Cap Annual v3.1 | 264 | 7292 | Rate Constraint in MTons | FALSE | L | Annual | Net Emissions Allowance Position | Thousand Tons | 0 | 0 | 0 | 0 | 0 | 0 | 0
DE Unit Level EdMoore5 - NOX Cap Annual v3.1 | 264 | 7292 | Rate Constraint in MTons | FALSE | L | Annual | Fuel Consumed | TBtu | 0 | 0 | 0 | 0 | 0 | 0 | 0
DE Unit Level EdMoore5 - NOX Cap Annual v3.1 | 264 | 7292 | Rate Constraint in MTons | FALSE | L | Annual | Rate | lb/MMBtu | 0 | 0 | 0 | 0 | 0 | 0 | 0
DE Unit Level EdMoore5 - NOX Cap Annual v3.1 | 264 | 7292 | Rate Constraint in MTons | FALSE | L | Annual | Generation | TWh | 0 | 0 | 0 | 0 | 0 | 0 | 0
DE Unit Level EdMoore5 - NOX Cap Annual v3.1 | 264 | 7292 | Rate Constraint in MTons | FALSE | L | Annual | Qualifying Generation | TWh | 0 | 0 | 0 | 0 | 0 | 0 | 0
DE Unit Level EdMoore5 - NOX Cap Annual v3.1 | 264 | 7292 | Rate Constraint in MTons | FALSE | L | Annual | Rate | lb/MWh | 0 | 0 | 0 | 0 | 0 | 0 | 0
DE Unit Level EdMoore5 - NOX Cap Annual v3.1 | 264 | 7292 | Rate Constraint in MTons | FALSE | L | Annual | Constraint Shadow Price | US2019$/Ton | 0 | 0 | 0 | 0 | 0 | 0 | 0
DE Unit Level EdMoore5 - SO2 Cap Annual v3.1 | 265 | 7298 | Rate Constraint in MTons | FALSE | L | Annual | Seasons Included | Seasons | Winter, WintShld, Summer | Winter, WintShld, Summer | Winter, WintShld, Summer | Winter, WintShld, Summer | Winter, WintShld, Summer | Winter, WintShld, Summer | Winter, WintShld, Summer
DE Unit Level EdMoore5 - SO2 Cap Annual v3.1 | 265 | 7298 | Rate Constraint in MTons | FALSE | L | Annual | Standard SO2 | Thousand Tons | 2.427 | 2.427 | 2.427 | 2.427 | 2.427 | 2.427 | 2.427
DE Unit Level EdMoore5 - SO2 Cap Annual v3.1 | 265 | 7298 | Rate Constraint in MTons | FALSE | L | Annual | Emissions at Affected Plants SO2 | Thousand Tons | 0 | 0 | 0 | 0 | 0 | 0 | 0
DE Unit Level EdMoore5 - SO2 Cap Annual v3.1 | 265 | 7298 | Rate Constraint in MTons | FALSE | L | Annual | Allowances Purchased SO2 | Thousand Tons | 0 | 0 | 0 | 0 | 0 | 0 | 0
DE Unit Level EdMoore5 - SO2 Cap Annual v3.1 | 265 | 7298 | Rate Constraint in MTons | FALSE | L | Annual | Allowances Sold SO2 | Thousand Tons | 0 | 0 | 0 | 0 | 0 | 0 | 0
DE Unit Level EdMoore5 - SO2 Cap Annual v3.1 | 265 | 7298 | Rate Constraint in MTons | FALSE | L | Annual | Allowances Banked | Thousand Tons | 0 | 0 | 0 | 0 | 0 | 0 | 0
DE Unit Level EdMoore5 - SO2 Cap Annual v3.1 | 265 | 7298 | Rate Constraint in MTons | FALSE | L | Annual | Allowances Withdrawn (1:1) | Thousand Tons | 0 | 0 | 0 | 0 | 0 | 0 | 0
DE Unit Level EdMoore5 - SO2 Cap Annual v3.1 | 265 | 7298 | Rate Constraint in MTons | FALSE | L | Annual | Allowances Withdrawn (n:1) | Thousand Tons | 0 | 0 | 0 | 0 | 0 | 0 | 0
DE Unit Level EdMoore5 - SO2 Cap Annual v3.1 | 265 | 7298 | Rate Constraint in MTons | FALSE | L | Annual | Net Emissions Allowance Position | Thousand Tons | 0 | 0 | 0 | 0 | 0 | 0 | 0
DE Unit Level EdMoore5 - SO2 Cap Annual v3.1 | 265 | 7298 | Rate Constraint in MTons | FALSE | L | Annual | Fuel Consumed | TBtu | 0 | 0 | 0 | 0 | 0 | 0 | 0
DE Unit Level EdMoore5 - SO2 Cap Annual v3.1 | 265 | 7298 | Rate Constraint in MTons | FALSE | L | Annual | Rate | lb/MMBtu | 0 | 0 | 0 | 0 | 0 | 0 | 0
DE Unit Level EdMoore5 - SO2 Cap Annual v3.1 | 265 | 7298 | Rate Constraint in MTons | FALSE | L | Annual | Generation | TWh | 0 | 0 | 0 | 0 | 0 | 0 | 0
DE Unit Level EdMoore5 - SO2 Cap Annual v3.1 | 265 | 7298 | Rate Constraint in MTons | FALSE | L | Annual | Qualifying Generation | TWh | 0 | 0 | 0 | 0 | 0 | 0 | 0
DE Unit Level EdMoore5 - SO2 Cap Annual v3.1 | 265 | 7298 | Rate Constraint in MTons | FALSE | L | Annual | Rate | lb/MWh | 0 | 0 | 0 | 0 | 0 | 0 | 0
DE Unit Level EdMoore5 - SO2 Cap Annual v3.1 | 265 | 7298 | Rate Constraint in MTons | FALSE | L | Annual | Constraint Shadow Price | US2019$/Ton | 0 | 0 | 0 | 0 | 0 | 0 | 0
DE Unit Level IndRiver4 - MER Cap Annual v3.1 | 266 | 7304 | Rate Constraint in MTons | FALSE | L | Annual | Seasons Included | Seasons | Winter, WintShld, Summer | Winter, WintShld, Summer | Winter, WintShld, Summer | Winter, WintShld, Summer | Winter, WintShld, Summer | Winter, WintShld, Summer | Winter, WintShld, Summer
DE Unit Level IndRiver4 - MER Cap Annual v3.1 | 266 | 7304 | Rate Constraint in MTons | FALSE | L | Annual | Standard MER | lbs | 17.4 | 17.4 | 17.4 | 17.4 | 17.4 | 17.4 | 17.4
DE Unit Level IndRiver4 - MER Cap Annual v3.1 | 266 | 7304 | Rate Constraint in MTons | FALSE | L | Annual | Emissions at Affected Plants MER | lbs | 0 | 0 | 0 | 0 | 0 | 0 | 0
DE Unit Level IndRiver4 - MER Cap Annual v3.1 | 266 | 7304 | Rate Constraint in MTons | FALSE | L | Annual | Allowances Purchased MER | lbs | 0 | 0 | 0 | 0 | 0 | 0 | 0
DE Unit Level IndRiver4 - MER Cap Annual v3.1 | 266 | 7304 | Rate Constraint in MTons | FALSE | L | Annual | Allowances Sold MER | lbs | 0 | 0 | 0 | 0 | 0 | 0 | 0
DE Unit Level IndRiver4 - MER Cap Annual v3.1 | 266 | 7304 | Rate Constraint in MTons | FALSE | L | Annual | Allowances Banked | lbs | 0 | 0 | 0 | 0 | 0 | 0 | 0
DE Unit Level IndRiver4 - MER Cap Annual v3.1 | 266 | 7304 | Rate Constraint in MTons | FALSE | L | Annual | Allowances Withdrawn (1:1) | lbs | 0 | 0 | 0 | 0 | 0 | 0 | 0
DE Unit Level IndRiver4 - MER Cap Annual v3.1 | 266 | 7304 | Rate Constraint in MTons | FALSE | L | Annual | Allowances Withdrawn (n:1) | lbs | 0 | 0 | 0 | 0 | 0 | 0 | 0
DE Unit Level IndRiver4 - MER Cap Annual v3.1 | 266 | 7304 | Rate Constraint in MTons | FALSE | L | Annual | Net Emissions Allowance Position | lbs | 0 | 0 | 0 | 0 | 0 | 0 | 0
DE Unit Level IndRiver4 - MER Cap Annual v3.1 | 266 | 7304 | Rate Constraint in MTons | FALSE | L | Annual | Fuel Consumed | TBtu | 0 | 0 | 0 | 0 | 0 | 0 | 0
DE Unit Level IndRiver4 - MER Cap Annual v3.1 | 266 | 7304 | Rate Constraint in MTons | FALSE | L | Annual | Rate | lb/MMBtu | 0 | 0 | 0 | 0 | 0 | 0 | 0
DE Unit Level IndRiver4 - MER Cap Annual v3.1 | 266 | 7304 | Rate Constraint in MTons | FALSE | L | Annual | Generation | TWh | 0 | 0 | 0 | 0 | 0 | 0 | 0
DE Unit Level IndRiver4 - MER Cap Annual v3.1 | 266 | 7304 | Rate Constraint in MTons | FALSE | L | Annual | Qualifying Generation | TWh | 0 | 0 | 0 | 0 | 0 | 0 | 0
DE Unit Level IndRiver4 - MER Cap Annual v3.1 | 266 | 7304 | Rate Constraint in MTons | FALSE | L | Annual | Rate | lb/MWh | 0 | 0 | 0 | 0 | 0 | 0 | 0
DE Unit Level IndRiver4 - MER Cap Annual v3.1 | 266 | 7304 | Rate Constraint in MTons | FALSE | L | Annual | Constraint Shadow Price | US2019$/Lb | 0 | 0 | 0 | 0 | 0 | 0 | 0
DE Unit Level IndRiver4 - NOX Cap Annual v3.1 | 267 | 7293 | Rate Constraint in MTons | FALSE | L | Annual | Seasons Included | Seasons | Winter, WintShld, Summer | Winter, WintShld, Summer | Winter, WintShld, Summer | Winter, WintShld, Summer | Winter, WintShld, Summer | Winter, WintShld, Summer | Winter, WintShld, Summer
DE Unit Level IndRiver4 - NOX Cap Annual v3.1 | 267 | 7293 | Rate Constraint in MTons | FALSE | L | Annual | Standard NOX | Thousand Tons | 2.032 | 2.032 | 2.032 | 2.032 | 2.032 | 2.032 | 2.032
DE Unit Level IndRiver4 - NOX Cap Annual v3.1 | 267 | 7293 | Rate Constraint in MTons | FALSE | L | Annual | Emissions at Affected Plants NOX | Thousand Tons | 0 | 0 | 0 | 0 | 0 | 0 | 0
DE Unit Level IndRiver4 - NOX Cap Annual v3.1 | 267 | 7293 | Rate Constraint in MTons | FALSE | L | Annual | Allowances Purchased NOX | Thousand Tons | 0 | 0 | 0 | 0 | 0 | 0 | 0
DE Unit Level IndRiver4 - NOX Cap Annual v3.1 | 267 | 7293 | Rate Constraint in MTons | FALSE | L | Annual | Allowances Sold NOX | Thousand Tons | 0 | 0 | 0 | 0 | 0 | 0 | 0
DE Unit Level IndRiver4 - NOX Cap Annual v3.1 | 267 | 7293 | Rate Constraint in MTons | FALSE | L | Annual | Allowances Banked | Thousand Tons | 0 | 0 | 0 | 0 | 0 | 0 | 0
DE Unit Level IndRiver4 - NOX Cap Annual v3.1 | 267 | 7293 | Rate Constraint in MTons | FALSE | L | Annual | Allowances Withdrawn (1:1) | Thousand Tons | 0 | 0 | 0 | 0 | 0 | 0 | 0
DE Unit Level IndRiver4 - NOX Cap Annual v3.1 | 267 | 7293 | Rate Constraint in MTons | FALSE | L | Annual | Allowances Withdrawn (n:1) | Thousand Tons | 0 | 0 | 0 | 0 | 0 | 0 | 0
DE Unit Level IndRiver4 - NOX Cap Annual v3.1 | 267 | 7293 | Rate Constraint in MTons | FALSE | L | Annual | Net Emissions Allowance Position | Thousand Tons | 0 | 0 | 0 | 0 | 0 | 0 | 0
DE Unit Level IndRiver4 - NOX Cap Annual v3.1 | 267 | 7293 | Rate Constraint in MTons | FALSE | L | Annual | Fuel Consumed | TBtu | 0 | 0 | 0 | 0 | 0 | 0 | 0
DE Unit Level IndRiver4 - NOX Cap Annual v3.1 | 267 | 7293 | Rate Constraint in MTons | FALSE | L | Annual | Rate | lb/MMBtu | 0 | 0 | 0 | 0 | 0 | 0 | 0
DE Unit Level IndRiver4 - NOX Cap Annual v3.1 | 267 | 7293 | Rate Constraint in MTons | FALSE | L | Annual | Generation | TWh | 0 | 0 | 0 | 0 | 0 | 0 | 0
DE Unit Level IndRiver4 - NOX Cap Annual v3.1 | 267 | 7293 | Rate Constraint in MTons | FALSE | L | Annual | Qualifying Generation | TWh | 0 | 0 | 0 | 0 | 0 | 0 | 0
DE Unit Level IndRiver4 - NOX Cap Annual v3.1 | 267 | 7293 | Rate Constraint in MTons | FALSE | L | Annual | Rate | lb/MWh | 0 | 0 | 0 | 0 | 0 | 0 | 0
DE Unit Level IndRiver4 - NOX Cap Annual v3.1 | 267 | 7293 | Rate Constraint in MTons | FALSE | L | Annual | Constraint Shadow Price | US2019$/Ton | 0 | 0 | 0 | 0 | 0 | 0 | 0
DE Unit Level IndRiver4 - SO2 Cap Annual v3.1 | 268 | 7299 | Rate Constraint in MTons | FALSE | L | Annual | Seasons Included | Seasons | Winter, WintShld, Summer | Winter, WintShld, Summer | Winter, WintShld, Summer | Winter, WintShld, Summer | Winter, WintShld, Summer | Winter, WintShld, Summer | Winter, WintShld, Summer
DE Unit Level IndRiver4 - SO2 Cap Annual v3.1 | 268 | 7299 | Rate Constraint in MTons | FALSE | L | Annual | Standard SO2 | Thousand Tons | 3.657 | 3.657 | 3.657 | 3.657 | 3.657 | 3.657 | 3.657
DE Unit Level IndRiver4 - SO2 Cap Annual v3.1 | 268 | 7299 | Rate Constraint in MTons | FALSE | L | Annual | Emissions at Affected Plants SO2 | Thousand Tons | 0 | 0 | 0 | 0 | 0 | 0 | 0
DE Unit Level IndRiver4 - SO2 Cap Annual v3.1 | 268 | 7299 | Rate Constraint in MTons | FALSE | L | Annual | Allowances Purchased SO2 | Thousand Tons | 0 | 0 | 0 | 0 | 0 | 0 | 0
DE Unit Level IndRiver4 - SO2 Cap Annual v3.1 | 268 | 7299 | Rate Constraint in MTons | FALSE | L | Annual | Allowances Sold SO2 | Thousand Tons | 0 | 0 | 0 | 0 | 0 | 0 | 0
DE Unit Level IndRiver4 - SO2 Cap Annual v3.1 | 268 | 7299 | Rate Constraint in MTons | FALSE | L | Annual | Allowances Banked | Thousand Tons | 0 | 0 | 0 | 0 | 0 | 0 | 0
DE Unit Level IndRiver4 - SO2 Cap Annual v3.1 | 268 | 7299 | Rate Constraint in MTons | FALSE | L | Annual | Allowances Withdrawn (1:1) | Thousand Tons | 0 | 0 | 0 | 0 | 0 | 0 | 0
DE Unit Level IndRiver4 - SO2 Cap Annual v3.1 | 268 | 7299 | Rate Constraint in MTons | FALSE | L | Annual | Allowances Withdrawn (n:1) | Thousand Tons | 0 | 0 | 0 | 0 | 0 | 0 | 0
DE Unit Level IndRiver4 - SO2 Cap Annual v3.1 | 268 | 7299 | Rate Constraint in MTons | FALSE | L | Annual | Net Emissions Allowance Position | Thousand Tons | 0 | 0 | 0 | 0 | 0 | 0 | 0
DE Unit Level IndRiver4 - SO2 Cap Annual v3.1 | 268 | 7299 | Rate Constraint in MTons | FALSE | L | Annual | Fuel Consumed | TBtu | 0 | 0 | 0 | 0 | 0 | 0 | 0
DE Unit Level IndRiver4 - SO2 Cap Annual v3.1 | 268 | 7299 | Rate Constraint in MTons | FALSE | L | Annual | Rate | lb/MMBtu | 0 | 0 | 0 | 0 | 0 | 0 | 0
DE Unit Level IndRiver4 - SO2 Cap Annual v3.1 | 268 | 7299 | Rate Constraint in MTons | FALSE | L | Annual | Generation | TWh | 0 | 0 | 0 | 0 | 0 | 0 | 0
DE Unit Level IndRiver4 - SO2 Cap Annual v3.1 | 268 | 7299 | Rate Constraint in MTons | FALSE | L | Annual | Qualifying Generation | TWh | 0 | 0 | 0 | 0 | 0 | 0 | 0
DE Unit Level IndRiver4 - SO2 Cap Annual v3.1 | 268 | 7299 | Rate Constraint in MTons | FALSE | L | Annual | Rate | lb/MWh | 0 | 0 | 0 | 0 | 0 | 0 | 0
DE Unit Level IndRiver4 - SO2 Cap Annual v3.1 | 268 | 7299 | Rate Constraint in MTons | FALSE | L | Annual | Constraint Shadow Price | US2019$/Ton | 0 | 0 | 0 | 0 | 0 | 0 | 0
DE Unit Level McKee3 - NOX Cap Annual v3.1 | 269 | 7294 | Rate Constraint in MTons | FALSE | L | Annual | Seasons Included | Seasons | Winter, WintShld, Summer | Winter, WintShld, Summer | Winter, WintShld, Summer | Winter, WintShld, Summer | Winter, WintShld, Summer | Winter, WintShld, Summer | Winter, WintShld, Summer
DE Unit Level McKee3 - NOX Cap Annual v3.1 | 269 | 7294 | Rate Constraint in MTons | FALSE | L | Annual | Standard NOX | Thousand Tons | 0.244 | 0.244 | 0.244 | 0.244 | 0.244 | 0.244 | 0.244
DE Unit Level McKee3 - NOX Cap Annual v3.1 | 269 | 7294 | Rate Constraint in MTons | FALSE | L | Annual | Emissions at Affected Plants NOX | Thousand Tons | 0 | 0 | 0 | 0 | 0 | 0 | 0
DE Unit Level McKee3 - NOX Cap Annual v3.1 | 269 | 7294 | Rate Constraint in MTons | FALSE | L | Annual | Allowances Purchased NOX | Thousand Tons | 0 | 0 | 0 | 0 | 0 | 0 | 0
DE Unit Level McKee3 - NOX Cap Annual v3.1 | 269 | 7294 | Rate Constraint in MTons | FALSE | L | Annual | Allowances Sold NOX | Thousand Tons | 0 | 0 | 0 | 0 | 0 | 0 | 0
DE Unit Level McKee3 - NOX Cap Annual v3.1 | 269 | 7294 | Rate Constraint in MTons | FALSE | L | Annual | Allowances Banked | Thousand Tons | 0 | 0 | 0 | 0 | 0 | 0 | 0
DE Unit Level McKee3 - NOX Cap Annual v3.1 | 269 | 7294 | Rate Constraint in MTons | FALSE | L | Annual | Allowances Withdrawn (1:1) | Thousand Tons | 0 | 0 | 0 | 0 | 0 | 0 | 0
DE Unit Level McKee3 - NOX Cap Annual v3.1 | 269 | 7294 | Rate Constraint in MTons | FALSE | L | Annual | Allowances Withdrawn (n:1) | Thousand Tons | 0 | 0 | 0 | 0 | 0 | 0 | 0
DE Unit Level McKee3 - NOX Cap Annual v3.1 | 269 | 7294 | Rate Constraint in MTons | FALSE | L | Annual | Net Emissions Allowance Position | Thousand Tons | 0 | 0 | 0 | 0 | 0 | 0 | 0
DE Unit Level McKee3 - NOX Cap Annual v3.1 | 269 | 7294 | Rate Constraint in MTons | FALSE | L | Annual | Fuel Consumed | TBtu | 0 | 0 | 0 | 0 | 0 | 0 | 0
DE Unit Level McKee3 - NOX Cap Annual v3.1 | 269 | 7294 | Rate Constraint in MTons | FALSE | L | Annual | Rate | lb/MMBtu | 0 | 0 | 0 | 0 | 0 | 0 | 0
DE Unit Level McKee3 - NOX Cap Annual v3.1 | 269 | 7294 | Rate Constraint in MTons | FALSE | L | Annual | Generation | TWh | 0 | 0 | 0 | 0 | 0 | 0 | 0
DE Unit Level McKee3 - NOX Cap Annual v3.1 | 269 | 7294 | Rate Constraint in MTons | FALSE | L | Annual | Qualifying Generation | TWh | 0 | 0 | 0 | 0 | 0 | 0 | 0
DE Unit Level McKee3 - NOX Cap Annual v3.1 | 269 | 7294 | Rate Constraint in MTons | FALSE | L | Annual | Rate | lb/MWh | 0 | 0 | 0 | 0 | 0 | 0 | 0
DE Unit Level McKee3 - NOX Cap Annual v3.1 | 269 | 7294 | Rate Constraint in MTons | FALSE | L | Annual | Constraint Shadow Price | US2019$/Ton | 0 | 0 | 0 | 0 | 0 | 0 | 0
DE Unit Level McKee3 - SO2 Cap Annual v3.1 | 270 | 7300 | Rate Constraint in MTons | FALSE | L | Annual | Seasons Included | Seasons | Winter, WintShld, Summer | Winter, WintShld, Summer | Winter, WintShld, Summer | Winter, WintShld, Summer | Winter, WintShld, Summer | Winter, WintShld, Summer | Winter, WintShld, Summer
DE Unit Level McKee3 - SO2 Cap Annual v3.1 | 270 | 7300 | Rate Constraint in MTons | FALSE | L | Annual | Standard SO2 | Thousand Tons | 0.439 | 0.439 | 0.439 | 0.439 | 0.439 | 0.439 | 0.439
DE Unit Level McKee3 - SO2 Cap Annual v3.1 | 270 | 7300 | Rate Constraint in MTons | FALSE | L | Annual | Emissions at Affected Plants SO2 | Thousand Tons | 0 | 0 | 0 | 0 | 0 | 0 | 0
DE Unit Level McKee3 - SO2 Cap Annual v3.1 | 270 | 7300 | Rate Constraint in MTons | FALSE | L | Annual | Allowances Purchased SO2 | Thousand Tons | 0 | 0 | 0 | 0 | 0 | 0 | 0
DE Unit Level McKee3 - SO2 Cap Annual v3.1 | 270 | 7300 | Rate Constraint in MTons | FALSE | L | Annual | Allowances Sold SO2 | Thousand Tons | 0 | 0 | 0 | 0 | 0 | 0 | 0
DE Unit Level McKee3 - SO2 Cap Annual v3.1 | 270 | 7300 | Rate Constraint in MTons | FALSE | L | Annual | Allowances Banked | Thousand Tons | 0 | 0 | 0 | 0 | 0 | 0 | 0
DE Unit Level McKee3 - SO2 Cap Annual v3.1 | 270 | 7300 | Rate Constraint in MTons | FALSE | L | Annual | Allowances Withdrawn (1:1) | Thousand Tons | 0 | 0 | 0 | 0 | 0 | 0 | 0
DE Unit Level McKee3 - SO2 Cap Annual v3.1 | 270 | 7300 | Rate Constraint in MTons | FALSE | L | Annual | Allowances Withdrawn (n:1) | Thousand Tons | 0 | 0 | 0 | 0 | 0 | 0 | 0
DE Unit Level McKee3 - SO2 Cap Annual v3.1 | 270 | 7300 | Rate Constraint in MTons | FALSE | L | Annual | Net Emissions Allowance Position | Thousand Tons | 0 | 0 | 0 | 0 | 0 | 0 | 0
DE Unit Level McKee3 - SO2 Cap Annual v3.1 | 270 | 7300 | Rate Constraint in MTons | FALSE | L | Annual | Fuel Consumed | TBtu | 0 | 0 | 0 | 0 | 0 | 0 | 0
DE Unit Level McKee3 - SO2 Cap Annual v3.1 | 270 | 7300 | Rate Constraint in MTons | FALSE | L | Annual | Rate | lb/MMBtu | 0 | 0 | 0 | 0 | 0 | 0 | 0
DE Unit Level McKee3 - SO2 Cap Annual v3.1 | 270 | 7300 | Rate Constraint in MTons | FALSE | L | Annual | Generation | TWh | 0 | 0 | 0 | 0 | 0 | 0 | 0
DE Unit Level McKee3 - SO2 Cap Annual v3.1 | 270 | 7300 | Rate Constraint in MTons | FALSE | L | Annual | Qualifying Generation | TWh | 0 | 0 | 0 | 0 | 0 | 0 | 0
DE Unit Level McKee3 - SO2 Cap Annual v3.1 | 270 | 7300 | Rate Constraint in MTons | FALSE | L | Annual | Rate | lb/MWh | 0 | 0 | 0 | 0 | 0 | 0 | 0
DE Unit Level McKee3 - SO2 Cap Annual v3.1 | 270 | 7300 | Rate Constraint in MTons | FALSE | L | Annual | Constraint Shadow Price | US2019$/Ton | 0 | 0 | 0 | 0 | 0 | 0 | 0
Dummy Delaware NOx Constraint v4.0 | 271 | 7644 | Rate Constraint in MTons | FALSE | L | Annual | Seasons Included | Seasons | Winter, WintShld, Summer | Winter, WintShld, Summer | Winter, WintShld, Summer | Winter, WintShld, Summer | Winter, WintShld, Summer | Winter, WintShld, Summer | Winter, WintShld, Summer
Dummy Delaware NOx Constraint v4.0 | 271 | 7644 | Rate Constraint in MTons | FALSE | L | Annual | Standard NOX | Thousand Tons | 99999 | 99999 | 99999 | 99999 | 99999 | 99999 | 99999
Dummy Delaware NOx Constraint v4.0 | 271 | 7644 | Rate Constraint in MTons | FALSE | L | Annual | Emissions at Affected Plants NOX | Thousand Tons | 0.014529 | 0.014677 | 0.017664 | 0.022299 | 0.02646 | 0.029919 | 0.030843
Dummy Delaware NOx Constraint v4.0 | 271 | 7644 | Rate Constraint in MTons | FALSE | L | Annual | Allowances Purchased NOX | Thousand Tons | 0 | 0 | 0 | 0 | 0 | 0 | 0
Dummy Delaware NOx Constraint v4.0 | 271 | 7644 | Rate Constraint in MTons | FALSE | L | Annual | Allowances Sold NOX | Thousand Tons | 0 | 0 | 0 | 0 | 0 | 0 | 0
Dummy Delaware NOx Constraint v4.0 | 271 | 7644 | Rate Constraint in MTons | FALSE | L | Annual | Allowances Banked | Thousand Tons | 0 | 0 | 0 | 0 | 0 | 0 | 0
Dummy Delaware NOx Constraint v4.0 | 271 | 7644 | Rate Constraint in MTons | FALSE | L | Annual | Allowances Withdrawn (1:1) | Thousand Tons | 0 | 0 | 0 | 0 | 0 | 0 | 0
Dummy Delaware NOx Constraint v4.0 | 271 | 7644 | Rate Constraint in MTons | FALSE | L | Annual | Allowances Withdrawn (n:1) | Thousand Tons | 0 | 0 | 0 | 0 | 0 | 0 | 0
Dummy Delaware NOx Constraint v4.0 | 271 | 7644 | Rate Constraint in MTons | FALSE | L | Annual | Net Emissions Allowance Position | Thousand Tons | 0.014529 | 0.014677 | 0.017664 | 0.022299 | 0.02646 | 0.029919 | 0.030843
Dummy Delaware NOx Constraint v4.0 | 271 | 7644 | Rate Constraint in MTons | FALSE | L | Annual | Fuel Consumed | TBtu | 1.9964 | 1.9963 | 2.3362 | 2.9037 | 3.3021 | 3.8237 | 3.8135
Dummy Delaware NOx Constraint v4.0 | 271 | 7644 | Rate Constraint in MTons | FALSE | L | Annual | Rate | lb/MMBtu | 0.014555 | 0.014704 | 0.015122 | 0.015359 | 0.016026 | 0.015649 | 0.016176
Dummy Delaware NOx Constraint v4.0 | 271 | 7644 | Rate Constraint in MTons | FALSE | L | Annual | Generation | TWh | 0.24616 | 0.24493 | 0.28488 | 0.35279 | 0.39778 | 0.46105 | 0.45853
Dummy Delaware NOx Constraint v4.0 | 271 | 7644 | Rate Constraint in MTons | FALSE | L | Annual | Qualifying Generation | TWh | 0.24616 | 0.24493 | 0.28488 | 0.35279 | 0.39778 | 0.46105 | 0.45853
Dummy Delaware NOx Constraint v4.0 | 271 | 7644 | Rate Constraint in MTons | FALSE | L | Annual | Rate | lb/MWh | 0.11805 | 0.11985 | 0.12401 | 0.12641 | 0.13304 | 0.12979 | 0.13453
Dummy Delaware NOx Constraint v4.0 | 271 | 7644 | Rate Constraint in MTons | FALSE | L | Annual | Constraint Shadow Price | US2019$/Ton | 0 | 0 | 0 | 0 | 0 | 0 | 0
Dummy Hg Summer for Mode v5.20 | 272 | 7645 | Rate Constraint in MTons | FALSE | L | Annual | Seasons Included | Seasons | Summer | Summer | Summer | Summer | Summer | Summer | Summer
Dummy Hg Summer for Mode v5.20 | 272 | 7645 | Rate Constraint in MTons | FALSE | L | Annual | Standard MER | lbs | 199998000000 | 199998000000 | 199998000000 | 199998000000 | 199998000000 | 199998000000 | 199998000000
Dummy Hg Summer for Mode v5.20 | 272 | 7645 | Rate Constraint in MTons | FALSE | L | Annual | Emissions at Affected Plants MER | lbs | 1522.5114 | 1476.8638 | 1331.2596 | 1166.1156 | 1119.5576 | 977.5844 | 993.4989
Dummy Hg Summer for Mode v5.20 | 272 | 7645 | Rate Constraint in MTons | FALSE | L | Annual | Allowances Purchased MER | lbs | 0 | 0 | 0 | 0 | 0 | 0 | 0
Dummy Hg Summer for Mode v5.20 | 272 | 7645 | Rate Constraint in MTons | FALSE | L | Annual | Allowances Sold MER | lbs | 0 | 0 | 0 | 0 | 0 | 0 | 0
Dummy Hg Summer for Mode v5.20 | 272 | 7645 | Rate Constraint in MTons | FALSE | L | Annual | Allowances Banked | lbs | 0 | 0 | 0 | 0 | 0 | 0 | 0
Dummy Hg Summer for Mode v5.20 | 272 | 7645 | Rate Constraint in MTons | FALSE | L | Annual | Allowances Withdrawn (1:1) | lbs | 0 | 0 | 0 | 0 | 0 | 0 | 0
Dummy Hg Summer for Mode v5.20 | 272 | 7645 | Rate Constraint in MTons | FALSE | L | Annual | Allowances Withdrawn (n:1) | lbs | 0 | 0 | 0 | 0 | 0 | 0 | 0
Dummy Hg Summer for Mode v5.20 | 272 | 7645 | Rate Constraint in MTons | FALSE | L | Annual | Net Emissions Allowance Position | lbs | 1522.5114 | 1476.8638 | 1331.2596 | 1166.1156 | 1119.5576 | 977.5844 | 993.4989
Dummy Hg Summer for Mode v5.20 | 272 | 7645 | Rate Constraint in MTons | FALSE | L | Annual | Fuel Consumed | TBtu | 6473.1831 | 6381.2367 | 6058.7654 | 5283.9996 | 4766.7891 | 4086.694 | 4064.0265
Dummy Hg Summer for Mode v5.20 | 272 | 7645 | Rate Constraint in MTons | FALSE | L | Annual | Rate | lb/MMBtu | 2.352e-07 | 2.3144e-07 | 2.1972e-07 | 2.2069e-07 | 2.3487e-07 | 2.3921e-07 | 2.4446e-07
Dummy Hg Summer for Mode v5.20 | 272 | 7645 | Rate Constraint in MTons | FALSE | L | Annual | Generation | TWh | 811.1133 | 797.7257 | 764.9039 | 677.2283 | 611.691 | 529.6987 | 525.5902
Dummy Hg Summer for Mode v5.20 | 272 | 7645 | Rate Constraint in MTons | FALSE | L | Annual | Qualifying Generation | TWh | 811.1133 | 797.7257 | 764.9039 | 677.2283 | 611.691 | 529.6987 | 525.5902
Dummy Hg Summer for Mode v5.20 | 272 | 7645 | Rate Constraint in MTons | FALSE | L | Annual | Rate | lb/MWh | 1.8771e-06 | 1.8513e-06 | 1.7404e-06 | 1.7219e-06 | 1.8303e-06 | 1.8455e-06 | 1.8903e-06
Dummy Hg Summer for Mode v5.20 | 272 | 7645 | Rate Constraint in MTons | FALSE | L | Annual | Constraint Shadow Price | US2019$/Lb | 0 | 0 | 0 | 0 | 0 | 0 | 0
Dummy Hg Winter for Mode v5.20 | 273 | 7646 | Rate Constraint in MTons | FALSE | L | Annual | Seasons Included | Seasons | Winter, WintShld | Winter, WintShld | Winter, WintShld | Winter, WintShld | Winter, WintShld | Winter, WintShld | Winter, WintShld
Dummy Hg Winter for Mode v5.20 | 273 | 7646 | Rate Constraint in MTons | FALSE | L | Annual | Standard MER | lbs | 199998000000 | 199998000000 | 199998000000 | 199998000000 | 199998000000 | 199998000000 | 199998000000
Dummy Hg Winter for Mode v5.20 | 273 | 7646 | Rate Constraint in MTons | FALSE | L | Annual | Emissions at Affected Plants MER | lbs | 2099.7385 | 1808.6354 | 1566.2037 | 1278.4726 | 1222.7435 | 935.2387 | 940.2554
Dummy Hg Winter for Mode v5.20 | 273 | 7646 | Rate Constraint in MTons | FALSE | L | Annual | Allowances Purchased MER | lbs | 0 | 0 | 0 | 0 | 0 | 0 | 0
Dummy Hg Winter for Mode v5.20 | 273 | 7646 | Rate Constraint in MTons | FALSE | L | Annual | Allowances Sold MER | lbs | 0 | 0 | 0 | 0 | 0 | 0 | 0
Dummy Hg Winter for Mode v5.20 | 273 | 7646 | Rate Constraint in MTons | FALSE | L | Annual | Allowances Banked | lbs | 0 | 0 | 0 | 0 | 0 | 0 | 0
Dummy Hg Winter for Mode v5.20 | 273 | 7646 | Rate Constraint in MTons | FALSE | L | Annual | Allowances Withdrawn (1:1) | lbs | 0 | 0 | 0 | 0 | 0 | 0 | 0
Dummy Hg Winter for Mode v5.20 | 273 | 7646 | Rate Constraint in MTons | FALSE | L | Annual | Allowances Withdrawn (n:1) | lbs | 0 | 0 | 0 | 0 | 0 | 0 | 0
Dummy Hg Winter for Mode v5.20 | 273 | 7646 | Rate Constraint in MTons | FALSE | L | Annual | Net Emissions Allowance Position | lbs | 2099.7385 | 1808.6354 | 1566.2037 | 1278.4726 | 1222.7435 | 935.2387 | 940.2554
Dummy Hg Winter for Mode v5.20 | 273 | 7646 | Rate Constraint in MTons | FALSE | L | Annual | Fuel Consumed | TBtu | 7642.3141 | 7232.14 | 6656.0841 | 5385.4865 | 4459.5257 | 2920.7797 | 2700.8675
Dummy Hg Winter for Mode v5.20 | 273 | 7646 | Rate Constraint in MTons | FALSE | L | Annual | Rate | lb/MMBtu | 2.7475e-07 | 2.5008e-07 | 2.353e-07 | 2.3739e-07 | 2.7419e-07 | 3.202e-07 | 3.4813e-07
Dummy Hg Winter for Mode v5.20 | 273 | 7646 | Rate Constraint in MTons | FALSE | L | Annual | Generation | TWh | 950.4174 | 908.6956 | 844.8053 | 696.3349 | 576.2464 | 380.0679 | 348.0952
Dummy Hg Winter for Mode v5.20 | 273 | 7646 | Rate Constraint in MTons | FALSE | L | Annual | Qualifying Generation | TWh | 950.4174 | 908.6956 | 844.8053 | 696.3349 | 576.2464 | 380.0679 | 348.0952
Dummy Hg Winter for Mode v5.20 | 273 | 7646 | Rate Constraint in MTons | FALSE | L | Annual | Rate | lb/MWh | 2.2093e-06 | 1.9904e-06 | 1.8539e-06 | 1.836e-06 | 2.1219e-06 | 2.4607e-06 | 2.7011e-06
Dummy Hg Winter for Mode v5.20 | 273 | 7646 | Rate Constraint in MTons | FALSE | L | Annual | Constraint Shadow Price | US2019$/Lb | 0 | 0 | 0 | 0 | 0 | 0 | 0
IA Riverside NOX Rate Annual v5.14 | 277 | 7272 | Rate Constraint in lbs/MMBtu | FALSE | L | Annual | Seasons Included | Seasons | Winter, WintShld, Summer | Winter, WintShld, Summer | Winter, WintShld, Summer | Winter, WintShld, Summer | Winter, WintShld, Summer | Winter, WintShld, Summer | Winter, WintShld, Summer
IA Riverside NOX Rate Annual v5.14 | 277 | 7272 | Rate Constraint in lbs/MMBtu | FALSE | L | Annual | Standard NOX | lb/MMBtu | 0.16 | 0.16 | 0.16 | 0.16 | 0.16 | 0.16 | 0.16
IA Riverside NOX Rate Annual v5.14 | 277 | 7272 | Rate Constraint in lbs/MMBtu | FALSE | L | Annual | Emissions at Affected Plants NOX | Thousand Tons | 0 | 0 | 0 | 0 | 0 | 0 | 0
IA Riverside NOX Rate Annual v5.14 | 277 | 7272 | Rate Constraint in lbs/MMBtu | FALSE | L | Annual | Allowances Purchased NOX | Thousand Tons | 0 | 0 | 0 | 0 | 0 | 0 | 0
IA Riverside NOX Rate Annual v5.14 | 277 | 7272 | Rate Constraint in lbs/MMBtu | FALSE | L | Annual | Allowances Sold NOX | Thousand Tons | 0 | 0 | 0 | 0 | 0 | 0 | 0
IA Riverside NOX Rate Annual v5.14 | 277 | 7272 | Rate Constraint in lbs/MMBtu | FALSE | L | Annual | Allowances Banked | Thousand Tons | 0 | 0 | 0 | 0 | 0 | 0 | 0
IA Riverside NOX Rate Annual v5.14 | 277 | 7272 | Rate Constraint in lbs/MMBtu | FALSE | L | Annual | Allowances Withdrawn (1:1) | Thousand Tons | 0 | 0 | 0 | 0 | 0 | 0 | 0
IA Riverside NOX Rate Annual v5.14 | 277 | 7272 | Rate Constraint in lbs/MMBtu | FALSE | L | Annual | Allowances Withdrawn (n:1) | Thousand Tons | 0 | 0 | 0 | 0 | 0 | 0 | 0
IA Riverside NOX Rate Annual v5.14 | 277 | 7272 | Rate Constraint in lbs/MMBtu | FALSE | L | Annual | Net Emissions Allowance Position | Thousand Tons | 0 | 0 | 0 | 0 | 0 | 0 | 0
IA Riverside NOX Rate Annual v5.14 | 277 | 7272 | Rate Constraint in lbs/MMBtu | FALSE | L | Annual | Fuel Consumed | TBtu | 0 | 0 | 0 | 0 | 0 | 0 | 0
IA Riverside NOX Rate Annual v5.14 | 277 | 7272 | Rate Constraint in lbs/MMBtu | FALSE | L | Annual | Rate | lb/MMBtu | 0 | 0 | 0 | 0 | 0 | 0 | 0
IA Riverside NOX Rate Annual v5.14 | 277 | 7272 | Rate Constraint in lbs/MMBtu | FALSE | L | Annual | Generation | TWh | 0 | 0 | 0 | 0 | 0 | 0 | 0
IA Riverside NOX Rate Annual v5.14 | 277 | 7272 | Rate Constraint in lbs/MMBtu | FALSE | L | Annual | Qualifying Generation | TWh | 0 | 0 | 0 | 0 | 0 | 0 | 0
IA Riverside NOX Rate Annual v5.14 | 277 | 7272 | Rate Constraint in lbs/MMBtu | FALSE | L | Annual | Rate | lb/MWh | 0 | 0 | 0 | 0 | 0 | 0 | 0
IA Riverside NOX Rate Annual v5.14 | 277 | 7272 | Rate Constraint in lbs/MMBtu | FALSE | L | Annual | Constraint Shadow Price | US2019$/Ton | 0 | 0 | 0 | 0 | 0 | 0 | 0
IA Riverside SO2 Rate Annual v5.14 | 278 | 7273 | Rate Constraint in lbs/MMBtu | FALSE | L | Annual | Seasons Included | Seasons | Winter, WintShld, Summer | Winter, WintShld, Summer | Winter, WintShld, Summer | Winter, WintShld, Summer | Winter, WintShld, Summer | Winter, WintShld, Summer | Winter, WintShld, Summer
IA Riverside SO2 Rate Annual v5.14 | 278 | 7273 | Rate Constraint in lbs/MMBtu | FALSE | L | Annual | Standard SO2 | lb/MMBtu | 0.006 | 0.006 | 0.006 | 0.006 | 0.006 | 0.006 | 0.006
IA Riverside SO2 Rate Annual v5.14 | 278 | 7273 | Rate Constraint in lbs/MMBtu | FALSE | L | Annual | Emissions at Affected Plants SO2 | Thousand Tons | 0 | 0 | 0 | 0 | 0 | 0 | 0
IA Riverside SO2 Rate Annual v5.14 | 278 | 7273 | Rate Constraint in lbs/MMBtu | FALSE | L | Annual | Allowances Purchased SO2 | Thousand Tons | 0 | 0 | 0 | 0 | 0 | 0 | 0
IA Riverside SO2 Rate Annual v5.14 | 278 | 7273 | Rate Constraint in lbs/MMBtu | FALSE | L | Annual | Allowances Sold SO2 | Thousand Tons | 0 | 0 | 0 | 0 | 0 | 0 | 0
IA Riverside SO2 Rate Annual v5.14 | 278 | 7273 | Rate Constraint in lbs/MMBtu | FALSE | L | Annual | Allowances Banked | Thousand Tons | 0 | 0 | 0 | 0 | 0 | 0 | 0
IA Riverside SO2 Rate Annual v5.14 | 278 | 7273 | Rate Constraint in lbs/MMBtu | FALSE | L | Annual | Allowances Withdrawn (1:1) | Thousand Tons | 0 | 0 | 0 | 0 | 0 | 0 | 0
IA Riverside SO2 Rate Annual v5.14 | 278 | 7273 | Rate Constraint in lbs/MMBtu | FALSE | L | Annual | Allowances Withdrawn (n:1) | Thousand Tons | 0 | 0 | 0 | 0 | 0 | 0 | 0
IA Riverside SO2 Rate Annual v5.14 | 278 | 7273 | Rate Constraint in lbs/MMBtu | FALSE | L | Annual | Net Emissions Allowance Position | Thousand Tons | 0 | 0 | 0 | 0 | 0 | 0 | 0
IA Riverside SO2 Rate Annual v5.14 | 278 | 7273 | Rate Constraint in lbs/MMBtu | FALSE | L | Annual | Fuel Consumed | TBtu | 0 | 0 | 0 | 0 | 0 | 0 | 0
IA Riverside SO2 Rate Annual v5.14 | 278 | 7273 | Rate Constraint in lbs/MMBtu | FALSE | L | Annual | Rate | lb/MMBtu | 0 | 0 | 0 | 0 | 0 | 0 | 0
IA Riverside SO2 Rate Annual v5.14 | 278 | 7273 | Rate Constraint in lbs/MMBtu | FALSE | L | Annual | Generation | TWh | 0 | 0 | 0 | 0 | 0 | 0 | 0
IA Riverside SO2 Rate Annual v5.14 | 278 | 7273 | Rate Constraint in lbs/MMBtu | FALSE | L | Annual | Qualifying Generation | TWh | 0 | 0 | 0 | 0 | 0 | 0 | 0
IA Riverside SO2 Rate Annual v5.14 | 278 | 7273 | Rate Constraint in lbs/MMBtu | FALSE | L | Annual | Rate | lb/MWh | 0 | 0 | 0 | 0 | 0 | 0 | 0
IA Riverside SO2 Rate Annual v5.14 | 278 | 7273 | Rate Constraint in lbs/MMBtu | FALSE | L | Annual | Constraint Shadow Price | US2019$/Ton | 0 | 0 | 0 | 0 | 0 | 0 | 0
IL CPS- Midwest MER Rate Annual v5.12 | 279 | 7317 | MACT Fuel Choice Floor in lbs/MMBtu | FALSE | L | Annual | Seasons Included | Seasons | Winter, WintShld, Summer | Winter, WintShld, Summer | Winter, WintShld, Summer | Winter, WintShld, Summer | Winter, WintShld, Summer | Winter, WintShld, Summer | Winter, WintShld, Summer
IL CPS- Midwest MER Rate Annual v5.12 | 279 | 7317 | MACT Fuel Choice Floor in lbs/MMBtu | FALSE | L | Annual | Emission Floor | lbs/MMBtu | 7.4e-07 | 7.4e-07 | 7.4e-07 | 7.4e-07 | 7.4e-07 | 7.4e-07 | 7.4e-07
IL CPS- Midwest MER Rate Annual v5.12 | 279 | 7317 | MACT Fuel Choice Floor in lbs/MMBtu | FALSE | L | Annual | Emissions at Affected Plants MER | lbs | 13.8996 | 12.1022 | 30.4869 | 27.9154 | 0 | 0 | 0
IL CPS- Midwest MER Rate Annual v5.12 | 279 | 7317 | MACT Fuel Choice Floor in lbs/MMBtu | FALSE | L | Annual | Allowances Purchased MER | lbs | 0 | 0 | 0 | 0 | 0 | 0 | 0
IL CPS- Midwest MER Rate Annual v5.12 | 279 | 7317 | MACT Fuel Choice Floor in lbs/MMBtu | FALSE | L | Annual | Allowances Sold MER | lbs | 0 | 0 | 0 | 0 | 0 | 0 | 0
IL CPS- Midwest MER Rate Annual v5.12 | 279 | 7317 | MACT Fuel Choice Floor in lbs/MMBtu | FALSE | L | Annual | Allowances Banked | lbs | 0 | 0 | 0 | 0 | 0 | 0 | 0
IL CPS- Midwest MER Rate Annual v5.12 | 279 | 7317 | MACT Fuel Choice Floor in lbs/MMBtu | FALSE | L | Annual | Allowances Withdrawn (1:1) | lbs | 0 | 0 | 0 | 0 | 0 | 0 | 0
IL CPS- Midwest MER Rate Annual v5.12 | 279 | 7317 | MACT Fuel Choice Floor in lbs/MMBtu | FALSE | L | Annual | Allowances Withdrawn (n:1) | lbs | 0 | 0 | 0 | 0 | 0 | 0 | 0
IL CPS- Midwest MER Rate Annual v5.12 | 279 | 7317 | MACT Fuel Choice Floor in lbs/MMBtu | FALSE | L | Annual | Net Emissions Allowance Position | lbs | 13.8996 | 12.1022 | 30.4869 | 27.9154 | 0 | 0 | 0
IL CPS- Midwest MER Rate Annual v5.12 | 279 | 7317 | MACT Fuel Choice Floor in lbs/MMBtu | FALSE | L | Annual | Fuel Consumed | TBtu | 24.771 | 21.5678 | 54.3317 | 49.7491 | 0 | 0 | 0
IL CPS- Midwest MER Rate Annual v5.12 | 279 | 7317 | MACT Fuel Choice Floor in lbs/MMBtu | FALSE | L | Annual | Rate | lb/MMBtu | 5.6112e-07 | 5.6112e-07 | 5.6112e-07 | 5.6112e-07 | 0 | 0 | 0
IL CPS- Midwest MER Rate Annual v5.12 | 279 | 7317 | MACT Fuel Choice Floor in lbs/MMBtu | FALSE | L | Annual | Generation | TWh | 2.163 | 1.8837 | 4.7493 | 4.3487 | 0 | 0 | 0
IL CPS- Midwest MER Rate Annual v5.12 | 279 | 7317 | MACT Fuel Choice Floor in lbs/MMBtu | FALSE | L | Annual | Qualifying Generation | TWh | 2.163 | 1.8837 | 4.7493 | 4.3487 | 0 | 0 | 0
IL CPS- Midwest MER Rate Annual v5.12 | 279 | 7317 | MACT Fuel Choice Floor in lbs/MMBtu | FALSE | L | Annual | Constraint Shadow Price | US2019$/Lb | 0 | 0 | 0 | 0 | 0 | 0 | 0
IL CPS- Midwest NOX rate Annual v5.12 | 280 | 7308 | Rate Constraint in lbs/MMBtu | FALSE | L | Annual | Seasons Included | Seasons | Winter, WintShld, Summer | Winter, WintShld, Summer | Winter, WintShld, Summer | Winter, WintShld, Summer | Winter, WintShld, Summer | Winter, WintShld, Summer | Winter, WintShld, Summer
IL CPS- Midwest NOX rate Annual v5.12 | 280 | 7308 | Rate Constraint in lbs/MMBtu | FALSE | L | Annual | Standard NOX | lb/MMBtu | 0.11 | 0.11 | 0.11 | 0.11 | 0.11 | 0.11 | 0.11
IL CPS- Midwest NOX rate Annual v5.12 | 280 | 7308 | Rate Constraint in lbs/MMBtu | FALSE | L | Annual | Emissions at Affected Plants NOX | Thousand Tons | 1.1484 | 1.0066 | 2.5607 | 2.3519 | 0 | 0 | 0
IL CPS- Midwest NOX rate Annual v5.12 | 280 | 7308 | Rate Constraint in lbs/MMBtu | FALSE | L | Annual | Allowances Purchased NOX | Thousand Tons | 0 | 0 | 0 | 0 | 0 | 0 | 0
IL CPS- Midwest NOX rate Annual v5.12 | 280 | 7308 | Rate Constraint in lbs/MMBtu | FALSE | L | Annual | Allowances Sold NOX | Thousand Tons | 0 | 0 | 0 | 0 | 0 | 0 | 0
IL CPS- Midwest NOX rate Annual v5.12 | 280 | 7308 | Rate Constraint in lbs/MMBtu | FALSE | L | Annual | Allowances Banked | Thousand Tons | 0 | 0 | 0 | 0 | 0 | 0 | 0
IL CPS- Midwest NOX rate Annual v5.12 | 280 | 7308 | Rate Constraint in lbs/MMBtu | FALSE | L | Annual | Allowances Withdrawn (1:1) | Thousand Tons | 0 | 0 | 0 | 0 | 0 | 0 | 0
IL CPS- Midwest NOX rate Annual v5.12 | 280 | 7308 | Rate Constraint in lbs/MMBtu | FALSE | L | Annual | Allowances Withdrawn (n:1) | Thousand Tons | 0 | 0 | 0 | 0 | 0 | 0 | 0
IL CPS- Midwest NOX rate Annual v5.12 | 280 | 7308 | Rate Constraint in lbs/MMBtu | FALSE | L | Annual | Net Emissions Allowance Position | Thousand Tons | 1.1484 | 1.0066 | 2.5607 | 2.3519 | 0 | 0 | 0
IL CPS- Midwest NOX rate Annual v5.12 | 280 | 7308 | Rate Constraint in lbs/MMBtu | FALSE | L | Annual | Fuel Consumed | TBtu | 24.771 | 21.5678 | 54.3317 | 49.7491 | 0 | 0 | 0
IL CPS- Midwest NOX rate Annual v5.12 | 280 | 7308 | Rate Constraint in lbs/MMBtu | FALSE | L | Annual | Rate | lb/MMBtu | 0.09272 | 0.093343 | 0.094261 | 0.094551 | 0 | 0 | 0
IL CPS- Midwest NOX rate Annual v5.12 | 280 | 7308 | Rate Constraint in lbs/MMBtu | FALSE | L | Annual | Generation | TWh | 2.163 | 1.8837 | 4.7493 | 4.3487 | 0 | 0 | 0
IL CPS- Midwest NOX rate Annual v5.12 | 280 | 7308 | Rate Constraint in lbs/MMBtu | FALSE | L | Annual | Qualifying Generation | TWh | 2.163 | 1.8837 | 4.7493 | 4.3487 | 0 | 0 | 0
IL CPS- Midwest NOX rate Annual v5.12 | 280 | 7308 | Rate Constraint in lbs/MMBtu | FALSE | L | Annual | Rate | lb/MWh | 1.0619 | 1.0687 | 1.0783 | 1.0817 | 0 | 0 | 0
IL CPS- Midwest NOX rate Annual v5.12 | 280 | 7308 | Rate Constraint in lbs/MMBtu | FALSE | L | Annual | Constraint Shadow Price | US2019$/Ton | 0 | 0 | 0 | 0 | 0 | 0 | 0
IL CPS- Midwest NOX rate Summer v5.12 | 281 | 7310 | Rate Constraint in lbs/MMBtu | FALSE | L | Annual | Seasons Included | Seasons | Summer | Summer | Summer | Summer | Summer | Summer | Summer
IL CPS- Midwest NOX rate Summer v5.12 | 281 | 7310 | Rate Constraint in lbs/MMBtu | FALSE | L | Annual | Standard NOX | lb/MMBtu | 0.11 | 0.11 | 0.11 | 0.11 | 0.11 | 0.11 | 0.11
IL CPS- Midwest NOX rate Summer v5.12 | 281 | 7310 | Rate Constraint in lbs/MMBtu | FALSE | L | Annual | Emissions at Affected Plants NOX | Thousand Tons | 0 | 0 | 1.3176 | 1.2412 | 0 | 0 | 0
IL CPS- Midwest NOX rate Summer v5.12 | 281 | 7310 | Rate Constraint in lbs/MMBtu | FALSE | L | Annual | Allowances Purchased NOX | Thousand Tons | 0 | 0 | 0 | 0 | 0 | 0 | 0
IL CPS- Midwest NOX rate Summer v5.12 | 281 | 7310 | Rate Constraint in lbs/MMBtu | FALSE | L | Annual | Allowances Sold NOX | Thousand Tons | 0 | 0 | 0 | 0 | 0 | 0 | 0
IL CPS- Midwest NOX rate Summer v5.12 | 281 | 7310 | Rate Constraint in lbs/MMBtu | FALSE | L | Annual | Allowances Banked | Thousand Tons | 0 | 0 | 0 | 0 | 0 | 0 | 0
IL CPS- Midwest NOX rate Summer v5.12 | 281 | 7310 | Rate Constraint in lbs/MMBtu | FALSE | L | Annual | Allowances Withdrawn (1:1) | Thousand Tons | 0 | 0 | 0 | 0 | 0 | 0 | 0
IL CPS- Midwest NOX rate Summer v5.12 | 281 | 7310 | Rate Constraint in lbs/MMBtu | FALSE | L | Annual | Allowances Withdrawn (n:1) | Thousand Tons | 0 | 0 | 0 | 0 | 0 | 0 | 0
IL CPS- Midwest NOX rate Summer v5.12 | 281 | 7310 | Rate Constraint in lbs/MMBtu | FALSE | L | Annual | Net Emissions Allowance Position | Thousand Tons | 0 | 0 | 1.3176 | 1.2412 | 0 | 0 | 0
IL CPS- Midwest NOX rate Summer v5.12 | 281 | 7310 | Rate Constraint in lbs/MMBtu | FALSE | L | Annual | Fuel Consumed | TBtu | 0 | 0 | 27.5673 | 25.9742 | 0 | 0 | 0
IL CPS- Midwest NOX rate Summer v5.12 | 281 | 7310 | Rate Constraint in lbs/MMBtu | FALSE | L | Annual | Rate | lb/MMBtu | 0 | 0 | 0.095591 | 0.095568 | 0 | 0 | 0
IL CPS- Midwest NOX rate Summer v5.12 | 281 | 7310 | Rate Constraint in lbs/MMBtu | FALSE | L | Annual | Generation | TWh | 0 | 0 | 2.4123 | 2.2723 | 0 | 0 | 0
IL CPS- Midwest NOX rate Summer v5.12 | 281 | 7310 | Rate Constraint in lbs/MMBtu | FALSE | L | Annual | Qualifying Generation | TWh | 0 | 0 | 2.4123 | 2.2723 | 0 | 0 | 0
IL CPS- Midwest NOX rate Summer v5.12 | 281 | 7310 | Rate Constraint in lbs/MMBtu | FALSE | L | Annual | Rate | lb/MWh | 0 | 0 | 1.0924 | 1.0924 | 0 | 0 | 0
IL CPS- Midwest NOX rate Summer v5.12 | 281 | 7310 | Rate Constraint in lbs/MMBtu | FALSE | L | Annual | Constraint Shadow Price | US2019$/Ton | 0 | 0 | 0 | 0 | 0 | 0 | 0
IL CPS- Midwest SO2 Rate Annual v5.12 | 282 | 7314 | Rate Constraint in lbs/MMBtu | FALSE | L | Annual | Seasons Included | Seasons | Winter, WintShld, Summer | Winter, WintShld, Summer | Winter, WintShld, Summer | Winter, WintShld, Summer | Winter, WintShld, Summer | Winter, WintShld, Summer | Winter, WintShld, Summer
IL CPS- Midwest SO2 Rate Annual v5.12 | 282 | 7314 | Rate Constraint in lbs/MMBtu | FALSE | L | Annual | Standard SO2 | lb/MMBtu | 0.11 | 0.11 | 0.11 | 0.11 | 0.11 | 0.11 | 0.11
IL CPS- Midwest SO2 Rate Annual v5.12 | 282 | 7314 | Rate Constraint in lbs/MMBtu | FALSE | L | Annual | Emissions at Affected Plants SO2 | Thousand Tons | 1.3262 | 1.1547 | 2.9088 | 2.6634 | 0 | 0 | 0
IL CPS- Midwest SO2 Rate Annual v5.12 | 282 | 7314 | Rate Constraint in lbs/MMBtu | FALSE | L | Annual | Allowances Purchased SO2 | Thousand Tons | 0 | 0 | 0 | 0 | 0 | 0 | 0
IL CPS- Midwest SO2 Rate Annual v5.12 | 282 | 7314 | Rate Constraint in lbs/MMBtu | FALSE | L | Annual | Allowances Sold SO2 | Thousand Tons | 0 | 0 | 0 | 0 | 0 | 0 | 0
IL CPS- Midwest SO2 Rate Annual v5.12 | 282 | 7314 | Rate Constraint in lbs/MMBtu | FALSE | L | Annual | Allowances Banked | Thousand Tons | 0 | 0 | 0 | 0 | 0 | 0 | 0
IL CPS- Midwest SO2 Rate Annual v5.12 | 282 | 7314 | Rate Constraint in lbs/MMBtu | FALSE | L | Annual | Allowances Withdrawn (1:1) | Thousand Tons | 0 | 0 | 0 | 0 | 0 | 0 | 0
IL CPS- Midwest SO2 Rate Annual v5.12 | 282 | 7314 | Rate Constraint in lbs/MMBtu | FALSE | L | Annual | Allowances Withdrawn (n:1) | Thousand Tons | 0 | 0 | 0 | 0 | 0 | 0 | 0
IL CPS- Midwest SO2 Rate Annual v5.12 | 282 | 7314 | Rate Constraint in lbs/MMBtu | FALSE | L | Annual | Net Emissions Allowance Position | Thousand Tons | 1.3262 | 1.1547 | 2.9088 | 2.6634 | 0 | 0 | 0
IL CPS- Midwest SO2 Rate Annual v5.12 | 282 | 7314 | Rate Constraint in lbs/MMBtu | FALSE | L | Annual | Fuel Consumed | TBtu | 24.771 | 21.5678 | 54.3317 | 49.7491 | 0 | 0 | 0
IL CPS- Midwest SO2 Rate Annual v5.12 | 282 | 7314 | Rate Constraint in lbs/MMBtu | FALSE | L | Annual | Rate | lb/MMBtu | 0.10708 | 0.10708 | 0.10708 | 0.10708 | 0 | 0 | 0
IL CPS- Midwest SO2 Rate Annual v5.12 | 282 | 7314 | Rate Constraint in lbs/MMBtu | FALSE | L | Annual | Generation | TWh | 2.163 | 1.8837 | 4.7493 | 4.3487 | 0 | 0 | 0
IL CPS- Midwest SO2 Rate Annual v5.12 | 282 | 7314 | Rate Constraint in lbs/MMBtu | FALSE | L | Annual | Qualifying Generation | TWh | 2.163 | 1.8837 | 4.7493 | 4.3487 | 0 | 0 | 0
IL CPS- Midwest SO2 Rate Annual v5.12 | 282 | 7314 | Rate Constraint in lbs/MMBtu | FALSE | L | Annual | Rate | lb/MWh | 1.2263 | 1.226 | 1.2249 | 1.2249 | 0 | 0 | 0
IL CPS- Midwest SO2 Rate Annual v5.12 | 282 | 7314 | Rate Constraint in lbs/MMBtu | FALSE | L | Annual | Constraint Shadow Price | US2019$/Ton | 0 | 0 | 0 | 0 | 0 | 1309.2726 | 0
IL Fac. Spec. - NOX Rate Summer v3.1, Unit 2216 and retrofits | 283 | 7305 | Rate Constraint in lbs/MMBtu | FALSE | L | Annual | Seasons Included | Seasons | Summer | Summer | Summer | Summer | Summer | Summer | Summer
IL Fac. Spec. - NOX Rate Summer v3.1, Unit 2216 and retrofits | 283 | 7305 | Rate Constraint in lbs/MMBtu | FALSE | L | Annual | Standard NOX | lb/MMBtu | 0.25 | 0.25 | 0.25 | 0.25 | 0.25 | 0.25 | 0.25
IL Fac. Spec. - NOX Rate Summer v3.1, Unit 2216 and retrofits | 283 | 7305 | Rate Constraint in lbs/MMBtu | FALSE | L | Annual | Emissions at Affected Plants NOX | Thousand Tons | 0 | 0 | 0 | 0 | 0 | 0 | 0
IL Fac. Spec. - NOX Rate Summer v3.1, Unit 2216 and retrofits | 283 | 7305 | Rate Constraint in lbs/MMBtu | FALSE | L | Annual | Allowances Purchased NOX | Thousand Tons | 0 | 0 | 0 | 0 | 0 | 0 | 0
IL Fac. Spec. - NOX Rate Summer v3.1, Unit 2216 and retrofits | 283 | 7305 | Rate Constraint in lbs/MMBtu | FALSE | L | Annual | Allowances Sold NOX | Thousand Tons | 0 | 0 | 0 | 0 | 0 | 0 | 0
IL Fac. Spec. - NOX Rate Summer v3.1, Unit 2216 and retrofits | 283 | 7305 | Rate Constraint in lbs/MMBtu | FALSE | L | Annual | Allowances Banked | Thousand Tons | 0 | 0 | 0 | 0 | 0 | 0 | 0
IL Fac. Spec. - NOX Rate Summer v3.1, Unit 2216 and retrofits | 283 | 7305 | Rate Constraint in lbs/MMBtu | FALSE | L | Annual | Allowances Withdrawn (1:1) | Thousand Tons | 0 | 0 | 0 | 0 | 0 | 0 | 0
IL Fac. Spec. - NOX Rate Summer v3.1, Unit 2216 and retrofits | 283 | 7305 | Rate Constraint in lbs/MMBtu | FALSE | L | Annual | Allowances Withdrawn (n:1) | Thousand Tons | 0 | 0 | 0 | 0 | 0 | 0 | 0
IL Fac. Spec. - NOX Rate Summer v3.1, Unit 2216 and retrofits | 283 | 7305 | Rate Constraint in lbs/MMBtu | FALSE | L | Annual | Net Emissions Allowance Position | Thousand Tons | 0 | 0 | 0 | 0 | 0 | 0 | 0
IL Fac. Spec. - NOX Rate Summer v3.1, Unit 2216 and retrofits | 283 | 7305 | Rate Constraint in lbs/MMBtu | FALSE | L | Annual | Fuel Consumed | TBtu | 0 | 0 | 0 | 0 | 0 | 0 | 0
IL Fac. Spec. - NOX Rate Summer v3.1, Unit 2216 and retrofits | 283 | 7305 | Rate Constraint in lbs/MMBtu | FALSE | L | Annual | Rate | lb/MMBtu | 0 | 0 | 0 | 0 | 0 | 0 | 0
IL Fac. Spec. - NOX Rate Summer v3.1, Unit 2216 and retrofits | 283 | 7305 | Rate Constraint in lbs/MMBtu | FALSE | L | Annual | Generation | TWh | 0 | 0 | 0 | 0 | 0 | 0 | 0
IL Fac. Spec. - NOX Rate Summer v3.1, Unit 2216 and retrofits | 283 | 7305 | Rate Constraint in lbs/MMBtu | FALSE | L | Annual | Qualifying Generation | TWh | 0 | 0 | 0 | 0 | 0 | 0 | 0
IL Fac. Spec. - NOX Rate Summer v3.1, Unit 2216 and retrofits | 283 | 7305 | Rate Constraint in lbs/MMBtu | FALSE | L | Annual | Rate | lb/MWh | 0 | 0 | 0 | 0 | 0 | 0 | 0
IL Fac. Spec. - NOX Rate Summer v3.1, Unit 2216 and retrofits | 283 | 7305 | Rate Constraint in lbs/MMBtu | FALSE | L | Annual | Constraint Shadow Price | US2019$/Ton | 0 | 0 | 0 | 0 | 0 | 0 | 0
IL Fac. Spec. - NOX Rate Summer v3.1, Unit 2217 and retrofits | 284 | 7305 | Rate Constraint in lbs/MMBtu | FALSE | L | Annual | Seasons Included | Seasons | Summer | Summer | Summer | Summer | Summer | Summer | Summer
IL Fac. Spec. - NOX Rate Summer v3.1, Unit 2217 and retrofits | 284 | 7305 | Rate Constraint in lbs/MMBtu | FALSE | L | Annual | Standard NOX | lb/MMBtu | 0.25 | 0.25 | 0.25 | 0.25 | 0.25 | 0.25 | 0.25
IL Fac. Spec. - NOX Rate Summer v3.1, Unit 2217 and retrofits | 284 | 7305 | Rate Constraint in lbs/MMBtu | FALSE | L | Annual | Emissions at Affected Plants NOX | Thousand Tons | 0 | 0 | 0 | 0 | 0 | 0 | 0
IL Fac. Spec. - NOX Rate Summer v3.1, Unit 2217 and retrofits | 284 | 7305 | Rate Constraint in lbs/MMBtu | FALSE | L | Annual | Allowances Purchased NOX | Thousand Tons | 0 | 0 | 0 | 0 | 0 | 0 | 0
IL Fac. Spec. - NOX Rate Summer v3.1, Unit 2217 and retrofits | 284 | 7305 | Rate Constraint in lbs/MMBtu | FALSE | L | Annual | Allowances Sold NOX | Thousand Tons | 0 | 0 | 0 | 0 | 0 | 0 | 0
IL Fac. Spec. - NOX Rate Summer v3.1, Unit 2217 and retrofits | 284 | 7305 | Rate Constraint in lbs/MMBtu | FALSE | L | Annual | Allowances Banked | Thousand Tons | 0 | 0 | 0 | 0 | 0 | 0 | 0
IL Fac. Spec. - NOX Rate Summer v3.1, Unit 2217 and retrofits | 284 | 7305 | Rate Constraint in lbs/MMBtu | FALSE | L | Annual | Allowances Withdrawn (1:1) | Thousand Tons | 0 | 0 | 0 | 0 | 0 | 0 | 0
IL Fac. Spec. - NOX Rate Summer v3.1, Unit 2217 and retrofits | 284 | 7305 | Rate Constraint in lbs/MMBtu | FALSE | L | Annual | Allowances Withdrawn (n:1) | Thousand Tons | 0 | 0 | 0 | 0 | 0 | 0 | 0
IL Fac. Spec. - NOX Rate Summer v3.1, Unit 2217 and retrofits | 284 | 7305 | Rate Constraint in lbs/MMBtu | FALSE | L | Annual | Net Emissions Allowance Position | Thousand Tons | 0 | 0 | 0 | 0 | 0 | 0 | 0
IL Fac. Spec. - NOX Rate Summer v3.1, Unit 2217 and retrofits | 284 | 7305 | Rate Constraint in lbs/MMBtu | FALSE | L | Annual | Fuel Consumed | TBtu | 0 | 0 | 0 | 0 | 0 | 0 | 0
IL Fac. Spec. - NOX Rate Summer v3.1, Unit 2217 and retrofits | 284 | 7305 | Rate Constraint in lbs/MMBtu | FALSE | L | Annual | Rate | lb/MMBtu | 0 | 0 | 0 | 0 | 0 | 0 | 0
IL Fac. Spec. - NOX Rate Summer v3.1, Unit 2217 and retrofits | 284 | 7305 | Rate Constraint in lbs/MMBtu | FALSE | L | Annual | Generation | TWh | 0 | 0 | 0 | 0 | 0 | 0 | 0
IL Fac. Spec. - NOX Rate Summer v3.1, Unit 2217 and retrofits | 284 | 7305 | Rate Constraint in lbs/MMBtu | FALSE | L | Annual | Qualifying Generation | TWh | 0 | 0 | 0 | 0 | 0 | 0 | 0
IL Fac. Spec. - NOX Rate Summer v3.1, Unit 2217 and retrofits | 284 | 7305 | Rate Constraint in lbs/MMBtu | FALSE | L | Annual | Rate | lb/MWh | 0 | 0 | 0 | 0 | 0 | 0 | 0
IL Fac. Spec. - NOX Rate Summer v3.1, Unit 2217 and retrofits | 284 | 7305 | Rate Constraint in lbs/MMBtu | FALSE | L | Annual | Constraint Shadow Price | US2019$/Ton | 0 | 0 | 0 | 0 | 0 | 0 | 0
IL Fac. Spec. - NOX Rate Summer v3.1, Unit 2218 and retrofits | 285 | 7305 | Rate Constraint in lbs/MMBtu | FALSE | L | Annual | Seasons Included | Seasons | Summer | Summer | Summer | Summer | Summer | Summer | Summer
IL Fac. Spec. - NOX Rate Summer v3.1, Unit 2218 and retrofits | 285 | 7305 | Rate Constraint in lbs/MMBtu | FALSE | L | Annual | Standard NOX | lb/MMBtu | 0.25 | 0.25 | 0.25 | 0.25 | 0.25 | 0.25 | 0.25
IL Fac. Spec. - NOX Rate Summer v3.1, Unit 2218 and retrofits | 285 | 7305 | Rate Constraint in lbs/MMBtu | FALSE | L | Annual | Emissions at Affected Plants NOX | Thousand Tons | 0 | 0 | 0 | 0 | 0 | 0 | 0
IL Fac. Spec. - NOX Rate Summer v3.1, Unit 2218 and retrofits | 285 | 7305 | Rate Constraint in lbs/MMBtu | FALSE | L | Annual | Allowances Purchased NOX | Thousand Tons | 0 | 0 | 0 | 0 | 0 | 0 | 0
IL Fac. Spec. - NOX Rate Summer v3.1, Unit 2218 and retrofits | 285 | 7305 | Rate Constraint in lbs/MMBtu | FALSE | L | Annual | Allowances Sold NOX | Thousand Tons | 0 | 0 | 0 | 0 | 0 | 0 | 0
IL Fac. Spec. - NOX Rate Summer v3.1, Unit 2218 and retrofits | 285 | 7305 | Rate Constraint in lbs/MMBtu | FALSE | L | Annual | Allowances Banked | Thousand Tons | 0 | 0 | 0 | 0 | 0 | 0 | 0
IL Fac. Spec. - NOX Rate Summer v3.1, Unit 2218 and retrofits | 285 | 7305 | Rate Constraint in lbs/MMBtu | FALSE | L | Annual | Allowances Withdrawn (1:1) | Thousand Tons | 0 | 0 | 0 | 0 | 0 | 0 | 0
IL Fac. Spec. - NOX Rate Summer v3.1, Unit 2218 and retrofits | 285 | 7305 | Rate Constraint in lbs/MMBtu | FALSE | L | Annual | Allowances Withdrawn (n:1) | Thousand Tons | 0 | 0 | 0 | 0 | 0 | 0 | 0
IL Fac. Spec. - NOX Rate Summer v3.1, Unit 2218 and retrofits | 285 | 7305 | Rate Constraint in lbs/MMBtu | FALSE | L | Annual | Net Emissions Allowance Position | Thousand Tons | 0 | 0 | 0 | 0 | 0 | 0 | 0
IL Fac. Spec. - NOX Rate Summer v3.1, Unit 2218 and retrofits | 285 | 7305 | Rate Constraint in lbs/MMBtu | FALSE | L | Annual | Fuel Consumed | TBtu | 0 | 0 | 0 | 0 | 0 | 0 | 0
IL Fac. Spec. - NOX Rate Summer v3.1, Unit 2218 and retrofits | 285 | 7305 | Rate Constraint in lbs/MMBtu | FALSE | L | Annual | Rate | lb/MMBtu | 0 | 0 | 0 | 0 | 0 | 0 | 0
IL Fac. Spec. - NOX Rate Summer v3.1, Unit 2218 and retrofits | 285 | 7305 | Rate Constraint in lbs/MMBtu | FALSE | L | Annual | Generation | TWh | 0 | 0 | 0 | 0 | 0 | 0 | 0
IL Fac. Spec. - NOX Rate Summer v3.1, Unit 2218 and retrofits | 285 | 7305 | Rate Constraint in lbs/MMBtu | FALSE | L | Annual | Qualifying Generation | TWh | 0 | 0 | 0 | 0 | 0 | 0 | 0
IL Fac. Spec. - NOX Rate Summer v3.1, Unit 2218 and retrofits | 285 | 7305 | Rate Constraint in lbs/MMBtu | FALSE | L | Annual | Rate | lb/MWh | 0 | 0 | 0 | 0 | 0 | 0 | 0
IL Fac. Spec. - NOX Rate Summer v3.1, Unit 2218 and retrofits | 285 | 7305 | Rate Constraint in lbs/MMBtu | FALSE | L | Annual | Constraint Shadow Price | US2019$/Ton | 0 | 0 | 0 | 0 | 0 | 0 | 0
IL Fac. Spec. - NOX Rate Summer v3.1, Unit 2219 and retrofits | 286 | 7305 | Rate Constraint in lbs/MMBtu | FALSE | L | Annual | Seasons Included | Seasons | Summer | Summer | Summer | Summer | Summer | Summer | Summer
IL Fac. Spec. - NOX Rate Summer v3.1, Unit 2219 and retrofits | 286 | 7305 | Rate Constraint in lbs/MMBtu | FALSE | L | Annual | Standard NOX | lb/MMBtu | 0.25 | 0.25 | 0.25 | 0.25 | 0.25 | 0.25 | 0.25
IL Fac. Spec. - NOX Rate Summer v3.1, Unit 2219 and retrofits | 286 | 7305 | Rate Constraint in lbs/MMBtu | FALSE | L | Annual | Emissions at Affected Plants NOX | Thousand Tons | 0 | 0 | 0 | 0 | 0 | 0 | 0
IL Fac. Spec. - NOX Rate Summer v3.1, Unit 2219 and retrofits | 286 | 7305 | Rate Constraint in lbs/MMBtu | FALSE | L | Annual | Allowances Purchased NOX | Thousand Tons | 0 | 0 | 0 | 0 | 0 | 0 | 0
IL Fac. Spec. - NOX Rate Summer v3.1, Unit 2219 and retrofits | 286 | 7305 | Rate Constraint in lbs/MMBtu | FALSE | L | Annual | Allowances Sold NOX | Thousand Tons | 0 | 0 | 0 | 0 | 0 | 0 | 0
IL Fac. Spec. - NOX Rate Summer v3.1, Unit 2219 and retrofits | 286 | 7305 | Rate Constraint in lbs/MMBtu | FALSE | L | Annual | Allowances Banked | Thousand Tons | 0 | 0 | 0 | 0 | 0 | 0 | 0
IL Fac. Spec. - NOX Rate Summer v3.1, Unit 2219 and retrofits | 286 | 7305 | Rate Constraint in lbs/MMBtu | FALSE | L | Annual | Allowances Withdrawn (1:1) | Thousand Tons | 0 | 0 | 0 | 0 | 0 | 0 | 0
IL Fac. Spec. - NOX Rate Summer v3.1, Unit 2219 and retrofits | 286 | 7305 | Rate Constraint in lbs/MMBtu | FALSE | L | Annual | Allowances Withdrawn (n:1) | Thousand Tons | 0 | 0 | 0 | 0 | 0 | 0 | 0
IL Fac. Spec. - NOX Rate Summer v3.1, Unit 2219 and retrofits | 286 | 7305 | Rate Constraint in lbs/MMBtu | FALSE | L | Annual | Net Emissions Allowance Position | Thousand Tons | 0 | 0 | 0 | 0 | 0 | 0 | 0
IL Fac. Spec. - NOX Rate Summer v3.1, Unit 2219 and retrofits | 286 | 7305 | Rate Constraint in lbs/MMBtu | FALSE | L | Annual | Fuel Consumed | TBtu | 0 | 0 | 0 | 0 | 0 | 0 | 0
IL Fac. Spec. - NOX Rate Summer v3.1, Unit 2219 and retrofits | 286 | 7305 | Rate Constraint in lbs/MMBtu | FALSE | L | Annual | Rate | lb/MMBtu | 0 | 0 | 0 | 0 | 0 | 0 | 0
IL Fac. Spec. - NOX Rate Summer v3.1, Unit 2219 and retrofits | 286 | 7305 | Rate Constraint in lbs/MMBtu | FALSE | L | Annual | Generation | TWh | 0 | 0 | 0 | 0 | 0 | 0 | 0
IL Fac. Spec. - NOX Rate Summer v3.1, Unit 2219 and retrofits | 286 | 7305 | Rate Constraint in lbs/MMBtu | FALSE | L | Annual | Qualifying Generation | TWh | 0 | 0 | 0 | 0 | 0 | 0 | 0
IL Fac. Spec. - NOX Rate Summer v3.1, Unit 2219 and retrofits | 286 | 7305 | Rate Constraint in lbs/MMBtu | FALSE | L | Annual | Rate | lb/MWh | 0 | 0 | 0 | 0 | 0 | 0 | 0
IL Fac. Spec. - NOX Rate Summer v3.1, Unit 2219 and retrofits | 286 | 7305 | Rate Constraint in lbs/MMBtu | FALSE | L | Annual | Constraint Shadow Price | US2019$/Ton | 0 | 0 | 0 | 0 | 0 | 0 | 0
IL Fac. Spec. - NOX Rate Summer v3.1, Unit 2220 and retrofits | 287 | 7305 | Rate Constraint in lbs/MMBtu | FALSE | L | Annual | Seasons Included | Seasons | Summer | Summer | Summer | Summer | Summer | Summer | Summer
IL Fac. Spec. - NOX Rate Summer v3.1, Unit 2220 and retrofits | 287 | 7305 | Rate Constraint in lbs/MMBtu | FALSE | L | Annual | Standard NOX | lb/MMBtu | 0.25 | 0.25 | 0.25 | 0.25 | 0.25 | 0.25 | 0.25
IL Fac. Spec. - NOX Rate Summer v3.1, Unit 2220 and retrofits | 287 | 7305 | Rate Constraint in lbs/MMBtu | FALSE | L | Annual | Emissions at Affected Plants NOX | Thousand Tons | 0 | 0 | 0 | 0 | 0 | 0 | 0
IL Fac. Spec. - NOX Rate Summer v3.1, Unit 2220 and retrofits | 287 | 7305 | Rate Constraint in lbs/MMBtu | FALSE | L | Annual | Allowances Purchased NOX | Thousand Tons | 0 | 0 | 0 | 0 | 0 | 0 | 0
IL Fac. Spec. - NOX Rate Summer v3.1, Unit 2220 and retrofits | 287 | 7305 | Rate Constraint in lbs/MMBtu | FALSE | L | Annual | Allowances Sold NOX | Thousand Tons | 0 | 0 | 0 | 0 | 0 | 0 | 0
IL Fac. Spec. - NOX Rate Summer v3.1, Unit 2220 and retrofits | 287 | 7305 | Rate Constraint in lbs/MMBtu | FALSE | L | Annual | Allowances Banked | Thousand Tons | 0 | 0 | 0 | 0 | 0 | 0 | 0
IL Fac. Spec. - NOX Rate Summer v3.1, Unit 2220 and retrofits | 287 | 7305 | Rate Constraint in lbs/MMBtu | FALSE | L | Annual | Allowances Withdrawn (1:1) | Thousand Tons | 0 | 0 | 0 | 0 | 0 | 0 | 0
IL Fac. Spec. - NOX Rate Summer v3.1, Unit 2220 and retrofits | 287 | 7305 | Rate Constraint in lbs/MMBtu | FALSE | L | Annual | Allowances Withdrawn (n:1) | Thousand Tons | 0 | 0 | 0 | 0 | 0 | 0 | 0
IL Fac. Spec. - NOX Rate Summer v3.1, Unit 2220 and retrofits | 287 | 7305 | Rate Constraint in lbs/MMBtu | FALSE | L | Annual | Net Emissions Allowance Position | Thousand Tons | 0 | 0 | 0 | 0 | 0 | 0 | 0
IL Fac. Spec. - NOX Rate Summer v3.1, Unit 2220 and retrofits | 287 | 7305 | Rate Constraint in lbs/MMBtu | FALSE | L | Annual | Fuel Consumed | TBtu | 0 | 0 | 0 | 0 | 0 | 0 | 0
IL Fac. Spec. - NOX Rate Summer v3.1, Unit 2220 and retrofits | 287 | 7305 | Rate Constraint in lbs/MMBtu | FALSE | L | Annual | Rate | lb/MMBtu | 0 | 0 | 0 | 0 | 0 | 0 | 0
IL Fac. Spec. - NOX Rate Summer v3.1, Unit 2220 and retrofits | 287 | 7305 | Rate Constraint in lbs/MMBtu | FALSE | L | Annual | Generation | TWh | 0 | 0 | 0 | 0 | 0 | 0 | 0
IL Fac. Spec. - NOX Rate Summer v3.1, Unit 2220 and retrofits | 287 | 7305 | Rate Constraint in lbs/MMBtu | FALSE | L | Annual | Qualifying Generation | TWh | 0 | 0 | 0 | 0 | 0 | 0 | 0
IL Fac. Spec. - NOX Rate Summer v3.1, Unit 2220 and retrofits | 287 | 7305 | Rate Constraint in lbs/MMBtu | FALSE | L | Annual | Rate | lb/MWh | 0 | 0 | 0 | 0 | 0 | 0 | 0
IL Fac. Spec. - NOX Rate Summer v3.1, Unit 2220 and retrofits | 287 | 7305 | Rate Constraint in lbs/MMBtu | FALSE | L | Annual | Constraint Shadow Price | US2019$/Ton | 0 | 0 | 0 | 0 | 0 | 0 | 0
IL Fac. Spec. - NOX Rate Summer v3.1, Unit 2571 and retrofits | 288 | 7305 | Rate Constraint in lbs/MMBtu | FALSE | L | Annual | Seasons Included | Seasons | Summer | Summer | Summer | Summer | Summer | Summer | Summer
IL Fac. Spec. - NOX Rate Summer v3.1, Unit 2571 and retrofits | 288 | 7305 | Rate Constraint in lbs/MMBtu | FALSE | L | Annual | Standard NOX | lb/MMBtu | 0.25 | 0.25 | 0.25 | 0.25 | 0.25 | 0.25 | 0.25
IL Fac. Spec. - NOX Rate Summer v3.1, Unit 2571 and retrofits | 288 | 7305 | Rate Constraint in lbs/MMBtu | FALSE | L | Annual | Emissions at Affected Plants NOX | Thousand Tons | 0.20319 | 0.23683 | 0.23683 | 0.20308 | 0.16525 | 0 | 0
IL Fac. Spec. - NOX Rate Summer v3.1, Unit 2571 and retrofits | 288 | 7305 | Rate Constraint in lbs/MMBtu | FALSE | L | Annual | Allowances Purchased NOX | Thousand Tons | 0 | 0 | 0 | 0 | 0 | 0 | 0
IL Fac. Spec. - NOX Rate Summer v3.1, Unit 2571 and retrofits | 288 | 7305 | Rate Constraint in lbs/MMBtu | FALSE | L | Annual | Allowances Sold NOX | Thousand Tons | 0 | 0 | 0 | 0 | 0 | 0 | 0
IL Fac. Spec. - NOX Rate Summer v3.1, Unit 2571 and retrofits | 288 | 7305 | Rate Constraint in lbs/MMBtu | FALSE | L | Annual | Allowances Banked | Thousand Tons | 0 | 0 | 0 | 0 | 0 | 0 | 0
IL Fac. Spec. - NOX Rate Summer v3.1, Unit 2571 and retrofits | 288 | 7305 | Rate Constraint in lbs/MMBtu | FALSE | L | Annual | Allowances Withdrawn (1:1) | Thousand Tons | 0 | 0 | 0 | 0 | 0 | 0 | 0
IL Fac. Spec. - NOX Rate Summer v3.1, Unit 2571 and retrofits | 288 | 7305 | Rate Constraint in lbs/MMBtu | FALSE | L | Annual | Allowances Withdrawn (n:1) | Thousand Tons | 0 | 0 | 0 | 0 | 0 | 0 | 0
IL Fac. Spec. - NOX Rate Summer v3.1, Unit 2571 and retrofits | 288 | 7305 | Rate Constraint in lbs/MMBtu | FALSE | L | Annual | Net Emissions Allowance Position | Thousand Tons | 0.20319 | 0.23683 | 0.23683 | 0.20308 | 0.16525 | 0 | 0
IL Fac. Spec. - NOX Rate Summer v3.1, Unit 2571 and retrofits | 288 | 7305 | Rate Constraint in lbs/MMBtu | FALSE | L | Annual | Fuel Consumed | TBtu | 6.1331 | 7.1484 | 7.1484 | 6.1298 | 4.9879 | 0 | 0
IL Fac. Spec. - NOX Rate Summer v3.1, Unit 2571 and retrofits | 288 | 7305 | Rate Constraint in lbs/MMBtu | FALSE | L | Annual | Rate | lb/MMBtu | 0.06626 | 0.06626 | 0.06626 | 0.06626 | 0.06626 | 0 | 0
IL Fac. Spec. - NOX Rate Summer v3.1, Unit 2571 and retrofits | 288 | 7305 | Rate Constraint in lbs/MMBtu | FALSE | L | Annual | Generation | TWh | 0.53564 | 0.62432 | 0.62432 | 0.53535 | 0.43563 | 0 | 0
IL Fac. Spec. - NOX Rate Summer v3.1, Unit 2571 and retrofits | 288 | 7305 | Rate Constraint in lbs/MMBtu | FALSE | L | Annual | Qualifying Generation | TWh | 0.53564 | 0.62432 | 0.62432 | 0.53535 | 0.43563 | 0 | 0
IL Fac. Spec. - NOX Rate Summer v3.1, Unit 2571 and retrofits | 288 | 7305 | Rate Constraint in lbs/MMBtu | FALSE | L | Annual | Rate | lb/MWh | 0.75868 | 0.75868 | 0.75868 | 0.75868 | 0.75868 | 0 | 0
IL Fac. Spec. - NOX Rate Summer v3.1, Unit 2571 and retrofits | 288 | 7305 | Rate Constraint in lbs/MMBtu | FALSE | L | Annual | Constraint Shadow Price | US2019$/Ton | 0 | 0 | 0 | 0 | 0 | 0 | 0
IL Fac. Spec. - NOX Rate Summer v3.1, Unit 2646 and retrofits | 289 | 7305 | Rate Constraint in lbs/MMBtu | FALSE | L | Annual | Seasons Included | Seasons | Summer | Summer | Summer | Summer | Summer | Summer | Summer
IL Fac. Spec. - NOX Rate Summer v3.1, Unit 2646 and retrofits | 289 | 7305 | Rate Constraint in lbs/MMBtu | FALSE | L | Annual | Standard NOX | lb/MMBtu | 0.25 | 0.25 | 0.25 | 0.25 | 0.25 | 0.25 | 0.25
IL Fac. Spec. - NOX Rate Summer v3.1, Unit 2646 and retrofits | 289 | 7305 | Rate Constraint in lbs/MMBtu | FALSE | L | Annual | Emissions at Affected Plants NOX | Thousand Tons | 0 | 0 | 0 | 0 | 0 | 0 | 0
IL Fac. Spec. - NOX Rate Summer v3.1, Unit 2646 and retrofits | 289 | 7305 | Rate Constraint in lbs/MMBtu | FALSE | L | Annual | Allowances Purchased NOX | Thousand Tons | 0 | 0 | 0 | 0 | 0 | 0 | 0
IL Fac. Spec. - NOX Rate Summer v3.1, Unit 2646 and retrofits | 289 | 7305 | Rate Constraint in lbs/MMBtu | FALSE | L | Annual | Allowances Sold NOX | Thousand Tons | 0 | 0 | 0 | 0 | 0 | 0 | 0
IL Fac. Spec. - NOX Rate Summer v3.1, Unit 2646 and retrofits | 289 | 7305 | Rate Constraint in lbs/MMBtu | FALSE | L | Annual | Allowances Banked | Thousand Tons | 0 | 0 | 0 | 0 | 0 | 0 | 0
IL Fac. Spec. - NOX Rate Summer v3.1, Unit 2646 and retrofits | 289 | 7305 | Rate Constraint in lbs/MMBtu | FALSE | L | Annual | Allowances Withdrawn (1:1) | Thousand Tons | 0 | 0 | 0 | 0 | 0 | 0 | 0
IL Fac. Spec. - NOX Rate Summer v3.1, Unit 2646 and retrofits | 289 | 7305 | Rate Constraint in lbs/MMBtu | FALSE | L | Annual | Allowances Withdrawn (n:1) | Thousand Tons | 0 | 0 | 0 | 0 | 0 | 0 | 0
IL Fac. Spec. - NOX Rate Summer v3.1, Unit 2646 and retrofits | 289 | 7305 | Rate Constraint in lbs/MMBtu | FALSE | L | Annual | Net Emissions Allowance Position | Thousand Tons | 0 | 0 | 0 | 0 | 0 | 0 | 0
IL Fac. Spec. - NOX Rate Summer v3.1, Unit 2646 and retrofits | 289 | 7305 | Rate Constraint in lbs/MMBtu | FALSE | L | Annual | Fuel Consumed | TBtu | 0 | 0 | 0 | 0 | 0 | 0 | 0
IL Fac. Spec. - NOX Rate Summer v3.1, Unit 2646 and retrofits | 289 | 7305 | Rate Constraint in lbs/MMBtu | FALSE | L | Annual | Rate | lb/MMBtu | 0 | 0 | 0 | 0 | 0 | 0 | 0
IL Fac. Spec. - NOX Rate Summer v3.1, Unit 2646 and retrofits | 289 | 7305 | Rate Constraint in lbs/MMBtu | FALSE | L | Annual | Generation | TWh | 0 | 0 | 0 | 0 | 0 | 0 | 0
IL Fac. Spec. - NOX Rate Summer v3.1, Unit 2646 and retrofits | 289 | 7305 | Rate Constraint in lbs/MMBtu | FALSE | L | Annual | Qualifying Generation | TWh | 0 | 0 | 0 | 0 | 0 | 0 | 0
IL Fac. Spec. - NOX Rate Summer v3.1, Unit 2646 and retrofits | 289 | 7305 | Rate Constraint in lbs/MMBtu | FALSE | L | Annual | Rate | lb/MWh | 0 | 0 | 0 | 0 | 0 | 0 | 0
IL Fac. Spec. - NOX Rate Summer v3.1, Unit 2646 and retrofits | 289 | 7305 | Rate Constraint in lbs/MMBtu | FALSE | L | Annual | Constraint Shadow Price | US2019$/Ton | 0 | 0 | 0 | 0 | 0 | 0 | 0
IL Fac. Spec. - NOX Rate Summer v3.1, Unit 2647 and retrofits | 290 | 7305 | Rate Constraint in lbs/MMBtu | FALSE | L | Annual | Seasons Included | Seasons | Summer | Summer | Summer | Summer | Summer | Summer | Summer
IL Fac. Spec. - NOX Rate Summer v3.1, Unit 2647 and retrofits | 290 | 7305 | Rate Constraint in lbs/MMBtu | FALSE | L | Annual | Standard NOX | lb/MMBtu | 0.25 | 0.25 | 0.25 | 0.25 | 0.25 | 0.25 | 0.25
IL Fac. Spec. - NOX Rate Summer v3.1, Unit 2647 and retrofits | 290 | 7305 | Rate Constraint in lbs/MMBtu | FALSE | L | Annual | Emissions at Affected Plants NOX | Thousand Tons | 0 | 0 | 0 | 0 | 0 | 0 | 0
IL Fac. Spec. - NOX Rate Summer v3.1, Unit 2647 and retrofits | 290 | 7305 | Rate Constraint in lbs/MMBtu | FALSE | L | Annual | Allowances Purchased NOX | Thousand Tons | 0 | 0 | 0 | 0 | 0 | 0 | 0
IL Fac. Spec. - NOX Rate Summer v3.1, Unit 2647 and retrofits | 290 | 7305 | Rate Constraint in lbs/MMBtu | FALSE | L | Annual | Allowances Sold NOX | Thousand Tons | 0 | 0 | 0 | 0 | 0 | 0 | 0
IL Fac. Spec. - NOX Rate Summer v3.1, Unit 2647 and retrofits | 290 | 7305 | Rate Constraint in lbs/MMBtu | FALSE | L | Annual | Allowances Banked | Thousand Tons | 0 | 0 | 0 | 0 | 0 | 0 | 0
IL Fac. Spec. - NOX Rate Summer v3.1, Unit 2647 and retrofits | 290 | 7305 | Rate Constraint in lbs/MMBtu | FALSE | L | Annual | Allowances Withdrawn (1:1) | Thousand Tons | 0 | 0 | 0 | 0 | 0 | 0 | 0
IL Fac. Spec. - NOX Rate Summer v3.1, Unit 2647 and retrofits | 290 | 7305 | Rate Constraint in lbs/MMBtu | FALSE | L | Annual | Allowances Withdrawn (n:1) | Thousand Tons | 0 | 0 | 0 | 0 | 0 | 0 | 0
IL Fac. Spec. - NOX Rate Summer v3.1, Unit 2647 and retrofits | 290 | 7305 | Rate Constraint in lbs/MMBtu | FALSE | L | Annual | Net Emissions Allowance Position | Thousand Tons | 0 | 0 | 0 | 0 | 0 | 0 | 0
IL Fac. Spec. - NOX Rate Summer v3.1, Unit 2647 and retrofits | 290 | 7305 | Rate Constraint in lbs/MMBtu | FALSE | L | Annual | Fuel Consumed | TBtu | 0 | 0 | 0 | 0 | 0 | 0 | 0
IL Fac. Spec. - NOX Rate Summer v3.1, Unit 2647 and retrofits | 290 | 7305 | Rate Constraint in lbs/MMBtu | FALSE | L | Annual | Rate | lb/MMBtu | 0 | 0 | 0 | 0 | 0 | 0 | 0
IL Fac. Spec. - NOX Rate Summer v3.1, Unit 2647 and retrofits | 290 | 7305 | Rate Constraint in lbs/MMBtu | FALSE | L | Annual | Generation | TWh | 0 | 0 | 0 | 0 | 0 | 0 | 0
IL Fac. Spec. - NOX Rate Summer v3.1, Unit 2647 and retrofits | 290 | 7305 | Rate Constraint in lbs/MMBtu | FALSE | L | Annual | Qualifying Generation | TWh | 0 | 0 | 0 | 0 | 0 | 0 | 0
IL Fac. Spec. - NOX Rate Summer v3.1, Unit 2647 and retrofits | 290 | 7305 | Rate Constraint in lbs/MMBtu | FALSE | L | Annual | Rate | lb/MWh | 0 | 0 | 0 | 0 | 0 | 0 | 0
IL Fac. Spec. - NOX Rate Summer v3.1, Unit 2647 and retrofits | 290 | 7305 | Rate Constraint in lbs/MMBtu | FALSE | L | Annual | Constraint Shadow Price | US2019$/Ton | 0 | 0 | 0 | 0 | 0 | 0 | 0
IL Fac. Spec. - NOX Rate Summer v3.1, Unit 2706 and retrofits | 291 | 7305 | Rate Constraint in lbs/MMBtu | FALSE | L | Annual | Seasons Included | Seasons | Summer | Summer | Summer | Summer | Summer | Summer | Summer
IL Fac. Spec. - NOX Rate Summer v3.1, Unit 2706 and retrofits | 291 | 7305 | Rate Constraint in lbs/MMBtu | FALSE | L | Annual | Standard NOX | lb/MMBtu | 0.25 | 0.25 | 0.25 | 0.25 | 0.25 | 0.25 | 0.25
IL Fac. Spec. - NOX Rate Summer v3.1, Unit 2706 and retrofits | 291 | 7305 | Rate Constraint in lbs/MMBtu | FALSE | L | Annual | Emissions at Affected Plants NOX | Thousand Tons | 0 | 0 | 0 | 0 | 0 | 0 | 0
IL Fac. Spec. - NOX Rate Summer v3.1, Unit 2706 and retrofits | 291 | 7305 | Rate Constraint in lbs/MMBtu | FALSE | L | Annual | Allowances Purchased NOX | Thousand Tons | 0 | 0 | 0 | 0 | 0 | 0 | 0
IL Fac. Spec. - NOX Rate Summer v3.1, Unit 2706 and retrofits | 291 | 7305 | Rate Constraint in lbs/MMBtu | FALSE | L | Annual | Allowances Sold NOX | Thousand Tons | 0 | 0 | 0 | 0 | 0 | 0 | 0
IL Fac. Spec. - NOX Rate Summer v3.1, Unit 2706 and retrofits | 291 | 7305 | Rate Constraint in lbs/MMBtu | FALSE | L | Annual | Allowances Banked | Thousand Tons | 0 | 0 | 0 | 0 | 0 | 0 | 0
IL Fac. Spec. - NOX Rate Summer v3.1, Unit 2706 and retrofits | 291 | 7305 | Rate Constraint in lbs/MMBtu | FALSE | L | Annual | Allowances Withdrawn (1:1) | Thousand Tons | 0 | 0 | 0 | 0 | 0 | 0 | 0
IL Fac. Spec. - NOX Rate Summer v3.1, Unit 2706 and retrofits | 291 | 7305 | Rate Constraint in lbs/MMBtu | FALSE | L | Annual | Allowances Withdrawn (n:1) | Thousand Tons | 0 | 0 | 0 | 0 | 0 | 0 | 0
IL Fac. Spec. - NOX Rate Summer v3.1, Unit 2706 and retrofits | 291 | 7305 | Rate Constraint in lbs/MMBtu | FALSE | L | Annual | Net Emissions Allowance Position | Thousand Tons | 0 | 0 | 0 | 0 | 0 | 0 | 0
IL Fac. Spec. - NOX Rate Summer v3.1, Unit 2706 and retrofits | 291 | 7305 | Rate Constraint in lbs/MMBtu | FALSE | L | Annual | Fuel Consumed | TBtu | 0 | 0 | 0 | 0 | 0 | 0 | 0
IL Fac. Spec. - NOX Rate Summer v3.1, Unit 2706 and retrofits | 291 | 7305 | Rate Constraint in lbs/MMBtu | FALSE | L | Annual | Rate | lb/MMBtu | 0 | 0 | 0 | 0 | 0 | 0 | 0
IL Fac. Spec. - NOX Rate Summer v3.1, Unit 2706 and retrofits | 291 | 7305 | Rate Constraint in lbs/MMBtu | FALSE | L | Annual | Generation | TWh | 0 | 0 | 0 | 0 | 0 | 0 | 0
IL Fac. Spec. - NOX Rate Summer v3.1, Unit 2706 and retrofits | 291 | 7305 | Rate Constraint in lbs/MMBtu | FALSE | L | Annual | Qualifying Generation | TWh | 0 | 0 | 0 | 0 | 0 | 0 | 0
IL Fac. Spec. - NOX Rate Summer v3.1, Unit 2706 and retrofits | 291 | 7305 | Rate Constraint in lbs/MMBtu | FALSE | L | Annual | Rate | lb/MWh | 0 | 0 | 0 | 0 | 0 | 0 | 0
IL Fac. Spec. - NOX Rate Summer v3.1, Unit 2706 and retrofits | 291 | 7305 | Rate Constraint in lbs/MMBtu | FALSE | L | Annual | Constraint Shadow Price | US2019$/Ton | 0 | 0 | 0 | 0 | 0 | 0 | 0
IL Fac. Spec. - NOX Rate Summer v3.1, Unit 2718 and retrofits | 292 | 7305 | Rate Constraint in lbs/MMBtu | FALSE | L | Annual | Seasons Included | Seasons | Summer | Summer | Summer | Summer | Summer | Summer | Summer
IL Fac. Spec. - NOX Rate Summer v3.1, Unit 2718 and retrofits | 292 | 7305 | Rate Constraint in lbs/MMBtu | FALSE | L | Annual | Standard NOX | lb/MMBtu | 0.25 | 0.25 | 0.25 | 0.25 | 0.25 | 0.25 | 0.25
IL Fac. Spec. - NOX Rate Summer v3.1, Unit 2718 and retrofits | 292 | 7305 | Rate Constraint in lbs/MMBtu | FALSE | L | Annual | Emissions at Affected Plants NOX | Thousand Tons | 0 | 0 | 0 | 0 | 0 | 0 | 0
IL Fac. Spec. - NOX Rate Summer v3.1, Unit 2718 and retrofits | 292 | 7305 | Rate Constraint in lbs/MMBtu | FALSE | L | Annual | Allowances Purchased NOX | Thousand Tons | 0 | 0 | 0 | 0 | 0 | 0 | 0
IL Fac. Spec. - NOX Rate Summer v3.1, Unit 2718 and retrofits | 292 | 7305 | Rate Constraint in lbs/MMBtu | FALSE | L | Annual | Allowances Sold NOX | Thousand Tons | 0 | 0 | 0 | 0 | 0 | 0 | 0
IL Fac. Spec. - NOX Rate Summer v3.1, Unit 2718 and retrofits | 292 | 7305 | Rate Constraint in lbs/MMBtu | FALSE | L | Annual | Allowances Banked | Thousand Tons | 0 | 0 | 0 | 0 | 0 | 0 | 0
IL Fac. Spec. - NOX Rate Summer v3.1, Unit 2718 and retrofits | 292 | 7305 | Rate Constraint in lbs/MMBtu | FALSE | L | Annual | Allowances Withdrawn (1:1) | Thousand Tons | 0 | 0 | 0 | 0 | 0 | 0 | 0
IL Fac. Spec. - NOX Rate Summer v3.1, Unit 2718 and retrofits | 292 | 7305 | Rate Constraint in lbs/MMBtu | FALSE | L | Annual | Allowances Withdrawn (n:1) | Thousand Tons | 0 | 0 | 0 | 0 | 0 | 0 | 0
IL Fac. Spec. - NOX Rate Summer v3.1, Unit 2718 and retrofits | 292 | 7305 | Rate Constraint in lbs/MMBtu | FALSE | L | Annual | Net Emissions Allowance Position | Thousand Tons | 0 | 0 | 0 | 0 | 0 | 0 | 0
IL Fac. Spec. - NOX Rate Summer v3.1, Unit 2718 and retrofits | 292 | 7305 | Rate Constraint in lbs/MMBtu | FALSE | L | Annual | Fuel Consumed | TBtu | 0 | 0 | 0 | 0 | 0 | 0 | 0
IL Fac. Spec. - NOX Rate Summer v3.1, Unit 2718 and retrofits | 292 | 7305 | Rate Constraint in lbs/MMBtu | FALSE | L | Annual | Rate | lb/MMBtu | 0 | 0 | 0 | 0 | 0 | 0 | 0
IL Fac. Spec. - NOX Rate Summer v3.1, Unit 2718 and retrofits | 292 | 7305 | Rate Constraint in lbs/MMBtu | FALSE | L | Annual | Generation | TWh | 0 | 0 | 0 | 0 | 0 | 0 | 0
IL Fac. Spec. - NOX Rate Summer v3.1, Unit 2718 and retrofits | 292 | 7305 | Rate Constraint in lbs/MMBtu | FALSE | L | Annual | Qualifying Generation | TWh | 0 | 0 | 0 | 0 | 0 | 0 | 0
IL Fac. Spec. - NOX Rate Summer v3.1, Unit 2718 and retrofits | 292 | 7305 | Rate Constraint in lbs/MMBtu | FALSE | L | Annual | Rate | lb/MWh | 0 | 0 | 0 | 0 | 0 | 0 | 0
IL Fac. Spec. - NOX Rate Summer v3.1, Unit 2718 and retrofits | 292 | 7305 | Rate Constraint in lbs/MMBtu | FALSE | L | Annual | Constraint Shadow Price | US2019$/Ton | 0 | 0 | 0 | 0 | 0 | 0 | 0
IL Fac. Spec. - NOX Rate Summer v3.1, Unit 2721 and retrofits | 293 | 7305 | Rate Constraint in lbs/MMBtu | FALSE | L | Annual | Seasons Included | Seasons | Summer | Summer | Summer | Summer | Summer | Summer | Summer
IL Fac. Spec. - NOX Rate Summer v3.1, Unit 2721 and retrofits | 293 | 7305 | Rate Constraint in lbs/MMBtu | FALSE | L | Annual | Standard NOX | lb/MMBtu | 0.25 | 0.25 | 0.25 | 0.25 | 0.25 | 0.25 | 0.25
IL Fac. Spec. - NOX Rate Summer v3.1, Unit 2721 and retrofits | 293 | 7305 | Rate Constraint in lbs/MMBtu | FALSE | L | Annual | Emissions at Affected Plants NOX | Thousand Tons | 0 | 0 | 0 | 0 | 0 | 0 | 0
IL Fac. Spec. - NOX Rate Summer v3.1, Unit 2721 and retrofits | 293 | 7305 | Rate Constraint in lbs/MMBtu | FALSE | L | Annual | Allowances Purchased NOX | Thousand Tons | 0 | 0 | 0 | 0 | 0 | 0 | 0
IL Fac. Spec. - NOX Rate Summer v3.1, Unit 2721 and retrofits | 293 | 7305 | Rate Constraint in lbs/MMBtu | FALSE | L | Annual | Allowances Sold NOX | Thousand Tons | 0 | 0 | 0 | 0 | 0 | 0 | 0
IL Fac. Spec. - NOX Rate Summer v3.1, Unit 2721 and retrofits | 293 | 7305 | Rate Constraint in lbs/MMBtu | FALSE | L | Annual | Allowances Banked | Thousand Tons | 0 | 0 | 0 | 0 | 0 | 0 | 0
IL Fac. Spec. - NOX Rate Summer v3.1, Unit 2721 and retrofits | 293 | 7305 | Rate Constraint in lbs/MMBtu | FALSE | L | Annual | Allowances Withdrawn (1:1) | Thousand Tons | 0 | 0 | 0 | 0 | 0 | 0 | 0
IL Fac. Spec. - NOX Rate Summer v3.1, Unit 2721 and retrofits | 293 | 7305 | Rate Constraint in lbs/MMBtu | FALSE | L | Annual | Allowances Withdrawn (n:1) | Thousand Tons | 0 | 0 | 0 | 0 | 0 | 0 | 0
IL Fac. Spec. - NOX Rate Summer v3.1, Unit 2721 and retrofits | 293 | 7305 | Rate Constraint in lbs/MMBtu | FALSE | L | Annual | Net Emissions Allowance Position | Thousand Tons | 0 | 0 | 0 | 0 | 0 | 0 | 0
IL Fac. Spec. - NOX Rate Summer v3.1, Unit 2721 and retrofits | 293 | 7305 | Rate Constraint in lbs/MMBtu | FALSE | L | Annual | Fuel Consumed | TBtu | 0 | 0 | 0 | 0 | 0 | 0 | 0
IL Fac. Spec. - NOX Rate Summer v3.1, Unit 2721 and retrofits | 293 | 7305 | Rate Constraint in lbs/MMBtu | FALSE | L | Annual | Rate | lb/MMBtu | 0 | 0 | 0 | 0 | 0 | 0 | 0
IL Fac. Spec. - NOX Rate Summer v3.1, Unit 2721 and retrofits | 293 | 7305 | Rate Constraint in lbs/MMBtu | FALSE | L | Annual | Generation | TWh | 0 | 0 | 0 | 0 | 0 | 0 | 0
IL Fac. Spec. - NOX Rate Summer v3.1, Unit 2721 and retrofits | 293 | 7305 | Rate Constraint in lbs/MMBtu | FALSE | L | Annual | Qualifying Generation | TWh | 0 | 0 | 0 | 0 | 0 | 0 | 0
IL Fac. Spec. - NOX Rate Summer v3.1, Unit 2721 and retrofits | 293 | 7305 | Rate Constraint in lbs/MMBtu | FALSE | L | Annual | Rate | lb/MWh | 0 | 0 | 0 | 0 | 0 | 0 | 0
IL Fac. Spec. - NOX Rate Summer v3.1, Unit 2721 and retrofits | 293 | 7305 | Rate Constraint in lbs/MMBtu | FALSE | L | Annual | Constraint Shadow Price | US2019$/Ton | 0 | 0 | 0 | 0 | 0 | 0 | 0
IL Fac. Spec. - NOX Rate Summer v3.1, Unit 2722 and retrofits | 294 | 7305 | Rate Constraint in lbs/MMBtu | FALSE | L | Annual | Seasons Included | Seasons | Summer | Summer | Summer | Summer | Summer | Summer | Summer
IL Fac. Spec. - NOX Rate Summer v3.1, Unit 2722 and retrofits | 294 | 7305 | Rate Constraint in lbs/MMBtu | FALSE | L | Annual | Standard NOX | lb/MMBtu | 0.25 | 0.25 | 0.25 | 0.25 | 0.25 | 0.25 | 0.25
IL Fac. Spec. - NOX Rate Summer v3.1, Unit 2722 and retrofits | 294 | 7305 | Rate Constraint in lbs/MMBtu | FALSE | L | Annual | Emissions at Affected Plants NOX | Thousand Tons | 0 | 0 | 0 | 0 | 0 | 0 | 0
IL Fac. Spec. - NOX Rate Summer v3.1, Unit 2722 and retrofits | 294 | 7305 | Rate Constraint in lbs/MMBtu | FALSE | L | Annual | Allowances Purchased NOX | Thousand Tons | 0 | 0 | 0 | 0 | 0 | 0 | 0
IL Fac. Spec. - NOX Rate Summer v3.1, Unit 2722 and retrofits | 294 | 7305 | Rate Constraint in lbs/MMBtu | FALSE | L | Annual | Allowances Sold NOX | Thousand Tons | 0 | 0 | 0 | 0 | 0 | 0 | 0
IL Fac. Spec. - NOX Rate Summer v3.1, Unit 2722 and retrofits | 294 | 7305 | Rate Constraint in lbs/MMBtu | FALSE | L | Annual | Allowances Banked | Thousand Tons | 0 | 0 | 0 | 0 | 0 | 0 | 0
IL Fac. Spec. - NOX Rate Summer v3.1, Unit 2722 and retrofits | 294 | 7305 | Rate Constraint in lbs/MMBtu | FALSE | L | Annual | Allowances Withdrawn (1:1) | Thousand Tons | 0 | 0 | 0 | 0 | 0 | 0 | 0
IL Fac. Spec. - NOX Rate Summer v3.1, Unit 2722 and retrofits | 294 | 7305 | Rate Constraint in lbs/MMBtu | FALSE | L | Annual | Allowances Withdrawn (n:1) | Thousand Tons | 0 | 0 | 0 | 0 | 0 | 0 | 0
IL Fac. Spec. - NOX Rate Summer v3.1, Unit 2722 and retrofits | 294 | 7305 | Rate Constraint in lbs/MMBtu | FALSE | L | Annual | Net Emissions Allowance Position | Thousand Tons | 0 | 0 | 0 | 0 | 0 | 0 | 0
IL Fac. Spec. - NOX Rate Summer v3.1, Unit 2722 and retrofits | 294 | 7305 | Rate Constraint in lbs/MMBtu | FALSE | L | Annual | Fuel Consumed | TBtu | 0 | 0 | 0 | 0 | 0 | 0 | 0
IL Fac. Spec. - NOX Rate Summer v3.1, Unit 2722 and retrofits | 294 | 7305 | Rate Constraint in lbs/MMBtu | FALSE | L | Annual | Rate | lb/MMBtu | 0 | 0 | 0 | 0 | 0 | 0 | 0
IL Fac. Spec. - NOX Rate Summer v3.1, Unit 2722 and retrofits | 294 | 7305 | Rate Constraint in lbs/MMBtu | FALSE | L | Annual | Generation | TWh | 0 | 0 | 0 | 0 | 0 | 0 | 0
IL Fac. Spec. - NOX Rate Summer v3.1, Unit 2722 and retrofits | 294 | 7305 | Rate Constraint in lbs/MMBtu | FALSE | L | Annual | Qualifying Generation | TWh | 0 | 0 | 0 | 0 | 0 | 0 | 0
IL Fac. Spec. - NOX Rate Summer v3.1, Unit 2722 and retrofits | 294 | 7305 | Rate Constraint in lbs/MMBtu | FALSE | L | Annual | Rate | lb/MWh | 0 | 0 | 0 | 0 | 0 | 0 | 0
IL Fac. Spec. - NOX Rate Summer v3.1, Unit 2722 and retrofits | 294 | 7305 | Rate Constraint in lbs/MMBtu | FALSE | L | Annual | Constraint Shadow Price | US2019$/Ton | 0 | 0 | 0 | 0 | 0 | 0 | 0
IL Fac. Spec. - NOX Rate Summer v3.1, Unit 2723 and retrofits | 295 | 7305 | Rate Constraint in lbs/MMBtu | FALSE | L | Annual | Seasons Included | Seasons | Summer | Summer | Summer | Summer | Summer | Summer | Summer
IL Fac. Spec. - NOX Rate Summer v3.1, Unit 2723 and retrofits | 295 | 7305 | Rate Constraint in lbs/MMBtu | FALSE | L | Annual | Standard NOX | lb/MMBtu | 0.25 | 0.25 | 0.25 | 0.25 | 0.25 | 0.25 | 0.25
IL Fac. Spec. - NOX Rate Summer v3.1, Unit 2723 and retrofits | 295 | 7305 | Rate Constraint in lbs/MMBtu | FALSE | L | Annual | Emissions at Affected Plants NOX | Thousand Tons | 0 | 0 | 0 | 0 | 0 | 0 | 0
IL Fac. Spec. - NOX Rate Summer v3.1, Unit 2723 and retrofits | 295 | 7305 | Rate Constraint in lbs/MMBtu | FALSE | L | Annual | Allowances Purchased NOX | Thousand Tons | 0 | 0 | 0 | 0 | 0 | 0 | 0
IL Fac. Spec. - NOX Rate Summer v3.1, Unit 2723 and retrofits | 295 | 7305 | Rate Constraint in lbs/MMBtu | FALSE | L | Annual | Allowances Sold NOX | Thousand Tons | 0 | 0 | 0 | 0 | 0 | 0 | 0
IL Fac. Spec. - NOX Rate Summer v3.1, Unit 2723 and retrofits | 295 | 7305 | Rate Constraint in lbs/MMBtu | FALSE | L | Annual | Allowances Banked | Thousand Tons | 0 | 0 | 0 | 0 | 0 | 0 | 0
IL Fac. Spec. - NOX Rate Summer v3.1, Unit 2723 and retrofits | 295 | 7305 | Rate Constraint in lbs/MMBtu | FALSE | L | Annual | Allowances Withdrawn (1:1) | Thousand Tons | 0 | 0 | 0 | 0 | 0 | 0 | 0
IL Fac. Spec. - NOX Rate Summer v3.1, Unit 2723 and retrofits | 295 | 7305 | Rate Constraint in lbs/MMBtu | FALSE | L | Annual | Allowances Withdrawn (n:1) | Thousand Tons | 0 | 0 | 0 | 0 | 0 | 0 | 0
IL Fac. Spec. - NOX Rate Summer v3.1, Unit 2723 and retrofits | 295 | 7305 | Rate Constraint in lbs/MMBtu | FALSE | L | Annual | Net Emissions Allowance Position | Thousand Tons | 0 | 0 | 0 | 0 | 0 | 0 | 0
IL Fac. Spec. - NOX Rate Summer v3.1, Unit 2723 and retrofits | 295 | 7305 | Rate Constraint in lbs/MMBtu | FALSE | L | Annual | Fuel Consumed | TBtu | 0 | 0 | 0 | 0 | 0 | 0 | 0
IL Fac. Spec. - NOX Rate Summer v3.1, Unit 2723 and retrofits | 295 | 7305 | Rate Constraint in lbs/MMBtu | FALSE | L | Annual | Rate | lb/MMBtu | 0 | 0 | 0 | 0 | 0 | 0 | 0
IL Fac. Spec. - NOX Rate Summer v3.1, Unit 2723 and retrofits | 295 | 7305 | Rate Constraint in lbs/MMBtu | FALSE | L | Annual | Generation | TWh | 0 | 0 | 0 | 0 | 0 | 0 | 0
IL Fac. Spec. - NOX Rate Summer v3.1, Unit 2723 and retrofits | 295 | 7305 | Rate Constraint in lbs/MMBtu | FALSE | L | Annual | Qualifying Generation | TWh | 0 | 0 | 0 | 0 | 0 | 0 | 0
IL Fac. Spec. - NOX Rate Summer v3.1, Unit 2723 and retrofits | 295 | 7305 | Rate Constraint in lbs/MMBtu | FALSE | L | Annual | Rate | lb/MWh | 0 | 0 | 0 | 0 | 0 | 0 | 0
IL Fac. Spec. - NOX Rate Summer v3.1, Unit 2723 and retrofits | 295 | 7305 | Rate Constraint in lbs/MMBtu | FALSE | L | Annual | Constraint Shadow Price | US2019$/Ton | 0 | 0 | 0 | 0 | 0 | 0 | 0
IL Fac. Spec. - NOX Rate Summer v3.1, Unit 2724 and retrofits | 296 | 7305 | Rate Constraint in lbs/MMBtu | FALSE | L | Annual | Seasons Included | Seasons | Summer | Summer | Summer | Summer | Summer | Summer | Summer
IL Fac. Spec. - NOX Rate Summer v3.1, Unit 2724 and retrofits | 296 | 7305 | Rate Constraint in lbs/MMBtu | FALSE | L | Annual | Standard NOX | lb/MMBtu | 0.25 | 0.25 | 0.25 | 0.25 | 0.25 | 0.25 | 0.25
IL Fac. Spec. - NOX Rate Summer v3.1, Unit 2724 and retrofits | 296 | 7305 | Rate Constraint in lbs/MMBtu | FALSE | L | Annual | Emissions at Affected Plants NOX | Thousand Tons | 0 | 0 | 0 | 0 | 0 | 0 | 0
IL Fac. Spec. - NOX Rate Summer v3.1, Unit 2724 and retrofits | 296 | 7305 | Rate Constraint in lbs/MMBtu | FALSE | L | Annual | Allowances Purchased NOX | Thousand Tons | 0 | 0 | 0 | 0 | 0 | 0 | 0
IL Fac. Spec. - NOX Rate Summer v3.1, Unit 2724 and retrofits | 296 | 7305 | Rate Constraint in lbs/MMBtu | FALSE | L | Annual | Allowances Sold NOX | Thousand Tons | 0 | 0 | 0 | 0 | 0 | 0 | 0
IL Fac. Spec. - NOX Rate Summer v3.1, Unit 2724 and retrofits | 296 | 7305 | Rate Constraint in lbs/MMBtu | FALSE | L | Annual | Allowances Banked | Thousand Tons | 0 | 0 | 0 | 0 | 0 | 0 | 0
IL Fac. Spec. - NOX Rate Summer v3.1, Unit 2724 and retrofits | 296 | 7305 | Rate Constraint in lbs/MMBtu | FALSE | L | Annual | Allowances Withdrawn (1:1) | Thousand Tons | 0 | 0 | 0 | 0 | 0 | 0 | 0
IL Fac. Spec. - NOX Rate Summer v3.1, Unit 2724 and retrofits | 296 | 7305 | Rate Constraint in lbs/MMBtu | FALSE | L | Annual | Allowances Withdrawn (n:1) | Thousand Tons | 0 | 0 | 0 | 0 | 0 | 0 | 0
IL Fac. Spec. - NOX Rate Summer v3.1, Unit 2724 and retrofits | 296 | 7305 | Rate Constraint in lbs/MMBtu | FALSE | L | Annual | Net Emissions Allowance Position | Thousand Tons | 0 | 0 | 0 | 0 | 0 | 0 | 0
IL Fac. Spec. - NOX Rate Summer v3.1, Unit 2724 and retrofits | 296 | 7305 | Rate Constraint in lbs/MMBtu | FALSE | L | Annual | Fuel Consumed | TBtu | 0 | 0 | 0 | 0 | 0 | 0 | 0
IL Fac. Spec. - NOX Rate Summer v3.1, Unit 2724 and retrofits | 296 | 7305 | Rate Constraint in lbs/MMBtu | FALSE | L | Annual | Rate | lb/MMBtu | 0 | 0 | 0 | 0 | 0 | 0 | 0
IL Fac. Spec. - NOX Rate Summer v3.1, Unit 2724 and retrofits | 296 | 7305 | Rate Constraint in lbs/MMBtu | FALSE | L | Annual | Generation | TWh | 0 | 0 | 0 | 0 | 0 | 0 | 0
IL Fac. Spec. - NOX Rate Summer v3.1, Unit 2724 and retrofits | 296 | 7305 | Rate Constraint in lbs/MMBtu | FALSE | L | Annual | Qualifying Generation | TWh | 0 | 0 | 0 | 0 | 0 | 0 | 0
IL Fac. Spec. - NOX Rate Summer v3.1, Unit 2724 and retrofits | 296 | 7305 | Rate Constraint in lbs/MMBtu | FALSE | L | Annual | Rate | lb/MWh | 0 | 0 | 0 | 0 | 0 | 0 | 0
IL Fac. Spec. - NOX Rate Summer v3.1, Unit 2724 and retrofits | 296 | 7305 | Rate Constraint in lbs/MMBtu | FALSE | L | Annual | Constraint Shadow Price | US2019$/Ton | 0 | 0 | 0 | 0 | 0 | 0 | 0
IL Fac. Spec. - NOX Rate Summer v3.1, Unit 2725 and retrofits | 297 | 7305 | Rate Constraint in lbs/MMBtu | FALSE | L | Annual | Seasons Included | Seasons | Summer | Summer | Summer | Summer | Summer | Summer | Summer
IL Fac. Spec. - NOX Rate Summer v3.1, Unit 2725 and retrofits | 297 | 7305 | Rate Constraint in lbs/MMBtu | FALSE | L | Annual | Standard NOX | lb/MMBtu | 0.25 | 0.25 | 0.25 | 0.25 | 0.25 | 0.25 | 0.25
IL Fac. Spec. - NOX Rate Summer v3.1, Unit 2725 and retrofits | 297 | 7305 | Rate Constraint in lbs/MMBtu | FALSE | L | Annual | Emissions at Affected Plants NOX | Thousand Tons | 0 | 0 | 0 | 0 | 0 | 0 | 0
IL Fac. Spec. - NOX Rate Summer v3.1, Unit 2725 and retrofits | 297 | 7305 | Rate Constraint in lbs/MMBtu | FALSE | L | Annual | Allowances Purchased NOX | Thousand Tons | 0 | 0 | 0 | 0 | 0 | 0 | 0
IL Fac. Spec. - NOX Rate Summer v3.1, Unit 2725 and retrofits | 297 | 7305 | Rate Constraint in lbs/MMBtu | FALSE | L | Annual | Allowances Sold NOX | Thousand Tons | 0 | 0 | 0 | 0 | 0 | 0 | 0
IL Fac. Spec. - NOX Rate Summer v3.1, Unit 2725 and retrofits | 297 | 7305 | Rate Constraint in lbs/MMBtu | FALSE | L | Annual | Allowances Banked | Thousand Tons | 0 | 0 | 0 | 0 | 0 | 0 | 0
IL Fac. Spec. - NOX Rate Summer v3.1, Unit 2725 and retrofits | 297 | 7305 | Rate Constraint in lbs/MMBtu | FALSE | L | Annual | Allowances Withdrawn (1:1) | Thousand Tons | 0 | 0 | 0 | 0 | 0 | 0 | 0
IL Fac. Spec. - NOX Rate Summer v3.1, Unit 2725 and retrofits | 297 | 7305 | Rate Constraint in lbs/MMBtu | FALSE | L | Annual | Allowances Withdrawn (n:1) | Thousand Tons | 0 | 0 | 0 | 0 | 0 | 0 | 0
IL Fac. Spec. - NOX Rate Summer v3.1, Unit 2725 and retrofits | 297 | 7305 | Rate Constraint in lbs/MMBtu | FALSE | L | Annual | Net Emissions Allowance Position | Thousand Tons | 0 | 0 | 0 | 0 | 0 | 0 | 0
IL Fac. Spec. - NOX Rate Summer v3.1, Unit 2725 and retrofits | 297 | 7305 | Rate Constraint in lbs/MMBtu | FALSE | L | Annual | Fuel Consumed | TBtu | 0 | 0 | 0 | 0 | 0 | 0 | 0
IL Fac. Spec. - NOX Rate Summer v3.1, Unit 2725 and retrofits | 297 | 7305 | Rate Constraint in lbs/MMBtu | FALSE | L | Annual | Rate | lb/MMBtu | 0 | 0 | 0 | 0 | 0 | 0 | 0
IL Fac. Spec. - NOX Rate Summer v3.1, Unit 2725 and retrofits | 297 | 7305 | Rate Constraint in lbs/MMBtu | FALSE | L | Annual | Generation | TWh | 0 | 0 | 0 | 0 | 0 | 0 | 0
IL Fac. Spec. - NOX Rate Summer v3.1, Unit 2725 and retrofits | 297 | 7305 | Rate Constraint in lbs/MMBtu | FALSE | L | Annual | Qualifying Generation | TWh | 0 | 0 | 0 | 0 | 0 | 0 | 0
IL Fac. Spec. - NOX Rate Summer v3.1, Unit 2725 and retrofits | 297 | 7305 | Rate Constraint in lbs/MMBtu | FALSE | L | Annual | Rate | lb/MWh | 0 | 0 | 0 | 0 | 0 | 0 | 0
IL Fac. Spec. - NOX Rate Summer v3.1, Unit 2725 and retrofits | 297 | 7305 | Rate Constraint in lbs/MMBtu | FALSE | L | Annual | Constraint Shadow Price | US2019$/Ton | 0 | 0 | 0 | 0 | 0 | 0 | 0
IL Fac. Spec. - NOX Rate Summer v3.1, Unit 2726 and retrofits | 298 | 7305 | Rate Constraint in lbs/MMBtu | FALSE | L | Annual | Seasons Included | Seasons | Summer | Summer | Summer | Summer | Summer | Summer | Summer
IL Fac. Spec. - NOX Rate Summer v3.1, Unit 2726 and retrofits | 298 | 7305 | Rate Constraint in lbs/MMBtu | FALSE | L | Annual | Standard NOX | lb/MMBtu | 0.25 | 0.25 | 0.25 | 0.25 | 0.25 | 0.25 | 0.25
IL Fac. Spec. - NOX Rate Summer v3.1, Unit 2726 and retrofits | 298 | 7305 | Rate Constraint in lbs/MMBtu | FALSE | L | Annual | Emissions at Affected Plants NOX | Thousand Tons | 0 | 0 | 0 | 0 | 0 | 0 | 0
IL Fac. Spec. - NOX Rate Summer v3.1, Unit 2726 and retrofits | 298 | 7305 | Rate Constraint in lbs/MMBtu | FALSE | L | Annual | Allowances Purchased NOX | Thousand Tons | 0 | 0 | 0 | 0 | 0 | 0 | 0
IL Fac. Spec. - NOX Rate Summer v3.1, Unit 2726 and retrofits | 298 | 7305 | Rate Constraint in lbs/MMBtu | FALSE | L | Annual | Allowances Sold NOX | Thousand Tons | 0 | 0 | 0 | 0 | 0 | 0 | 0
IL Fac. Spec. - NOX Rate Summer v3.1, Unit 2726 and retrofits | 298 | 7305 | Rate Constraint in lbs/MMBtu | FALSE | L | Annual | Allowances Banked | Thousand Tons | 0 | 0 | 0 | 0 | 0 | 0 | 0
IL Fac. Spec. - NOX Rate Summer v3.1, Unit 2726 and retrofits | 298 | 7305 | Rate Constraint in lbs/MMBtu | FALSE | L | Annual | Allowances Withdrawn (1:1) | Thousand Tons | 0 | 0 | 0 | 0 | 0 | 0 | 0
IL Fac. Spec. - NOX Rate Summer v3.1, Unit 2726 and retrofits | 298 | 7305 | Rate Constraint in lbs/MMBtu | FALSE | L | Annual | Allowances Withdrawn (n:1) | Thousand Tons | 0 | 0 | 0 | 0 | 0 | 0 | 0
IL Fac. Spec. - NOX Rate Summer v3.1, Unit 2726 and retrofits | 298 | 7305 | Rate Constraint in lbs/MMBtu | FALSE | L | Annual | Net Emissions Allowance Position | Thousand Tons | 0 | 0 | 0 | 0 | 0 | 0 | 0
IL Fac. Spec. - NOX Rate Summer v3.1, Unit 2726 and retrofits | 298 | 7305 | Rate Constraint in lbs/MMBtu | FALSE | L | Annual | Fuel Consumed | TBtu | 0 | 0 | 0 | 0 | 0 | 0 | 0
IL Fac. Spec. - NOX Rate Summer v3.1, Unit 2726 and retrofits | 298 | 7305 | Rate Constraint in lbs/MMBtu | FALSE | L | Annual | Rate | lb/MMBtu | 0 | 0 | 0 | 0 | 0 | 0 | 0
IL Fac. Spec. - NOX Rate Summer v3.1, Unit 2726 and retrofits | 298 | 7305 | Rate Constraint in lbs/MMBtu | FALSE | L | Annual | Generation | TWh | 0 | 0 | 0 | 0 | 0 | 0 | 0
IL Fac. Spec. - NOX Rate Summer v3.1, Unit 2726 and retrofits | 298 | 7305 | Rate Constraint in lbs/MMBtu | FALSE | L | Annual | Qualifying Generation | TWh | 0 | 0 | 0 | 0 | 0 | 0 | 0
IL Fac. Spec. - NOX Rate Summer v3.1, Unit 2726 and retrofits | 298 | 7305 | Rate Constraint in lbs/MMBtu | FALSE | L | Annual | Rate | lb/MWh | 0 | 0 | 0 | 0 | 0 | 0 | 0
IL Fac. Spec. - NOX Rate Summer v3.1, Unit 2726 and retrofits | 298 | 7305 | Rate Constraint in lbs/MMBtu | FALSE | L | Annual | Constraint Shadow Price | US2019$/Ton | 0 | 0 | 0 | 0 | 0 | 0 | 0
IL Fac. Spec. - NOX Rate Summer v3.1, Unit 3246 and retrofits | 299 | 7305 | Rate Constraint in lbs/MMBtu | FALSE | L | Annual | Seasons Included | Seasons | Summer | Summer | Summer | Summer | Summer | Summer | Summer
IL Fac. Spec. - NOX Rate Summer v3.1, Unit 3246 and retrofits | 299 | 7305 | Rate Constraint in lbs/MMBtu | FALSE | L | Annual | Standard NOX | lb/MMBtu | 0.25 | 0.25 | 0.25 | 0.25 | 0.25 | 0.25 | 0.25
IL Fac. Spec. - NOX Rate Summer v3.1, Unit 3246 and retrofits | 299 | 7305 | Rate Constraint in lbs/MMBtu | FALSE | L | Annual | Emissions at Affected Plants NOX | Thousand Tons | 0 | 0 | 0.38167 | 0.38167 | 0 | 0 | 0
IL Fac. Spec. - NOX Rate Summer v3.1, Unit 3246 and retrofits | 299 | 7305 | Rate Constraint in lbs/MMBtu | FALSE | L | Annual | Allowances Purchased NOX | Thousand Tons | 0 | 0 | 0 | 0 | 0 | 0 | 0
IL Fac. Spec. - NOX Rate Summer v3.1, Unit 3246 and retrofits | 299 | 7305 | Rate Constraint in lbs/MMBtu | FALSE | L | Annual | Allowances Sold NOX | Thousand Tons | 0 | 0 | 0 | 0 | 0 | 0 | 0
IL Fac. Spec. - NOX Rate Summer v3.1, Unit 3246 and retrofits | 299 | 7305 | Rate Constraint in lbs/MMBtu | FALSE | L | Annual | Allowances Banked | Thousand Tons | 0 | 0 | 0 | 0 | 0 | 0 | 0
IL Fac. Spec. - NOX Rate Summer v3.1, Unit 3246 and retrofits | 299 | 7305 | Rate Constraint in lbs/MMBtu | FALSE | L | Annual | Allowances Withdrawn (1:1) | Thousand Tons | 0 | 0 | 0 | 0 | 0 | 0 | 0
IL Fac. Spec. - NOX Rate Summer v3.1, Unit 3246 and retrofits | 299 | 7305 | Rate Constraint in lbs/MMBtu | FALSE | L | Annual | Allowances Withdrawn (n:1) | Thousand Tons | 0 | 0 | 0 | 0 | 0 | 0 | 0
IL Fac. Spec. - NOX Rate Summer v3.1, Unit 3246 and retrofits | 299 | 7305 | Rate Constraint in lbs/MMBtu | FALSE | L | Annual | Net Emissions Allowance Position | Thousand Tons | 0 | 0 | 0.38167 | 0.38167 | 0 | 0 | 0
IL Fac. Spec. - NOX Rate Summer v3.1, Unit 3246 and retrofits | 299 | 7305 | Rate Constraint in lbs/MMBtu | FALSE | L | Annual | Fuel Consumed | TBtu | 0 | 0 | 9.1625 | 9.1625 | 0 | 0 | 0
IL Fac. Spec. - NOX Rate Summer v3.1, Unit 3246 and retrofits | 299 | 7305 | Rate Constraint in lbs/MMBtu | FALSE | L | Annual | Rate | lb/MMBtu | 0 | 0 | 0.08331 | 0.08331 | 0 | 0 | 0
IL Fac. Spec. - NOX Rate Summer v3.1, Unit 3246 and retrofits | 299 | 7305 | Rate Constraint in lbs/MMBtu | FALSE | L | Annual | Generation | TWh | 0 | 0 | 0.79501 | 0.79501 | 0 | 0 | 0
IL Fac. Spec. - NOX Rate Summer v3.1, Unit 3246 and retrofits | 299 | 7305 | Rate Constraint in lbs/MMBtu | FALSE | L | Annual | Qualifying Generation | TWh | 0 | 0 | 0.79501 | 0.79501 | 0 | 0 | 0
IL Fac. Spec. - NOX Rate Summer v3.1, Unit 3246 and retrofits | 299 | 7305 | Rate Constraint in lbs/MMBtu | FALSE | L | Annual | Rate | lb/MWh | 0 | 0 | 0.96015 | 0.96015 | 0 | 0 | 0
IL Fac. Spec. - NOX Rate Summer v3.1, Unit 3246 and retrofits | 299 | 7305 | Rate Constraint in lbs/MMBtu | FALSE | L | Annual | Constraint Shadow Price | US2019$/Ton | 0 | 0 | 0 | 0 | 0 | 0 | 0
IL Fac. Spec. - NOX Rate Summer v3.1, Unit 3247 and retrofits | 300 | 7305 | Rate Constraint in lbs/MMBtu | FALSE | L | Annual | Seasons Included | Seasons | Summer | Summer | Summer | Summer | Summer | Summer | Summer
IL Fac. Spec. - NOX Rate Summer v3.1, Unit 3247 and retrofits | 300 | 7305 | Rate Constraint in lbs/MMBtu | FALSE | L | Annual | Standard NOX | lb/MMBtu | 0.25 | 0.25 | 0.25 | 0.25 | 0.25 | 0.25 | 0.25
IL Fac. Spec. - NOX Rate Summer v3.1, Unit 3247 and retrofits | 300 | 7305 | Rate Constraint in lbs/MMBtu | FALSE | L | Annual | Emissions at Affected Plants NOX | Thousand Tons | 0 | 0 | 0.4944 | 0.4944 | 0 | 0 | 0
IL Fac. Spec. - NOX Rate Summer v3.1, Unit 3247 and retrofits | 300 | 7305 | Rate Constraint in lbs/MMBtu | FALSE | L | Annual | Allowances Purchased NOX | Thousand Tons | 0 | 0 | 0 | 0 | 0 | 0 | 0
IL Fac. Spec. - NOX Rate Summer v3.1, Unit 3247 and retrofits | 300 | 7305 | Rate Constraint in lbs/MMBtu | FALSE | L | Annual | Allowances Sold NOX | Thousand Tons | 0 | 0 | 0 | 0 | 0 | 0 | 0
IL Fac. Spec. - NOX Rate Summer v3.1, Unit 3247 and retrofits | 300 | 7305 | Rate Constraint in lbs/MMBtu | FALSE | L | Annual | Allowances Banked | Thousand Tons | 0 | 0 | 0 | 0 | 0 | 0 | 0
IL Fac. Spec. - NOX Rate Summer v3.1, Unit 3247 and retrofits | 300 | 7305 | Rate Constraint in lbs/MMBtu | FALSE | L | Annual | Allowances Withdrawn (1:1) | Thousand Tons | 0 | 0 | 0 | 0 | 0 | 0 | 0
IL Fac. Spec. - NOX Rate Summer v3.1, Unit 3247 and retrofits | 300 | 7305 | Rate Constraint in lbs/MMBtu | FALSE | L | Annual | Allowances Withdrawn (n:1) | Thousand Tons | 0 | 0 | 0 | 0 | 0 | 0 | 0
IL Fac. Spec. - NOX Rate Summer v3.1, Unit 3247 and retrofits | 300 | 7305 | Rate Constraint in lbs/MMBtu | FALSE | L | Annual | Net Emissions Allowance Position | Thousand Tons | 0 | 0 | 0.4944 | 0.4944 | 0 | 0 | 0
IL Fac. Spec. - NOX Rate Summer v3.1, Unit 3247 and retrofits | 300 | 7305 | Rate Constraint in lbs/MMBtu | FALSE | L | Annual | Fuel Consumed | TBtu | 0 | 0 | 9.2024 | 9.2024 | 0 | 0 | 0
IL Fac. Spec. - NOX Rate Summer v3.1, Unit 3247 and retrofits | 300 | 7305 | Rate Constraint in lbs/MMBtu | FALSE | L | Annual | Rate | lb/MMBtu | 0 | 0 | 0.10745 | 0.10745 | 0 | 0 | 0
IL Fac. Spec. - NOX Rate Summer v3.1, Unit 3247 and retrofits | 300 | 7305 | Rate Constraint in lbs/MMBtu | FALSE | L | Annual | Generation | TWh | 0 | 0 | 0.80865 | 0.80865 | 0 | 0 | 0
IL Fac. Spec. - NOX Rate Summer v3.1, Unit 3247 and retrofits | 300 | 7305 | Rate Constraint in lbs/MMBtu | FALSE | L | Annual | Qualifying Generation | TWh | 0 | 0 | 0.80865 | 0.80865 | 0 | 0 | 0
IL Fac. Spec. - NOX Rate Summer v3.1, Unit 3247 and retrofits | 300 | 7305 | Rate Constraint in lbs/MMBtu | FALSE | L | Annual | Rate | lb/MWh | 0 | 0 | 1.2228 | 1.2228 | 0 | 0 | 0
IL Fac. Spec. - NOX Rate Summer v3.1, Unit 3247 and retrofits | 300 | 7305 | Rate Constraint in lbs/MMBtu | FALSE | L | Annual | Constraint Shadow Price | US2019$/Ton | 0 | 0 | 0 | 0 | 0 | 0 | 0
IL Fac. Spec. - NOX Rate Summer v3.1, Unit 3248 and retrofits | 301 | 7305 | Rate Constraint in lbs/MMBtu | FALSE | L | Annual | Seasons Included | Seasons | Summer | Summer | Summer | Summer | Summer | Summer | Summer
IL Fac. Spec. - NOX Rate Summer v3.1, Unit 3248 and retrofits | 301 | 7305 | Rate Constraint in lbs/MMBtu | FALSE | L | Annual | Standard NOX | lb/MMBtu | 0.25 | 0.25 | 0.25 | 0.25 | 0.25 | 0.25 | 0.25
IL Fac. Spec. - NOX Rate Summer v3.1, Unit 3248 and retrofits | 301 | 7305 | Rate Constraint in lbs/MMBtu | FALSE | L | Annual | Emissions at Affected Plants NOX | Thousand Tons | 0 | 0 | 0 | 0 | 0 | 0 | 0
IL Fac. Spec. - NOX Rate Summer v3.1, Unit 3248 and retrofits | 301 | 7305 | Rate Constraint in lbs/MMBtu | FALSE | L | Annual | Allowances Purchased NOX | Thousand Tons | 0 | 0 | 0 | 0 | 0 | 0 | 0
IL Fac. Spec. - NOX Rate Summer v3.1, Unit 3248 and retrofits | 301 | 7305 | Rate Constraint in lbs/MMBtu | FALSE | L | Annual | Allowances Sold NOX | Thousand Tons | 0 | 0 | 0 | 0 | 0 | 0 | 0
IL Fac. Spec. - NOX Rate Summer v3.1, Unit 3248 and retrofits | 301 | 7305 | Rate Constraint in lbs/MMBtu | FALSE | L | Annual | Allowances Banked | Thousand Tons | 0 | 0 | 0 | 0 | 0 | 0 | 0
IL Fac. Spec. - NOX Rate Summer v3.1, Unit 3248 and retrofits | 301 | 7305 | Rate Constraint in lbs/MMBtu | FALSE | L | Annual | Allowances Withdrawn (1:1) | Thousand Tons | 0 | 0 | 0 | 0 | 0 | 0 | 0
IL Fac. Spec. - NOX Rate Summer v3.1, Unit 3248 and retrofits | 301 | 7305 | Rate Constraint in lbs/MMBtu | FALSE | L | Annual | Allowances Withdrawn (n:1) | Thousand Tons | 0 | 0 | 0 | 0 | 0 | 0 | 0
IL Fac. Spec. - NOX Rate Summer v3.1, Unit 3248 and retrofits | 301 | 7305 | Rate Constraint in lbs/MMBtu | FALSE | L | Annual | Net Emissions Allowance Position | Thousand Tons | 0 | 0 | 0 | 0 | 0 | 0 | 0
IL Fac. Spec. - NOX Rate Summer v3.1, Unit 3248 and retrofits | 301 | 7305 | Rate Constraint in lbs/MMBtu | FALSE | L | Annual | Fuel Consumed | TBtu | 0 | 0 | 0 | 0 | 0 | 0 | 0
IL Fac. Spec. - NOX Rate Summer v3.1, Unit 3248 and retrofits | 301 | 7305 | Rate Constraint in lbs/MMBtu | FALSE | L | Annual | Rate | lb/MMBtu | 0 | 0 | 0 | 0 | 0 | 0 | 0
IL Fac. Spec. - NOX Rate Summer v3.1, Unit 3248 and retrofits | 301 | 7305 | Rate Constraint in lbs/MMBtu | FALSE | L | Annual | Generation | TWh | 0 | 0 | 0 | 0 | 0 | 0 | 0
IL Fac. Spec. - NOX Rate Summer v3.1, Unit 3248 and retrofits | 301 | 7305 | Rate Constraint in lbs/MMBtu | FALSE | L | Annual | Qualifying Generation | TWh | 0 | 0 | 0 | 0 | 0 | 0 | 0
IL Fac. Spec. - NOX Rate Summer v3.1, Unit 3248 and retrofits | 301 | 7305 | Rate Constraint in lbs/MMBtu | FALSE | L | Annual | Rate | lb/MWh | 0 | 0 | 0 | 0 | 0 | 0 | 0
IL Fac. Spec. - NOX Rate Summer v3.1, Unit 3248 and retrofits | 301 | 7305 | Rate Constraint in lbs/MMBtu | FALSE | L | Annual | Constraint Shadow Price | US2019$/Ton | 0 | 0 | 0 | 0 | 0 | 0 | 0
IL Fac. Spec. - NOX Rate Summer v3.1, Unit 3249 and retrofits | 302 | 7305 | Rate Constraint in lbs/MMBtu | FALSE | L | Annual | Seasons Included | Seasons | Summer | Summer | Summer | Summer | Summer | Summer | Summer
IL Fac. Spec. - NOX Rate Summer v3.1, Unit 3249 and retrofits | 302 | 7305 | Rate Constraint in lbs/MMBtu | FALSE | L | Annual | Standard NOX | lb/MMBtu | 0.25 | 0.25 | 0.25 | 0.25 | 0.25 | 0.25 | 0.25
IL Fac. Spec. - NOX Rate Summer v3.1, Unit 3249 and retrofits | 302 | 7305 | Rate Constraint in lbs/MMBtu | FALSE | L | Annual | Emissions at Affected Plants NOX | Thousand Tons | 0 | 0 | 0.44153 | 0.36509 | 0 | 0 | 0
IL Fac. Spec. - NOX Rate Summer v3.1, Unit 3249 and retrofits | 302 | 7305 | Rate Constraint in lbs/MMBtu | FALSE | L | Annual | Allowances Purchased NOX | Thousand Tons | 0 | 0 | 0 | 0 | 0 | 0 | 0
IL Fac. Spec. - NOX Rate Summer v3.1, Unit 3249 and retrofits | 302 | 7305 | Rate Constraint in lbs/MMBtu | FALSE | L | Annual | Allowances Sold NOX | Thousand Tons | 0 | 0 | 0 | 0 | 0 | 0 | 0
IL Fac. Spec. - NOX Rate Summer v3.1, Unit 3249 and retrofits | 302 | 7305 | Rate Constraint in lbs/MMBtu | FALSE | L | Annual | Allowances Banked | Thousand Tons | 0 | 0 | 0 | 0 | 0 | 0 | 0
IL Fac. Spec. - NOX Rate Summer v3.1, Unit 3249 and retrofits | 302 | 7305 | Rate Constraint in lbs/MMBtu | FALSE | L | Annual | Allowances Withdrawn (1:1) | Thousand Tons | 0 | 0 | 0 | 0 | 0 | 0 | 0
IL Fac. Spec. - NOX Rate Summer v3.1, Unit 3249 and retrofits | 302 | 7305 | Rate Constraint in lbs/MMBtu | FALSE | L | Annual | Allowances Withdrawn (n:1) | Thousand Tons | 0 | 0 | 0 | 0 | 0 | 0 | 0
IL Fac. Spec. - NOX Rate Summer v3.1, Unit 3249 and retrofits | 302 | 7305 | Rate Constraint in lbs/MMBtu | FALSE | L | Annual | Net Emissions Allowance Position | Thousand Tons | 0 | 0 | 0.44153 | 0.36509 | 0 | 0 | 0
IL Fac. Spec. - NOX Rate Summer v3.1, Unit 3249 and retrofits | 302 | 7305 | Rate Constraint in lbs/MMBtu | FALSE | L | Annual | Fuel Consumed | TBtu | 0 | 0 | 9.2024 | 7.6092 | 0 | 0 | 0
IL Fac. Spec. - NOX Rate Summer v3.1, Unit 3249 and retrofits | 302 | 7305 | Rate Constraint in lbs/MMBtu | FALSE | L | Annual | Rate | lb/MMBtu | 0 | 0 | 0.09596 | 0.09596 | 0 | 0 | 0
IL Fac. Spec. - NOX Rate Summer v3.1, Unit 3249 and retrofits | 302 | 7305 | Rate Constraint in lbs/MMBtu | FALSE | L | Annual | Generation | TWh | 0 | 0 | 0.80865 | 0.66865 | 0 | 0 | 0
IL Fac. Spec. - NOX Rate Summer v3.1, Unit 3249 and retrofits | 302 | 7305 | Rate Constraint in lbs/MMBtu | FALSE | L | Annual | Qualifying Generation | TWh | 0 | 0 | 0.80865 | 0.66865 | 0 | 0 | 0
IL Fac. Spec. - NOX Rate Summer v3.1, Unit 3249 and retrofits | 302 | 7305 | Rate Constraint in lbs/MMBtu | FALSE | L | Annual | Rate | lb/MWh | 0 | 0 | 1.092 | 1.092 | 0 | 0 | 0
IL Fac. Spec. - NOX Rate Summer v3.1, Unit 3249 and retrofits | 302 | 7305 | Rate Constraint in lbs/MMBtu | FALSE | L | Annual | Constraint Shadow Price | US2019$/Ton | 0 | 0 | 0 | 0 | 0 | 0 | 0
IL Fac. Spec. - NOX Rate Summer v3.1, Unit 3250 and retrofits | 303 | 7305 | Rate Constraint in lbs/MMBtu | FALSE | L | Annual | Seasons Included | Seasons | Summer | Summer | Summer | Summer | Summer | Summer | Summer
IL Fac. Spec. - NOX Rate Summer v3.1, Unit 3250 and retrofits | 303 | 7305 | Rate Constraint in lbs/MMBtu | FALSE | L | Annual | Standard NOX | lb/MMBtu | 0.25 | 0.25 | 0.25 | 0.25 | 0.25 | 0.25 | 0.25
IL Fac. Spec. - NOX Rate Summer v3.1, Unit 3250 and retrofits | 303 | 7305 | Rate Constraint in lbs/MMBtu | FALSE | L | Annual | Emissions at Affected Plants NOX | Thousand Tons | 0 | 0 | 0 | 0 | 0 | 0 | 0
IL Fac. Spec. - NOX Rate Summer v3.1, Unit 3250 and retrofits | 303 | 7305 | Rate Constraint in lbs/MMBtu | FALSE | L | Annual | Allowances Purchased NOX | Thousand Tons | 0 | 0 | 0 | 0 | 0 | 0 | 0
IL Fac. Spec. - NOX Rate Summer v3.1, Unit 3250 and retrofits | 303 | 7305 | Rate Constraint in lbs/MMBtu | FALSE | L | Annual | Allowances Sold NOX | Thousand Tons | 0 | 0 | 0 | 0 | 0 | 0 | 0
IL Fac. Spec. - NOX Rate Summer v3.1, Unit 3250 and retrofits | 303 | 7305 | Rate Constraint in lbs/MMBtu | FALSE | L | Annual | Allowances Banked | Thousand Tons | 0 | 0 | 0 | 0 | 0 | 0 | 0
IL Fac. Spec. - NOX Rate Summer v3.1, Unit 3250 and retrofits | 303 | 7305 | Rate Constraint in lbs/MMBtu | FALSE | L | Annual | Allowances Withdrawn (1:1) | Thousand Tons | 0 | 0 | 0 | 0 | 0 | 0 | 0
IL Fac. Spec. - NOX Rate Summer v3.1, Unit 3250 and retrofits | 303 | 7305 | Rate Constraint in lbs/MMBtu | FALSE | L | Annual | Allowances Withdrawn (n:1) | Thousand Tons | 0 | 0 | 0 | 0 | 0 | 0 | 0
IL Fac. Spec. - NOX Rate Summer v3.1, Unit 3250 and retrofits | 303 | 7305 | Rate Constraint in lbs/MMBtu | FALSE | L | Annual | Net Emissions Allowance Position | Thousand Tons | 0 | 0 | 0 | 0 | 0 | 0 | 0
IL Fac. Spec. - NOX Rate Summer v3.1, Unit 3250 and retrofits | 303 | 7305 | Rate Constraint in lbs/MMBtu | FALSE | L | Annual | Fuel Consumed | TBtu | 0 | 0 | 0 | 0 | 0 | 0 | 0
IL Fac. Spec. - NOX Rate Summer v3.1, Unit 3250 and retrofits | 303 | 7305 | Rate Constraint in lbs/MMBtu | FALSE | L | Annual | Rate | lb/MMBtu | 0 | 0 | 0 | 0 | 0 | 0 | 0
IL Fac. Spec. - NOX Rate Summer v3.1, Unit 3250 and retrofits | 303 | 7305 | Rate Constraint in lbs/MMBtu | FALSE | L | Annual | Generation | TWh | 0 | 0 | 0 | 0 | 0 | 0 | 0
IL Fac. Spec. - NOX Rate Summer v3.1, Unit 3250 and retrofits | 303 | 7305 | Rate Constraint in lbs/MMBtu | FALSE | L | Annual | Qualifying Generation | TWh | 0 | 0 | 0 | 0 | 0 | 0 | 0
IL Fac. Spec. - NOX Rate Summer v3.1, Unit 3250 and retrofits | 303 | 7305 | Rate Constraint in lbs/MMBtu | FALSE | L | Annual | Rate | lb/MWh | 0 | 0 | 0 | 0 | 0 | 0 | 0
IL Fac. Spec. - NOX Rate Summer v3.1, Unit 3250 and retrofits | 303 | 7305 | Rate Constraint in lbs/MMBtu | FALSE | L | Annual | Constraint Shadow Price | US2019$/Ton | 0 | 0 | 0 | 0 | 0 | 0 | 0
IL Fac. Spec. - NOX Rate Summer v3.1, Unit 3266 and retrofits | 304 | 7305 | Rate Constraint in lbs/MMBtu | FALSE | L | Annual | Seasons Included | Seasons | Summer | Summer | Summer | Summer | Summer | Summer | Summer
IL Fac. Spec. - NOX Rate Summer v3.1, Unit 3266 and retrofits | 304 | 7305 | Rate Constraint in lbs/MMBtu | FALSE | L | Annual | Standard NOX | lb/MMBtu | 0.25 | 0.25 | 0.25 | 0.25 | 0.25 | 0.25 | 0.25
IL Fac. Spec. - NOX Rate Summer v3.1, Unit 3266 and retrofits | 304 | 7305 | Rate Constraint in lbs/MMBtu | FALSE | L | Annual | Emissions at Affected Plants NOX | Thousand Tons | 0 | 0 | 0 | 0 | 0 | 0 | 0
IL Fac. Spec. - NOX Rate Summer v3.1, Unit 3266 and retrofits | 304 | 7305 | Rate Constraint in lbs/MMBtu | FALSE | L | Annual | Allowances Purchased NOX | Thousand Tons | 0 | 0 | 0 | 0 | 0 | 0 | 0
IL Fac. Spec. - NOX Rate Summer v3.1, Unit 3266 and retrofits | 304 | 7305 | Rate Constraint in lbs/MMBtu | FALSE | L | Annual | Allowances Sold NOX | Thousand Tons | 0 | 0 | 0 | 0 | 0 | 0 | 0
IL Fac. Spec. - NOX Rate Summer v3.1, Unit 3266 and retrofits | 304 | 7305 | Rate Constraint in lbs/MMBtu | FALSE | L | Annual | Allowances Banked | Thousand Tons | 0 | 0 | 0 | 0 | 0 | 0 | 0
IL Fac. Spec. - NOX Rate Summer v3.1, Unit 3266 and retrofits | 304 | 7305 | Rate Constraint in lbs/MMBtu | FALSE | L | Annual | Allowances Withdrawn (1:1) | Thousand Tons | 0 | 0 | 0 | 0 | 0 | 0 | 0
IL Fac. Spec. - NOX Rate Summer v3.1, Unit 3266 and retrofits | 304 | 7305 | Rate Constraint in lbs/MMBtu | FALSE | L | Annual | Allowances Withdrawn (n:1) | Thousand Tons | 0 | 0 | 0 | 0 | 0 | 0 | 0
IL Fac. Spec. - NOX Rate Summer v3.1, Unit 3266 and retrofits | 304 | 7305 | Rate Constraint in lbs/MMBtu | FALSE | L | Annual | Net Emissions Allowance Position | Thousand Tons | 0 | 0 | 0 | 0 | 0 | 0 | 0
IL Fac. Spec. - NOX Rate Summer v3.1, Unit 3266 and retrofits | 304 | 7305 | Rate Constraint in lbs/MMBtu | FALSE | L | Annual | Fuel Consumed | TBtu | 0 | 0 | 0 | 0 | 0 | 0 | 0
IL Fac. Spec. - NOX Rate Summer v3.1, Unit 3266 and retrofits | 304 | 7305 | Rate Constraint in lbs/MMBtu | FALSE | L | Annual | Rate | lb/MMBtu | 0 | 0 | 0 | 0 | 0 | 0 | 0
IL Fac. Spec. - NOX Rate Summer v3.1, Unit 3266 and retrofits | 304 | 7305 | Rate Constraint in lbs/MMBtu | FALSE | L | Annual | Generation | TWh | 0 | 0 | 0 | 0 | 0 | 0 | 0
IL Fac. Spec. - NOX Rate Summer v3.1, Unit 3266 and retrofits | 304 | 7305 | Rate Constraint in lbs/MMBtu | FALSE | L | Annual | Qualifying Generation | TWh | 0 | 0 | 0 | 0 | 0 | 0 | 0
IL Fac. Spec. - NOX Rate Summer v3.1, Unit 3266 and retrofits | 304 | 7305 | Rate Constraint in lbs/MMBtu | FALSE | L | Annual | Rate | lb/MWh | 0 | 0 | 0 | 0 | 0 | 0 | 0
IL Fac. Spec. - NOX Rate Summer v3.1, Unit 3266 and retrofits | 304 | 7305 | Rate Constraint in lbs/MMBtu | FALSE | L | Annual | Constraint Shadow Price | US2019$/Ton | 0 | 0 | 0 | 0 | 0 | 0 | 0
IL Fac. Spec. - NOX Rate Summer v3.1, Unit 3267 and retrofits | 305 | 7305 | Rate Constraint in lbs/MMBtu | FALSE | L | Annual | Seasons Included | Seasons | Summer | Summer | Summer | Summer | Summer | Summer | Summer
IL Fac. Spec. - NOX Rate Summer v3.1, Unit 3267 and retrofits | 305 | 7305 | Rate Constraint in lbs/MMBtu | FALSE | L | Annual | Standard NOX | lb/MMBtu | 0.25 | 0.25 | 0.25 | 0.25 | 0.25 | 0.25 | 0.25
IL Fac. Spec. - NOX Rate Summer v3.1, Unit 3267 and retrofits | 305 | 7305 | Rate Constraint in lbs/MMBtu | FALSE | L | Annual | Emissions at Affected Plants NOX | Thousand Tons | 0 | 0 | 0 | 0 | 0 | 0 | 0
IL Fac. Spec. - NOX Rate Summer v3.1, Unit 3267 and retrofits | 305 | 7305 | Rate Constraint in lbs/MMBtu | FALSE | L | Annual | Allowances Purchased NOX | Thousand Tons | 0 | 0 | 0 | 0 | 0 | 0 | 0
IL Fac. Spec. - NOX Rate Summer v3.1, Unit 3267 and retrofits | 305 | 7305 | Rate Constraint in lbs/MMBtu | FALSE | L | Annual | Allowances Sold NOX | Thousand Tons | 0 | 0 | 0 | 0 | 0 | 0 | 0
IL Fac. Spec. - NOX Rate Summer v3.1, Unit 3267 and retrofits | 305 | 7305 | Rate Constraint in lbs/MMBtu | FALSE | L | Annual | Allowances Banked | Thousand Tons | 0 | 0 | 0 | 0 | 0 | 0 | 0
IL Fac. Spec. - NOX Rate Summer v3.1, Unit 3267 and retrofits | 305 | 7305 | Rate Constraint in lbs/MMBtu | FALSE | L | Annual | Allowances Withdrawn (1:1) | Thousand Tons | 0 | 0 | 0 | 0 | 0 | 0 | 0
IL Fac. Spec. - NOX Rate Summer v3.1, Unit 3267 and retrofits | 305 | 7305 | Rate Constraint in lbs/MMBtu | FALSE | L | Annual | Allowances Withdrawn (n:1) | Thousand Tons | 0 | 0 | 0 | 0 | 0 | 0 | 0
IL Fac. Spec. - NOX Rate Summer v3.1, Unit 3267 and retrofits | 305 | 7305 | Rate Constraint in lbs/MMBtu | FALSE | L | Annual | Net Emissions Allowance Position | Thousand Tons | 0 | 0 | 0 | 0 | 0 | 0 | 0
IL Fac. Spec. - NOX Rate Summer v3.1, Unit 3267 and retrofits | 305 | 7305 | Rate Constraint in lbs/MMBtu | FALSE | L | Annual | Fuel Consumed | TBtu | 0 | 0 | 0 | 0 | 0 | 0 | 0
IL Fac. Spec. - NOX Rate Summer v3.1, Unit 3267 and retrofits | 305 | 7305 | Rate Constraint in lbs/MMBtu | FALSE | L | Annual | Rate | lb/MMBtu | 0 | 0 | 0 | 0 | 0 | 0 | 0
IL Fac. Spec. - NOX Rate Summer v3.1, Unit 3267 and retrofits | 305 | 7305 | Rate Constraint in lbs/MMBtu | FALSE | L | Annual | Generation | TWh | 0 | 0 | 0 | 0 | 0 | 0 | 0
IL Fac. Spec. - NOX Rate Summer v3.1, Unit 3267 and retrofits | 305 | 7305 | Rate Constraint in lbs/MMBtu | FALSE | L | Annual | Qualifying Generation | TWh | 0 | 0 | 0 | 0 | 0 | 0 | 0
IL Fac. Spec. - NOX Rate Summer v3.1, Unit 3267 and retrofits | 305 | 7305 | Rate Constraint in lbs/MMBtu | FALSE | L | Annual | Rate | lb/MWh | 0 | 0 | 0 | 0 | 0 | 0 | 0
IL Fac. Spec. - NOX Rate Summer v3.1, Unit 3267 and retrofits | 305 | 7305 | Rate Constraint in lbs/MMBtu | FALSE | L | Annual | Constraint Shadow Price | US2019$/Ton | 0 | 0 | 0 | 0 | 0 | 0 | 0
IL Fac. Spec. - NOX Rate Summer v3.1, Unit 3268 and retrofits | 306 | 7305 | Rate Constraint in lbs/MMBtu | FALSE | L | Annual | Seasons Included | Seasons | Summer | Summer | Summer | Summer | Summer | Summer | Summer
IL Fac. Spec. - NOX Rate Summer v3.1, Unit 3268 and retrofits | 306 | 7305 | Rate Constraint in lbs/MMBtu | FALSE | L | Annual | Standard NOX | lb/MMBtu | 0.25 | 0.25 | 0.25 | 0.25 | 0.25 | 0.25 | 0.25
IL Fac. Spec. - NOX Rate Summer v3.1, Unit 3268 and retrofits | 306 | 7305 | Rate Constraint in lbs/MMBtu | FALSE | L | Annual | Emissions at Affected Plants NOX | Thousand Tons | 0 | 0 | 0 | 0 | 0 | 0 | 0
IL Fac. Spec. - NOX Rate Summer v3.1, Unit 3268 and retrofits | 306 | 7305 | Rate Constraint in lbs/MMBtu | FALSE | L | Annual | Allowances Purchased NOX | Thousand Tons | 0 | 0 | 0 | 0 | 0 | 0 | 0
IL Fac. Spec. - NOX Rate Summer v3.1, Unit 3268 and retrofits | 306 | 7305 | Rate Constraint in lbs/MMBtu | FALSE | L | Annual | Allowances Sold NOX | Thousand Tons | 0 | 0 | 0 | 0 | 0 | 0 | 0
IL Fac. Spec. - NOX Rate Summer v3.1, Unit 3268 and retrofits | 306 | 7305 | Rate Constraint in lbs/MMBtu | FALSE | L | Annual | Allowances Banked | Thousand Tons | 0 | 0 | 0 | 0 | 0 | 0 | 0
IL Fac. Spec. - NOX Rate Summer v3.1, Unit 3268 and retrofits | 306 | 7305 | Rate Constraint in lbs/MMBtu | FALSE | L | Annual | Allowances Withdrawn (1:1) | Thousand Tons | 0 | 0 | 0 | 0 | 0 | 0 | 0
IL Fac. Spec. - NOX Rate Summer v3.1, Unit 3268 and retrofits | 306 | 7305 | Rate Constraint in lbs/MMBtu | FALSE | L | Annual | Allowances Withdrawn (n:1) | Thousand Tons | 0 | 0 | 0 | 0 | 0 | 0 | 0
IL Fac. Spec. - NOX Rate Summer v3.1, Unit 3268 and retrofits | 306 | 7305 | Rate Constraint in lbs/MMBtu | FALSE | L | Annual | Net Emissions Allowance Position | Thousand Tons | 0 | 0 | 0 | 0 | 0 | 0 | 0
IL Fac. Spec. - NOX Rate Summer v3.1, Unit 3268 and retrofits | 306 | 7305 | Rate Constraint in lbs/MMBtu | FALSE | L | Annual | Fuel Consumed | TBtu | 0 | 0 | 0 | 0 | 0 | 0 | 0
IL Fac. Spec. - NOX Rate Summer v3.1, Unit 3268 and retrofits | 306 | 7305 | Rate Constraint in lbs/MMBtu | FALSE | L | Annual | Rate | lb/MMBtu | 0 | 0 | 0 | 0 | 0 | 0 | 0
IL Fac. Spec. - NOX Rate Summer v3.1, Unit 3268 and retrofits | 306 | 7305 | Rate Constraint in lbs/MMBtu | FALSE | L | Annual | Generation | TWh | 0 | 0 | 0 | 0 | 0 | 0 | 0
IL Fac. Spec. - NOX Rate Summer v3.1, Unit 3268 and retrofits | 306 | 7305 | Rate Constraint in lbs/MMBtu | FALSE | L | Annual | Qualifying Generation | TWh | 0 | 0 | 0 | 0 | 0 | 0 | 0
IL Fac. Spec. - NOX Rate Summer v3.1, Unit 3268 and retrofits | 306 | 7305 | Rate Constraint in lbs/MMBtu | FALSE | L | Annual | Rate | lb/MWh | 0 | 0 | 0 | 0 | 0 | 0 | 0
IL Fac. Spec. - NOX Rate Summer v3.1, Unit 3268 and retrofits | 306 | 7305 | Rate Constraint in lbs/MMBtu | FALSE | L | Annual | Constraint Shadow Price | US2019$/Ton | 0 | 0 | 0 | 0 | 0 | 0 | 0
IL Fac. Spec. - NOX Rate Summer v3.1, Unit 3537 and retrofits | 307 | 7305 | Rate Constraint in lbs/MMBtu | FALSE | L | Annual | Seasons Included | Seasons | Summer | Summer | Summer | Summer | Summer | Summer | Summer
IL Fac. Spec. - NOX Rate Summer v3.1, Unit 3537 and retrofits | 307 | 7305 | Rate Constraint in lbs/MMBtu | FALSE | L | Annual | Standard NOX | lb/MMBtu | 0.25 | 0.25 | 0.25 | 0.25 | 0.25 | 0.25 | 0.25
IL Fac. Spec. - NOX Rate Summer v3.1, Unit 3537 and retrofits | 307 | 7305 | Rate Constraint in lbs/MMBtu | FALSE | L | Annual | Emissions at Affected Plants NOX | Thousand Tons | 0 | 0 | 0 | 0 | 0 | 0 | 0
IL Fac. Spec. - NOX Rate Summer v3.1, Unit 3537 and retrofits | 307 | 7305 | Rate Constraint in lbs/MMBtu | FALSE | L | Annual | Allowances Purchased NOX | Thousand Tons | 0 | 0 | 0 | 0 | 0 | 0 | 0
IL Fac. Spec. - NOX Rate Summer v3.1, Unit 3537 and retrofits | 307 | 7305 | Rate Constraint in lbs/MMBtu | FALSE | L | Annual | Allowances Sold NOX | Thousand Tons | 0 | 0 | 0 | 0 | 0 | 0 | 0
IL Fac. Spec. - NOX Rate Summer v3.1, Unit 3537 and retrofits | 307 | 7305 | Rate Constraint in lbs/MMBtu | FALSE | L | Annual | Allowances Banked | Thousand Tons | 0 | 0 | 0 | 0 | 0 | 0 | 0
IL Fac. Spec. - NOX Rate Summer v3.1, Unit 3537 and retrofits | 307 | 7305 | Rate Constraint in lbs/MMBtu | FALSE | L | Annual | Allowances Withdrawn (1:1) | Thousand Tons | 0 | 0 | 0 | 0 | 0 | 0 | 0
IL Fac. Spec. - NOX Rate Summer v3.1, Unit 3537 and retrofits | 307 | 7305 | Rate Constraint in lbs/MMBtu | FALSE | L | Annual | Allowances Withdrawn (n:1) | Thousand Tons | 0 | 0 | 0 | 0 | 0 | 0 | 0
IL Fac. Spec. - NOX Rate Summer v3.1, Unit 3537 and retrofits | 307 | 7305 | Rate Constraint in lbs/MMBtu | FALSE | L | Annual | Net Emissions Allowance Position | Thousand Tons | 0 | 0 | 0 | 0 | 0 | 0 | 0
IL Fac. Spec. - NOX Rate Summer v3.1, Unit 3537 and retrofits | 307 | 7305 | Rate Constraint in lbs/MMBtu | FALSE | L | Annual | Fuel Consumed | TBtu | 0 | 0 | 0 | 0 | 0 | 0 | 0
IL Fac. Spec. - NOX Rate Summer v3.1, Unit 3537 and retrofits | 307 | 7305 | Rate Constraint in lbs/MMBtu | FALSE | L | Annual | Rate | lb/MMBtu | 0 | 0 | 0 | 0 | 0 | 0 | 0
IL Fac. Spec. - NOX Rate Summer v3.1, Unit 3537 and retrofits | 307 | 7305 | Rate Constraint in lbs/MMBtu | FALSE | L | Annual | Generation | TWh | 0 | 0 | 0 | 0 | 0 | 0 | 0
IL Fac. Spec. - NOX Rate Summer v3.1, Unit 3537 and retrofits | 307 | 7305 | Rate Constraint in lbs/MMBtu | FALSE | L | Annual | Qualifying Generation | TWh | 0 | 0 | 0 | 0 | 0 | 0 | 0
IL Fac. Spec. - NOX Rate Summer v3.1, Unit 3537 and retrofits | 307 | 7305 | Rate Constraint in lbs/MMBtu | FALSE | L | Annual | Rate | lb/MWh | 0 | 0 | 0 | 0 | 0 | 0 | 0
IL Fac. Spec. - NOX Rate Summer v3.1, Unit 3537 and retrofits | 307 | 7305 | Rate Constraint in lbs/MMBtu | FALSE | L | Annual | Constraint Shadow Price | US2019$/Ton | 0 | 0 | 0 | 0 | 0 | 0 | 0
IL Fac. Spec. - NOX Rate Summer v3.1, Unit 3538 and retrofits | 308 | 7305 | Rate Constraint in lbs/MMBtu | FALSE | L | Annual | Seasons Included | Seasons | Summer | Summer | Summer | Summer | Summer | Summer | Summer
IL Fac. Spec. - NOX Rate Summer v3.1, Unit 3538 and retrofits | 308 | 7305 | Rate Constraint in lbs/MMBtu | FALSE | L | Annual | Standard NOX | lb/MMBtu | 0.25 | 0.25 | 0.25 | 0.25 | 0.25 | 0.25 | 0.25
IL Fac. Spec. - NOX Rate Summer v3.1, Unit 3538 and retrofits | 308 | 7305 | Rate Constraint in lbs/MMBtu | FALSE | L | Annual | Emissions at Affected Plants NOX | Thousand Tons | 0 | 0 | 0 | 0 | 0 | 0 | 0
IL Fac. Spec. - NOX Rate Summer v3.1, Unit 3538 and retrofits | 308 | 7305 | Rate Constraint in lbs/MMBtu | FALSE | L | Annual | Allowances Purchased NOX | Thousand Tons | 0 | 0 | 0 | 0 | 0 | 0 | 0
IL Fac. Spec. - NOX Rate Summer v3.1, Unit 3538 and retrofits | 308 | 7305 | Rate Constraint in lbs/MMBtu | FALSE | L | Annual | Allowances Sold NOX | Thousand Tons | 0 | 0 | 0 | 0 | 0 | 0 | 0
IL Fac. Spec. - NOX Rate Summer v3.1, Unit 3538 and retrofits | 308 | 7305 | Rate Constraint in lbs/MMBtu | FALSE | L | Annual | Allowances Banked | Thousand Tons | 0 | 0 | 0 | 0 | 0 | 0 | 0
IL Fac. Spec. - NOX Rate Summer v3.1, Unit 3538 and retrofits | 308 | 7305 | Rate Constraint in lbs/MMBtu | FALSE | L | Annual | Allowances Withdrawn (1:1) | Thousand Tons | 0 | 0 | 0 | 0 | 0 | 0 | 0
IL Fac. Spec. - NOX Rate Summer v3.1, Unit 3538 and retrofits | 308 | 7305 | Rate Constraint in lbs/MMBtu | FALSE | L | Annual | Allowances Withdrawn (n:1) | Thousand Tons | 0 | 0 | 0 | 0 | 0 | 0 | 0
IL Fac. Spec. - NOX Rate Summer v3.1, Unit 3538 and retrofits | 308 | 7305 | Rate Constraint in lbs/MMBtu | FALSE | L | Annual | Net Emissions Allowance Position | Thousand Tons | 0 | 0 | 0 | 0 | 0 | 0 | 0
IL Fac. Spec. - NOX Rate Summer v3.1, Unit 3538 and retrofits | 308 | 7305 | Rate Constraint in lbs/MMBtu | FALSE | L | Annual | Fuel Consumed | TBtu | 0 | 0 | 0 | 0 | 0 | 0 | 0
IL Fac. Spec. - NOX Rate Summer v3.1, Unit 3538 and retrofits | 308 | 7305 | Rate Constraint in lbs/MMBtu | FALSE | L | Annual | Rate | lb/MMBtu | 0 | 0 | 0 | 0 | 0 | 0 | 0
IL Fac. Spec. - NOX Rate Summer v3.1, Unit 3538 and retrofits | 308 | 7305 | Rate Constraint in lbs/MMBtu | FALSE | L | Annual | Generation | TWh | 0 | 0 | 0 | 0 | 0 | 0 | 0
IL Fac. Spec. - NOX Rate Summer v3.1, Unit 3538 and retrofits | 308 | 7305 | Rate Constraint in lbs/MMBtu | FALSE | L | Annual | Qualifying Generation | TWh | 0 | 0 | 0 | 0 | 0 | 0 | 0
IL Fac. Spec. - NOX Rate Summer v3.1, Unit 3538 and retrofits | 308 | 7305 | Rate Constraint in lbs/MMBtu | FALSE | L | Annual | Rate | lb/MWh | 0 | 0 | 0 | 0 | 0 | 0 | 0
IL Fac. Spec. - NOX Rate Summer v3.1, Unit 3538 and retrofits | 308 | 7305 | Rate Constraint in lbs/MMBtu | FALSE | L | Annual | Constraint Shadow Price | US2019$/Ton | 0 | 0 | 0 | 0 | 0 | 0 | 0
IL Fac. Spec. - NOX Rate Summer v3.1, Unit 3563 and retrofits | 309 | 7305 | Rate Constraint in lbs/MMBtu | FALSE | L | Annual | Seasons Included | Seasons | Summer | Summer | Summer | Summer | Summer | Summer | Summer
IL Fac. Spec. - NOX Rate Summer v3.1, Unit 3563 and retrofits | 309 | 7305 | Rate Constraint in lbs/MMBtu | FALSE | L | Annual | Standard NOX | lb/MMBtu | 0.25 | 0.25 | 0.25 | 0.25 | 0.25 | 0.25 | 0.25
IL Fac. Spec. - NOX Rate Summer v3.1, Unit 3563 and retrofits | 309 | 7305 | Rate Constraint in lbs/MMBtu | FALSE | L | Annual | Emissions at Affected Plants NOX | Thousand Tons | 0.72137 | 0.72137 | 0.72137 | 0.72137 | 0 | 0 | 0
IL Fac. Spec. - NOX Rate Summer v3.1, Unit 3563 and retrofits | 309 | 7305 | Rate Constraint in lbs/MMBtu | FALSE | L | Annual | Allowances Purchased NOX | Thousand Tons | 0 | 0 | 0 | 0 | 0 | 0 | 0
IL Fac. Spec. - NOX Rate Summer v3.1, Unit 3563 and retrofits | 309 | 7305 | Rate Constraint in lbs/MMBtu | FALSE | L | Annual | Allowances Sold NOX | Thousand Tons | 0 | 0 | 0 | 0 | 0 | 0 | 0
IL Fac. Spec. - NOX Rate Summer v3.1, Unit 3563 and retrofits | 309 | 7305 | Rate Constraint in lbs/MMBtu | FALSE | L | Annual | Allowances Banked | Thousand Tons | 0 | 0 | 0 | 0 | 0 | 0 | 0
IL Fac. Spec. - NOX Rate Summer v3.1, Unit 3563 and retrofits | 309 | 7305 | Rate Constraint in lbs/MMBtu | FALSE | L | Annual | Allowances Withdrawn (1:1) | Thousand Tons | 0 | 0 | 0 | 0 | 0 | 0 | 0
IL Fac. Spec. - NOX Rate Summer v3.1, Unit 3563 and retrofits | 309 | 7305 | Rate Constraint in lbs/MMBtu | FALSE | L | Annual | Allowances Withdrawn (n:1) | Thousand Tons | 0 | 0 | 0 | 0 | 0 | 0 | 0
IL Fac. Spec. - NOX Rate Summer v3.1, Unit 3563 and retrofits | 309 | 7305 | Rate Constraint in lbs/MMBtu | FALSE | L | Annual | Net Emissions Allowance Position | Thousand Tons | 0.72137 | 0.72137 | 0.72137 | 0.72137 | 0 | 0 | 0
IL Fac. Spec. - NOX Rate Summer v3.1, Unit 3563 and retrofits | 309 | 7305 | Rate Constraint in lbs/MMBtu | FALSE | L | Annual | Fuel Consumed | TBtu | 23.5664 | 23.5664 | 23.5664 | 23.5664 | 0 | 0 | 0
IL Fac. Spec. - NOX Rate Summer v3.1, Unit 3563 and retrofits | 309 | 7305 | Rate Constraint in lbs/MMBtu | FALSE | L | Annual | Rate | lb/MMBtu | 0.06122 | 0.06122 | 0.06122 | 0.06122 | 0 | 0 | 0
IL Fac. Spec. - NOX Rate Summer v3.1, Unit 3563 and retrofits | 309 | 7305 | Rate Constraint in lbs/MMBtu | FALSE | L | Annual | Generation | TWh | 2.5095 | 2.5095 | 2.5095 | 2.5095 | 0 | 0 | 0
IL Fac. Spec. - NOX Rate Summer v3.1, Unit 3563 and retrofits | 309 | 7305 | Rate Constraint in lbs/MMBtu | FALSE | L | Annual | Qualifying Generation | TWh | 2.5095 | 2.5095 | 2.5095 | 2.5095 | 0 | 0 | 0
IL Fac. Spec. - NOX Rate Summer v3.1, Unit 3563 and retrofits | 309 | 7305 | Rate Constraint in lbs/MMBtu | FALSE | L | Annual | Rate | lb/MWh | 0.57492 | 0.57492 | 0.57492 | 0.57492 | 0 | 0 | 0
IL Fac. Spec. - NOX Rate Summer v3.1, Unit 3563 and retrofits | 309 | 7305 | Rate Constraint in lbs/MMBtu | FALSE | L | Annual | Constraint Shadow Price | US2019$/Ton | 0 | 0 | 0 | 0 | 0 | 0 | 0
IL Fac. Spec. - NOX Rate Summer v3.1, Unit 3564 and retrofits | 310 | 7305 | Rate Constraint in lbs/MMBtu | FALSE | L | Annual | Seasons Included | Seasons | Summer | Summer | Summer | Summer | Summer | Summer | Summer
IL Fac. Spec. - NOX Rate Summer v3.1, Unit 3564 and retrofits | 310 | 7305 | Rate Constraint in lbs/MMBtu | FALSE | L | Annual | Standard NOX | lb/MMBtu | 0.25 | 0.25 | 0.25 | 0.25 | 0.25 | 0.25 | 0.25
IL Fac. Spec. - NOX Rate Summer v3.1, Unit 3564 and retrofits | 310 | 7305 | Rate Constraint in lbs/MMBtu | FALSE | L | Annual | Emissions at Affected Plants NOX | Thousand Tons | 0.71486 | 0.71486 | 0.71486 | 0.71486 | 0 | 0 | 0
IL Fac. Spec. - NOX Rate Summer v3.1, Unit 3564 and retrofits | 310 | 7305 | Rate Constraint in lbs/MMBtu | FALSE | L | Annual | Allowances Purchased NOX | Thousand Tons | 0 | 0 | 0 | 0 | 0 | 0 | 0
IL Fac. Spec. - NOX Rate Summer v3.1, Unit 3564 and retrofits | 310 | 7305 | Rate Constraint in lbs/MMBtu | FALSE | L | Annual | Allowances Sold NOX | Thousand Tons | 0 | 0 | 0 | 0 | 0 | 0 | 0
IL Fac. Spec. - NOX Rate Summer v3.1, Unit 3564 and retrofits | 310 | 7305 | Rate Constraint in lbs/MMBtu | FALSE | L | Annual | Allowances Banked | Thousand Tons | 0 | 0 | 0 | 0 | 0 | 0 | 0
IL Fac. Spec. - NOX Rate Summer v3.1, Unit 3564 and retrofits | 310 | 7305 | Rate Constraint in lbs/MMBtu | FALSE | L | Annual | Allowances Withdrawn (1:1) | Thousand Tons | 0 | 0 | 0 | 0 | 0 | 0 | 0
IL Fac. Spec. - NOX Rate Summer v3.1, Unit 3564 and retrofits | 310 | 7305 | Rate Constraint in lbs/MMBtu | FALSE | L | Annual | Allowances Withdrawn (n:1) | Thousand Tons | 0 | 0 | 0 | 0 | 0 | 0 | 0
IL Fac. Spec. - NOX Rate Summer v3.1, Unit 3564 and retrofits | 310 | 7305 | Rate Constraint in lbs/MMBtu | FALSE | L | Annual | Net Emissions Allowance Position | Thousand Tons | 0.71486 | 0.71486 | 0.71486 | 0.71486 | 0 | 0 | 0
IL Fac. Spec. - NOX Rate Summer v3.1, Unit 3564 and retrofits | 310 | 7305 | Rate Constraint in lbs/MMBtu | FALSE | L | Annual | Fuel Consumed | TBtu | 23.4535 | 23.4535 | 23.4535 | 23.4535 | 0 | 0 | 0
IL Fac. Spec. - NOX Rate Summer v3.1, Unit 3564 and retrofits | 310 | 7305 | Rate Constraint in lbs/MMBtu | FALSE | L | Annual | Rate | lb/MMBtu | 0.06096 | 0.06096 | 0.06096 | 0.06096 | 0 | 0 | 0
IL Fac. Spec. - NOX Rate Summer v3.1, Unit 3564 and retrofits | 310 | 7305 | Rate Constraint in lbs/MMBtu | FALSE | L | Annual | Generation | TWh | 2.5095 | 2.5095 | 2.5095 | 2.5095 | 0 | 0 | 0
IL Fac. Spec. - NOX Rate Summer v3.1, Unit 3564 and retrofits | 310 | 7305 | Rate Constraint in lbs/MMBtu | FALSE | L | Annual | Qualifying Generation | TWh | 2.5095 | 2.5095 | 2.5095 | 2.5095 | 0 | 0 | 0
IL Fac. Spec. - NOX Rate Summer v3.1, Unit 3564 and retrofits | 310 | 7305 | Rate Constraint in lbs/MMBtu | FALSE | L | Annual | Rate | lb/MWh | 0.56973 | 0.56973 | 0.56973 | 0.56973 | 0 | 0 | 0
IL Fac. Spec. - NOX Rate Summer v3.1, Unit 3564 and retrofits | 310 | 7305 | Rate Constraint in lbs/MMBtu | FALSE | L | Annual | Constraint Shadow Price | US2019$/Ton | 0 | 0 | 0 | 0 | 0 | 0 | 0
IL Fac. Spec. - NOX Rate Summer v3.1, Unit 3607 and retrofits | 311 | 7305 | Rate Constraint in lbs/MMBtu | FALSE | L | Annual | Seasons Included | Seasons | Summer | Summer | Summer | Summer | Summer | Summer | Summer
IL Fac. Spec. - NOX Rate Summer v3.1, Unit 3607 and retrofits | 311 | 7305 | Rate Constraint in lbs/MMBtu | FALSE | L | Annual | Standard NOX | lb/MMBtu | 0.25 | 0.25 | 0.25 | 0.25 | 0.25 | 0.25 | 0.25
IL Fac. Spec. - NOX Rate Summer v3.1, Unit 3607 and retrofits | 311 | 7305 | Rate Constraint in lbs/MMBtu | FALSE | L | Annual | Emissions at Affected Plants NOX | Thousand Tons | 0.14051 | 0.15187 | 0.13409 | 0.1349 | 0 | 0 | 0
IL Fac. Spec. - NOX Rate Summer v3.1, Unit 3607 and retrofits | 311 | 7305 | Rate Constraint in lbs/MMBtu | FALSE | L | Annual | Allowances Purchased NOX | Thousand Tons | 0 | 0 | 0 | 0 | 0 | 0 | 0
IL Fac. Spec. - NOX Rate Summer v3.1, Unit 3607 and retrofits | 311 | 7305 | Rate Constraint in lbs/MMBtu | FALSE | L | Annual | Allowances Sold NOX | Thousand Tons | 0 | 0 | 0 | 0 | 0 | 0 | 0
IL Fac. Spec. - NOX Rate Summer v3.1, Unit 3607 and retrofits | 311 | 7305 | Rate Constraint in lbs/MMBtu | FALSE | L | Annual | Allowances Banked | Thousand Tons | 0 | 0 | 0 | 0 | 0 | 0 | 0
IL Fac. Spec. - NOX Rate Summer v3.1, Unit 3607 and retrofits | 311 | 7305 | Rate Constraint in lbs/MMBtu | FALSE | L | Annual | Allowances Withdrawn (1:1) | Thousand Tons | 0 | 0 | 0 | 0 | 0 | 0 | 0
IL Fac. Spec. - NOX Rate Summer v3.1, Unit 3607 and retrofits | 311 | 7305 | Rate Constraint in lbs/MMBtu | FALSE | L | Annual | Allowances Withdrawn (n:1) | Thousand Tons | 0 | 0 | 0 | 0 | 0 | 0 | 0
IL Fac. Spec. - NOX Rate Summer v3.1, Unit 3607 and retrofits | 311 | 7305 | Rate Constraint in lbs/MMBtu | FALSE | L | Annual | Net Emissions Allowance Position | Thousand Tons | 0.14051 | 0.15187 | 0.13409 | 0.1349 | 0 | 0 | 0
IL Fac. Spec. - NOX Rate Summer v3.1, Unit 3607 and retrofits | 311 | 7305 | Rate Constraint in lbs/MMBtu | FALSE | L | Annual | Fuel Consumed | TBtu | 3.6735 | 3.9703 | 3.5056 | 3.5269 | 0 | 0 | 0
IL Fac. Spec. - NOX Rate Summer v3.1, Unit 3607 and retrofits | 311 | 7305 | Rate Constraint in lbs/MMBtu | FALSE | L | Annual | Rate | lb/MMBtu | 0.0765 | 0.0765 | 0.0765 | 0.0765 | 0 | 0 | 0
IL Fac. Spec. - NOX Rate Summer v3.1, Unit 3607 and retrofits | 311 | 7305 | Rate Constraint in lbs/MMBtu | FALSE | L | Annual | Generation | TWh | 0.31979 | 0.34564 | 0.30518 | 0.30703 | 0 | 0 | 0
IL Fac. Spec. - NOX Rate Summer v3.1, Unit 3607 and retrofits | 311 | 7305 | Rate Constraint in lbs/MMBtu | FALSE | L | Annual | Qualifying Generation | TWh | 0.31979 | 0.34564 | 0.30518 | 0.30703 | 0 | 0 | 0
IL Fac. Spec. - NOX Rate Summer v3.1, Unit 3607 and retrofits | 311 | 7305 | Rate Constraint in lbs/MMBtu | FALSE | L | Annual | Rate | lb/MWh | 0.87876 | 0.87876 | 0.87876 | 0.87876 | 0 | 0 | 0
IL Fac. Spec. - NOX Rate Summer v3.1, Unit 3607 and retrofits | 311 | 7305 | Rate Constraint in lbs/MMBtu | FALSE | L | Annual | Constraint Shadow Price | US2019$/Ton | 0 | 0 | 0 | 0 | 0 | 0 | 0
IL Fac. Spec. - NOX Rate Summer v3.1, Unit 3789 and retrofits | 312 | 7305 | Rate Constraint in lbs/MMBtu | FALSE | L | Annual | Seasons Included | Seasons | Summer | Summer | Summer | Summer | Summer | Summer | Summer
IL Fac. Spec. - NOX Rate Summer v3.1, Unit 3789 and retrofits | 312 | 7305 | Rate Constraint in lbs/MMBtu | FALSE | L | Annual | Standard NOX | lb/MMBtu | 0.25 | 0.25 | 0.25 | 0.25 | 0.25 | 0.25 | 0.25
IL Fac. Spec. - NOX Rate Summer v3.1, Unit 3789 and retrofits | 312 | 7305 | Rate Constraint in lbs/MMBtu | FALSE | L | Annual | Emissions at Affected Plants NOX | Thousand Tons | 0 | 0 | 0 | 0 | 0 | 0 | 0
IL Fac. Spec. - NOX Rate Summer v3.1, Unit 3789 and retrofits | 312 | 7305 | Rate Constraint in lbs/MMBtu | FALSE | L | Annual | Allowances Purchased NOX | Thousand Tons | 0 | 0 | 0 | 0 | 0 | 0 | 0
IL Fac. Spec. - NOX Rate Summer v3.1, Unit 3789 and retrofits | 312 | 7305 | Rate Constraint in lbs/MMBtu | FALSE | L | Annual | Allowances Sold NOX | Thousand Tons | 0 | 0 | 0 | 0 | 0 | 0 | 0
IL Fac. Spec. - NOX Rate Summer v3.1, Unit 3789 and retrofits | 312 | 7305 | Rate Constraint in lbs/MMBtu | FALSE | L | Annual | Allowances Banked | Thousand Tons | 0 | 0 | 0 | 0 | 0 | 0 | 0
IL Fac. Spec. - NOX Rate Summer v3.1, Unit 3789 and retrofits | 312 | 7305 | Rate Constraint in lbs/MMBtu | FALSE | L | Annual | Allowances Withdrawn (1:1) | Thousand Tons | 0 | 0 | 0 | 0 | 0 | 0 | 0
IL Fac. Spec. - NOX Rate Summer v3.1, Unit 3789 and retrofits | 312 | 7305 | Rate Constraint in lbs/MMBtu | FALSE | L | Annual | Allowances Withdrawn (n:1) | Thousand Tons | 0 | 0 | 0 | 0 | 0 | 0 | 0
IL Fac. Spec. - NOX Rate Summer v3.1, Unit 3789 and retrofits | 312 | 7305 | Rate Constraint in lbs/MMBtu | FALSE | L | Annual | Net Emissions Allowance Position | Thousand Tons | 0 | 0 | 0 | 0 | 0 | 0 | 0
IL Fac. Spec. - NOX Rate Summer v3.1, Unit 3789 and retrofits | 312 | 7305 | Rate Constraint in lbs/MMBtu | FALSE | L | Annual | Fuel Consumed | TBtu | 0 | 0 | 0 | 0 | 0 | 0 | 0
IL Fac. Spec. - NOX Rate Summer v3.1, Unit 3789 and retrofits | 312 | 7305 | Rate Constraint in lbs/MMBtu | FALSE | L | Annual | Rate | lb/MMBtu | 0 | 0 | 0 | 0 | 0 | 0 | 0
IL Fac. Spec. - NOX Rate Summer v3.1, Unit 3789 and retrofits | 312 | 7305 | Rate Constraint in lbs/MMBtu | FALSE | L | Annual | Generation | TWh | 0 | 0 | 0 | 0 | 0 | 0 | 0
IL Fac. Spec. - NOX Rate Summer v3.1, Unit 3789 and retrofits | 312 | 7305 | Rate Constraint in lbs/MMBtu | FALSE | L | Annual | Qualifying Generation | TWh | 0 | 0 | 0 | 0 | 0 | 0 | 0
IL Fac. Spec. - NOX Rate Summer v3.1, Unit 3789 and retrofits | 312 | 7305 | Rate Constraint in lbs/MMBtu | FALSE | L | Annual | Rate | lb/MWh | 0 | 0 | 0 | 0 | 0 | 0 | 0
IL Fac. Spec. - NOX Rate Summer v3.1, Unit 3789 and retrofits | 312 | 7305 | Rate Constraint in lbs/MMBtu | FALSE | L | Annual | Constraint Shadow Price | US2019$/Ton | 0 | 0 | 0 | 0 | 0 | 0 | 0
IL Fac. Spec. - NOX Rate Summer v3.1, Unit 3790 and retrofits | 313 | 7305 | Rate Constraint in lbs/MMBtu | FALSE | L | Annual | Seasons Included | Seasons | Summer | Summer | Summer | Summer | Summer | Summer | Summer
IL Fac. Spec. - NOX Rate Summer v3.1, Unit 3790 and retrofits | 313 | 7305 | Rate Constraint in lbs/MMBtu | FALSE | L | Annual | Standard NOX | lb/MMBtu | 0.25 | 0.25 | 0.25 | 0.25 | 0.25 | 0.25 | 0.25
IL Fac. Spec. - NOX Rate Summer v3.1, Unit 3790 and retrofits | 313 | 7305 | Rate Constraint in lbs/MMBtu | FALSE | L | Annual | Emissions at Affected Plants NOX | Thousand Tons | 0 | 0 | 0 | 0 | 0 | 0 | 0
IL Fac. Spec. - NOX Rate Summer v3.1, Unit 3790 and retrofits | 313 | 7305 | Rate Constraint in lbs/MMBtu | FALSE | L | Annual | Allowances Purchased NOX | Thousand Tons | 0 | 0 | 0 | 0 | 0 | 0 | 0
IL Fac. Spec. - NOX Rate Summer v3.1, Unit 3790 and retrofits | 313 | 7305 | Rate Constraint in lbs/MMBtu | FALSE | L | Annual | Allowances Sold NOX | Thousand Tons | 0 | 0 | 0 | 0 | 0 | 0 | 0
IL Fac. Spec. - NOX Rate Summer v3.1, Unit 3790 and retrofits | 313 | 7305 | Rate Constraint in lbs/MMBtu | FALSE | L | Annual | Allowances Banked | Thousand Tons | 0 | 0 | 0 | 0 | 0 | 0 | 0
IL Fac. Spec. - NOX Rate Summer v3.1, Unit 3790 and retrofits | 313 | 7305 | Rate Constraint in lbs/MMBtu | FALSE | L | Annual | Allowances Withdrawn (1:1) | Thousand Tons | 0 | 0 | 0 | 0 | 0 | 0 | 0
IL Fac. Spec. - NOX Rate Summer v3.1, Unit 3790 and retrofits | 313 | 7305 | Rate Constraint in lbs/MMBtu | FALSE | L | Annual | Allowances Withdrawn (n:1) | Thousand Tons | 0 | 0 | 0 | 0 | 0 | 0 | 0
IL Fac. Spec. - NOX Rate Summer v3.1, Unit 3790 and retrofits | 313 | 7305 | Rate Constraint in lbs/MMBtu | FALSE | L | Annual | Net Emissions Allowance Position | Thousand Tons | 0 | 0 | 0 | 0 | 0 | 0 | 0
IL Fac. Spec. - NOX Rate Summer v3.1, Unit 3790 and retrofits | 313 | 7305 | Rate Constraint in lbs/MMBtu | FALSE | L | Annual | Fuel Consumed | TBtu | 0 | 0 | 0 | 0 | 0 | 0 | 0
IL Fac. Spec. - NOX Rate Summer v3.1, Unit 3790 and retrofits | 313 | 7305 | Rate Constraint in lbs/MMBtu | FALSE | L | Annual | Rate | lb/MMBtu | 0 | 0 | 0 | 0 | 0 | 0 | 0
IL Fac. Spec. - NOX Rate Summer v3.1, Unit 3790 and retrofits | 313 | 7305 | Rate Constraint in lbs/MMBtu | FALSE | L | Annual | Generation | TWh | 0 | 0 | 0 | 0 | 0 | 0 | 0
IL Fac. Spec. - NOX Rate Summer v3.1, Unit 3790 and retrofits | 313 | 7305 | Rate Constraint in lbs/MMBtu | FALSE | L | Annual | Qualifying Generation | TWh | 0 | 0 | 0 | 0 | 0 | 0 | 0
IL Fac. Spec. - NOX Rate Summer v3.1, Unit 3790 and retrofits | 313 | 7305 | Rate Constraint in lbs/MMBtu | FALSE | L | Annual | Rate | lb/MWh | 0 | 0 | 0 | 0 | 0 | 0 | 0
IL Fac. Spec. - NOX Rate Summer v3.1, Unit 3790 and retrofits | 313 | 7305 | Rate Constraint in lbs/MMBtu | FALSE | L | Annual | Constraint Shadow Price | US2019$/Ton | 0 | 0 | 0 | 0 | 0 | 0 | 0
IL Fac. Spec. - NOX Rate Summer v3.1, Unit 3791 and retrofits | 314 | 7305 | Rate Constraint in lbs/MMBtu | FALSE | L | Annual | Seasons Included | Seasons | Summer | Summer | Summer | Summer | Summer | Summer | Summer
IL Fac. Spec. - NOX Rate Summer v3.1, Unit 3791 and retrofits | 314 | 7305 | Rate Constraint in lbs/MMBtu | FALSE | L | Annual | Standard NOX | lb/MMBtu | 0.25 | 0.25 | 0.25 | 0.25 | 0.25 | 0.25 | 0.25
IL Fac. Spec. - NOX Rate Summer v3.1, Unit 3791 and retrofits | 314 | 7305 | Rate Constraint in lbs/MMBtu | FALSE | L | Annual | Emissions at Affected Plants NOX | Thousand Tons | 0 | 0 | 0 | 0 | 0 | 0 | 0
IL Fac. Spec. - NOX Rate Summer v3.1, Unit 3791 and retrofits | 314 | 7305 | Rate Constraint in lbs/MMBtu | FALSE | L | Annual | Allowances Purchased NOX | Thousand Tons | 0 | 0 | 0 | 0 | 0 | 0 | 0
IL Fac. Spec. - NOX Rate Summer v3.1, Unit 3791 and retrofits | 314 | 7305 | Rate Constraint in lbs/MMBtu | FALSE | L | Annual | Allowances Sold NOX | Thousand Tons | 0 | 0 | 0 | 0 | 0 | 0 | 0
IL Fac. Spec. - NOX Rate Summer v3.1, Unit 3791 and retrofits | 314 | 7305 | Rate Constraint in lbs/MMBtu | FALSE | L | Annual | Allowances Banked | Thousand Tons | 0 | 0 | 0 | 0 | 0 | 0 | 0
IL Fac. Spec. - NOX Rate Summer v3.1, Unit 3791 and retrofits | 314 | 7305 | Rate Constraint in lbs/MMBtu | FALSE | L | Annual | Allowances Withdrawn (1:1) | Thousand Tons | 0 | 0 | 0 | 0 | 0 | 0 | 0
IL Fac. Spec. - NOX Rate Summer v3.1, Unit 3791 and retrofits | 314 | 7305 | Rate Constraint in lbs/MMBtu | FALSE | L | Annual | Allowances Withdrawn (n:1) | Thousand Tons | 0 | 0 | 0 | 0 | 0 | 0 | 0
IL Fac. Spec. - NOX Rate Summer v3.1, Unit 3791 and retrofits | 314 | 7305 | Rate Constraint in lbs/MMBtu | FALSE | L | Annual | Net Emissions Allowance Position | Thousand Tons | 0 | 0 | 0 | 0 | 0 | 0 | 0
IL Fac. Spec. - NOX Rate Summer v3.1, Unit 3791 and retrofits | 314 | 7305 | Rate Constraint in lbs/MMBtu | FALSE | L | Annual | Fuel Consumed | TBtu | 0 | 0 | 0 | 0 | 0 | 0 | 0
IL Fac. Spec. - NOX Rate Summer v3.1, Unit 3791 and retrofits | 314 | 7305 | Rate Constraint in lbs/MMBtu | FALSE | L | Annual | Rate | lb/MMBtu | 0 | 0 | 0 | 0 | 0 | 0 | 0
IL Fac. Spec. - NOX Rate Summer v3.1, Unit 3791 and retrofits | 314 | 7305 | Rate Constraint in lbs/MMBtu | FALSE | L | Annual | Generation | TWh | 0 | 0 | 0 | 0 | 0 | 0 | 0
IL Fac. Spec. - NOX Rate Summer v3.1, Unit 3791 and retrofits | 314 | 7305 | Rate Constraint in lbs/MMBtu | FALSE | L | Annual | Qualifying Generation | TWh | 0 | 0 | 0 | 0 | 0 | 0 | 0
IL Fac. Spec. - NOX Rate Summer v3.1, Unit 3791 and retrofits | 314 | 7305 | Rate Constraint in lbs/MMBtu | FALSE | L | Annual | Rate | lb/MWh | 0 | 0 | 0 | 0 | 0 | 0 | 0
IL Fac. Spec. - NOX Rate Summer v3.1, Unit 3791 and retrofits | 314 | 7305 | Rate Constraint in lbs/MMBtu | FALSE | L | Annual | Constraint Shadow Price | US2019$/Ton | 0 | 0 | 0 | 0 | 0 | 0 | 0
IL Fac. Spec. - NOX Rate Summer v3.1, Unit 3792 and retrofits | 315 | 7305 | Rate Constraint in lbs/MMBtu | FALSE | L | Annual | Seasons Included | Seasons | Summer | Summer | Summer | Summer | Summer | Summer | Summer
IL Fac. Spec. - NOX Rate Summer v3.1, Unit 3792 and retrofits | 315 | 7305 | Rate Constraint in lbs/MMBtu | FALSE | L | Annual | Standard NOX | lb/MMBtu | 0.25 | 0.25 | 0.25 | 0.25 | 0.25 | 0.25 | 0.25
IL Fac. Spec. - NOX Rate Summer v3.1, Unit 3792 and retrofits | 315 | 7305 | Rate Constraint in lbs/MMBtu | FALSE | L | Annual | Emissions at Affected Plants NOX | Thousand Tons | 0 | 0 | 0 | 0 | 0 | 0 | 0
IL Fac. Spec. - NOX Rate Summer v3.1, Unit 3792 and retrofits | 315 | 7305 | Rate Constraint in lbs/MMBtu | FALSE | L | Annual | Allowances Purchased NOX | Thousand Tons | 0 | 0 | 0 | 0 | 0 | 0 | 0
IL Fac. Spec. - NOX Rate Summer v3.1, Unit 3792 and retrofits | 315 | 7305 | Rate Constraint in lbs/MMBtu | FALSE | L | Annual | Allowances Sold NOX | Thousand Tons | 0 | 0 | 0 | 0 | 0 | 0 | 0
IL Fac. Spec. - NOX Rate Summer v3.1, Unit 3792 and retrofits | 315 | 7305 | Rate Constraint in lbs/MMBtu | FALSE | L | Annual | Allowances Banked | Thousand Tons | 0 | 0 | 0 | 0 | 0 | 0 | 0
IL Fac. Spec. - NOX Rate Summer v3.1, Unit 3792 and retrofits | 315 | 7305 | Rate Constraint in lbs/MMBtu | FALSE | L | Annual | Allowances Withdrawn (1:1) | Thousand Tons | 0 | 0 | 0 | 0 | 0 | 0 | 0
IL Fac. Spec. - NOX Rate Summer v3.1, Unit 3792 and retrofits | 315 | 7305 | Rate Constraint in lbs/MMBtu | FALSE | L | Annual | Allowances Withdrawn (n:1) | Thousand Tons | 0 | 0 | 0 | 0 | 0 | 0 | 0
IL Fac. Spec. - NOX Rate Summer v3.1, Unit 3792 and retrofits | 315 | 7305 | Rate Constraint in lbs/MMBtu | FALSE | L | Annual | Net Emissions Allowance Position | Thousand Tons | 0 | 0 | 0 | 0 | 0 | 0 | 0
IL Fac. Spec. - NOX Rate Summer v3.1, Unit 3792 and retrofits | 315 | 7305 | Rate Constraint in lbs/MMBtu | FALSE | L | Annual | Fuel Consumed | TBtu | 0 | 0 | 0 | 0 | 0 | 0 | 0
IL Fac. Spec. - NOX Rate Summer v3.1, Unit 3792 and retrofits | 315 | 7305 | Rate Constraint in lbs/MMBtu | FALSE | L | Annual | Rate | lb/MMBtu | 0 | 0 | 0 | 0 | 0 | 0 | 0
IL Fac. Spec. - NOX Rate Summer v3.1, Unit 3792 and retrofits | 315 | 7305 | Rate Constraint in lbs/MMBtu | FALSE | L | Annual | Generation | TWh | 0 | 0 | 0 | 0 | 0 | 0 | 0
IL Fac. Spec. - NOX Rate Summer v3.1, Unit 3792 and retrofits | 315 | 7305 | Rate Constraint in lbs/MMBtu | FALSE | L | Annual | Qualifying Generation | TWh | 0 | 0 | 0 | 0 | 0 | 0 | 0
IL Fac. Spec. - NOX Rate Summer v3.1, Unit 3792 and retrofits | 315 | 7305 | Rate Constraint in lbs/MMBtu | FALSE | L | Annual | Rate | lb/MWh | 0 | 0 | 0 | 0 | 0 | 0 | 0
IL Fac. Spec. - NOX Rate Summer v3.1, Unit 3792 and retrofits | 315 | 7305 | Rate Constraint in lbs/MMBtu | FALSE | L | Annual | Constraint Shadow Price | US2019$/Ton | 0 | 0 | 0 | 0 | 0 | 0 | 0
IL Facility Average - NOX Rate Summer v3.1 | 316 | 7306 | Rate Constraint in lbs/MMBtu | FALSE | L | Annual | Seasons Included | Seasons | Summer | Summer | Summer | Summer | Summer | Summer | Summer
IL Facility Average - NOX Rate Summer v3.1 | 316 | 7306 | Rate Constraint in lbs/MMBtu | FALSE | L | Annual | Standard NOX | lb/MMBtu | 0.25 | 0.25 | 0.25 | 0.25 | 0.25 | 0.25 | 0.25
IL Facility Average - NOX Rate Summer v3.1 | 316 | 7306 | Rate Constraint in lbs/MMBtu | FALSE | L | Annual | Emissions at Affected Plants NOX | Thousand Tons | 2.5067 | 2.5617 | 4.3505 | 3.6886 | 0.24743 | 0.15139 | 0.16156
IL Facility Average - NOX Rate Summer v3.1 | 316 | 7306 | Rate Constraint in lbs/MMBtu | FALSE | L | Annual | Allowances Purchased NOX | Thousand Tons | 0 | 0 | 0 | 0 | 0 | 0 | 0
IL Facility Average - NOX Rate Summer v3.1 | 316 | 7306 | Rate Constraint in lbs/MMBtu | FALSE | L | Annual | Allowances Sold NOX | Thousand Tons | 0 | 0 | 0 | 0 | 0 | 0 | 0
IL Facility Average - NOX Rate Summer v3.1 | 316 | 7306 | Rate Constraint in lbs/MMBtu | FALSE | L | Annual | Allowances Banked | Thousand Tons | 0 | 0 | 0 | 0 | 0 | 0 | 0
IL Facility Average - NOX Rate Summer v3.1 | 316 | 7306 | Rate Constraint in lbs/MMBtu | FALSE | L | Annual | Allowances Withdrawn (1:1) | Thousand Tons | 0 | 0 | 0 | 0 | 0 | 0 | 0
IL Facility Average - NOX Rate Summer v3.1 | 316 | 7306 | Rate Constraint in lbs/MMBtu | FALSE | L | Annual | Allowances Withdrawn (n:1) | Thousand Tons | 0 | 0 | 0 | 0 | 0 | 0 | 0
IL Facility Average - NOX Rate Summer v3.1 | 316 | 7306 | Rate Constraint in lbs/MMBtu | FALSE | L | Annual | Net Emissions Allowance Position | Thousand Tons | 2.5067 | 2.5617 | 4.3505 | 3.6886 | 0.24743 | 0.15139 | 0.16156
IL Facility Average - NOX Rate Summer v3.1 | 316 | 7306 | Rate Constraint in lbs/MMBtu | FALSE | L | Annual | Fuel Consumed | TBtu | 130.643 | 132.8272 | 179.5892 | 155.9627 | 24.0205 | 23.1497 | 26.0434
IL Facility Average - NOX Rate Summer v3.1 | 316 | 7306 | Rate Constraint in lbs/MMBtu | FALSE | L | Annual | Rate | lb/MMBtu | 0.038376 | 0.038572 | 0.048449 | 0.047301 | 0.020602 | 0.013079 | 0.012407
IL Facility Average - NOX Rate Summer v3.1 | 316 | 7306 | Rate Constraint in lbs/MMBtu | FALSE | L | Annual | Generation | TWh | 15.3265 | 15.5316 | 19.9192 | 17.5491 | 3.0213 | 3.1431 | 3.5399
IL Facility Average - NOX Rate Summer v3.1 | 316 | 7306 | Rate Constraint in lbs/MMBtu | FALSE | L | Annual | Qualifying Generation | TWh | 15.1145 | 15.3207 | 19.6482 | 17.3446 | 2.9668 | 3.0291 | 3.4258
IL Facility Average - NOX Rate Summer v3.1 | 316 | 7306 | Rate Constraint in lbs/MMBtu | FALSE | L | Annual | Rate | lb/MWh | 0.3317 | 0.33441 | 0.44284 | 0.42533 | 0.1668 | 0.099957 | 0.09432
IL Facility Average - NOX Rate Summer v3.1 | 316 | 7306 | Rate Constraint in lbs/MMBtu | FALSE | L | Annual | Constraint Shadow Price | US2019$/Ton | 0 | 0 | 0 | 0 | 0 | 0 | 0
IL MPS- Ameren MER Rate Annual v5.12 | 317 | 7318 | MACT Fuel Choice Floor in lbs/MMBtu | FALSE | L | Annual | Seasons Included | Seasons | Winter, WintShld, Summer | Winter, WintShld, Summer | Winter, WintShld, Summer | Winter, WintShld, Summer | Winter, WintShld, Summer | Winter, WintShld, Summer | Winter, WintShld, Summer
IL MPS- Ameren MER Rate Annual v5.12 | 317 | 7318 | MACT Fuel Choice Floor in lbs/MMBtu | FALSE | L | Annual | Emission Floor | lbs/MMBtu | 7.349e-07 | 7.349e-07 | 7.349e-07 | 7.349e-07 | 7.349e-07 | 7.349e-07 | 7.349e-07
IL MPS- Ameren MER Rate Annual v5.12 | 317 | 7318 | MACT Fuel Choice Floor in lbs/MMBtu | FALSE | L | Annual | Emissions at Affected Plants MER | lbs | 0 | 0 | 0 | 0 | 0 | 0 | 0
IL MPS- Ameren MER Rate Annual v5.12 | 317 | 7318 | MACT Fuel Choice Floor in lbs/MMBtu | FALSE | L | Annual | Allowances Purchased MER | lbs | 0 | 0 | 0 | 0 | 0 | 0 | 0
IL MPS- Ameren MER Rate Annual v5.12 | 317 | 7318 | MACT Fuel Choice Floor in lbs/MMBtu | FALSE | L | Annual | Allowances Sold MER | lbs | 0 | 0 | 0 | 0 | 0 | 0 | 0
IL MPS- Ameren MER Rate Annual v5.12 | 317 | 7318 | MACT Fuel Choice Floor in lbs/MMBtu | FALSE | L | Annual | Allowances Banked | lbs | 0 | 0 | 0 | 0 | 0 | 0 | 0
IL MPS- Ameren MER Rate Annual v5.12 | 317 | 7318 | MACT Fuel Choice Floor in lbs/MMBtu | FALSE | L | Annual | Allowances Withdrawn (1:1) | lbs | 0 | 0 | 0 | 0 | 0 | 0 | 0
IL MPS- Ameren MER Rate Annual v5.12 | 317 | 7318 | MACT Fuel Choice Floor in lbs/MMBtu | FALSE | L | Annual | Allowances Withdrawn (n:1) | lbs | 0 | 0 | 0 | 0 | 0 | 0 | 0
IL MPS- Ameren MER Rate Annual v5.12 | 317 | 7318 | MACT Fuel Choice Floor in lbs/MMBtu | FALSE | L | Annual | Net Emissions Allowance Position | lbs | 0 | 0 | 0 | 0 | 0 | 0 | 0
IL MPS- Ameren MER Rate Annual v5.12 | 317 | 7318 | MACT Fuel Choice Floor in lbs/MMBtu | FALSE | L | Annual | Fuel Consumed | TBtu | 0 | 0 | 0 | 0 | 0 | 0 | 0
IL MPS- Ameren MER Rate Annual v5.12 | 317 | 7318 | MACT Fuel Choice Floor in lbs/MMBtu | FALSE | L | Annual | Rate | lb/MMBtu | 0 | 0 | 0 | 0 | 0 | 0 | 0
IL MPS- Ameren MER Rate Annual v5.12 | 317 | 7318 | MACT Fuel Choice Floor in lbs/MMBtu | FALSE | L | Annual | Generation | TWh | 0 | 0 | 0 | 0 | 0 | 0 | 0
IL MPS- Ameren MER Rate Annual v5.12 | 317 | 7318 | MACT Fuel Choice Floor in lbs/MMBtu | FALSE | L | Annual | Qualifying Generation | TWh | 0 | 0 | 0 | 0 | 0 | 0 | 0
IL MPS- Ameren MER Rate Annual v5.12 | 317 | 7318 | MACT Fuel Choice Floor in lbs/MMBtu | FALSE | L | Annual | Constraint Shadow Price | US2019$/Lb | 0 | 0 | 0 | 0 | 0 | 0 | 0
IL MPS- Dynegy MER Rate Annual v5.12 | 321 | 7316 | MACT Fuel Choice Floor in lbs/MMBtu | FALSE | L | Annual | Seasons Included | Seasons | Winter, WintShld, Summer | Winter, WintShld, Summer | Winter, WintShld, Summer | Winter, WintShld, Summer | Winter, WintShld, Summer | Winter, WintShld, Summer | Winter, WintShld, Summer
IL MPS- Dynegy MER Rate Annual v5.12 | 321 | 7316 | MACT Fuel Choice Floor in lbs/MMBtu | FALSE | L | Annual | Emission Floor | lbs/MMBtu | 7.8e-07 | 7.8e-07 | 7.8e-07 | 7.8e-07 | 7.8e-07 | 7.8e-07 | 7.8e-07
IL MPS- Dynegy MER Rate Annual v5.12 | 321 | 7316 | MACT Fuel Choice Floor in lbs/MMBtu | FALSE | L | Annual | Emissions at Affected Plants MER | lbs | 0 | 0 | 0 | 0 | 0 | 0 | 0
IL MPS- Dynegy MER Rate Annual v5.12 | 321 | 7316 | MACT Fuel Choice Floor in lbs/MMBtu | FALSE | L | Annual | Allowances Purchased MER | lbs | 0 | 0 | 0 | 0 | 0 | 0 | 0
IL MPS- Dynegy MER Rate Annual v5.12 | 321 | 7316 | MACT Fuel Choice Floor in lbs/MMBtu | FALSE | L | Annual | Allowances Sold MER | lbs | 0 | 0 | 0 | 0 | 0 | 0 | 0
IL MPS- Dynegy MER Rate Annual v5.12 | 321 | 7316 | MACT Fuel Choice Floor in lbs/MMBtu | FALSE | L | Annual | Allowances Banked | lbs | 0 | 0 | 0 | 0 | 0 | 0 | 0
IL MPS- Dynegy MER Rate Annual v5.12 | 321 | 7316 | MACT Fuel Choice Floor in lbs/MMBtu | FALSE | L | Annual | Allowances Withdrawn (1:1) | lbs | 0 | 0 | 0 | 0 | 0 | 0 | 0
IL MPS- Dynegy MER Rate Annual v5.12 | 321 | 7316 | MACT Fuel Choice Floor in lbs/MMBtu | FALSE | L | Annual | Allowances Withdrawn (n:1) | lbs | 0 | 0 | 0 | 0 | 0 | 0 | 0
IL MPS- Dynegy MER Rate Annual v5.12 | 321 | 7316 | MACT Fuel Choice Floor in lbs/MMBtu | FALSE | L | Annual | Net Emissions Allowance Position | lbs | 0 | 0 | 0 | 0 | 0 | 0 | 0
IL MPS- Dynegy MER Rate Annual v5.12 | 321 | 7316 | MACT Fuel Choice Floor in lbs/MMBtu | FALSE | L | Annual | Fuel Consumed | TBtu | 0 | 0 | 0 | 0 | 0 | 0 | 0
IL MPS- Dynegy MER Rate Annual v5.12 | 321 | 7316 | MACT Fuel Choice Floor in lbs/MMBtu | FALSE | L | Annual | Rate | lb/MMBtu | 0 | 0 | 0 | 0 | 0 | 0 | 0
IL MPS- Dynegy MER Rate Annual v5.12 | 321 | 7316 | MACT Fuel Choice Floor in lbs/MMBtu | FALSE | L | Annual | Generation | TWh | 0 | 0 | 0 | 0 | 0 | 0 | 0
IL MPS- Dynegy MER Rate Annual v5.12 | 321 | 7316 | MACT Fuel Choice Floor in lbs/MMBtu | FALSE | L | Annual | Qualifying Generation | TWh | 0 | 0 | 0 | 0 | 0 | 0 | 0
IL MPS- Dynegy MER Rate Annual v5.12 | 321 | 7316 | MACT Fuel Choice Floor in lbs/MMBtu | FALSE | L | Annual | Constraint Shadow Price | US2019$/Lb | 0 | 0 | 0 | 0 | 0 | 0 | 0
IL MPS- NOX Cap Annual v6.20 | 325 | 7650 | Rate Constraint in MTons | FALSE | L | Annual | Seasons Included | Seasons | Winter, WintShld, Summer | Winter, WintShld, Summer | Winter, WintShld, Summer | Winter, WintShld, Summer | Winter, WintShld, Summer | Winter, WintShld, Summer | Winter, WintShld, Summer
IL MPS- NOX Cap Annual v6.20 | 325 | 7650 | Rate Constraint in MTons | FALSE | L | Annual | Standard NOX | Thousand Tons | 13.37 | 13.37 | 13.37 | 13.37 | 13.37 | 13.37 | 13.37
IL MPS- NOX Cap Annual v6.20 | 325 | 7650 | Rate Constraint in MTons | FALSE | L | Annual | Emissions at Affected Plants NOX | Thousand Tons | 0 | 0 | 0 | 0 | 0 | 0 | 0
IL MPS- NOX Cap Annual v6.20 | 325 | 7650 | Rate Constraint in MTons | FALSE | L | Annual | Allowances Purchased NOX | Thousand Tons | 0 | 0 | 0 | 0 | 0 | 0 | 0
IL MPS- NOX Cap Annual v6.20 | 325 | 7650 | Rate Constraint in MTons | FALSE | L | Annual | Allowances Sold NOX | Thousand Tons | 0 | 0 | 0 | 0 | 0 | 0 | 0
IL MPS- NOX Cap Annual v6.20 | 325 | 7650 | Rate Constraint in MTons | FALSE | L | Annual | Allowances Banked | Thousand Tons | 0 | 0 | 0 | 0 | 0 | 0 | 0
IL MPS- NOX Cap Annual v6.20 | 325 | 7650 | Rate Constraint in MTons | FALSE | L | Annual | Allowances Withdrawn (1:1) | Thousand Tons | 0 | 0 | 0 | 0 | 0 | 0 | 0
IL MPS- NOX Cap Annual v6.20 | 325 | 7650 | Rate Constraint in MTons | FALSE | L | Annual | Allowances Withdrawn (n:1) | Thousand Tons | 0 | 0 | 0 | 0 | 0 | 0 | 0
IL MPS- NOX Cap Annual v6.20 | 325 | 7650 | Rate Constraint in MTons | FALSE | L | Annual | Net Emissions Allowance Position | Thousand Tons | 0 | 0 | 0 | 0 | 0 | 0 | 0
IL MPS- NOX Cap Annual v6.20 | 325 | 7650 | Rate Constraint in MTons | FALSE | L | Annual | Fuel Consumed | TBtu | 0 | 0 | 0 | 0 | 0 | 0 | 0
IL MPS- NOX Cap Annual v6.20 | 325 | 7650 | Rate Constraint in MTons | FALSE | L | Annual | Rate | lb/MMBtu | 0 | 0 | 0 | 0 | 0 | 0 | 0
IL MPS- NOX Cap Annual v6.20 | 325 | 7650 | Rate Constraint in MTons | FALSE | L | Annual | Generation | TWh | 0 | 0 | 0 | 0 | 0 | 0 | 0
IL MPS- NOX Cap Annual v6.20 | 325 | 7650 | Rate Constraint in MTons | FALSE | L | Annual | Qualifying Generation | TWh | 0 | 0 | 0 | 0 | 0 | 0 | 0
IL MPS- NOX Cap Annual v6.20 | 325 | 7650 | Rate Constraint in MTons | FALSE | L | Annual | Rate | lb/MWh | 0 | 0 | 0 | 0 | 0 | 0 | 0
IL MPS- NOX Cap Annual v6.20 | 325 | 7650 | Rate Constraint in MTons | FALSE | L | Annual | Constraint Shadow Price | US2019$/Ton | 0 | 0 | 0 | 0 | 0 | 0 | 0
IL MPS- NOX Cap OzoneSeason v6.20 | 326 | 7651 | Rate Constraint in MTons | FALSE | L | Annual | Seasons Included | Seasons | Summer | Summer | Summer | Summer | Summer | Summer | Summer
IL MPS- NOX Cap OzoneSeason v6.20 | 326 | 7651 | Rate Constraint in MTons | FALSE | L | Annual | Standard NOX | Thousand Tons | 6.675 | 6.675 | 6.675 | 6.675 | 6.675 | 6.675 | 6.675
IL MPS- NOX Cap OzoneSeason v6.20 | 326 | 7651 | Rate Constraint in MTons | FALSE | L | Annual | Emissions at Affected Plants NOX | Thousand Tons | 0 | 0 | 0 | 0 | 0 | 0 | 0
IL MPS- NOX Cap OzoneSeason v6.20 | 326 | 7651 | Rate Constraint in MTons | FALSE | L | Annual | Allowances Purchased NOX | Thousand Tons | 0 | 0 | 0 | 0 | 0 | 0 | 0
IL MPS- NOX Cap OzoneSeason v6.20 | 326 | 7651 | Rate Constraint in MTons | FALSE | L | Annual | Allowances Sold NOX | Thousand Tons | 0 | 0 | 0 | 0 | 0 | 0 | 0
IL MPS- NOX Cap OzoneSeason v6.20 | 326 | 7651 | Rate Constraint in MTons | FALSE | L | Annual | Allowances Banked | Thousand Tons | 0 | 0 | 0 | 0 | 0 | 0 | 0
IL MPS- NOX Cap OzoneSeason v6.20 | 326 | 7651 | Rate Constraint in MTons | FALSE | L | Annual | Allowances Withdrawn (1:1) | Thousand Tons | 0 | 0 | 0 | 0 | 0 | 0 | 0
IL MPS- NOX Cap OzoneSeason v6.20 | 326 | 7651 | Rate Constraint in MTons | FALSE | L | Annual | Allowances Withdrawn (n:1) | Thousand Tons | 0 | 0 | 0 | 0 | 0 | 0 | 0
IL MPS- NOX Cap OzoneSeason v6.20 | 326 | 7651 | Rate Constraint in MTons | FALSE | L | Annual | Net Emissions Allowance Position | Thousand Tons | 0 | 0 | 0 | 0 | 0 | 0 | 0
IL MPS- NOX Cap OzoneSeason v6.20 | 326 | 7651 | Rate Constraint in MTons | FALSE | L | Annual | Fuel Consumed | TBtu | 0 | 0 | 0 | 0 | 0 | 0 | 0
IL MPS- NOX Cap OzoneSeason v6.20 | 326 | 7651 | Rate Constraint in MTons | FALSE | L | Annual | Rate | lb/MMBtu | 0 | 0 | 0 | 0 | 0 | 0 | 0
IL MPS- NOX Cap OzoneSeason v6.20 | 326 | 7651 | Rate Constraint in MTons | FALSE | L | Annual | Generation | TWh | 0 | 0 | 0 | 0 | 0 | 0 | 0
IL MPS- NOX Cap OzoneSeason v6.20 | 326 | 7651 | Rate Constraint in MTons | FALSE | L | Annual | Qualifying Generation | TWh | 0 | 0 | 0 | 0 | 0 | 0 | 0
IL MPS- NOX Cap OzoneSeason v6.20 | 326 | 7651 | Rate Constraint in MTons | FALSE | L | Annual | Rate | lb/MWh | 0 | 0 | 0 | 0 | 0 | 0 | 0
IL MPS- NOX Cap OzoneSeason v6.20 | 326 | 7651 | Rate Constraint in MTons | FALSE | L | Annual | Constraint Shadow Price | US2019$/Ton | 0 | 0 | 0 | 0 | 0 | 0 | 0
IL MPS- SO2 Cap Annual v6.20 | 327 | 7652 | Rate Constraint in MTons | FALSE | L | Annual | Seasons Included | Seasons | Winter, WintShld, Summer | Winter, WintShld, Summer | Winter, WintShld, Summer | Winter, WintShld, Summer | Winter, WintShld, Summer | Winter, WintShld, Summer | Winter, WintShld, Summer
IL MPS- SO2 Cap Annual v6.20 | 327 | 7652 | Rate Constraint in MTons | FALSE | L | Annual | Standard SO2 | Thousand Tons | 34.34 | 34.34 | 34.34 | 34.34 | 34.34 | 34.34 | 34.34
IL MPS- SO2 Cap Annual v6.20 | 327 | 7652 | Rate Constraint in MTons | FALSE | L | Annual | Emissions at Affected Plants SO2 | Thousand Tons | 0 | 0 | 0 | 0 | 0 | 0 | 0
IL MPS- SO2 Cap Annual v6.20 | 327 | 7652 | Rate Constraint in MTons | FALSE | L | Annual | Allowances Purchased SO2 | Thousand Tons | 0 | 0 | 0 | 0 | 0 | 0 | 0
IL MPS- SO2 Cap Annual v6.20 | 327 | 7652 | Rate Constraint in MTons | FALSE | L | Annual | Allowances Sold SO2 | Thousand Tons | 0 | 0 | 0 | 0 | 0 | 0 | 0
IL MPS- SO2 Cap Annual v6.20 | 327 | 7652 | Rate Constraint in MTons | FALSE | L | Annual | Allowances Banked | Thousand Tons | 0 | 0 | 0 | 0 | 0 | 0 | 0
IL MPS- SO2 Cap Annual v6.20 | 327 | 7652 | Rate Constraint in MTons | FALSE | L | Annual | Allowances Withdrawn (1:1) | Thousand Tons | 0 | 0 | 0 | 0 | 0 | 0 | 0
IL MPS- SO2 Cap Annual v6.20 | 327 | 7652 | Rate Constraint in MTons | FALSE | L | Annual | Allowances Withdrawn (n:1) | Thousand Tons | 0 | 0 | 0 | 0 | 0 | 0 | 0
IL MPS- SO2 Cap Annual v6.20 | 327 | 7652 | Rate Constraint in MTons | FALSE | L | Annual | Net Emissions Allowance Position | Thousand Tons | 0 | 0 | 0 | 0 | 0 | 0 | 0
IL MPS- SO2 Cap Annual v6.20 | 327 | 7652 | Rate Constraint in MTons | FALSE | L | Annual | Fuel Consumed | TBtu | 0 | 0 | 0 | 0 | 0 | 0 | 0
IL MPS- SO2 Cap Annual v6.20 | 327 | 7652 | Rate Constraint in MTons | FALSE | L | Annual | Rate | lb/MMBtu | 0 | 0 | 0 | 0 | 0 | 0 | 0
IL MPS- SO2 Cap Annual v6.20 | 327 | 7652 | Rate Constraint in MTons | FALSE | L | Annual | Generation | TWh | 0 | 0 | 0 | 0 | 0 | 0 | 0
IL MPS- SO2 Cap Annual v6.20 | 327 | 7652 | Rate Constraint in MTons | FALSE | L | Annual | Qualifying Generation | TWh | 0 | 0 | 0 | 0 | 0 | 0 | 0
IL MPS- SO2 Cap Annual v6.20 | 327 | 7652 | Rate Constraint in MTons | FALSE | L | Annual | Rate | lb/MWh | 0 | 0 | 0 | 0 | 0 | 0 | 0
IL MPS- SO2 Cap Annual v6.20 | 327 | 7652 | Rate Constraint in MTons | FALSE | L | Annual | Constraint Shadow Price | US2019$/Ton | 0 | 0 | 0 | 0 | 0 | 0 | 0
Kansas Nearman Unit 1NOx Rate Annual v4.10 | 328 | 7320 | Rate Constraint in lbs/MMBtu | FALSE | L | Annual | Seasons Included | Seasons | Winter, WintShld, Summer | Winter, WintShld, Summer | Winter, WintShld, Summer | Winter, WintShld, Summer | Winter, WintShld, Summer | Winter, WintShld, Summer | Winter, WintShld, Summer
Kansas Nearman Unit 1NOx Rate Annual v4.10 | 328 | 7320 | Rate Constraint in lbs/MMBtu | FALSE | L | Annual | Standard NOX | lb/MMBtu | 0.26 | 0.26 | 0.26 | 0.26 | 0.26 | 0.26 | 0.26
Kansas Nearman Unit 1NOx Rate Annual v4.10 | 328 | 7320 | Rate Constraint in lbs/MMBtu | FALSE | L | Annual | Emissions at Affected Plants NOX | Thousand Tons | 1.1404 | 0 | 0 | 0 | 0 | 0 | 0
Kansas Nearman Unit 1NOx Rate Annual v4.10 | 328 | 7320 | Rate Constraint in lbs/MMBtu | FALSE | L | Annual | Allowances Purchased NOX | Thousand Tons | 0 | 0 | 0 | 0 | 0 | 0 | 0
Kansas Nearman Unit 1NOx Rate Annual v4.10 | 328 | 7320 | Rate Constraint in lbs/MMBtu | FALSE | L | Annual | Allowances Sold NOX | Thousand Tons | 0 | 0 | 0 | 0 | 0 | 0 | 0
Kansas Nearman Unit 1NOx Rate Annual v4.10 | 328 | 7320 | Rate Constraint in lbs/MMBtu | FALSE | L | Annual | Allowances Banked | Thousand Tons | 0 | 0 | 0 | 0 | 0 | 0 | 0
Kansas Nearman Unit 1NOx Rate Annual v4.10 | 328 | 7320 | Rate Constraint in lbs/MMBtu | FALSE | L | Annual | Allowances Withdrawn (1:1) | Thousand Tons | 0 | 0 | 0 | 0 | 0 | 0 | 0
Kansas Nearman Unit 1NOx Rate Annual v4.10 | 328 | 7320 | Rate Constraint in lbs/MMBtu | FALSE | L | Annual | Allowances Withdrawn (n:1) | Thousand Tons | 0 | 0 | 0 | 0 | 0 | 0 | 0
Kansas Nearman Unit 1NOx Rate Annual v4.10 | 328 | 7320 | Rate Constraint in lbs/MMBtu | FALSE | L | Annual | Net Emissions Allowance Position | Thousand Tons | 1.1404 | 0 | 0 | 0 | 0 | 0 | 0
Kansas Nearman Unit 1NOx Rate Annual v4.10 | 328 | 7320 | Rate Constraint in lbs/MMBtu | FALSE | L | Annual | Fuel Consumed | TBtu | 10.4937 | 0 | 0 | 0 | 0 | 0 | 0
Kansas Nearman Unit 1NOx Rate Annual v4.10 | 328 | 7320 | Rate Constraint in lbs/MMBtu | FALSE | L | Annual | Rate | lb/MMBtu | 0.21735 | 0 | 0 | 0 | 0 | 0 | 0
Kansas Nearman Unit 1NOx Rate Annual v4.10 | 328 | 7320 | Rate Constraint in lbs/MMBtu | FALSE | L | Annual | Generation | TWh | 0.9184 | 0 | 0 | 0 | 0 | 0 | 0
Kansas Nearman Unit 1NOx Rate Annual v4.10 | 328 | 7320 | Rate Constraint in lbs/MMBtu | FALSE | L | Annual | Qualifying Generation | TWh | 0.9184 | 0 | 0 | 0 | 0 | 0 | 0
Kansas Nearman Unit 1NOx Rate Annual v4.10 | 328 | 7320 | Rate Constraint in lbs/MMBtu | FALSE | L | Annual | Rate | lb/MWh | 2.4834 | 0 | 0 | 0 | 0 | 0 | 0
Kansas Nearman Unit 1NOx Rate Annual v4.10 | 328 | 7320 | Rate Constraint in lbs/MMBtu | FALSE | L | Annual | Constraint Shadow Price | US2019$/Ton | 0 | 0 | 0 | 0 | 0 | 0 | 0
Kansas Quindaro Unit 2 Nox Rate Annual v4.10 | 329 | 7319 | Rate Constraint in lbs/MMBtu | FALSE | L | Annual | Seasons Included | Seasons | Winter, WintShld, Summer | Winter, WintShld, Summer | Winter, WintShld, Summer | Winter, WintShld, Summer | Winter, WintShld, Summer | Winter, WintShld, Summer | Winter, WintShld, Summer
Kansas Quindaro Unit 2 Nox Rate Annual v4.10 | 329 | 7319 | Rate Constraint in lbs/MMBtu | FALSE | L | Annual | Standard NOX | lb/MMBtu | 0.2 | 0.2 | 0.2 | 0.2 | 0.2 | 0.2 | 0.2
Kansas Quindaro Unit 2 Nox Rate Annual v4.10 | 329 | 7319 | Rate Constraint in lbs/MMBtu | FALSE | L | Annual | Emissions at Affected Plants NOX | Thousand Tons | 0 | 0 | 0 | 0 | 0 | 0 | 0
Kansas Quindaro Unit 2 Nox Rate Annual v4.10 | 329 | 7319 | Rate Constraint in lbs/MMBtu | FALSE | L | Annual | Allowances Purchased NOX | Thousand Tons | 0 | 0 | 0 | 0 | 0 | 0 | 0
Kansas Quindaro Unit 2 Nox Rate Annual v4.10 | 329 | 7319 | Rate Constraint in lbs/MMBtu | FALSE | L | Annual | Allowances Sold NOX | Thousand Tons | 0 | 0 | 0 | 0 | 0 | 0 | 0
Kansas Quindaro Unit 2 Nox Rate Annual v4.10 | 329 | 7319 | Rate Constraint in lbs/MMBtu | FALSE | L | Annual | Allowances Banked | Thousand Tons | 0 | 0 | 0 | 0 | 0 | 0 | 0
Kansas Quindaro Unit 2 Nox Rate Annual v4.10 | 329 | 7319 | Rate Constraint in lbs/MMBtu | FALSE | L | Annual | Allowances Withdrawn (1:1) | Thousand Tons | 0 | 0 | 0 | 0 | 0 | 0 | 0
Kansas Quindaro Unit 2 Nox Rate Annual v4.10 | 329 | 7319 | Rate Constraint in lbs/MMBtu | FALSE | L | Annual | Allowances Withdrawn (n:1) | Thousand Tons | 0 | 0 | 0 | 0 | 0 | 0 | 0
Kansas Quindaro Unit 2 Nox Rate Annual v4.10 | 329 | 7319 | Rate Constraint in lbs/MMBtu | FALSE | L | Annual | Net Emissions Allowance Position | Thousand Tons | 0 | 0 | 0 | 0 | 0 | 0 | 0
Kansas Quindaro Unit 2 Nox Rate Annual v4.10 | 329 | 7319 | Rate Constraint in lbs/MMBtu | FALSE | L | Annual | Fuel Consumed | TBtu | 0 | 0 | 0 | 0 | 0 | 0 | 0
Kansas Quindaro Unit 2 Nox Rate Annual v4.10 | 329 | 7319 | Rate Constraint in lbs/MMBtu | FALSE | L | Annual | Rate | lb/MMBtu | 0 | 0 | 0 | 0 | 0 | 0 | 0
Kansas Quindaro Unit 2 Nox Rate Annual v4.10 | 329 | 7319 | Rate Constraint in lbs/MMBtu | FALSE | L | Annual | Generation | TWh | 0 | 0 | 0 | 0 | 0 | 0 | 0
Kansas Quindaro Unit 2 Nox Rate Annual v4.10 | 329 | 7319 | Rate Constraint in lbs/MMBtu | FALSE | L | Annual | Qualifying Generation | TWh | 0 | 0 | 0 | 0 | 0 | 0 | 0
Kansas Quindaro Unit 2 Nox Rate Annual v4.10 | 329 | 7319 | Rate Constraint in lbs/MMBtu | FALSE | L | Annual | Rate | lb/MWh | 0 | 0 | 0 | 0 | 0 | 0 | 0
Kansas Quindaro Unit 2 Nox Rate Annual v4.10 | 329 | 7319 | Rate Constraint in lbs/MMBtu | FALSE | L | Annual | Constraint Shadow Price | US2019$/Ton | 0 | 0 | 0 | 0 | 0 | 0 | 0
KS La Cygne NOX Rate Annual v5.14 | 330 | 7274 | Rate Constraint in lbs/MMBtu | FALSE | L | Annual | Seasons Included | Seasons | Winter, WintShld, Summer | Winter, WintShld, Summer | Winter, WintShld, Summer | Winter, WintShld, Summer | Winter, WintShld, Summer | Winter, WintShld, Summer | Winter, WintShld, Summer
KS La Cygne NOX Rate Annual v5.14 | 330 | 7274 | Rate Constraint in lbs/MMBtu | FALSE | L | Annual | Standard NOX | lb/MMBtu | 0.13 | 0.13 | 0.13 | 0.13 | 0.13 | 0.13 | 0.13
KS La Cygne NOX Rate Annual v5.14 | 330 | 7274 | Rate Constraint in lbs/MMBtu | FALSE | L | Annual | Emissions at Affected Plants NOX | Thousand Tons | 2.0952 | 2.0109 | 0 | 0 | 0 | 0 | 0
KS La Cygne NOX Rate Annual v5.14 | 330 | 7274 | Rate Constraint in lbs/MMBtu | FALSE | L | Annual | Allowances Purchased NOX | Thousand Tons | 0 | 0 | 0 | 0 | 0 | 0 | 0
KS La Cygne NOX Rate Annual v5.14 | 330 | 7274 | Rate Constraint in lbs/MMBtu | FALSE | L | Annual | Allowances Sold NOX | Thousand Tons | 0 | 0 | 0 | 0 | 0 | 0 | 0
KS La Cygne NOX Rate Annual v5.14 | 330 | 7274 | Rate Constraint in lbs/MMBtu | FALSE | L | Annual | Allowances Banked | Thousand Tons | 0 | 0 | 0 | 0 | 0 | 0 | 0
KS La Cygne NOX Rate Annual v5.14 | 330 | 7274 | Rate Constraint in lbs/MMBtu | FALSE | L | Annual | Allowances Withdrawn (1:1) | Thousand Tons | 0 | 0 | 0 | 0 | 0 | 0 | 0
KS La Cygne NOX Rate Annual v5.14 | 330 | 7274 | Rate Constraint in lbs/MMBtu | FALSE | L | Annual | Allowances Withdrawn (n:1) | Thousand Tons | 0 | 0 | 0 | 0 | 0 | 0 | 0
KS La Cygne NOX Rate Annual v5.14 | 330 | 7274 | Rate Constraint in lbs/MMBtu | FALSE | L | Annual | Net Emissions Allowance Position | Thousand Tons | 2.0952 | 2.0109 | 0 | 0 | 0 | 0 | 0
KS La Cygne NOX Rate Annual v5.14 | 330 | 7274 | Rate Constraint in lbs/MMBtu | FALSE | L | Annual | Fuel Consumed | TBtu | 43.6235 | 41.8679 | 0 | 0 | 0 | 0 | 0
KS La Cygne NOX Rate Annual v5.14 | 330 | 7274 | Rate Constraint in lbs/MMBtu | FALSE | L | Annual | Rate | lb/MMBtu | 0.09606 | 0.09606 | 0 | 0 | 0 | 0 | 0
KS La Cygne NOX Rate Annual v5.14 | 330 | 7274 | Rate Constraint in lbs/MMBtu | FALSE | L | Annual | Generation | TWh | 4.1714 | 4.0035 | 0 | 0 | 0 | 0 | 0
KS La Cygne NOX Rate Annual v5.14 | 330 | 7274 | Rate Constraint in lbs/MMBtu | FALSE | L | Annual | Qualifying Generation | TWh | 4.1714 | 4.0035 | 0 | 0 | 0 | 0 | 0
KS La Cygne NOX Rate Annual v5.14 | 330 | 7274 | Rate Constraint in lbs/MMBtu | FALSE | L | Annual | Rate | lb/MWh | 1.0046 | 1.0046 | 0 | 0 | 0 | 0 | 0
KS La Cygne NOX Rate Annual v5.14 | 330 | 7274 | Rate Constraint in lbs/MMBtu | FALSE | L | Annual | Constraint Shadow Price | US2019$/Ton | 0 | 0 | 0 | 0 | 0 | 0 | 0
KS La Cygne SO2 Rate Annual v5.14 | 331 | 7275 | Rate Constraint in lbs/MMBtu | FALSE | L | Annual | Seasons Included | Seasons | Winter, WintShld, Summer | Winter, WintShld, Summer | Winter, WintShld, Summer | Winter, WintShld, Summer | Winter, WintShld, Summer | Winter, WintShld, Summer | Winter, WintShld, Summer
KS La Cygne SO2 Rate Annual v5.14 | 331 | 7275 | Rate Constraint in lbs/MMBtu | FALSE | L | Annual | Standard SO2 | lb/MMBtu | 0.1 | 0.1 | 0.1 | 0.1 | 0.1 | 0.1 | 0.1
KS La Cygne SO2 Rate Annual v5.14 | 331 | 7275 | Rate Constraint in lbs/MMBtu | FALSE | L | Annual | Emissions at Affected Plants SO2 | Thousand Tons | 0.40852 | 0.39208 | 0 | 0 | 0 | 0 | 0
KS La Cygne SO2 Rate Annual v5.14 | 331 | 7275 | Rate Constraint in lbs/MMBtu | FALSE | L | Annual | Allowances Purchased SO2 | Thousand Tons | 0 | 0 | 0 | 0 | 0 | 0 | 0
KS La Cygne SO2 Rate Annual v5.14 | 331 | 7275 | Rate Constraint in lbs/MMBtu | FALSE | L | Annual | Allowances Sold SO2 | Thousand Tons | 0 | 0 | 0 | 0 | 0 | 0 | 0
KS La Cygne SO2 Rate Annual v5.14 | 331 | 7275 | Rate Constraint in lbs/MMBtu | FALSE | L | Annual | Allowances Banked | Thousand Tons | 0 | 0 | 0 | 0 | 0 | 0 | 0
KS La Cygne SO2 Rate Annual v5.14 | 331 | 7275 | Rate Constraint in lbs/MMBtu | FALSE | L | Annual | Allowances Withdrawn (1:1) | Thousand Tons | 0 | 0 | 0 | 0 | 0 | 0 | 0
KS La Cygne SO2 Rate Annual v5.14 | 331 | 7275 | Rate Constraint in lbs/MMBtu | FALSE | L | Annual | Allowances Withdrawn (n:1) | Thousand Tons | 0 | 0 | 0 | 0 | 0 | 0 | 0
KS La Cygne SO2 Rate Annual v5.14 | 331 | 7275 | Rate Constraint in lbs/MMBtu | FALSE | L | Annual | Net Emissions Allowance Position | Thousand Tons | 0.40852 | 0.39208 | 0 | 0 | 0 | 0 | 0
KS La Cygne SO2 Rate Annual v5.14 | 331 | 7275 | Rate Constraint in lbs/MMBtu | FALSE | L | Annual | Fuel Consumed | TBtu | 43.6235 | 41.8679 | 0 | 0 | 0 | 0 | 0
KS La Cygne SO2 Rate Annual v5.14 | 331 | 7275 | Rate Constraint in lbs/MMBtu | FALSE | L | Annual | Rate | lb/MMBtu | 0.018729 | 0.018729 | 0 | 0 | 0 | 0 | 0
KS La Cygne SO2 Rate Annual v5.14 | 331 | 7275 | Rate Constraint in lbs/MMBtu | FALSE | L | Annual | Generation | TWh | 4.1714 | 4.0035 | 0 | 0 | 0 | 0 | 0
KS La Cygne SO2 Rate Annual v5.14 | 331 | 7275 | Rate Constraint in lbs/MMBtu | FALSE | L | Annual | Qualifying Generation | TWh | 4.1714 | 4.0035 | 0 | 0 | 0 | 0 | 0
KS La Cygne SO2 Rate Annual v5.14 | 331 | 7275 | Rate Constraint in lbs/MMBtu | FALSE | L | Annual | Rate | lb/MWh | 0.19587 | 0.19587 | 0 | 0 | 0 | 0 | 0
KS La Cygne SO2 Rate Annual v5.14 | 331 | 7275 | Rate Constraint in lbs/MMBtu | FALSE | L | Annual | Constraint Shadow Price | US2019$/Ton | 0 | 0 | 0 | 0 | 0 | 0 | 0
LA Big Cajun 1 CT- NOx Summer v4.10 | 332 | 7519 | Rate Constraint in lbs/MMBtu | FALSE | L | Annual | Seasons Included | Seasons | Summer | Summer | Summer | Summer | Summer | Summer | Summer
LA Big Cajun 1 CT- NOx Summer v4.10 | 332 | 7519 | Rate Constraint in lbs/MMBtu | FALSE | L | Annual | Standard NOX | lb/MMBtu | 0.2 | 0.2 | 0.2 | 0.2 | 0.2 | 0.2 | 0.2
LA Big Cajun 1 CT- NOx Summer v4.10 | 332 | 7519 | Rate Constraint in lbs/MMBtu | FALSE | L | Annual | Emissions at Affected Plants NOX | Thousand Tons | 0.015494 | 0.0071633 | 0.0072507 | 0.0022713 | 0.00017471 | 0 | 0
LA Big Cajun 1 CT- NOx Summer v4.10 | 332 | 7519 | Rate Constraint in lbs/MMBtu | FALSE | L | Annual | Allowances Purchased NOX | Thousand Tons | 0 | 0 | 0 | 0 | 0 | 0 | 0
LA Big Cajun 1 CT- NOx Summer v4.10 | 332 | 7519 | Rate Constraint in lbs/MMBtu | FALSE | L | Annual | Allowances Sold NOX | Thousand Tons | 0 | 0 | 0 | 0 | 0 | 0 | 0
LA Big Cajun 1 CT- NOx Summer v4.10 | 332 | 7519 | Rate Constraint in lbs/MMBtu | FALSE | L | Annual | Allowances Banked | Thousand Tons | 0 | 0 | 0 | 0 | 0 | 0 | 0
LA Big Cajun 1 CT- NOx Summer v4.10 | 332 | 7519 | Rate Constraint in lbs/MMBtu | FALSE | L | Annual | Allowances Withdrawn (1:1) | Thousand Tons | 0 | 0 | 0 | 0 | 0 | 0 | 0
LA Big Cajun 1 CT- NOx Summer v4.10 | 332 | 7519 | Rate Constraint in lbs/MMBtu | FALSE | L | Annual | Allowances Withdrawn (n:1) | Thousand Tons | 0 | 0 | 0 | 0 | 0 | 0 | 0
LA Big Cajun 1 CT- NOx Summer v4.10 | 332 | 7519 | Rate Constraint in lbs/MMBtu | FALSE | L | Annual | Net Emissions Allowance Position | Thousand Tons | 0.015494 | 0.0071633 | 0.0072507 | 0.0022713 | 0.00017471 | 0 | 0
LA Big Cajun 1 CT- NOx Summer v4.10 | 332 | 7519 | Rate Constraint in lbs/MMBtu | FALSE | L | Annual | Fuel Consumed | TBtu | 0.42662 | 0.19724 | 0.19965 | 0.06254 | 0.0048108 | 0 | 0
LA Big Cajun 1 CT- NOx Summer v4.10 | 332 | 7519 | Rate Constraint in lbs/MMBtu | FALSE | L | Annual | Rate | lb/MMBtu | 0.072635 | 0.072635 | 0.072635 | 0.072635 | 0.072635 | 0 | 0
LA Big Cajun 1 CT- NOx Summer v4.10 | 332 | 7519 | Rate Constraint in lbs/MMBtu | FALSE | L | Annual | Generation | TWh | 0.033729 | 0.015594 | 0.015784 | 0.0049445 | 0.00038034 | 0 | 0
LA Big Cajun 1 CT- NOx Summer v4.10 | 332 | 7519 | Rate Constraint in lbs/MMBtu | FALSE | L | Annual | Qualifying Generation | TWh | 0.033729 | 0.015594 | 0.015784 | 0.0049445 | 0.00038034 | 0 | 0
LA Big Cajun 1 CT- NOx Summer v4.10 | 332 | 7519 | Rate Constraint in lbs/MMBtu | FALSE | L | Annual | Rate | lb/MWh | 0.91872 | 0.91872 | 0.91872 | 0.91872 | 0.91872 | 0 | 0
LA Big Cajun 1 CT- NOx Summer v4.10 | 332 | 7519 | Rate Constraint in lbs/MMBtu | FALSE | L | Annual | Constraint Shadow Price | US2019$/Ton | 0 | 0 | 0 | 0 | 0 | 0 | 0
LA Big Cajun 1 OGS- NOx Summer v4.10 | 333 | 7520 | Rate Constraint in lbs/MMBtu | FALSE | L | Annual | Seasons Included | Seasons | Summer | Summer | Summer | Summer | Summer | Summer | Summer
LA Big Cajun 1 OGS- NOx Summer v4.10 | 333 | 7520 | Rate Constraint in lbs/MMBtu | FALSE | L | Annual | Standard NOX | lb/MMBtu | 0.1 | 0.1 | 0.1 | 0.1 | 0.1 | 0.1 | 0.1
LA Big Cajun 1 OGS- NOx Summer v4.10 | 333 | 7520 | Rate Constraint in lbs/MMBtu | FALSE | L | Annual | Emissions at Affected Plants NOX | Thousand Tons | 0 | 0 | 0 | 0 | 0 | 0 | 0
LA Big Cajun 1 OGS- NOx Summer v4.10 | 333 | 7520 | Rate Constraint in lbs/MMBtu | FALSE | L | Annual | Allowances Purchased NOX | Thousand Tons | 0 | 0 | 0 | 0 | 0 | 0 | 0
LA Big Cajun 1 OGS- NOx Summer v4.10 | 333 | 7520 | Rate Constraint in lbs/MMBtu | FALSE | L | Annual | Allowances Sold NOX | Thousand Tons | 0 | 0 | 0 | 0 | 0 | 0 | 0
LA Big Cajun 1 OGS- NOx Summer v4.10 | 333 | 7520 | Rate Constraint in lbs/MMBtu | FALSE | L | Annual | Allowances Banked | Thousand Tons | 0 | 0 | 0 | 0 | 0 | 0 | 0
LA Big Cajun 1 OGS- NOx Summer v4.10 | 333 | 7520 | Rate Constraint in lbs/MMBtu | FALSE | L | Annual | Allowances Withdrawn (1:1) | Thousand Tons | 0 | 0 | 0 | 0 | 0 | 0 | 0
LA Big Cajun 1 OGS- NOx Summer v4.10 | 333 | 7520 | Rate Constraint in lbs/MMBtu | FALSE | L | Annual | Allowances Withdrawn (n:1) | Thousand Tons | 0 | 0 | 0 | 0 | 0 | 0 | 0
LA Big Cajun 1 OGS- NOx Summer v4.10 | 333 | 7520 | Rate Constraint in lbs/MMBtu | FALSE | L | Annual | Net Emissions Allowance Position | Thousand Tons | 0 | 0 | 0 | 0 | 0 | 0 | 0
LA Big Cajun 1 OGS- NOx Summer v4.10 | 333 | 7520 | Rate Constraint in lbs/MMBtu | FALSE | L | Annual | Fuel Consumed | TBtu | 0 | 0 | 0 | 0 | 0 | 0 | 0
LA Big Cajun 1 OGS- NOx Summer v4.10 | 333 | 7520 | Rate Constraint in lbs/MMBtu | FALSE | L | Annual | Rate | lb/MMBtu | 0 | 0 | 0 | 0 | 0 | 0 | 0
LA Big Cajun 1 OGS- NOx Summer v4.10 | 333 | 7520 | Rate Constraint in lbs/MMBtu | FALSE | L | Annual | Generation | TWh | 0 | 0 | 0 | 0 | 0 | 0 | 0
LA Big Cajun 1 OGS- NOx Summer v4.10 | 333 | 7520 | Rate Constraint in lbs/MMBtu | FALSE | L | Annual | Qualifying Generation | TWh | 0 | 0 | 0 | 0 | 0 | 0 | 0
LA Big Cajun 1 OGS- NOx Summer v4.10 | 333 | 7520 | Rate Constraint in lbs/MMBtu | FALSE | L | Annual | Rate | lb/MWh | 0 | 0 | 0 | 0 | 0 | 0 | 0
LA Big Cajun 1 OGS- NOx Summer v4.10 | 333 | 7520 | Rate Constraint in lbs/MMBtu | FALSE | L | Annual | Constraint Shadow Price | US2019$/Ton | 0 | 0 | 0 | 0 | 0 | 0 | 0
LA Big Cajun 2- NOx Summer v4.10 | 334 | 7521 | Rate Constraint in lbs/MMBtu | FALSE | L | Annual | Seasons Included | Seasons | Summer | Summer | Summer | Summer | Summer | Summer | Summer
LA Big Cajun 2- NOx Summer v4.10 | 334 | 7521 | Rate Constraint in lbs/MMBtu | FALSE | L | Annual | Standard NOX | lb/MMBtu | 0.21 | 0.21 | 0.21 | 0.21 | 0.21 | 0.21 | 0.21
LA Big Cajun 2- NOx Summer v4.10 | 334 | 7521 | Rate Constraint in lbs/MMBtu | FALSE | L | Annual | Emissions at Affected Plants NOX | Thousand Tons | 0 | 0 | 0 | 0 | 0 | 0 | 0
LA Big Cajun 2- NOx Summer v4.10 | 334 | 7521 | Rate Constraint in lbs/MMBtu | FALSE | L | Annual | Allowances Purchased NOX | Thousand Tons | 0 | 0 | 0 | 0 | 0 | 0 | 0
LA Big Cajun 2- NOx Summer v4.10 | 334 | 7521 | Rate Constraint in lbs/MMBtu | FALSE | L | Annual | Allowances Sold NOX | Thousand Tons | 0 | 0 | 0 | 0 | 0 | 0 | 0
LA Big Cajun 2- NOx Summer v4.10 | 334 | 7521 | Rate Constraint in lbs/MMBtu | FALSE | L | Annual | Allowances Banked | Thousand Tons | 0 | 0 | 0 | 0 | 0 | 0 | 0
LA Big Cajun 2- NOx Summer v4.10 | 334 | 7521 | Rate Constraint in lbs/MMBtu | FALSE | L | Annual | Allowances Withdrawn (1:1) | Thousand Tons | 0 | 0 | 0 | 0 | 0 | 0 | 0
LA Big Cajun 2- NOx Summer v4.10 | 334 | 7521 | Rate Constraint in lbs/MMBtu | FALSE | L | Annual | Allowances Withdrawn (n:1) | Thousand Tons | 0 | 0 | 0 | 0 | 0 | 0 | 0
LA Big Cajun 2- NOx Summer v4.10 | 334 | 7521 | Rate Constraint in lbs/MMBtu | FALSE | L | Annual | Net Emissions Allowance Position | Thousand Tons | 0 | 0 | 0 | 0 | 0 | 0 | 0
LA Big Cajun 2- NOx Summer v4.10 | 334 | 7521 | Rate Constraint in lbs/MMBtu | FALSE | L | Annual | Fuel Consumed | TBtu | 0 | 0 | 0 | 0 | 0 | 0 | 0
LA Big Cajun 2- NOx Summer v4.10 | 334 | 7521 | Rate Constraint in lbs/MMBtu | FALSE | L | Annual | Rate | lb/MMBtu | 0 | 0 | 0 | 0 | 0 | 0 | 0
LA Big Cajun 2- NOx Summer v4.10 | 334 | 7521 | Rate Constraint in lbs/MMBtu | FALSE | L | Annual | Generation | TWh | 0 | 0 | 0 | 0 | 0 | 0 | 0
LA Big Cajun 2- NOx Summer v4.10 | 334 | 7521 | Rate Constraint in lbs/MMBtu | FALSE | L | Annual | Qualifying Generation | TWh | 0 | 0 | 0 | 0 | 0 | 0 | 0
LA Big Cajun 2- NOx Summer v4.10 | 334 | 7521 | Rate Constraint in lbs/MMBtu | FALSE | L | Annual | Rate | lb/MWh | 0 | 0 | 0 | 0 | 0 | 0 | 0
LA Big Cajun 2- NOx Summer v4.10 | 334 | 7521 | Rate Constraint in lbs/MMBtu | FALSE | L | Annual | Constraint Shadow Price | US2019$/Ton | 0 | 0 | 0 | 0 | 0 | 0 | 0
LA Carville Energy LLC -Nox Summer v5.12 | 335 | 7522 | Rate Constraint in lbs/MMBtu | FALSE | L | Annual | Seasons Included | Seasons | Summer | Summer | Summer | Summer | Summer | Summer | Summer
LA Carville Energy LLC -Nox Summer v5.12 | 335 | 7522 | Rate Constraint in lbs/MMBtu | FALSE | L | Annual | Standard NOX | lb/MMBtu | 0.2 | 0.2 | 0.2 | 0.2 | 0.2 | 0.2 | 0.2
LA Carville Energy LLC -Nox Summer v5.12 | 335 | 7522 | Rate Constraint in lbs/MMBtu | FALSE | L | Annual | Emissions at Affected Plants NOX | Thousand Tons | 0.11769 | 0.11769 | 0.11769 | 0.11769 | 0.11769 | 0.11769 | 0.11769
LA Carville Energy LLC -Nox Summer v5.12 | 335 | 7522 | Rate Constraint in lbs/MMBtu | FALSE | L | Annual | Allowances Purchased NOX | Thousand Tons | 0 | 0 | 0 | 0 | 0 | 0 | 0
LA Carville Energy LLC -Nox Summer v5.12 | 335 | 7522 | Rate Constraint in lbs/MMBtu | FALSE | L | Annual | Allowances Sold NOX | Thousand Tons | 0 | 0 | 0 | 0 | 0 | 0 | 0
LA Carville Energy LLC -Nox Summer v5.12 | 335 | 7522 | Rate Constraint in lbs/MMBtu | FALSE | L | Annual | Allowances Banked | Thousand Tons | 0 | 0 | 0 | 0 | 0 | 0 | 0
LA Carville Energy LLC -Nox Summer v5.12 | 335 | 7522 | Rate Constraint in lbs/MMBtu | FALSE | L | Annual | Allowances Withdrawn (1:1) | Thousand Tons | 0 | 0 | 0 | 0 | 0 | 0 | 0
LA Carville Energy LLC -Nox Summer v5.12 | 335 | 7522 | Rate Constraint in lbs/MMBtu | FALSE | L | Annual | Allowances Withdrawn (n:1) | Thousand Tons | 0 | 0 | 0 | 0 | 0 | 0 | 0
LA Carville Energy LLC -Nox Summer v5.12 | 335 | 7522 | Rate Constraint in lbs/MMBtu | FALSE | L | Annual | Net Emissions Allowance Position | Thousand Tons | 0.11769 | 0.11769 | 0.11769 | 0.11769 | 0.11769 | 0.11769 | 0.11769
LA Carville Energy LLC -Nox Summer v5.12 | 335 | 7522 | Rate Constraint in lbs/MMBtu | FALSE | L | Annual | Fuel Consumed | TBtu | 8.526 | 8.526 | 8.526 | 8.526 | 8.526 | 8.526 | 8.526
LA Carville Energy LLC -Nox Summer v5.12 | 335 | 7522 | Rate Constraint in lbs/MMBtu | FALSE | L | Annual | Rate | lb/MMBtu | 0.027608 | 0.027608 | 0.027608 | 0.027608 | 0.027608 | 0.027608 | 0.027608
LA Carville Energy LLC -Nox Summer v5.12 | 335 | 7522 | Rate Constraint in lbs/MMBtu | FALSE | L | Annual | Generation | TWh | 1.717 | 1.717 | 1.717 | 1.717 | 1.717 | 1.717 | 1.717
LA Carville Energy LLC -Nox Summer v5.12 | 335 | 7522 | Rate Constraint in lbs/MMBtu | FALSE | L | Annual | Qualifying Generation | TWh | 1.3011 | 1.3011 | 1.3011 | 1.3011 | 1.3011 | 1.3011 | 1.3011
LA Carville Energy LLC -Nox Summer v5.12 | 335 | 7522 | Rate Constraint in lbs/MMBtu | FALSE | L | Annual | Rate | lb/MWh | 0.18092 | 0.18092 | 0.18092 | 0.18092 | 0.18092 | 0.18092 | 0.18092
LA Carville Energy LLC -Nox Summer v5.12 | 335 | 7522 | Rate Constraint in lbs/MMBtu | FALSE | L | Annual | Constraint Shadow Price | US2019$/Ton | 0 | 0 | 0 | 0 | 0 | 0 | 0
LA Formosa Plastics High - NOx Summer v4.10 | 336 | 7523 | Rate Constraint in lbs/MMBtu | FALSE | L | Annual | Seasons Included | Seasons | Summer | Summer | Summer | Summer | Summer | Summer | Summer
LA Formosa Plastics High - NOx Summer v4.10 | 336 | 7523 | Rate Constraint in lbs/MMBtu | FALSE | L | Annual | Standard NOX | lb/MMBtu | 0.52663 | 0.52663 | 0.52663 | 0.52663 | 0.52663 | 0.52663 | 0.52663
LA Formosa Plastics High - NOx Summer v4.10 | 336 | 7523 | Rate Constraint in lbs/MMBtu | FALSE | L | Annual | Emissions at Affected Plants NOX | Thousand Tons | 0.015718 | 0.02095 | 0.014258 | 0.014263 | 0.014269 | 0.014269 | 0.014269
LA Formosa Plastics High - NOx Summer v4.10 | 336 | 7523 | Rate Constraint in lbs/MMBtu | FALSE | L | Annual | Allowances Purchased NOX | Thousand Tons | 0 | 0 | 0 | 0 | 0 | 0 | 0
LA Formosa Plastics High - NOx Summer v4.10 | 336 | 7523 | Rate Constraint in lbs/MMBtu | FALSE | L | Annual | Allowances Sold NOX | Thousand Tons | 0 | 0 | 0 | 0 | 0 | 0 | 0
LA Formosa Plastics High - NOx Summer v4.10 | 336 | 7523 | Rate Constraint in lbs/MMBtu | FALSE | L | Annual | Allowances Banked | Thousand Tons | 0 | 0 | 0 | 0 | 0 | 0 | 0
LA Formosa Plastics High - NOx Summer v4.10 | 336 | 7523 | Rate Constraint in lbs/MMBtu | FALSE | L | Annual | Allowances Withdrawn (1:1) | Thousand Tons | 0 | 0 | 0 | 0 | 0 | 0 | 0
LA Formosa Plastics High - NOx Summer v4.10 | 336 | 7523 | Rate Constraint in lbs/MMBtu | FALSE | L | Annual | Allowances Withdrawn (n:1) | Thousand Tons | 0 | 0 | 0 | 0 | 0 | 0 | 0
LA Formosa Plastics High - NOx Summer v4.10 | 336 | 7523 | Rate Constraint in lbs/MMBtu | FALSE | L | Annual | Net Emissions Allowance Position | Thousand Tons | 0.015718 | 0.02095 | 0.014258 | 0.014263 | 0.014269 | 0.014269 | 0.014269
LA Formosa Plastics High - NOx Summer v4.10 | 336 | 7523 | Rate Constraint in lbs/MMBtu | FALSE | L | Annual | Fuel Consumed | TBtu | 0.11889 | 0.15846 | 0.10784 | 0.10788 | 0.10793 | 0.10793 | 0.10793
LA Formosa Plastics High - NOx Summer v4.10 | 336 | 7523 | Rate Constraint in lbs/MMBtu | FALSE | L | Annual | Rate | lb/MMBtu | 0.26442 | 0.26442 | 0.26442 | 0.26442 | 0.26442 | 0.26442 | 0.26442
LA Formosa Plastics High - NOx Summer v4.10 | 336 | 7523 | Rate Constraint in lbs/MMBtu | FALSE | L | Annual | Generation | TWh | 0.037717 | 0.050271 | 0.034212 | 0.034226 | 0.034239 | 0.034239 | 0.034239
LA Formosa Plastics High - NOx Summer v4.10 | 336 | 7523 | Rate Constraint in lbs/MMBtu | FALSE | L | Annual | Qualifying Generation | TWh | 0.014324 | 0.019092 | 0.012993 | 0.012998 | 0.013003 | 0.013003 | 0.013003
LA Formosa Plastics High - NOx Summer v4.10 | 336 | 7523 | Rate Constraint in lbs/MMBtu | FALSE | L | Annual | Rate | lb/MWh | 2.1947 | 2.1947 | 2.1947 | 2.1947 | 2.1947 | 2.1947 | 2.1947
LA Formosa Plastics High - NOx Summer v4.10 | 336 | 7523 | Rate Constraint in lbs/MMBtu | FALSE | L | Annual | Constraint Shadow Price | US2019$/Ton | 0 | 0 | 0 | 0 | 0 | 0 | 0
LA Formosa Plastics Low - NOx Summer v4.10 | 337 | 7524 | Rate Constraint in lbs/MMBtu | FALSE | L | Annual | Seasons Included | Seasons | Summer | Summer | Summer | Summer | Summer | Summer | Summer
LA Formosa Plastics Low - NOx Summer v4.10 | 337 | 7524 | Rate Constraint in lbs/MMBtu | FALSE | L | Annual | Standard NOX | lb/MMBtu | 0.28506 | 0.28506 | 0.28506 | 0.28506 | 0.28506 | 0.28506 | 0.28506
LA Formosa Plastics Low - NOx Summer v4.10 | 337 | 7524 | Rate Constraint in lbs/MMBtu | FALSE | L | Annual | Emissions at Affected Plants NOX | Thousand Tons | 0.038696 | 0.026188 | 0.038392 | 0.038275 | 0.038181 | 0.0361 | 0.038181
LA Formosa Plastics Low - NOx Summer v4.10 | 337 | 7524 | Rate Constraint in lbs/MMBtu | FALSE | L | Annual | Allowances Purchased NOX | Thousand Tons | 0 | 0 | 0 | 0 | 0 | 0 | 0
LA Formosa Plastics Low - NOx Summer v4.10 | 337 | 7524 | Rate Constraint in lbs/MMBtu | FALSE | L | Annual | Allowances Sold NOX | Thousand Tons | 0 | 0 | 0 | 0 | 0 | 0 | 0
LA Formosa Plastics Low - NOx Summer v4.10 | 337 | 7524 | Rate Constraint in lbs/MMBtu | FALSE | L | Annual | Allowances Banked | Thousand Tons | 0 | 0 | 0 | 0 | 0 | 0 | 0
LA Formosa Plastics Low - NOx Summer v4.10 | 337 | 7524 | Rate Constraint in lbs/MMBtu | FALSE | L | Annual | Allowances Withdrawn (1:1) | Thousand Tons | 0 | 0 | 0 | 0 | 0 | 0 | 0
LA Formosa Plastics Low - NOx Summer v4.10 | 337 | 7524 | Rate Constraint in lbs/MMBtu | FALSE | L | Annual | Allowances Withdrawn (n:1) | Thousand Tons | 0 | 0 | 0 | 0 | 0 | 0 | 0
LA Formosa Plastics Low - NOx Summer v4.10 | 337 | 7524 | Rate Constraint in lbs/MMBtu | FALSE | L | Annual | Net Emissions Allowance Position | Thousand Tons | 0.038696 | 0.026188 | 0.038392 | 0.038275 | 0.038181 | 0.0361 | 0.038181
LA Formosa Plastics Low - NOx Summer v4.10 | 337 | 7524 | Rate Constraint in lbs/MMBtu | FALSE | L | Annual | Fuel Consumed | TBtu | 0.59986 | 0.40596 | 0.59514 | 0.59333 | 0.59187 | 0.55962 | 0.59187
LA Formosa Plastics Low - NOx Summer v4.10 | 337 | 7524 | Rate Constraint in lbs/MMBtu | FALSE | L | Annual | Rate | lb/MMBtu | 0.12902 | 0.12902 | 0.12902 | 0.12902 | 0.12902 | 0.12902 | 0.12902
LA Formosa Plastics Low - NOx Summer v4.10 | 337 | 7524 | Rate Constraint in lbs/MMBtu | FALSE | L | Annual | Generation | TWh | 0.098273 | 0.066507 | 0.0975 | 0.097203 | 0.096965 | 0.09168 | 0.096965
LA Formosa Plastics Low - NOx Summer v4.10 | 337 | 7524 | Rate Constraint in lbs/MMBtu | FALSE | L | Annual | Qualifying Generation | TWh | 0.06895 | 0.046662 | 0.068407 | 0.068199 | 0.068032 | 0.064324 | 0.068032
LA Formosa Plastics Low - NOx Summer v4.10 | 337 | 7524 | Rate Constraint in lbs/MMBtu | FALSE | L | Annual | Rate | lb/MWh | 1.1224 | 1.1224 | 1.1224 | 1.1224 | 1.1224 | 1.1224 | 1.1224
LA Formosa Plastics Low - NOx Summer v4.10 | 337 | 7524 | Rate Constraint in lbs/MMBtu | FALSE | L | Annual | Constraint Shadow Price | US2019$/Ton | 0 | 0 | 0 | 0 | 0 | 0 | 0
LA Geismar Cogen -Nox Summer v5.12 | 338 | 7525 | Rate Constraint in lbs/MMBtu | FALSE | L | Annual | Seasons Included | Seasons | Summer | Summer | Summer | Summer | Summer | Summer | Summer
LA Geismar Cogen -Nox Summer v5.12 | 338 | 7525 | Rate Constraint in lbs/MMBtu | FALSE | L | Annual | Standard NOX | lb/MMBtu | 0.2 | 0.2 | 0.2 | 0.2 | 0.2 | 0.2 | 0.2
LA Geismar Cogen -Nox Summer v5.12 | 338 | 7525 | Rate Constraint in lbs/MMBtu | FALSE | L | Annual | Emissions at Affected Plants NOX | Thousand Tons | 0 | 0 | 0 | 0 | 0 | 0 | 0
LA Geismar Cogen -Nox Summer v5.12 | 338 | 7525 | Rate Constraint in lbs/MMBtu | FALSE | L | Annual | Allowances Purchased NOX | Thousand Tons | 0 | 0 | 0 | 0 | 0 | 0 | 0
LA Geismar Cogen -Nox Summer v5.12 | 338 | 7525 | Rate Constraint in lbs/MMBtu | FALSE | L | Annual | Allowances Sold NOX | Thousand Tons | 0 | 0 | 0 | 0 | 0 | 0 | 0
LA Geismar Cogen -Nox Summer v5.12 | 338 | 7525 | Rate Constraint in lbs/MMBtu | FALSE | L | Annual | Allowances Banked | Thousand Tons | 0 | 0 | 0 | 0 | 0 | 0 | 0
LA Geismar Cogen -Nox Summer v5.12 | 338 | 7525 | Rate Constraint in lbs/MMBtu | FALSE | L | Annual | Allowances Withdrawn (1:1) | Thousand Tons | 0 | 0 | 0 | 0 | 0 | 0 | 0
LA Geismar Cogen -Nox Summer v5.12 | 338 | 7525 | Rate Constraint in lbs/MMBtu | FALSE | L | Annual | Allowances Withdrawn (n:1) | Thousand Tons | 0 | 0 | 0 | 0 | 0 | 0 | 0
LA Geismar Cogen -Nox Summer v5.12 | 338 | 7525 | Rate Constraint in lbs/MMBtu | FALSE | L | Annual | Net Emissions Allowance Position | Thousand Tons | 0 | 0 | 0 | 0 | 0 | 0 | 0
LA Geismar Cogen -Nox Summer v5.12 | 338 | 7525 | Rate Constraint in lbs/MMBtu | FALSE | L | Annual | Fuel Consumed | TBtu | 0 | 0 | 0 | 0 | 0 | 0 | 0
LA Geismar Cogen -Nox Summer v5.12 | 338 | 7525 | Rate Constraint in lbs/MMBtu | FALSE | L | Annual | Rate | lb/MMBtu | 0 | 0 | 0 | 0 | 0 | 0 | 0
LA Geismar Cogen -Nox Summer v5.12 | 338 | 7525 | Rate Constraint in lbs/MMBtu | FALSE | L | Annual | Generation | TWh | 0 | 0 | 0 | 0 | 0 | 0 | 0
LA Geismar Cogen -Nox Summer v5.12 | 338 | 7525 | Rate Constraint in lbs/MMBtu | FALSE | L | Annual | Qualifying Generation | TWh | 0 | 0 | 0 | 0 | 0 | 0 | 0
LA Geismar Cogen -Nox Summer v5.12 | 338 | 7525 | Rate Constraint in lbs/MMBtu | FALSE | L | Annual | Rate | lb/MWh | 0 | 0 | 0 | 0 | 0 | 0 | 0
LA Geismar Cogen -Nox Summer v5.12 | 338 | 7525 | Rate Constraint in lbs/MMBtu | FALSE | L | Annual | Constraint Shadow Price | US2019$/Ton | 0 | 0 | 0 | 0 | 0 | 0 | 0
LA Georgia Gulf Plaquemine -Nox Summer v5.12 | 339 | 7526 | Rate Constraint in lbs/MMBtu | FALSE | L | Annual | Seasons Included | Seasons | Summer | Summer | Summer | Summer | Summer | Summer | Summer
LA Georgia Gulf Plaquemine -Nox Summer v5.12 | 339 | 7526 | Rate Constraint in lbs/MMBtu | FALSE | L | Annual | Standard NOX | lb/MMBtu | 0.2 | 0.2 | 0.2 | 0.2 | 0.2 | 0.2 | 0.2
LA Georgia Gulf Plaquemine -Nox Summer v5.12 | 339 | 7526 | Rate Constraint in lbs/MMBtu | FALSE | L | Annual | Emissions at Affected Plants NOX | Thousand Tons | 0 | 0 | 0 | 0 | 0 | 0 | 0
LA Georgia Gulf Plaquemine -Nox Summer v5.12 | 339 | 7526 | Rate Constraint in lbs/MMBtu | FALSE | L | Annual | Allowances Purchased NOX | Thousand Tons | 0 | 0 | 0 | 0 | 0 | 0 | 0
LA Georgia Gulf Plaquemine -Nox Summer v5.12 | 339 | 7526 | Rate Constraint in lbs/MMBtu | FALSE | L | Annual | Allowances Sold NOX | Thousand Tons | 0 | 0 | 0 | 0 | 0 | 0 | 0
LA Georgia Gulf Plaquemine -Nox Summer v5.12 | 339 | 7526 | Rate Constraint in lbs/MMBtu | FALSE | L | Annual | Allowances Banked | Thousand Tons | 0 | 0 | 0 | 0 | 0 | 0 | 0
LA Georgia Gulf Plaquemine -Nox Summer v5.12 | 339 | 7526 | Rate Constraint in lbs/MMBtu | FALSE | L | Annual | Allowances Withdrawn (1:1) | Thousand Tons | 0 | 0 | 0 | 0 | 0 | 0 | 0
LA Georgia Gulf Plaquemine -Nox Summer v5.12 | 339 | 7526 | Rate Constraint in lbs/MMBtu | FALSE | L | Annual | Allowances Withdrawn (n:1) | Thousand Tons | 0 | 0 | 0 | 0 | 0 | 0 | 0
LA Georgia Gulf Plaquemine -Nox Summer v5.12 | 339 | 7526 | Rate Constraint in lbs/MMBtu | FALSE | L | Annual | Net Emissions Allowance Position | Thousand Tons | 0 | 0 | 0 | 0 | 0 | 0 | 0
LA Georgia Gulf Plaquemine -Nox Summer v5.12 | 339 | 7526 | Rate Constraint in lbs/MMBtu | FALSE | L | Annual | Fuel Consumed | TBtu | 0 | 0 | 0 | 0 | 0 | 0 | 0
LA Georgia Gulf Plaquemine -Nox Summer v5.12 | 339 | 7526 | Rate Constraint in lbs/MMBtu | FALSE | L | Annual | Rate | lb/MMBtu | 0 | 0 | 0 | 0 | 0 | 0 | 0
LA Georgia Gulf Plaquemine -Nox Summer v5.12 | 339 | 7526 | Rate Constraint in lbs/MMBtu | FALSE | L | Annual | Generation | TWh | 0 | 0 | 0 | 0 | 0 | 0 | 0
LA Georgia Gulf Plaquemine -Nox Summer v5.12 | 339 | 7526 | Rate Constraint in lbs/MMBtu | FALSE | L | Annual | Qualifying Generation | TWh | 0 | 0 | 0 | 0 | 0 | 0 | 0
LA Georgia Gulf Plaquemine -Nox Summer v5.12 | 339 | 7526 | Rate Constraint in lbs/MMBtu | FALSE | L | Annual | Rate | lb/MWh | 0 | 0 | 0 | 0 | 0 | 0 | 0
LA Georgia Gulf Plaquemine -Nox Summer v5.12 | 339 | 7526 | Rate Constraint in lbs/MMBtu | FALSE | L | Annual | Constraint Shadow Price | US2019$/Ton | 64950.174 | 173431.0012 | 196909.1546 | 228644.4369 | 152370.1524 | 13919.012 | 7381.0454
LA Louisiana 1 - NOx Summer v4.10 | 340 | 7527 | Rate Constraint in lbs/MMBtu | FALSE | L | Annual | Seasons Included | Seasons | Summer | Summer | Summer | Summer | Summer | Summer | Summer
LA Louisiana 1 - NOx Summer v4.10 | 340 | 7527 | Rate Constraint in lbs/MMBtu | FALSE | L | Annual | Standard NOX | lb/MMBtu | 0.24144 | 0.24144 | 0.24144 | 0.24144 | 0.24144 | 0.24144 | 0.24144
LA Louisiana 1 - NOx Summer v4.10 | 340 | 7527 | Rate Constraint in lbs/MMBtu | FALSE | L | Annual | Emissions at Affected Plants NOX | Thousand Tons | 0.097605 | 0.097605 | 0.097605 | 0.097605 | 0.097605 | 0.097605 | 0.097605
LA Louisiana 1 - NOx Summer v4.10 | 340 | 7527 | Rate Constraint in lbs/MMBtu | FALSE | L | Annual | Allowances Purchased NOX | Thousand Tons | 0 | 0 | 0 | 0 | 0 | 0 | 0
LA Louisiana 1 - NOx Summer v4.10 | 340 | 7527 | Rate Constraint in lbs/MMBtu | FALSE | L | Annual | Allowances Sold NOX | Thousand Tons | 0 | 0 | 0 | 0 | 0 | 0 | 0
LA Louisiana 1 - NOx Summer v4.10 | 340 | 7527 | Rate Constraint in lbs/MMBtu | FALSE | L | Annual | Allowances Banked | Thousand Tons | 0 | 0 | 0 | 0 | 0 | 0 | 0
LA Louisiana 1 - NOx Summer v4.10 | 340 | 7527 | Rate Constraint in lbs/MMBtu | FALSE | L | Annual | Allowances Withdrawn (1:1) | Thousand Tons | 0 | 0 | 0 | 0 | 0 | 0 | 0
LA Louisiana 1 - NOx Summer v4.10 | 340 | 7527 | Rate Constraint in lbs/MMBtu | FALSE | L | Annual | Allowances Withdrawn (n:1) | Thousand Tons | 0 | 0 | 0 | 0 | 0 | 0 | 0
LA Louisiana 1 - NOx Summer v4.10 | 340 | 7527 | Rate Constraint in lbs/MMBtu | FALSE | L | Annual | Net Emissions Allowance Position | Thousand Tons | 0.097605 | 0.097605 | 0.097605 | 0.097605 | 0.097605 | 0.097605 | 0.097605
LA Louisiana 1 - NOx Summer v4.10 | 340 | 7527 | Rate Constraint in lbs/MMBtu | FALSE | L | Annual | Fuel Consumed | TBtu | 0.98225 | 0.98225 | 0.98225 | 0.98225 | 0.98225 | 0.98225 | 0.98225
LA Louisiana 1 - NOx Summer v4.10 | 340 | 7527 | Rate Constraint in lbs/MMBtu | FALSE | L | Annual | Rate | lb/MMBtu | 0.19874 | 0.19874 | 0.19874 | 0.19874 | 0.19874 | 0.19874 | 0.19874
LA Louisiana 1 - NOx Summer v4.10 | 340 | 7527 | Rate Constraint in lbs/MMBtu | FALSE | L | Annual | Generation | TWh | 0.26702 | 0.26702 | 0.26702 | 0.26702 | 0.26702 | 0.26702 | 0.26702
LA Louisiana 1 - NOx Summer v4.10 | 340 | 7527 | Rate Constraint in lbs/MMBtu | FALSE | L | Annual | Qualifying Generation | TWh | 0.21593 | 0.21593 | 0.21593 | 0.21593 | 0.21593 | 0.21593 | 0.21593
LA Louisiana 1 - NOx Summer v4.10 | 340 | 7527 | Rate Constraint in lbs/MMBtu | FALSE | L | Annual | Rate | lb/MWh | 0.90406 | 0.90406 | 0.90406 | 0.90406 | 0.90406 | 0.90406 | 0.90406
LA Louisiana 1 - NOx Summer v4.10 | 340 | 7527 | Rate Constraint in lbs/MMBtu | FALSE | L | Annual | Constraint Shadow Price | US2019$/Ton | 0 | 0 | 0 | 0 | 0 | 0 | 0
LA New Roads - NOx Summer v4.10 | 341 | 7528 | Rate Constraint in lbs/MMBtu | FALSE | L | Annual | Seasons Included | Seasons | Summer | Summer | Summer | Summer | Summer | Summer | Summer
LA New Roads - NOx Summer v4.10 | 341 | 7528 | Rate Constraint in lbs/MMBtu | FALSE | L | Annual | Standard NOX | lb/MMBtu | 0.2 | 0.2 | 0.2 | 0.2 | 0.2 | 0.2 | 0.2
LA New Roads - NOx Summer v4.10 | 341 | 7528 | Rate Constraint in lbs/MMBtu | FALSE | L | Annual | Emissions at Affected Plants NOX | Thousand Tons | 0.0015654 | 0.00070144 | 0.00071 | 0.00022241 | 1.7108e-05 | 0 | 0
LA New Roads - NOx Summer v4.10 | 341 | 7528 | Rate Constraint in lbs/MMBtu | FALSE | L | Annual | Allowances Purchased NOX | Thousand Tons | 0 | 0 | 0 | 0 | 0 | 0 | 0
LA New Roads - NOx Summer v4.10 | 341 | 7528 | Rate Constraint in lbs/MMBtu | FALSE | L | Annual | Allowances Sold NOX | Thousand Tons | 0 | 0 | 0 | 0 | 0 | 0 | 0
LA New Roads - NOx Summer v4.10 | 341 | 7528 | Rate Constraint in lbs/MMBtu | FALSE | L | Annual | Allowances Banked | Thousand Tons | 0 | 0 | 0 | 0 | 0 | 0 | 0
LA New Roads - NOx Summer v4.10 | 341 | 7528 | Rate Constraint in lbs/MMBtu | FALSE | L | Annual | Allowances Withdrawn (1:1) | Thousand Tons | 0 | 0 | 0 | 0 | 0 | 0 | 0
LA New Roads - NOx Summer v4.10 | 341 | 7528 | Rate Constraint in lbs/MMBtu | FALSE | L | Annual | Allowances Withdrawn (n:1) | Thousand Tons | 0 | 0 | 0 | 0 | 0 | 0 | 0
LA New Roads - NOx Summer v4.10 | 341 | 7528 | Rate Constraint in lbs/MMBtu | FALSE | L | Annual | Net Emissions Allowance Position | Thousand Tons | 0.0015654 | 0.00070144 | 0.00071 | 0.00022241 | 1.7108e-05 | 0 | 0
LA New Roads - NOx Summer v4.10 | 341 | 7528 | Rate Constraint in lbs/MMBtu | FALSE | L | Annual | Fuel Consumed | TBtu | 0.015655 | 0.0070148 | 0.0071003 | 0.0022242 | 0.00017109 | 0 | 0
LA New Roads - NOx Summer v4.10 | 341 | 7528 | Rate Constraint in lbs/MMBtu | FALSE | L | Annual | Rate | lb/MMBtu | 0.19999 | 0.19999 | 0.19999 | 0.19999 | 0.19999 | 0 | 0
LA New Roads - NOx Summer v4.10 | 341 | 7528 | Rate Constraint in lbs/MMBtu | FALSE | L | Annual | Generation | TWh | 0.0011847 | 0.00053083 | 0.00053731 | 0.00016831 | 1.2947e-05 | 0 | 0
LA New Roads - NOx Summer v4.10 | 341 | 7528 | Rate Constraint in lbs/MMBtu | FALSE | L | Annual | Qualifying Generation | TWh | 0.0011847 | 0.00053083 | 0.00053731 | 0.00016831 | 1.2947e-05 | 0 | 0
LA New Roads - NOx Summer v4.10 | 341 | 7528 | Rate Constraint in lbs/MMBtu | FALSE | L | Annual | Rate | lb/MWh | 2.6428 | 2.6428 | 2.6428 | 2.6428 | 2.6428 | 0 | 0
LA New Roads - NOx Summer v4.10 | 341 | 7528 | Rate Constraint in lbs/MMBtu | FALSE | L | Annual | Constraint Shadow Price | US2019$/Ton | 0 | 0 | 0 | 0 | 0 | 0 | 0
LA Plaquemine Cogeneration Plant -Nox Summer v5.12 | 342 | 7529 | Rate Constraint in lbs/MMBtu | FALSE | L | Annual | Seasons Included | Seasons | Summer | Summer | Summer | Summer | Summer | Summer | Summer
LA Plaquemine Cogeneration Plant -Nox Summer v5.12 | 342 | 7529 | Rate Constraint in lbs/MMBtu | FALSE | L | Annual | Standard NOX | lb/MMBtu | 0.2 | 0.2 | 0.2 | 0.2 | 0.2 | 0.2 | 0.2
LA Plaquemine Cogeneration Plant -Nox Summer v5.12 | 342 | 7529 | Rate Constraint in lbs/MMBtu | FALSE | L | Annual | Emissions at Affected Plants NOX | Thousand Tons | 0.09273 | 0.09273 | 0.084147 | 0.093134 | 0.093134 | 0.093134 | 0.093134
LA Plaquemine Cogeneration Plant -Nox Summer v5.12 | 342 | 7529 | Rate Constraint in lbs/MMBtu | FALSE | L | Annual | Allowances Purchased NOX | Thousand Tons | 0 | 0 | 0 | 0 | 0 | 0 | 0
LA Plaquemine Cogeneration Plant -Nox Summer v5.12 | 342 | 7529 | Rate Constraint in lbs/MMBtu | FALSE | L | Annual | Allowances Sold NOX | Thousand Tons | 0 | 0 | 0 | 0 | 0 | 0 | 0
LA Plaquemine Cogeneration Plant -Nox Summer v5.12 | 342 | 7529 | Rate Constraint in lbs/MMBtu | FALSE | L | Annual | Allowances Banked | Thousand Tons | 0 | 0 | 0 | 0 | 0 | 0 | 0
LA Plaquemine Cogeneration Plant -Nox Summer v5.12 | 342 | 7529 | Rate Constraint in lbs/MMBtu | FALSE | L | Annual | Allowances Withdrawn (1:1) | Thousand Tons | 0 | 0 | 0 | 0 | 0 | 0 | 0
LA Plaquemine Cogeneration Plant -Nox Summer v5.12 | 342 | 7529 | Rate Constraint in lbs/MMBtu | FALSE | L | Annual | Allowances Withdrawn (n:1) | Thousand Tons | 0 | 0 | 0 | 0 | 0 | 0 | 0
LA Plaquemine Cogeneration Plant -Nox Summer v5.12 | 342 | 7529 | Rate Constraint in lbs/MMBtu | FALSE | L | Annual | Net Emissions Allowance Position | Thousand Tons | 0.09273 | 0.09273 | 0.084147 | 0.093134 | 0.093134 | 0.093134 | 0.093134
LA Plaquemine Cogeneration Plant -Nox Summer v5.12 | 342 | 7529 | Rate Constraint in lbs/MMBtu | FALSE | L | Annual | Fuel Consumed | TBtu | 13.5838 | 13.5838 | 12.3265 | 13.6429 | 13.6429 | 13.6429 | 13.6429
LA Plaquemine Cogeneration Plant -Nox Summer v5.12 | 342 | 7529 | Rate Constraint in lbs/MMBtu | FALSE | L | Annual | Rate | lb/MMBtu | 0.013653 | 0.013653 | 0.013653 | 0.013653 | 0.013653 | 0.013653 | 0.013653
LA Plaquemine Cogeneration Plant -Nox Summer v5.12 | 342 | 7529 | Rate Constraint in lbs/MMBtu | FALSE | L | Annual | Generation | TWh | 1.9608 | 1.9608 | 1.7793 | 1.9694 | 1.9694 | 1.9694 | 1.9694
LA Plaquemine Cogeneration Plant -Nox Summer v5.12 | 342 | 7529 | Rate Constraint in lbs/MMBtu | FALSE | L | Annual | Qualifying Generation | TWh | 1.7435 | 1.7435 | 1.5821 | 1.7511 | 1.7511 | 1.7511 | 1.7511
LA Plaquemine Cogeneration Plant -Nox Summer v5.12 | 342 | 7529 | Rate Constraint in lbs/MMBtu | FALSE | L | Annual | Rate | lb/MWh | 0.10637 | 0.10637 | 0.10637 | 0.10637 | 0.10637 | 0.10637 | 0.10637
LA Plaquemine Cogeneration Plant -Nox Summer v5.12 | 342 | 7529 | Rate Constraint in lbs/MMBtu | FALSE | L | Annual | Constraint Shadow Price | US2019$/Ton | 0 | 0 | 0 | 0 | 0 | 0 | 0
LA Shell Chemical - NOx Summer v4.10 | 343 | 7530 | Rate Constraint in lbs/MMBtu | FALSE | L | Annual | Seasons Included | Seasons | Summer | Summer | Summer | Summer | Summer | Summer | Summer
LA Shell Chemical - NOx Summer v4.10 | 343 | 7530 | Rate Constraint in lbs/MMBtu | FALSE | L | Annual | Standard NOX | lb/MMBtu | 0.29434 | 0.29434 | 0.29434 | 0.29434 | 0.29434 | 0.29434 | 0.29434
LA Shell Chemical - NOx Summer v4.10 | 343 | 7530 | Rate Constraint in lbs/MMBtu | FALSE | L | Annual | Emissions at Affected Plants NOX | Thousand Tons | 0.090882 | 0.060488 | 0.088676 | 0.088406 | 0.088189 | 0.088189 | 0.088189
LA Shell Chemical - NOx Summer v4.10 | 343 | 7530 | Rate Constraint in lbs/MMBtu | FALSE | L | Annual | Allowances Purchased NOX | Thousand Tons | 0 | 0 | 0 | 0 | 0 | 0 | 0
LA Shell Chemical - NOx Summer v4.10 | 343 | 7530 | Rate Constraint in lbs/MMBtu | FALSE | L | Annual | Allowances Sold NOX | Thousand Tons | 0 | 0 | 0 | 0 | 0 | 0 | 0
LA Shell Chemical - NOx Summer v4.10 | 343 | 7530 | Rate Constraint in lbs/MMBtu | FALSE | L | Annual | Allowances Banked | Thousand Tons | 0 | 0 | 0 | 0 | 0 | 0 | 0
LA Shell Chemical - NOx Summer v4.10 | 343 | 7530 | Rate Constraint in lbs/MMBtu | FALSE | L | Annual | Allowances Withdrawn (1:1) | Thousand Tons | 0 | 0 | 0 | 0 | 0 | 0 | 0
LA Shell Chemical - NOx Summer v4.10 | 343 | 7530 | Rate Constraint in lbs/MMBtu | FALSE | L | Annual | Allowances Withdrawn (n:1) | Thousand Tons | 0 | 0 | 0 | 0 | 0 | 0 | 0
LA Shell Chemical - NOx Summer v4.10 | 343 | 7530 | Rate Constraint in lbs/MMBtu | FALSE | L | Annual | Net Emissions Allowance Position | Thousand Tons | 0.090882 | 0.060488 | 0.088676 | 0.088406 | 0.088189 | 0.088189 | 0.088189
LA Shell Chemical - NOx Summer v4.10 | 343 | 7530 | Rate Constraint in lbs/MMBtu | FALSE | L | Annual | Fuel Consumed | TBtu | 0.61755 | 0.41102 | 0.60256 | 0.60072 | 0.59925 | 0.59925 | 0.59925
LA Shell Chemical - NOx Summer v4.10 | 343 | 7530 | Rate Constraint in lbs/MMBtu | FALSE | L | Annual | Rate | lb/MMBtu | 0.29433 | 0.29433 | 0.29433 | 0.29433 | 0.29433 | 0.29433 | 0.29433
LA Shell Chemical - NOx Summer v4.10 | 343 | 7530 | Rate Constraint in lbs/MMBtu | FALSE | L | Annual | Generation | TWh | 0.10447 | 0.06953 | 0.10193 | 0.10162 | 0.10137 | 0.10137 | 0.10137
LA Shell Chemical - NOx Summer v4.10 | 343 | 7530 | Rate Constraint in lbs/MMBtu | FALSE | L | Annual | Qualifying Generation | TWh | 0.070983 | 0.047244 | 0.06926 | 0.069049 | 0.06888 | 0.06888 | 0.06888
LA Shell Chemical - NOx Summer v4.10 | 343 | 7530 | Rate Constraint in lbs/MMBtu | FALSE | L | Annual | Rate | lb/MWh | 2.5607 | 2.5607 | 2.5607 | 2.5607 | 2.5607 | 2.5607 | 2.5607
LA Shell Chemical - NOx Summer v4.10 | 343 | 7530 | Rate Constraint in lbs/MMBtu | FALSE | L | Annual | Constraint Shadow Price | US2019$/Ton | 0 | 0 | 0 | 0 | 0 | 0 | 0
Louisiana Coal Units - SO2 Rate Annual v3.1, Unit 2711 and retrofits | 344 | 7321 | Rate Constraint in lbs/MMBtu | FALSE | L | Annual | Seasons Included | Seasons | Winter, WintShld, Summer | Winter, WintShld, Summer | Winter, WintShld, Summer | Winter, WintShld, Summer | Winter, WintShld, Summer | Winter, WintShld, Summer | Winter, WintShld, Summer
Louisiana Coal Units - SO2 Rate Annual v3.1, Unit 2711 and retrofits | 344 | 7321 | Rate Constraint in lbs/MMBtu | FALSE | L | Annual | Standard SO2 | lb/MMBtu | 1.2 | 1.2 | 1.2 | 1.2 | 1.2 | 1.2 | 1.2
Louisiana Coal Units - SO2 Rate Annual v3.1, Unit 2711 and retrofits | 344 | 7321 | Rate Constraint in lbs/MMBtu | FALSE | L | Annual | Emissions at Affected Plants SO2 | Thousand Tons | 0 | 0 | 0 | 0 | 0 | 0 | 0
Louisiana Coal Units - SO2 Rate Annual v3.1, Unit 2711 and retrofits | 344 | 7321 | Rate Constraint in lbs/MMBtu | FALSE | L | Annual | Allowances Purchased SO2 | Thousand Tons | 0 | 0 | 0 | 0 | 0 | 0 | 0
Louisiana Coal Units - SO2 Rate Annual v3.1, Unit 2711 and retrofits | 344 | 7321 | Rate Constraint in lbs/MMBtu | FALSE | L | Annual | Allowances Sold SO2 | Thousand Tons | 0 | 0 | 0 | 0 | 0 | 0 | 0
Louisiana Coal Units - SO2 Rate Annual v3.1, Unit 2711 and retrofits | 344 | 7321 | Rate Constraint in lbs/MMBtu | FALSE | L | Annual | Allowances Banked | Thousand Tons | 0 | 0 | 0 | 0 | 0 | 0 | 0
Louisiana Coal Units - SO2 Rate Annual v3.1, Unit 2711 and retrofits | 344 | 7321 | Rate Constraint in lbs/MMBtu | FALSE | L | Annual | Allowances Withdrawn (1:1) | Thousand Tons | 0 | 0 | 0 | 0 | 0 | 0 | 0
Louisiana Coal Units - SO2 Rate Annual v3.1, Unit 2711 and retrofits | 344 | 7321 | Rate Constraint in lbs/MMBtu | FALSE | L | Annual | Allowances Withdrawn (n:1) | Thousand Tons | 0 | 0 | 0 | 0 | 0 | 0 | 0
Louisiana Coal Units - SO2 Rate Annual v3.1, Unit 2711 and retrofits | 344 | 7321 | Rate Constraint in lbs/MMBtu | FALSE | L | Annual | Net Emissions Allowance Position | Thousand Tons | 0 | 0 | 0 | 0 | 0 | 0 | 0
Louisiana Coal Units - SO2 Rate Annual v3.1, Unit 2711 and retrofits | 344 | 7321 | Rate Constraint in lbs/MMBtu | FALSE | L | Annual | Fuel Consumed | TBtu | 0 | 0 | 0 | 0 | 0 | 0 | 0
Louisiana Coal Units - SO2 Rate Annual v3.1, Unit 2711 and retrofits | 344 | 7321 | Rate Constraint in lbs/MMBtu | FALSE | L | Annual | Rate | lb/MMBtu | 0 | 0 | 0 | 0 | 0 | 0 | 0
Louisiana Coal Units - SO2 Rate Annual v3.1, Unit 2711 and retrofits | 344 | 7321 | Rate Constraint in lbs/MMBtu | FALSE | L | Annual | Generation | TWh | 0 | 0 | 0 | 0 | 0 | 0 | 0
Louisiana Coal Units - SO2 Rate Annual v3.1, Unit 2711 and retrofits | 344 | 7321 | Rate Constraint in lbs/MMBtu | FALSE | L | Annual | Qualifying Generation | TWh | 0 | 0 | 0 | 0 | 0 | 0 | 0
Louisiana Coal Units - SO2 Rate Annual v3.1, Unit 2711 and retrofits | 344 | 7321 | Rate Constraint in lbs/MMBtu | FALSE | L | Annual | Rate | lb/MWh | 0 | 0 | 0 | 0 | 0 | 0 | 0
Louisiana Coal Units - SO2 Rate Annual v3.1, Unit 2711 and retrofits | 344 | 7321 | Rate Constraint in lbs/MMBtu | FALSE | L | Annual | Constraint Shadow Price | US2019$/Ton | 0 | 0 | 0 | 0 | 0 | 0 | 0
Louisiana Coal Units - SO2 Rate Annual v3.1, Unit 2742 and retrofits | 345 | 7321 | Rate Constraint in lbs/MMBtu | FALSE | L | Annual | Seasons Included | Seasons | Winter, WintShld, Summer | Winter, WintShld, Summer | Winter, WintShld, Summer | Winter, WintShld, Summer | Winter, WintShld, Summer | Winter, WintShld, Summer | Winter, WintShld, Summer
Louisiana Coal Units - SO2 Rate Annual v3.1, Unit 2742 and retrofits | 345 | 7321 | Rate Constraint in lbs/MMBtu | FALSE | L | Annual | Standard SO2 | lb/MMBtu | 1.2 | 1.2 | 1.2 | 1.2 | 1.2 | 1.2 | 1.2
Louisiana Coal Units - SO2 Rate Annual v3.1, Unit 2742 and retrofits | 345 | 7321 | Rate Constraint in lbs/MMBtu | FALSE | L | Annual | Emissions at Affected Plants SO2 | Thousand Tons | 5.4414 | 5.6928 | 5.6954 | 5.698 | 5.6993 | 0.099392 | 1.7732
Louisiana Coal Units - SO2 Rate Annual v3.1, Unit 2742 and retrofits | 345 | 7321 | Rate Constraint in lbs/MMBtu | FALSE | L | Annual | Allowances Purchased SO2 | Thousand Tons | 0 | 0 | 0 | 0 | 0 | 0 | 0
Louisiana Coal Units - SO2 Rate Annual v3.1, Unit 2742 and retrofits | 345 | 7321 | Rate Constraint in lbs/MMBtu | FALSE | L | Annual | Allowances Sold SO2 | Thousand Tons | 0 | 0 | 0 | 0 | 0 | 0 | 0
Louisiana Coal Units - SO2 Rate Annual v3.1, Unit 2742 and retrofits | 345 | 7321 | Rate Constraint in lbs/MMBtu | FALSE | L | Annual | Allowances Banked | Thousand Tons | 0 | 0 | 0 | 0 | 0 | 0 | 0
Louisiana Coal Units - SO2 Rate Annual v3.1, Unit 2742 and retrofits | 345 | 7321 | Rate Constraint in lbs/MMBtu | FALSE | L | Annual | Allowances Withdrawn (1:1) | Thousand Tons | 0 | 0 | 0 | 0 | 0 | 0 | 0
Louisiana Coal Units - SO2 Rate Annual v3.1, Unit 2742 and retrofits | 345 | 7321 | Rate Constraint in lbs/MMBtu | FALSE | L | Annual | Allowances Withdrawn (n:1) | Thousand Tons | 0 | 0 | 0 | 0 | 0 | 0 | 0
Louisiana Coal Units - SO2 Rate Annual v3.1, Unit 2742 and retrofits | 345 | 7321 | Rate Constraint in lbs/MMBtu | FALSE | L | Annual | Net Emissions Allowance Position | Thousand Tons | 5.4414 | 5.6928 | 5.6954 | 5.698 | 5.6993 | 0.099392 | 1.7732
Louisiana Coal Units - SO2 Rate Annual v3.1, Unit 2742 and retrofits | 345 | 7321 | Rate Constraint in lbs/MMBtu | FALSE | L | Annual | Fuel Consumed | TBtu | 20.8357 | 21.7982 | 21.8081 | 21.818 | 21.8229 | 0.38058 | 6.7899
Louisiana Coal Units - SO2 Rate Annual v3.1, Unit 2742 and retrofits | 345 | 7321 | Rate Constraint in lbs/MMBtu | FALSE | L | Annual | Rate | lb/MMBtu | 0.52232 | 0.52232 | 0.52232 | 0.52232 | 0.52232 | 0.52232 | 0.52232
Louisiana Coal Units - SO2 Rate Annual v3.1, Unit 2742 and retrofits | 345 | 7321 | Rate Constraint in lbs/MMBtu | FALSE | L | Annual | Generation | TWh | 1.7577 | 1.8389 | 1.8397 | 1.8406 | 1.841 | 0.032106 | 0.57279
Louisiana Coal Units - SO2 Rate Annual v3.1, Unit 2742 and retrofits | 345 | 7321 | Rate Constraint in lbs/MMBtu | FALSE | L | Annual | Qualifying Generation | TWh | 1.7577 | 1.8389 | 1.8397 | 1.8406 | 1.841 | 0.032106 | 0.57279
Louisiana Coal Units - SO2 Rate Annual v3.1, Unit 2742 and retrofits | 345 | 7321 | Rate Constraint in lbs/MMBtu | FALSE | L | Annual | Rate | lb/MWh | 6.1916 | 6.1916 | 6.1916 | 6.1916 | 6.1916 | 6.1916 | 6.1916
Louisiana Coal Units - SO2 Rate Annual v3.1, Unit 2742 and retrofits | 345 | 7321 | Rate Constraint in lbs/MMBtu | FALSE | L | Annual | Constraint Shadow Price | US2019$/Ton | 0 | 0 | 0 | 0 | 0 | 0 | 0
Louisiana Coal Units - SO2 Rate Annual v3.1, Unit 3258 and retrofits | 346 | 7321 | Rate Constraint in lbs/MMBtu | FALSE | L | Annual | Seasons Included | Seasons | Winter, WintShld, Summer | Winter, WintShld, Summer | Winter, WintShld, Summer | Winter, WintShld, Summer | Winter, WintShld, Summer | Winter, WintShld, Summer | Winter, WintShld, Summer
Louisiana Coal Units - SO2 Rate Annual v3.1, Unit 3258 and retrofits | 346 | 7321 | Rate Constraint in lbs/MMBtu | FALSE | L | Annual | Standard SO2 | lb/MMBtu | 1.2 | 1.2 | 1.2 | 1.2 | 1.2 | 1.2 | 1.2
Louisiana Coal Units - SO2 Rate Annual v3.1, Unit 3258 and retrofits | 346 | 7321 | Rate Constraint in lbs/MMBtu | FALSE | L | Annual | Emissions at Affected Plants SO2 | Thousand Tons | 0 | 0 | 0 | 0 | 0 | 0 | 0
Louisiana Coal Units - SO2 Rate Annual v3.1, Unit 3258 and retrofits | 346 | 7321 | Rate Constraint in lbs/MMBtu | FALSE | L | Annual | Allowances Purchased SO2 | Thousand Tons | 0 | 0 | 0 | 0 | 0 | 0 | 0
Louisiana Coal Units - SO2 Rate Annual v3.1, Unit 3258 and retrofits | 346 | 7321 | Rate Constraint in lbs/MMBtu | FALSE | L | Annual | Allowances Sold SO2 | Thousand Tons | 0 | 0 | 0 | 0 | 0 | 0 | 0
Louisiana Coal Units - SO2 Rate Annual v3.1, Unit 3258 and retrofits | 346 | 7321 | Rate Constraint in lbs/MMBtu | FALSE | L | Annual | Allowances Banked | Thousand Tons | 0 | 0 | 0 | 0 | 0 | 0 | 0
Louisiana Coal Units - SO2 Rate Annual v3.1, Unit 3258 and retrofits | 346 | 7321 | Rate Constraint in lbs/MMBtu | FALSE | L | Annual | Allowances Withdrawn (1:1) | Thousand Tons | 0 | 0 | 0 | 0 | 0 | 0 | 0
Louisiana Coal Units - SO2 Rate Annual v3.1, Unit 3258 and retrofits | 346 | 7321 | Rate Constraint in lbs/MMBtu | FALSE | L | Annual | Allowances Withdrawn (n:1) | Thousand Tons | 0 | 0 | 0 | 0 | 0 | 0 | 0
Louisiana Coal Units - SO2 Rate Annual v3.1, Unit 3258 and retrofits | 346 | 7321 | Rate Constraint in lbs/MMBtu | FALSE | L | Annual | Net Emissions Allowance Position | Thousand Tons | 0 | 0 | 0 | 0 | 0 | 0 | 0
Louisiana Coal Units - SO2 Rate Annual v3.1, Unit 3258 and retrofits | 346 | 7321 | Rate Constraint in lbs/MMBtu | FALSE | L | Annual | Fuel Consumed | TBtu | 0 | 0 | 0 | 0 | 0 | 0 | 0
Louisiana Coal Units - SO2 Rate Annual v3.1, Unit 3258 and retrofits | 346 | 7321 | Rate Constraint in lbs/MMBtu | FALSE | L | Annual | Rate | lb/MMBtu | 0 | 0 | 0 | 0 | 0 | 0 | 0
Louisiana Coal Units - SO2 Rate Annual v3.1, Unit 3258 and retrofits | 346 | 7321 | Rate Constraint in lbs/MMBtu | FALSE | L | Annual | Generation | TWh | 0 | 0 | 0 | 0 | 0 | 0 | 0
Louisiana Coal Units - SO2 Rate Annual v3.1, Unit 3258 and retrofits | 346 | 7321 | Rate Constraint in lbs/MMBtu | FALSE | L | Annual | Qualifying Generation | TWh | 0 | 0 | 0 | 0 | 0 | 0 | 0
Louisiana Coal Units - SO2 Rate Annual v3.1, Unit 3258 and retrofits | 346 | 7321 | Rate Constraint in lbs/MMBtu | FALSE | L | Annual | Rate | lb/MWh | 0 | 0 | 0 | 0 | 0 | 0 | 0
Louisiana Coal Units - SO2 Rate Annual v3.1, Unit 3258 and retrofits | 346 | 7321 | Rate Constraint in lbs/MMBtu | FALSE | L | Annual | Constraint Shadow Price | US2019$/Ton | 0 | 0 | 0 | 0 | 0 | 0 | 0
Louisiana Coal Units - SO2 Rate Annual v3.1, Unit 3259 and retrofits | 347 | 7321 | Rate Constraint in lbs/MMBtu | FALSE | L | Annual | Seasons Included | Seasons | Winter, WintShld, Summer | Winter, WintShld, Summer | Winter, WintShld, Summer | Winter, WintShld, Summer | Winter, WintShld, Summer | Winter, WintShld, Summer | Winter, WintShld, Summer
Louisiana Coal Units - SO2 Rate Annual v3.1, Unit 3259 and retrofits | 347 | 7321 | Rate Constraint in lbs/MMBtu | FALSE | L | Annual | Standard SO2 | lb/MMBtu | 1.2 | 1.2 | 1.2 | 1.2 | 1.2 | 1.2 | 1.2
Louisiana Coal Units - SO2 Rate Annual v3.1, Unit 3259 and retrofits | 347 | 7321 | Rate Constraint in lbs/MMBtu | FALSE | L | Annual | Emissions at Affected Plants SO2 | Thousand Tons | 0 | 0 | 0 | 0 | 0 | 0 | 0
Louisiana Coal Units - SO2 Rate Annual v3.1, Unit 3259 and retrofits | 347 | 7321 | Rate Constraint in lbs/MMBtu | FALSE | L | Annual | Allowances Purchased SO2 | Thousand Tons | 0 | 0 | 0 | 0 | 0 | 0 | 0
Louisiana Coal Units - SO2 Rate Annual v3.1, Unit 3259 and retrofits | 347 | 7321 | Rate Constraint in lbs/MMBtu | FALSE | L | Annual | Allowances Sold SO2 | Thousand Tons | 0 | 0 | 0 | 0 | 0 | 0 | 0
Louisiana Coal Units - SO2 Rate Annual v3.1, Unit 3259 and retrofits | 347 | 7321 | Rate Constraint in lbs/MMBtu | FALSE | L | Annual | Allowances Banked | Thousand Tons | 0 | 0 | 0 | 0 | 0 | 0 | 0
Louisiana Coal Units - SO2 Rate Annual v3.1, Unit 3259 and retrofits | 347 | 7321 | Rate Constraint in lbs/MMBtu | FALSE | L | Annual | Allowances Withdrawn (1:1) | Thousand Tons | 0 | 0 | 0 | 0 | 0 | 0 | 0
Louisiana Coal Units - SO2 Rate Annual v3.1, Unit 3259 and retrofits | 347 | 7321 | Rate Constraint in lbs/MMBtu | FALSE | L | Annual | Allowances Withdrawn (n:1) | Thousand Tons | 0 | 0 | 0 | 0 | 0 | 0 | 0
Louisiana Coal Units - SO2 Rate Annual v3.1, Unit 3259 and retrofits | 347 | 7321 | Rate Constraint in lbs/MMBtu | FALSE | L | Annual | Net Emissions Allowance Position | Thousand Tons | 0 | 0 | 0 | 0 | 0 | 0 | 0
Louisiana Coal Units - SO2 Rate Annual v3.1, Unit 3259 and retrofits | 347 | 7321 | Rate Constraint in lbs/MMBtu | FALSE | L | Annual | Fuel Consumed | TBtu | 0 | 0 | 0 | 0 | 0 | 0 | 0
Louisiana Coal Units - SO2 Rate Annual v3.1, Unit 3259 and retrofits | 347 | 7321 | Rate Constraint in lbs/MMBtu | FALSE | L | Annual | Rate | lb/MMBtu | 0 | 0 | 0 | 0 | 0 | 0 | 0
Louisiana Coal Units - SO2 Rate Annual v3.1, Unit 3259 and retrofits | 347 | 7321 | Rate Constraint in lbs/MMBtu | FALSE | L | Annual | Generation | TWh | 0 | 0 | 0 | 0 | 0 | 0 | 0
Louisiana Coal Units - SO2 Rate Annual v3.1, Unit 3259 and retrofits | 347 | 7321 | Rate Constraint in lbs/MMBtu | FALSE | L | Annual | Qualifying Generation | TWh | 0 | 0 | 0 | 0 | 0 | 0 | 0
Louisiana Coal Units - SO2 Rate Annual v3.1, Unit 3259 and retrofits | 347 | 7321 | Rate Constraint in lbs/MMBtu | FALSE | L | Annual | Rate | lb/MWh | 0 | 0 | 0 | 0 | 0 | 0 | 0
Louisiana Coal Units - SO2 Rate Annual v3.1, Unit 3259 and retrofits | 347 | 7321 | Rate Constraint in lbs/MMBtu | FALSE | L | Annual | Constraint Shadow Price | US2019$/Ton | 0 | 0 | 0 | 0 | 0 | 0 | 0
Louisiana Coal Units - SO2 Rate Annual v3.1, Unit 3590 and retrofits | 348 | 7321 | Rate Constraint in lbs/MMBtu | FALSE | L | Annual | Seasons Included | Seasons | Winter, WintShld, Summer | Winter, WintShld, Summer | Winter, WintShld, Summer | Winter, WintShld, Summer | Winter, WintShld, Summer | Winter, WintShld, Summer | Winter, WintShld, Summer
Louisiana Coal Units - SO2 Rate Annual v3.1, Unit 3590 and retrofits | 348 | 7321 | Rate Constraint in lbs/MMBtu | FALSE | L | Annual | Standard SO2 | lb/MMBtu | 1.2 | 1.2 | 1.2 | 1.2 | 1.2 | 1.2 | 1.2
Louisiana Coal Units - SO2 Rate Annual v3.1, Unit 3590 and retrofits | 348 | 7321 | Rate Constraint in lbs/MMBtu | FALSE | L | Annual | Emissions at Affected Plants SO2 | Thousand Tons | 0 | 0 | 0 | 0 | 0 | 0 | 0
Louisiana Coal Units - SO2 Rate Annual v3.1, Unit 3590 and retrofits | 348 | 7321 | Rate Constraint in lbs/MMBtu | FALSE | L | Annual | Allowances Purchased SO2 | Thousand Tons | 0 | 0 | 0 | 0 | 0 | 0 | 0
Louisiana Coal Units - SO2 Rate Annual v3.1, Unit 3590 and retrofits | 348 | 7321 | Rate Constraint in lbs/MMBtu | FALSE | L | Annual | Allowances Sold SO2 | Thousand Tons | 0 | 0 | 0 | 0 | 0 | 0 | 0
Louisiana Coal Units - SO2 Rate Annual v3.1, Unit 3590 and retrofits | 348 | 7321 | Rate Constraint in lbs/MMBtu | FALSE | L | Annual | Allowances Banked | Thousand Tons | 0 | 0 | 0 | 0 | 0 | 0 | 0
Louisiana Coal Units - SO2 Rate Annual v3.1, Unit 3590 and retrofits | 348 | 7321 | Rate Constraint in lbs/MMBtu | FALSE | L | Annual | Allowances Withdrawn (1:1) | Thousand Tons | 0 | 0 | 0 | 0 | 0 | 0 | 0
Louisiana Coal Units - SO2 Rate Annual v3.1, Unit 3590 and retrofits | 348 | 7321 | Rate Constraint in lbs/MMBtu | FALSE | L | Annual | Allowances Withdrawn (n:1) | Thousand Tons | 0 | 0 | 0 | 0 | 0 | 0 | 0
Louisiana Coal Units - SO2 Rate Annual v3.1, Unit 3590 and retrofits | 348 | 7321 | Rate Constraint in lbs/MMBtu | FALSE | L | Annual | Net Emissions Allowance Position | Thousand Tons | 0 | 0 | 0 | 0 | 0 | 0 | 0
Louisiana Coal Units - SO2 Rate Annual v3.1, Unit 3590 and retrofits | 348 | 7321 | Rate Constraint in lbs/MMBtu | FALSE | L | Annual | Fuel Consumed | TBtu | 0 | 0 | 0 | 0 | 0 | 0 | 0
Louisiana Coal Units - SO2 Rate Annual v3.1, Unit 3590 and retrofits | 348 | 7321 | Rate Constraint in lbs/MMBtu | FALSE | L | Annual | Rate | lb/MMBtu | 0 | 0 | 0 | 0 | 0 | 0 | 0
Louisiana Coal Units - SO2 Rate Annual v3.1, Unit 3590 and retrofits | 348 | 7321 | Rate Constraint in lbs/MMBtu | FALSE | L | Annual | Generation | TWh | 0 | 0 | 0 | 0 | 0 | 0 | 0
Louisiana Coal Units - SO2 Rate Annual v3.1, Unit 3590 and retrofits | 348 | 7321 | Rate Constraint in lbs/MMBtu | FALSE | L | Annual | Qualifying Generation | TWh | 0 | 0 | 0 | 0 | 0 | 0 | 0
Louisiana Coal Units - SO2 Rate Annual v3.1, Unit 3590 and retrofits | 348 | 7321 | Rate Constraint in lbs/MMBtu | FALSE | L | Annual | Rate | lb/MWh | 0 | 0 | 0 | 0 | 0 | 0 | 0
Louisiana Coal Units - SO2 Rate Annual v3.1, Unit 3590 and retrofits | 348 | 7321 | Rate Constraint in lbs/MMBtu | FALSE | L | Annual | Constraint Shadow Price | US2019$/Ton | 0 | 0 | 0 | 0 | 0 | 0 | 0
Louisiana Coal Units - SO2 Rate Annual v3.1, Unit 3597 and retrofits | 349 | 7321 | Rate Constraint in lbs/MMBtu | FALSE | L | Annual | Seasons Included | Seasons | Winter, WintShld, Summer | Winter, WintShld, Summer | Winter, WintShld, Summer | Winter, WintShld, Summer | Winter, WintShld, Summer | Winter, WintShld, Summer | Winter, WintShld, Summer
Louisiana Coal Units - SO2 Rate Annual v3.1, Unit 3597 and retrofits | 349 | 7321 | Rate Constraint in lbs/MMBtu | FALSE | L | Annual | Standard SO2 | lb/MMBtu | 1.2 | 1.2 | 1.2 | 1.2 | 1.2 | 1.2 | 1.2
Louisiana Coal Units - SO2 Rate Annual v3.1, Unit 3597 and retrofits | 349 | 7321 | Rate Constraint in lbs/MMBtu | FALSE | L | Annual | Emissions at Affected Plants SO2 | Thousand Tons | 0 | 0 | 0 | 0 | 0 | 0 | 0
Louisiana Coal Units - SO2 Rate Annual v3.1, Unit 3597 and retrofits | 349 | 7321 | Rate Constraint in lbs/MMBtu | FALSE | L | Annual | Allowances Purchased SO2 | Thousand Tons | 0 | 0 | 0 | 0 | 0 | 0 | 0
Louisiana Coal Units - SO2 Rate Annual v3.1, Unit 3597 and retrofits | 349 | 7321 | Rate Constraint in lbs/MMBtu | FALSE | L | Annual | Allowances Sold SO2 | Thousand Tons | 0 | 0 | 0 | 0 | 0 | 0 | 0
Louisiana Coal Units - SO2 Rate Annual v3.1, Unit 3597 and retrofits | 349 | 7321 | Rate Constraint in lbs/MMBtu | FALSE | L | Annual | Allowances Banked | Thousand Tons | 0 | 0 | 0 | 0 | 0 | 0 | 0
Louisiana Coal Units - SO2 Rate Annual v3.1, Unit 3597 and retrofits | 349 | 7321 | Rate Constraint in lbs/MMBtu | FALSE | L | Annual | Allowances Withdrawn (1:1) | Thousand Tons | 0 | 0 | 0 | 0 | 0 | 0 | 0
Louisiana Coal Units - SO2 Rate Annual v3.1, Unit 3597 and retrofits | 349 | 7321 | Rate Constraint in lbs/MMBtu | FALSE | L | Annual | Allowances Withdrawn (n:1) | Thousand Tons | 0 | 0 | 0 | 0 | 0 | 0 | 0
Louisiana Coal Units - SO2 Rate Annual v3.1, Unit 3597 and retrofits | 349 | 7321 | Rate Constraint in lbs/MMBtu | FALSE | L | Annual | Net Emissions Allowance Position | Thousand Tons | 0 | 0 | 0 | 0 | 0 | 0 | 0
Louisiana Coal Units - SO2 Rate Annual v3.1, Unit 3597 and retrofits | 349 | 7321 | Rate Constraint in lbs/MMBtu | FALSE | L | Annual | Fuel Consumed | TBtu | 0 | 0 | 0 | 0 | 0 | 0 | 0
Louisiana Coal Units - SO2 Rate Annual v3.1, Unit 3597 and retrofits | 349 | 7321 | Rate Constraint in lbs/MMBtu | FALSE | L | Annual | Rate | lb/MMBtu | 0 | 0 | 0 | 0 | 0 | 0 | 0
Louisiana Coal Units - SO2 Rate Annual v3.1, Unit 3597 and retrofits | 349 | 7321 | Rate Constraint in lbs/MMBtu | FALSE | L | Annual | Generation | TWh | 0 | 0 | 0 | 0 | 0 | 0 | 0
Louisiana Coal Units - SO2 Rate Annual v3.1, Unit 3597 and retrofits | 349 | 7321 | Rate Constraint in lbs/MMBtu | FALSE | L | Annual | Qualifying Generation | TWh | 0 | 0 | 0 | 0 | 0 | 0 | 0
Louisiana Coal Units - SO2 Rate Annual v3.1, Unit 3597 and retrofits | 349 | 7321 | Rate Constraint in lbs/MMBtu | FALSE | L | Annual | Rate | lb/MWh | 0 | 0 | 0 | 0 | 0 | 0 | 0
Louisiana Coal Units - SO2 Rate Annual v3.1, Unit 3597 and retrofits | 349 | 7321 | Rate Constraint in lbs/MMBtu | FALSE | L | Annual | Constraint Shadow Price | US2019$/Ton | 0 | 0 | 0 | 0 | 0 | 0 | 0
Louisiana Coal Units - SO2 Rate Annual v3.1, Unit 3598 and retrofits | 350 | 7321 | Rate Constraint in lbs/MMBtu | FALSE | L | Annual | Seasons Included | Seasons | Winter, WintShld, Summer | Winter, WintShld, Summer | Winter, WintShld, Summer | Winter, WintShld, Summer | Winter, WintShld, Summer | Winter, WintShld, Summer | Winter, WintShld, Summer
Louisiana Coal Units - SO2 Rate Annual v3.1, Unit 3598 and retrofits | 350 | 7321 | Rate Constraint in lbs/MMBtu | FALSE | L | Annual | Standard SO2 | lb/MMBtu | 1.2 | 1.2 | 1.2 | 1.2 | 1.2 | 1.2 | 1.2
Louisiana Coal Units - SO2 Rate Annual v3.1, Unit 3598 and retrofits | 350 | 7321 | Rate Constraint in lbs/MMBtu | FALSE | L | Annual | Emissions at Affected Plants SO2 | Thousand Tons | 0 | 0 | 0 | 0 | 0 | 0 | 0
Louisiana Coal Units - SO2 Rate Annual v3.1, Unit 3598 and retrofits | 350 | 7321 | Rate Constraint in lbs/MMBtu | FALSE | L | Annual | Allowances Purchased SO2 | Thousand Tons | 0 | 0 | 0 | 0 | 0 | 0 | 0
Louisiana Coal Units - SO2 Rate Annual v3.1, Unit 3598 and retrofits | 350 | 7321 | Rate Constraint in lbs/MMBtu | FALSE | L | Annual | Allowances Sold SO2 | Thousand Tons | 0 | 0 | 0 | 0 | 0 | 0 | 0
Louisiana Coal Units - SO2 Rate Annual v3.1, Unit 3598 and retrofits | 350 | 7321 | Rate Constraint in lbs/MMBtu | FALSE | L | Annual | Allowances Banked | Thousand Tons | 0 | 0 | 0 | 0 | 0 | 0 | 0
Louisiana Coal Units - SO2 Rate Annual v3.1, Unit 3598 and retrofits | 350 | 7321 | Rate Constraint in lbs/MMBtu | FALSE | L | Annual | Allowances Withdrawn (1:1) | Thousand Tons | 0 | 0 | 0 | 0 | 0 | 0 | 0
Louisiana Coal Units - SO2 Rate Annual v3.1, Unit 3598 and retrofits | 350 | 7321 | Rate Constraint in lbs/MMBtu | FALSE | L | Annual | Allowances Withdrawn (n:1) | Thousand Tons | 0 | 0 | 0 | 0 | 0 | 0 | 0
Louisiana Coal Units - SO2 Rate Annual v3.1, Unit 3598 and retrofits | 350 | 7321 | Rate Constraint in lbs/MMBtu | FALSE | L | Annual | Net Emissions Allowance Position | Thousand Tons | 0 | 0 | 0 | 0 | 0 | 0 | 0
Louisiana Coal Units - SO2 Rate Annual v3.1, Unit 3598 and retrofits | 350 | 7321 | Rate Constraint in lbs/MMBtu | FALSE | L | Annual | Fuel Consumed | TBtu | 0 | 0 | 0 | 0 | 0 | 0 | 0
Louisiana Coal Units - SO2 Rate Annual v3.1, Unit 3598 and retrofits | 350 | 7321 | Rate Constraint in lbs/MMBtu | FALSE | L | Annual | Rate | lb/MMBtu | 0 | 0 | 0 | 0 | 0 | 0 | 0
Louisiana Coal Units - SO2 Rate Annual v3.1, Unit 3598 and retrofits | 350 | 7321 | Rate Constraint in lbs/MMBtu | FALSE | L | Annual | Generation | TWh | 0 | 0 | 0 | 0 | 0 | 0 | 0
Louisiana Coal Units - SO2 Rate Annual v3.1, Unit 3598 and retrofits | 350 | 7321 | Rate Constraint in lbs/MMBtu | FALSE | L | Annual | Qualifying Generation | TWh | 0 | 0 | 0 | 0 | 0 | 0 | 0
Louisiana Coal Units - SO2 Rate Annual v3.1, Unit 3598 and retrofits | 350 | 7321 | Rate Constraint in lbs/MMBtu | FALSE | L | Annual | Rate | lb/MWh | 0 | 0 | 0 | 0 | 0 | 0 | 0
Louisiana Coal Units - SO2 Rate Annual v3.1, Unit 3598 and retrofits | 350 | 7321 | Rate Constraint in lbs/MMBtu | FALSE | L | Annual | Constraint Shadow Price | US2019$/Ton | 0 | 0 | 0 | 0 | 0 | 0 | 0
Louisiana Coal Units - SO2 Rate Annual v3.1, Unit 3605 and retrofits | 351 | 7321 | Rate Constraint in lbs/MMBtu | FALSE | L | Annual | Seasons Included | Seasons | Winter, WintShld, Summer | Winter, WintShld, Summer | Winter, WintShld, Summer | Winter, WintShld, Summer | Winter, WintShld, Summer | Winter, WintShld, Summer | Winter, WintShld, Summer
Louisiana Coal Units - SO2 Rate Annual v3.1, Unit 3605 and retrofits | 351 | 7321 | Rate Constraint in lbs/MMBtu | FALSE | L | Annual | Standard SO2 | lb/MMBtu | 1.2 | 1.2 | 1.2 | 1.2 | 1.2 | 1.2 | 1.2
Louisiana Coal Units - SO2 Rate Annual v3.1, Unit 3605 and retrofits | 351 | 7321 | Rate Constraint in lbs/MMBtu | FALSE | L | Annual | Emissions at Affected Plants SO2 | Thousand Tons | 0.65048 | 0.60147 | 1.0035 | 1.7438 | 1.211 | 0 | 0
Louisiana Coal Units - SO2 Rate Annual v3.1, Unit 3605 and retrofits | 351 | 7321 | Rate Constraint in lbs/MMBtu | FALSE | L | Annual | Allowances Purchased SO2 | Thousand Tons | 0 | 0 | 0 | 0 | 0 | 0 | 0
Louisiana Coal Units - SO2 Rate Annual v3.1, Unit 3605 and retrofits | 351 | 7321 | Rate Constraint in lbs/MMBtu | FALSE | L | Annual | Allowances Sold SO2 | Thousand Tons | 0 | 0 | 0 | 0 | 0 | 0 | 0
Louisiana Coal Units - SO2 Rate Annual v3.1, Unit 3605 and retrofits | 351 | 7321 | Rate Constraint in lbs/MMBtu | FALSE | L | Annual | Allowances Banked | Thousand Tons | 0 | 0 | 0 | 0 | 0 | 0 | 0
Louisiana Coal Units - SO2 Rate Annual v3.1, Unit 3605 and retrofits | 351 | 7321 | Rate Constraint in lbs/MMBtu | FALSE | L | Annual | Allowances Withdrawn (1:1) | Thousand Tons | 0 | 0 | 0 | 0 | 0 | 0 | 0
Louisiana Coal Units - SO2 Rate Annual v3.1, Unit 3605 and retrofits | 351 | 7321 | Rate Constraint in lbs/MMBtu | FALSE | L | Annual | Allowances Withdrawn (n:1) | Thousand Tons | 0 | 0 | 0 | 0 | 0 | 0 | 0
Louisiana Coal Units - SO2 Rate Annual v3.1, Unit 3605 and retrofits | 351 | 7321 | Rate Constraint in lbs/MMBtu | FALSE | L | Annual | Net Emissions Allowance Position | Thousand Tons | 0.65048 | 0.60147 | 1.0035 | 1.7438 | 1.211 | 0 | 0
Louisiana Coal Units - SO2 Rate Annual v3.1, Unit 3605 and retrofits | 351 | 7321 | Rate Constraint in lbs/MMBtu | FALSE | L | Annual | Fuel Consumed | TBtu | 1.5659 | 1.4479 | 2.4158 | 4.1978 | 2.9153 | 0 | 0
Louisiana Coal Units - SO2 Rate Annual v3.1, Unit 3605 and retrofits | 351 | 7321 | Rate Constraint in lbs/MMBtu | FALSE | L | Annual | Rate | lb/MMBtu | 0.8308 | 0.8308 | 0.8308 | 0.8308 | 0.8308 | 0 | 0
Louisiana Coal Units - SO2 Rate Annual v3.1, Unit 3605 and retrofits | 351 | 7321 | Rate Constraint in lbs/MMBtu | FALSE | L | Annual | Generation | TWh | 0.12846 | 0.11878 | 0.19818 | 0.34436 | 0.23916 | 0 | 0
Louisiana Coal Units - SO2 Rate Annual v3.1, Unit 3605 and retrofits | 351 | 7321 | Rate Constraint in lbs/MMBtu | FALSE | L | Annual | Qualifying Generation | TWh | 0.12739 | 0.11779 | 0.19653 | 0.3415 | 0.23717 | 0 | 0
Louisiana Coal Units - SO2 Rate Annual v3.1, Unit 3605 and retrofits | 351 | 7321 | Rate Constraint in lbs/MMBtu | FALSE | L | Annual | Rate | lb/MWh | 10.2122 | 10.2122 | 10.2122 | 10.2122 | 10.2122 | 0 | 0
Louisiana Coal Units - SO2 Rate Annual v3.1, Unit 3605 and retrofits | 351 | 7321 | Rate Constraint in lbs/MMBtu | FALSE | L | Annual | Constraint Shadow Price | US2019$/Ton | 0 | 0 | 0 | 0 | 0 | 0 | 0
Louisiana Coal Units - SO2 Rate Annual v3.1, Unit 3606 and retrofits | 352 | 7321 | Rate Constraint in lbs/MMBtu | FALSE | L | Annual | Seasons Included | Seasons | Winter, WintShld, Summer | Winter, WintShld, Summer | Winter, WintShld, Summer | Winter, WintShld, Summer | Winter, WintShld, Summer | Winter, WintShld, Summer | Winter, WintShld, Summer
Louisiana Coal Units - SO2 Rate Annual v3.1, Unit 3606 and retrofits | 352 | 7321 | Rate Constraint in lbs/MMBtu | FALSE | L | Annual | Standard SO2 | lb/MMBtu | 1.2 | 1.2 | 1.2 | 1.2 | 1.2 | 1.2 | 1.2
Louisiana Coal Units - SO2 Rate Annual v3.1, Unit 3606 and retrofits | 352 | 7321 | Rate Constraint in lbs/MMBtu | FALSE | L | Annual | Emissions at Affected Plants SO2 | Thousand Tons | 0.62546 | 0.57833 | 0.57913 | 1.5478 | 1.1644 | 0 | 0
Louisiana Coal Units - SO2 Rate Annual v3.1, Unit 3606 and retrofits | 352 | 7321 | Rate Constraint in lbs/MMBtu | FALSE | L | Annual | Allowances Purchased SO2 | Thousand Tons | 0 | 0 | 0 | 0 | 0 | 0 | 0
Louisiana Coal Units - SO2 Rate Annual v3.1, Unit 3606 and retrofits | 352 | 7321 | Rate Constraint in lbs/MMBtu | FALSE | L | Annual | Allowances Sold SO2 | Thousand Tons | 0 | 0 | 0 | 0 | 0 | 0 | 0
Louisiana Coal Units - SO2 Rate Annual v3.1, Unit 3606 and retrofits | 352 | 7321 | Rate Constraint in lbs/MMBtu | FALSE | L | Annual | Allowances Banked | Thousand Tons | 0 | 0 | 0 | 0 | 0 | 0 | 0
Louisiana Coal Units - SO2 Rate Annual v3.1, Unit 3606 and retrofits | 352 | 7321 | Rate Constraint in lbs/MMBtu | FALSE | L | Annual | Allowances Withdrawn (1:1) | Thousand Tons | 0 | 0 | 0 | 0 | 0 | 0 | 0
Louisiana Coal Units - SO2 Rate Annual v3.1, Unit 3606 and retrofits | 352 | 7321 | Rate Constraint in lbs/MMBtu | FALSE | L | Annual | Allowances Withdrawn (n:1) | Thousand Tons | 0 | 0 | 0 | 0 | 0 | 0 | 0
Louisiana Coal Units - SO2 Rate Annual v3.1, Unit 3606 and retrofits | 352 | 7321 | Rate Constraint in lbs/MMBtu | FALSE | L | Annual | Net Emissions Allowance Position | Thousand Tons | 0.62546 | 0.57833 | 0.57913 | 1.5478 | 1.1644 | 0 | 0
Louisiana Coal Units - SO2 Rate Annual v3.1, Unit 3606 and retrofits | 352 | 7321 | Rate Constraint in lbs/MMBtu | FALSE | L | Annual | Fuel Consumed | TBtu | 1.5097 | 1.3959 | 1.3979 | 3.7359 | 2.8106 | 0 | 0
Louisiana Coal Units - SO2 Rate Annual v3.1, Unit 3606 and retrofits | 352 | 7321 | Rate Constraint in lbs/MMBtu | FALSE | L | Annual | Rate | lb/MMBtu | 0.82859 | 0.82859 | 0.82859 | 0.82859 | 0.82859 | 0 | 0
Louisiana Coal Units - SO2 Rate Annual v3.1, Unit 3606 and retrofits | 352 | 7321 | Rate Constraint in lbs/MMBtu | FALSE | L | Annual | Generation | TWh | 0.12352 | 0.11421 | 0.11437 | 0.30566 | 0.22996 | 0 | 0
Louisiana Coal Units - SO2 Rate Annual v3.1, Unit 3606 and retrofits | 352 | 7321 | Rate Constraint in lbs/MMBtu | FALSE | L | Annual | Qualifying Generation | TWh | 0.12282 | 0.11357 | 0.11372 | 0.30393 | 0.22866 | 0 | 0
Louisiana Coal Units - SO2 Rate Annual v3.1, Unit 3606 and retrofits | 352 | 7321 | Rate Constraint in lbs/MMBtu | FALSE | L | Annual | Rate | lb/MWh | 10.1851 | 10.1851 | 10.1851 | 10.1851 | 10.1851 | 0 | 0
Louisiana Coal Units - SO2 Rate Annual v3.1, Unit 3606 and retrofits | 352 | 7321 | Rate Constraint in lbs/MMBtu | FALSE | L | Annual | Constraint Shadow Price | US2019$/Ton | 0 | 0 | 0 | 0 | 0 | 0 | 0
MA - CO2 Cap Annual v6.21 | 353 | 7726 | Rate Constraint in MTons | FALSE | L | Annual | Seasons Included | Seasons |  | Winter, WintShld, Summer | Winter, WintShld, Summer | Winter, WintShld, Summer | Winter, WintShld, Summer | Winter, WintShld, Summer | Winter, WintShld, Summer
MA - CO2 Cap Annual v6.21 | 353 | 7726 | Rate Constraint in MTons | FALSE | L | Annual | Standard CO2 | Thousand Tons | 0 | 14228.6304 | 10671.4728 | 7114.3152 | 5691.4522 | 4268.5891 | 4268.5891
MA - CO2 Cap Annual v6.21 | 353 | 7726 | Rate Constraint in MTons | FALSE | L | Annual | Emissions at Affected Plants CO2 | Thousand Tons | 0 | 7728.3533 | 6754.0988 | 6823.2626 | 5691.4522 | 4268.5891 | 4268.5891
MA - CO2 Cap Annual v6.21 | 353 | 7726 | Rate Constraint in MTons | FALSE | L | Annual | Allowances Purchased CO2 | Thousand Tons | 0 | 0 | 0 | 0 | 0 | 0 | 0
MA - CO2 Cap Annual v6.21 | 353 | 7726 | Rate Constraint in MTons | FALSE | L | Annual | Allowances Sold CO2 | Thousand Tons | 0 | 0 | 0 | 0 | 0 | 0 | 0
MA - CO2 Cap Annual v6.21 | 353 | 7726 | Rate Constraint in MTons | FALSE | L | Annual | Allowances Banked | Thousand Tons | 0 | 0 | 0 | 0 | 0 | 0 | 0
MA - CO2 Cap Annual v6.21 | 353 | 7726 | Rate Constraint in MTons | FALSE | L | Annual | Allowances Withdrawn (1:1) | Thousand Tons | 0 | 0 | 0 | 0 | 0 | 0 | 0
MA - CO2 Cap Annual v6.21 | 353 | 7726 | Rate Constraint in MTons | FALSE | L | Annual | Allowances Withdrawn (n:1) | Thousand Tons | 0 | 0 | 0 | 0 | 0 | 0 | 0
MA - CO2 Cap Annual v6.21 | 353 | 7726 | Rate Constraint in MTons | FALSE | L | Annual | Net Emissions Allowance Position | Thousand Tons | 0 | 7728.3533 | 6754.0988 | 6823.2626 | 5691.4522 | 4268.5891 | 4268.5891
MA - CO2 Cap Annual v6.21 | 353 | 7726 | Rate Constraint in MTons | FALSE | L | Annual | Fuel Consumed | TBtu | 0 | 132.004 | 116.1691 | 119.0794 | 100.3609 | 75.7789 | 75.8369
MA - CO2 Cap Annual v6.21 | 353 | 7726 | Rate Constraint in MTons | FALSE | L | Annual | Rate | lb/MMBtu | 0 | 117.0927 | 116.2804 | 114.6003 | 113.4198 | 112.6591 | 112.5728
MA - CO2 Cap Annual v6.21 | 353 | 7726 | Rate Constraint in MTons | FALSE | L | Annual | Generation | TWh | 0 | 15.4419 | 13.1975 | 13.4194 | 10.8647 | 7.7612 | 7.8545
MA - CO2 Cap Annual v6.21 | 353 | 7726 | Rate Constraint in MTons | FALSE | L | Annual | Qualifying Generation | TWh | 0 | 15.4358 | 13.1914 | 13.4154 | 10.8614 | 7.7579 | 7.8512
MA - CO2 Cap Annual v6.21 | 353 | 7726 | Rate Constraint in MTons | FALSE | L | Annual | Rate | lb/MWh | 0 | 1001.3549 | 1024.0147 | 1017.2251 | 1048.0111 | 1100.4539 | 1087.376
MA - CO2 Cap Annual v6.21 | 353 | 7726 | Rate Constraint in MTons | FALSE | L | Annual | Constraint Shadow Price | US2019$/Ton | 0 | 0 | 0 | 0 | 1.8584 | 4.1762 | 5.5516
MA- CO2 Cap Annual v6.20 | 354 | 7653 | Rate Constraint in MTons | FALSE | L | Annual | Seasons Included | Seasons | Winter, WintShld, Summer | Winter, WintShld, Summer | Winter, WintShld, Summer | Winter, WintShld, Summer | Winter, WintShld, Summer | Winter, WintShld, Summer | Winter, WintShld, Summer
MA- CO2 Cap Annual v6.20 | 354 | 7653 | Rate Constraint in MTons | FALSE | L | Annual | Standard CO2 | Thousand Tons | 7403.4347 | 6909.8732 | 5799.3598 | 4442.0657 | 3208.1619 | 2122.3266 | 1974.2582
MA- CO2 Cap Annual v6.20 | 354 | 7653 | Rate Constraint in MTons | FALSE | L | Annual | Emissions at Affected Plants CO2 | Thousand Tons | 4283.7298 | 4004.9761 | 3481.6132 | 3810.0644 | 3071.2241 | 2274.7174 | 2055.7535
MA- CO2 Cap Annual v6.20 | 354 | 7653 | Rate Constraint in MTons | FALSE | L | Annual | Allowances Purchased CO2 | Thousand Tons | 0 | 0 | 0 | 0 | 0 | 0 | 0
MA- CO2 Cap Annual v6.20 | 354 | 7653 | Rate Constraint in MTons | FALSE | L | Annual | Allowances Sold CO2 | Thousand Tons | 0 | 0 | 0 | 0 | 0 | 0 | 0
MA- CO2 Cap Annual v6.20 | 354 | 7653 | Rate Constraint in MTons | FALSE | L | Annual | Allowances Banked | Thousand Tons | 0 | 0 | 2317.7467 | 0 | 0 | 114.0935 | 0
MA- CO2 Cap Annual v6.20 | 354 | 7653 | Rate Constraint in MTons | FALSE | L | Annual | Allowances Withdrawn (1:1) | Thousand Tons | 0 | 0 | 0 | 0 | -658.9693 | -2122.3266 | -81.4954
MA- CO2 Cap Annual v6.20 | 354 | 7653 | Rate Constraint in MTons | FALSE | L | Annual | Allowances Withdrawn (n:1) | Thousand Tons | 0 | 0 | 0 | 0 | 0 | 0 | 0
MA- CO2 Cap Annual v6.20 | 354 | 7653 | Rate Constraint in MTons | FALSE | L | Annual | Net Emissions Allowance Position | Thousand Tons | 4283.7298 | 4004.9761 | 5799.3599 | 3810.0644 | 2412.2548 | 266.4843 | 1974.2581
MA- CO2 Cap Annual v6.20 | 354 | 7653 | Rate Constraint in MTons | FALSE | L | Annual | Fuel Consumed | TBtu | 67.9115 | 63.1504 | 54.5767 | 61.1954 | 49.0906 | 35.4879 | 31.7905
MA- CO2 Cap Annual v6.20 | 354 | 7653 | Rate Constraint in MTons | FALSE | L | Annual | Rate | lb/MMBtu | 126.1562 | 126.8392 | 127.586 | 124.5213 | 125.1248 | 128.1969 | 129.3313
MA- CO2 Cap Annual v6.20 | 354 | 7653 | Rate Constraint in MTons | FALSE | L | Annual | Generation | TWh | 9.3044 | 8.669 | 7.4633 | 8.1935 | 6.5837 | 4.7942 | 4.3232
MA- CO2 Cap Annual v6.20 | 354 | 7653 | Rate Constraint in MTons | FALSE | L | Annual | Qualifying Generation | TWh | 9.3044 | 8.669 | 7.4633 | 8.1935 | 6.5837 | 4.7942 | 4.3232
MA- CO2 Cap Annual v6.20 | 354 | 7653 | Rate Constraint in MTons | FALSE | L | Annual | Rate | lb/MWh | 920.7949 | 923.9753 | 932.9929 | 930.0269 | 932.9726 | 948.9467 | 951.028
MA- CO2 Cap Annual v6.20 | 354 | 7653 | Rate Constraint in MTons | FALSE | L | Annual | Constraint Shadow Price | US2019$/Ton | 0 | 0 | 0 | 0 | 0 | 0 | 0
MA Fac. Spec. - Canal NOx v3.1 | 355 | 7531 | Rate Constraint in lbs/MWh | FALSE | L | Annual | Seasons Included | Seasons | Winter, WintShld, Summer | Winter, WintShld, Summer | Winter, WintShld, Summer | Winter, WintShld, Summer | Winter, WintShld, Summer | Winter, WintShld, Summer | Winter, WintShld, Summer
MA Fac. Spec. - Canal NOx v3.1 | 355 | 7531 | Rate Constraint in lbs/MWh | FALSE | L | Annual | Standard NOX | lb/MWh | 1.5 | 1.5 | 1.5 | 1.5 | 1.5 | 1.5 | 1.5
MA Fac. Spec. - Canal NOx v3.1 | 355 | 7531 | Rate Constraint in lbs/MWh | FALSE | L | Annual | Emissions at Affected Plants NOX | Thousand Tons | 0 | 0 | 0 | 0 | 0 | 0 | 0
MA Fac. Spec. - Canal NOx v3.1 | 355 | 7531 | Rate Constraint in lbs/MWh | FALSE | L | Annual | Allowances Purchased NOX | Thousand Tons | 0 | 0 | 0 | 0 | 0 | 0 | 0
MA Fac. Spec. - Canal NOx v3.1 | 355 | 7531 | Rate Constraint in lbs/MWh | FALSE | L | Annual | Allowances Sold NOX | Thousand Tons | 0 | 0 | 0 | 0 | 0 | 0 | 0
MA Fac. Spec. - Canal NOx v3.1 | 355 | 7531 | Rate Constraint in lbs/MWh | FALSE | L | Annual | Allowances Banked | Thousand Tons | 0 | 0 | 0 | 0 | 0 | 0 | 0
MA Fac. Spec. - Canal NOx v3.1 | 355 | 7531 | Rate Constraint in lbs/MWh | FALSE | L | Annual | Allowances Withdrawn (1:1) | Thousand Tons | 0 | 0 | 0 | 0 | 0 | 0 | 0
MA Fac. Spec. - Canal NOx v3.1 | 355 | 7531 | Rate Constraint in lbs/MWh | FALSE | L | Annual | Allowances Withdrawn (n:1) | Thousand Tons | 0 | 0 | 0 | 0 | 0 | 0 | 0
MA Fac. Spec. - Canal NOx v3.1 | 355 | 7531 | Rate Constraint in lbs/MWh | FALSE | L | Annual | Net Emissions Allowance Position | Thousand Tons | 0 | 0 | 0 | 0 | 0 | 0 | 0
MA Fac. Spec. - Canal NOx v3.1 | 355 | 7531 | Rate Constraint in lbs/MWh | FALSE | L | Annual | Fuel Consumed | TBtu | 0 | 0 | 0 | 0 | 0 | 0 | 0
MA Fac. Spec. - Canal NOx v3.1 | 355 | 7531 | Rate Constraint in lbs/MWh | FALSE | L | Annual | Rate | lb/MMBtu | 0 | 0 | 0 | 0 | 0 | 0 | 0
MA Fac. Spec. - Canal NOx v3.1 | 355 | 7531 | Rate Constraint in lbs/MWh | FALSE | L | Annual | Generation | TWh | 0 | 0 | 0 | 0 | 0 | 0 | 0
MA Fac. Spec. - Canal NOx v3.1 | 355 | 7531 | Rate Constraint in lbs/MWh | FALSE | L | Annual | Qualifying Generation | TWh | 0 | 0 | 0 | 0 | 0 | 0 | 0
MA Fac. Spec. - Canal NOx v3.1 | 355 | 7531 | Rate Constraint in lbs/MWh | FALSE | L | Annual | Constraint Shadow Price | US2019$/Ton | 41485.952 | 25146.066 | 57320.017 | 0 | 27815.1455 | 23201.5518 | 0
MA Fac. Spec. - Canal SO2 Annual v3.1 | 356 | 7532 | Rate Constraint in lbs/MWh | FALSE | L | Annual | Seasons Included | Seasons | Winter, WintShld, Summer | Winter, WintShld, Summer | Winter, WintShld, Summer | Winter, WintShld, Summer | Winter, WintShld, Summer | Winter, WintShld, Summer | Winter, WintShld, Summer
MA Fac. Spec. - Canal SO2 Annual v3.1 | 356 | 7532 | Rate Constraint in lbs/MWh | FALSE | L | Annual | Standard SO2 | lb/MWh | 3 | 3 | 3 | 3 | 3 | 3 | 3
MA Fac. Spec. - Canal SO2 Annual v3.1 | 356 | 7532 | Rate Constraint in lbs/MWh | FALSE | L | Annual | Emissions at Affected Plants SO2 | Thousand Tons | 0 | 0 | 0 | 0 | 0 | 0 | 0
MA Fac. Spec. - Canal SO2 Annual v3.1 | 356 | 7532 | Rate Constraint in lbs/MWh | FALSE | L | Annual | Allowances Purchased SO2 | Thousand Tons | 0 | 0 | 0 | 0 | 0 | 0 | 0
MA Fac. Spec. - Canal SO2 Annual v3.1 | 356 | 7532 | Rate Constraint in lbs/MWh | FALSE | L | Annual | Allowances Sold SO2 | Thousand Tons | 0 | 0 | 0 | 0 | 0 | 0 | 0
MA Fac. Spec. - Canal SO2 Annual v3.1 | 356 | 7532 | Rate Constraint in lbs/MWh | FALSE | L | Annual | Allowances Banked | Thousand Tons | 0 | 0 | 0 | 0 | 0 | 0 | 0
MA Fac. Spec. - Canal SO2 Annual v3.1 | 356 | 7532 | Rate Constraint in lbs/MWh | FALSE | L | Annual | Allowances Withdrawn (1:1) | Thousand Tons | 0 | 0 | 0 | 0 | 0 | 0 | 0
MA Fac. Spec. - Canal SO2 Annual v3.1 | 356 | 7532 | Rate Constraint in lbs/MWh | FALSE | L | Annual | Allowances Withdrawn (n:1) | Thousand Tons | 0 | 0 | 0 | 0 | 0 | 0 | 0
MA Fac. Spec. - Canal SO2 Annual v3.1 | 356 | 7532 | Rate Constraint in lbs/MWh | FALSE | L | Annual | Net Emissions Allowance Position | Thousand Tons | 0 | 0 | 0 | 0 | 0 | 0 | 0
MA Fac. Spec. - Canal SO2 Annual v3.1 | 356 | 7532 | Rate Constraint in lbs/MWh | FALSE | L | Annual | Fuel Consumed | TBtu | 0 | 0 | 0 | 0 | 0 | 0 | 0
MA Fac. Spec. - Canal SO2 Annual v3.1 | 356 | 7532 | Rate Constraint in lbs/MWh | FALSE | L | Annual | Rate | lb/MMBtu | 0 | 0 | 0 | 0 | 0 | 0 | 0
MA Fac. Spec. - Canal SO2 Annual v3.1 | 356 | 7532 | Rate Constraint in lbs/MWh | FALSE | L | Annual | Generation | TWh | 0 | 0 | 0 | 0 | 0 | 0 | 0
MA Fac. Spec. - Canal SO2 Annual v3.1 | 356 | 7532 | Rate Constraint in lbs/MWh | FALSE | L | Annual | Qualifying Generation | TWh | 0 | 0 | 0 | 0 | 0 | 0 | 0
MA Fac. Spec. - Canal SO2 Annual v3.1 | 356 | 7532 | Rate Constraint in lbs/MWh | FALSE | L | Annual | Constraint Shadow Price | US2019$/Ton | 0 | 0 | 0 | 584.071 | 0 | 0 | 890.2564
MA Fac. Spec. - MER Output Annual v3.1 | 357 | 7335 | Rate Constraint in lbs/MWh | FALSE | L | Annual | Seasons Included | Seasons | Winter, WintShld, Summer | Winter, WintShld, Summer | Winter, WintShld, Summer | Winter, WintShld, Summer | Winter, WintShld, Summer | Winter, WintShld, Summer | Winter, WintShld, Summer
MA Fac. Spec. - MER Output Annual v3.1 | 357 | 7335 | Rate Constraint in lbs/MWh | FALSE | L | Annual | Standard MER | lb/MWh | 2.5e-06 | 2.5e-06 | 2.5e-06 | 2.5e-06 | 2.5e-06 | 2.5e-06 | 2.5e-06
MA Fac. Spec. - MER Output Annual v3.1 | 357 | 7335 | Rate Constraint in lbs/MWh | FALSE | L | Annual | Emissions at Affected Plants MER | lbs | 0 | 0 | 0 | 0 | 0 | 0 | 0
MA Fac. Spec. - MER Output Annual v3.1 | 357 | 7335 | Rate Constraint in lbs/MWh | FALSE | L | Annual | Allowances Purchased MER | lbs | 0 | 0 | 0 | 0 | 0 | 0 | 0
MA Fac. Spec. - MER Output Annual v3.1 | 357 | 7335 | Rate Constraint in lbs/MWh | FALSE | L | Annual | Allowances Sold MER | lbs | 0 | 0 | 0 | 0 | 0 | 0 | 0
MA Fac. Spec. - MER Output Annual v3.1 | 357 | 7335 | Rate Constraint in lbs/MWh | FALSE | L | Annual | Allowances Banked | lbs | 0 | 0 | 0 | 0 | 0 | 0 | 0
MA Fac. Spec. - MER Output Annual v3.1 | 357 | 7335 | Rate Constraint in lbs/MWh | FALSE | L | Annual | Allowances Withdrawn (1:1) | lbs | 0 | 0 | 0 | 0 | 0 | 0 | 0
MA Fac. Spec. - MER Output Annual v3.1 | 357 | 7335 | Rate Constraint in lbs/MWh | FALSE | L | Annual | Allowances Withdrawn (n:1) | lbs | 0 | 0 | 0 | 0 | 0 | 0 | 0
MA Fac. Spec. - MER Output Annual v3.1 | 357 | 7335 | Rate Constraint in lbs/MWh | FALSE | L | Annual | Net Emissions Allowance Position | lbs | 0 | 0 | 0 | 0 | 0 | 0 | 0
MA Fac. Spec. - MER Output Annual v3.1 | 357 | 7335 | Rate Constraint in lbs/MWh | FALSE | L | Annual | Fuel Consumed | TBtu | 0 | 0 | 0 | 0 | 0 | 0 | 0
MA Fac. Spec. - MER Output Annual v3.1 | 357 | 7335 | Rate Constraint in lbs/MWh | FALSE | L | Annual | Rate | lb/MMBtu | 0 | 0 | 0 | 0 | 0 | 0 | 0
MA Fac. Spec. - MER Output Annual v3.1 | 357 | 7335 | Rate Constraint in lbs/MWh | FALSE | L | Annual | Generation | TWh | 0 | 0 | 0 | 0 | 0 | 0 | 0
MA Fac. Spec. - MER Output Annual v3.1 | 357 | 7335 | Rate Constraint in lbs/MWh | FALSE | L | Annual | Qualifying Generation | TWh | 0 | 0 | 0 | 0 | 0 | 0 | 0
MA Fac. Spec. - MER Output Annual v3.1 | 357 | 7335 | Rate Constraint in lbs/MWh | FALSE | L | Annual | Constraint Shadow Price | US2019$/Lb | 0 | 0 | 0 | 0 | 0 | 0 | 0
MA Fac. Spec. - Mystic Gen NOx v3.1 | 358 | 7533 | Rate Constraint in lbs/MWh | FALSE | L | Annual | Seasons Included | Seasons | Winter, WintShld, Summer | Winter, WintShld, Summer | Winter, WintShld, Summer | Winter, WintShld, Summer | Winter, WintShld, Summer | Winter, WintShld, Summer | Winter, WintShld, Summer
MA Fac. Spec. - Mystic Gen NOx v3.1 | 358 | 7533 | Rate Constraint in lbs/MWh | FALSE | L | Annual | Standard NOX | lb/MWh | 1.5 | 1.5 | 1.5 | 1.5 | 1.5 | 1.5 | 1.5
MA Fac. Spec. - Mystic Gen NOx v3.1 | 358 | 7533 | Rate Constraint in lbs/MWh | FALSE | L | Annual | Emissions at Affected Plants NOX | Thousand Tons | 0 | 0 | 0 | 0 | 0 | 0 | 0
MA Fac. Spec. - Mystic Gen NOx v3.1 | 358 | 7533 | Rate Constraint in lbs/MWh | FALSE | L | Annual | Allowances Purchased NOX | Thousand Tons | 0 | 0 | 0 | 0 | 0 | 0 | 0
MA Fac. Spec. - Mystic Gen NOx v3.1 | 358 | 7533 | Rate Constraint in lbs/MWh | FALSE | L | Annual | Allowances Sold NOX | Thousand Tons | 0 | 0 | 0 | 0 | 0 | 0 | 0
MA Fac. Spec. - Mystic Gen NOx v3.1 | 358 | 7533 | Rate Constraint in lbs/MWh | FALSE | L | Annual | Allowances Banked | Thousand Tons | 0 | 0 | 0 | 0 | 0 | 0 | 0
MA Fac. Spec. - Mystic Gen NOx v3.1 | 358 | 7533 | Rate Constraint in lbs/MWh | FALSE | L | Annual | Allowances Withdrawn (1:1) | Thousand Tons | 0 | 0 | 0 | 0 | 0 | 0 | 0
MA Fac. Spec. - Mystic Gen NOx v3.1 | 358 | 7533 | Rate Constraint in lbs/MWh | FALSE | L | Annual | Allowances Withdrawn (n:1) | Thousand Tons | 0 | 0 | 0 | 0 | 0 | 0 | 0
MA Fac. Spec. - Mystic Gen NOx v3.1 | 358 | 7533 | Rate Constraint in lbs/MWh | FALSE | L | Annual | Net Emissions Allowance Position | Thousand Tons | 0 | 0 | 0 | 0 | 0 | 0 | 0
MA Fac. Spec. - Mystic Gen NOx v3.1 | 358 | 7533 | Rate Constraint in lbs/MWh | FALSE | L | Annual | Fuel Consumed | TBtu | 0 | 0 | 0 | 0 | 0 | 0 | 0
MA Fac. Spec. - Mystic Gen NOx v3.1 | 358 | 7533 | Rate Constraint in lbs/MWh | FALSE | L | Annual | Rate | lb/MMBtu | 0 | 0 | 0 | 0 | 0 | 0 | 0
MA Fac. Spec. - Mystic Gen NOx v3.1 | 358 | 7533 | Rate Constraint in lbs/MWh | FALSE | L | Annual | Generation | TWh | 0 | 0 | 0 | 0 | 0 | 0 | 0
MA Fac. Spec. - Mystic Gen NOx v3.1 | 358 | 7533 | Rate Constraint in lbs/MWh | FALSE | L | Annual | Qualifying Generation | TWh | 0 | 0 | 0 | 0 | 0 | 0 | 0
MA Fac. Spec. - Mystic Gen NOx v3.1 | 358 | 7533 | Rate Constraint in lbs/MWh | FALSE | L | Annual | Constraint Shadow Price | US2019$/Ton | 0 | 0 | 0 | 0 | 0 | 0 | 0
MA Fac. Spec. - Mystic Gen SO2 Annual v3.1 | 359 | 7534 | Rate Constraint in lbs/MWh | FALSE | L | Annual | Seasons Included | Seasons | Winter, WintShld, Summer | Winter, WintShld, Summer | Winter, WintShld, Summer | Winter, WintShld, Summer | Winter, WintShld, Summer | Winter, WintShld, Summer | Winter, WintShld, Summer
MA Fac. Spec. - Mystic Gen SO2 Annual v3.1 | 359 | 7534 | Rate Constraint in lbs/MWh | FALSE | L | Annual | Standard SO2 | lb/MWh | 3 | 3 | 3 | 3 | 3 | 3 | 3
MA Fac. Spec. - Mystic Gen SO2 Annual v3.1 | 359 | 7534 | Rate Constraint in lbs/MWh | FALSE | L | Annual | Emissions at Affected Plants SO2 | Thousand Tons | 0 | 0 | 0 | 0 | 0 | 0 | 0
MA Fac. Spec. - Mystic Gen SO2 Annual v3.1 | 359 | 7534 | Rate Constraint in lbs/MWh | FALSE | L | Annual | Allowances Purchased SO2 | Thousand Tons | 0 | 0 | 0 | 0 | 0 | 0 | 0
MA Fac. Spec. - Mystic Gen SO2 Annual v3.1 | 359 | 7534 | Rate Constraint in lbs/MWh | FALSE | L | Annual | Allowances Sold SO2 | Thousand Tons | 0 | 0 | 0 | 0 | 0 | 0 | 0
MA Fac. Spec. - Mystic Gen SO2 Annual v3.1 | 359 | 7534 | Rate Constraint in lbs/MWh | FALSE | L | Annual | Allowances Banked | Thousand Tons | 0 | 0 | 0 | 0 | 0 | 0 | 0
MA Fac. Spec. - Mystic Gen SO2 Annual v3.1 | 359 | 7534 | Rate Constraint in lbs/MWh | FALSE | L | Annual | Allowances Withdrawn (1:1) | Thousand Tons | 0 | 0 | 0 | 0 | 0 | 0 | 0
MA Fac. Spec. - Mystic Gen SO2 Annual v3.1 | 359 | 7534 | Rate Constraint in lbs/MWh | FALSE | L | Annual | Allowances Withdrawn (n:1) | Thousand Tons | 0 | 0 | 0 | 0 | 0 | 0 | 0
MA Fac. Spec. - Mystic Gen SO2 Annual v3.1 | 359 | 7534 | Rate Constraint in lbs/MWh | FALSE | L | Annual | Net Emissions Allowance Position | Thousand Tons | 0 | 0 | 0 | 0 | 0 | 0 | 0
MA Fac. Spec. - Mystic Gen SO2 Annual v3.1 | 359 | 7534 | Rate Constraint in lbs/MWh | FALSE | L | Annual | Fuel Consumed | TBtu | 0 | 0 | 0 | 0 | 0 | 0 | 0
MA Fac. Spec. - Mystic Gen SO2 Annual v3.1 | 359 | 7534 | Rate Constraint in lbs/MWh | FALSE | L | Annual | Rate | lb/MMBtu | 0 | 0 | 0 | 0 | 0 | 0 | 0
MA Fac. Spec. - Mystic Gen SO2 Annual v3.1 | 359 | 7534 | Rate Constraint in lbs/MWh | FALSE | L | Annual | Generation | TWh | 0 | 0 | 0 | 0 | 0 | 0 | 0
MA Fac. Spec. - Mystic Gen SO2 Annual v3.1 | 359 | 7534 | Rate Constraint in lbs/MWh | FALSE | L | Annual | Qualifying Generation | TWh | 0 | 0 | 0 | 0 | 0 | 0 | 0
MA Fac. Spec. - Mystic Gen SO2 Annual v3.1 | 359 | 7534 | Rate Constraint in lbs/MWh | FALSE | L | Annual | Constraint Shadow Price | US2019$/Ton | 0 | 0 | 0 | 0 | 0 | 0 | 0
MD Coal-fired EGUs NOx rate - NRG & GenOn v5.16 | 360 | 7334 | Rate Constraint in lbs/MMBtu | FALSE | L | Annual | Seasons Included | Seasons | Summer | Summer | Summer | Summer | Summer | Summer | Summer
MD Coal-fired EGUs NOx rate - NRG & GenOn v5.16 | 360 | 7334 | Rate Constraint in lbs/MMBtu | FALSE | L | Annual | Standard NOX | lb/MMBtu | 0.15 | 0.15 | 0.15 | 0.15 | 0.15 | 0.15 | 0.15
MD Coal-fired EGUs NOx rate - NRG & GenOn v5.16 | 360 | 7334 | Rate Constraint in lbs/MMBtu | FALSE | L | Annual | Emissions at Affected Plants NOX | Thousand Tons | 0 | 0 | 0 | 0 | 0 | 0 | 0
MD Coal-fired EGUs NOx rate - NRG & GenOn v5.16 | 360 | 7334 | Rate Constraint in lbs/MMBtu | FALSE | L | Annual | Allowances Purchased NOX | Thousand Tons | 0 | 0 | 0 | 0 | 0 | 0 | 0
MD Coal-fired EGUs NOx rate - NRG & GenOn v5.16 | 360 | 7334 | Rate Constraint in lbs/MMBtu | FALSE | L | Annual | Allowances Sold NOX | Thousand Tons | 0 | 0 | 0 | 0 | 0 | 0 | 0
MD Coal-fired EGUs NOx rate - NRG & GenOn v5.16 | 360 | 7334 | Rate Constraint in lbs/MMBtu | FALSE | L | Annual | Allowances Banked | Thousand Tons | 0 | 0 | 0 | 0 | 0 | 0 | 0
MD Coal-fired EGUs NOx rate - NRG & GenOn v5.16 | 360 | 7334 | Rate Constraint in lbs/MMBtu | FALSE | L | Annual | Allowances Withdrawn (1:1) | Thousand Tons | 0 | 0 | 0 | 0 | 0 | 0 | 0
MD Coal-fired EGUs NOx rate - NRG & GenOn v5.16 | 360 | 7334 | Rate Constraint in lbs/MMBtu | FALSE | L | Annual | Allowances Withdrawn (n:1) | Thousand Tons | 0 | 0 | 0 | 0 | 0 | 0 | 0
MD Coal-fired EGUs NOx rate - NRG & GenOn v5.16 | 360 | 7334 | Rate Constraint in lbs/MMBtu | FALSE | L | Annual | Net Emissions Allowance Position | Thousand Tons | 0 | 0 | 0 | 0 | 0 | 0 | 0
MD Coal-fired EGUs NOx rate - NRG & GenOn v5.16 | 360 | 7334 | Rate Constraint in lbs/MMBtu | FALSE | L | Annual | Fuel Consumed | TBtu | 0 | 0 | 0 | 0 | 0 | 0 | 0
MD Coal-fired EGUs NOx rate - NRG & GenOn v5.16 | 360 | 7334 | Rate Constraint in lbs/MMBtu | FALSE | L | Annual | Rate | lb/MMBtu | 0 | 0 | 0 | 0 | 0 | 0 | 0
MD Coal-fired EGUs NOx rate - NRG & GenOn v5.16 | 360 | 7334 | Rate Constraint in lbs/MMBtu | FALSE | L | Annual | Generation | TWh | 0 | 0 | 0 | 0 | 0 | 0 | 0
MD Coal-fired EGUs NOx rate - NRG & GenOn v5.16 | 360 | 7334 | Rate Constraint in lbs/MMBtu | FALSE | L | Annual | Qualifying Generation | TWh | 0 | 0 | 0 | 0 | 0 | 0 | 0
MD Coal-fired EGUs NOx rate - NRG & GenOn v5.16 | 360 | 7334 | Rate Constraint in lbs/MMBtu | FALSE | L | Annual | Rate | lb/MWh | 0 | 0 | 0 | 0 | 0 | 0 | 0
MD Coal-fired EGUs NOx rate - NRG & GenOn v5.16 | 360 | 7334 | Rate Constraint in lbs/MMBtu | FALSE | L | Annual | Constraint Shadow Price | US2019$/Ton | 0 | 0 | 0 | 0 | 0 | 0 | 0
MD Coal-fired EGUs NOx rate - Raven v5.16 | 361 | 7333 | Rate Constraint in lbs/MMBtu | FALSE | L | Annual | Seasons Included | Seasons | Summer | Summer | Summer | Summer | Summer | Summer | Summer
MD Coal-fired EGUs NOx rate - Raven v5.16 | 361 | 7333 | Rate Constraint in lbs/MMBtu | FALSE | L | Annual | Standard NOX | lb/MMBtu | 0.15 | 0.15 | 0.15 | 0.15 | 0.15 | 0.15 | 0.15
MD Coal-fired EGUs NOx rate - Raven v5.16 | 361 | 7333 | Rate Constraint in lbs/MMBtu | FALSE | L | Annual | Emissions at Affected Plants NOX | Thousand Tons | 0 | 0 | 0 | 0 | 0 | 0 | 0
MD Coal-fired EGUs NOx rate - Raven v5.16 | 361 | 7333 | Rate Constraint in lbs/MMBtu | FALSE | L | Annual | Allowances Purchased NOX | Thousand Tons | 0 | 0 | 0 | 0 | 0 | 0 | 0
MD Coal-fired EGUs NOx rate - Raven v5.16 | 361 | 7333 | Rate Constraint in lbs/MMBtu | FALSE | L | Annual | Allowances Sold NOX | Thousand Tons | 0 | 0 | 0 | 0 | 0 | 0 | 0
MD Coal-fired EGUs NOx rate - Raven v5.16 | 361 | 7333 | Rate Constraint in lbs/MMBtu | FALSE | L | Annual | Allowances Banked | Thousand Tons | 0 | 0 | 0 | 0 | 0 | 0 | 0
MD Coal-fired EGUs NOx rate - Raven v5.16 | 361 | 7333 | Rate Constraint in lbs/MMBtu | FALSE | L | Annual | Allowances Withdrawn (1:1) | Thousand Tons | 0 | 0 | 0 | 0 | 0 | 0 | 0
MD Coal-fired EGUs NOx rate - Raven v5.16 | 361 | 7333 | Rate Constraint in lbs/MMBtu | FALSE | L | Annual | Allowances Withdrawn (n:1) | Thousand Tons | 0 | 0 | 0 | 0 | 0 | 0 | 0
MD Coal-fired EGUs NOx rate - Raven v5.16 | 361 | 7333 | Rate Constraint in lbs/MMBtu | FALSE | L | Annual | Net Emissions Allowance Position | Thousand Tons | 0 | 0 | 0 | 0 | 0 | 0 | 0
MD Coal-fired EGUs NOx rate - Raven v5.16 | 361 | 7333 | Rate Constraint in lbs/MMBtu | FALSE | L | Annual | Fuel Consumed | TBtu | 0 | 0 | 0 | 0 | 0 | 0 | 0
MD Coal-fired EGUs NOx rate - Raven v5.16 | 361 | 7333 | Rate Constraint in lbs/MMBtu | FALSE | L | Annual | Rate | lb/MMBtu | 0 | 0 | 0 | 0 | 0 | 0 | 0
MD Coal-fired EGUs NOx rate - Raven v5.16 | 361 | 7333 | Rate Constraint in lbs/MMBtu | FALSE | L | Annual | Generation | TWh | 0 | 0 | 0 | 0 | 0 | 0 | 0
MD Coal-fired EGUs NOx rate - Raven v5.16 | 361 | 7333 | Rate Constraint in lbs/MMBtu | FALSE | L | Annual | Qualifying Generation | TWh | 0 | 0 | 0 | 0 | 0 | 0 | 0
MD Coal-fired EGUs NOx rate - Raven v5.16 | 361 | 7333 | Rate Constraint in lbs/MMBtu | FALSE | L | Annual | Rate | lb/MWh | 0 | 0 | 0 | 0 | 0 | 0 | 0
MD Coal-fired EGUs NOx rate - Raven v5.16 | 361 | 7333 | Rate Constraint in lbs/MMBtu | FALSE | L | Annual | Constraint Shadow Price | US2019$/Ton | 0 | 0 | 0 | 0 | 0 | 0 | 0
MD Healthy Air Act - Constellation NOx Cap Ann 4.1 | 362 | 7330 | Rate Constraint in MTons | FALSE | L | Annual | Seasons Included | Seasons | Winter, WintShld, Summer | Winter, WintShld, Summer | Winter, WintShld, Summer | Winter, WintShld, Summer | Winter, WintShld, Summer | Winter, WintShld, Summer | Winter, WintShld, Summer
MD Healthy Air Act - Constellation NOx Cap Ann 4.1 | 362 | 7330 | Rate Constraint in MTons | FALSE | L | Annual | Standard NOX | Thousand Tons | 8.026 | 8.026 | 8.026 | 8.026 | 8.026 | 8.026 | 8.026
MD Healthy Air Act - Constellation NOx Cap Ann 4.1 | 362 | 7330 | Rate Constraint in MTons | FALSE | L | Annual | Emissions at Affected Plants NOX | Thousand Tons | 0 | 0 | 0 | 0 | 0 | 0 | 0
MD Healthy Air Act - Constellation NOx Cap Ann 4.1 | 362 | 7330 | Rate Constraint in MTons | FALSE | L | Annual | Allowances Purchased NOX | Thousand Tons | 0 | 0 | 0 | 0 | 0 | 0 | 0
MD Healthy Air Act - Constellation NOx Cap Ann 4.1 | 362 | 7330 | Rate Constraint in MTons | FALSE | L | Annual | Allowances Sold NOX | Thousand Tons | 0 | 0 | 0 | 0 | 0 | 0 | 0
MD Healthy Air Act - Constellation NOx Cap Ann 4.1 | 362 | 7330 | Rate Constraint in MTons | FALSE | L | Annual | Allowances Banked | Thousand Tons | 0 | 0 | 0 | 0 | 0 | 0 | 0
MD Healthy Air Act - Constellation NOx Cap Ann 4.1 | 362 | 7330 | Rate Constraint in MTons | FALSE | L | Annual | Allowances Withdrawn (1:1) | Thousand Tons | 0 | 0 | 0 | 0 | 0 | 0 | 0
MD Healthy Air Act - Constellation NOx Cap Ann 4.1 | 362 | 7330 | Rate Constraint in MTons | FALSE | L | Annual | Allowances Withdrawn (n:1) | Thousand Tons | 0 | 0 | 0 | 0 | 0 | 0 | 0
MD Healthy Air Act - Constellation NOx Cap Ann 4.1 | 362 | 7330 | Rate Constraint in MTons | FALSE | L | Annual | Net Emissions Allowance Position | Thousand Tons | 0 | 0 | 0 | 0 | 0 | 0 | 0
MD Healthy Air Act - Constellation NOx Cap Ann 4.1 | 362 | 7330 | Rate Constraint in MTons | FALSE | L | Annual | Fuel Consumed | TBtu | 0 | 0 | 0 | 0 | 0 | 0 | 0
MD Healthy Air Act - Constellation NOx Cap Ann 4.1 | 362 | 7330 | Rate Constraint in MTons | FALSE | L | Annual | Rate | lb/MMBtu | 0 | 0 | 0 | 0 | 0 | 0 | 0
MD Healthy Air Act - Constellation NOx Cap Ann 4.1 | 362 | 7330 | Rate Constraint in MTons | FALSE | L | Annual | Generation | TWh | 0 | 0 | 0 | 0 | 0 | 0 | 0
MD Healthy Air Act - Constellation NOx Cap Ann 4.1 | 362 | 7330 | Rate Constraint in MTons | FALSE | L | Annual | Qualifying Generation | TWh | 0 | 0 | 0 | 0 | 0 | 0 | 0
MD Healthy Air Act - Constellation NOx Cap Ann 4.1 | 362 | 7330 | Rate Constraint in MTons | FALSE | L | Annual | Rate | lb/MWh | 0 | 0 | 0 | 0 | 0 | 0 | 0
MD Healthy Air Act - Constellation NOx Cap Ann 4.1 | 362 | 7330 | Rate Constraint in MTons | FALSE | L | Annual | Constraint Shadow Price | US2019$/Ton | 0 | 0 | 0 | 0 | 0 | 0 | 0
MD Healthy Air Act - Constellation NOx Cap Sum 4.1 | 363 | 7328 | Rate Constraint in MTons | FALSE | L | Annual | Seasons Included | Seasons | Summer | Summer | Summer | Summer | Summer | Summer | Summer
MD Healthy Air Act - Constellation NOx Cap Sum 4.1 | 363 | 7328 | Rate Constraint in MTons | FALSE | L | Annual | Standard NOX | Thousand Tons | 3.63 | 3.63 | 3.63 | 3.63 | 3.63 | 3.63 | 3.63
MD Healthy Air Act - Constellation NOx Cap Sum 4.1 | 363 | 7328 | Rate Constraint in MTons | FALSE | L | Annual | Emissions at Affected Plants NOX | Thousand Tons | 0 | 0 | 0 | 0 | 0 | 0 | 0
MD Healthy Air Act - Constellation NOx Cap Sum 4.1 | 363 | 7328 | Rate Constraint in MTons | FALSE | L | Annual | Allowances Purchased NOX | Thousand Tons | 0 | 0 | 0 | 0 | 0 | 0 | 0
MD Healthy Air Act - Constellation NOx Cap Sum 4.1 | 363 | 7328 | Rate Constraint in MTons | FALSE | L | Annual | Allowances Sold NOX | Thousand Tons | 0 | 0 | 0 | 0 | 0 | 0 | 0
MD Healthy Air Act - Constellation NOx Cap Sum 4.1 | 363 | 7328 | Rate Constraint in MTons | FALSE | L | Annual | Allowances Banked | Thousand Tons | 0 | 0 | 0 | 0 | 0 | 0 | 0
MD Healthy Air Act - Constellation NOx Cap Sum 4.1 | 363 | 7328 | Rate Constraint in MTons | FALSE | L | Annual | Allowances Withdrawn (1:1) | Thousand Tons | 0 | 0 | 0 | 0 | 0 | 0 | 0
MD Healthy Air Act - Constellation NOx Cap Sum 4.1 | 363 | 7328 | Rate Constraint in MTons | FALSE | L | Annual | Allowances Withdrawn (n:1) | Thousand Tons | 0 | 0 | 0 | 0 | 0 | 0 | 0
MD Healthy Air Act - Constellation NOx Cap Sum 4.1 | 363 | 7328 | Rate Constraint in MTons | FALSE | L | Annual | Net Emissions Allowance Position | Thousand Tons | 0 | 0 | 0 | 0 | 0 | 0 | 0
MD Healthy Air Act - Constellation NOx Cap Sum 4.1 | 363 | 7328 | Rate Constraint in MTons | FALSE | L | Annual | Fuel Consumed | TBtu | 0 | 0 | 0 | 0 | 0 | 0 | 0
MD Healthy Air Act - Constellation NOx Cap Sum 4.1 | 363 | 7328 | Rate Constraint in MTons | FALSE | L | Annual | Rate | lb/MMBtu | 0 | 0 | 0 | 0 | 0 | 0 | 0
MD Healthy Air Act - Constellation NOx Cap Sum 4.1 | 363 | 7328 | Rate Constraint in MTons | FALSE | L | Annual | Generation | TWh | 0 | 0 | 0 | 0 | 0 | 0 | 0
MD Healthy Air Act - Constellation NOx Cap Sum 4.1 | 363 | 7328 | Rate Constraint in MTons | FALSE | L | Annual | Qualifying Generation | TWh | 0 | 0 | 0 | 0 | 0 | 0 | 0
MD Healthy Air Act - Constellation NOx Cap Sum 4.1 | 363 | 7328 | Rate Constraint in MTons | FALSE | L | Annual | Rate | lb/MWh | 0 | 0 | 0 | 0 | 0 | 0 | 0
MD Healthy Air Act - Constellation NOx Cap Sum 4.1 | 363 | 7328 | Rate Constraint in MTons | FALSE | L | Annual | Constraint Shadow Price | US2019$/Ton | 0 | 0 | 0 | 0 | 0 | 0 | 0
MD Healthy Air Act - Constellation SO2 Cap Ann 4.1 | 364 | 7326 | Rate Constraint in MTons | FALSE | L | Annual | Seasons Included | Seasons | Winter, WintShld, Summer | Winter, WintShld, Summer | Winter, WintShld, Summer | Winter, WintShld, Summer | Winter, WintShld, Summer | Winter, WintShld, Summer | Winter, WintShld, Summer
MD Healthy Air Act - Constellation SO2 Cap Ann 4.1 | 364 | 7326 | Rate Constraint in MTons | FALSE | L | Annual | Standard SO2 | Thousand Tons | 17.926 | 17.926 | 17.926 | 17.926 | 17.926 | 17.926 | 17.926
MD Healthy Air Act - Constellation SO2 Cap Ann 4.1 | 364 | 7326 | Rate Constraint in MTons | FALSE | L | Annual | Emissions at Affected Plants SO2 | Thousand Tons | 0 | 0 | 0 | 0 | 0 | 0 | 0
MD Healthy Air Act - Constellation SO2 Cap Ann 4.1 | 364 | 7326 | Rate Constraint in MTons | FALSE | L | Annual | Allowances Purchased SO2 | Thousand Tons | 0 | 0 | 0 | 0 | 0 | 0 | 0
MD Healthy Air Act - Constellation SO2 Cap Ann 4.1 | 364 | 7326 | Rate Constraint in MTons | FALSE | L | Annual | Allowances Sold SO2 | Thousand Tons | 0 | 0 | 0 | 0 | 0 | 0 | 0
MD Healthy Air Act - Constellation SO2 Cap Ann 4.1 | 364 | 7326 | Rate Constraint in MTons | FALSE | L | Annual | Allowances Banked | Thousand Tons | 0 | 0 | 0 | 0 | 0 | 0 | 0
MD Healthy Air Act - Constellation SO2 Cap Ann 4.1 | 364 | 7326 | Rate Constraint in MTons | FALSE | L | Annual | Allowances Withdrawn (1:1) | Thousand Tons | 0 | 0 | 0 | 0 | 0 | 0 | 0
MD Healthy Air Act - Constellation SO2 Cap Ann 4.1 | 364 | 7326 | Rate Constraint in MTons | FALSE | L | Annual | Allowances Withdrawn (n:1) | Thousand Tons | 0 | 0 | 0 | 0 | 0 | 0 | 0
MD Healthy Air Act - Constellation SO2 Cap Ann 4.1 | 364 | 7326 | Rate Constraint in MTons | FALSE | L | Annual | Net Emissions Allowance Position | Thousand Tons | 0 | 0 | 0 | 0 | 0 | 0 | 0
MD Healthy Air Act - Constellation SO2 Cap Ann 4.1 | 364 | 7326 | Rate Constraint in MTons | FALSE | L | Annual | Fuel Consumed | TBtu | 0 | 0 | 0 | 0 | 0 | 0 | 0
MD Healthy Air Act - Constellation SO2 Cap Ann 4.1 | 364 | 7326 | Rate Constraint in MTons | FALSE | L | Annual | Rate | lb/MMBtu | 0 | 0 | 0 | 0 | 0 | 0 | 0
MD Healthy Air Act - Constellation SO2 Cap Ann 4.1 | 364 | 7326 | Rate Constraint in MTons | FALSE | L | Annual | Generation | TWh | 0 | 0 | 0 | 0 | 0 | 0 | 0
MD Healthy Air Act - Constellation SO2 Cap Ann 4.1 | 364 | 7326 | Rate Constraint in MTons | FALSE | L | Annual | Qualifying Generation | TWh | 0 | 0 | 0 | 0 | 0 | 0 | 0
MD Healthy Air Act - Constellation SO2 Cap Ann 4.1 | 364 | 7326 | Rate Constraint in MTons | FALSE | L | Annual | Rate | lb/MWh | 0 | 0 | 0 | 0 | 0 | 0 | 0
MD Healthy Air Act - Constellation SO2 Cap Ann 4.1 | 364 | 7326 | Rate Constraint in MTons | FALSE | L | Annual | Constraint Shadow Price | US2019$/Ton | 0 | 0 | 0 | 0 | 0 | 0 | 0
MD Healthy Air Act - MER Removal Annual v3.1 | 365 | 7332 | MACT Fuel Choice Floor in lbs/MMBtu | FALSE | L | Annual | Seasons Included | Seasons | Winter, WintShld, Summer | Winter, WintShld, Summer | Winter, WintShld, Summer | Winter, WintShld, Summer | Winter, WintShld, Summer | Winter, WintShld, Summer | Winter, WintShld, Summer
MD Healthy Air Act - MER Removal Annual v3.1 | 365 | 7332 | MACT Fuel Choice Floor in lbs/MMBtu | FALSE | L | Annual | Emission Floor | lbs/MMBtu | 0 | 0 | 0 | 0 | 0 | 0 | 0
MD Healthy Air Act - MER Removal Annual v3.1 | 365 | 7332 | MACT Fuel Choice Floor in lbs/MMBtu | FALSE | L | Annual | Emissions at Affected Plants MER | lbs | 0 | 0 | 0 | 0 | 0 | 0 | 0
MD Healthy Air Act - MER Removal Annual v3.1 | 365 | 7332 | MACT Fuel Choice Floor in lbs/MMBtu | FALSE | L | Annual | Allowances Purchased MER | lbs | 0 | 0 | 0 | 0 | 0 | 0 | 0
MD Healthy Air Act - MER Removal Annual v3.1 | 365 | 7332 | MACT Fuel Choice Floor in lbs/MMBtu | FALSE | L | Annual | Allowances Sold MER | lbs | 0 | 0 | 0 | 0 | 0 | 0 | 0
MD Healthy Air Act - MER Removal Annual v3.1 | 365 | 7332 | MACT Fuel Choice Floor in lbs/MMBtu | FALSE | L | Annual | Allowances Banked | lbs | 0 | 0 | 0 | 0 | 0 | 0 | 0
MD Healthy Air Act - MER Removal Annual v3.1 | 365 | 7332 | MACT Fuel Choice Floor in lbs/MMBtu | FALSE | L | Annual | Allowances Withdrawn (1:1) | lbs | 0 | 0 | 0 | 0 | 0 | 0 | 0
MD Healthy Air Act - MER Removal Annual v3.1 | 365 | 7332 | MACT Fuel Choice Floor in lbs/MMBtu | FALSE | L | Annual | Allowances Withdrawn (n:1) | lbs | 0 | 0 | 0 | 0 | 0 | 0 | 0
MD Healthy Air Act - MER Removal Annual v3.1 | 365 | 7332 | MACT Fuel Choice Floor in lbs/MMBtu | FALSE | L | Annual | Net Emissions Allowance Position | lbs | 0 | 0 | 0 | 0 | 0 | 0 | 0
MD Healthy Air Act - MER Removal Annual v3.1 | 365 | 7332 | MACT Fuel Choice Floor in lbs/MMBtu | FALSE | L | Annual | Fuel Consumed | TBtu | 0 | 0 | 0 | 0 | 0 | 0 | 0
MD Healthy Air Act - MER Removal Annual v3.1 | 365 | 7332 | MACT Fuel Choice Floor in lbs/MMBtu | FALSE | L | Annual | Rate | lb/MMBtu | 0 | 0 | 0 | 0 | 0 | 0 | 0
MD Healthy Air Act - MER Removal Annual v3.1 | 365 | 7332 | MACT Fuel Choice Floor in lbs/MMBtu | FALSE | L | Annual | Generation | TWh | 0 | 0 | 0 | 0 | 0 | 0 | 0
MD Healthy Air Act - MER Removal Annual v3.1 | 365 | 7332 | MACT Fuel Choice Floor in lbs/MMBtu | FALSE | L | Annual | Qualifying Generation | TWh | 0 | 0 | 0 | 0 | 0 | 0 | 0
MD Healthy Air Act - MER Removal Annual v3.1 | 365 | 7332 | MACT Fuel Choice Floor in lbs/MMBtu | FALSE | L | Annual | Constraint Shadow Price | US2019$/Lb | 0 | 0 | 0 | 0 | 0 | 0 | 0
MD Healthy Air Act - Mirant NOx Cap Annual v4.10 | 366 | 7331 | Rate Constraint in MTons | FALSE | L | Annual | Seasons Included | Seasons | Winter, WintShld, Summer | Winter, WintShld, Summer | Winter, WintShld, Summer | Winter, WintShld, Summer | Winter, WintShld, Summer | Winter, WintShld, Summer | Winter, WintShld, Summer
MD Healthy Air Act - Mirant NOx Cap Annual v4.10 | 366 | 7331 | Rate Constraint in MTons | FALSE | L | Annual | Standard NOX | Thousand Tons | 8.298 | 8.298 | 8.298 | 8.298 | 8.298 | 8.298 | 8.298
MD Healthy Air Act - Mirant NOx Cap Annual v4.10 | 366 | 7331 | Rate Constraint in MTons | FALSE | L | Annual | Emissions at Affected Plants NOX | Thousand Tons | 0 | 0 | 0 | 0 | 0 | 0 | 0
MD Healthy Air Act - Mirant NOx Cap Annual v4.10 | 366 | 7331 | Rate Constraint in MTons | FALSE | L | Annual | Allowances Purchased NOX | Thousand Tons | 0 | 0 | 0 | 0 | 0 | 0 | 0
MD Healthy Air Act - Mirant NOx Cap Annual v4.10 | 366 | 7331 | Rate Constraint in MTons | FALSE | L | Annual | Allowances Sold NOX | Thousand Tons | 0 | 0 | 0 | 0 | 0 | 0 | 0
MD Healthy Air Act - Mirant NOx Cap Annual v4.10 | 366 | 7331 | Rate Constraint in MTons | FALSE | L | Annual | Allowances Banked | Thousand Tons | 0 | 0 | 0 | 0 | 0 | 0 | 0
MD Healthy Air Act - Mirant NOx Cap Annual v4.10 | 366 | 7331 | Rate Constraint in MTons | FALSE | L | Annual | Allowances Withdrawn (1:1) | Thousand Tons | 0 | 0 | 0 | 0 | 0 | 0 | 0
MD Healthy Air Act - Mirant NOx Cap Annual v4.10 | 366 | 7331 | Rate Constraint in MTons | FALSE | L | Annual | Allowances Withdrawn (n:1) | Thousand Tons | 0 | 0 | 0 | 0 | 0 | 0 | 0
MD Healthy Air Act - Mirant NOx Cap Annual v4.10 | 366 | 7331 | Rate Constraint in MTons | FALSE | L | Annual | Net Emissions Allowance Position | Thousand Tons | 0 | 0 | 0 | 0 | 0 | 0 | 0
MD Healthy Air Act - Mirant NOx Cap Annual v4.10 | 366 | 7331 | Rate Constraint in MTons | FALSE | L | Annual | Fuel Consumed | TBtu | 0 | 0 | 0 | 0 | 0 | 0 | 0
MD Healthy Air Act - Mirant NOx Cap Annual v4.10 | 366 | 7331 | Rate Constraint in MTons | FALSE | L | Annual | Rate | lb/MMBtu | 0 | 0 | 0 | 0 | 0 | 0 | 0
MD Healthy Air Act - Mirant NOx Cap Annual v4.10 | 366 | 7331 | Rate Constraint in MTons | FALSE | L | Annual | Generation | TWh | 0 | 0 | 0 | 0 | 0 | 0 | 0
MD Healthy Air Act - Mirant NOx Cap Annual v4.10 | 366 | 7331 | Rate Constraint in MTons | FALSE | L | Annual | Qualifying Generation | TWh | 0 | 0 | 0 | 0 | 0 | 0 | 0
MD Healthy Air Act - Mirant NOx Cap Annual v4.10 | 366 | 7331 | Rate Constraint in MTons | FALSE | L | Annual | Rate | lb/MWh | 0 | 0 | 0 | 0 | 0 | 0 | 0
MD Healthy Air Act - Mirant NOx Cap Annual v4.10 | 366 | 7331 | Rate Constraint in MTons | FALSE | L | Annual | Constraint Shadow Price | US2019$/Ton | 0 | 0 | 0 | 0 | 0 | 0 | 0
MD Healthy Air Act - Mirant NOx Cap Summer v4.10 | 367 | 7329 | Rate Constraint in MTons | FALSE | L | Annual | Seasons Included | Seasons | Summer | Summer | Summer | Summer | Summer | Summer | Summer
MD Healthy Air Act - Mirant NOx Cap Summer v4.10 | 367 | 7329 | Rate Constraint in MTons | FALSE | L | Annual | Standard NOX | Thousand Tons | 3.567 | 3.567 | 3.567 | 3.567 | 3.567 | 3.567 | 3.567
MD Healthy Air Act - Mirant NOx Cap Summer v4.10 | 367 | 7329 | Rate Constraint in MTons | FALSE | L | Annual | Emissions at Affected Plants NOX | Thousand Tons | 0 | 0 | 0 | 0 | 0 | 0 | 0
MD Healthy Air Act - Mirant NOx Cap Summer v4.10 | 367 | 7329 | Rate Constraint in MTons | FALSE | L | Annual | Allowances Purchased NOX | Thousand Tons | 0 | 0 | 0 | 0 | 0 | 0 | 0
MD Healthy Air Act - Mirant NOx Cap Summer v4.10 | 367 | 7329 | Rate Constraint in MTons | FALSE | L | Annual | Allowances Sold NOX | Thousand Tons | 0 | 0 | 0 | 0 | 0 | 0 | 0
MD Healthy Air Act - Mirant NOx Cap Summer v4.10 | 367 | 7329 | Rate Constraint in MTons | FALSE | L | Annual | Allowances Banked | Thousand Tons | 0 | 0 | 0 | 0 | 0 | 0 | 0
MD Healthy Air Act - Mirant NOx Cap Summer v4.10 | 367 | 7329 | Rate Constraint in MTons | FALSE | L | Annual | Allowances Withdrawn (1:1) | Thousand Tons | 0 | 0 | 0 | 0 | 0 | 0 | 0
MD Healthy Air Act - Mirant NOx Cap Summer v4.10 | 367 | 7329 | Rate Constraint in MTons | FALSE | L | Annual | Allowances Withdrawn (n:1) | Thousand Tons | 0 | 0 | 0 | 0 | 0 | 0 | 0
MD Healthy Air Act - Mirant NOx Cap Summer v4.10 | 367 | 7329 | Rate Constraint in MTons | FALSE | L | Annual | Net Emissions Allowance Position | Thousand Tons | 0 | 0 | 0 | 0 | 0 | 0 | 0
MD Healthy Air Act - Mirant NOx Cap Summer v4.10 | 367 | 7329 | Rate Constraint in MTons | FALSE | L | Annual | Fuel Consumed | TBtu | 0 | 0 | 0 | 0 | 0 | 0 | 0
MD Healthy Air Act - Mirant NOx Cap Summer v4.10 | 367 | 7329 | Rate Constraint in MTons | FALSE | L | Annual | Rate | lb/MMBtu | 0 | 0 | 0 | 0 | 0 | 0 | 0
MD Healthy Air Act - Mirant NOx Cap Summer v4.10 | 367 | 7329 | Rate Constraint in MTons | FALSE | L | Annual | Generation | TWh | 0 | 0 | 0 | 0 | 0 | 0 | 0
MD Healthy Air Act - Mirant NOx Cap Summer v4.10 | 367 | 7329 | Rate Constraint in MTons | FALSE | L | Annual | Qualifying Generation | TWh | 0 | 0 | 0 | 0 | 0 | 0 | 0
MD Healthy Air Act - Mirant NOx Cap Summer v4.10 | 367 | 7329 | Rate Constraint in MTons | FALSE | L | Annual | Rate | lb/MWh | 0 | 0 | 0 | 0 | 0 | 0 | 0
MD Healthy Air Act - Mirant NOx Cap Summer v4.10 | 367 | 7329 | Rate Constraint in MTons | FALSE | L | Annual | Constraint Shadow Price | US2019$/Ton | 0 | 0 | 0 | 0 | 0 | 0 | 0
MD Healthy Air Act - Mirant SO2 Cap Annual v4.10 | 368 | 7327 | Rate Constraint in MTons | FALSE | L | Annual | Seasons Included | Seasons | Winter, WintShld, Summer | Winter, WintShld, Summer | Winter, WintShld, Summer | Winter, WintShld, Summer | Winter, WintShld, Summer | Winter, WintShld, Summer | Winter, WintShld, Summer
MD Healthy Air Act - Mirant SO2 Cap Annual v4.10 | 368 | 7327 | Rate Constraint in MTons | FALSE | L | Annual | Standard SO2 | Thousand Tons | 18.541 | 18.541 | 18.541 | 18.541 | 18.541 | 18.541 | 18.541
MD Healthy Air Act - Mirant SO2 Cap Annual v4.10 | 368 | 7327 | Rate Constraint in MTons | FALSE | L | Annual | Emissions at Affected Plants SO2 | Thousand Tons | 0 | 0 | 0 | 0 | 0 | 0 | 0
MD Healthy Air Act - Mirant SO2 Cap Annual v4.10 | 368 | 7327 | Rate Constraint in MTons | FALSE | L | Annual | Allowances Purchased SO2 | Thousand Tons | 0 | 0 | 0 | 0 | 0 | 0 | 0
MD Healthy Air Act - Mirant SO2 Cap Annual v4.10 | 368 | 7327 | Rate Constraint in MTons | FALSE | L | Annual | Allowances Sold SO2 | Thousand Tons | 0 | 0 | 0 | 0 | 0 | 0 | 0
MD Healthy Air Act - Mirant SO2 Cap Annual v4.10 | 368 | 7327 | Rate Constraint in MTons | FALSE | L | Annual | Allowances Banked | Thousand Tons | 0 | 0 | 0 | 0 | 0 | 0 | 0
MD Healthy Air Act - Mirant SO2 Cap Annual v4.10 | 368 | 7327 | Rate Constraint in MTons | FALSE | L | Annual | Allowances Withdrawn (1:1) | Thousand Tons | 0 | 0 | 0 | 0 | 0 | 0 | 0
MD Healthy Air Act - Mirant SO2 Cap Annual v4.10 | 368 | 7327 | Rate Constraint in MTons | FALSE | L | Annual | Allowances Withdrawn (n:1) | Thousand Tons | 0 | 0 | 0 | 0 | 0 | 0 | 0
MD Healthy Air Act - Mirant SO2 Cap Annual v4.10 | 368 | 7327 | Rate Constraint in MTons | FALSE | L | Annual | Net Emissions Allowance Position | Thousand Tons | 0 | 0 | 0 | 0 | 0 | 0 | 0
MD Healthy Air Act - Mirant SO2 Cap Annual v4.10 | 368 | 7327 | Rate Constraint in MTons | FALSE | L | Annual | Fuel Consumed | TBtu | 0 | 0 | 0 | 0 | 0 | 0 | 0
MD Healthy Air Act - Mirant SO2 Cap Annual v4.10 | 368 | 7327 | Rate Constraint in MTons | FALSE | L | Annual | Rate | lb/MMBtu | 0 | 0 | 0 | 0 | 0 | 0 | 0
MD Healthy Air Act - Mirant SO2 Cap Annual v4.10 | 368 | 7327 | Rate Constraint in MTons | FALSE | L | Annual | Generation | TWh | 0 | 0 | 0 | 0 | 0 | 0 | 0
MD Healthy Air Act - Mirant SO2 Cap Annual v4.10 | 368 | 7327 | Rate Constraint in MTons | FALSE | L | Annual | Qualifying Generation | TWh | 0 | 0 | 0 | 0 | 0 | 0 | 0
MD Healthy Air Act - Mirant SO2 Cap Annual v4.10 | 368 | 7327 | Rate Constraint in MTons | FALSE | L | Annual | Rate | lb/MWh | 0 | 0 | 0 | 0 | 0 | 0 | 0
MD Healthy Air Act - Mirant SO2 Cap Annual v4.10 | 368 | 7327 | Rate Constraint in MTons | FALSE | L | Annual | Constraint Shadow Price | US2019$/Ton | 0 | 0 | 0 | 0 | 0 | 0 | 0
ME Fac. Spec. - NOX 0.15 Rate Annual v3.1, Unit 2471 and retrofits | 369 | 7323 | Rate Constraint in lbs/MMBtu | FALSE | L | Annual | Seasons Included | Seasons | Winter, WintShld, Summer | Winter, WintShld, Summer | Winter, WintShld, Summer | Winter, WintShld, Summer | Winter, WintShld, Summer | Winter, WintShld, Summer | Winter, WintShld, Summer
ME Fac. Spec. - NOX 0.15 Rate Annual v3.1, Unit 2471 and retrofits | 369 | 7323 | Rate Constraint in lbs/MMBtu | FALSE | L | Annual | Standard NOX | lb/MMBtu | 0.15 | 0.15 | 0.15 | 0.15 | 0.15 | 0.15 | 0.15
ME Fac. Spec. - NOX 0.15 Rate Annual v3.1, Unit 2471 and retrofits | 369 | 7323 | Rate Constraint in lbs/MMBtu | FALSE | L | Annual | Emissions at Affected Plants NOX | Thousand Tons | 0 | 0 | 0 | 0 | 0 | 0 | 0
ME Fac. Spec. - NOX 0.15 Rate Annual v3.1, Unit 2471 and retrofits | 369 | 7323 | Rate Constraint in lbs/MMBtu | FALSE | L | Annual | Allowances Purchased NOX | Thousand Tons | 0 | 0 | 0 | 0 | 0 | 0 | 0
ME Fac. Spec. - NOX 0.15 Rate Annual v3.1, Unit 2471 and retrofits | 369 | 7323 | Rate Constraint in lbs/MMBtu | FALSE | L | Annual | Allowances Sold NOX | Thousand Tons | 0 | 0 | 0 | 0 | 0 | 0 | 0
ME Fac. Spec. - NOX 0.15 Rate Annual v3.1, Unit 2471 and retrofits | 369 | 7323 | Rate Constraint in lbs/MMBtu | FALSE | L | Annual | Allowances Banked | Thousand Tons | 0 | 0 | 0 | 0 | 0 | 0 | 0
ME Fac. Spec. - NOX 0.15 Rate Annual v3.1, Unit 2471 and retrofits | 369 | 7323 | Rate Constraint in lbs/MMBtu | FALSE | L | Annual | Allowances Withdrawn (1:1) | Thousand Tons | 0 | 0 | 0 | 0 | 0 | 0 | 0
ME Fac. Spec. - NOX 0.15 Rate Annual v3.1, Unit 2471 and retrofits | 369 | 7323 | Rate Constraint in lbs/MMBtu | FALSE | L | Annual | Allowances Withdrawn (n:1) | Thousand Tons | 0 | 0 | 0 | 0 | 0 | 0 | 0
ME Fac. Spec. - NOX 0.15 Rate Annual v3.1, Unit 2471 and retrofits | 369 | 7323 | Rate Constraint in lbs/MMBtu | FALSE | L | Annual | Net Emissions Allowance Position | Thousand Tons | 0 | 0 | 0 | 0 | 0 | 0 | 0
ME Fac. Spec. - NOX 0.15 Rate Annual v3.1, Unit 2471 and retrofits | 369 | 7323 | Rate Constraint in lbs/MMBtu | FALSE | L | Annual | Fuel Consumed | TBtu | 0 | 0 | 0 | 0 | 0 | 0 | 0
ME Fac. Spec. - NOX 0.15 Rate Annual v3.1, Unit 2471 and retrofits | 369 | 7323 | Rate Constraint in lbs/MMBtu | FALSE | L | Annual | Rate | lb/MMBtu | 0 | 0 | 0 | 0 | 0 | 0 | 0
ME Fac. Spec. - NOX 0.15 Rate Annual v3.1, Unit 2471 and retrofits | 369 | 7323 | Rate Constraint in lbs/MMBtu | FALSE | L | Annual | Generation | TWh | 0 | 0 | 0 | 0 | 0 | 0 | 0
ME Fac. Spec. - NOX 0.15 Rate Annual v3.1, Unit 2471 and retrofits | 369 | 7323 | Rate Constraint in lbs/MMBtu | FALSE | L | Annual | Qualifying Generation | TWh | 0 | 0 | 0 | 0 | 0 | 0 | 0
ME Fac. Spec. - NOX 0.15 Rate Annual v3.1, Unit 2471 and retrofits | 369 | 7323 | Rate Constraint in lbs/MMBtu | FALSE | L | Annual | Rate | lb/MWh | 0 | 0 | 0 | 0 | 0 | 0 | 0
ME Fac. Spec. - NOX 0.15 Rate Annual v3.1, Unit 2471 and retrofits | 369 | 7323 | Rate Constraint in lbs/MMBtu | FALSE | L | Annual | Constraint Shadow Price | US2019$/Ton | 0 | 0 | 0 | 0 | 0 | 0 | 0
ME Fac. Spec. - NOX 0.15 Rate Annual v3.1, Unit 2472 and retrofits | 370 | 7323 | Rate Constraint in lbs/MMBtu | FALSE | L | Annual | Seasons Included | Seasons | Winter, WintShld, Summer | Winter, WintShld, Summer | Winter, WintShld, Summer | Winter, WintShld, Summer | Winter, WintShld, Summer | Winter, WintShld, Summer | Winter, WintShld, Summer
ME Fac. Spec. - NOX 0.15 Rate Annual v3.1, Unit 2472 and retrofits | 370 | 7323 | Rate Constraint in lbs/MMBtu | FALSE | L | Annual | Standard NOX | lb/MMBtu | 0.15 | 0.15 | 0.15 | 0.15 | 0.15 | 0.15 | 0.15
ME Fac. Spec. - NOX 0.15 Rate Annual v3.1, Unit 2472 and retrofits | 370 | 7323 | Rate Constraint in lbs/MMBtu | FALSE | L | Annual | Emissions at Affected Plants NOX | Thousand Tons | 0 | 0 | 0 | 0 | 0 | 0 | 0
ME Fac. Spec. - NOX 0.15 Rate Annual v3.1, Unit 2472 and retrofits | 370 | 7323 | Rate Constraint in lbs/MMBtu | FALSE | L | Annual | Allowances Purchased NOX | Thousand Tons | 0 | 0 | 0 | 0 | 0 | 0 | 0
ME Fac. Spec. - NOX 0.15 Rate Annual v3.1, Unit 2472 and retrofits | 370 | 7323 | Rate Constraint in lbs/MMBtu | FALSE | L | Annual | Allowances Sold NOX | Thousand Tons | 0 | 0 | 0 | 0 | 0 | 0 | 0
ME Fac. Spec. - NOX 0.15 Rate Annual v3.1, Unit 2472 and retrofits | 370 | 7323 | Rate Constraint in lbs/MMBtu | FALSE | L | Annual | Allowances Banked | Thousand Tons | 0 | 0 | 0 | 0 | 0 | 0 | 0
ME Fac. Spec. - NOX 0.15 Rate Annual v3.1, Unit 2472 and retrofits | 370 | 7323 | Rate Constraint in lbs/MMBtu | FALSE | L | Annual | Allowances Withdrawn (1:1) | Thousand Tons | 0 | 0 | 0 | 0 | 0 | 0 | 0
ME Fac. Spec. - NOX 0.15 Rate Annual v3.1, Unit 2472 and retrofits | 370 | 7323 | Rate Constraint in lbs/MMBtu | FALSE | L | Annual | Allowances Withdrawn (n:1) | Thousand Tons | 0 | 0 | 0 | 0 | 0 | 0 | 0
ME Fac. Spec. - NOX 0.15 Rate Annual v3.1, Unit 2472 and retrofits | 370 | 7323 | Rate Constraint in lbs/MMBtu | FALSE | L | Annual | Net Emissions Allowance Position | Thousand Tons | 0 | 0 | 0 | 0 | 0 | 0 | 0
ME Fac. Spec. - NOX 0.15 Rate Annual v3.1, Unit 2472 and retrofits | 370 | 7323 | Rate Constraint in lbs/MMBtu | FALSE | L | Annual | Fuel Consumed | TBtu | 0 | 0 | 0 | 0 | 0 | 0 | 0
ME Fac. Spec. - NOX 0.15 Rate Annual v3.1, Unit 2472 and retrofits | 370 | 7323 | Rate Constraint in lbs/MMBtu | FALSE | L | Annual | Rate | lb/MMBtu | 0 | 0 | 0 | 0 | 0 | 0 | 0
ME Fac. Spec. - NOX 0.15 Rate Annual v3.1, Unit 2472 and retrofits | 370 | 7323 | Rate Constraint in lbs/MMBtu | FALSE | L | Annual | Generation | TWh | 0 | 0 | 0 | 0 | 0 | 0 | 0
ME Fac. Spec. - NOX 0.15 Rate Annual v3.1, Unit 2472 and retrofits | 370 | 7323 | Rate Constraint in lbs/MMBtu | FALSE | L | Annual | Qualifying Generation | TWh | 0 | 0 | 0 | 0 | 0 | 0 | 0
ME Fac. Spec. - NOX 0.15 Rate Annual v3.1, Unit 2472 and retrofits | 370 | 7323 | Rate Constraint in lbs/MMBtu | FALSE | L | Annual | Rate | lb/MWh | 0 | 0 | 0 | 0 | 0 | 0 | 0
ME Fac. Spec. - NOX 0.15 Rate Annual v3.1, Unit 2472 and retrofits | 370 | 7323 | Rate Constraint in lbs/MMBtu | FALSE | L | Annual | Constraint Shadow Price | US2019$/Ton | 0 | 0 | 0 | 0 | 0 | 0 | 0
ME Fac. Spec. - NOX 0.15 Rate Annual v3.1, Unit 2473 and retrofits | 371 | 7323 | Rate Constraint in lbs/MMBtu | FALSE | L | Annual | Seasons Included | Seasons | Winter, WintShld, Summer | Winter, WintShld, Summer | Winter, WintShld, Summer | Winter, WintShld, Summer | Winter, WintShld, Summer | Winter, WintShld, Summer | Winter, WintShld, Summer
ME Fac. Spec. - NOX 0.15 Rate Annual v3.1, Unit 2473 and retrofits | 371 | 7323 | Rate Constraint in lbs/MMBtu | FALSE | L | Annual | Standard NOX | lb/MMBtu | 0.15 | 0.15 | 0.15 | 0.15 | 0.15 | 0.15 | 0.15
ME Fac. Spec. - NOX 0.15 Rate Annual v3.1, Unit 2473 and retrofits | 371 | 7323 | Rate Constraint in lbs/MMBtu | FALSE | L | Annual | Emissions at Affected Plants NOX | Thousand Tons | 0 | 0 | 0 | 0 | 0 | 0 | 0
ME Fac. Spec. - NOX 0.15 Rate Annual v3.1, Unit 2473 and retrofits | 371 | 7323 | Rate Constraint in lbs/MMBtu | FALSE | L | Annual | Allowances Purchased NOX | Thousand Tons | 0 | 0 | 0 | 0 | 0 | 0 | 0
ME Fac. Spec. - NOX 0.15 Rate Annual v3.1, Unit 2473 and retrofits | 371 | 7323 | Rate Constraint in lbs/MMBtu | FALSE | L | Annual | Allowances Sold NOX | Thousand Tons | 0 | 0 | 0 | 0 | 0 | 0 | 0
ME Fac. Spec. - NOX 0.15 Rate Annual v3.1, Unit 2473 and retrofits | 371 | 7323 | Rate Constraint in lbs/MMBtu | FALSE | L | Annual | Allowances Banked | Thousand Tons | 0 | 0 | 0 | 0 | 0 | 0 | 0
ME Fac. Spec. - NOX 0.15 Rate Annual v3.1, Unit 2473 and retrofits | 371 | 7323 | Rate Constraint in lbs/MMBtu | FALSE | L | Annual | Allowances Withdrawn (1:1) | Thousand Tons | 0 | 0 | 0 | 0 | 0 | 0 | 0
ME Fac. Spec. - NOX 0.15 Rate Annual v3.1, Unit 2473 and retrofits | 371 | 7323 | Rate Constraint in lbs/MMBtu | FALSE | L | Annual | Allowances Withdrawn (n:1) | Thousand Tons | 0 | 0 | 0 | 0 | 0 | 0 | 0
ME Fac. Spec. - NOX 0.15 Rate Annual v3.1, Unit 2473 and retrofits | 371 | 7323 | Rate Constraint in lbs/MMBtu | FALSE | L | Annual | Net Emissions Allowance Position | Thousand Tons | 0 | 0 | 0 | 0 | 0 | 0 | 0
ME Fac. Spec. - NOX 0.15 Rate Annual v3.1, Unit 2473 and retrofits | 371 | 7323 | Rate Constraint in lbs/MMBtu | FALSE | L | Annual | Fuel Consumed | TBtu | 0 | 0 | 0 | 0 | 0 | 0 | 0
ME Fac. Spec. - NOX 0.15 Rate Annual v3.1, Unit 2473 and retrofits | 371 | 7323 | Rate Constraint in lbs/MMBtu | FALSE | L | Annual | Rate | lb/MMBtu | 0 | 0 | 0 | 0 | 0 | 0 | 0
ME Fac. Spec. - NOX 0.15 Rate Annual v3.1, Unit 2473 and retrofits | 371 | 7323 | Rate Constraint in lbs/MMBtu | FALSE | L | Annual | Generation | TWh | 0 | 0 | 0 | 0 | 0 | 0 | 0
ME Fac. Spec. - NOX 0.15 Rate Annual v3.1, Unit 2473 and retrofits | 371 | 7323 | Rate Constraint in lbs/MMBtu | FALSE | L | Annual | Qualifying Generation | TWh | 0 | 0 | 0 | 0 | 0 | 0 | 0
ME Fac. Spec. - NOX 0.15 Rate Annual v3.1, Unit 2473 and retrofits | 371 | 7323 | Rate Constraint in lbs/MMBtu | FALSE | L | Annual | Rate | lb/MWh | 0 | 0 | 0 | 0 | 0 | 0 | 0
ME Fac. Spec. - NOX 0.15 Rate Annual v3.1, Unit 2473 and retrofits | 371 | 7323 | Rate Constraint in lbs/MMBtu | FALSE | L | Annual | Constraint Shadow Price | US2019$/Ton | 0 | 0 | 0 | 0 | 0 | 0 | 0
ME Fac. Spec. - NOx 0.20 Rate Annual v3.1, Unit 2472 and retrofits | 372 | 7324 | Rate Constraint in lbs/MMBtu | FALSE | L | Annual | Seasons Included | Seasons | Winter, WintShld, Summer | Winter, WintShld, Summer | Winter, WintShld, Summer | Winter, WintShld, Summer | Winter, WintShld, Summer | Winter, WintShld, Summer | Winter, WintShld, Summer
ME Fac. Spec. - NOx 0.20 Rate Annual v3.1, Unit 2472 and retrofits | 372 | 7324 | Rate Constraint in lbs/MMBtu | FALSE | L | Annual | Standard NOX | lb/MMBtu | 0.2 | 0.2 | 0.2 | 0.2 | 0.2 | 0.2 | 0.2
ME Fac. Spec. - NOx 0.20 Rate Annual v3.1, Unit 2472 and retrofits | 372 | 7324 | Rate Constraint in lbs/MMBtu | FALSE | L | Annual | Emissions at Affected Plants NOX | Thousand Tons | 0 | 0 | 0 | 0 | 0 | 0 | 0
ME Fac. Spec. - NOx 0.20 Rate Annual v3.1, Unit 2472 and retrofits | 372 | 7324 | Rate Constraint in lbs/MMBtu | FALSE | L | Annual | Allowances Purchased NOX | Thousand Tons | 0 | 0 | 0 | 0 | 0 | 0 | 0
ME Fac. Spec. - NOx 0.20 Rate Annual v3.1, Unit 2472 and retrofits | 372 | 7324 | Rate Constraint in lbs/MMBtu | FALSE | L | Annual | Allowances Sold NOX | Thousand Tons | 0 | 0 | 0 | 0 | 0 | 0 | 0
ME Fac. Spec. - NOx 0.20 Rate Annual v3.1, Unit 2472 and retrofits | 372 | 7324 | Rate Constraint in lbs/MMBtu | FALSE | L | Annual | Allowances Banked | Thousand Tons | 0 | 0 | 0 | 0 | 0 | 0 | 0
ME Fac. Spec. - NOx 0.20 Rate Annual v3.1, Unit 2472 and retrofits | 372 | 7324 | Rate Constraint in lbs/MMBtu | FALSE | L | Annual | Allowances Withdrawn (1:1) | Thousand Tons | 0 | 0 | 0 | 0 | 0 | 0 | 0
ME Fac. Spec. - NOx 0.20 Rate Annual v3.1, Unit 2472 and retrofits | 372 | 7324 | Rate Constraint in lbs/MMBtu | FALSE | L | Annual | Allowances Withdrawn (n:1) | Thousand Tons | 0 | 0 | 0 | 0 | 0 | 0 | 0
ME Fac. Spec. - NOx 0.20 Rate Annual v3.1, Unit 2472 and retrofits | 372 | 7324 | Rate Constraint in lbs/MMBtu | FALSE | L | Annual | Net Emissions Allowance Position | Thousand Tons | 0 | 0 | 0 | 0 | 0 | 0 | 0
ME Fac. Spec. - NOx 0.20 Rate Annual v3.1, Unit 2472 and retrofits | 372 | 7324 | Rate Constraint in lbs/MMBtu | FALSE | L | Annual | Fuel Consumed | TBtu | 0 | 0 | 0 | 0 | 0 | 0 | 0
ME Fac. Spec. - NOx 0.20 Rate Annual v3.1, Unit 2472 and retrofits | 372 | 7324 | Rate Constraint in lbs/MMBtu | FALSE | L | Annual | Rate | lb/MMBtu | 0 | 0 | 0 | 0 | 0 | 0 | 0
ME Fac. Spec. - NOx 0.20 Rate Annual v3.1, Unit 2472 and retrofits | 372 | 7324 | Rate Constraint in lbs/MMBtu | FALSE | L | Annual | Generation | TWh | 0 | 0 | 0 | 0 | 0 | 0 | 0
ME Fac. Spec. - NOx 0.20 Rate Annual v3.1, Unit 2472 and retrofits | 372 | 7324 | Rate Constraint in lbs/MMBtu | FALSE | L | Annual | Qualifying Generation | TWh | 0 | 0 | 0 | 0 | 0 | 0 | 0
ME Fac. Spec. - NOx 0.20 Rate Annual v3.1, Unit 2472 and retrofits | 372 | 7324 | Rate Constraint in lbs/MMBtu | FALSE | L | Annual | Rate | lb/MWh | 0 | 0 | 0 | 0 | 0 | 0 | 0
ME Fac. Spec. - NOx 0.20 Rate Annual v3.1, Unit 2472 and retrofits | 372 | 7324 | Rate Constraint in lbs/MMBtu | FALSE | L | Annual | Constraint Shadow Price | US2019$/Ton | 0 | 0 | 0 | 0 | 0 | 0 | 0
ME Fac. Spec. - NOx 0.20 Rate Annual v3.1, Unit 2474 and retrofits | 373 | 7324 | Rate Constraint in lbs/MMBtu | FALSE | L | Annual | Seasons Included | Seasons | Winter, WintShld, Summer | Winter, WintShld, Summer | Winter, WintShld, Summer | Winter, WintShld, Summer | Winter, WintShld, Summer | Winter, WintShld, Summer | Winter, WintShld, Summer
ME Fac. Spec. - NOx 0.20 Rate Annual v3.1, Unit 2474 and retrofits | 373 | 7324 | Rate Constraint in lbs/MMBtu | FALSE | L | Annual | Standard NOX | lb/MMBtu | 0.2 | 0.2 | 0.2 | 0.2 | 0.2 | 0.2 | 0.2
ME Fac. Spec. - NOx 0.20 Rate Annual v3.1, Unit 2474 and retrofits | 373 | 7324 | Rate Constraint in lbs/MMBtu | FALSE | L | Annual | Emissions at Affected Plants NOX | Thousand Tons | 0 | 0 | 0 | 0 | 0 | 0 | 0
ME Fac. Spec. - NOx 0.20 Rate Annual v3.1, Unit 2474 and retrofits | 373 | 7324 | Rate Constraint in lbs/MMBtu | FALSE | L | Annual | Allowances Purchased NOX | Thousand Tons | 0 | 0 | 0 | 0 | 0 | 0 | 0
ME Fac. Spec. - NOx 0.20 Rate Annual v3.1, Unit 2474 and retrofits | 373 | 7324 | Rate Constraint in lbs/MMBtu | FALSE | L | Annual | Allowances Sold NOX | Thousand Tons | 0 | 0 | 0 | 0 | 0 | 0 | 0
ME Fac. Spec. - NOx 0.20 Rate Annual v3.1, Unit 2474 and retrofits | 373 | 7324 | Rate Constraint in lbs/MMBtu | FALSE | L | Annual | Allowances Banked | Thousand Tons | 0 | 0 | 0 | 0 | 0 | 0 | 0
ME Fac. Spec. - NOx 0.20 Rate Annual v3.1, Unit 2474 and retrofits | 373 | 7324 | Rate Constraint in lbs/MMBtu | FALSE | L | Annual | Allowances Withdrawn (1:1) | Thousand Tons | 0 | 0 | 0 | 0 | 0 | 0 | 0
ME Fac. Spec. - NOx 0.20 Rate Annual v3.1, Unit 2474 and retrofits | 373 | 7324 | Rate Constraint in lbs/MMBtu | FALSE | L | Annual | Allowances Withdrawn (n:1) | Thousand Tons | 0 | 0 | 0 | 0 | 0 | 0 | 0
ME Fac. Spec. - NOx 0.20 Rate Annual v3.1, Unit 2474 and retrofits | 373 | 7324 | Rate Constraint in lbs/MMBtu | FALSE | L | Annual | Net Emissions Allowance Position | Thousand Tons | 0 | 0 | 0 | 0 | 0 | 0 | 0
ME Fac. Spec. - NOx 0.20 Rate Annual v3.1, Unit 2474 and retrofits | 373 | 7324 | Rate Constraint in lbs/MMBtu | FALSE | L | Annual | Fuel Consumed | TBtu | 0 | 0 | 0 | 0 | 0 | 0 | 0
ME Fac. Spec. - NOx 0.20 Rate Annual v3.1, Unit 2474 and retrofits | 373 | 7324 | Rate Constraint in lbs/MMBtu | FALSE | L | Annual | Rate | lb/MMBtu | 0 | 0 | 0 | 0 | 0 | 0 | 0
ME Fac. Spec. - NOx 0.20 Rate Annual v3.1, Unit 2474 and retrofits | 373 | 7324 | Rate Constraint in lbs/MMBtu | FALSE | L | Annual | Generation | TWh | 0 | 0 | 0 | 0 | 0 | 0 | 0
ME Fac. Spec. - NOx 0.20 Rate Annual v3.1, Unit 2474 and retrofits | 373 | 7324 | Rate Constraint in lbs/MMBtu | FALSE | L | Annual | Qualifying Generation | TWh | 0 | 0 | 0 | 0 | 0 | 0 | 0
ME Fac. Spec. - NOx 0.20 Rate Annual v3.1, Unit 2474 and retrofits | 373 | 7324 | Rate Constraint in lbs/MMBtu | FALSE | L | Annual | Rate | lb/MWh | 0 | 0 | 0 | 0 | 0 | 0 | 0
ME Fac. Spec. - NOx 0.20 Rate Annual v3.1, Unit 2474 and retrofits | 373 | 7324 | Rate Constraint in lbs/MMBtu | FALSE | L | Annual | Constraint Shadow Price | US2019$/Ton | 0 | 0 | 0 | 0 | 0 | 0 | 0
ME Fac. Spec. - NOX 0.22 Rate Annual v3.1, Unit 2474 and retrofits | 374 | 7322 | Rate Constraint in lbs/MMBtu | FALSE | L | Annual | Seasons Included | Seasons | Winter, WintShld, Summer | Winter, WintShld, Summer | Winter, WintShld, Summer | Winter, WintShld, Summer | Winter, WintShld, Summer | Winter, WintShld, Summer | Winter, WintShld, Summer
ME Fac. Spec. - NOX 0.22 Rate Annual v3.1, Unit 2474 and retrofits | 374 | 7322 | Rate Constraint in lbs/MMBtu | FALSE | L | Annual | Standard NOX | lb/MMBtu | 0.22 | 0.22 | 0.22 | 0.22 | 0.22 | 0.22 | 0.22
ME Fac. Spec. - NOX 0.22 Rate Annual v3.1, Unit 2474 and retrofits | 374 | 7322 | Rate Constraint in lbs/MMBtu | FALSE | L | Annual | Emissions at Affected Plants NOX | Thousand Tons | 0 | 0 | 0 | 0 | 0 | 0 | 0
ME Fac. Spec. - NOX 0.22 Rate Annual v3.1, Unit 2474 and retrofits | 374 | 7322 | Rate Constraint in lbs/MMBtu | FALSE | L | Annual | Allowances Purchased NOX | Thousand Tons | 0 | 0 | 0 | 0 | 0 | 0 | 0
ME Fac. Spec. - NOX 0.22 Rate Annual v3.1, Unit 2474 and retrofits | 374 | 7322 | Rate Constraint in lbs/MMBtu | FALSE | L | Annual | Allowances Sold NOX | Thousand Tons | 0 | 0 | 0 | 0 | 0 | 0 | 0
ME Fac. Spec. - NOX 0.22 Rate Annual v3.1, Unit 2474 and retrofits | 374 | 7322 | Rate Constraint in lbs/MMBtu | FALSE | L | Annual | Allowances Banked | Thousand Tons | 0 | 0 | 0 | 0 | 0 | 0 | 0
ME Fac. Spec. - NOX 0.22 Rate Annual v3.1, Unit 2474 and retrofits | 374 | 7322 | Rate Constraint in lbs/MMBtu | FALSE | L | Annual | Allowances Withdrawn (1:1) | Thousand Tons | 0 | 0 | 0 | 0 | 0 | 0 | 0
ME Fac. Spec. - NOX 0.22 Rate Annual v3.1, Unit 2474 and retrofits | 374 | 7322 | Rate Constraint in lbs/MMBtu | FALSE | L | Annual | Allowances Withdrawn (n:1) | Thousand Tons | 0 | 0 | 0 | 0 | 0 | 0 | 0
ME Fac. Spec. - NOX 0.22 Rate Annual v3.1, Unit 2474 and retrofits | 374 | 7322 | Rate Constraint in lbs/MMBtu | FALSE | L | Annual | Net Emissions Allowance Position | Thousand Tons | 0 | 0 | 0 | 0 | 0 | 0 | 0
ME Fac. Spec. - NOX 0.22 Rate Annual v3.1, Unit 2474 and retrofits | 374 | 7322 | Rate Constraint in lbs/MMBtu | FALSE | L | Annual | Fuel Consumed | TBtu | 0 | 0 | 0 | 0 | 0 | 0 | 0
ME Fac. Spec. - NOX 0.22 Rate Annual v3.1, Unit 2474 and retrofits | 374 | 7322 | Rate Constraint in lbs/MMBtu | FALSE | L | Annual | Rate | lb/MMBtu | 0 | 0 | 0 | 0 | 0 | 0 | 0
ME Fac. Spec. - NOX 0.22 Rate Annual v3.1, Unit 2474 and retrofits | 374 | 7322 | Rate Constraint in lbs/MMBtu | FALSE | L | Annual | Generation | TWh | 0 | 0 | 0 | 0 | 0 | 0 | 0
ME Fac. Spec. - NOX 0.22 Rate Annual v3.1, Unit 2474 and retrofits | 374 | 7322 | Rate Constraint in lbs/MMBtu | FALSE | L | Annual | Qualifying Generation | TWh | 0 | 0 | 0 | 0 | 0 | 0 | 0
ME Fac. Spec. - NOX 0.22 Rate Annual v3.1, Unit 2474 and retrofits | 374 | 7322 | Rate Constraint in lbs/MMBtu | FALSE | L | Annual | Rate | lb/MWh | 0 | 0 | 0 | 0 | 0 | 0 | 0
ME Fac. Spec. - NOX 0.22 Rate Annual v3.1, Unit 2474 and retrofits | 374 | 7322 | Rate Constraint in lbs/MMBtu | FALSE | L | Annual | Constraint Shadow Price | US2019$/Ton | 0 | 0 | 0 | 0 | 0 | 0 | 0
ME Mercury Cap Annual v3.1 | 375 | 7325 | Rate Constraint in MTons | FALSE | L | Annual | Seasons Included | Seasons | Winter, WintShld, Summer | Winter, WintShld, Summer | Winter, WintShld, Summer | Winter, WintShld, Summer | Winter, WintShld, Summer | Winter, WintShld, Summer | Winter, WintShld, Summer
ME Mercury Cap Annual v3.1 | 375 | 7325 | Rate Constraint in MTons | FALSE | L | Annual | Standard MER | lbs | 26 | 26 | 26 | 26 | 26 | 26 | 26
ME Mercury Cap Annual v3.1 | 375 | 7325 | Rate Constraint in MTons | FALSE | L | Annual | Emissions at Affected Plants MER | lbs | 13.5777 | 13.5777 | 13.5777 | 13.5777 | 13.5777 | 13.5777 | 13.5777
ME Mercury Cap Annual v3.1 | 375 | 7325 | Rate Constraint in MTons | FALSE | L | Annual | Allowances Purchased MER | lbs | 0 | 0 | 0 | 0 | 0 | 0 | 0
ME Mercury Cap Annual v3.1 | 375 | 7325 | Rate Constraint in MTons | FALSE | L | Annual | Allowances Sold MER | lbs | 0 | 0 | 0 | 0 | 0 | 0 | 0
ME Mercury Cap Annual v3.1 | 375 | 7325 | Rate Constraint in MTons | FALSE | L | Annual | Allowances Banked | lbs | 0 | 0 | 0 | 0 | 0 | 0 | 0
ME Mercury Cap Annual v3.1 | 375 | 7325 | Rate Constraint in MTons | FALSE | L | Annual | Allowances Withdrawn (1:1) | lbs | 0 | 0 | 0 | 0 | 0 | 0 | 0
ME Mercury Cap Annual v3.1 | 375 | 7325 | Rate Constraint in MTons | FALSE | L | Annual | Allowances Withdrawn (n:1) | lbs | 0 | 0 | 0 | 0 | 0 | 0 | 0
ME Mercury Cap Annual v3.1 | 375 | 7325 | Rate Constraint in MTons | FALSE | L | Annual | Net Emissions Allowance Position | lbs | 13.5777 | 13.5777 | 13.5777 | 13.5777 | 13.5777 | 13.5777 | 13.5777
ME Mercury Cap Annual v3.1 | 375 | 7325 | Rate Constraint in MTons | FALSE | L | Annual | Fuel Consumed | TBtu | 0.72596 | 0.72596 | 0.72596 | 0.72596 | 0.72596 | 0.72596 | 0.72596
ME Mercury Cap Annual v3.1 | 375 | 7325 | Rate Constraint in MTons | FALSE | L | Annual | Rate | lb/MMBtu | 1.8703e-05 | 1.8703e-05 | 1.8703e-05 | 1.8703e-05 | 1.8703e-05 | 1.8703e-05 | 1.8703e-05
ME Mercury Cap Annual v3.1 | 375 | 7325 | Rate Constraint in MTons | FALSE | L | Annual | Generation | TWh | 0.13514 | 0.13514 | 0.13514 | 0.13514 | 0.13514 | 0.13514 | 0.13514
ME Mercury Cap Annual v3.1 | 375 | 7325 | Rate Constraint in MTons | FALSE | L | Annual | Qualifying Generation | TWh | 0.13514 | 0.13514 | 0.13514 | 0.13514 | 0.13514 | 0.13514 | 0.13514
ME Mercury Cap Annual v3.1 | 375 | 7325 | Rate Constraint in MTons | FALSE | L | Annual | Rate | lb/MWh | 0.00010047 | 0.00010047 | 0.00010047 | 0.00010047 | 0.00010047 | 0.00010047 | 0.00010047
ME Mercury Cap Annual v3.1 | 375 | 7325 | Rate Constraint in MTons | FALSE | L | Annual | Constraint Shadow Price | US2019$/Lb | 0 | 0 | 0 | 0 | 0 | 0 | 0
MI Hg Rule - MER Annual Reduction v4.10 | 376 | 7336 | MACT Fuel Choice Floor in lbs/MMBtu | FALSE | L | Annual | Seasons Included | Seasons | Winter, WintShld, Summer | Winter, WintShld, Summer | Winter, WintShld, Summer | Winter, WintShld, Summer | Winter, WintShld, Summer | Winter, WintShld, Summer | Winter, WintShld, Summer
MI Hg Rule - MER Annual Reduction v4.10 | 376 | 7336 | MACT Fuel Choice Floor in lbs/MMBtu | FALSE | L | Annual | Emission Floor | lbs/MMBtu | 8.07e-07 | 8.07e-07 | 8.07e-07 | 8.07e-07 | 8.07e-07 | 8.07e-07 | 8.07e-07
MI Hg Rule - MER Annual Reduction v4.10 | 376 | 7336 | MACT Fuel Choice Floor in lbs/MMBtu | FALSE | L | Annual | Emissions at Affected Plants MER | lbs | 111.9602 | 72.8673 | 70.1616 | 0 | 0 | 0 | 0
MI Hg Rule - MER Annual Reduction v4.10 | 376 | 7336 | MACT Fuel Choice Floor in lbs/MMBtu | FALSE | L | Annual | Allowances Purchased MER | lbs | 0 | 0 | 0 | 0 | 0 | 0 | 0
MI Hg Rule - MER Annual Reduction v4.10 | 376 | 7336 | MACT Fuel Choice Floor in lbs/MMBtu | FALSE | L | Annual | Allowances Sold MER | lbs | 0 | 0 | 0 | 0 | 0 | 0 | 0
MI Hg Rule - MER Annual Reduction v4.10 | 376 | 7336 | MACT Fuel Choice Floor in lbs/MMBtu | FALSE | L | Annual | Allowances Banked | lbs | 0 | 0 | 0 | 0 | 0 | 0 | 0
MI Hg Rule - MER Annual Reduction v4.10 | 376 | 7336 | MACT Fuel Choice Floor in lbs/MMBtu | FALSE | L | Annual | Allowances Withdrawn (1:1) | lbs | 0 | 0 | 0 | 0 | 0 | 0 | 0
MI Hg Rule - MER Annual Reduction v4.10 | 376 | 7336 | MACT Fuel Choice Floor in lbs/MMBtu | FALSE | L | Annual | Allowances Withdrawn (n:1) | lbs | 0 | 0 | 0 | 0 | 0 | 0 | 0
MI Hg Rule - MER Annual Reduction v4.10 | 376 | 7336 | MACT Fuel Choice Floor in lbs/MMBtu | FALSE | L | Annual | Net Emissions Allowance Position | lbs | 111.9602 | 72.8673 | 70.1616 | 0 | 0 | 0 | 0
MI Hg Rule - MER Annual Reduction v4.10 | 376 | 7336 | MACT Fuel Choice Floor in lbs/MMBtu | FALSE | L | Annual | Fuel Consumed | TBtu | 287.464 | 207.9257 | 202.7443 | 0 | 0 | 0 | 0
MI Hg Rule - MER Annual Reduction v4.10 | 376 | 7336 | MACT Fuel Choice Floor in lbs/MMBtu | FALSE | L | Annual | Rate | lb/MMBtu | 3.8948e-07 | 3.5045e-07 | 3.4606e-07 | 0 | 0 | 0 | 0
MI Hg Rule - MER Annual Reduction v4.10 | 376 | 7336 | MACT Fuel Choice Floor in lbs/MMBtu | FALSE | L | Annual | Generation | TWh | 28.4171 | 20.7017 | 20.1996 | 0 | 0 | 0 | 0
MI Hg Rule - MER Annual Reduction v4.10 | 376 | 7336 | MACT Fuel Choice Floor in lbs/MMBtu | FALSE | L | Annual | Qualifying Generation | TWh | 28.4171 | 20.7017 | 20.1996 | 0 | 0 | 0 | 0
MI Hg Rule - MER Annual Reduction v4.10 | 376 | 7336 | MACT Fuel Choice Floor in lbs/MMBtu | FALSE | L | Annual | Constraint Shadow Price | US2019$/Lb | 0 | 0 | 0 | 0 | 0 | 0 | 0
MN Hg Emis Red Act - MER Removal Annual v3.1 | 377 | 7337 | MACT Fuel Choice Floor in lbs/MMBtu | FALSE | L | Annual | Seasons Included | Seasons | Winter, WintShld, Summer | Winter, WintShld, Summer | Winter, WintShld, Summer | Winter, WintShld, Summer | Winter, WintShld, Summer | Winter, WintShld, Summer | Winter, WintShld, Summer
MN Hg Emis Red Act - MER Removal Annual v3.1 | 377 | 7337 | MACT Fuel Choice Floor in lbs/MMBtu | FALSE | L | Annual | Emission Floor | lbs/MMBtu | 0 | 0 | 0 | 0 | 0 | 0 | 0
MN Hg Emis Red Act - MER Removal Annual v3.1 | 377 | 7337 | MACT Fuel Choice Floor in lbs/MMBtu | FALSE | L | Annual | Emissions at Affected Plants MER | lbs | 55.6809 | 18.1837 | 0 | 0 | 0 | 0 | 0
MN Hg Emis Red Act - MER Removal Annual v3.1 | 377 | 7337 | MACT Fuel Choice Floor in lbs/MMBtu | FALSE | L | Annual | Allowances Purchased MER | lbs | 0 | 0 | 0 | 0 | 0 | 0 | 0
MN Hg Emis Red Act - MER Removal Annual v3.1 | 377 | 7337 | MACT Fuel Choice Floor in lbs/MMBtu | FALSE | L | Annual | Allowances Sold MER | lbs | 0 | 0 | 0 | 0 | 0 | 0 | 0
MN Hg Emis Red Act - MER Removal Annual v3.1 | 377 | 7337 | MACT Fuel Choice Floor in lbs/MMBtu | FALSE | L | Annual | Allowances Banked | lbs | 0 | 0 | 0 | 0 | 0 | 0 | 0
MN Hg Emis Red Act - MER Removal Annual v3.1 | 377 | 7337 | MACT Fuel Choice Floor in lbs/MMBtu | FALSE | L | Annual | Allowances Withdrawn (1:1) | lbs | 0 | 0 | 0 | 0 | 0 | 0 | 0
MN Hg Emis Red Act - MER Removal Annual v3.1 | 377 | 7337 | MACT Fuel Choice Floor in lbs/MMBtu | FALSE | L | Annual | Allowances Withdrawn (n:1) | lbs | 0 | 0 | 0 | 0 | 0 | 0 | 0
MN Hg Emis Red Act - MER Removal Annual v3.1 | 377 | 7337 | MACT Fuel Choice Floor in lbs/MMBtu | FALSE | L | Annual | Net Emissions Allowance Position | lbs | 55.6809 | 18.1837 | 0 | 0 | 0 | 0 | 0
MN Hg Emis Red Act - MER Removal Annual v3.1 | 377 | 7337 | MACT Fuel Choice Floor in lbs/MMBtu | FALSE | L | Annual | Fuel Consumed | TBtu | 112.6381 | 36.7841 | 0 | 0 | 0 | 0 | 0
MN Hg Emis Red Act - MER Removal Annual v3.1 | 377 | 7337 | MACT Fuel Choice Floor in lbs/MMBtu | FALSE | L | Annual | Rate | lb/MMBtu | 4.9433e-07 | 4.9433e-07 | 0 | 0 | 0 | 0 | 0
MN Hg Emis Red Act - MER Removal Annual v3.1 | 377 | 7337 | MACT Fuel Choice Floor in lbs/MMBtu | FALSE | L | Annual | Generation | TWh | 10.9269 | 3.4575 | 0 | 0 | 0 | 0 | 0
MN Hg Emis Red Act - MER Removal Annual v3.1 | 377 | 7337 | MACT Fuel Choice Floor in lbs/MMBtu | FALSE | L | Annual | Qualifying Generation | TWh | 10.9269 | 3.4575 | 0 | 0 | 0 | 0 | 0
MN Hg Emis Red Act - MER Removal Annual v3.1 | 377 | 7337 | MACT Fuel Choice Floor in lbs/MMBtu | FALSE | L | Annual | Constraint Shadow Price | US2019$/Lb | 0 | 0 | 0 | 0 | 0 | 0 | 0
MT Hg Rate Lignite Annual v3.1 | 378 | 7342 | Rate Constraint in lbs/MMBtu | FALSE | L | Annual | Seasons Included | Seasons | Winter, WintShld, Summer | Winter, WintShld, Summer | Winter, WintShld, Summer | Winter, WintShld, Summer | Winter, WintShld, Summer | Winter, WintShld, Summer | Winter, WintShld, Summer
MT Hg Rate Lignite Annual v3.1 | 378 | 7342 | Rate Constraint in lbs/MMBtu | FALSE | L | Annual | Standard MER | lb/MMBtu | 1.5e-06 | 1.5e-06 | 1.5e-06 | 1.5e-06 | 1.5e-06 | 1.5e-06 | 1.5e-06
MT Hg Rate Lignite Annual v3.1 | 378 | 7342 | Rate Constraint in lbs/MMBtu | FALSE | L | Annual | Emissions at Affected Plants MER | lbs | 61.1415 | 58.6493 | 60.7245 | 60.7245 | 60.8767 | 58.6493 | 60.7245
MT Hg Rate Lignite Annual v3.1 | 378 | 7342 | Rate Constraint in lbs/MMBtu | FALSE | L | Annual | Allowances Purchased MER | lbs | 0 | 0 | 0 | 0 | 0 | 0 | 0
MT Hg Rate Lignite Annual v3.1 | 378 | 7342 | Rate Constraint in lbs/MMBtu | FALSE | L | Annual | Allowances Sold MER | lbs | 0 | 0 | 0 | 0 | 0 | 0 | 0
MT Hg Rate Lignite Annual v3.1 | 378 | 7342 | Rate Constraint in lbs/MMBtu | FALSE | L | Annual | Allowances Banked | lbs | 0 | 0 | 124.0567 | 124.0568 | 125.0712 | 119.8348 | 0
MT Hg Rate Lignite Annual v3.1 | 378 | 7342 | Rate Constraint in lbs/MMBtu | FALSE | L | Annual | Allowances Withdrawn (1:1) | lbs | 0 | 0 | 0 | 0 | 0 | 0 | 0
MT Hg Rate Lignite Annual v3.1 | 378 | 7342 | Rate Constraint in lbs/MMBtu | FALSE | L | Annual | Allowances Withdrawn (n:1) | lbs | 0 | 0 | 0 | 0 | 0 | 0 | 0
MT Hg Rate Lignite Annual v3.1 | 378 | 7342 | Rate Constraint in lbs/MMBtu | FALSE | L | Annual | Net Emissions Allowance Position | lbs | 61.1415 | 58.6493 | 184.7811 | 184.7813 | 185.9479 | 178.4841 | 60.7245
MT Hg Rate Lignite Annual v3.1 | 378 | 7342 | Rate Constraint in lbs/MMBtu | FALSE | L | Annual | Fuel Consumed | TBtu | 123.9476 | 118.9895 | 123.1875 | 123.1875 | 123.9653 | 118.9895 | 123.1875
MT Hg Rate Lignite Annual v3.1 | 378 | 7342 | Rate Constraint in lbs/MMBtu | FALSE | L | Annual | Rate | lb/MMBtu | 4.9328e-07 | 4.9289e-07 | 4.9294e-07 | 4.9294e-07 | 4.9108e-07 | 4.9289e-07 | 4.9294e-07
MT Hg Rate Lignite Annual v3.1 | 378 | 7342 | Rate Constraint in lbs/MMBtu | FALSE | L | Annual | Generation | TWh | 11.3826 | 10.9928 | 11.3296 | 11.3296 | 11.4539 | 10.9928 | 11.3296
MT Hg Rate Lignite Annual v3.1 | 378 | 7342 | Rate Constraint in lbs/MMBtu | FALSE | L | Annual | Qualifying Generation | TWh | 11.3458 | 10.956 | 11.2928 | 11.2928 | 11.3672 | 10.956 | 11.2928
MT Hg Rate Lignite Annual v3.1 | 378 | 7342 | Rate Constraint in lbs/MMBtu | FALSE | L | Annual | Rate | lb/MWh | 5.3889e-06 | 5.3532e-06 | 5.3773e-06 | 5.3773e-06 | 5.3555e-06 | 5.3532e-06 | 5.3773e-06
MT Hg Rate Lignite Annual v3.1 | 378 | 7342 | Rate Constraint in lbs/MMBtu | FALSE | L | Annual | Constraint Shadow Price | US2019$/Lb | 0 | 0 | 0 | 0 | 0 | 0 | 0
MT Hg Rate Non Lignite Annual v3.1 | 379 | 7341 | Rate Constraint in lbs/MMBtu | FALSE | L | Annual | Seasons Included | Seasons | Winter, WintShld, Summer | Winter, WintShld, Summer | Winter, WintShld, Summer | Winter, WintShld, Summer | Winter, WintShld, Summer | Winter, WintShld, Summer | Winter, WintShld, Summer
MT Hg Rate Non Lignite Annual v3.1 | 379 | 7341 | Rate Constraint in lbs/MMBtu | FALSE | L | Annual | Standard MER | lb/MMBtu | 9e-07 | 9e-07 | 9e-07 | 9e-07 | 9e-07 | 9e-07 | 9e-07
MT Hg Rate Non Lignite Annual v3.1 | 379 | 7341 | Rate Constraint in lbs/MMBtu | FALSE | L | Annual | Emissions at Affected Plants MER | lbs | 61.1415 | 58.6493 | 60.7245 | 60.7245 | 60.8767 | 58.6493 | 60.7245
MT Hg Rate Non Lignite Annual v3.1 | 379 | 7341 | Rate Constraint in lbs/MMBtu | FALSE | L | Annual | Allowances Purchased MER | lbs | 0 | 0 | 0 | 0 | 0 | 0 | 0
MT Hg Rate Non Lignite Annual v3.1 | 379 | 7341 | Rate Constraint in lbs/MMBtu | FALSE | L | Annual | Allowances Sold MER | lbs | 0 | 0 | 0 | 0 | 0 | 0 | 0
MT Hg Rate Non Lignite Annual v3.1 | 379 | 7341 | Rate Constraint in lbs/MMBtu | FALSE | L | Annual | Allowances Banked | lbs | 0 | 0 | 50.1443 | 50.1444 | 50.692 | 48.4412 | 0
MT Hg Rate Non Lignite Annual v3.1 | 379 | 7341 | Rate Constraint in lbs/MMBtu | FALSE | L | Annual | Allowances Withdrawn (1:1) | lbs | 0 | 0 | 0 | 0 | 0 | 0 | 0
MT Hg Rate Non Lignite Annual v3.1 | 379 | 7341 | Rate Constraint in lbs/MMBtu | FALSE | L | Annual | Allowances Withdrawn (n:1) | lbs | 0 | 0 | 0 | 0 | 0 | 0 | 0
MT Hg Rate Non Lignite Annual v3.1 | 379 | 7341 | Rate Constraint in lbs/MMBtu | FALSE | L | Annual | Net Emissions Allowance Position | lbs | 61.1415 | 58.6493 | 110.8688 | 110.8689 | 111.5687 | 107.0905 | 60.7245
MT Hg Rate Non Lignite Annual v3.1 | 379 | 7341 | Rate Constraint in lbs/MMBtu | FALSE | L | Annual | Fuel Consumed | TBtu | 123.9476 | 118.9895 | 123.1875 | 123.1875 | 123.9653 | 118.9895 | 123.1875
MT Hg Rate Non Lignite Annual v3.1 | 379 | 7341 | Rate Constraint in lbs/MMBtu | FALSE | L | Annual | Rate | lb/MMBtu | 4.9328e-07 | 4.9289e-07 | 4.9294e-07 | 4.9294e-07 | 4.9108e-07 | 4.9289e-07 | 4.9294e-07
MT Hg Rate Non Lignite Annual v3.1 | 379 | 7341 | Rate Constraint in lbs/MMBtu | FALSE | L | Annual | Generation | TWh | 11.3826 | 10.9928 | 11.3296 | 11.3296 | 11.4539 | 10.9928 | 11.3296
MT Hg Rate Non Lignite Annual v3.1 | 379 | 7341 | Rate Constraint in lbs/MMBtu | FALSE | L | Annual | Qualifying Generation | TWh | 11.3458 | 10.956 | 11.2928 | 11.2928 | 11.3672 | 10.956 | 11.2928
MT Hg Rate Non Lignite Annual v3.1 | 379 | 7341 | Rate Constraint in lbs/MMBtu | FALSE | L | Annual | Rate | lb/MWh | 5.3889e-06 | 5.3532e-06 | 5.3773e-06 | 5.3773e-06 | 5.3555e-06 | 5.3532e-06 | 5.3773e-06
MT Hg Rate Non Lignite Annual v3.1 | 379 | 7341 | Rate Constraint in lbs/MMBtu | FALSE | L | Annual | Constraint Shadow Price | US2019$/Lb | 0 | 0 | 0 | 0 | 0 | 0 | 0
NC - CO2 Cap Annual v6.21 | 380 | 7725 | Rate Constraint in MTons | FALSE | L | Annual | Seasons Included | Seasons |  | Winter, WintShld, Summer | Winter, WintShld, Summer | Winter, WintShld, Summer | Winter, WintShld, Summer | Winter, WintShld, Summer | Winter, WintShld, Summer
NC - CO2 Cap Annual v6.21 | 380 | 7725 | Rate Constraint in MTons | FALSE | L | Annual | Standard CO2 | Thousand Tons | 0 | 24956.762 | 19757.4366 | 14558.1111 | 9358.7857 | 4159.4603 | 4159.4603
NC - CO2 Cap Annual v6.21 | 380 | 7725 | Rate Constraint in MTons | FALSE | L | Annual | Emissions at Affected Plants CO2 | Thousand Tons | 0 | 24956.762 | 19757.4366 | 14558.1111 | 9358.7857 | 4159.4603 | 4159.4603
NC - CO2 Cap Annual v6.21 | 380 | 7725 | Rate Constraint in MTons | FALSE | L | Annual | Allowances Purchased CO2 | Thousand Tons | 0 | 0 | 0 | 0 | 0 | 0 | 0
NC - CO2 Cap Annual v6.21 | 380 | 7725 | Rate Constraint in MTons | FALSE | L | Annual | Allowances Sold CO2 | Thousand Tons | 0 | 0 | 0 | 0 | 0 | 0 | 0
NC - CO2 Cap Annual v6.21 | 380 | 7725 | Rate Constraint in MTons | FALSE | L | Annual | Allowances Banked | Thousand Tons | 0 | 0 | 0 | 0 | 0 | 0 | 0
NC - CO2 Cap Annual v6.21 | 380 | 7725 | Rate Constraint in MTons | FALSE | L | Annual | Allowances Withdrawn (1:1) | Thousand Tons | 0 | 0 | 0 | 0 | 0 | 0 | 0
NC - CO2 Cap Annual v6.21 | 380 | 7725 | Rate Constraint in MTons | FALSE | L | Annual | Allowances Withdrawn (n:1) | Thousand Tons | 0 | 0 | 0 | 0 | 0 | 0 | 0
NC - CO2 Cap Annual v6.21 | 380 | 7725 | Rate Constraint in MTons | FALSE | L | Annual | Net Emissions Allowance Position | Thousand Tons | 0 | 24956.762 | 19757.4366 | 14558.1111 | 9358.7857 | 4159.4603 | 4159.4603
NC - CO2 Cap Annual v6.21 | 380 | 7725 | Rate Constraint in MTons | FALSE | L | Annual | Fuel Consumed | TBtu | 0 | 389.8498 | 329.5398 | 244.7559 | 156.5987 | 72.4099 | 72.4082
NC - CO2 Cap Annual v6.21 | 380 | 7725 | Rate Constraint in MTons | FALSE | L | Annual | Rate | lb/MMBtu | 0 | 128.0327 | 119.9093 | 118.9602 | 119.5257 | 114.8866 | 114.8892
NC - CO2 Cap Annual v6.21 | 380 | 7725 | Rate Constraint in MTons | FALSE | L | Annual | Generation | TWh | 0 | 70.2798 | 77.4983 | 63.6244 | 51.6126 | 48.4175 | 43.6248
NC - CO2 Cap Annual v6.21 | 380 | 7725 | Rate Constraint in MTons | FALSE | L | Annual | Qualifying Generation | TWh | 0 | 53.1143 | 45.3768 | 34.6385 | 22.0241 | 10.3422 | 10.2688
NC - CO2 Cap Annual v6.21 | 380 | 7725 | Rate Constraint in MTons | FALSE | L | Annual | Rate | lb/MWh | 0 | 939.7373 | 870.8174 | 840.5729 | 849.8661 | 804.3691 | 810.1161
NC - CO2 Cap Annual v6.21 | 380 | 7725 | Rate Constraint in MTons | FALSE | L | Annual | Constraint Shadow Price | US2019$/Ton | 0 | 9.1069 | 14.287 | 17.6953 | 29.2643 | 47.3891 | 50.5371
New Hampshire MER Removal Annual v3.1 | 381 | 7346 | MACT Fuel Choice Floor in lbs/MMBtu | FALSE | L | Annual | Seasons Included | Seasons | Winter, WintShld, Summer | Winter, WintShld, Summer | Winter, WintShld, Summer | Winter, WintShld, Summer | Winter, WintShld, Summer | Winter, WintShld, Summer | Winter, WintShld, Summer
New Hampshire MER Removal Annual v3.1 | 381 | 7346 | MACT Fuel Choice Floor in lbs/MMBtu | FALSE | L | Annual | Emission Floor | lbs/MMBtu | 0 | 0 | 0 | 0 | 0 | 0 | 0
New Hampshire MER Removal Annual v3.1 | 381 | 7346 | MACT Fuel Choice Floor in lbs/MMBtu | FALSE | L | Annual | Emissions at Affected Plants MER | lbs | 6.7267 | 6.7895 | 3.4448 | 3.4149 | 3.4149 | 3.4149 | 3.4149
New Hampshire MER Removal Annual v3.1 | 381 | 7346 | MACT Fuel Choice Floor in lbs/MMBtu | FALSE | L | Annual | Allowances Purchased MER | lbs | 0 | 0 | 0 | 0 | 0 | 0 | 0
New Hampshire MER Removal Annual v3.1 | 381 | 7346 | MACT Fuel Choice Floor in lbs/MMBtu | FALSE | L | Annual | Allowances Sold MER | lbs | 0 | 0 | 0 | 0 | 0 | 0 | 0
New Hampshire MER Removal Annual v3.1 | 381 | 7346 | MACT Fuel Choice Floor in lbs/MMBtu | FALSE | L | Annual | Allowances Banked | lbs | 0 | 0 | 0 | 0 | 0 | 0 | 0
New Hampshire MER Removal Annual v3.1 | 381 | 7346 | MACT Fuel Choice Floor in lbs/MMBtu | FALSE | L | Annual | Allowances Withdrawn (1:1) | lbs | 0 | 0 | 0 | 0 | 0 | 0 | 0
New Hampshire MER Removal Annual v3.1 | 381 | 7346 | MACT Fuel Choice Floor in lbs/MMBtu | FALSE | L | Annual | Allowances Withdrawn (n:1) | lbs | 0 | 0 | 0 | 0 | 0 | 0 | 0
New Hampshire MER Removal Annual v3.1 | 381 | 7346 | MACT Fuel Choice Floor in lbs/MMBtu | FALSE | L | Annual | Net Emissions Allowance Position | lbs | 6.7267 | 6.7895 | 3.4448 | 3.4149 | 3.4149 | 3.4149 | 3.4149
New Hampshire MER Removal Annual v3.1 | 381 | 7346 | MACT Fuel Choice Floor in lbs/MMBtu | FALSE | L | Annual | Fuel Consumed | TBtu | 8.0073 | 8.0073 | 8.0073 | 8.0073 | 8.0073 | 8.0073 | 8.0073
New Hampshire MER Removal Annual v3.1 | 381 | 7346 | MACT Fuel Choice Floor in lbs/MMBtu | FALSE | L | Annual | Rate | lb/MMBtu | 8.4007e-07 | 8.4792e-07 | 4.3021e-07 | 4.2647e-07 | 4.2647e-07 | 4.2647e-07 | 4.2647e-07
New Hampshire MER Removal Annual v3.1 | 381 | 7346 | MACT Fuel Choice Floor in lbs/MMBtu | FALSE | L | Annual | Generation | TWh | 0.722 | 0.722 | 0.722 | 0.722 | 0.722 | 0.722 | 0.722
New Hampshire MER Removal Annual v3.1 | 381 | 7346 | MACT Fuel Choice Floor in lbs/MMBtu | FALSE | L | Annual | Qualifying Generation | TWh | 0.722 | 0.722 | 0.722 | 0.722 | 0.722 | 0.722 | 0.722
New Hampshire MER Removal Annual v3.1 | 381 | 7346 | MACT Fuel Choice Floor in lbs/MMBtu | FALSE | L | Annual | Constraint Shadow Price | US2019$/Lb | 0 | 0 | 0 | 0 | 0 | 0 | 0
New Hampshire 6 Unit - NOX Cap Annual v3.1 | 382 | 7343 | Rate Constraint in MTons | FALSE | L | Annual | Seasons Included | Seasons | Winter, WintShld, Summer | Winter, WintShld, Summer | Winter, WintShld, Summer | Winter, WintShld, Summer | Winter, WintShld, Summer | Winter, WintShld, Summer | Winter, WintShld, Summer
New Hampshire 6 Unit - NOX Cap Annual v3.1 | 382 | 7343 | Rate Constraint in MTons | FALSE | L | Annual | Standard NOX | Thousand Tons | 3.64 | 3.64 | 3.64 | 3.64 | 3.64 | 3.64 | 3.64
New Hampshire 6 Unit - NOX Cap Annual v3.1 | 382 | 7343 | Rate Constraint in MTons | FALSE | L | Annual | Emissions at Affected Plants NOX | Thousand Tons | 0.44624 | 0.44624 | 0.44624 | 0.44624 | 0.44624 | 0.44624 | 0.44624
New Hampshire 6 Unit - NOX Cap Annual v3.1 | 382 | 7343 | Rate Constraint in MTons | FALSE | L | Annual | Allowances Purchased NOX | Thousand Tons | 0 | 0 | 0 | 0 | 0 | 0 | 0
New Hampshire 6 Unit - NOX Cap Annual v3.1 | 382 | 7343 | Rate Constraint in MTons | FALSE | L | Annual | Allowances Sold NOX | Thousand Tons | 0 | 0 | 0 | 0 | 0 | 0 | 0
New Hampshire 6 Unit - NOX Cap Annual v3.1 | 382 | 7343 | Rate Constraint in MTons | FALSE | L | Annual | Allowances Banked | Thousand Tons | 0 | 3.1938 | 3.0333 | 3.64 | 5.096 | 0 | 0
New Hampshire 6 Unit - NOX Cap Annual v3.1 | 382 | 7343 | Rate Constraint in MTons | FALSE | L | Annual | Allowances Withdrawn (1:1) | Thousand Tons | 0 | 0 | -1.5969 | -3.64 | -3.64 | 0 | -3.64
New Hampshire 6 Unit - NOX Cap Annual v3.1 | 382 | 7343 | Rate Constraint in MTons | FALSE | L | Annual | Allowances Withdrawn (n:1) | Thousand Tons | 0 | 0 | 0 | 0 | 0 | 0 | 0
New Hampshire 6 Unit - NOX Cap Annual v3.1 | 382 | 7343 | Rate Constraint in MTons | FALSE | L | Annual | Net Emissions Allowance Position | Thousand Tons | 0.44624 | 3.64 | 1.8827 | 0.44624 | 1.9022 | 0.44624 | -3.1938
New Hampshire 6 Unit - NOX Cap Annual v3.1 | 382 | 7343 | Rate Constraint in MTons | FALSE | L | Annual | Fuel Consumed | TBtu | 8.0073 | 8.0073 | 8.0073 | 8.0073 | 8.0073 | 8.0073 | 8.0073
New Hampshire 6 Unit - NOX Cap Annual v3.1 | 382 | 7343 | Rate Constraint in MTons | FALSE | L | Annual | Rate | lb/MMBtu | 0.11146 | 0.11146 | 0.11146 | 0.11146 | 0.11146 | 0.11146 | 0.11146
New Hampshire 6 Unit - NOX Cap Annual v3.1 | 382 | 7343 | Rate Constraint in MTons | FALSE | L | Annual | Generation | TWh | 0.722 | 0.722 | 0.722 | 0.722 | 0.722 | 0.722 | 0.722
New Hampshire 6 Unit - NOX Cap Annual v3.1 | 382 | 7343 | Rate Constraint in MTons | FALSE | L | Annual | Qualifying Generation | TWh | 0.722 | 0.722 | 0.722 | 0.722 | 0.722 | 0.722 | 0.722
New Hampshire 6 Unit - NOX Cap Annual v3.1 | 382 | 7343 | Rate Constraint in MTons | FALSE | L | Annual | Rate | lb/MWh | 1.2361 | 1.2361 | 1.2361 | 1.2361 | 1.2361 | 1.2361 | 1.2361
New Hampshire 6 Unit - NOX Cap Annual v3.1 | 382 | 7343 | Rate Constraint in MTons | FALSE | L | Annual | Constraint Shadow Price | US2019$/Ton | 0 | 0 | 0 | 0 | 0 | 0 | 0
New Hampshire 6 Unit - SO2 Cap Annual v3.1 | 383 | 7344 | Rate Constraint in MTons | FALSE | L | Annual | Seasons Included | Seasons | Winter, WintShld, Summer | Winter, WintShld, Summer | Winter, WintShld, Summer | Winter, WintShld, Summer | Winter, WintShld, Summer | Winter, WintShld, Summer | Winter, WintShld, Summer
New Hampshire 6 Unit - SO2 Cap Annual v3.1 | 383 | 7344 | Rate Constraint in MTons | FALSE | L | Annual | Standard SO2 | Thousand Tons | 7.29 | 7.29 | 7.29 | 7.29 | 7.29 | 7.29 | 7.29
New Hampshire 6 Unit - SO2 Cap Annual v3.1 | 383 | 7344 | Rate Constraint in MTons | FALSE | L | Annual | Emissions at Affected Plants SO2 | Thousand Tons | 0.60981 | 0.59395 | 0.30845 | 0.3066 | 0.3066 | 0.3066 | 0.3066
New Hampshire 6 Unit - SO2 Cap Annual v3.1 | 383 | 7344 | Rate Constraint in MTons | FALSE | L | Annual | Allowances Purchased SO2 | Thousand Tons | 0 | 0 | 0 | 0 | 0 | 0 | 0
New Hampshire 6 Unit - SO2 Cap Annual v3.1 | 383 | 7344 | Rate Constraint in MTons | FALSE | L | Annual | Allowances Sold SO2 | Thousand Tons | 0 | 0 | 0 | 0 | 0 | 0 | 0
New Hampshire 6 Unit - SO2 Cap Annual v3.1 | 383 | 7344 | Rate Constraint in MTons | FALSE | L | Annual | Allowances Banked | Thousand Tons | 0 | 0 | 6.075 | 7.29 | 0 | 0 | 0
New Hampshire 6 Unit - SO2 Cap Annual v3.1 | 383 | 7344 | Rate Constraint in MTons | FALSE | L | Annual | Allowances Withdrawn (1:1) | Thousand Tons | 0 | 0 | 0 | -7.29 | -7.29 | 0 | 0
New Hampshire 6 Unit - SO2 Cap Annual v3.1 | 383 | 7344 | Rate Constraint in MTons | FALSE | L | Annual | Allowances Withdrawn (n:1) | Thousand Tons | 0 | 0 | 0 | 0 | 0 | 0 | 0
New Hampshire 6 Unit - SO2 Cap Annual v3.1 | 383 | 7344 | Rate Constraint in MTons | FALSE | L | Annual | Net Emissions Allowance Position | Thousand Tons | 0.60981 | 0.59395 | 6.3834 | 0.3066 | -6.9834 | 0.3066 | 0.3066
New Hampshire 6 Unit - SO2 Cap Annual v3.1 | 383 | 7344 | Rate Constraint in MTons | FALSE | L | Annual | Fuel Consumed | TBtu | 8.0073 | 8.0073 | 8.0073 | 8.0073 | 8.0073 | 8.0073 | 8.0073
New Hampshire 6 Unit - SO2 Cap Annual v3.1 | 383 | 7344 | Rate Constraint in MTons | FALSE | L | Annual | Rate | lb/MMBtu | 0.15231 | 0.14835 | 0.077041 | 0.07658 | 0.07658 | 0.07658 | 0.07658
New Hampshire 6 Unit - SO2 Cap Annual v3.1 | 383 | 7344 | Rate Constraint in MTons | FALSE | L | Annual | Generation | TWh | 0.722 | 0.722 | 0.722 | 0.722 | 0.722 | 0.722 | 0.722
New Hampshire 6 Unit - SO2 Cap Annual v3.1 | 383 | 7344 | Rate Constraint in MTons | FALSE | L | Annual | Qualifying Generation | TWh | 0.722 | 0.722 | 0.722 | 0.722 | 0.722 | 0.722 | 0.722
New Hampshire 6 Unit - SO2 Cap Annual v3.1 | 383 | 7344 | Rate Constraint in MTons | FALSE | L | Annual | Rate | lb/MWh | 1.6892 | 1.6453 | 0.85442 | 0.84931 | 0.84931 | 0.84931 | 0.84931
New Hampshire 6 Unit - SO2 Cap Annual v3.1 | 383 | 7344 | Rate Constraint in MTons | FALSE | L | Annual | Constraint Shadow Price | US2019$/Ton | 0 | 0 | 0 | 0 | 0 | 0 | 0
New Hampshire State - NOX Cap Summer v3.1 | 384 | 7345 | Rate Constraint in MTons | FALSE | L | Annual | Seasons Included | Seasons | Summer | Summer | Summer | Summer | Summer | Summer | Summer
New Hampshire State - NOX Cap Summer v3.1 | 384 | 7345 | Rate Constraint in MTons | FALSE | L | Annual | Standard NOX | Thousand Tons | 2.4 | 2.4 | 2.4 | 2.4 | 2.4 | 2.4 | 2.4
New Hampshire State - NOX Cap Summer v3.1 | 384 | 7345 | Rate Constraint in MTons | FALSE | L | Annual | Emissions at Affected Plants NOX | Thousand Tons | 0 | 0 | 0 | 0 | 0 | 0 | 0
New Hampshire State - NOX Cap Summer v3.1 | 384 | 7345 | Rate Constraint in MTons | FALSE | L | Annual | Allowances Purchased NOX | Thousand Tons | 0 | 0 | 0 | 0 | 0 | 0 | 0
New Hampshire State - NOX Cap Summer v3.1 | 384 | 7345 | Rate Constraint in MTons | FALSE | L | Annual | Allowances Sold NOX | Thousand Tons | 0 | 0 | 0 | 0 | 0 | 0 | 0
New Hampshire State - NOX Cap Summer v3.1 | 384 | 7345 | Rate Constraint in MTons | FALSE | L | Annual | Allowances Banked | Thousand Tons | 0 | 0 | 0 | 0 | 0 | 0 | 0
New Hampshire State - NOX Cap Summer v3.1 | 384 | 7345 | Rate Constraint in MTons | FALSE | L | Annual | Allowances Withdrawn (1:1) | Thousand Tons | 0 | 0 | 0 | 0 | 0 | 0 | 0
New Hampshire State - NOX Cap Summer v3.1 | 384 | 7345 | Rate Constraint in MTons | FALSE | L | Annual | Allowances Withdrawn (n:1) | Thousand Tons | 0 | 0 | 0 | 0 | 0 | 0 | 0
New Hampshire State - NOX Cap Summer v3.1 | 384 | 7345 | Rate Constraint in MTons | FALSE | L | Annual | Net Emissions Allowance Position | Thousand Tons | 0 | 0 | 0 | 0 | 0 | 0 | 0
New Hampshire State - NOX Cap Summer v3.1 | 384 | 7345 | Rate Constraint in MTons | FALSE | L | Annual | Fuel Consumed | TBtu | 0 | 0 | 0 | 0 | 0 | 0 | 0
New Hampshire State - NOX Cap Summer v3.1 | 384 | 7345 | Rate Constraint in MTons | FALSE | L | Annual | Rate | lb/MMBtu | 0 | 0 | 0 | 0 | 0 | 0 | 0
New Hampshire State - NOX Cap Summer v3.1 | 384 | 7345 | Rate Constraint in MTons | FALSE | L | Annual | Generation | TWh | 0 | 0 | 0 | 0 | 0 | 0 | 0
New Hampshire State - NOX Cap Summer v3.1 | 384 | 7345 | Rate Constraint in MTons | FALSE | L | Annual | Qualifying Generation | TWh | 0 | 0 | 0 | 0 | 0 | 0 | 0
New Hampshire State - NOX Cap Summer v3.1 | 384 | 7345 | Rate Constraint in MTons | FALSE | L | Annual | Rate | lb/MWh | 0 | 0 | 0 | 0 | 0 | 0 | 0
New Hampshire State - NOX Cap Summer v3.1 | 384 | 7345 | Rate Constraint in MTons | FALSE | L | Annual | Constraint Shadow Price | US2019$/Ton | 0 | 0 | 0 | 0 | 0 | 0 | 0
New Jersey - MER Removal Annual v3.1 | 385 | 7348 | MACT Fuel Choice Floor in lbs/MMBtu | FALSE | L | Annual | Seasons Included | Seasons | Winter, WintShld, Summer | Winter, WintShld, Summer | Winter, WintShld, Summer | Winter, WintShld, Summer | Winter, WintShld, Summer | Winter, WintShld, Summer | Winter, WintShld, Summer
New Jersey - MER Removal Annual v3.1 | 385 | 7348 | MACT Fuel Choice Floor in lbs/MMBtu | FALSE | L | Annual | Emission Floor | lbs/MMBtu | 0 | 0 | 0 | 0 | 0 | 0 | 0
New Jersey - MER Removal Annual v3.1 | 385 | 7348 | MACT Fuel Choice Floor in lbs/MMBtu | FALSE | L | Annual | Emissions at Affected Plants MER | lbs | 0 | 0 | 0 | 0 | 0 | 0 | 0
New Jersey - MER Removal Annual v3.1 | 385 | 7348 | MACT Fuel Choice Floor in lbs/MMBtu | FALSE | L | Annual | Allowances Purchased MER | lbs | 0 | 0 | 0 | 0 | 0 | 0 | 0
New Jersey - MER Removal Annual v3.1 | 385 | 7348 | MACT Fuel Choice Floor in lbs/MMBtu | FALSE | L | Annual | Allowances Sold MER | lbs | 0 | 0 | 0 | 0 | 0 | 0 | 0
New Jersey - MER Removal Annual v3.1 | 385 | 7348 | MACT Fuel Choice Floor in lbs/MMBtu | FALSE | L | Annual | Allowances Banked | lbs | 0 | 0 | 0 | 0 | 0 | 0 | 0
New Jersey - MER Removal Annual v3.1 | 385 | 7348 | MACT Fuel Choice Floor in lbs/MMBtu | FALSE | L | Annual | Allowances Withdrawn (1:1) | lbs | 0 | 0 | 0 | 0 | 0 | 0 | 0
New Jersey - MER Removal Annual v3.1 | 385 | 7348 | MACT Fuel Choice Floor in lbs/MMBtu | FALSE | L | Annual | Allowances Withdrawn (n:1) | lbs | 0 | 0 | 0 | 0 | 0 | 0 | 0
New Jersey - MER Removal Annual v3.1 | 385 | 7348 | MACT Fuel Choice Floor in lbs/MMBtu | FALSE | L | Annual | Net Emissions Allowance Position | lbs | 0 | 0 | 0 | 0 | 0 | 0 | 0
New Jersey - MER Removal Annual v3.1 | 385 | 7348 | MACT Fuel Choice Floor in lbs/MMBtu | FALSE | L | Annual | Fuel Consumed | TBtu | 0 | 0 | 0 | 0 | 0 | 0 | 0
New Jersey - MER Removal Annual v3.1 | 385 | 7348 | MACT Fuel Choice Floor in lbs/MMBtu | FALSE | L | Annual | Rate | lb/MMBtu | 0 | 0 | 0 | 0 | 0 | 0 | 0
New Jersey - MER Removal Annual v3.1 | 385 | 7348 | MACT Fuel Choice Floor in lbs/MMBtu | FALSE | L | Annual | Generation | TWh | 0 | 0 | 0 | 0 | 0 | 0 | 0
New Jersey - MER Removal Annual v3.1 | 385 | 7348 | MACT Fuel Choice Floor in lbs/MMBtu | FALSE | L | Annual | Qualifying Generation | TWh | 0 | 0 | 0 | 0 | 0 | 0 | 0
New Jersey - MER Removal Annual v3.1 | 385 | 7348 | MACT Fuel Choice Floor in lbs/MMBtu | FALSE | L | Annual | Constraint Shadow Price | US2019$/Lb | 0 | 0 | 0 | 0 | 0 | 0 | 0
Newington Station 1 - SO2 Rate v5.12 | 386 | 7347 | Rate Constraint in lbs/MMBtu | FALSE | L | Annual | Seasons Included | Seasons | Winter, WintShld, Summer | Winter, WintShld, Summer | Winter, WintShld, Summer | Winter, WintShld, Summer | Winter, WintShld, Summer | Winter, WintShld, Summer | Winter, WintShld, Summer
Newington Station 1 - SO2 Rate v5.12 | 386 | 7347 | Rate Constraint in lbs/MMBtu | FALSE | L | Annual | Standard SO2 | lb/MMBtu | 0.5 | 0.5 | 0.5 | 0.5 | 0.5 | 0.5 | 0.5
Newington Station 1 - SO2 Rate v5.12 | 386 | 7347 | Rate Constraint in lbs/MMBtu | FALSE | L | Annual | Emissions at Affected Plants SO2 | Thousand Tons | 0 | 0 | 0 | 0 | 0 | 0 | 0
Newington Station 1 - SO2 Rate v5.12 | 386 | 7347 | Rate Constraint in lbs/MMBtu | FALSE | L | Annual | Allowances Purchased SO2 | Thousand Tons | 0 | 0 | 0 | 0 | 0 | 0 | 0
Newington Station 1 - SO2 Rate v5.12 | 386 | 7347 | Rate Constraint in lbs/MMBtu | FALSE | L | Annual | Allowances Sold SO2 | Thousand Tons | 0 | 0 | 0 | 0 | 0 | 0 | 0
Newington Station 1 - SO2 Rate v5.12 | 386 | 7347 | Rate Constraint in lbs/MMBtu | FALSE | L | Annual | Allowances Banked | Thousand Tons | 0 | 0 | 0 | 0 | 0 | 0 | 0
Newington Station 1 - SO2 Rate v5.12 | 386 | 7347 | Rate Constraint in lbs/MMBtu | FALSE | L | Annual | Allowances Withdrawn (1:1) | Thousand Tons | 0 | 0 | 0 | 0 | 0 | 0 | 0
Newington Station 1 - SO2 Rate v5.12 | 386 | 7347 | Rate Constraint in lbs/MMBtu | FALSE | L | Annual | Allowances Withdrawn (n:1) | Thousand Tons | 0 | 0 | 0 | 0 | 0 | 0 | 0
Newington Station 1 - SO2 Rate v5.12 | 386 | 7347 | Rate Constraint in lbs/MMBtu | FALSE | L | Annual | Net Emissions Allowance Position | Thousand Tons | 0 | 0 | 0 | 0 | 0 | 0 | 0
Newington Station 1 - SO2 Rate v5.12 | 386 | 7347 | Rate Constraint in lbs/MMBtu | FALSE | L | Annual | Fuel Consumed | TBtu | 0 | 0 | 0 | 0 | 0 | 0 | 0
Newington Station 1 - SO2 Rate v5.12 | 386 | 7347 | Rate Constraint in lbs/MMBtu | FALSE | L | Annual | Rate | lb/MMBtu | 0 | 0 | 0 | 0 | 0 | 0 | 0
Newington Station 1 - SO2 Rate v5.12 | 386 | 7347 | Rate Constraint in lbs/MMBtu | FALSE | L | Annual | Generation | TWh | 0 | 0 | 0 | 0 | 0 | 0 | 0
Newington Station 1 - SO2 Rate v5.12 | 386 | 7347 | Rate Constraint in lbs/MMBtu | FALSE | L | Annual | Qualifying Generation | TWh | 0 | 0 | 0 | 0 | 0 | 0 | 0
Newington Station 1 - SO2 Rate v5.12 | 386 | 7347 | Rate Constraint in lbs/MMBtu | FALSE | L | Annual | Rate | lb/MWh | 0 | 0 | 0 | 0 | 0 | 0 | 0
Newington Station 1 - SO2 Rate v5.12 | 386 | 7347 | Rate Constraint in lbs/MMBtu | FALSE | L | Annual | Constraint Shadow Price | US2019$/Ton | 0 | 0 | 0 | 0 | 0 | 0 | 0
NJ ChambersCogen- NOx Annual GPS v4.10, Unit 2207 and retrofits | 387 | 7535 | Rate Constraint in lbs/MWh | FALSE | L | Annual | Seasons Included | Seasons | Winter, WintShld, Summer | Winter, WintShld, Summer | Winter, WintShld, Summer | Winter, WintShld, Summer | Winter, WintShld, Summer | Winter, WintShld, Summer | Winter, WintShld, Summer
NJ ChambersCogen- NOx Annual GPS v4.10, Unit 2207 and retrofits | 387 | 7535 | Rate Constraint in lbs/MWh | FALSE | L | Annual | Standard NOX | lb/MWh | 2.01 | 2.01 | 2.01 | 2.01 | 2.01 | 2.01 | 2.01
NJ ChambersCogen- NOx Annual GPS v4.10, Unit 2207 and retrofits | 387 | 7535 | Rate Constraint in lbs/MWh | FALSE | L | Annual | Emissions at Affected Plants NOX | Thousand Tons | 0 | 0 | 0 | 0 | 0 | 0 | 0
NJ ChambersCogen- NOx Annual GPS v4.10, Unit 2207 and retrofits | 387 | 7535 | Rate Constraint in lbs/MWh | FALSE | L | Annual | Allowances Purchased NOX | Thousand Tons | 0 | 0 | 0 | 0 | 0 | 0 | 0
NJ ChambersCogen- NOx Annual GPS v4.10, Unit 2207 and retrofits | 387 | 7535 | Rate Constraint in lbs/MWh | FALSE | L | Annual | Allowances Sold NOX | Thousand Tons | 0 | 0 | 0 | 0 | 0 | 0 | 0
NJ ChambersCogen- NOx Annual GPS v4.10, Unit 2207 and retrofits | 387 | 7535 | Rate Constraint in lbs/MWh | FALSE | L | Annual | Allowances Banked | Thousand Tons | 0 | 0 | 0 | 0 | 0 | 0 | 0
NJ ChambersCogen- NOx Annual GPS v4.10, Unit 2207 and retrofits | 387 | 7535 | Rate Constraint in lbs/MWh | FALSE | L | Annual | Allowances Withdrawn (1:1) | Thousand Tons | 0 | 0 | 0 | 0 | 0 | 0 | 0
NJ ChambersCogen- NOx Annual GPS v4.10, Unit 2207 and retrofits | 387 | 7535 | Rate Constraint in lbs/MWh | FALSE | L | Annual | Allowances Withdrawn (n:1) | Thousand Tons | 0 | 0 | 0 | 0 | 0 | 0 | 0
NJ ChambersCogen- NOx Annual GPS v4.10, Unit 2207 and retrofits | 387 | 7535 | Rate Constraint in lbs/MWh | FALSE | L | Annual | Net Emissions Allowance Position | Thousand Tons | 0 | 0 | 0 | 0 | 0 | 0 | 0
NJ ChambersCogen- NOx Annual GPS v4.10, Unit 2207 and retrofits | 387 | 7535 | Rate Constraint in lbs/MWh | FALSE | L | Annual | Fuel Consumed | TBtu | 0 | 0 | 0 | 0 | 0 | 0 | 0
NJ ChambersCogen- NOx Annual GPS v4.10, Unit 2207 and retrofits | 387 | 7535 | Rate Constraint in lbs/MWh | FALSE | L | Annual | Rate | lb/MMBtu | 0 | 0 | 0 | 0 | 0 | 0 | 0
NJ ChambersCogen- NOx Annual GPS v4.10, Unit 2207 and retrofits | 387 | 7535 | Rate Constraint in lbs/MWh | FALSE | L | Annual | Generation | TWh | 0 | 0 | 0 | 0 | 0 | 0 | 0
NJ ChambersCogen- NOx Annual GPS v4.10, Unit 2207 and retrofits | 387 | 7535 | Rate Constraint in lbs/MWh | FALSE | L | Annual | Qualifying Generation | TWh | 0 | 0 | 0 | 0 | 0 | 0 | 0
NJ ChambersCogen- NOx Annual GPS v4.10, Unit 2207 and retrofits | 387 | 7535 | Rate Constraint in lbs/MWh | FALSE | L | Annual | Constraint Shadow Price | US2019$/Ton | 0 | 0 | 0 | 0 | 0 | 0 | 0
NJ ChambersCogen- NOx Annual GPS v4.10, Unit 2208 and retrofits | 388 | 7535 | Rate Constraint in lbs/MWh | FALSE | L | Annual | Seasons Included | Seasons | Winter, WintShld, Summer | Winter, WintShld, Summer | Winter, WintShld, Summer | Winter, WintShld, Summer | Winter, WintShld, Summer | Winter, WintShld, Summer | Winter, WintShld, Summer
NJ ChambersCogen- NOx Annual GPS v4.10, Unit 2208 and retrofits | 388 | 7535 | Rate Constraint in lbs/MWh | FALSE | L | Annual | Standard NOX | lb/MWh | 2.01 | 2.01 | 2.01 | 2.01 | 2.01 | 2.01 | 2.01
NJ ChambersCogen- NOx Annual GPS v4.10, Unit 2208 and retrofits | 388 | 7535 | Rate Constraint in lbs/MWh | FALSE | L | Annual | Emissions at Affected Plants NOX | Thousand Tons | 0 | 0 | 0 | 0 | 0 | 0 | 0
NJ ChambersCogen- NOx Annual GPS v4.10, Unit 2208 and retrofits | 388 | 7535 | Rate Constraint in lbs/MWh | FALSE | L | Annual | Allowances Purchased NOX | Thousand Tons | 0 | 0 | 0 | 0 | 0 | 0 | 0
NJ ChambersCogen- NOx Annual GPS v4.10, Unit 2208 and retrofits | 388 | 7535 | Rate Constraint in lbs/MWh | FALSE | L | Annual | Allowances Sold NOX | Thousand Tons | 0 | 0 | 0 | 0 | 0 | 0 | 0
NJ ChambersCogen- NOx Annual GPS v4.10, Unit 2208 and retrofits | 388 | 7535 | Rate Constraint in lbs/MWh | FALSE | L | Annual | Allowances Banked | Thousand Tons | 0 | 0 | 0 | 0 | 0 | 0 | 0
NJ ChambersCogen- NOx Annual GPS v4.10, Unit 2208 and retrofits | 388 | 7535 | Rate Constraint in lbs/MWh | FALSE | L | Annual | Allowances Withdrawn (1:1) | Thousand Tons | 0 | 0 | 0 | 0 | 0 | 0 | 0
NJ ChambersCogen- NOx Annual GPS v4.10, Unit 2208 and retrofits | 388 | 7535 | Rate Constraint in lbs/MWh | FALSE | L | Annual | Allowances Withdrawn (n:1) | Thousand Tons | 0 | 0 | 0 | 0 | 0 | 0 | 0
NJ ChambersCogen- NOx Annual GPS v4.10, Unit 2208 and retrofits | 388 | 7535 | Rate Constraint in lbs/MWh | FALSE | L | Annual | Net Emissions Allowance Position | Thousand Tons | 0 | 0 | 0 | 0 | 0 | 0 | 0
NJ ChambersCogen- NOx Annual GPS v4.10, Unit 2208 and retrofits | 388 | 7535 | Rate Constraint in lbs/MWh | FALSE | L | Annual | Fuel Consumed | TBtu | 0 | 0 | 0 | 0 | 0 | 0 | 0
NJ ChambersCogen- NOx Annual GPS v4.10, Unit 2208 and retrofits | 388 | 7535 | Rate Constraint in lbs/MWh | FALSE | L | Annual | Rate | lb/MMBtu | 0 | 0 | 0 | 0 | 0 | 0 | 0
NJ ChambersCogen- NOx Annual GPS v4.10, Unit 2208 and retrofits | 388 | 7535 | Rate Constraint in lbs/MWh | FALSE | L | Annual | Generation | TWh | 0 | 0 | 0 | 0 | 0 | 0 | 0
NJ ChambersCogen- NOx Annual GPS v4.10, Unit 2208 and retrofits | 388 | 7535 | Rate Constraint in lbs/MWh | FALSE | L | Annual | Qualifying Generation | TWh | 0 | 0 | 0 | 0 | 0 | 0 | 0
NJ ChambersCogen- NOx Annual GPS v4.10, Unit 2208 and retrofits | 388 | 7535 | Rate Constraint in lbs/MWh | FALSE | L | Annual | Constraint Shadow Price | US2019$/Ton | 0 | 0 | 0 | 0 | 0 | 0 | 0
NJ LoganGen- NOx Annual GPS v4.10, Unit 2209 and retrofits | 389 | 7536 | Rate Constraint in lbs/MWh | FALSE | L | Annual | Seasons Included | Seasons | Winter, WintShld, Summer | Winter, WintShld, Summer | Winter, WintShld, Summer | Winter, WintShld, Summer | Winter, WintShld, Summer | Winter, WintShld, Summer | Winter, WintShld, Summer
NJ LoganGen- NOx Annual GPS v4.10, Unit 2209 and retrofits | 389 | 7536 | Rate Constraint in lbs/MWh | FALSE | L | Annual | Standard NOX | lb/MWh | 1.5 | 1.5 | 1.5 | 1.5 | 1.5 | 1.5 | 1.5
NJ LoganGen- NOx Annual GPS v4.10, Unit 2209 and retrofits | 389 | 7536 | Rate Constraint in lbs/MWh | FALSE | L | Annual | Emissions at Affected Plants NOX | Thousand Tons | 0 | 0 | 0 | 0 | 0 | 0 | 0
NJ LoganGen- NOx Annual GPS v4.10, Unit 2209 and retrofits | 389 | 7536 | Rate Constraint in lbs/MWh | FALSE | L | Annual | Allowances Purchased NOX | Thousand Tons | 0 | 0 | 0 | 0 | 0 | 0 | 0
NJ LoganGen- NOx Annual GPS v4.10, Unit 2209 and retrofits | 389 | 7536 | Rate Constraint in lbs/MWh | FALSE | L | Annual | Allowances Sold NOX | Thousand Tons | 0 | 0 | 0 | 0 | 0 | 0 | 0
NJ LoganGen- NOx Annual GPS v4.10, Unit 2209 and retrofits | 389 | 7536 | Rate Constraint in lbs/MWh | FALSE | L | Annual | Allowances Banked | Thousand Tons | 0 | 0 | 0 | 0 | 0 | 0 | 0
NJ LoganGen- NOx Annual GPS v4.10, Unit 2209 and retrofits | 389 | 7536 | Rate Constraint in lbs/MWh | FALSE | L | Annual | Allowances Withdrawn (1:1) | Thousand Tons | 0 | 0 | 0 | 0 | 0 | 0 | 0
NJ LoganGen- NOx Annual GPS v4.10, Unit 2209 and retrofits | 389 | 7536 | Rate Constraint in lbs/MWh | FALSE | L | Annual | Allowances Withdrawn (n:1) | Thousand Tons | 0 | 0 | 0 | 0 | 0 | 0 | 0
NJ LoganGen- NOx Annual GPS v4.10, Unit 2209 and retrofits | 389 | 7536 | Rate Constraint in lbs/MWh | FALSE | L | Annual | Net Emissions Allowance Position | Thousand Tons | 0 | 0 | 0 | 0 | 0 | 0 | 0
NJ LoganGen- NOx Annual GPS v4.10, Unit 2209 and retrofits | 389 | 7536 | Rate Constraint in lbs/MWh | FALSE | L | Annual | Fuel Consumed | TBtu | 0 | 0 | 0 | 0 | 0 | 0 | 0
NJ LoganGen- NOx Annual GPS v4.10, Unit 2209 and retrofits | 389 | 7536 | Rate Constraint in lbs/MWh | FALSE | L | Annual | Rate | lb/MMBtu | 0 | 0 | 0 | 0 | 0 | 0 | 0
NJ LoganGen- NOx Annual GPS v4.10, Unit 2209 and retrofits | 389 | 7536 | Rate Constraint in lbs/MWh | FALSE | L | Annual | Generation | TWh | 0 | 0 | 0 | 0 | 0 | 0 | 0
NJ LoganGen- NOx Annual GPS v4.10, Unit 2209 and retrofits | 389 | 7536 | Rate Constraint in lbs/MWh | FALSE | L | Annual | Qualifying Generation | TWh | 0 | 0 | 0 | 0 | 0 | 0 | 0
NJ LoganGen- NOx Annual GPS v4.10, Unit 2209 and retrofits | 389 | 7536 | Rate Constraint in lbs/MWh | FALSE | L | Annual | Constraint Shadow Price | US2019$/Ton | 0 | 0 | 0 | 0 | 0 | 0 | 0
NJ SO2 Constraint v5.14 | 390 | 7349 | Rate Constraint in lbs/MMBtu | FALSE | L | Annual | Seasons Included | Seasons | Winter, WintShld, Summer | Winter, WintShld, Summer | Winter, WintShld, Summer | Winter, WintShld, Summer | Winter, WintShld, Summer | Winter, WintShld, Summer | Winter, WintShld, Summer
NJ SO2 Constraint v5.14 | 390 | 7349 | Rate Constraint in lbs/MMBtu | FALSE | L | Annual | Standard SO2 | lb/MMBtu | 0.15 | 0.15 | 0.15 | 0.15 | 0.15 | 0.15 | 0.15
NJ SO2 Constraint v5.14 | 390 | 7349 | Rate Constraint in lbs/MMBtu | FALSE | L | Annual | Emissions at Affected Plants SO2 | Thousand Tons | 0 | 0 | 0 | 0 | 0 | 0 | 0
NJ SO2 Constraint v5.14 | 390 | 7349 | Rate Constraint in lbs/MMBtu | FALSE | L | Annual | Allowances Purchased SO2 | Thousand Tons | 0 | 0 | 0 | 0 | 0 | 0 | 0
NJ SO2 Constraint v5.14 | 390 | 7349 | Rate Constraint in lbs/MMBtu | FALSE | L | Annual | Allowances Sold SO2 | Thousand Tons | 0 | 0 | 0 | 0 | 0 | 0 | 0
NJ SO2 Constraint v5.14 | 390 | 7349 | Rate Constraint in lbs/MMBtu | FALSE | L | Annual | Allowances Banked | Thousand Tons | 0 | 0 | 0 | 0 | 0 | 0 | 0
NJ SO2 Constraint v5.14 | 390 | 7349 | Rate Constraint in lbs/MMBtu | FALSE | L | Annual | Allowances Withdrawn (1:1) | Thousand Tons | 0 | 0 | 0 | 0 | 0 | 0 | 0
NJ SO2 Constraint v5.14 | 390 | 7349 | Rate Constraint in lbs/MMBtu | FALSE | L | Annual | Allowances Withdrawn (n:1) | Thousand Tons | 0 | 0 | 0 | 0 | 0 | 0 | 0
NJ SO2 Constraint v5.14 | 390 | 7349 | Rate Constraint in lbs/MMBtu | FALSE | L | Annual | Net Emissions Allowance Position | Thousand Tons | 0 | 0 | 0 | 0 | 0 | 0 | 0
NJ SO2 Constraint v5.14 | 390 | 7349 | Rate Constraint in lbs/MMBtu | FALSE | L | Annual | Fuel Consumed | TBtu | 0 | 0 | 0 | 0 | 0 | 0 | 0
NJ SO2 Constraint v5.14 | 390 | 7349 | Rate Constraint in lbs/MMBtu | FALSE | L | Annual | Rate | lb/MMBtu | 0 | 0 | 0 | 0 | 0 | 0 | 0
NJ SO2 Constraint v5.14 | 390 | 7349 | Rate Constraint in lbs/MMBtu | FALSE | L | Annual | Generation | TWh | 0 | 0 | 0 | 0 | 0 | 0 | 0
NJ SO2 Constraint v5.14 | 390 | 7349 | Rate Constraint in lbs/MMBtu | FALSE | L | Annual | Qualifying Generation | TWh | 0 | 0 | 0 | 0 | 0 | 0 | 0
NJ SO2 Constraint v5.14 | 390 | 7349 | Rate Constraint in lbs/MMBtu | FALSE | L | Annual | Rate | lb/MWh | 0 | 0 | 0 | 0 | 0 | 0 | 0
NJ SO2 Constraint v5.14 | 390 | 7349 | Rate Constraint in lbs/MMBtu | FALSE | L | Annual | Constraint Shadow Price | US2019$/Ton | 16949.341 | 15019.065 | 15541.3986 | 11845.2471 | 11332.262 | 11086.3248 | 11292.1143
NODA Covanta Bristol 1 NOX Cap Annual v5.15 | 391 | 7255 | Rate Constraint in MTons | FALSE | L | Annual | Seasons Included | Seasons | Winter, WintShld, Summer | Winter, WintShld, Summer | Winter, WintShld, Summer | Winter, WintShld, Summer | Winter, WintShld, Summer | Winter, WintShld, Summer | Winter, WintShld, Summer
NODA Covanta Bristol 1 NOX Cap Annual v5.15 | 391 | 7255 | Rate Constraint in MTons | FALSE | L | Annual | Standard NOX | Thousand Tons | 0.112 | 0.112 | 0.112 | 0.112 | 0.112 | 0.112 | 0.112
NODA Covanta Bristol 1 NOX Cap Annual v5.15 | 391 | 7255 | Rate Constraint in MTons | FALSE | L | Annual | Emissions at Affected Plants NOX | Thousand Tons | 0.095887 | 0.095887 | 0.095887 | 0.095887 | 0.095887 | 0.095887 | 0.095887
NODA Covanta Bristol 1 NOX Cap Annual v5.15 | 391 | 7255 | Rate Constraint in MTons | FALSE | L | Annual | Allowances Purchased NOX | Thousand Tons | 0 | 0 | 0 | 0 | 0 | 0 | 0
NODA Covanta Bristol 1 NOX Cap Annual v5.15 | 391 | 7255 | Rate Constraint in MTons | FALSE | L | Annual | Allowances Sold NOX | Thousand Tons | 0 | 0 | 0 | 0 | 0 | 0 | 0
NODA Covanta Bristol 1 NOX Cap Annual v5.15 | 391 | 7255 | Rate Constraint in MTons | FALSE | L | Annual | Allowances Banked | Thousand Tons | 0 | 0 | 0 | 0 | 0 | 0 | 0
NODA Covanta Bristol 1 NOX Cap Annual v5.15 | 391 | 7255 | Rate Constraint in MTons | FALSE | L | Annual | Allowances Withdrawn (1:1) | Thousand Tons | 0 | 0 | 0 | 0 | 0 | 0 | 0
NODA Covanta Bristol 1 NOX Cap Annual v5.15 | 391 | 7255 | Rate Constraint in MTons | FALSE | L | Annual | Allowances Withdrawn (n:1) | Thousand Tons | 0 | 0 | 0 | 0 | 0 | 0 | 0
NODA Covanta Bristol 1 NOX Cap Annual v5.15 | 391 | 7255 | Rate Constraint in MTons | FALSE | L | Annual | Net Emissions Allowance Position | Thousand Tons | 0.095887 | 0.095887 | 0.095887 | 0.095887 | 0.095887 | 0.095887 | 0.095887
NODA Covanta Bristol 1 NOX Cap Annual v5.15 | 391 | 7255 | Rate Constraint in MTons | FALSE | L | Annual | Fuel Consumed | TBtu | 0.8846 | 0.8846 | 0.8846 | 0.8846 | 0.8846 | 0.8846 | 0.8846
NODA Covanta Bristol 1 NOX Cap Annual v5.15 | 391 | 7255 | Rate Constraint in MTons | FALSE | L | Annual | Rate | lb/MMBtu | 0.21679 | 0.21679 | 0.21679 | 0.21679 | 0.21679 | 0.21679 | 0.21679
NODA Covanta Bristol 1 NOX Cap Annual v5.15 | 391 | 7255 | Rate Constraint in MTons | FALSE | L | Annual | Generation | TWh | 0.047744 | 0.047744 | 0.047744 | 0.047744 | 0.047744 | 0.047744 | 0.047744
NODA Covanta Bristol 1 NOX Cap Annual v5.15 | 391 | 7255 | Rate Constraint in MTons | FALSE | L | Annual | Qualifying Generation | TWh | 0.047744 | 0.047744 | 0.047744 | 0.047744 | 0.047744 | 0.047744 | 0.047744
NODA Covanta Bristol 1 NOX Cap Annual v5.15 | 391 | 7255 | Rate Constraint in MTons | FALSE | L | Annual | Rate | lb/MWh | 4.0167 | 4.0167 | 4.0167 | 4.0167 | 4.0167 | 4.0167 | 4.0167
NODA Covanta Bristol 1 NOX Cap Annual v5.15 | 391 | 7255 | Rate Constraint in MTons | FALSE | L | Annual | Constraint Shadow Price | US2019$/Ton | 0 | 0 | 0 | 0 | 0 | 0 | 0
NODA Covanta Bristol 2 NOX Cap Annual v5.15 | 392 | 7256 | Rate Constraint in MTons | FALSE | L | Annual | Seasons Included | Seasons | Winter, WintShld, Summer | Winter, WintShld, Summer | Winter, WintShld, Summer | Winter, WintShld, Summer | Winter, WintShld, Summer | Winter, WintShld, Summer | Winter, WintShld, Summer
NODA Covanta Bristol 2 NOX Cap Annual v5.15 | 392 | 7256 | Rate Constraint in MTons | FALSE | L | Annual | Standard NOX | Thousand Tons | 0.1917 | 0.1917 | 0.1917 | 0.1917 | 0.1917 | 0.1917 | 0.1917
NODA Covanta Bristol 2 NOX Cap Annual v5.15 | 392 | 7256 | Rate Constraint in MTons | FALSE | L | Annual | Emissions at Affected Plants NOX | Thousand Tons | 0.11581 | 0.11581 | 0.11581 | 0.11581 | 0.11581 | 0.11581 | 0.11581
NODA Covanta Bristol 2 NOX Cap Annual v5.15 | 392 | 7256 | Rate Constraint in MTons | FALSE | L | Annual | Allowances Purchased NOX | Thousand Tons | 0 | 0 | 0 | 0 | 0 | 0 | 0
NODA Covanta Bristol 2 NOX Cap Annual v5.15 | 392 | 7256 | Rate Constraint in MTons | FALSE | L | Annual | Allowances Sold NOX | Thousand Tons | 0 | 0 | 0 | 0 | 0 | 0 | 0
NODA Covanta Bristol 2 NOX Cap Annual v5.15 | 392 | 7256 | Rate Constraint in MTons | FALSE | L | Annual | Allowances Banked | Thousand Tons | 0 | 0 | 0 | 0 | 0 | 0 | 0
NODA Covanta Bristol 2 NOX Cap Annual v5.15 | 392 | 7256 | Rate Constraint in MTons | FALSE | L | Annual | Allowances Withdrawn (1:1) | Thousand Tons | 0 | 0 | 0 | 0 | 0 | 0 | 0
NODA Covanta Bristol 2 NOX Cap Annual v5.15 | 392 | 7256 | Rate Constraint in MTons | FALSE | L | Annual | Allowances Withdrawn (n:1) | Thousand Tons | 0 | 0 | 0 | 0 | 0 | 0 | 0
NODA Covanta Bristol 2 NOX Cap Annual v5.15 | 392 | 7256 | Rate Constraint in MTons | FALSE | L | Annual | Net Emissions Allowance Position | Thousand Tons | 0.11581 | 0.11581 | 0.11581 | 0.11581 | 0.11581 | 0.11581 | 0.11581
NODA Covanta Bristol 2 NOX Cap Annual v5.15 | 392 | 7256 | Rate Constraint in MTons | FALSE | L | Annual | Fuel Consumed | TBtu | 0.8846 | 0.8846 | 0.8846 | 0.8846 | 0.8846 | 0.8846 | 0.8846
NODA Covanta Bristol 2 NOX Cap Annual v5.15 | 392 | 7256 | Rate Constraint in MTons | FALSE | L | Annual | Rate | lb/MMBtu | 0.26183 | 0.26183 | 0.26183 | 0.26183 | 0.26183 | 0.26183 | 0.26183
NODA Covanta Bristol 2 NOX Cap Annual v5.15 | 392 | 7256 | Rate Constraint in MTons | FALSE | L | Annual | Generation | TWh | 0.047744 | 0.047744 | 0.047744 | 0.047744 | 0.047744 | 0.047744 | 0.047744
NODA Covanta Bristol 2 NOX Cap Annual v5.15 | 392 | 7256 | Rate Constraint in MTons | FALSE | L | Annual | Qualifying Generation | TWh | 0.047744 | 0.047744 | 0.047744 | 0.047744 | 0.047744 | 0.047744 | 0.047744
NODA Covanta Bristol 2 NOX Cap Annual v5.15 | 392 | 7256 | Rate Constraint in MTons | FALSE | L | Annual | Rate | lb/MWh | 4.8512 | 4.8512 | 4.8512 | 4.8512 | 4.8512 | 4.8512 | 4.8512
NODA Covanta Bristol 2 NOX Cap Annual v5.15 | 392 | 7256 | Rate Constraint in MTons | FALSE | L | Annual | Constraint Shadow Price | US2019$/Ton | 0 | 0 | 0 | 0 | 0 | 0 | 0
NODA Covanta Mid-Connecticut NOX Cap Annual v5.15 | 393 | 7261 | Rate Constraint in MTons | FALSE | L | Annual | Seasons Included | Seasons | Winter, WintShld, Summer | Winter, WintShld, Summer | Winter, WintShld, Summer | Winter, WintShld, Summer | Winter, WintShld, Summer | Winter, WintShld, Summer | Winter, WintShld, Summer
NODA Covanta Mid-Connecticut NOX Cap Annual v5.15 | 393 | 7261 | Rate Constraint in MTons | FALSE | L | Annual | Standard NOX | Thousand Tons | 1.26 | 1.26 | 1.26 | 1.26 | 1.26 | 1.26 | 1.26
NODA Covanta Mid-Connecticut NOX Cap Annual v5.15 | 393 | 7261 | Rate Constraint in MTons | FALSE | L | Annual | Emissions at Affected Plants NOX | Thousand Tons | 0 | 0 | 0 | 0 | 0 | 0 | 0
NODA Covanta Mid-Connecticut NOX Cap Annual v5.15 | 393 | 7261 | Rate Constraint in MTons | FALSE | L | Annual | Allowances Purchased NOX | Thousand Tons | 0 | 0 | 0 | 0 | 0 | 0 | 0
NODA Covanta Mid-Connecticut NOX Cap Annual v5.15 | 393 | 7261 | Rate Constraint in MTons | FALSE | L | Annual | Allowances Sold NOX | Thousand Tons | 0 | 0 | 0 | 0 | 0 | 0 | 0
NODA Covanta Mid-Connecticut NOX Cap Annual v5.15 | 393 | 7261 | Rate Constraint in MTons | FALSE | L | Annual | Allowances Banked | Thousand Tons | 0 | 0 | 0 | 0 | 0 | 0 | 0
NODA Covanta Mid-Connecticut NOX Cap Annual v5.15 | 393 | 7261 | Rate Constraint in MTons | FALSE | L | Annual | Allowances Withdrawn (1:1) | Thousand Tons | 0 | 0 | 0 | 0 | 0 | 0 | 0
NODA Covanta Mid-Connecticut NOX Cap Annual v5.15 | 393 | 7261 | Rate Constraint in MTons | FALSE | L | Annual | Allowances Withdrawn (n:1) | Thousand Tons | 0 | 0 | 0 | 0 | 0 | 0 | 0
NODA Covanta Mid-Connecticut NOX Cap Annual v5.15 | 393 | 7261 | Rate Constraint in MTons | FALSE | L | Annual | Net Emissions Allowance Position | Thousand Tons | 0 | 0 | 0 | 0 | 0 | 0 | 0
NODA Covanta Mid-Connecticut NOX Cap Annual v5.15 | 393 | 7261 | Rate Constraint in MTons | FALSE | L | Annual | Fuel Consumed | TBtu | 0 | 0 | 0 | 0 | 0 | 0 | 0
NODA Covanta Mid-Connecticut NOX Cap Annual v5.15 | 393 | 7261 | Rate Constraint in MTons | FALSE | L | Annual | Rate | lb/MMBtu | 0 | 0 | 0 | 0 | 0 | 0 | 0
NODA Covanta Mid-Connecticut NOX Cap Annual v5.15 | 393 | 7261 | Rate Constraint in MTons | FALSE | L | Annual | Generation | TWh | 0 | 0 | 0 | 0 | 0 | 0 | 0
NODA Covanta Mid-Connecticut NOX Cap Annual v5.15 | 393 | 7261 | Rate Constraint in MTons | FALSE | L | Annual | Qualifying Generation | TWh | 0 | 0 | 0 | 0 | 0 | 0 | 0
NODA Covanta Mid-Connecticut NOX Cap Annual v5.15 | 393 | 7261 | Rate Constraint in MTons | FALSE | L | Annual | Rate | lb/MWh | 0 | 0 | 0 | 0 | 0 | 0 | 0
NODA Covanta Mid-Connecticut NOX Cap Annual v5.15 | 393 | 7261 | Rate Constraint in MTons | FALSE | L | Annual | Constraint Shadow Price | US2019$/Ton | 0 | 0 | 0 | 0 | 0 | 0 | 0
NODA G G Allen NOx Cap Annual v5.15 | 394 | 7263 | Rate Constraint in MTons | FALSE | L | Annual | Seasons Included | Seasons | Winter, WintShld, Summer | Winter, WintShld, Summer | Winter, WintShld, Summer | Winter, WintShld, Summer | Winter, WintShld, Summer | Winter, WintShld, Summer | Winter, WintShld, Summer
NODA G G Allen NOx Cap Annual v5.15 | 394 | 7263 | Rate Constraint in MTons | FALSE | L | Annual | Standard NOX | Thousand Tons | 0.6 | 0.6 | 0.6 | 0.6 | 0.6 | 0.6 | 0.6
NODA G G Allen NOx Cap Annual v5.15 | 394 | 7263 | Rate Constraint in MTons | FALSE | L | Annual | Emissions at Affected Plants NOX | Thousand Tons | 0 | 0 | 0 | 0 | 0 | 0 | 0
NODA G G Allen NOx Cap Annual v5.15 | 394 | 7263 | Rate Constraint in MTons | FALSE | L | Annual | Allowances Purchased NOX | Thousand Tons | 0 | 0 | 0 | 0 | 0 | 0 | 0
NODA G G Allen NOx Cap Annual v5.15 | 394 | 7263 | Rate Constraint in MTons | FALSE | L | Annual | Allowances Sold NOX | Thousand Tons | 0 | 0 | 0 | 0 | 0 | 0 | 0
NODA G G Allen NOx Cap Annual v5.15 | 394 | 7263 | Rate Constraint in MTons | FALSE | L | Annual | Allowances Banked | Thousand Tons | 0 | 0 | 0 | 0 | 0 | 0 | 0
NODA G G Allen NOx Cap Annual v5.15 | 394 | 7263 | Rate Constraint in MTons | FALSE | L | Annual | Allowances Withdrawn (1:1) | Thousand Tons | 0 | 0 | 0 | 0 | 0 | 0 | 0
NODA G G Allen NOx Cap Annual v5.15 | 394 | 7263 | Rate Constraint in MTons | FALSE | L | Annual | Allowances Withdrawn (n:1) | Thousand Tons | 0 | 0 | 0 | 0 | 0 | 0 | 0
NODA G G Allen NOx Cap Annual v5.15 | 394 | 7263 | Rate Constraint in MTons | FALSE | L | Annual | Net Emissions Allowance Position | Thousand Tons | 0 | 0 | 0 | 0 | 0 | 0 | 0
NODA G G Allen NOx Cap Annual v5.15 | 394 | 7263 | Rate Constraint in MTons | FALSE | L | Annual | Fuel Consumed | TBtu | 0 | 0 | 0 | 0 | 0 | 0 | 0
NODA G G Allen NOx Cap Annual v5.15 | 394 | 7263 | Rate Constraint in MTons | FALSE | L | Annual | Rate | lb/MMBtu | 0 | 0 | 0 | 0 | 0 | 0 | 0
NODA G G Allen NOx Cap Annual v5.15 | 394 | 7263 | Rate Constraint in MTons | FALSE | L | Annual | Generation | TWh | 0 | 0 | 0 | 0 | 0 | 0 | 0
NODA G G Allen NOx Cap Annual v5.15 | 394 | 7263 | Rate Constraint in MTons | FALSE | L | Annual | Qualifying Generation | TWh | 0 | 0 | 0 | 0 | 0 | 0 | 0
NODA G G Allen NOx Cap Annual v5.15 | 394 | 7263 | Rate Constraint in MTons | FALSE | L | Annual | Rate | lb/MWh | 0 | 0 | 0 | 0 | 0 | 0 | 0
NODA G G Allen NOx Cap Annual v5.15 | 394 | 7263 | Rate Constraint in MTons | FALSE | L | Annual | Constraint Shadow Price | US2019$/Ton | 0 | 0 | 0 | 0 | 0 | 0 | 0
NODA Greene County NOx Cap Annual v5.15 | 395 | 7254 | Rate Constraint in MTons | FALSE | L | Annual | Seasons Included | Seasons | Winter, WintShld, Summer | Winter, WintShld, Summer | Winter, WintShld, Summer | Winter, WintShld, Summer | Winter, WintShld, Summer | Winter, WintShld, Summer | Winter, WintShld, Summer
NODA Greene County NOx Cap Annual v5.15 | 395 | 7254 | Rate Constraint in MTons | FALSE | L | Annual | Standard NOX | Thousand Tons | 4.79 | 4.79 | 4.79 | 4.79 | 4.79 | 4.79 | 4.79
NODA Greene County NOx Cap Annual v5.15 | 395 | 7254 | Rate Constraint in MTons | FALSE | L | Annual | Emissions at Affected Plants NOX | Thousand Tons | 0.84342 | 1.1743 | 1.1489 | 0.8253 | 0 | 0 | 0
NODA Greene County NOx Cap Annual v5.15 | 395 | 7254 | Rate Constraint in MTons | FALSE | L | Annual | Allowances Purchased NOX | Thousand Tons | 0 | 0 | 0 | 0 | 0 | 0 | 0
NODA Greene County NOx Cap Annual v5.15 | 395 | 7254 | Rate Constraint in MTons | FALSE | L | Annual | Allowances Sold NOX | Thousand Tons | 0 | 0 | 0 | 0 | 0 | 0 | 0
NODA Greene County NOx Cap Annual v5.15 | 395 | 7254 | Rate Constraint in MTons | FALSE | L | Annual | Allowances Banked | Thousand Tons | 0 | 0 | 0 | 0 | 0 | 0 | 0
NODA Greene County NOx Cap Annual v5.15 | 395 | 7254 | Rate Constraint in MTons | FALSE | L | Annual | Allowances Withdrawn (1:1) | Thousand Tons | 0 | 0 | 0 | 0 | 0 | 0 | 0
NODA Greene County NOx Cap Annual v5.15 | 395 | 7254 | Rate Constraint in MTons | FALSE | L | Annual | Allowances Withdrawn (n:1) | Thousand Tons | 0 | 0 | 0 | 0 | 0 | 0 | 0
NODA Greene County NOx Cap Annual v5.15 | 395 | 7254 | Rate Constraint in MTons | FALSE | L | Annual | Net Emissions Allowance Position | Thousand Tons | 0.84342 | 1.1743 | 1.1489 | 0.8253 | 0 | 0 | 0
NODA Greene County NOx Cap Annual v5.15 | 395 | 7254 | Rate Constraint in MTons | FALSE | L | Annual | Fuel Consumed | TBtu | 9.8909 | 13.7704 | 13.4766 | 9.6753 | 0 | 0 | 0
NODA Greene County NOx Cap Annual v5.15 | 395 | 7254 | Rate Constraint in MTons | FALSE | L | Annual | Rate | lb/MMBtu | 0.17055 | 0.17055 | 0.1705 | 0.1706 | 0 | 0 | 0
NODA Greene County NOx Cap Annual v5.15 | 395 | 7254 | Rate Constraint in MTons | FALSE | L | Annual | Generation | TWh | 0.95228 | 1.3258 | 1.2977 | 0.93135 | 0 | 0 | 0
NODA Greene County NOx Cap Annual v5.15 | 395 | 7254 | Rate Constraint in MTons | FALSE | L | Annual | Qualifying Generation | TWh | 0.95228 | 1.3258 | 1.2977 | 0.93135 | 0 | 0 | 0
NODA Greene County NOx Cap Annual v5.15 | 395 | 7254 | Rate Constraint in MTons | FALSE | L | Annual | Rate | lb/MWh | 1.7714 | 1.7714 | 1.7707 | 1.7723 | 0 | 0 | 0
NODA Greene County NOx Cap Annual v5.15 | 395 | 7254 | Rate Constraint in MTons | FALSE | L | Annual | Constraint Shadow Price | US2019$/Ton | 0 | 0 | 0 | 0 | 0 | 0 | 0
NODA Kemper County IGCC SO2 Cap Annual v5.15 | 396 | 7262 | Rate Constraint in MTons | FALSE | L | Annual | Seasons Included | Seasons | Winter, WintShld, Summer | Winter, WintShld, Summer | Winter, WintShld, Summer | Winter, WintShld, Summer | Winter, WintShld, Summer | Winter, WintShld, Summer | Winter, WintShld, Summer
NODA Kemper County IGCC SO2 Cap Annual v5.15 | 396 | 7262 | Rate Constraint in MTons | FALSE | L | Annual | Standard SO2 | Thousand Tons | 0.116 | 0.116 | 0.116 | 0.116 | 0.116 | 0.116 | 0.116
NODA Kemper County IGCC SO2 Cap Annual v5.15 | 396 | 7262 | Rate Constraint in MTons | FALSE | L | Annual | Emissions at Affected Plants SO2 | Thousand Tons | 0 | 0 | 0 | 0 | 0 | 0 | 0
NODA Kemper County IGCC SO2 Cap Annual v5.15 | 396 | 7262 | Rate Constraint in MTons | FALSE | L | Annual | Allowances Purchased SO2 | Thousand Tons | 0 | 0 | 0 | 0 | 0 | 0 | 0
NODA Kemper County IGCC SO2 Cap Annual v5.15 | 396 | 7262 | Rate Constraint in MTons | FALSE | L | Annual | Allowances Sold SO2 | Thousand Tons | 0 | 0 | 0 | 0 | 0 | 0 | 0
NODA Kemper County IGCC SO2 Cap Annual v5.15 | 396 | 7262 | Rate Constraint in MTons | FALSE | L | Annual | Allowances Banked | Thousand Tons | 0 | 0 | 0 | 0 | 0 | 0 | 0
NODA Kemper County IGCC SO2 Cap Annual v5.15 | 396 | 7262 | Rate Constraint in MTons | FALSE | L | Annual | Allowances Withdrawn (1:1) | Thousand Tons | 0 | 0 | 0 | 0 | 0 | 0 | 0
NODA Kemper County IGCC SO2 Cap Annual v5.15 | 396 | 7262 | Rate Constraint in MTons | FALSE | L | Annual | Allowances Withdrawn (n:1) | Thousand Tons | 0 | 0 | 0 | 0 | 0 | 0 | 0
NODA Kemper County IGCC SO2 Cap Annual v5.15 | 396 | 7262 | Rate Constraint in MTons | FALSE | L | Annual | Net Emissions Allowance Position | Thousand Tons | 0 | 0 | 0 | 0 | 0 | 0 | 0
NODA Kemper County IGCC SO2 Cap Annual v5.15 | 396 | 7262 | Rate Constraint in MTons | FALSE | L | Annual | Fuel Consumed | TBtu | 12.8131 | 14.1635 | 13.9187 | 10.3252 | 12.018 | 10.3322 | 10.3322
NODA Kemper County IGCC SO2 Cap Annual v5.15 | 396 | 7262 | Rate Constraint in MTons | FALSE | L | Annual | Rate | lb/MMBtu | 0 | 0 | 0 | 0 | 0 | 0 | 0
NODA Kemper County IGCC SO2 Cap Annual v5.15 | 396 | 7262 | Rate Constraint in MTons | FALSE | L | Annual | Generation | TWh | 1.685 | 1.8626 | 1.8305 | 1.3579 | 1.5805 | 1.3588 | 1.3588
NODA Kemper County IGCC SO2 Cap Annual v5.15 | 396 | 7262 | Rate Constraint in MTons | FALSE | L | Annual | Qualifying Generation | TWh | 1.685 | 1.8626 | 1.8305 | 1.3579 | 1.5805 | 1.3588 | 1.3588
NODA Kemper County IGCC SO2 Cap Annual v5.15 | 396 | 7262 | Rate Constraint in MTons | FALSE | L | Annual | Rate | lb/MWh | 0 | 0 | 0 | 0 | 0 | 0 | 0
NODA Kemper County IGCC SO2 Cap Annual v5.15 | 396 | 7262 | Rate Constraint in MTons | FALSE | L | Annual | Constraint Shadow Price | US2019$/Ton | 0 | 0 | 0 | 0 | 0 | 0 | 0
NODA Marshalltown NOx Cap Annual v5.15 | 397 | 7252 | Rate Constraint in MTons | FALSE | L | Annual | Seasons Included | Seasons | Winter, WintShld, Summer | Winter, WintShld, Summer | Winter, WintShld, Summer | Winter, WintShld, Summer | Winter, WintShld, Summer | Winter, WintShld, Summer | Winter, WintShld, Summer
NODA Marshalltown NOx Cap Annual v5.15 | 397 | 7252 | Rate Constraint in MTons | FALSE | L | Annual | Standard NOX | Thousand Tons | 0.229 | 0.229 | 0.229 | 0.229 | 0.229 | 0.229 | 0.229
NODA Marshalltown NOx Cap Annual v5.15 | 397 | 7252 | Rate Constraint in MTons | FALSE | L | Annual | Emissions at Affected Plants NOX | Thousand Tons | 0.041968 | 0.048484 | 0.037781 | 0.037802 | 0.023499 | 0.019041 | 0.019047
NODA Marshalltown NOx Cap Annual v5.15 | 397 | 7252 | Rate Constraint in MTons | FALSE | L | Annual | Allowances Purchased NOX | Thousand Tons | 0 | 0 | 0 | 0 | 0 | 0 | 0
NODA Marshalltown NOx Cap Annual v5.15 | 397 | 7252 | Rate Constraint in MTons | FALSE | L | Annual | Allowances Sold NOX | Thousand Tons | 0 | 0 | 0 | 0 | 0 | 0 | 0
NODA Marshalltown NOx Cap Annual v5.15 | 397 | 7252 | Rate Constraint in MTons | FALSE | L | Annual | Allowances Banked | Thousand Tons | 0 | 0 | 0 | 0 | 0 | 0 | 0
NODA Marshalltown NOx Cap Annual v5.15 | 397 | 7252 | Rate Constraint in MTons | FALSE | L | Annual | Allowances Withdrawn (1:1) | Thousand Tons | 0 | 0 | 0 | 0 | 0 | 0 | 0
NODA Marshalltown NOx Cap Annual v5.15 | 397 | 7252 | Rate Constraint in MTons | FALSE | L | Annual | Allowances Withdrawn (n:1) | Thousand Tons | 0 | 0 | 0 | 0 | 0 | 0 | 0
NODA Marshalltown NOx Cap Annual v5.15 | 397 | 7252 | Rate Constraint in MTons | FALSE | L | Annual | Net Emissions Allowance Position | Thousand Tons | 0.041968 | 0.048484 | 0.037781 | 0.037802 | 0.023499 | 0.019041 | 0.019047
NODA Marshalltown NOx Cap Annual v5.15 | 397 | 7252 | Rate Constraint in MTons | FALSE | L | Annual | Fuel Consumed | TBtu | 29.6592 | 34.2643 | 26.7003 | 26.7153 | 16.6069 | 13.4567 | 13.4605
NODA Marshalltown NOx Cap Annual v5.15 | 397 | 7252 | Rate Constraint in MTons | FALSE | L | Annual | Rate | lb/MMBtu | 0.00283 | 0.00283 | 0.00283 | 0.00283 | 0.00283 | 0.00283 | 0.00283
NODA Marshalltown NOx Cap Annual v5.15 | 397 | 7252 | Rate Constraint in MTons | FALSE | L | Annual | Generation | TWh | 4.1768 | 4.8253 | 3.7601 | 3.7622 | 2.3387 | 1.895 | 1.8956
NODA Marshalltown NOx Cap Annual v5.15 | 397 | 7252 | Rate Constraint in MTons | FALSE | L | Annual | Qualifying Generation | TWh | 4.1768 | 4.8253 | 3.7601 | 3.7622 | 2.3387 | 1.895 | 1.8956
NODA Marshalltown NOx Cap Annual v5.15 | 397 | 7252 | Rate Constraint in MTons | FALSE | L | Annual | Rate | lb/MWh | 0.020096 | 0.020096 | 0.020096 | 0.020096 | 0.020096 | 0.020096 | 0.020096
NODA Marshalltown NOx Cap Annual v5.15 | 397 | 7252 | Rate Constraint in MTons | FALSE | L | Annual | Constraint Shadow Price | US2019$/Ton | 0 | 0 | 0 | 0 | 0 | 0 | 0
NODA Nacogdoches SO2 Cap Annual v5.15 | 398 | 7253 | Rate Constraint in MTons | FALSE | L | Annual | Seasons Included | Seasons | Winter, WintShld, Summer | Winter, WintShld, Summer | Winter, WintShld, Summer | Winter, WintShld, Summer | Winter, WintShld, Summer | Winter, WintShld, Summer | Winter, WintShld, Summer
NODA Nacogdoches SO2 Cap Annual v5.15 | 398 | 7253 | Rate Constraint in MTons | FALSE | L | Annual | Standard SO2 | Thousand Tons | 0.277 | 0.277 | 0.277 | 0.277 | 0.277 | 0.277 | 0.277
NODA Nacogdoches SO2 Cap Annual v5.15 | 398 | 7253 | Rate Constraint in MTons | FALSE | L | Annual | Emissions at Affected Plants SO2 | Thousand Tons | 0 | 0 | 0 | 0 | 0 | 0 | 0
NODA Nacogdoches SO2 Cap Annual v5.15 | 398 | 7253 | Rate Constraint in MTons | FALSE | L | Annual | Allowances Purchased SO2 | Thousand Tons | 0 | 0 | 0 | 0 | 0 | 0 | 0
NODA Nacogdoches SO2 Cap Annual v5.15 | 398 | 7253 | Rate Constraint in MTons | FALSE | L | Annual | Allowances Sold SO2 | Thousand Tons | 0 | 0 | 0 | 0 | 0 | 0 | 0
NODA Nacogdoches SO2 Cap Annual v5.15 | 398 | 7253 | Rate Constraint in MTons | FALSE | L | Annual | Allowances Banked | Thousand Tons | 0 | 0 | 0 | 0 | 0 | 0 | 0
NODA Nacogdoches SO2 Cap Annual v5.15 | 398 | 7253 | Rate Constraint in MTons | FALSE | L | Annual | Allowances Withdrawn (1:1) | Thousand Tons | 0 | 0 | 0 | 0 | 0 | 0 | 0
NODA Nacogdoches SO2 Cap Annual v5.15 | 398 | 7253 | Rate Constraint in MTons | FALSE | L | Annual | Allowances Withdrawn (n:1) | Thousand Tons | 0 | 0 | 0 | 0 | 0 | 0 | 0
NODA Nacogdoches SO2 Cap Annual v5.15 | 398 | 7253 | Rate Constraint in MTons | FALSE | L | Annual | Net Emissions Allowance Position | Thousand Tons | 0 | 0 | 0 | 0 | 0 | 0 | 0
NODA Nacogdoches SO2 Cap Annual v5.15 | 398 | 7253 | Rate Constraint in MTons | FALSE | L | Annual | Fuel Consumed | TBtu | 0 | 0 | 0 | 0 | 0 | 0 | 0
NODA Nacogdoches SO2 Cap Annual v5.15 | 398 | 7253 | Rate Constraint in MTons | FALSE | L | Annual | Rate | lb/MMBtu | 0 | 0 | 0 | 0 | 0 | 0 | 0
NODA Nacogdoches SO2 Cap Annual v5.15 | 398 | 7253 | Rate Constraint in MTons | FALSE | L | Annual | Generation | TWh | 0 | 0 | 0 | 0 | 0 | 0 | 0
NODA Nacogdoches SO2 Cap Annual v5.15 | 398 | 7253 | Rate Constraint in MTons | FALSE | L | Annual | Qualifying Generation | TWh | 0 | 0 | 0 | 0 | 0 | 0 | 0
NODA Nacogdoches SO2 Cap Annual v5.15 | 398 | 7253 | Rate Constraint in MTons | FALSE | L | Annual | Rate | lb/MWh | 0 | 0 | 0 | 0 | 0 | 0 | 0
NODA Nacogdoches SO2 Cap Annual v5.15 | 398 | 7253 | Rate Constraint in MTons | FALSE | L | Annual | Constraint Shadow Price | US2019$/Ton | 0 | 0 | 0 | 0 | 0 | 0 | 0
NODA Newark NOx Cap Annual v5.15 | 399 | 7249 | Rate Constraint in MTons | FALSE | L | Annual | Seasons Included | Seasons | Winter, WintShld, Summer | Winter, WintShld, Summer | Winter, WintShld, Summer | Winter, WintShld, Summer | Winter, WintShld, Summer | Winter, WintShld, Summer | Winter, WintShld, Summer
NODA Newark NOx Cap Annual v5.15 | 399 | 7249 | Rate Constraint in MTons | FALSE | L | Annual | Standard NOX | Thousand Tons | 0.278 | 0.278 | 0.278 | 0.278 | 0.278 | 0.278 | 0.278
NODA Newark NOx Cap Annual v5.15 | 399 | 7249 | Rate Constraint in MTons | FALSE | L | Annual | Emissions at Affected Plants NOX | Thousand Tons | 0.050889 | 0.059219 | 0.057517 | 0.066427 | 0.066427 | 0.050505 | 0.050505
NODA Newark NOx Cap Annual v5.15 | 399 | 7249 | Rate Constraint in MTons | FALSE | L | Annual | Allowances Purchased NOX | Thousand Tons | 0 | 0 | 0 | 0 | 0 | 0 | 0
NODA Newark NOx Cap Annual v5.15 | 399 | 7249 | Rate Constraint in MTons | FALSE | L | Annual | Allowances Sold NOX | Thousand Tons | 0 | 0 | 0 | 0 | 0 | 0 | 0
NODA Newark NOx Cap Annual v5.15 | 399 | 7249 | Rate Constraint in MTons | FALSE | L | Annual | Allowances Banked | Thousand Tons | 0 | 0 | 0 | 0 | 0 | 0 | 0
NODA Newark NOx Cap Annual v5.15 | 399 | 7249 | Rate Constraint in MTons | FALSE | L | Annual | Allowances Withdrawn (1:1) | Thousand Tons | 0 | 0 | 0 | 0 | 0 | 0 | 0
NODA Newark NOx Cap Annual v5.15 | 399 | 7249 | Rate Constraint in MTons | FALSE | L | Annual | Allowances Withdrawn (n:1) | Thousand Tons | 0 | 0 | 0 | 0 | 0 | 0 | 0
NODA Newark NOx Cap Annual v5.15 | 399 | 7249 | Rate Constraint in MTons | FALSE | L | Annual | Net Emissions Allowance Position | Thousand Tons | 0.050889 | 0.059219 | 0.057517 | 0.066427 | 0.066427 | 0.050505 | 0.050505
NODA Newark NOx Cap Annual v5.15 | 399 | 7249 | Rate Constraint in MTons | FALSE | L | Annual | Fuel Consumed | TBtu | 28.3503 | 32.9913 | 32.043 | 37.0069 | 37.0069 | 28.1367 | 28.1367
NODA Newark NOx Cap Annual v5.15 | 399 | 7249 | Rate Constraint in MTons | FALSE | L | Annual | Rate | lb/MMBtu | 0.00359 | 0.00359 | 0.00359 | 0.00359 | 0.00359 | 0.00359 | 0.00359
NODA Newark NOx Cap Annual v5.15 | 399 | 7249 | Rate Constraint in MTons | FALSE | L | Annual | Generation | TWh | 4.0213 | 4.6796 | 4.5451 | 5.2492 | 5.2492 | 3.991 | 3.991
NODA Newark NOx Cap Annual v5.15 | 399 | 7249 | Rate Constraint in MTons | FALSE | L | Annual | Qualifying Generation | TWh | 4.0213 | 4.6796 | 4.5451 | 5.2492 | 5.2492 | 3.991 | 3.991
NODA Newark NOx Cap Annual v5.15 | 399 | 7249 | Rate Constraint in MTons | FALSE | L | Annual | Rate | lb/MWh | 0.025309 | 0.025309 | 0.025309 | 0.025309 | 0.025309 | 0.025309 | 0.025309
NODA Newark NOx Cap Annual v5.15 | 399 | 7249 | Rate Constraint in MTons | FALSE | L | Annual | Constraint Shadow Price | US2019$/Ton | 0 | 0 | 0 | 0 | 0 | 0 | 0
NODA West Deptford NOx Cap Annual v5.15 | 400 | 7250 | Rate Constraint in MTons | FALSE | L | Annual | Seasons Included | Seasons | Winter, WintShld, Summer | Winter, WintShld, Summer | Winter, WintShld, Summer | Winter, WintShld, Summer | Winter, WintShld, Summer | Winter, WintShld, Summer | Winter, WintShld, Summer
NODA West Deptford NOx Cap Annual v5.15 | 400 | 7250 | Rate Constraint in MTons | FALSE | L | Annual | Standard NOX | Thousand Tons | 0.717 | 0.717 | 0.717 | 0.717 | 0.717 | 0.717 | 0.717
NODA West Deptford NOx Cap Annual v5.15 | 400 | 7250 | Rate Constraint in MTons | FALSE | L | Annual | Emissions at Affected Plants NOX | Thousand Tons | 0.051965 | 0.059433 | 0.043094 | 0.065772 | 0.052019 | 0.048889 | 0.048897
NODA West Deptford NOx Cap Annual v5.15 | 400 | 7250 | Rate Constraint in MTons | FALSE | L | Annual | Allowances Purchased NOX | Thousand Tons | 0 | 0 | 0 | 0 | 0 | 0 | 0
NODA West Deptford NOx Cap Annual v5.15 | 400 | 7250 | Rate Constraint in MTons | FALSE | L | Annual | Allowances Sold NOX | Thousand Tons | 0 | 0 | 0 | 0 | 0 | 0 | 0
NODA West Deptford NOx Cap Annual v5.15 | 400 | 7250 | Rate Constraint in MTons | FALSE | L | Annual | Allowances Banked | Thousand Tons | 0 | 0 | 0 | 0 | 0 | 0 | 0
NODA West Deptford NOx Cap Annual v5.15 | 400 | 7250 | Rate Constraint in MTons | FALSE | L | Annual | Allowances Withdrawn (1:1) | Thousand Tons | 0 | 0 | 0 | 0 | 0 | 0 | 0
NODA West Deptford NOx Cap Annual v5.15 | 400 | 7250 | Rate Constraint in MTons | FALSE | L | Annual | Allowances Withdrawn (n:1) | Thousand Tons | 0 | 0 | 0 | 0 | 0 | 0 | 0
NODA West Deptford NOx Cap Annual v5.15 | 400 | 7250 | Rate Constraint in MTons | FALSE | L | Annual | Net Emissions Allowance Position | Thousand Tons | 0.051965 | 0.059433 | 0.043094 | 0.065772 | 0.052019 | 0.048889 | 0.048897
NODA West Deptford NOx Cap Annual v5.15 | 400 | 7250 | Rate Constraint in MTons | FALSE | L | Annual | Fuel Consumed | TBtu | 29.5256 | 33.7687 | 24.4851 | 37.3706 | 29.5565 | 27.7781 | 27.7823
NODA West Deptford NOx Cap Annual v5.15 | 400 | 7250 | Rate Constraint in MTons | FALSE | L | Annual | Rate | lb/MMBtu | 0.00352 | 0.00352 | 0.00352 | 0.00352 | 0.00352 | 0.00352 | 0.00352
NODA West Deptford NOx Cap Annual v5.15 | 400 | 7250 | Rate Constraint in MTons | FALSE | L | Annual | Generation | TWh | 4.1738 | 4.7736 | 3.4613 | 5.2828 | 4.1782 | 3.9268 | 3.9274
NODA West Deptford NOx Cap Annual v5.15 | 400 | 7250 | Rate Constraint in MTons | FALSE | L | Annual | Qualifying Generation | TWh | 4.1738 | 4.7736 | 3.4613 | 5.2828 | 4.1782 | 3.9268 | 3.9274
NODA West Deptford NOx Cap Annual v5.15 | 400 | 7250 | Rate Constraint in MTons | FALSE | L | Annual | Rate | lb/MWh | 0.0249 | 0.0249 | 0.0249 | 0.0249 | 0.0249 | 0.0249 | 0.0249
NODA West Deptford NOx Cap Annual v5.15 | 400 | 7250 | Rate Constraint in MTons | FALSE | L | Annual | Constraint Shadow Price | US2019$/Ton | 0 | 0 | 0 | 0 | 0 | 0 | 0
NODA Wheelabrator Lisbon 1 NOX Cap Annual v5.15 | 401 | 7260 | Rate Constraint in MTons | FALSE | L | Annual | Seasons Included | Seasons | Winter, WintShld, Summer | Winter, WintShld, Summer | Winter, WintShld, Summer | Winter, WintShld, Summer | Winter, WintShld, Summer | Winter, WintShld, Summer | Winter, WintShld, Summer
NODA Wheelabrator Lisbon 1 NOX Cap Annual v5.15 | 401 | 7260 | Rate Constraint in MTons | FALSE | L | Annual | Standard NOX | Thousand Tons | 0.148 | 0.148 | 0.148 | 0.148 | 0.148 | 0.148 | 0.148
NODA Wheelabrator Lisbon 1 NOX Cap Annual v5.15 | 401 | 7260 | Rate Constraint in MTons | FALSE | L | Annual | Emissions at Affected Plants NOX | Thousand Tons | 0.12346 | 0.12346 | 0.12346 | 0.12346 | 0.12346 | 0.12346 | 0.12346
NODA Wheelabrator Lisbon 1 NOX Cap Annual v5.15 | 401 | 7260 | Rate Constraint in MTons | FALSE | L | Annual | Allowances Purchased NOX | Thousand Tons | 0 | 0 | 0 | 0 | 0 | 0 | 0
NODA Wheelabrator Lisbon 1 NOX Cap Annual v5.15 | 401 | 7260 | Rate Constraint in MTons | FALSE | L | Annual | Allowances Sold NOX | Thousand Tons | 0 | 0 | 0 | 0 | 0 | 0 | 0
NODA Wheelabrator Lisbon 1 NOX Cap Annual v5.15 | 401 | 7260 | Rate Constraint in MTons | FALSE | L | Annual | Allowances Banked | Thousand Tons | 0 | 0 | 0 | 0 | 0 | 0 | 0
NODA Wheelabrator Lisbon 1 NOX Cap Annual v5.15 | 401 | 7260 | Rate Constraint in MTons | FALSE | L | Annual | Allowances Withdrawn (1:1) | Thousand Tons | 0 | 0 | 0 | 0 | 0 | 0 | 0
NODA Wheelabrator Lisbon 1 NOX Cap Annual v5.15 | 401 | 7260 | Rate Constraint in MTons | FALSE | L | Annual | Allowances Withdrawn (n:1) | Thousand Tons | 0 | 0 | 0 | 0 | 0 | 0 | 0
NODA Wheelabrator Lisbon 1 NOX Cap Annual v5.15 | 401 | 7260 | Rate Constraint in MTons | FALSE | L | Annual | Net Emissions Allowance Position | Thousand Tons | 0.12346 | 0.12346 | 0.12346 | 0.12346 | 0.12346 | 0.12346 | 0.12346
NODA Wheelabrator Lisbon 1 NOX Cap Annual v5.15 | 401 | 7260 | Rate Constraint in MTons | FALSE | L | Annual | Fuel Consumed | TBtu | 0.92981 | 0.92981 | 0.92981 | 0.92981 | 0.92981 | 0.92981 | 0.92981
NODA Wheelabrator Lisbon 1 NOX Cap Annual v5.15 | 401 | 7260 | Rate Constraint in MTons | FALSE | L | Annual | Rate | lb/MMBtu | 0.26556 | 0.26556 | 0.26556 | 0.26556 | 0.26556 | 0.26556 | 0.26556
NODA Wheelabrator Lisbon 1 NOX Cap Annual v5.15 | 401 | 7260 | Rate Constraint in MTons | FALSE | L | Annual | Generation | TWh | 0.050638 | 0.050638 | 0.050638 | 0.050638 | 0.050638 | 0.050638 | 0.050638
NODA Wheelabrator Lisbon 1 NOX Cap Annual v5.15 | 401 | 7260 | Rate Constraint in MTons | FALSE | L | Annual | Qualifying Generation | TWh | 0.050638 | 0.050638 | 0.050638 | 0.050638 | 0.050638 | 0.050638 | 0.050638
NODA Wheelabrator Lisbon 1 NOX Cap Annual v5.15 | 401 | 7260 | Rate Constraint in MTons | FALSE | L | Annual | Rate | lb/MWh | 4.8762 | 4.8762 | 4.8762 | 4.8762 | 4.8762 | 4.8762 | 4.8762
NODA Wheelabrator Lisbon 1 NOX Cap Annual v5.15 | 401 | 7260 | Rate Constraint in MTons | FALSE | L | Annual | Constraint Shadow Price | US2019$/Ton | 0 | 0 | 0 | 0 | 0 | 0 | 0
NODA WheelabratorBridgeport 1 NOX Cap Annual v5.15 | 402 | 7257 | Rate Constraint in MTons | FALSE | L | Annual | Seasons Included | Seasons | Winter, WintShld, Summer | Winter, WintShld, Summer | Winter, WintShld, Summer | Winter, WintShld, Summer | Winter, WintShld, Summer | Winter, WintShld, Summer | Winter, WintShld, Summer
NODA WheelabratorBridgeport 1 NOX Cap Annual v5.15 | 402 | 7257 | Rate Constraint in MTons | FALSE | L | Annual | Standard NOX | Thousand Tons | 0.501 | 0.501 | 0.501 | 0.501 | 0.501 | 0.501 | 0.501
NODA WheelabratorBridgeport 1 NOX Cap Annual v5.15 | 402 | 7257 | Rate Constraint in MTons | FALSE | L | Annual | Emissions at Affected Plants NOX | Thousand Tons | 0.28406 | 0.28406 | 0.28406 | 0.28406 | 0.28406 | 0.28406 | 0.28406
NODA WheelabratorBridgeport 1 NOX Cap Annual v5.15 | 402 | 7257 | Rate Constraint in MTons | FALSE | L | Annual | Allowances Purchased NOX | Thousand Tons | 0 | 0 | 0 | 0 | 0 | 0 | 0
NODA WheelabratorBridgeport 1 NOX Cap Annual v5.15 | 402 | 7257 | Rate Constraint in MTons | FALSE | L | Annual | Allowances Sold NOX | Thousand Tons | 0 | 0 | 0 | 0 | 0 | 0 | 0
NODA WheelabratorBridgeport 1 NOX Cap Annual v5.15 | 402 | 7257 | Rate Constraint in MTons | FALSE | L | Annual | Allowances Banked | Thousand Tons | 0 | 0 | 0 | 0 | 0 | 0 | 0
NODA WheelabratorBridgeport 1 NOX Cap Annual v5.15 | 402 | 7257 | Rate Constraint in MTons | FALSE | L | Annual | Allowances Withdrawn (1:1) | Thousand Tons | 0 | 0 | 0 | 0 | 0 | 0 | 0
NODA WheelabratorBridgeport 1 NOX Cap Annual v5.15 | 402 | 7257 | Rate Constraint in MTons | FALSE | L | Annual | Allowances Withdrawn (n:1) | Thousand Tons | 0 | 0 | 0 | 0 | 0 | 0 | 0
NODA WheelabratorBridgeport 1 NOX Cap Annual v5.15 | 402 | 7257 | Rate Constraint in MTons | FALSE | L | Annual | Net Emissions Allowance Position | Thousand Tons | 0.28406 | 0.28406 | 0.28406 | 0.28406 | 0.28406 | 0.28406 | 0.28406
NODA WheelabratorBridgeport 1 NOX Cap Annual v5.15 | 402 | 7257 | Rate Constraint in MTons | FALSE | L | Annual | Fuel Consumed | TBtu | 2.3409 | 2.3409 | 2.3409 | 2.3409 | 2.3409 | 2.3409 | 2.3409
NODA WheelabratorBridgeport 1 NOX Cap Annual v5.15 | 402 | 7257 | Rate Constraint in MTons | FALSE | L | Annual | Rate | lb/MMBtu | 0.24269 | 0.24269 | 0.24269 | 0.24269 | 0.24269 | 0.24269 | 0.24269
NODA WheelabratorBridgeport 1 NOX Cap Annual v5.15 | 402 | 7257 | Rate Constraint in MTons | FALSE | L | Annual | Generation | TWh | 0.13962 | 0.13962 | 0.13962 | 0.13962 | 0.13962 | 0.13962 | 0.13962
NODA WheelabratorBridgeport 1 NOX Cap Annual v5.15 | 402 | 7257 | Rate Constraint in MTons | FALSE | L | Annual | Qualifying Generation | TWh | 0.13962 | 0.13962 | 0.13962 | 0.13962 | 0.13962 | 0.13962 | 0.13962
NODA WheelabratorBridgeport 1 NOX Cap Annual v5.15 | 402 | 7257 | Rate Constraint in MTons | FALSE | L | Annual | Rate | lb/MWh | 4.0692 | 4.0692 | 4.0692 | 4.0692 | 4.0692 | 4.0692 | 4.0692
NODA WheelabratorBridgeport 1 NOX Cap Annual v5.15 | 402 | 7257 | Rate Constraint in MTons | FALSE | L | Annual | Constraint Shadow Price | US2019$/Ton | 0 | 0 | 0 | 0 | 0 | 0 | 0
NODA WheelabratorBridgeport 2 NOX Cap Annual v5.15 | 403 | 7258 | Rate Constraint in MTons | FALSE | L | Annual | Seasons Included | Seasons | Winter, WintShld, Summer | Winter, WintShld, Summer | Winter, WintShld, Summer | Winter, WintShld, Summer | Winter, WintShld, Summer | Winter, WintShld, Summer | Winter, WintShld, Summer
NODA WheelabratorBridgeport 2 NOX Cap Annual v5.15 | 403 | 7258 | Rate Constraint in MTons | FALSE | L | Annual | Standard NOX | Thousand Tons | 0.501 | 0.501 | 0.501 | 0.501 | 0.501 | 0.501 | 0.501
NODA WheelabratorBridgeport 2 NOX Cap Annual v5.15 | 403 | 7258 | Rate Constraint in MTons | FALSE | L | Annual | Emissions at Affected Plants NOX | Thousand Tons | 0.29148 | 0.29148 | 0.29148 | 0.29148 | 0.29148 | 0.29148 | 0.29148
NODA WheelabratorBridgeport 2 NOX Cap Annual v5.15 | 403 | 7258 | Rate Constraint in MTons | FALSE | L | Annual | Allowances Purchased NOX | Thousand Tons | 0 | 0 | 0 | 0 | 0 | 0 | 0
NODA WheelabratorBridgeport 2 NOX Cap Annual v5.15 | 403 | 7258 | Rate Constraint in MTons | FALSE | L | Annual | Allowances Sold NOX | Thousand Tons | 0 | 0 | 0 | 0 | 0 | 0 | 0
NODA WheelabratorBridgeport 2 NOX Cap Annual v5.15 | 403 | 7258 | Rate Constraint in MTons | FALSE | L | Annual | Allowances Banked | Thousand Tons | 0 | 0 | 0 | 0 | 0 | 0 | 0
NODA WheelabratorBridgeport 2 NOX Cap Annual v5.15 | 403 | 7258 | Rate Constraint in MTons | FALSE | L | Annual | Allowances Withdrawn (1:1) | Thousand Tons | 0 | 0 | 0 | 0 | 0 | 0 | 0
NODA WheelabratorBridgeport 2 NOX Cap Annual v5.15 | 403 | 7258 | Rate Constraint in MTons | FALSE | L | Annual | Allowances Withdrawn (n:1) | Thousand Tons | 0 | 0 | 0 | 0 | 0 | 0 | 0
NODA WheelabratorBridgeport 2 NOX Cap Annual v5.15 | 403 | 7258 | Rate Constraint in MTons | FALSE | L | Annual | Net Emissions Allowance Position | Thousand Tons | 0.29148 | 0.29148 | 0.29148 | 0.29148 | 0.29148 | 0.29148 | 0.29148
NODA WheelabratorBridgeport 2 NOX Cap Annual v5.15 | 403 | 7258 | Rate Constraint in MTons | FALSE | L | Annual | Fuel Consumed | TBtu | 2.3409 | 2.3409 | 2.3409 | 2.3409 | 2.3409 | 2.3409 | 2.3409
NODA WheelabratorBridgeport 2 NOX Cap Annual v5.15 | 403 | 7258 | Rate Constraint in MTons | FALSE | L | Annual | Rate | lb/MMBtu | 0.24903 | 0.24903 | 0.24903 | 0.24903 | 0.24903 | 0.24903 | 0.24903
NODA WheelabratorBridgeport 2 NOX Cap Annual v5.15 | 403 | 7258 | Rate Constraint in MTons | FALSE | L | Annual | Generation | TWh | 0.13962 | 0.13962 | 0.13962 | 0.13962 | 0.13962 | 0.13962 | 0.13962
NODA WheelabratorBridgeport 2 NOX Cap Annual v5.15 | 403 | 7258 | Rate Constraint in MTons | FALSE | L | Annual | Qualifying Generation | TWh | 0.13962 | 0.13962 | 0.13962 | 0.13962 | 0.13962 | 0.13962 | 0.13962
NODA WheelabratorBridgeport 2 NOX Cap Annual v5.15 | 403 | 7258 | Rate Constraint in MTons | FALSE | L | Annual | Rate | lb/MWh | 4.1755 | 4.1755 | 4.1755 | 4.1755 | 4.1755 | 4.1755 | 4.1755
NODA WheelabratorBridgeport 2 NOX Cap Annual v5.15 | 403 | 7258 | Rate Constraint in MTons | FALSE | L | Annual | Constraint Shadow Price | US2019$/Ton | 0 | 0 | 0 | 0 | 0 | 0 | 0
NODA WheelabratorBridgeport 3 NOX Cap Annual v5.15 | 404 | 7259 | Rate Constraint in MTons | FALSE | L | Annual | Seasons Included | Seasons | Winter, WintShld, Summer | Winter, WintShld, Summer | Winter, WintShld, Summer | Winter, WintShld, Summer | Winter, WintShld, Summer | Winter, WintShld, Summer | Winter, WintShld, Summer
NODA WheelabratorBridgeport 3 NOX Cap Annual v5.15 | 404 | 7259 | Rate Constraint in MTons | FALSE | L | Annual | Standard NOX | Thousand Tons | 0.501 | 0.501 | 0.501 | 0.501 | 0.501 | 0.501 | 0.501
NODA WheelabratorBridgeport 3 NOX Cap Annual v5.15 | 404 | 7259 | Rate Constraint in MTons | FALSE | L | Annual | Emissions at Affected Plants NOX | Thousand Tons | 0.28112 | 0.28112 | 0.28112 | 0.28112 | 0.28112 | 0.28112 | 0.28112
NODA WheelabratorBridgeport 3 NOX Cap Annual v5.15 | 404 | 7259 | Rate Constraint in MTons | FALSE | L | Annual | Allowances Purchased NOX | Thousand Tons | 0 | 0 | 0 | 0 | 0 | 0 | 0
NODA WheelabratorBridgeport 3 NOX Cap Annual v5.15 | 404 | 7259 | Rate Constraint in MTons | FALSE | L | Annual | Allowances Sold NOX | Thousand Tons | 0 | 0 | 0 | 0 | 0 | 0 | 0
NODA WheelabratorBridgeport 3 NOX Cap Annual v5.15 | 404 | 7259 | Rate Constraint in MTons | FALSE | L | Annual | Allowances Banked | Thousand Tons | 0 | 0 | 0 | 0 | 0 | 0 | 0
NODA WheelabratorBridgeport 3 NOX Cap Annual v5.15 | 404 | 7259 | Rate Constraint in MTons | FALSE | L | Annual | Allowances Withdrawn (1:1) | Thousand Tons | 0 | 0 | 0 | 0 | 0 | 0 | 0
NODA WheelabratorBridgeport 3 NOX Cap Annual v5.15 | 404 | 7259 | Rate Constraint in MTons | FALSE | L | Annual | Allowances Withdrawn (n:1) | Thousand Tons | 0 | 0 | 0 | 0 | 0 | 0 | 0
NODA WheelabratorBridgeport 3 NOX Cap Annual v5.15 | 404 | 7259 | Rate Constraint in MTons | FALSE | L | Annual | Net Emissions Allowance Position | Thousand Tons | 0.28112 | 0.28112 | 0.28112 | 0.28112 | 0.28112 | 0.28112 | 0.28112
NODA WheelabratorBridgeport 3 NOX Cap Annual v5.15 | 404 | 7259 | Rate Constraint in MTons | FALSE | L | Annual | Fuel Consumed | TBtu | 2.3409 | 2.3409 | 2.3409 | 2.3409 | 2.3409 | 2.3409 | 2.3409
NODA WheelabratorBridgeport 3 NOX Cap Annual v5.15 | 404 | 7259 | Rate Constraint in MTons | FALSE | L | Annual | Rate | lb/MMBtu | 0.24018 | 0.24018 | 0.24018 | 0.24018 | 0.24018 | 0.24018 | 0.24018
NODA WheelabratorBridgeport 3 NOX Cap Annual v5.15 | 404 | 7259 | Rate Constraint in MTons | FALSE | L | Annual | Generation | TWh | 0.13962 | 0.13962 | 0.13962 | 0.13962 | 0.13962 | 0.13962 | 0.13962
NODA WheelabratorBridgeport 3 NOX Cap Annual v5.15 | 404 | 7259 | Rate Constraint in MTons | FALSE | L | Annual | Qualifying Generation | TWh | 0.13962 | 0.13962 | 0.13962 | 0.13962 | 0.13962 | 0.13962 | 0.13962
NODA WheelabratorBridgeport 3 NOX Cap Annual v5.15 | 404 | 7259 | Rate Constraint in MTons | FALSE | L | Annual | Rate | lb/MWh | 4.0271 | 4.0271 | 4.0271 | 4.0271 | 4.0271 | 4.0271 | 4.0271
NODA WheelabratorBridgeport 3 NOX Cap Annual v5.15 | 404 | 7259 | Rate Constraint in MTons | FALSE | L | Annual | Constraint Shadow Price | US2019$/Ton | 0 | 0 | 0 | 0 | 0 | 0 | 0
NODA Woodbridge NOx Cap Annual v5.15 | 405 | 7251 | Rate Constraint in MTons | FALSE | L | Annual | Seasons Included | Seasons | Winter, WintShld, Summer | Winter, WintShld, Summer | Winter, WintShld, Summer | Winter, WintShld, Summer | Winter, WintShld, Summer | Winter, WintShld, Summer | Winter, WintShld, Summer
NODA Woodbridge NOx Cap Annual v5.15 | 405 | 7251 | Rate Constraint in MTons | FALSE | L | Annual | Standard NOX | Thousand Tons | 0.297 | 0.297 | 0.297 | 0.297 | 0.297 | 0.297 | 0.297
NODA Woodbridge NOx Cap Annual v5.15 | 405 | 7251 | Rate Constraint in MTons | FALSE | L | Annual | Emissions at Affected Plants NOX | Thousand Tons | 0.026031 | 0.029744 | 0.022083 | 0.03398 | 0.025835 | 0.024281 | 0.025835
NODA Woodbridge NOx Cap Annual v5.15 | 405 | 7251 | Rate Constraint in MTons | FALSE | L | Annual | Allowances Purchased NOX | Thousand Tons | 0 | 0 | 0 | 0 | 0 | 0 | 0
NODA Woodbridge NOx Cap Annual v5.15 | 405 | 7251 | Rate Constraint in MTons | FALSE | L | Annual | Allowances Sold NOX | Thousand Tons | 0 | 0 | 0 | 0 | 0 | 0 | 0
NODA Woodbridge NOx Cap Annual v5.15 | 405 | 7251 | Rate Constraint in MTons | FALSE | L | Annual | Allowances Banked | Thousand Tons | 0 | 0 | 0 | 0 | 0 | 0 | 0
NODA Woodbridge NOx Cap Annual v5.15 | 405 | 7251 | Rate Constraint in MTons | FALSE | L | Annual | Allowances Withdrawn (1:1) | Thousand Tons | 0 | 0 | 0 | 0 | 0 | 0 | 0
NODA Woodbridge NOx Cap Annual v5.15 | 405 | 7251 | Rate Constraint in MTons | FALSE | L | Annual | Allowances Withdrawn (n:1) | Thousand Tons | 0 | 0 | 0 | 0 | 0 | 0 | 0
NODA Woodbridge NOx Cap Annual v5.15 | 405 | 7251 | Rate Constraint in MTons | FALSE | L | Annual | Net Emissions Allowance Position | Thousand Tons | 0.026031 | 0.029744 | 0.022083 | 0.03398 | 0.025835 | 0.024281 | 0.025835
NODA Woodbridge NOx Cap Annual v5.15 | 405 | 7251 | Rate Constraint in MTons | FALSE | L | Annual | Fuel Consumed | TBtu | 16.6334 | 19.0056 | 14.1108 | 21.7123 | 16.5081 | 15.5148 | 16.5081
NODA Woodbridge NOx Cap Annual v5.15 | 405 | 7251 | Rate Constraint in MTons | FALSE | L | Annual | Rate | lb/MMBtu | 0.00313 | 0.00313 | 0.00313 | 0.00313 | 0.00313 | 0.00313 | 0.00313
NODA Woodbridge NOx Cap Annual v5.15 | 405 | 7251 | Rate Constraint in MTons | FALSE | L | Annual | Generation | TWh | 2.3593 | 2.6958 | 2.0015 | 3.0798 | 2.3416 | 2.2007 | 2.3416
NODA Woodbridge NOx Cap Annual v5.15 | 405 | 7251 | Rate Constraint in MTons | FALSE | L | Annual | Qualifying Generation | TWh | 2.3593 | 2.6958 | 2.0015 | 3.0798 | 2.3416 | 2.2007 | 2.3416
NODA Woodbridge NOx Cap Annual v5.15 | 405 | 7251 | Rate Constraint in MTons | FALSE | L | Annual | Rate | lb/MWh | 0.022066 | 0.022066 | 0.022066 | 0.022066 | 0.022066 | 0.022066 | 0.022066
NODA Woodbridge NOx Cap Annual v5.15 | 405 | 7251 | Rate Constraint in MTons | FALSE | L | Annual | Constraint Shadow Price | US2019$/Ton | 0 | 0 | 0 | 0 | 0 | 0 | 0
North Carolina Duke - NOX Cap Annual v3.1 | 406 | 7354 | Rate Constraint in MTons | FALSE | L | Annual | Seasons Included | Seasons | Winter, WintShld, Summer | Winter, WintShld, Summer | Winter, WintShld, Summer | Winter, WintShld, Summer | Winter, WintShld, Summer | Winter, WintShld, Summer | Winter, WintShld, Summer
North Carolina Duke - NOX Cap Annual v3.1 | 406 | 7354 | Rate Constraint in MTons | FALSE | L | Annual | Standard NOX | Thousand Tons | 31 | 31 | 31 | 31 | 31 | 31 | 31
North Carolina Duke - NOX Cap Annual v3.1 | 406 | 7354 | Rate Constraint in MTons | FALSE | L | Annual | Emissions at Affected Plants NOX | Thousand Tons | 7.1279 | 2.8716 | 0.52339 | 0.19261 | 0.19261 | 0 | 0
North Carolina Duke - NOX Cap Annual v3.1 | 406 | 7354 | Rate Constraint in MTons | FALSE | L | Annual | Allowances Purchased NOX | Thousand Tons | 0 | 0 | 0 | 0 | 0 | 0 | 0
North Carolina Duke - NOX Cap Annual v3.1 | 406 | 7354 | Rate Constraint in MTons | FALSE | L | Annual | Allowances Sold NOX | Thousand Tons | 0 | 0 | 0 | 0 | 0 | 0 | 0
North Carolina Duke - NOX Cap Annual v3.1 | 406 | 7354 | Rate Constraint in MTons | FALSE | L | Annual | Allowances Banked | Thousand Tons | 0 | 0 | 0 | 0 | 0 | 0 | 0
North Carolina Duke - NOX Cap Annual v3.1 | 406 | 7354 | Rate Constraint in MTons | FALSE | L | Annual | Allowances Withdrawn (1:1) | Thousand Tons | 0 | 0 | 0 | 0 | 0 | 0 | 0
North Carolina Duke - NOX Cap Annual v3.1 | 406 | 7354 | Rate Constraint in MTons | FALSE | L | Annual | Allowances Withdrawn (n:1) | Thousand Tons | 0 | 0 | 0 | 0 | 0 | 0 | 0
North Carolina Duke - NOX Cap Annual v3.1 | 406 | 7354 | Rate Constraint in MTons | FALSE | L | Annual | Net Emissions Allowance Position | Thousand Tons | 7.1279 | 2.8716 | 0.52339 | 0.19261 | 0.19261 | 0 | 0
North Carolina Duke - NOX Cap Annual v3.1 | 406 | 7354 | Rate Constraint in MTons | FALSE | L | Annual | Fuel Consumed | TBtu | 119.4649 | 49.3193 | 12.01 | 6.7206 | 6.7206 | 0 | 0
North Carolina Duke - NOX Cap Annual v3.1 | 406 | 7354 | Rate Constraint in MTons | FALSE | L | Annual | Rate | lb/MMBtu | 0.11933 | 0.11645 | 0.087159 | 0.05732 | 0.05732 | 0 | 0
North Carolina Duke - NOX Cap Annual v3.1 | 406 | 7354 | Rate Constraint in MTons | FALSE | L | Annual | Generation | TWh | 12.9347 | 5.3313 | 1.3058 | 0.73934 | 0.73934 | 0 | 0
North Carolina Duke - NOX Cap Annual v3.1 | 406 | 7354 | Rate Constraint in MTons | FALSE | L | Annual | Qualifying Generation | TWh | 12.9347 | 5.3313 | 1.3058 | 0.73934 | 0.73934 | 0 | 0
North Carolina Duke - NOX Cap Annual v3.1 | 406 | 7354 | Rate Constraint in MTons | FALSE | L | Annual | Rate | lb/MWh | 1.1021 | 1.0772 | 0.80166 | 0.52104 | 0.52104 | 0 | 0
North Carolina Duke - NOX Cap Annual v3.1 | 406 | 7354 | Rate Constraint in MTons | FALSE | L | Annual | Constraint Shadow Price | US2019$/Ton | 0 | 0 | 0 | 0 | 0 | 0 | 0
North Carolina Duke - SO2 Cap Annual v3.1 | 407 | 7356 | Rate Constraint in MTons | FALSE | L | Annual | Seasons Included | Seasons | Winter, WintShld, Summer | Winter, WintShld, Summer | Winter, WintShld, Summer | Winter, WintShld, Summer | Winter, WintShld, Summer | Winter, WintShld, Summer | Winter, WintShld, Summer
North Carolina Duke - SO2 Cap Annual v3.1 | 407 | 7356 | Rate Constraint in MTons | FALSE | L | Annual | Standard SO2 | Thousand Tons | 80 | 80 | 80 | 80 | 80 | 80 | 80
North Carolina Duke - SO2 Cap Annual v3.1 | 407 | 7356 | Rate Constraint in MTons | FALSE | L | Annual | Emissions at Affected Plants SO2 | Thousand Tons | 4.3251 | 1.8364 | 0.45223 | 0.25306 | 0.22055 | 0 | 0
North Carolina Duke - SO2 Cap Annual v3.1 | 407 | 7356 | Rate Constraint in MTons | FALSE | L | Annual | Allowances Purchased SO2 | Thousand Tons | 0 | 0 | 0 | 0 | 0 | 0 | 0
North Carolina Duke - SO2 Cap Annual v3.1 | 407 | 7356 | Rate Constraint in MTons | FALSE | L | Annual | Allowances Sold SO2 | Thousand Tons | 0 | 0 | 0 | 0 | 0 | 0 | 0
North Carolina Duke - SO2 Cap Annual v3.1 | 407 | 7356 | Rate Constraint in MTons | FALSE | L | Annual | Allowances Banked | Thousand Tons | 0 | 0 | 0 | 0 | 0 | 0 | 0
North Carolina Duke - SO2 Cap Annual v3.1 | 407 | 7356 | Rate Constraint in MTons | FALSE | L | Annual | Allowances Withdrawn (1:1) | Thousand Tons | 0 | 0 | 0 | 0 | 0 | 0 | 0
North Carolina Duke - SO2 Cap Annual v3.1 | 407 | 7356 | Rate Constraint in MTons | FALSE | L | Annual | Allowances Withdrawn (n:1) | Thousand Tons | 0 | 0 | 0 | 0 | 0 | 0 | 0
North Carolina Duke - SO2 Cap Annual v3.1 | 407 | 7356 | Rate Constraint in MTons | FALSE | L | Annual | Net Emissions Allowance Position | Thousand Tons | 4.3251 | 1.8364 | 0.45223 | 0.25306 | 0.22055 | 0 | 0
North Carolina Duke - SO2 Cap Annual v3.1 | 407 | 7356 | Rate Constraint in MTons | FALSE | L | Annual | Fuel Consumed | TBtu | 119.4649 | 49.3193 | 12.01 | 6.7206 | 6.7206 | 0 | 0
North Carolina Duke - SO2 Cap Annual v3.1 | 407 | 7356 | Rate Constraint in MTons | FALSE | L | Annual | Rate | lb/MMBtu | 0.072409 | 0.07447 | 0.075308 | 0.075308 | 0.065635 | 0 | 0
North Carolina Duke - SO2 Cap Annual v3.1 | 407 | 7356 | Rate Constraint in MTons | FALSE | L | Annual | Generation | TWh | 12.9347 | 5.3313 | 1.3058 | 0.73934 | 0.73934 | 0 | 0
North Carolina Duke - SO2 Cap Annual v3.1 | 407 | 7356 | Rate Constraint in MTons | FALSE | L | Annual | Qualifying Generation | TWh | 12.9347 | 5.3313 | 1.3058 | 0.73934 | 0.73934 | 0 | 0
North Carolina Duke - SO2 Cap Annual v3.1 | 407 | 7356 | Rate Constraint in MTons | FALSE | L | Annual | Rate | lb/MWh | 0.66876 | 0.68891 | 0.69266 | 0.68455 | 0.59662 | 0 | 0
North Carolina Duke - SO2 Cap Annual v3.1 | 407 | 7356 | Rate Constraint in MTons | FALSE | L | Annual | Constraint Shadow Price | US2019$/Ton | 0 | 0 | 0 | 0 | 0 | 0 | 0
North Carolina Progress - NOX Cap Annual v3.1 | 408 | 7353 | Rate Constraint in MTons | FALSE | L | Annual | Seasons Included | Seasons | Winter, WintShld, Summer | Winter, WintShld, Summer | Winter, WintShld, Summer | Winter, WintShld, Summer | Winter, WintShld, Summer | Winter, WintShld, Summer | Winter, WintShld, Summer
North Carolina Progress - NOX Cap Annual v3.1 | 408 | 7353 | Rate Constraint in MTons | FALSE | L | Annual | Standard NOX | Thousand Tons | 25 | 25 | 25 | 25 | 25 | 25 | 25
North Carolina Progress - NOX Cap Annual v3.1 | 408 | 7353 | Rate Constraint in MTons | FALSE | L | Annual | Emissions at Affected Plants NOX | Thousand Tons | 0 | 0 | 0 | 0 | 0 | 0 | 0
North Carolina Progress - NOX Cap Annual v3.1 | 408 | 7353 | Rate Constraint in MTons | FALSE | L | Annual | Allowances Purchased NOX | Thousand Tons | 0 | 0 | 0 | 0 | 0 | 0 | 0
North Carolina Progress - NOX Cap Annual v3.1 | 408 | 7353 | Rate Constraint in MTons | FALSE | L | Annual | Allowances Sold NOX | Thousand Tons | 0 | 0 | 0 | 0 | 0 | 0 | 0
North Carolina Progress - NOX Cap Annual v3.1 | 408 | 7353 | Rate Constraint in MTons | FALSE | L | Annual | Allowances Banked | Thousand Tons | 0 | 0 | 0 | 0 | 0 | 0 | 0
North Carolina Progress - NOX Cap Annual v3.1 | 408 | 7353 | Rate Constraint in MTons | FALSE | L | Annual | Allowances Withdrawn (1:1) | Thousand Tons | 0 | 0 | 0 | 0 | 0 | 0 | 0
North Carolina Progress - NOX Cap Annual v3.1 | 408 | 7353 | Rate Constraint in MTons | FALSE | L | Annual | Allowances Withdrawn (n:1) | Thousand Tons | 0 | 0 | 0 | 0 | 0 | 0 | 0
North Carolina Progress - NOX Cap Annual v3.1 | 408 | 7353 | Rate Constraint in MTons | FALSE | L | Annual | Net Emissions Allowance Position | Thousand Tons | 0 | 0 | 0 | 0 | 0 | 0 | 0
North Carolina Progress - NOX Cap Annual v3.1 | 408 | 7353 | Rate Constraint in MTons | FALSE | L | Annual | Fuel Consumed | TBtu | 0 | 0 | 0 | 0 | 0 | 0 | 0
North Carolina Progress - NOX Cap Annual v3.1 | 408 | 7353 | Rate Constraint in MTons | FALSE | L | Annual | Rate | lb/MMBtu | 0 | 0 | 0 | 0 | 0 | 0 | 0
North Carolina Progress - NOX Cap Annual v3.1 | 408 | 7353 | Rate Constraint in MTons | FALSE | L | Annual | Generation | TWh | 0 | 0 | 0 | 0 | 0 | 0 | 0
North Carolina Progress - NOX Cap Annual v3.1 | 408 | 7353 | Rate Constraint in MTons | FALSE | L | Annual | Qualifying Generation | TWh | 0 | 0 | 0 | 0 | 0 | 0 | 0
North Carolina Progress - NOX Cap Annual v3.1 | 408 | 7353 | Rate Constraint in MTons | FALSE | L | Annual | Rate | lb/MWh | 0 | 0 | 0 | 0 | 0 | 0 | 0
North Carolina Progress - NOX Cap Annual v3.1 | 408 | 7353 | Rate Constraint in MTons | FALSE | L | Annual | Constraint Shadow Price | US2019$/Ton | 0 | 0 | 0 | 0 | 0 | 0 | 0
North Carolina Progress - SO2 Cap Annual v3.1 | 409 | 7355 | Rate Constraint in MTons | FALSE | L | Annual | Seasons Included | Seasons | Winter, WintShld, Summer | Winter, WintShld, Summer | Winter, WintShld, Summer | Winter, WintShld, Summer | Winter, WintShld, Summer | Winter, WintShld, Summer | Winter, WintShld, Summer
North Carolina Progress - SO2 Cap Annual v3.1 | 409 | 7355 | Rate Constraint in MTons | FALSE | L | Annual | Standard SO2 | Thousand Tons | 50 | 50 | 50 | 50 | 50 | 50 | 50
North Carolina Progress - SO2 Cap Annual v3.1 | 409 | 7355 | Rate Constraint in MTons | FALSE | L | Annual | Emissions at Affected Plants SO2 | Thousand Tons | 0 | 0 | 0 | 0 | 0 | 0 | 0
North Carolina Progress - SO2 Cap Annual v3.1 | 409 | 7355 | Rate Constraint in MTons | FALSE | L | Annual | Allowances Purchased SO2 | Thousand Tons | 0 | 0 | 0 | 0 | 0 | 0 | 0
North Carolina Progress - SO2 Cap Annual v3.1 | 409 | 7355 | Rate Constraint in MTons | FALSE | L | Annual | Allowances Sold SO2 | Thousand Tons | 0 | 0 | 0 | 0 | 0 | 0 | 0
North Carolina Progress - SO2 Cap Annual v3.1 | 409 | 7355 | Rate Constraint in MTons | FALSE | L | Annual | Allowances Banked | Thousand Tons | 0 | 0 | 0 | 0 | 0 | 0 | 0
North Carolina Progress - SO2 Cap Annual v3.1 | 409 | 7355 | Rate Constraint in MTons | FALSE | L | Annual | Allowances Withdrawn (1:1) | Thousand Tons | 0 | 0 | 0 | 0 | 0 | 0 | 0
North Carolina Progress - SO2 Cap Annual v3.1 | 409 | 7355 | Rate Constraint in MTons | FALSE | L | Annual | Allowances Withdrawn (n:1) | Thousand Tons | 0 | 0 | 0 | 0 | 0 | 0 | 0
North Carolina Progress - SO2 Cap Annual v3.1 | 409 | 7355 | Rate Constraint in MTons | FALSE | L | Annual | Net Emissions Allowance Position | Thousand Tons | 0 | 0 | 0 | 0 | 0 | 0 | 0
North Carolina Progress - SO2 Cap Annual v3.1 | 409 | 7355 | Rate Constraint in MTons | FALSE | L | Annual | Fuel Consumed | TBtu | 0 | 0 | 0 | 0 | 0 | 0 | 0
North Carolina Progress - SO2 Cap Annual v3.1 | 409 | 7355 | Rate Constraint in MTons | FALSE | L | Annual | Rate | lb/MMBtu | 0 | 0 | 0 | 0 | 0 | 0 | 0
North Carolina Progress - SO2 Cap Annual v3.1 | 409 | 7355 | Rate Constraint in MTons | FALSE | L | Annual | Generation | TWh | 0 | 0 | 0 | 0 | 0 | 0 | 0
North Carolina Progress - SO2 Cap Annual v3.1 | 409 | 7355 | Rate Constraint in MTons | FALSE | L | Annual | Qualifying Generation | TWh | 0 | 0 | 0 | 0 | 0 | 0 | 0
North Carolina Progress - SO2 Cap Annual v3.1 | 409 | 7355 | Rate Constraint in MTons | FALSE | L | Annual | Rate | lb/MWh | 0 | 0 | 0 | 0 | 0 | 0 | 0
North Carolina Progress - SO2 Cap Annual v3.1 | 409 | 7355 | Rate Constraint in MTons | FALSE | L | Annual | Constraint Shadow Price | US2019$/Ton | 0 | 0 | 0 | 0 | 0 | 0 | 0
NSR A B Brown 1,2 - SO2 Cap Annual v5.16 | 410 | 7503 | Rate Constraint in MTons | FALSE | L | Annual | Seasons Included | Seasons | Winter, WintShld, Summer | Winter, WintShld, Summer | Winter, WintShld, Summer | Winter, WintShld, Summer | Winter, WintShld, Summer | Winter, WintShld, Summer | Winter, WintShld, Summer
NSR A B Brown 1,2 - SO2 Cap Annual v5.16 | 410 | 7503 | Rate Constraint in MTons | FALSE | L | Annual | Standard SO2 | Thousand Tons | 8.028 | 8.028 | 8.028 | 8.028 | 8.028 | 8.028 | 8.028
NSR A B Brown 1,2 - SO2 Cap Annual v5.16 | 410 | 7503 | Rate Constraint in MTons | FALSE | L | Annual | Emissions at Affected Plants SO2 | Thousand Tons | 0 | 0 | 0 | 0 | 0 | 0 | 0
NSR A B Brown 1,2 - SO2 Cap Annual v5.16 | 410 | 7503 | Rate Constraint in MTons | FALSE | L | Annual | Allowances Purchased SO2 | Thousand Tons | 0 | 0 | 0 | 0 | 0 | 0 | 0
NSR A B Brown 1,2 - SO2 Cap Annual v5.16 | 410 | 7503 | Rate Constraint in MTons | FALSE | L | Annual | Allowances Sold SO2 | Thousand Tons | 0 | 0 | 0 | 0 | 0 | 0 | 0
NSR A B Brown 1,2 - SO2 Cap Annual v5.16 | 410 | 7503 | Rate Constraint in MTons | FALSE | L | Annual | Allowances Banked | Thousand Tons | 0 | 0 | 0 | 0 | 0 | 0 | 0
NSR A B Brown 1,2 - SO2 Cap Annual v5.16 | 410 | 7503 | Rate Constraint in MTons | FALSE | L | Annual | Allowances Withdrawn (1:1) | Thousand Tons | 0 | 0 | 0 | 0 | 0 | 0 | 0
NSR A B Brown 1,2 - SO2 Cap Annual v5.16 | 410 | 7503 | Rate Constraint in MTons | FALSE | L | Annual | Allowances Withdrawn (n:1) | Thousand Tons | 0 | 0 | 0 | 0 | 0 | 0 | 0
NSR A B Brown 1,2 - SO2 Cap Annual v5.16 | 410 | 7503 | Rate Constraint in MTons | FALSE | L | Annual | Net Emissions Allowance Position | Thousand Tons | 0 | 0 | 0 | 0 | 0 | 0 | 0
NSR A B Brown 1,2 - SO2 Cap Annual v5.16 | 410 | 7503 | Rate Constraint in MTons | FALSE | L | Annual | Fuel Consumed | TBtu | 0 | 0 | 0 | 0 | 0 | 0 | 0
NSR A B Brown 1,2 - SO2 Cap Annual v5.16 | 410 | 7503 | Rate Constraint in MTons | FALSE | L | Annual | Rate | lb/MMBtu | 0 | 0 | 0 | 0 | 0 | 0 | 0
NSR A B Brown 1,2 - SO2 Cap Annual v5.16 | 410 | 7503 | Rate Constraint in MTons | FALSE | L | Annual | Generation | TWh | 0 | 0 | 0 | 0 | 0 | 0 | 0
NSR A B Brown 1,2 - SO2 Cap Annual v5.16 | 410 | 7503 | Rate Constraint in MTons | FALSE | L | Annual | Qualifying Generation | TWh | 0 | 0 | 0 | 0 | 0 | 0 | 0
NSR A B Brown 1,2 - SO2 Cap Annual v5.16 | 410 | 7503 | Rate Constraint in MTons | FALSE | L | Annual | Rate | lb/MWh | 0 | 0 | 0 | 0 | 0 | 0 | 0
NSR A B Brown 1,2 - SO2 Cap Annual v5.16 | 410 | 7503 | Rate Constraint in MTons | FALSE | L | Annual | Constraint Shadow Price | US2019$/Ton | 0 | 0 | 0 | 0 | 0 | 0 | 0
NSR A B Brown 2 - SO2 Cap Annual v5.16 | 411 | 7504 | Rate Constraint in MTons | FALSE | L | Annual | Seasons Included | Seasons | Winter, WintShld, Summer | Winter, WintShld, Summer | Winter, WintShld, Summer | Winter, WintShld, Summer | Winter, WintShld, Summer | Winter, WintShld, Summer | Winter, WintShld, Summer
NSR A B Brown 2 - SO2 Cap Annual v5.16 | 411 | 7504 | Rate Constraint in MTons | FALSE | L | Annual | Standard SO2 | Thousand Tons | 6.511 | 6.511 | 6.511 | 6.511 | 6.511 | 6.511 | 6.511
NSR A B Brown 2 - SO2 Cap Annual v5.16 | 411 | 7504 | Rate Constraint in MTons | FALSE | L | Annual | Emissions at Affected Plants SO2 | Thousand Tons | 0 | 0 | 0 | 0 | 0 | 0 | 0
NSR A B Brown 2 - SO2 Cap Annual v5.16 | 411 | 7504 | Rate Constraint in MTons | FALSE | L | Annual | Allowances Purchased SO2 | Thousand Tons | 0 | 0 | 0 | 0 | 0 | 0 | 0
NSR A B Brown 2 - SO2 Cap Annual v5.16 | 411 | 7504 | Rate Constraint in MTons | FALSE | L | Annual | Allowances Sold SO2 | Thousand Tons | 0 | 0 | 0 | 0 | 0 | 0 | 0
NSR A B Brown 2 - SO2 Cap Annual v5.16 | 411 | 7504 | Rate Constraint in MTons | FALSE | L | Annual | Allowances Banked | Thousand Tons | 0 | 0 | 0 | 0 | 0 | 0 | 0
NSR A B Brown 2 - SO2 Cap Annual v5.16 | 411 | 7504 | Rate Constraint in MTons | FALSE | L | Annual | Allowances Withdrawn (1:1) | Thousand Tons | 0 | 0 | 0 | 0 | 0 | 0 | 0
NSR A B Brown 2 - SO2 Cap Annual v5.16 | 411 | 7504 | Rate Constraint in MTons | FALSE | L | Annual | Allowances Withdrawn (n:1) | Thousand Tons | 0 | 0 | 0 | 0 | 0 | 0 | 0
NSR A B Brown 2 - SO2 Cap Annual v5.16 | 411 | 7504 | Rate Constraint in MTons | FALSE | L | Annual | Net Emissions Allowance Position | Thousand Tons | 0 | 0 | 0 | 0 | 0 | 0 | 0
NSR A B Brown 2 - SO2 Cap Annual v5.16 | 411 | 7504 | Rate Constraint in MTons | FALSE | L | Annual | Fuel Consumed | TBtu | 0 | 0 | 0 | 0 | 0 | 0 | 0
NSR A B Brown 2 - SO2 Cap Annual v5.16 | 411 | 7504 | Rate Constraint in MTons | FALSE | L | Annual | Rate | lb/MMBtu | 0 | 0 | 0 | 0 | 0 | 0 | 0
NSR A B Brown 2 - SO2 Cap Annual v5.16 | 411 | 7504 | Rate Constraint in MTons | FALSE | L | Annual | Generation | TWh | 0 | 0 | 0 | 0 | 0 | 0 | 0
NSR A B Brown 2 - SO2 Cap Annual v5.16 | 411 | 7504 | Rate Constraint in MTons | FALSE | L | Annual | Qualifying Generation | TWh | 0 | 0 | 0 | 0 | 0 | 0 | 0
NSR A B Brown 2 - SO2 Cap Annual v5.16 | 411 | 7504 | Rate Constraint in MTons | FALSE | L | Annual | Rate | lb/MWh | 0 | 0 | 0 | 0 | 0 | 0 | 0
NSR A B Brown 2 - SO2 Cap Annual v5.16 | 411 | 7504 | Rate Constraint in MTons | FALSE | L | Annual | Constraint Shadow Price | US2019$/Ton | 0 | 0 | 0 | 0 | 0 | 0 | 0
NSR AEP Consent - NOX Cap Annual v3.1 | 412 | 7372 | Rate Constraint in MTons | FALSE | L | Annual | Seasons Included | Seasons | Winter, WintShld, Summer | Winter, WintShld, Summer | Winter, WintShld, Summer | Winter, WintShld, Summer | Winter, WintShld, Summer | Winter, WintShld, Summer | Winter, WintShld, Summer
NSR AEP Consent - NOX Cap Annual v3.1 | 412 | 7372 | Rate Constraint in MTons | FALSE | L | Annual | Standard NOX | Thousand Tons | 52 | 44 | 44 | 44 | 44 | 44 | 44
NSR AEP Consent - NOX Cap Annual v3.1 | 412 | 7372 | Rate Constraint in MTons | FALSE | L | Annual | Emissions at Affected Plants NOX | Thousand Tons | 27.6884 | 24.9512 | 27.6426 | 11.3769 | 11.0694 | 5.3059 | 5.3059
NSR AEP Consent - NOX Cap Annual v3.1 | 412 | 7372 | Rate Constraint in MTons | FALSE | L | Annual | Allowances Purchased NOX | Thousand Tons | 0 | 0 | 0 | 0 | 0 | 0 | 0
NSR AEP Consent - NOX Cap Annual v3.1 | 412 | 7372 | Rate Constraint in MTons | FALSE | L | Annual | Allowances Sold NOX | Thousand Tons | 0 | 0 | 0 | 0 | 0 | 0 | 0
NSR AEP Consent - NOX Cap Annual v3.1 | 412 | 7372 | Rate Constraint in MTons | FALSE | L | Annual | Allowances Banked | Thousand Tons | 0 | 0 | 0 | 0 | 0 | 0 | 0
NSR AEP Consent - NOX Cap Annual v3.1 | 412 | 7372 | Rate Constraint in MTons | FALSE | L | Annual | Allowances Withdrawn (1:1) | Thousand Tons | 0 | 0 | 0 | 0 | 0 | 0 | 0
NSR AEP Consent - NOX Cap Annual v3.1 | 412 | 7372 | Rate Constraint in MTons | FALSE | L | Annual | Allowances Withdrawn (n:1) | Thousand Tons | 0 | 0 | 0 | 0 | 0 | 0 | 0
NSR AEP Consent - NOX Cap Annual v3.1 | 412 | 7372 | Rate Constraint in MTons | FALSE | L | Annual | Net Emissions Allowance Position | Thousand Tons | 27.6884 | 24.9512 | 27.6426 | 11.3769 | 11.0694 | 5.3059 | 5.3059
NSR AEP Consent - NOX Cap Annual v3.1 | 412 | 7372 | Rate Constraint in MTons | FALSE | L | Annual | Fuel Consumed | TBtu | 644.8026 | 579.8111 | 642.4777 | 255.5105 | 249.689 | 122.538 | 122.538
NSR AEP Consent - NOX Cap Annual v3.1 | 412 | 7372 | Rate Constraint in MTons | FALSE | L | Annual | Rate | lb/MMBtu | 0.085882 | 0.086067 | 0.08605 | 0.089052 | 0.088665 | 0.086601 | 0.086601
NSR AEP Consent - NOX Cap Annual v3.1 | 412 | 7372 | Rate Constraint in MTons | FALSE | L | Annual | Generation | TWh | 64.7025 | 58.1505 | 64.4499 | 25.7298 | 25.1414 | 12.3304 | 12.3304
NSR AEP Consent - NOX Cap Annual v3.1 | 412 | 7372 | Rate Constraint in MTons | FALSE | L | Annual | Qualifying Generation | TWh | 64.7025 | 58.1505 | 64.4499 | 25.7298 | 25.1414 | 12.3304 | 12.3304
NSR AEP Consent - NOX Cap Annual v3.1 | 412 | 7372 | Rate Constraint in MTons | FALSE | L | Annual | Rate | lb/MWh | 0.85587 | 0.85816 | 0.8578 | 0.88434 | 0.88057 | 0.86062 | 0.86062
NSR AEP Consent - NOX Cap Annual v3.1 | 412 | 7372 | Rate Constraint in MTons | FALSE | L | Annual | Constraint Shadow Price | US2019$/Ton | 0 | 0 | 0 | 0 | 0 | 0 | 0
NSR AEP Consent - SO2 Cap Annual v5.13 | 413 | 7371 | Rate Constraint in MTons | FALSE | L | Annual | Seasons Included | Seasons | Winter, WintShld, Summer | Winter, WintShld, Summer | Winter, WintShld, Summer | Winter, WintShld, Summer | Winter, WintShld, Summer | Winter, WintShld, Summer | Winter, WintShld, Summer
NSR AEP Consent - SO2 Cap Annual v5.13 | 413 | 7371 | Rate Constraint in MTons | FALSE | L | Annual | Standard SO2 | Thousand Tons | 94 | 89 | 89 | 89 | 89 | 89 | 89
NSR AEP Consent - SO2 Cap Annual v5.13 | 413 | 7371 | Rate Constraint in MTons | FALSE | L | Annual | Emissions at Affected Plants SO2 | Thousand Tons | 53.4317 | 48.5428 | 51.7938 | 30.6664 | 27.3356 | 13.6943 | 13.6576
NSR AEP Consent - SO2 Cap Annual v5.13 | 413 | 7371 | Rate Constraint in MTons | FALSE | L | Annual | Allowances Purchased SO2 | Thousand Tons | 0 | 0 | 0 | 0 | 0 | 0 | 0
NSR AEP Consent - SO2 Cap Annual v5.13 | 413 | 7371 | Rate Constraint in MTons | FALSE | L | Annual | Allowances Sold SO2 | Thousand Tons | 0 | 0 | 0 | 0 | 0 | 0 | 0
NSR AEP Consent - SO2 Cap Annual v5.13 | 413 | 7371 | Rate Constraint in MTons | FALSE | L | Annual | Allowances Banked | Thousand Tons | 0 | 0 | 0 | 0 | 0 | 0 | 0
NSR AEP Consent - SO2 Cap Annual v5.13 | 413 | 7371 | Rate Constraint in MTons | FALSE | L | Annual | Allowances Withdrawn (1:1) | Thousand Tons | 0 | 0 | 0 | 0 | 0 | 0 | 0
NSR AEP Consent - SO2 Cap Annual v5.13 | 413 | 7371 | Rate Constraint in MTons | FALSE | L | Annual | Allowances Withdrawn (n:1) | Thousand Tons | 0 | 0 | 0 | 0 | 0 | 0 | 0
NSR AEP Consent - SO2 Cap Annual v5.13 | 413 | 7371 | Rate Constraint in MTons | FALSE | L | Annual | Net Emissions Allowance Position | Thousand Tons | 53.4317 | 48.5428 | 51.7938 | 30.6664 | 27.3356 | 13.6943 | 13.6576
NSR AEP Consent - SO2 Cap Annual v5.13 | 413 | 7371 | Rate Constraint in MTons | FALSE | L | Annual | Fuel Consumed | TBtu | 644.8026 | 579.8111 | 642.4777 | 255.5105 | 249.689 | 122.538 | 122.538
NSR AEP Consent - SO2 Cap Annual v5.13 | 413 | 7371 | Rate Constraint in MTons | FALSE | L | Annual | Rate | lb/MMBtu | 0.16573 | 0.16744 | 0.16123 | 0.24004 | 0.21896 | 0.22351 | 0.22291
NSR AEP Consent - SO2 Cap Annual v5.13 | 413 | 7371 | Rate Constraint in MTons | FALSE | L | Annual | Generation | TWh | 64.7025 | 58.1505 | 64.4499 | 25.7298 | 25.1414 | 12.3304 | 12.3304
NSR AEP Consent - SO2 Cap Annual v5.13 | 413 | 7371 | Rate Constraint in MTons | FALSE | L | Annual | Qualifying Generation | TWh | 64.7025 | 58.1505 | 64.4499 | 25.7298 | 25.1414 | 12.3304 | 12.3304
NSR AEP Consent - SO2 Cap Annual v5.13 | 413 | 7371 | Rate Constraint in MTons | FALSE | L | Annual | Rate | lb/MWh | 1.6516 | 1.6696 | 1.6073 | 2.3837 | 2.1746 | 2.2212 | 2.2153
NSR AEP Consent - SO2 Cap Annual v5.13 | 413 | 7371 | Rate Constraint in MTons | FALSE | L | Annual | Constraint Shadow Price | US2019$/Ton | 0 | 0 | 0 | 0 | 0 | 0 | 0
NSR Baldwin 1,2 - NOX Rate Annual v3.1, Unit 2646 and retrofits | 414 | 7442 | Rate Constraint in lbs/MMBtu | FALSE | L | Annual | Seasons Included | Seasons | Winter, WintShld, Summer | Winter, WintShld, Summer | Winter, WintShld, Summer | Winter, WintShld, Summer | Winter, WintShld, Summer | Winter, WintShld, Summer | Winter, WintShld, Summer
NSR Baldwin 1,2 - NOX Rate Annual v3.1, Unit 2646 and retrofits | 414 | 7442 | Rate Constraint in lbs/MMBtu | FALSE | L | Annual | Standard NOX | lb/MMBtu | 0.1 | 0.1 | 0.1 | 0.1 | 0.1 | 0.1 | 0.1
NSR Baldwin 1,2 - NOX Rate Annual v3.1, Unit 2646 and retrofits | 414 | 7442 | Rate Constraint in lbs/MMBtu | FALSE | L | Annual | Emissions at Affected Plants NOX | Thousand Tons | 0 | 0 | 0 | 0 | 0 | 0 | 0
NSR Baldwin 1,2 - NOX Rate Annual v3.1, Unit 2646 and retrofits | 414 | 7442 | Rate Constraint in lbs/MMBtu | FALSE | L | Annual | Allowances Purchased NOX | Thousand Tons | 0 | 0 | 0 | 0 | 0 | 0 | 0
NSR Baldwin 1,2 - NOX Rate Annual v3.1, Unit 2646 and retrofits | 414 | 7442 | Rate Constraint in lbs/MMBtu | FALSE | L | Annual | Allowances Sold NOX | Thousand Tons | 0 | 0 | 0 | 0 | 0 | 0 | 0
NSR Baldwin 1,2 - NOX Rate Annual v3.1, Unit 2646 and retrofits | 414 | 7442 | Rate Constraint in lbs/MMBtu | FALSE | L | Annual | Allowances Banked | Thousand Tons | 0 | 0 | 0 | 0 | 0 | 0 | 0
NSR Baldwin 1,2 - NOX Rate Annual v3.1, Unit 2646 and retrofits | 414 | 7442 | Rate Constraint in lbs/MMBtu | FALSE | L | Annual | Allowances Withdrawn (1:1) | Thousand Tons | 0 | 0 | 0 | 0 | 0 | 0 | 0
NSR Baldwin 1,2 - NOX Rate Annual v3.1, Unit 2646 and retrofits | 414 | 7442 | Rate Constraint in lbs/MMBtu | FALSE | L | Annual | Allowances Withdrawn (n:1) | Thousand Tons | 0 | 0 | 0 | 0 | 0 | 0 | 0
NSR Baldwin 1,2 - NOX Rate Annual v3.1, Unit 2646 and retrofits | 414 | 7442 | Rate Constraint in lbs/MMBtu | FALSE | L | Annual | Net Emissions Allowance Position | Thousand Tons | 0 | 0 | 0 | 0 | 0 | 0 | 0
NSR Baldwin 1,2 - NOX Rate Annual v3.1, Unit 2646 and retrofits | 414 | 7442 | Rate Constraint in lbs/MMBtu | FALSE | L | Annual | Fuel Consumed | TBtu | 0 | 0 | 0 | 0 | 0 | 0 | 0
NSR Baldwin 1,2 - NOX Rate Annual v3.1, Unit 2646 and retrofits | 414 | 7442 | Rate Constraint in lbs/MMBtu | FALSE | L | Annual | Rate | lb/MMBtu | 0 | 0 | 0 | 0 | 0 | 0 | 0
NSR Baldwin 1,2 - NOX Rate Annual v3.1, Unit 2646 and retrofits | 414 | 7442 | Rate Constraint in lbs/MMBtu | FALSE | L | Annual | Generation | TWh | 0 | 0 | 0 | 0 | 0 | 0 | 0
NSR Baldwin 1,2 - NOX Rate Annual v3.1, Unit 2646 and retrofits | 414 | 7442 | Rate Constraint in lbs/MMBtu | FALSE | L | Annual | Qualifying Generation | TWh | 0 | 0 | 0 | 0 | 0 | 0 | 0
NSR Baldwin 1,2 - NOX Rate Annual v3.1, Unit 2646 and retrofits | 414 | 7442 | Rate Constraint in lbs/MMBtu | FALSE | L | Annual | Rate | lb/MWh | 0 | 0 | 0 | 0 | 0 | 0 | 0
NSR Baldwin 1,2 - NOX Rate Annual v3.1, Unit 2646 and retrofits | 414 | 7442 | Rate Constraint in lbs/MMBtu | FALSE | L | Annual | Constraint Shadow Price | US2019$/Ton | 0 | 0 | 0 | 0 | 0 | 0 | 0
NSR Baldwin 1,2 - NOX Rate Annual v3.1, Unit 2647 and retrofits | 415 | 7442 | Rate Constraint in lbs/MMBtu | FALSE | L | Annual | Seasons Included | Seasons | Winter, WintShld, Summer | Winter, WintShld, Summer | Winter, WintShld, Summer | Winter, WintShld, Summer | Winter, WintShld, Summer | Winter, WintShld, Summer | Winter, WintShld, Summer
NSR Baldwin 1,2 - NOX Rate Annual v3.1, Unit 2647 and retrofits | 415 | 7442 | Rate Constraint in lbs/MMBtu | FALSE | L | Annual | Standard NOX | lb/MMBtu | 0.1 | 0.1 | 0.1 | 0.1 | 0.1 | 0.1 | 0.1
NSR Baldwin 1,2 - NOX Rate Annual v3.1, Unit 2647 and retrofits | 415 | 7442 | Rate Constraint in lbs/MMBtu | FALSE | L | Annual | Emissions at Affected Plants NOX | Thousand Tons | 0 | 0 | 0 | 0 | 0 | 0 | 0
NSR Baldwin 1,2 - NOX Rate Annual v3.1, Unit 2647 and retrofits | 415 | 7442 | Rate Constraint in lbs/MMBtu | FALSE | L | Annual | Allowances Purchased NOX | Thousand Tons | 0 | 0 | 0 | 0 | 0 | 0 | 0
NSR Baldwin 1,2 - NOX Rate Annual v3.1, Unit 2647 and retrofits | 415 | 7442 | Rate Constraint in lbs/MMBtu | FALSE | L | Annual | Allowances Sold NOX | Thousand Tons | 0 | 0 | 0 | 0 | 0 | 0 | 0
NSR Baldwin 1,2 - NOX Rate Annual v3.1, Unit 2647 and retrofits | 415 | 7442 | Rate Constraint in lbs/MMBtu | FALSE | L | Annual | Allowances Banked | Thousand Tons | 0 | 0 | 0 | 0 | 0 | 0 | 0
NSR Baldwin 1,2 - NOX Rate Annual v3.1, Unit 2647 and retrofits | 415 | 7442 | Rate Constraint in lbs/MMBtu | FALSE | L | Annual | Allowances Withdrawn (1:1) | Thousand Tons | 0 | 0 | 0 | 0 | 0 | 0 | 0
NSR Baldwin 1,2 - NOX Rate Annual v3.1, Unit 2647 and retrofits | 415 | 7442 | Rate Constraint in lbs/MMBtu | FALSE | L | Annual | Allowances Withdrawn (n:1) | Thousand Tons | 0 | 0 | 0 | 0 | 0 | 0 | 0
NSR Baldwin 1,2 - NOX Rate Annual v3.1, Unit 2647 and retrofits | 415 | 7442 | Rate Constraint in lbs/MMBtu | FALSE | L | Annual | Net Emissions Allowance Position | Thousand Tons | 0 | 0 | 0 | 0 | 0 | 0 | 0
NSR Baldwin 1,2 - NOX Rate Annual v3.1, Unit 2647 and retrofits | 415 | 7442 | Rate Constraint in lbs/MMBtu | FALSE | L | Annual | Fuel Consumed | TBtu | 0 | 0 | 0 | 0 | 0 | 0 | 0
NSR Baldwin 1,2 - NOX Rate Annual v3.1, Unit 2647 and retrofits | 415 | 7442 | Rate Constraint in lbs/MMBtu | FALSE | L | Annual | Rate | lb/MMBtu | 0 | 0 | 0 | 0 | 0 | 0 | 0
NSR Baldwin 1,2 - NOX Rate Annual v3.1, Unit 2647 and retrofits | 415 | 7442 | Rate Constraint in lbs/MMBtu | FALSE | L | Annual | Generation | TWh | 0 | 0 | 0 | 0 | 0 | 0 | 0
NSR Baldwin 1,2 - NOX Rate Annual v3.1, Unit 2647 and retrofits | 415 | 7442 | Rate Constraint in lbs/MMBtu | FALSE | L | Annual | Qualifying Generation | TWh | 0 | 0 | 0 | 0 | 0 | 0 | 0
NSR Baldwin 1,2 - NOX Rate Annual v3.1, Unit 2647 and retrofits | 415 | 7442 | Rate Constraint in lbs/MMBtu | FALSE | L | Annual | Rate | lb/MWh | 0 | 0 | 0 | 0 | 0 | 0 | 0
NSR Baldwin 1,2 - NOX Rate Annual v3.1, Unit 2647 and retrofits | 415 | 7442 | Rate Constraint in lbs/MMBtu | FALSE | L | Annual | Constraint Shadow Price | US2019$/Ton | 0 | 0 | 0 | 0 | 0 | 0 | 0
NSR Baldwin 1-3 - SO2 Rate Annual v3.1, Unit 2646 and retrofits | 416 | 7441 | Rate Constraint in lbs/MMBtu | FALSE | L | Annual | Seasons Included | Seasons | Winter, WintShld, Summer | Winter, WintShld, Summer | Winter, WintShld, Summer | Winter, WintShld, Summer | Winter, WintShld, Summer | Winter, WintShld, Summer | Winter, WintShld, Summer
NSR Baldwin 1-3 - SO2 Rate Annual v3.1, Unit 2646 and retrofits | 416 | 7441 | Rate Constraint in lbs/MMBtu | FALSE | L | Annual | Standard SO2 | lb/MMBtu | 0.1 | 0.1 | 0.1 | 0.1 | 0.1 | 0.1 | 0.1
NSR Baldwin 1-3 - SO2 Rate Annual v3.1, Unit 2646 and retrofits | 416 | 7441 | Rate Constraint in lbs/MMBtu | FALSE | L | Annual | Emissions at Affected Plants SO2 | Thousand Tons | 0 | 0 | 0 | 0 | 0 | 0 | 0
NSR Baldwin 1-3 - SO2 Rate Annual v3.1, Unit 2646 and retrofits | 416 | 7441 | Rate Constraint in lbs/MMBtu | FALSE | L | Annual | Allowances Purchased SO2 | Thousand Tons | 0 | 0 | 0 | 0 | 0 | 0 | 0
NSR Baldwin 1-3 - SO2 Rate Annual v3.1, Unit 2646 and retrofits | 416 | 7441 | Rate Constraint in lbs/MMBtu | FALSE | L | Annual | Allowances Sold SO2 | Thousand Tons | 0 | 0 | 0 | 0 | 0 | 0 | 0
NSR Baldwin 1-3 - SO2 Rate Annual v3.1, Unit 2646 and retrofits | 416 | 7441 | Rate Constraint in lbs/MMBtu | FALSE | L | Annual | Allowances Banked | Thousand Tons | 0 | 0 | 0 | 0 | 0 | 0 | 0
NSR Baldwin 1-3 - SO2 Rate Annual v3.1, Unit 2646 and retrofits | 416 | 7441 | Rate Constraint in lbs/MMBtu | FALSE | L | Annual | Allowances Withdrawn (1:1) | Thousand Tons | 0 | 0 | 0 | 0 | 0 | 0 | 0
NSR Baldwin 1-3 - SO2 Rate Annual v3.1, Unit 2646 and retrofits | 416 | 7441 | Rate Constraint in lbs/MMBtu | FALSE | L | Annual | Allowances Withdrawn (n:1) | Thousand Tons | 0 | 0 | 0 | 0 | 0 | 0 | 0
NSR Baldwin 1-3 - SO2 Rate Annual v3.1, Unit 2646 and retrofits | 416 | 7441 | Rate Constraint in lbs/MMBtu | FALSE | L | Annual | Net Emissions Allowance Position | Thousand Tons | 0 | 0 | 0 | 0 | 0 | 0 | 0
NSR Baldwin 1-3 - SO2 Rate Annual v3.1, Unit 2646 and retrofits | 416 | 7441 | Rate Constraint in lbs/MMBtu | FALSE | L | Annual | Fuel Consumed | TBtu | 0 | 0 | 0 | 0 | 0 | 0 | 0
NSR Baldwin 1-3 - SO2 Rate Annual v3.1, Unit 2646 and retrofits | 416 | 7441 | Rate Constraint in lbs/MMBtu | FALSE | L | Annual | Rate | lb/MMBtu | 0 | 0 | 0 | 0 | 0 | 0 | 0
NSR Baldwin 1-3 - SO2 Rate Annual v3.1, Unit 2646 and retrofits | 416 | 7441 | Rate Constraint in lbs/MMBtu | FALSE | L | Annual | Generation | TWh | 0 | 0 | 0 | 0 | 0 | 0 | 0
NSR Baldwin 1-3 - SO2 Rate Annual v3.1, Unit 2646 and retrofits | 416 | 7441 | Rate Constraint in lbs/MMBtu | FALSE | L | Annual | Qualifying Generation | TWh | 0 | 0 | 0 | 0 | 0 | 0 | 0
NSR Baldwin 1-3 - SO2 Rate Annual v3.1, Unit 2646 and retrofits | 416 | 7441 | Rate Constraint in lbs/MMBtu | FALSE | L | Annual | Rate | lb/MWh | 0 | 0 | 0 | 0 | 0 | 0 | 0
NSR Baldwin 1-3 - SO2 Rate Annual v3.1, Unit 2646 and retrofits | 416 | 7441 | Rate Constraint in lbs/MMBtu | FALSE | L | Annual | Constraint Shadow Price | US2019$/Ton | 0 | 0 | 0 | 0 | 0 | 0 | 0
NSR Baldwin 1-3 - SO2 Rate Annual v3.1, Unit 2647 and retrofits | 417 | 7441 | Rate Constraint in lbs/MMBtu | FALSE | L | Annual | Seasons Included | Seasons | Winter, WintShld, Summer | Winter, WintShld, Summer | Winter, WintShld, Summer | Winter, WintShld, Summer | Winter, WintShld, Summer | Winter, WintShld, Summer | Winter, WintShld, Summer
NSR Baldwin 1-3 - SO2 Rate Annual v3.1, Unit 2647 and retrofits | 417 | 7441 | Rate Constraint in lbs/MMBtu | FALSE | L | Annual | Standard SO2 | lb/MMBtu | 0.1 | 0.1 | 0.1 | 0.1 | 0.1 | 0.1 | 0.1
NSR Baldwin 1-3 - SO2 Rate Annual v3.1, Unit 2647 and retrofits | 417 | 7441 | Rate Constraint in lbs/MMBtu | FALSE | L | Annual | Emissions at Affected Plants SO2 | Thousand Tons | 0 | 0 | 0 | 0 | 0 | 0 | 0
NSR Baldwin 1-3 - SO2 Rate Annual v3.1, Unit 2647 and retrofits | 417 | 7441 | Rate Constraint in lbs/MMBtu | FALSE | L | Annual | Allowances Purchased SO2 | Thousand Tons | 0 | 0 | 0 | 0 | 0 | 0 | 0
NSR Baldwin 1-3 - SO2 Rate Annual v3.1, Unit 2647 and retrofits | 417 | 7441 | Rate Constraint in lbs/MMBtu | FALSE | L | Annual | Allowances Sold SO2 | Thousand Tons | 0 | 0 | 0 | 0 | 0 | 0 | 0
NSR Baldwin 1-3 - SO2 Rate Annual v3.1, Unit 2647 and retrofits | 417 | 7441 | Rate Constraint in lbs/MMBtu | FALSE | L | Annual | Allowances Banked | Thousand Tons | 0 | 0 | 0 | 0 | 0 | 0 | 0
NSR Baldwin 1-3 - SO2 Rate Annual v3.1, Unit 2647 and retrofits | 417 | 7441 | Rate Constraint in lbs/MMBtu | FALSE | L | Annual | Allowances Withdrawn (1:1) | Thousand Tons | 0 | 0 | 0 | 0 | 0 | 0 | 0
NSR Baldwin 1-3 - SO2 Rate Annual v3.1, Unit 2647 and retrofits | 417 | 7441 | Rate Constraint in lbs/MMBtu | FALSE | L | Annual | Allowances Withdrawn (n:1) | Thousand Tons | 0 | 0 | 0 | 0 | 0 | 0 | 0
NSR Baldwin 1-3 - SO2 Rate Annual v3.1, Unit 2647 and retrofits | 417 | 7441 | Rate Constraint in lbs/MMBtu | FALSE | L | Annual | Net Emissions Allowance Position | Thousand Tons | 0 | 0 | 0 | 0 | 0 | 0 | 0
NSR Baldwin 1-3 - SO2 Rate Annual v3.1, Unit 2647 and retrofits | 417 | 7441 | Rate Constraint in lbs/MMBtu | FALSE | L | Annual | Fuel Consumed | TBtu | 0 | 0 | 0 | 0 | 0 | 0 | 0
NSR Baldwin 1-3 - SO2 Rate Annual v3.1, Unit 2647 and retrofits | 417 | 7441 | Rate Constraint in lbs/MMBtu | FALSE | L | Annual | Rate | lb/MMBtu | 0 | 0 | 0 | 0 | 0 | 0 | 0
NSR Baldwin 1-3 - SO2 Rate Annual v3.1, Unit 2647 and retrofits | 417 | 7441 | Rate Constraint in lbs/MMBtu | FALSE | L | Annual | Generation | TWh | 0 | 0 | 0 | 0 | 0 | 0 | 0
NSR Baldwin 1-3 - SO2 Rate Annual v3.1, Unit 2647 and retrofits | 417 | 7441 | Rate Constraint in lbs/MMBtu | FALSE | L | Annual | Qualifying Generation | TWh | 0 | 0 | 0 | 0 | 0 | 0 | 0
NSR Baldwin 1-3 - SO2 Rate Annual v3.1, Unit 2647 and retrofits | 417 | 7441 | Rate Constraint in lbs/MMBtu | FALSE | L | Annual | Rate | lb/MWh | 0 | 0 | 0 | 0 | 0 | 0 | 0
NSR Baldwin 1-3 - SO2 Rate Annual v3.1, Unit 2647 and retrofits | 417 | 7441 | Rate Constraint in lbs/MMBtu | FALSE | L | Annual | Constraint Shadow Price | US2019$/Ton | 0 | 0 | 0 | 0 | 0 | 0 | 0
NSR Big Bend 1-3 - NOX Rate Annual v5.14 | 418 | 7425 | Rate Constraint in lbs/MMBtu | FALSE | L | Annual | Seasons Included | Seasons | Winter, WintShld, Summer | Winter, WintShld, Summer | Winter, WintShld, Summer | Winter, WintShld, Summer | Winter, WintShld, Summer | Winter, WintShld, Summer | Winter, WintShld, Summer
NSR Big Bend 1-3 - NOX Rate Annual v5.14 | 418 | 7425 | Rate Constraint in lbs/MMBtu | FALSE | L | Annual | Standard NOX | lb/MMBtu | 0.12 | 0.12 | 0.12 | 0.12 | 0.12 | 0.12 | 0.12
NSR Big Bend 1-3 - NOX Rate Annual v5.14 | 418 | 7425 | Rate Constraint in lbs/MMBtu | FALSE | L | Annual | Emissions at Affected Plants NOX | Thousand Tons | 0 | 0 | 0 | 0 | 0 | 0 | 0
NSR Big Bend 1-3 - NOX Rate Annual v5.14 | 418 | 7425 | Rate Constraint in lbs/MMBtu | FALSE | L | Annual | Allowances Purchased NOX | Thousand Tons | 0 | 0 | 0 | 0 | 0 | 0 | 0
NSR Big Bend 1-3 - NOX Rate Annual v5.14 | 418 | 7425 | Rate Constraint in lbs/MMBtu | FALSE | L | Annual | Allowances Sold NOX | Thousand Tons | 0 | 0 | 0 | 0 | 0 | 0 | 0
NSR Big Bend 1-3 - NOX Rate Annual v5.14 | 418 | 7425 | Rate Constraint in lbs/MMBtu | FALSE | L | Annual | Allowances Banked | Thousand Tons | 0 | 0 | 0 | 0 | 0 | 0 | 0
NSR Big Bend 1-3 - NOX Rate Annual v5.14 | 418 | 7425 | Rate Constraint in lbs/MMBtu | FALSE | L | Annual | Allowances Withdrawn (1:1) | Thousand Tons | 0 | 0 | 0 | 0 | 0 | 0 | 0
NSR Big Bend 1-3 - NOX Rate Annual v5.14 | 418 | 7425 | Rate Constraint in lbs/MMBtu | FALSE | L | Annual | Allowances Withdrawn (n:1) | Thousand Tons | 0 | 0 | 0 | 0 | 0 | 0 | 0
NSR Big Bend 1-3 - NOX Rate Annual v5.14 | 418 | 7425 | Rate Constraint in lbs/MMBtu | FALSE | L | Annual | Net Emissions Allowance Position | Thousand Tons | 0 | 0 | 0 | 0 | 0 | 0 | 0
NSR Big Bend 1-3 - NOX Rate Annual v5.14 | 418 | 7425 | Rate Constraint in lbs/MMBtu | FALSE | L | Annual | Fuel Consumed | TBtu | 0 | 0 | 0 | 0 | 0 | 0 | 0
NSR Big Bend 1-3 - NOX Rate Annual v5.14 | 418 | 7425 | Rate Constraint in lbs/MMBtu | FALSE | L | Annual | Rate | lb/MMBtu | 0 | 0 | 0 | 0 | 0 | 0 | 0
NSR Big Bend 1-3 - NOX Rate Annual v5.14 | 418 | 7425 | Rate Constraint in lbs/MMBtu | FALSE | L | Annual | Generation | TWh | 0 | 0 | 0 | 0 | 0 | 0 | 0
NSR Big Bend 1-3 - NOX Rate Annual v5.14 | 418 | 7425 | Rate Constraint in lbs/MMBtu | FALSE | L | Annual | Qualifying Generation | TWh | 0 | 0 | 0 | 0 | 0 | 0 | 0
NSR Big Bend 1-3 - NOX Rate Annual v5.14 | 418 | 7425 | Rate Constraint in lbs/MMBtu | FALSE | L | Annual | Rate | lb/MWh | 0 | 0 | 0 | 0 | 0 | 0 | 0
NSR Big Bend 1-3 - NOX Rate Annual v5.14 | 418 | 7425 | Rate Constraint in lbs/MMBtu | FALSE | L | Annual | Constraint Shadow Price | US2019$/Ton | 0 | 0 | 0 | 0 | 0 | 0 | 0
NSR Big Cajun 2- NOx Cap Annual v5.13 | 419 | 7460 | Rate Constraint in MTons | FALSE | L | Annual | Seasons Included | Seasons | Winter, WintShld, Summer | Winter, WintShld, Summer | Winter, WintShld, Summer | Winter, WintShld, Summer | Winter, WintShld, Summer | Winter, WintShld, Summer | Winter, WintShld, Summer
NSR Big Cajun 2- NOx Cap Annual v5.13 | 419 | 7460 | Rate Constraint in MTons | FALSE | L | Annual | Standard NOX | Thousand Tons | 8.95 | 8.95 | 8.95 | 8.95 | 8.95 | 8.95 | 8.95
NSR Big Cajun 2- NOx Cap Annual v5.13 | 419 | 7460 | Rate Constraint in MTons | FALSE | L | Annual | Emissions at Affected Plants NOX | Thousand Tons | 0 | 0 | 0 | 0 | 0 | 0 | 0
NSR Big Cajun 2- NOx Cap Annual v5.13 | 419 | 7460 | Rate Constraint in MTons | FALSE | L | Annual | Allowances Purchased NOX | Thousand Tons | 0 | 0 | 0 | 0 | 0 | 0 | 0
NSR Big Cajun 2- NOx Cap Annual v5.13 | 419 | 7460 | Rate Constraint in MTons | FALSE | L | Annual | Allowances Sold NOX | Thousand Tons | 0 | 0 | 0 | 0 | 0 | 0 | 0
NSR Big Cajun 2- NOx Cap Annual v5.13 | 419 | 7460 | Rate Constraint in MTons | FALSE | L | Annual | Allowances Banked | Thousand Tons | 0 | 0 | 0 | 0 | 0 | 0 | 0
NSR Big Cajun 2- NOx Cap Annual v5.13 | 419 | 7460 | Rate Constraint in MTons | FALSE | L | Annual | Allowances Withdrawn (1:1) | Thousand Tons | 0 | 0 | 0 | 0 | 0 | 0 | 0
NSR Big Cajun 2- NOx Cap Annual v5.13 | 419 | 7460 | Rate Constraint in MTons | FALSE | L | Annual | Allowances Withdrawn (n:1) | Thousand Tons | 0 | 0 | 0 | 0 | 0 | 0 | 0
NSR Big Cajun 2- NOx Cap Annual v5.13 | 419 | 7460 | Rate Constraint in MTons | FALSE | L | Annual | Net Emissions Allowance Position | Thousand Tons | 0 | 0 | 0 | 0 | 0 | 0 | 0
NSR Big Cajun 2- NOx Cap Annual v5.13 | 419 | 7460 | Rate Constraint in MTons | FALSE | L | Annual | Fuel Consumed | TBtu | 0 | 0 | 0 | 0 | 0 | 0 | 0
NSR Big Cajun 2- NOx Cap Annual v5.13 | 419 | 7460 | Rate Constraint in MTons | FALSE | L | Annual | Rate | lb/MMBtu | 0 | 0 | 0 | 0 | 0 | 0 | 0
NSR Big Cajun 2- NOx Cap Annual v5.13 | 419 | 7460 | Rate Constraint in MTons | FALSE | L | Annual | Generation | TWh | 0 | 0 | 0 | 0 | 0 | 0 | 0
NSR Big Cajun 2- NOx Cap Annual v5.13 | 419 | 7460 | Rate Constraint in MTons | FALSE | L | Annual | Qualifying Generation | TWh | 0 | 0 | 0 | 0 | 0 | 0 | 0
NSR Big Cajun 2- NOx Cap Annual v5.13 | 419 | 7460 | Rate Constraint in MTons | FALSE | L | Annual | Rate | lb/MWh | 0 | 0 | 0 | 0 | 0 | 0 | 0
NSR Big Cajun 2- NOx Cap Annual v5.13 | 419 | 7460 | Rate Constraint in MTons | FALSE | L | Annual | Constraint Shadow Price | US2019$/Ton | 0 | 0 | 0 | 0 | 0 | 0 | 0
NSR Big Cajun 2- SO2 Cap Annual v5.13 | 420 | 7458 | Rate Constraint in MTons | FALSE | L | Annual | Seasons Included | Seasons | Winter, WintShld, Summer | Winter, WintShld, Summer | Winter, WintShld, Summer | Winter, WintShld, Summer | Winter, WintShld, Summer | Winter, WintShld, Summer | Winter, WintShld, Summer
NSR Big Cajun 2- SO2 Cap Annual v5.13 | 420 | 7458 | Rate Constraint in MTons | FALSE | L | Annual | Standard SO2 | Thousand Tons | 18.95 | 18.95 | 18.95 | 18.95 | 18.95 | 18.95 | 18.95
NSR Big Cajun 2- SO2 Cap Annual v5.13 | 420 | 7458 | Rate Constraint in MTons | FALSE | L | Annual | Emissions at Affected Plants SO2 | Thousand Tons | 0 | 0 | 0 | 0 | 0 | 0 | 0
NSR Big Cajun 2- SO2 Cap Annual v5.13 | 420 | 7458 | Rate Constraint in MTons | FALSE | L | Annual | Allowances Purchased SO2 | Thousand Tons | 0 | 0 | 0 | 0 | 0 | 0 | 0
NSR Big Cajun 2- SO2 Cap Annual v5.13 | 420 | 7458 | Rate Constraint in MTons | FALSE | L | Annual | Allowances Sold SO2 | Thousand Tons | 0 | 0 | 0 | 0 | 0 | 0 | 0
NSR Big Cajun 2- SO2 Cap Annual v5.13 | 420 | 7458 | Rate Constraint in MTons | FALSE | L | Annual | Allowances Banked | Thousand Tons | 0 | 0 | 0 | 0 | 0 | 0 | 0
NSR Big Cajun 2- SO2 Cap Annual v5.13 | 420 | 7458 | Rate Constraint in MTons | FALSE | L | Annual | Allowances Withdrawn (1:1) | Thousand Tons | 0 | 0 | 0 | 0 | 0 | 0 | 0
NSR Big Cajun 2- SO2 Cap Annual v5.13 | 420 | 7458 | Rate Constraint in MTons | FALSE | L | Annual | Allowances Withdrawn (n:1) | Thousand Tons | 0 | 0 | 0 | 0 | 0 | 0 | 0
NSR Big Cajun 2- SO2 Cap Annual v5.13 | 420 | 7458 | Rate Constraint in MTons | FALSE | L | Annual | Net Emissions Allowance Position | Thousand Tons | 0 | 0 | 0 | 0 | 0 | 0 | 0
NSR Big Cajun 2- SO2 Cap Annual v5.13 | 420 | 7458 | Rate Constraint in MTons | FALSE | L | Annual | Fuel Consumed | TBtu | 0 | 0 | 0 | 0 | 0 | 0 | 0
NSR Big Cajun 2- SO2 Cap Annual v5.13 | 420 | 7458 | Rate Constraint in MTons | FALSE | L | Annual | Rate | lb/MMBtu | 0 | 0 | 0 | 0 | 0 | 0 | 0
NSR Big Cajun 2- SO2 Cap Annual v5.13 | 420 | 7458 | Rate Constraint in MTons | FALSE | L | Annual | Generation | TWh | 0 | 0 | 0 | 0 | 0 | 0 | 0
NSR Big Cajun 2- SO2 Cap Annual v5.13 | 420 | 7458 | Rate Constraint in MTons | FALSE | L | Annual | Qualifying Generation | TWh | 0 | 0 | 0 | 0 | 0 | 0 | 0
NSR Big Cajun 2- SO2 Cap Annual v5.13 | 420 | 7458 | Rate Constraint in MTons | FALSE | L | Annual | Rate | lb/MWh | 0 | 0 | 0 | 0 | 0 | 0 | 0
NSR Big Cajun 2- SO2 Cap Annual v5.13 | 420 | 7458 | Rate Constraint in MTons | FALSE | L | Annual | Constraint Shadow Price | US2019$/Ton | 0 | 0 | 0 | 0 | 0 | 0 | 0
NSR Big Cajun 2- Unit 1 - Hg Rate Annual v5.13 | 421 | 7462 | Rate Constraint in lbs/MMBtu | FALSE | L | Annual | Seasons Included | Seasons | Winter, WintShld, Summer | Winter, WintShld, Summer | Winter, WintShld, Summer | Winter, WintShld, Summer | Winter, WintShld, Summer | Winter, WintShld, Summer | Winter, WintShld, Summer
NSR Big Cajun 2- Unit 1 - Hg Rate Annual v5.13 | 421 | 7462 | Rate Constraint in lbs/MMBtu | FALSE | L | Annual | Standard MER | lb/MMBtu | 0.03 | 0.03 | 0.03 | 0.03 | 0.03 | 0.03 | 0.03
NSR Big Cajun 2- Unit 1 - Hg Rate Annual v5.13 | 421 | 7462 | Rate Constraint in lbs/MMBtu | FALSE | L | Annual | Emissions at Affected Plants MER | lbs | 0 | 0 | 0 | 0 | 0 | 0 | 0
NSR Big Cajun 2- Unit 1 - Hg Rate Annual v5.13 | 421 | 7462 | Rate Constraint in lbs/MMBtu | FALSE | L | Annual | Allowances Purchased MER | lbs | 0 | 0 | 0 | 0 | 0 | 0 | 0
NSR Big Cajun 2- Unit 1 - Hg Rate Annual v5.13 | 421 | 7462 | Rate Constraint in lbs/MMBtu | FALSE | L | Annual | Allowances Sold MER | lbs | 0 | 0 | 0 | 0 | 0 | 0 | 0
NSR Big Cajun 2- Unit 1 - Hg Rate Annual v5.13 | 421 | 7462 | Rate Constraint in lbs/MMBtu | FALSE | L | Annual | Allowances Banked | lbs | 0 | 0 | 0 | 0 | 0 | 0 | 0
NSR Big Cajun 2- Unit 1 - Hg Rate Annual v5.13 | 421 | 7462 | Rate Constraint in lbs/MMBtu | FALSE | L | Annual | Allowances Withdrawn (1:1) | lbs | 0 | 0 | 0 | 0 | 0 | 0 | 0
NSR Big Cajun 2- Unit 1 - Hg Rate Annual v5.13 | 421 | 7462 | Rate Constraint in lbs/MMBtu | FALSE | L | Annual | Allowances Withdrawn (n:1) | lbs | 0 | 0 | 0 | 0 | 0 | 0 | 0
NSR Big Cajun 2- Unit 1 - Hg Rate Annual v5.13 | 421 | 7462 | Rate Constraint in lbs/MMBtu | FALSE | L | Annual | Net Emissions Allowance Position | lbs | 0 | 0 | 0 | 0 | 0 | 0 | 0
NSR Big Cajun 2- Unit 1 - Hg Rate Annual v5.13 | 421 | 7462 | Rate Constraint in lbs/MMBtu | FALSE | L | Annual | Fuel Consumed | TBtu | 0 | 0 | 0 | 0 | 0 | 0 | 0
NSR Big Cajun 2- Unit 1 - Hg Rate Annual v5.13 | 421 | 7462 | Rate Constraint in lbs/MMBtu | FALSE | L | Annual | Rate | lb/MMBtu | 0 | 0 | 0 | 0 | 0 | 0 | 0
NSR Big Cajun 2- Unit 1 - Hg Rate Annual v5.13 | 421 | 7462 | Rate Constraint in lbs/MMBtu | FALSE | L | Annual | Generation | TWh | 0 | 0 | 0 | 0 | 0 | 0 | 0
NSR Big Cajun 2- Unit 1 - Hg Rate Annual v5.13 | 421 | 7462 | Rate Constraint in lbs/MMBtu | FALSE | L | Annual | Qualifying Generation | TWh | 0 | 0 | 0 | 0 | 0 | 0 | 0
NSR Big Cajun 2- Unit 1 - Hg Rate Annual v5.13 | 421 | 7462 | Rate Constraint in lbs/MMBtu | FALSE | L | Annual | Rate | lb/MWh | 0 | 0 | 0 | 0 | 0 | 0 | 0
NSR Big Cajun 2- Unit 1 - Hg Rate Annual v5.13 | 421 | 7462 | Rate Constraint in lbs/MMBtu | FALSE | L | Annual | Constraint Shadow Price | US2019$/Lb | 0 | 0 | 0 | 0 | 0 | 0 | 0
NSR Big Cajun 2- Unit 1 - NOx Rate Annual v5.13 | 422 | 7459 | Rate Constraint in lbs/MMBtu | FALSE | L | Annual | Seasons Included | Seasons | Winter, WintShld, Summer | Winter, WintShld, Summer | Winter, WintShld, Summer | Winter, WintShld, Summer | Winter, WintShld, Summer | Winter, WintShld, Summer | Winter, WintShld, Summer
NSR Big Cajun 2- Unit 1 - NOx Rate Annual v5.13 | 422 | 7459 | Rate Constraint in lbs/MMBtu | FALSE | L | Annual | Standard NOX | lb/MMBtu | 0.15 | 0.15 | 0.15 | 0.15 | 0.15 | 0.15 | 0.15
NSR Big Cajun 2- Unit 1 - NOx Rate Annual v5.13 | 422 | 7459 | Rate Constraint in lbs/MMBtu | FALSE | L | Annual | Emissions at Affected Plants NOX | Thousand Tons | 0 | 0 | 0 | 0 | 0 | 0 | 0
NSR Big Cajun 2- Unit 1 - NOx Rate Annual v5.13 | 422 | 7459 | Rate Constraint in lbs/MMBtu | FALSE | L | Annual | Allowances Purchased NOX | Thousand Tons | 0 | 0 | 0 | 0 | 0 | 0 | 0
NSR Big Cajun 2- Unit 1 - NOx Rate Annual v5.13 | 422 | 7459 | Rate Constraint in lbs/MMBtu | FALSE | L | Annual | Allowances Sold NOX | Thousand Tons | 0 | 0 | 0 | 0 | 0 | 0 | 0
NSR Big Cajun 2- Unit 1 - NOx Rate Annual v5.13 | 422 | 7459 | Rate Constraint in lbs/MMBtu | FALSE | L | Annual | Allowances Banked | Thousand Tons | 0 | 0 | 0 | 0 | 0 | 0 | 0
NSR Big Cajun 2- Unit 1 - NOx Rate Annual v5.13 | 422 | 7459 | Rate Constraint in lbs/MMBtu | FALSE | L | Annual | Allowances Withdrawn (1:1) | Thousand Tons | 0 | 0 | 0 | 0 | 0 | 0 | 0
NSR Big Cajun 2- Unit 1 - NOx Rate Annual v5.13 | 422 | 7459 | Rate Constraint in lbs/MMBtu | FALSE | L | Annual | Allowances Withdrawn (n:1) | Thousand Tons | 0 | 0 | 0 | 0 | 0 | 0 | 0
NSR Big Cajun 2- Unit 1 - NOx Rate Annual v5.13 | 422 | 7459 | Rate Constraint in lbs/MMBtu | FALSE | L | Annual | Net Emissions Allowance Position | Thousand Tons | 0 | 0 | 0 | 0 | 0 | 0 | 0
NSR Big Cajun 2- Unit 1 - NOx Rate Annual v5.13 | 422 | 7459 | Rate Constraint in lbs/MMBtu | FALSE | L | Annual | Fuel Consumed | TBtu | 0 | 0 | 0 | 0 | 0 | 0 | 0
NSR Big Cajun 2- Unit 1 - NOx Rate Annual v5.13 | 422 | 7459 | Rate Constraint in lbs/MMBtu | FALSE | L | Annual | Rate | lb/MMBtu | 0 | 0 | 0 | 0 | 0 | 0 | 0
NSR Big Cajun 2- Unit 1 - NOx Rate Annual v5.13 | 422 | 7459 | Rate Constraint in lbs/MMBtu | FALSE | L | Annual | Generation | TWh | 0 | 0 | 0 | 0 | 0 | 0 | 0
NSR Big Cajun 2- Unit 1 - NOx Rate Annual v5.13 | 422 | 7459 | Rate Constraint in lbs/MMBtu | FALSE | L | Annual | Qualifying Generation | TWh | 0 | 0 | 0 | 0 | 0 | 0 | 0
NSR Big Cajun 2- Unit 1 - NOx Rate Annual v5.13 | 422 | 7459 | Rate Constraint in lbs/MMBtu | FALSE | L | Annual | Rate | lb/MWh | 0 | 0 | 0 | 0 | 0 | 0 | 0
NSR Big Cajun 2- Unit 1 - NOx Rate Annual v5.13 | 422 | 7459 | Rate Constraint in lbs/MMBtu | FALSE | L | Annual | Constraint Shadow Price | US2019$/Ton | 0 | 0 | 0 | 0 | 0 | 0 | 0
NSR Big Cajun 2- Unit 1 - SO2 Rate Annual v5.13 | 423 | 7457 | Rate Constraint in lbs/MMBtu | FALSE | L | Annual | Seasons Included | Seasons | Winter, WintShld, Summer | Winter, WintShld, Summer | Winter, WintShld, Summer | Winter, WintShld, Summer | Winter, WintShld, Summer | Winter, WintShld, Summer | Winter, WintShld, Summer
NSR Big Cajun 2- Unit 1 - SO2 Rate Annual v5.13 | 423 | 7457 | Rate Constraint in lbs/MMBtu | FALSE | L | Annual | Standard SO2 | lb/MMBtu | 0.07 | 0.07 | 0.07 | 0.07 | 0.07 | 0.07 | 0.07
NSR Big Cajun 2- Unit 1 - SO2 Rate Annual v5.13 | 423 | 7457 | Rate Constraint in lbs/MMBtu | FALSE | L | Annual | Emissions at Affected Plants SO2 | Thousand Tons | 0 | 0 | 0 | 0 | 0 | 0 | 0
NSR Big Cajun 2- Unit 1 - SO2 Rate Annual v5.13 | 423 | 7457 | Rate Constraint in lbs/MMBtu | FALSE | L | Annual | Allowances Purchased SO2 | Thousand Tons | 0 | 0 | 0 | 0 | 0 | 0 | 0
NSR Big Cajun 2- Unit 1 - SO2 Rate Annual v5.13 | 423 | 7457 | Rate Constraint in lbs/MMBtu | FALSE | L | Annual | Allowances Sold SO2 | Thousand Tons | 0 | 0 | 0 | 0 | 0 | 0 | 0
NSR Big Cajun 2- Unit 1 - SO2 Rate Annual v5.13 | 423 | 7457 | Rate Constraint in lbs/MMBtu | FALSE | L | Annual | Allowances Banked | Thousand Tons | 0 | 0 | 0 | 0 | 0 | 0 | 0
NSR Big Cajun 2- Unit 1 - SO2 Rate Annual v5.13 | 423 | 7457 | Rate Constraint in lbs/MMBtu | FALSE | L | Annual | Allowances Withdrawn (1:1) | Thousand Tons | 0 | 0 | 0 | 0 | 0 | 0 | 0
NSR Big Cajun 2- Unit 1 - SO2 Rate Annual v5.13 | 423 | 7457 | Rate Constraint in lbs/MMBtu | FALSE | L | Annual | Allowances Withdrawn (n:1) | Thousand Tons | 0 | 0 | 0 | 0 | 0 | 0 | 0
NSR Big Cajun 2- Unit 1 - SO2 Rate Annual v5.13 | 423 | 7457 | Rate Constraint in lbs/MMBtu | FALSE | L | Annual | Net Emissions Allowance Position | Thousand Tons | 0 | 0 | 0 | 0 | 0 | 0 | 0
NSR Big Cajun 2- Unit 1 - SO2 Rate Annual v5.13 | 423 | 7457 | Rate Constraint in lbs/MMBtu | FALSE | L | Annual | Fuel Consumed | TBtu | 0 | 0 | 0 | 0 | 0 | 0 | 0
NSR Big Cajun 2- Unit 1 - SO2 Rate Annual v5.13 | 423 | 7457 | Rate Constraint in lbs/MMBtu | FALSE | L | Annual | Rate | lb/MMBtu | 0 | 0 | 0 | 0 | 0 | 0 | 0
NSR Big Cajun 2- Unit 1 - SO2 Rate Annual v5.13 | 423 | 7457 | Rate Constraint in lbs/MMBtu | FALSE | L | Annual | Generation | TWh | 0 | 0 | 0 | 0 | 0 | 0 | 0
NSR Big Cajun 2- Unit 1 - SO2 Rate Annual v5.13 | 423 | 7457 | Rate Constraint in lbs/MMBtu | FALSE | L | Annual | Qualifying Generation | TWh | 0 | 0 | 0 | 0 | 0 | 0 | 0
NSR Big Cajun 2- Unit 1 - SO2 Rate Annual v5.13 | 423 | 7457 | Rate Constraint in lbs/MMBtu | FALSE | L | Annual | Rate | lb/MWh | 0 | 0 | 0 | 0 | 0 | 0 | 0
NSR Big Cajun 2- Unit 1 - SO2 Rate Annual v5.13 | 423 | 7457 | Rate Constraint in lbs/MMBtu | FALSE | L | Annual | Constraint Shadow Price | US2019$/Ton | 0 | 0 | 0 | 0 | 0 | 0 | 0
NSR Big Cajun 2- Unit 3 - Hg Rate Annual v5.13 | 424 | 7463 | Rate Constraint in lbs/MMBtu | FALSE | L | Annual | Seasons Included | Seasons | Winter, WintShld, Summer | Winter, WintShld, Summer | Winter, WintShld, Summer | Winter, WintShld, Summer | Winter, WintShld, Summer | Winter, WintShld, Summer | Winter, WintShld, Summer
NSR Big Cajun 2- Unit 3 - Hg Rate Annual v5.13 | 424 | 7463 | Rate Constraint in lbs/MMBtu | FALSE | L | Annual | Standard MER | lb/MMBtu | 0.03 | 0.03 | 0.03 | 0.03 | 0.03 | 0.03 | 0.03
NSR Big Cajun 2- Unit 3 - Hg Rate Annual v5.13 | 424 | 7463 | Rate Constraint in lbs/MMBtu | FALSE | L | Annual | Emissions at Affected Plants MER | lbs | 0 | 0 | 0 | 0 | 0 | 0 | 0
NSR Big Cajun 2- Unit 3 - Hg Rate Annual v5.13 | 424 | 7463 | Rate Constraint in lbs/MMBtu | FALSE | L | Annual | Allowances Purchased MER | lbs | 0 | 0 | 0 | 0 | 0 | 0 | 0
NSR Big Cajun 2- Unit 3 - Hg Rate Annual v5.13 | 424 | 7463 | Rate Constraint in lbs/MMBtu | FALSE | L | Annual | Allowances Sold MER | lbs | 0 | 0 | 0 | 0 | 0 | 0 | 0
NSR Big Cajun 2- Unit 3 - Hg Rate Annual v5.13 | 424 | 7463 | Rate Constraint in lbs/MMBtu | FALSE | L | Annual | Allowances Banked | lbs | 0 | 0 | 0 | 0 | 0 | 0 | 0
NSR Big Cajun 2- Unit 3 - Hg Rate Annual v5.13 | 424 | 7463 | Rate Constraint in lbs/MMBtu | FALSE | L | Annual | Allowances Withdrawn (1:1) | lbs | 0 | 0 | 0 | 0 | 0 | 0 | 0
NSR Big Cajun 2- Unit 3 - Hg Rate Annual v5.13 | 424 | 7463 | Rate Constraint in lbs/MMBtu | FALSE | L | Annual | Allowances Withdrawn (n:1) | lbs | 0 | 0 | 0 | 0 | 0 | 0 | 0
NSR Big Cajun 2- Unit 3 - Hg Rate Annual v5.13 | 424 | 7463 | Rate Constraint in lbs/MMBtu | FALSE | L | Annual | Net Emissions Allowance Position | lbs | 0 | 0 | 0 | 0 | 0 | 0 | 0
NSR Big Cajun 2- Unit 3 - Hg Rate Annual v5.13 | 424 | 7463 | Rate Constraint in lbs/MMBtu | FALSE | L | Annual | Fuel Consumed | TBtu | 0 | 0 | 0 | 0 | 0 | 0 | 0
NSR Big Cajun 2- Unit 3 - Hg Rate Annual v5.13 | 424 | 7463 | Rate Constraint in lbs/MMBtu | FALSE | L | Annual | Rate | lb/MMBtu | 0 | 0 | 0 | 0 | 0 | 0 | 0
NSR Big Cajun 2- Unit 3 - Hg Rate Annual v5.13 | 424 | 7463 | Rate Constraint in lbs/MMBtu | FALSE | L | Annual | Generation | TWh | 0 | 0 | 0 | 0 | 0 | 0 | 0
NSR Big Cajun 2- Unit 3 - Hg Rate Annual v5.13 | 424 | 7463 | Rate Constraint in lbs/MMBtu | FALSE | L | Annual | Qualifying Generation | TWh | 0 | 0 | 0 | 0 | 0 | 0 | 0
NSR Big Cajun 2- Unit 3 - Hg Rate Annual v5.13 | 424 | 7463 | Rate Constraint in lbs/MMBtu | FALSE | L | Annual | Rate | lb/MWh | 0 | 0 | 0 | 0 | 0 | 0 | 0
NSR Big Cajun 2- Unit 3 - Hg Rate Annual v5.13 | 424 | 7463 | Rate Constraint in lbs/MMBtu | FALSE | L | Annual | Constraint Shadow Price | US2019$/Lb | 0 | 0 | 0 | 0 | 0 | 0 | 0
NSR Big Cajun 2- Unit 3 - NOx Rate Annual v5.13 | 425 | 7461 | Rate Constraint in lbs/MMBtu | FALSE | L | Annual | Seasons Included | Seasons | Winter, WintShld, Summer | Winter, WintShld, Summer | Winter, WintShld, Summer | Winter, WintShld, Summer | Winter, WintShld, Summer | Winter, WintShld, Summer | Winter, WintShld, Summer
NSR Big Cajun 2- Unit 3 - NOx Rate Annual v5.13 | 425 | 7461 | Rate Constraint in lbs/MMBtu | FALSE | L | Annual | Standard NOX | lb/MMBtu | 0.135 | 0.135 | 0.135 | 0.135 | 0.135 | 0.135 | 0.135
NSR Big Cajun 2- Unit 3 - NOx Rate Annual v5.13 | 425 | 7461 | Rate Constraint in lbs/MMBtu | FALSE | L | Annual | Emissions at Affected Plants NOX | Thousand Tons | 0 | 0 | 0 | 0 | 0 | 0 | 0
NSR Big Cajun 2- Unit 3 - NOx Rate Annual v5.13 | 425 | 7461 | Rate Constraint in lbs/MMBtu | FALSE | L | Annual | Allowances Purchased NOX | Thousand Tons | 0 | 0 | 0 | 0 | 0 | 0 | 0
NSR Big Cajun 2- Unit 3 - NOx Rate Annual v5.13 | 425 | 7461 | Rate Constraint in lbs/MMBtu | FALSE | L | Annual | Allowances Sold NOX | Thousand Tons | 0 | 0 | 0 | 0 | 0 | 0 | 0
NSR Big Cajun 2- Unit 3 - NOx Rate Annual v5.13 | 425 | 7461 | Rate Constraint in lbs/MMBtu | FALSE | L | Annual | Allowances Banked | Thousand Tons | 0 | 0 | 0 | 0 | 0 | 0 | 0
NSR Big Cajun 2- Unit 3 - NOx Rate Annual v5.13 | 425 | 7461 | Rate Constraint in lbs/MMBtu | FALSE | L | Annual | Allowances Withdrawn (1:1) | Thousand Tons | 0 | 0 | 0 | 0 | 0 | 0 | 0
NSR Big Cajun 2- Unit 3 - NOx Rate Annual v5.13 | 425 | 7461 | Rate Constraint in lbs/MMBtu | FALSE | L | Annual | Allowances Withdrawn (n:1) | Thousand Tons | 0 | 0 | 0 | 0 | 0 | 0 | 0
NSR Big Cajun 2- Unit 3 - NOx Rate Annual v5.13 | 425 | 7461 | Rate Constraint in lbs/MMBtu | FALSE | L | Annual | Net Emissions Allowance Position | Thousand Tons | 0 | 0 | 0 | 0 | 0 | 0 | 0
NSR Big Cajun 2- Unit 3 - NOx Rate Annual v5.13 | 425 | 7461 | Rate Constraint in lbs/MMBtu | FALSE | L | Annual | Fuel Consumed | TBtu | 0 | 0 | 0 | 0 | 0 | 0 | 0
NSR Big Cajun 2- Unit 3 - NOx Rate Annual v5.13 | 425 | 7461 | Rate Constraint in lbs/MMBtu | FALSE | L | Annual | Rate | lb/MMBtu | 0 | 0 | 0 | 0 | 0 | 0 | 0
NSR Big Cajun 2- Unit 3 - NOx Rate Annual v5.13 | 425 | 7461 | Rate Constraint in lbs/MMBtu | FALSE | L | Annual | Generation | TWh | 0 | 0 | 0 | 0 | 0 | 0 | 0
NSR Big Cajun 2- Unit 3 - NOx Rate Annual v5.13 | 425 | 7461 | Rate Constraint in lbs/MMBtu | FALSE | L | Annual | Qualifying Generation | TWh | 0 | 0 | 0 | 0 | 0 | 0 | 0
NSR Big Cajun 2- Unit 3 - NOx Rate Annual v5.13 | 425 | 7461 | Rate Constraint in lbs/MMBtu | FALSE | L | Annual | Rate | lb/MWh | 0 | 0 | 0 | 0 | 0 | 0 | 0
NSR Big Cajun 2- Unit 3 - NOx Rate Annual v5.13 | 425 | 7461 | Rate Constraint in lbs/MMBtu | FALSE | L | Annual | Constraint Shadow Price | US2019$/Ton | 0 | 0 | 0 | 0 | 0 | 0 | 0
NSR Boswell 1-3 - SO2 Rate Annual v5.14 | 426 | 7484 | Rate Constraint in lbs/MMBtu | FALSE | L | Annual | Seasons Included | Seasons | Winter, WintShld, Summer | Winter, WintShld, Summer | Winter, WintShld, Summer | Winter, WintShld, Summer | Winter, WintShld, Summer | Winter, WintShld, Summer | Winter, WintShld, Summer
NSR Boswell 1-3 - SO2 Rate Annual v5.14 | 426 | 7484 | Rate Constraint in lbs/MMBtu | FALSE | L | Annual | Standard SO2 | lb/MMBtu | 0.03 | 0.03 | 0.03 | 0.03 | 0.03 | 0.03 | 0.03
NSR Boswell 1-3 - SO2 Rate Annual v5.14 | 426 | 7484 | Rate Constraint in lbs/MMBtu | FALSE | L | Annual | Emissions at Affected Plants SO2 | Thousand Tons | 0.30724 | 0 | 0 | 0 | 0 | 0 | 0
NSR Boswell 1-3 - SO2 Rate Annual v5.14 | 426 | 7484 | Rate Constraint in lbs/MMBtu | FALSE | L | Annual | Allowances Purchased SO2 | Thousand Tons | 0 | 0 | 0 | 0 | 0 | 0 | 0
NSR Boswell 1-3 - SO2 Rate Annual v5.14 | 426 | 7484 | Rate Constraint in lbs/MMBtu | FALSE | L | Annual | Allowances Sold SO2 | Thousand Tons | 0 | 0 | 0 | 0 | 0 | 0 | 0
NSR Boswell 1-3 - SO2 Rate Annual v5.14 | 426 | 7484 | Rate Constraint in lbs/MMBtu | FALSE | L | Annual | Allowances Banked | Thousand Tons | 0 | 0 | 0 | 0 | 0 | 0 | 0
NSR Boswell 1-3 - SO2 Rate Annual v5.14 | 426 | 7484 | Rate Constraint in lbs/MMBtu | FALSE | L | Annual | Allowances Withdrawn (1:1) | Thousand Tons | 0 | 0 | 0 | 0 | 0 | 0 | 0
NSR Boswell 1-3 - SO2 Rate Annual v5.14 | 426 | 7484 | Rate Constraint in lbs/MMBtu | FALSE | L | Annual | Allowances Withdrawn (n:1) | Thousand Tons | 0 | 0 | 0 | 0 | 0 | 0 | 0
NSR Boswell 1-3 - SO2 Rate Annual v5.14 | 426 | 7484 | Rate Constraint in lbs/MMBtu | FALSE | L | Annual | Net Emissions Allowance Position | Thousand Tons | 0.30724 | 0 | 0 | 0 | 0 | 0 | 0
NSR Boswell 1-3 - SO2 Rate Annual v5.14 | 426 | 7484 | Rate Constraint in lbs/MMBtu | FALSE | L | Annual | Fuel Consumed | TBtu | 20.5498 | 0 | 0 | 0 | 0 | 0 | 0
NSR Boswell 1-3 - SO2 Rate Annual v5.14 | 426 | 7484 | Rate Constraint in lbs/MMBtu | FALSE | L | Annual | Rate | lb/MMBtu | 0.029903 | 0 | 0 | 0 | 0 | 0 | 0
NSR Boswell 1-3 - SO2 Rate Annual v5.14 | 426 | 7484 | Rate Constraint in lbs/MMBtu | FALSE | L | Annual | Generation | TWh | 1.9388 | 0 | 0 | 0 | 0 | 0 | 0
NSR Boswell 1-3 - SO2 Rate Annual v5.14 | 426 | 7484 | Rate Constraint in lbs/MMBtu | FALSE | L | Annual | Qualifying Generation | TWh | 1.9388 | 0 | 0 | 0 | 0 | 0 | 0
NSR Boswell 1-3 - SO2 Rate Annual v5.14 | 426 | 7484 | Rate Constraint in lbs/MMBtu | FALSE | L | Annual | Rate | lb/MWh | 0.31694 | 0 | 0 | 0 | 0 | 0 | 0
NSR Boswell 1-3 - SO2 Rate Annual v5.14 | 426 | 7484 | Rate Constraint in lbs/MMBtu | FALSE | L | Annual | Constraint Shadow Price | US2019$/Ton | 0 | 19191.0707 | 9232.9918 | 0 | 2015.7124 | 0 | 0
NSR Boswell 3 - NOX Rate Annual v5.14 | 427 | 7485 | Rate Constraint in lbs/MMBtu | FALSE | L | Annual | Seasons Included | Seasons | Winter, WintShld, Summer | Winter, WintShld, Summer | Winter, WintShld, Summer | Winter, WintShld, Summer | Winter, WintShld, Summer | Winter, WintShld, Summer | Winter, WintShld, Summer
NSR Boswell 3 - NOX Rate Annual v5.14 | 427 | 7485 | Rate Constraint in lbs/MMBtu | FALSE | L | Annual | Standard NOX | lb/MMBtu | 0.06 | 0.06 | 0.06 | 0.06 | 0.06 | 0.06 | 0.06
NSR Boswell 3 - NOX Rate Annual v5.14 | 427 | 7485 | Rate Constraint in lbs/MMBtu | FALSE | L | Annual | Emissions at Affected Plants NOX | Thousand Tons | 0.58402 | 0 | 0 | 0 | 0 | 0 | 0
NSR Boswell 3 - NOX Rate Annual v5.14 | 427 | 7485 | Rate Constraint in lbs/MMBtu | FALSE | L | Annual | Allowances Purchased NOX | Thousand Tons | 0 | 0 | 0 | 0 | 0 | 0 | 0
NSR Boswell 3 - NOX Rate Annual v5.14 | 427 | 7485 | Rate Constraint in lbs/MMBtu | FALSE | L | Annual | Allowances Sold NOX | Thousand Tons | 0 | 0 | 0 | 0 | 0 | 0 | 0
NSR Boswell 3 - NOX Rate Annual v5.14 | 427 | 7485 | Rate Constraint in lbs/MMBtu | FALSE | L | Annual | Allowances Banked | Thousand Tons | 0 | 0 | 0 | 0 | 0 | 0 | 0
NSR Boswell 3 - NOX Rate Annual v5.14 | 427 | 7485 | Rate Constraint in lbs/MMBtu | FALSE | L | Annual | Allowances Withdrawn (1:1) | Thousand Tons | 0 | 0 | 0 | 0 | 0 | 0 | 0
NSR Boswell 3 - NOX Rate Annual v5.14 | 427 | 7485 | Rate Constraint in lbs/MMBtu | FALSE | L | Annual | Allowances Withdrawn (n:1) | Thousand Tons | 0 | 0 | 0 | 0 | 0 | 0 | 0
NSR Boswell 3 - NOX Rate Annual v5.14 | 427 | 7485 | Rate Constraint in lbs/MMBtu | FALSE | L | Annual | Net Emissions Allowance Position | Thousand Tons | 0.58402 | 0 | 0 | 0 | 0 | 0 | 0
NSR Boswell 3 - NOX Rate Annual v5.14 | 427 | 7485 | Rate Constraint in lbs/MMBtu | FALSE | L | Annual | Fuel Consumed | TBtu | 20.5498 | 0 | 0 | 0 | 0 | 0 | 0
NSR Boswell 3 - NOX Rate Annual v5.14 | 427 | 7485 | Rate Constraint in lbs/MMBtu | FALSE | L | Annual | Rate | lb/MMBtu | 0.05684 | 0 | 0 | 0 | 0 | 0 | 0
NSR Boswell 3 - NOX Rate Annual v5.14 | 427 | 7485 | Rate Constraint in lbs/MMBtu | FALSE | L | Annual | Generation | TWh | 1.9388 | 0 | 0 | 0 | 0 | 0 | 0
NSR Boswell 3 - NOX Rate Annual v5.14 | 427 | 7485 | Rate Constraint in lbs/MMBtu | FALSE | L | Annual | Qualifying Generation | TWh | 1.9388 | 0 | 0 | 0 | 0 | 0 | 0
NSR Boswell 3 - NOX Rate Annual v5.14 | 427 | 7485 | Rate Constraint in lbs/MMBtu | FALSE | L | Annual | Rate | lb/MWh | 0.60245 | 0 | 0 | 0 | 0 | 0 | 0
NSR Boswell 3 - NOX Rate Annual v5.14 | 427 | 7485 | Rate Constraint in lbs/MMBtu | FALSE | L | Annual | Constraint Shadow Price | US2019$/Ton | 0 | 0 | 0 | 0 | 0 | 0 | 0
NSR Boswell 4 - NOX Rate Annual v5.14 | 428 | 7487 | Rate Constraint in lbs/MMBtu | FALSE | L | Annual | Seasons Included | Seasons | Winter, WintShld, Summer | Winter, WintShld, Summer | Winter, WintShld, Summer | Winter, WintShld, Summer | Winter, WintShld, Summer | Winter, WintShld, Summer | Winter, WintShld, Summer
NSR Boswell 4 - NOX Rate Annual v5.14 | 428 | 7487 | Rate Constraint in lbs/MMBtu | FALSE | L | Annual | Standard NOX | lb/MMBtu | 0.12 | 0.12 | 0.12 | 0.12 | 0.12 | 0.12 | 0.12
NSR Boswell 4 - NOX Rate Annual v5.14 | 428 | 7487 | Rate Constraint in lbs/MMBtu | FALSE | L | Annual | Emissions at Affected Plants NOX | Thousand Tons | 1.8174 | 1.9073 | 0 | 0 | 0 | 0 | 0
NSR Boswell 4 - NOX Rate Annual v5.14 | 428 | 7487 | Rate Constraint in lbs/MMBtu | FALSE | L | Annual | Allowances Purchased NOX | Thousand Tons | 0 | 0 | 0 | 0 | 0 | 0 | 0
NSR Boswell 4 - NOX Rate Annual v5.14 | 428 | 7487 | Rate Constraint in lbs/MMBtu | FALSE | L | Annual | Allowances Sold NOX | Thousand Tons | 0 | 0 | 0 | 0 | 0 | 0 | 0
NSR Boswell 4 - NOX Rate Annual v5.14 | 428 | 7487 | Rate Constraint in lbs/MMBtu | FALSE | L | Annual | Allowances Banked | Thousand Tons | 0 | 0 | 0 | 0 | 0 | 0 | 0
NSR Boswell 4 - NOX Rate Annual v5.14 | 428 | 7487 | Rate Constraint in lbs/MMBtu | FALSE | L | Annual | Allowances Withdrawn (1:1) | Thousand Tons | 0 | 0 | 0 | 0 | 0 | 0 | 0
NSR Boswell 4 - NOX Rate Annual v5.14 | 428 | 7487 | Rate Constraint in lbs/MMBtu | FALSE | L | Annual | Allowances Withdrawn (n:1) | Thousand Tons | 0 | 0 | 0 | 0 | 0 | 0 | 0
NSR Boswell 4 - NOX Rate Annual v5.14 | 428 | 7487 | Rate Constraint in lbs/MMBtu | FALSE | L | Annual | Net Emissions Allowance Position | Thousand Tons | 1.8174 | 1.9073 | 0 | 0 | 0 | 0 | 0
NSR Boswell 4 - NOX Rate Annual v5.14 | 428 | 7487 | Rate Constraint in lbs/MMBtu | FALSE | L | Annual | Fuel Consumed | TBtu | 35.0515 | 36.7841 | 0 | 0 | 0 | 0 | 0
NSR Boswell 4 - NOX Rate Annual v5.14 | 428 | 7487 | Rate Constraint in lbs/MMBtu | FALSE | L | Annual | Rate | lb/MMBtu | 0.1037 | 0.1037 | 0 | 0 | 0 | 0 | 0
NSR Boswell 4 - NOX Rate Annual v5.14 | 428 | 7487 | Rate Constraint in lbs/MMBtu | FALSE | L | Annual | Generation | TWh | 3.2946 | 3.4575 | 0 | 0 | 0 | 0 | 0
NSR Boswell 4 - NOX Rate Annual v5.14 | 428 | 7487 | Rate Constraint in lbs/MMBtu | FALSE | L | Annual | Qualifying Generation | TWh | 3.2946 | 3.4575 | 0 | 0 | 0 | 0 | 0
NSR Boswell 4 - NOX Rate Annual v5.14 | 428 | 7487 | Rate Constraint in lbs/MMBtu | FALSE | L | Annual | Rate | lb/MWh | 1.1033 | 1.1033 | 0 | 0 | 0 | 0 | 0
NSR Boswell 4 - NOX Rate Annual v5.14 | 428 | 7487 | Rate Constraint in lbs/MMBtu | FALSE | L | Annual | Constraint Shadow Price | US2019$/Ton | 0 | 0 | 0 | 0 | 0 | 0 | 0
NSR Boswell 4 - SO2 Rate Annual v5.14 | 429 | 7486 | Rate Constraint in lbs/MMBtu | FALSE | L | Annual | Seasons Included | Seasons | Winter, WintShld, Summer | Winter, WintShld, Summer | Winter, WintShld, Summer | Winter, WintShld, Summer | Winter, WintShld, Summer | Winter, WintShld, Summer | Winter, WintShld, Summer
NSR Boswell 4 - SO2 Rate Annual v5.14 | 429 | 7486 | Rate Constraint in lbs/MMBtu | FALSE | L | Annual | Standard SO2 | lb/MMBtu | 0.03 | 0.03 | 0.03 | 0.03 | 0.03 | 0.03 | 0.03
NSR Boswell 4 - SO2 Rate Annual v5.14 | 429 | 7486 | Rate Constraint in lbs/MMBtu | FALSE | L | Annual | Emissions at Affected Plants SO2 | Thousand Tons | 0.41135 | 0.43168 | 0 | 0 | 0 | 0 | 0
NSR Boswell 4 - SO2 Rate Annual v5.14 | 429 | 7486 | Rate Constraint in lbs/MMBtu | FALSE | L | Annual | Allowances Purchased SO2 | Thousand Tons | 0 | 0 | 0 | 0 | 0 | 0 | 0
NSR Boswell 4 - SO2 Rate Annual v5.14 | 429 | 7486 | Rate Constraint in lbs/MMBtu | FALSE | L | Annual | Allowances Sold SO2 | Thousand Tons | 0 | 0 | 0 | 0 | 0 | 0 | 0
NSR Boswell 4 - SO2 Rate Annual v5.14 | 429 | 7486 | Rate Constraint in lbs/MMBtu | FALSE | L | Annual | Allowances Banked | Thousand Tons | 0 | 0 | 0 | 0 | 0 | 0 | 0
NSR Boswell 4 - SO2 Rate Annual v5.14 | 429 | 7486 | Rate Constraint in lbs/MMBtu | FALSE | L | Annual | Allowances Withdrawn (1:1) | Thousand Tons | 0 | 0 | 0 | 0 | 0 | 0 | 0
NSR Boswell 4 - SO2 Rate Annual v5.14 | 429 | 7486 | Rate Constraint in lbs/MMBtu | FALSE | L | Annual | Allowances Withdrawn (n:1) | Thousand Tons | 0 | 0 | 0 | 0 | 0 | 0 | 0
NSR Boswell 4 - SO2 Rate Annual v5.14 | 429 | 7486 | Rate Constraint in lbs/MMBtu | FALSE | L | Annual | Net Emissions Allowance Position | Thousand Tons | 0.41135 | 0.43168 | 0 | 0 | 0 | 0 | 0
NSR Boswell 4 - SO2 Rate Annual v5.14 | 429 | 7486 | Rate Constraint in lbs/MMBtu | FALSE | L | Annual | Fuel Consumed | TBtu | 35.0515 | 36.7841 | 0 | 0 | 0 | 0 | 0
NSR Boswell 4 - SO2 Rate Annual v5.14 | 429 | 7486 | Rate Constraint in lbs/MMBtu | FALSE | L | Annual | Rate | lb/MMBtu | 0.023471 | 0.023471 | 0 | 0 | 0 | 0 | 0
NSR Boswell 4 - SO2 Rate Annual v5.14 | 429 | 7486 | Rate Constraint in lbs/MMBtu | FALSE | L | Annual | Generation | TWh | 3.2946 | 3.4575 | 0 | 0 | 0 | 0 | 0
NSR Boswell 4 - SO2 Rate Annual v5.14 | 429 | 7486 | Rate Constraint in lbs/MMBtu | FALSE | L | Annual | Qualifying Generation | TWh | 3.2946 | 3.4575 | 0 | 0 | 0 | 0 | 0
NSR Boswell 4 - SO2 Rate Annual v5.14 | 429 | 7486 | Rate Constraint in lbs/MMBtu | FALSE | L | Annual | Rate | lb/MWh | 0.24971 | 0.24971 | 0 | 0 | 0 | 0 | 0
NSR Boswell 4 - SO2 Rate Annual v5.14 | 429 | 7486 | Rate Constraint in lbs/MMBtu | FALSE | L | Annual | Constraint Shadow Price | US2019$/Ton | 0 | 0 | 0 | 0 | 0 | 0 | 0
NSR Burlington Unit 1 SO2 Rate v5.16 | 430 | 7660 | Rate Constraint in lbs/MMBtu | FALSE | L | Annual | Seasons Included | Seasons | Winter, WintShld, Summer | Winter, WintShld, Summer | Winter, WintShld, Summer | Winter, WintShld, Summer | Winter, WintShld, Summer | Winter, WintShld, Summer | Winter, WintShld, Summer
NSR Burlington Unit 1 SO2 Rate v5.16 | 430 | 7660 | Rate Constraint in lbs/MMBtu | FALSE | L | Annual | Standard SO2 | lb/MMBtu | 0.75 | 0.75 | 0.75 | 0.75 | 0.75 | 0.75 | 0.75
NSR Burlington Unit 1 SO2 Rate v5.16 | 430 | 7660 | Rate Constraint in lbs/MMBtu | FALSE | L | Annual | Emissions at Affected Plants SO2 | Thousand Tons | 0 | 0 | 0 | 0 | 0 | 0 | 0
NSR Burlington Unit 1 SO2 Rate v5.16 | 430 | 7660 | Rate Constraint in lbs/MMBtu | FALSE | L | Annual | Allowances Purchased SO2 | Thousand Tons | 0 | 0 | 0 | 0 | 0 | 0 | 0
NSR Burlington Unit 1 SO2 Rate v5.16 | 430 | 7660 | Rate Constraint in lbs/MMBtu | FALSE | L | Annual | Allowances Sold SO2 | Thousand Tons | 0 | 0 | 0 | 0 | 0 | 0 | 0
NSR Burlington Unit 1 SO2 Rate v5.16 | 430 | 7660 | Rate Constraint in lbs/MMBtu | FALSE | L | Annual | Allowances Banked | Thousand Tons | 0 | 0 | 0 | 0 | 0 | 0 | 0
NSR Burlington Unit 1 SO2 Rate v5.16 | 430 | 7660 | Rate Constraint in lbs/MMBtu | FALSE | L | Annual | Allowances Withdrawn (1:1) | Thousand Tons | 0 | 0 | 0 | 0 | 0 | 0 | 0
NSR Burlington Unit 1 SO2 Rate v5.16 | 430 | 7660 | Rate Constraint in lbs/MMBtu | FALSE | L | Annual | Allowances Withdrawn (n:1) | Thousand Tons | 0 | 0 | 0 | 0 | 0 | 0 | 0
NSR Burlington Unit 1 SO2 Rate v5.16 | 430 | 7660 | Rate Constraint in lbs/MMBtu | FALSE | L | Annual | Net Emissions Allowance Position | Thousand Tons | 0 | 0 | 0 | 0 | 0 | 0 | 0
NSR Burlington Unit 1 SO2 Rate v5.16 | 430 | 7660 | Rate Constraint in lbs/MMBtu | FALSE | L | Annual | Fuel Consumed | TBtu | 3.8042 | 4.2244 | 0 | 0 | 0 | 0 | 0
NSR Burlington Unit 1 SO2 Rate v5.16 | 430 | 7660 | Rate Constraint in lbs/MMBtu | FALSE | L | Annual | Rate | lb/MMBtu | 0 | 0 | 0 | 0 | 0 | 0 | 0
NSR Burlington Unit 1 SO2 Rate v5.16 | 430 | 7660 | Rate Constraint in lbs/MMBtu | FALSE | L | Annual | Generation | TWh | 0.54858 | 0.60918 | 0 | 0 | 0 | 0 | 0
NSR Burlington Unit 1 SO2 Rate v5.16 | 430 | 7660 | Rate Constraint in lbs/MMBtu | FALSE | L | Annual | Qualifying Generation | TWh | 0.36234 | 0.40236 | 0 | 0 | 0 | 0 | 0
NSR Burlington Unit 1 SO2 Rate v5.16 | 430 | 7660 | Rate Constraint in lbs/MMBtu | FALSE | L | Annual | Rate | lb/MWh | 0 | 0 | 0 | 0 | 0 | 0 | 0
NSR Burlington Unit 1 SO2 Rate v5.16 | 430 | 7660 | Rate Constraint in lbs/MMBtu | FALSE | L | Annual | Constraint Shadow Price | US2019$/Ton | 0 | 0 | 0 | 0 | 0 | 0 | 0
NSR Campbell 1 - SO2 Rate Annual v5.14 | 431 | 7494 | Rate Constraint in lbs/MMBtu | FALSE | L | Annual | Seasons Included | Seasons | Winter, WintShld, Summer | Winter, WintShld, Summer | Winter, WintShld, Summer | Winter, WintShld, Summer | Winter, WintShld, Summer | Winter, WintShld, Summer | Winter, WintShld, Summer
NSR Campbell 1 - SO2 Rate Annual v5.14 | 431 | 7494 | Rate Constraint in lbs/MMBtu | FALSE | L | Annual | Standard SO2 | lb/MMBtu | 0.29 | 0.29 | 0.29 | 0.29 | 0.29 | 0.29 | 0.29
NSR Campbell 1 - SO2 Rate Annual v5.14 | 431 | 7494 | Rate Constraint in lbs/MMBtu | FALSE | L | Annual | Emissions at Affected Plants SO2 | Thousand Tons | 0 | 0 | 0 | 0 | 0 | 0 | 0
NSR Campbell 1 - SO2 Rate Annual v5.14 | 431 | 7494 | Rate Constraint in lbs/MMBtu | FALSE | L | Annual | Allowances Purchased SO2 | Thousand Tons | 0 | 0 | 0 | 0 | 0 | 0 | 0
NSR Campbell 1 - SO2 Rate Annual v5.14 | 431 | 7494 | Rate Constraint in lbs/MMBtu | FALSE | L | Annual | Allowances Sold SO2 | Thousand Tons | 0 | 0 | 0 | 0 | 0 | 0 | 0
NSR Campbell 1 - SO2 Rate Annual v5.14 | 431 | 7494 | Rate Constraint in lbs/MMBtu | FALSE | L | Annual | Allowances Banked | Thousand Tons | 0 | 0 | 0 | 0 | 0 | 0 | 0
NSR Campbell 1 - SO2 Rate Annual v5.14 | 431 | 7494 | Rate Constraint in lbs/MMBtu | FALSE | L | Annual | Allowances Withdrawn (1:1) | Thousand Tons | 0 | 0 | 0 | 0 | 0 | 0 | 0
NSR Campbell 1 - SO2 Rate Annual v5.14 | 431 | 7494 | Rate Constraint in lbs/MMBtu | FALSE | L | Annual | Allowances Withdrawn (n:1) | Thousand Tons | 0 | 0 | 0 | 0 | 0 | 0 | 0
NSR Campbell 1 - SO2 Rate Annual v5.14 | 431 | 7494 | Rate Constraint in lbs/MMBtu | FALSE | L | Annual | Net Emissions Allowance Position | Thousand Tons | 0 | 0 | 0 | 0 | 0 | 0 | 0
NSR Campbell 1 - SO2 Rate Annual v5.14 | 431 | 7494 | Rate Constraint in lbs/MMBtu | FALSE | L | Annual | Fuel Consumed | TBtu | 0 | 0 | 0 | 0 | 0 | 0 | 0
NSR Campbell 1 - SO2 Rate Annual v5.14 | 431 | 7494 | Rate Constraint in lbs/MMBtu | FALSE | L | Annual | Rate | lb/MMBtu | 0 | 0 | 0 | 0 | 0 | 0 | 0
NSR Campbell 1 - SO2 Rate Annual v5.14 | 431 | 7494 | Rate Constraint in lbs/MMBtu | FALSE | L | Annual | Generation | TWh | 0 | 0 | 0 | 0 | 0 | 0 | 0
NSR Campbell 1 - SO2 Rate Annual v5.14 | 431 | 7494 | Rate Constraint in lbs/MMBtu | FALSE | L | Annual | Qualifying Generation | TWh | 0 | 0 | 0 | 0 | 0 | 0 | 0
NSR Campbell 1 - SO2 Rate Annual v5.14 | 431 | 7494 | Rate Constraint in lbs/MMBtu | FALSE | L | Annual | Rate | lb/MWh | 0 | 0 | 0 | 0 | 0 | 0 | 0
NSR Campbell 1 - SO2 Rate Annual v5.14 | 431 | 7494 | Rate Constraint in lbs/MMBtu | FALSE | L | Annual | Constraint Shadow Price | US2019$/Ton | 0 | 0 | 0 | 0 | 0 | 0 | 0
NSR Campbell 1-3 - MER Rate Annual v5.16 | 432 | 7498 | Rate Constraint in lbs/MMBtu | FALSE | L | Annual | Seasons Included | Seasons | Winter, WintShld, Summer | Winter, WintShld, Summer | Winter, WintShld, Summer | Winter, WintShld, Summer | Winter, WintShld, Summer | Winter, WintShld, Summer | Winter, WintShld, Summer
NSR Campbell 1-3 - MER Rate Annual v5.16 | 432 | 7498 | Rate Constraint in lbs/MMBtu | FALSE | L | Annual | Standard MER | lb/MMBtu | 0.015 | 0.015 | 0.015 | 0.015 | 0.015 | 0.015 | 0.015
NSR Campbell 1-3 - MER Rate Annual v5.16 | 432 | 7498 | Rate Constraint in lbs/MMBtu | FALSE | L | Annual | Emissions at Affected Plants MER | lbs | 0 | 0 | 0 | 0 | 0 | 0 | 0
NSR Campbell 1-3 - MER Rate Annual v5.16 | 432 | 7498 | Rate Constraint in lbs/MMBtu | FALSE | L | Annual | Allowances Purchased MER | lbs | 0 | 0 | 0 | 0 | 0 | 0 | 0
NSR Campbell 1-3 - MER Rate Annual v5.16 | 432 | 7498 | Rate Constraint in lbs/MMBtu | FALSE | L | Annual | Allowances Sold MER | lbs | 0 | 0 | 0 | 0 | 0 | 0 | 0
NSR Campbell 1-3 - MER Rate Annual v5.16 | 432 | 7498 | Rate Constraint in lbs/MMBtu | FALSE | L | Annual | Allowances Banked | lbs | 0 | 0 | 0 | 0 | 0 | 0 | 0
NSR Campbell 1-3 - MER Rate Annual v5.16 | 432 | 7498 | Rate Constraint in lbs/MMBtu | FALSE | L | Annual | Allowances Withdrawn (1:1) | lbs | 0 | 0 | 0 | 0 | 0 | 0 | 0
NSR Campbell 1-3 - MER Rate Annual v5.16 | 432 | 7498 | Rate Constraint in lbs/MMBtu | FALSE | L | Annual | Allowances Withdrawn (n:1) | lbs | 0 | 0 | 0 | 0 | 0 | 0 | 0
NSR Campbell 1-3 - MER Rate Annual v5.16 | 432 | 7498 | Rate Constraint in lbs/MMBtu | FALSE | L | Annual | Net Emissions Allowance Position | lbs | 0 | 0 | 0 | 0 | 0 | 0 | 0
NSR Campbell 1-3 - MER Rate Annual v5.16 | 432 | 7498 | Rate Constraint in lbs/MMBtu | FALSE | L | Annual | Fuel Consumed | TBtu | 0 | 0 | 0 | 0 | 0 | 0 | 0
NSR Campbell 1-3 - MER Rate Annual v5.16 | 432 | 7498 | Rate Constraint in lbs/MMBtu | FALSE | L | Annual | Rate | lb/MMBtu | 0 | 0 | 0 | 0 | 0 | 0 | 0
NSR Campbell 1-3 - MER Rate Annual v5.16 | 432 | 7498 | Rate Constraint in lbs/MMBtu | FALSE | L | Annual | Generation | TWh | 0 | 0 | 0 | 0 | 0 | 0 | 0
NSR Campbell 1-3 - MER Rate Annual v5.16 | 432 | 7498 | Rate Constraint in lbs/MMBtu | FALSE | L | Annual | Qualifying Generation | TWh | 0 | 0 | 0 | 0 | 0 | 0 | 0
NSR Campbell 1-3 - MER Rate Annual v5.16 | 432 | 7498 | Rate Constraint in lbs/MMBtu | FALSE | L | Annual | Rate | lb/MWh | 0 | 0 | 0 | 0 | 0 | 0 | 0
NSR Campbell 1-3 - MER Rate Annual v5.16 | 432 | 7498 | Rate Constraint in lbs/MMBtu | FALSE | L | Annual | Constraint Shadow Price | US2019$/Lb | 0 | 0 | 0 | 0 | 0 | 0 | 0
NSR Campbell 2 - SO2 Rate Annual v5.16 | 433 | 7495 | Rate Constraint in lbs/MMBtu | FALSE | L | Annual | Seasons Included | Seasons | Winter, WintShld, Summer | Winter, WintShld, Summer | Winter, WintShld, Summer | Winter, WintShld, Summer | Winter, WintShld, Summer | Winter, WintShld, Summer | Winter, WintShld, Summer
NSR Campbell 2 - SO2 Rate Annual v5.16 | 433 | 7495 | Rate Constraint in lbs/MMBtu | FALSE | L | Annual | Standard SO2 | lb/MMBtu | 0.32 | 0.32 | 0.32 | 0.32 | 0.32 | 0.32 | 0.32
NSR Campbell 2 - SO2 Rate Annual v5.16 | 433 | 7495 | Rate Constraint in lbs/MMBtu | FALSE | L | Annual | Emissions at Affected Plants SO2 | Thousand Tons | 0 | 0 | 0 | 0 | 0 | 0 | 0
NSR Campbell 2 - SO2 Rate Annual v5.16 | 433 | 7495 | Rate Constraint in lbs/MMBtu | FALSE | L | Annual | Allowances Purchased SO2 | Thousand Tons | 0 | 0 | 0 | 0 | 0 | 0 | 0
NSR Campbell 2 - SO2 Rate Annual v5.16 | 433 | 7495 | Rate Constraint in lbs/MMBtu | FALSE | L | Annual | Allowances Sold SO2 | Thousand Tons | 0 | 0 | 0 | 0 | 0 | 0 | 0
NSR Campbell 2 - SO2 Rate Annual v5.16 | 433 | 7495 | Rate Constraint in lbs/MMBtu | FALSE | L | Annual | Allowances Banked | Thousand Tons | 0 | 0 | 0 | 0 | 0 | 0 | 0
NSR Campbell 2 - SO2 Rate Annual v5.16 | 433 | 7495 | Rate Constraint in lbs/MMBtu | FALSE | L | Annual | Allowances Withdrawn (1:1) | Thousand Tons | 0 | 0 | 0 | 0 | 0 | 0 | 0
NSR Campbell 2 - SO2 Rate Annual v5.16 | 433 | 7495 | Rate Constraint in lbs/MMBtu | FALSE | L | Annual | Allowances Withdrawn (n:1) | Thousand Tons | 0 | 0 | 0 | 0 | 0 | 0 | 0
NSR Campbell 2 - SO2 Rate Annual v5.16 | 433 | 7495 | Rate Constraint in lbs/MMBtu | FALSE | L | Annual | Net Emissions Allowance Position | Thousand Tons | 0 | 0 | 0 | 0 | 0 | 0 | 0
NSR Campbell 2 - SO2 Rate Annual v5.16 | 433 | 7495 | Rate Constraint in lbs/MMBtu | FALSE | L | Annual | Fuel Consumed | TBtu | 0 | 0 | 0 | 0 | 0 | 0 | 0
NSR Campbell 2 - SO2 Rate Annual v5.16 | 433 | 7495 | Rate Constraint in lbs/MMBtu | FALSE | L | Annual | Rate | lb/MMBtu | 0 | 0 | 0 | 0 | 0 | 0 | 0
NSR Campbell 2 - SO2 Rate Annual v5.16 | 433 | 7495 | Rate Constraint in lbs/MMBtu | FALSE | L | Annual | Generation | TWh | 0 | 0 | 0 | 0 | 0 | 0 | 0
NSR Campbell 2 - SO2 Rate Annual v5.16 | 433 | 7495 | Rate Constraint in lbs/MMBtu | FALSE | L | Annual | Qualifying Generation | TWh | 0 | 0 | 0 | 0 | 0 | 0 | 0
NSR Campbell 2 - SO2 Rate Annual v5.16 | 433 | 7495 | Rate Constraint in lbs/MMBtu | FALSE | L | Annual | Rate | lb/MWh | 0 | 0 | 0 | 0 | 0 | 0 | 0
NSR Campbell 2 - SO2 Rate Annual v5.16 | 433 | 7495 | Rate Constraint in lbs/MMBtu | FALSE | L | Annual | Constraint Shadow Price | US2019$/Ton | 0 | 0 | 0 | 0 | 0 | 0 | 0
NSR Campbell 2,3 - NOX Rate Annual v5.16 | 434 | 7497 | Rate Constraint in lbs/MMBtu | FALSE | L | Annual | Seasons Included | Seasons | Winter, WintShld, Summer | Winter, WintShld, Summer | Winter, WintShld, Summer | Winter, WintShld, Summer | Winter, WintShld, Summer | Winter, WintShld, Summer | Winter, WintShld, Summer
NSR Campbell 2,3 - NOX Rate Annual v5.16 | 434 | 7497 | Rate Constraint in lbs/MMBtu | FALSE | L | Annual | Standard NOX | lb/MMBtu | 0.08 | 0.08 | 0.08 | 0.08 | 0.08 | 0.08 | 0.08
NSR Campbell 2,3 - NOX Rate Annual v5.16 | 434 | 7497 | Rate Constraint in lbs/MMBtu | FALSE | L | Annual | Emissions at Affected Plants NOX | Thousand Tons | 0 | 0 | 0 | 0 | 0 | 0 | 0
NSR Campbell 2,3 - NOX Rate Annual v5.16 | 434 | 7497 | Rate Constraint in lbs/MMBtu | FALSE | L | Annual | Allowances Purchased NOX | Thousand Tons | 0 | 0 | 0 | 0 | 0 | 0 | 0
NSR Campbell 2,3 - NOX Rate Annual v5.16 | 434 | 7497 | Rate Constraint in lbs/MMBtu | FALSE | L | Annual | Allowances Sold NOX | Thousand Tons | 0 | 0 | 0 | 0 | 0 | 0 | 0
NSR Campbell 2,3 - NOX Rate Annual v5.16 | 434 | 7497 | Rate Constraint in lbs/MMBtu | FALSE | L | Annual | Allowances Banked | Thousand Tons | 0 | 0 | 0 | 0 | 0 | 0 | 0
NSR Campbell 2,3 - NOX Rate Annual v5.16 | 434 | 7497 | Rate Constraint in lbs/MMBtu | FALSE | L | Annual | Allowances Withdrawn (1:1) | Thousand Tons | 0 | 0 | 0 | 0 | 0 | 0 | 0
NSR Campbell 2,3 - NOX Rate Annual v5.16 | 434 | 7497 | Rate Constraint in lbs/MMBtu | FALSE | L | Annual | Allowances Withdrawn (n:1) | Thousand Tons | 0 | 0 | 0 | 0 | 0 | 0 | 0
NSR Campbell 2,3 - NOX Rate Annual v5.16 | 434 | 7497 | Rate Constraint in lbs/MMBtu | FALSE | L | Annual | Net Emissions Allowance Position | Thousand Tons | 0 | 0 | 0 | 0 | 0 | 0 | 0
NSR Campbell 2,3 - NOX Rate Annual v5.16 | 434 | 7497 | Rate Constraint in lbs/MMBtu | FALSE | L | Annual | Fuel Consumed | TBtu | 0 | 0 | 0 | 0 | 0 | 0 | 0
NSR Campbell 2,3 - NOX Rate Annual v5.16 | 434 | 7497 | Rate Constraint in lbs/MMBtu | FALSE | L | Annual | Rate | lb/MMBtu | 0 | 0 | 0 | 0 | 0 | 0 | 0
NSR Campbell 2,3 - NOX Rate Annual v5.16 | 434 | 7497 | Rate Constraint in lbs/MMBtu | FALSE | L | Annual | Generation | TWh | 0 | 0 | 0 | 0 | 0 | 0 | 0
NSR Campbell 2,3 - NOX Rate Annual v5.16 | 434 | 7497 | Rate Constraint in lbs/MMBtu | FALSE | L | Annual | Qualifying Generation | TWh | 0 | 0 | 0 | 0 | 0 | 0 | 0
NSR Campbell 2,3 - NOX Rate Annual v5.16 | 434 | 7497 | Rate Constraint in lbs/MMBtu | FALSE | L | Annual | Rate | lb/MWh | 0 | 0 | 0 | 0 | 0 | 0 | 0
NSR Campbell 2,3 - NOX Rate Annual v5.16 | 434 | 7497 | Rate Constraint in lbs/MMBtu | FALSE | L | Annual | Constraint Shadow Price | US2019$/Ton | 0 | 0 | 0 | 0 | 0 | 0 | 0
NSR Campbell 3 - SO2 Rate Annual v5.14 | 435 | 7496 | Rate Constraint in lbs/MMBtu | FALSE | L | Annual | Seasons Included | Seasons | Winter, WintShld, Summer | Winter, WintShld, Summer | Winter, WintShld, Summer | Winter, WintShld, Summer | Winter, WintShld, Summer | Winter, WintShld, Summer | Winter, WintShld, Summer
NSR Campbell 3 - SO2 Rate Annual v5.14 | 435 | 7496 | Rate Constraint in lbs/MMBtu | FALSE | L | Annual | Standard SO2 | lb/MMBtu | 0.07 | 0.07 | 0.07 | 0.07 | 0.07 | 0.07 | 0.07
NSR Campbell 3 - SO2 Rate Annual v5.14 | 435 | 7496 | Rate Constraint in lbs/MMBtu | FALSE | L | Annual | Emissions at Affected Plants SO2 | Thousand Tons | 0 | 0 | 0 | 0 | 0 | 0 | 0
NSR Campbell 3 - SO2 Rate Annual v5.14 | 435 | 7496 | Rate Constraint in lbs/MMBtu | FALSE | L | Annual | Allowances Purchased SO2 | Thousand Tons | 0 | 0 | 0 | 0 | 0 | 0 | 0
NSR Campbell 3 - SO2 Rate Annual v5.14 | 435 | 7496 | Rate Constraint in lbs/MMBtu | FALSE | L | Annual | Allowances Sold SO2 | Thousand Tons | 0 | 0 | 0 | 0 | 0 | 0 | 0
NSR Campbell 3 - SO2 Rate Annual v5.14 | 435 | 7496 | Rate Constraint in lbs/MMBtu | FALSE | L | Annual | Allowances Banked | Thousand Tons | 0 | 0 | 0 | 0 | 0 | 0 | 0
NSR Campbell 3 - SO2 Rate Annual v5.14 | 435 | 7496 | Rate Constraint in lbs/MMBtu | FALSE | L | Annual | Allowances Withdrawn (1:1) | Thousand Tons | 0 | 0 | 0 | 0 | 0 | 0 | 0
NSR Campbell 3 - SO2 Rate Annual v5.14 | 435 | 7496 | Rate Constraint in lbs/MMBtu | FALSE | L | Annual | Allowances Withdrawn (n:1) | Thousand Tons | 0 | 0 | 0 | 0 | 0 | 0 | 0
NSR Campbell 3 - SO2 Rate Annual v5.14 | 435 | 7496 | Rate Constraint in lbs/MMBtu | FALSE | L | Annual | Net Emissions Allowance Position | Thousand Tons | 0 | 0 | 0 | 0 | 0 | 0 | 0
NSR Campbell 3 - SO2 Rate Annual v5.14 | 435 | 7496 | Rate Constraint in lbs/MMBtu | FALSE | L | Annual | Fuel Consumed | TBtu | 0 | 0 | 0 | 0 | 0 | 0 | 0
NSR Campbell 3 - SO2 Rate Annual v5.14 | 435 | 7496 | Rate Constraint in lbs/MMBtu | FALSE | L | Annual | Rate | lb/MMBtu | 0 | 0 | 0 | 0 | 0 | 0 | 0
NSR Campbell 3 - SO2 Rate Annual v5.14 | 435 | 7496 | Rate Constraint in lbs/MMBtu | FALSE | L | Annual | Generation | TWh | 0 | 0 | 0 | 0 | 0 | 0 | 0
NSR Campbell 3 - SO2 Rate Annual v5.14 | 435 | 7496 | Rate Constraint in lbs/MMBtu | FALSE | L | Annual | Qualifying Generation | TWh | 0 | 0 | 0 | 0 | 0 | 0 | 0
NSR Campbell 3 - SO2 Rate Annual v5.14 | 435 | 7496 | Rate Constraint in lbs/MMBtu | FALSE | L | Annual | Rate | lb/MWh | 0 | 0 | 0 | 0 | 0 | 0 | 0
NSR Campbell 3 - SO2 Rate Annual v5.14 | 435 | 7496 | Rate Constraint in lbs/MMBtu | FALSE | L | Annual | Constraint Shadow Price | US2019$/Ton | 0 | 0 | 0 | 0 | 0 | 0 | 0
NSR Chesterfield 5,6 - NOX Rate Annual v3.1, Unit 3837 and retrofits | 436 | 7431 | Rate Constraint in lbs/MMBtu | FALSE | L | Annual | Seasons Included | Seasons | Winter, WintShld, Summer | Winter, WintShld, Summer | Winter, WintShld, Summer | Winter, WintShld, Summer | Winter, WintShld, Summer | Winter, WintShld, Summer | Winter, WintShld, Summer
NSR Chesterfield 5,6 - NOX Rate Annual v3.1, Unit 3837 and retrofits | 436 | 7431 | Rate Constraint in lbs/MMBtu | FALSE | L | Annual | Standard NOX | lb/MMBtu | 0.1 | 0.1 | 0.1 | 0.1 | 0.1 | 0.1 | 0.1
NSR Chesterfield 5,6 - NOX Rate Annual v3.1, Unit 3837 and retrofits | 436 | 7431 | Rate Constraint in lbs/MMBtu | FALSE | L | Annual | Emissions at Affected Plants NOX | Thousand Tons | 0 | 0 | 0 | 0 | 0 | 0 | 0
NSR Chesterfield 5,6 - NOX Rate Annual v3.1, Unit 3837 and retrofits | 436 | 7431 | Rate Constraint in lbs/MMBtu | FALSE | L | Annual | Allowances Purchased NOX | Thousand Tons | 0 | 0 | 0 | 0 | 0 | 0 | 0
NSR Chesterfield 5,6 - NOX Rate Annual v3.1, Unit 3837 and retrofits | 436 | 7431 | Rate Constraint in lbs/MMBtu | FALSE | L | Annual | Allowances Sold NOX | Thousand Tons | 0 | 0 | 0 | 0 | 0 | 0 | 0
NSR Chesterfield 5,6 - NOX Rate Annual v3.1, Unit 3837 and retrofits | 436 | 7431 | Rate Constraint in lbs/MMBtu | FALSE | L | Annual | Allowances Banked | Thousand Tons | 0 | 0 | 0 | 0 | 0 | 0 | 0
NSR Chesterfield 5,6 - NOX Rate Annual v3.1, Unit 3837 and retrofits | 436 | 7431 | Rate Constraint in lbs/MMBtu | FALSE | L | Annual | Allowances Withdrawn (1:1) | Thousand Tons | 0 | 0 | 0 | 0 | 0 | 0 | 0
NSR Chesterfield 5,6 - NOX Rate Annual v3.1, Unit 3837 and retrofits | 436 | 7431 | Rate Constraint in lbs/MMBtu | FALSE | L | Annual | Allowances Withdrawn (n:1) | Thousand Tons | 0 | 0 | 0 | 0 | 0 | 0 | 0
NSR Chesterfield 5,6 - NOX Rate Annual v3.1, Unit 3837 and retrofits | 436 | 7431 | Rate Constraint in lbs/MMBtu | FALSE | L | Annual | Net Emissions Allowance Position | Thousand Tons | 0 | 0 | 0 | 0 | 0 | 0 | 0
NSR Chesterfield 5,6 - NOX Rate Annual v3.1, Unit 3837 and retrofits | 436 | 7431 | Rate Constraint in lbs/MMBtu | FALSE | L | Annual | Fuel Consumed | TBtu | 0 | 0 | 0 | 0 | 0 | 0 | 0
NSR Chesterfield 5,6 - NOX Rate Annual v3.1, Unit 3837 and retrofits | 436 | 7431 | Rate Constraint in lbs/MMBtu | FALSE | L | Annual | Rate | lb/MMBtu | 0 | 0 | 0 | 0 | 0 | 0 | 0
NSR Chesterfield 5,6 - NOX Rate Annual v3.1, Unit 3837 and retrofits | 436 | 7431 | Rate Constraint in lbs/MMBtu | FALSE | L | Annual | Generation | TWh | 0 | 0 | 0 | 0 | 0 | 0 | 0
NSR Chesterfield 5,6 - NOX Rate Annual v3.1, Unit 3837 and retrofits | 436 | 7431 | Rate Constraint in lbs/MMBtu | FALSE | L | Annual | Qualifying Generation | TWh | 0 | 0 | 0 | 0 | 0 | 0 | 0
NSR Chesterfield 5,6 - NOX Rate Annual v3.1, Unit 3837 and retrofits | 436 | 7431 | Rate Constraint in lbs/MMBtu | FALSE | L | Annual | Rate | lb/MWh | 0 | 0 | 0 | 0 | 0 | 0 | 0
NSR Chesterfield 5,6 - NOX Rate Annual v3.1, Unit 3837 and retrofits | 436 | 7431 | Rate Constraint in lbs/MMBtu | FALSE | L | Annual | Constraint Shadow Price | US2019$/Ton | 0 | 0 | 0 | 0 | 0 | 0 | 0
NSR Chesterfield 5,6 - NOX Rate Annual v3.1, Unit 3838 and retrofits | 437 | 7431 | Rate Constraint in lbs/MMBtu | FALSE | L | Annual | Seasons Included | Seasons | Winter, WintShld, Summer | Winter, WintShld, Summer | Winter, WintShld, Summer | Winter, WintShld, Summer | Winter, WintShld, Summer | Winter, WintShld, Summer | Winter, WintShld, Summer
NSR Chesterfield 5,6 - NOX Rate Annual v3.1, Unit 3838 and retrofits | 437 | 7431 | Rate Constraint in lbs/MMBtu | FALSE | L | Annual | Standard NOX | lb/MMBtu | 0.1 | 0.1 | 0.1 | 0.1 | 0.1 | 0.1 | 0.1
NSR Chesterfield 5,6 - NOX Rate Annual v3.1, Unit 3838 and retrofits | 437 | 7431 | Rate Constraint in lbs/MMBtu | FALSE | L | Annual | Emissions at Affected Plants NOX | Thousand Tons | 0 | 0 | 0 | 0 | 0 | 0 | 0
NSR Chesterfield 5,6 - NOX Rate Annual v3.1, Unit 3838 and retrofits | 437 | 7431 | Rate Constraint in lbs/MMBtu | FALSE | L | Annual | Allowances Purchased NOX | Thousand Tons | 0 | 0 | 0 | 0 | 0 | 0 | 0
NSR Chesterfield 5,6 - NOX Rate Annual v3.1, Unit 3838 and retrofits | 437 | 7431 | Rate Constraint in lbs/MMBtu | FALSE | L | Annual | Allowances Sold NOX | Thousand Tons | 0 | 0 | 0 | 0 | 0 | 0 | 0
NSR Chesterfield 5,6 - NOX Rate Annual v3.1, Unit 3838 and retrofits | 437 | 7431 | Rate Constraint in lbs/MMBtu | FALSE | L | Annual | Allowances Banked | Thousand Tons | 0 | 0 | 0 | 0 | 0 | 0 | 0
NSR Chesterfield 5,6 - NOX Rate Annual v3.1, Unit 3838 and retrofits | 437 | 7431 | Rate Constraint in lbs/MMBtu | FALSE | L | Annual | Allowances Withdrawn (1:1) | Thousand Tons | 0 | 0 | 0 | 0 | 0 | 0 | 0
NSR Chesterfield 5,6 - NOX Rate Annual v3.1, Unit 3838 and retrofits | 437 | 7431 | Rate Constraint in lbs/MMBtu | FALSE | L | Annual | Allowances Withdrawn (n:1) | Thousand Tons | 0 | 0 | 0 | 0 | 0 | 0 | 0
NSR Chesterfield 5,6 - NOX Rate Annual v3.1, Unit 3838 and retrofits | 437 | 7431 | Rate Constraint in lbs/MMBtu | FALSE | L | Annual | Net Emissions Allowance Position | Thousand Tons | 0 | 0 | 0 | 0 | 0 | 0 | 0
NSR Chesterfield 5,6 - NOX Rate Annual v3.1, Unit 3838 and retrofits | 437 | 7431 | Rate Constraint in lbs/MMBtu | FALSE | L | Annual | Fuel Consumed | TBtu | 0 | 0 | 0 | 0 | 0 | 0 | 0
NSR Chesterfield 5,6 - NOX Rate Annual v3.1, Unit 3838 and retrofits | 437 | 7431 | Rate Constraint in lbs/MMBtu | FALSE | L | Annual | Rate | lb/MMBtu | 0 | 0 | 0 | 0 | 0 | 0 | 0
NSR Chesterfield 5,6 - NOX Rate Annual v3.1, Unit 3838 and retrofits | 437 | 7431 | Rate Constraint in lbs/MMBtu | FALSE | L | Annual | Generation | TWh | 0 | 0 | 0 | 0 | 0 | 0 | 0
NSR Chesterfield 5,6 - NOX Rate Annual v3.1, Unit 3838 and retrofits | 437 | 7431 | Rate Constraint in lbs/MMBtu | FALSE | L | Annual | Qualifying Generation | TWh | 0 | 0 | 0 | 0 | 0 | 0 | 0
NSR Chesterfield 5,6 - NOX Rate Annual v3.1, Unit 3838 and retrofits | 437 | 7431 | Rate Constraint in lbs/MMBtu | FALSE | L | Annual | Rate | lb/MWh | 0 | 0 | 0 | 0 | 0 | 0 | 0
NSR Chesterfield 5,6 - NOX Rate Annual v3.1, Unit 3838 and retrofits | 437 | 7431 | Rate Constraint in lbs/MMBtu | FALSE | L | Annual | Constraint Shadow Price | US2019$/Ton | 0 | 0 | 0 | 0 | 0 | 0 | 0
NSR Clifty Creek 1-6 - SO2 Cap Annual v5.16 | 438 | 7502 | Rate Constraint in MTons | FALSE | L | Annual | Seasons Included | Seasons | Winter, WintShld, Summer | Winter, WintShld, Summer | Winter, WintShld, Summer | Winter, WintShld, Summer | Winter, WintShld, Summer | Winter, WintShld, Summer | Winter, WintShld, Summer
NSR Clifty Creek 1-6 - SO2 Cap Annual v5.16 | 438 | 7502 | Rate Constraint in MTons | FALSE | L | Annual | Standard SO2 | Thousand Tons | 11.503 | 11.503 | 11.503 | 11.503 | 11.503 | 11.503 | 11.503
NSR Clifty Creek 1-6 - SO2 Cap Annual v5.16 | 438 | 7502 | Rate Constraint in MTons | FALSE | L | Annual | Emissions at Affected Plants SO2 | Thousand Tons | 3.6795 | 3.3279 | 3.6481 | 3.1871 | 1.1611 | 0 | 0
NSR Clifty Creek 1-6 - SO2 Cap Annual v5.16 | 438 | 7502 | Rate Constraint in MTons | FALSE | L | Annual | Allowances Purchased SO2 | Thousand Tons | 0 | 0 | 0 | 0 | 0 | 0 | 0
NSR Clifty Creek 1-6 - SO2 Cap Annual v5.16 | 438 | 7502 | Rate Constraint in MTons | FALSE | L | Annual | Allowances Sold SO2 | Thousand Tons | 0 | 0 | 0 | 0 | 0 | 0 | 0
NSR Clifty Creek 1-6 - SO2 Cap Annual v5.16 | 438 | 7502 | Rate Constraint in MTons | FALSE | L | Annual | Allowances Banked | Thousand Tons | 0 | 0 | 0 | 0 | 0 | 0 | 0
NSR Clifty Creek 1-6 - SO2 Cap Annual v5.16 | 438 | 7502 | Rate Constraint in MTons | FALSE | L | Annual | Allowances Withdrawn (1:1) | Thousand Tons | 0 | 0 | 0 | 0 | 0 | 0 | 0
NSR Clifty Creek 1-6 - SO2 Cap Annual v5.16 | 438 | 7502 | Rate Constraint in MTons | FALSE | L | Annual | Allowances Withdrawn (n:1) | Thousand Tons | 0 | 0 | 0 | 0 | 0 | 0 | 0
NSR Clifty Creek 1-6 - SO2 Cap Annual v5.16 | 438 | 7502 | Rate Constraint in MTons | FALSE | L | Annual | Net Emissions Allowance Position | Thousand Tons | 3.6795 | 3.3279 | 3.6481 | 3.1871 | 1.1611 | 0 | 0
NSR Clifty Creek 1-6 - SO2 Cap Annual v5.16 | 438 | 7502 | Rate Constraint in MTons | FALSE | L | Annual | Fuel Consumed | TBtu | 80.1471 | 75.1227 | 82.351 | 71.9455 | 26.2097 | 0 | 0
NSR Clifty Creek 1-6 - SO2 Cap Annual v5.16 | 438 | 7502 | Rate Constraint in MTons | FALSE | L | Annual | Rate | lb/MMBtu | 0.091819 | 0.088598 | 0.088598 | 0.088598 | 0.088598 | 0 | 0
NSR Clifty Creek 1-6 - SO2 Cap Annual v5.16 | 438 | 7502 | Rate Constraint in MTons | FALSE | L | Annual | Generation | TWh | 7.4571 | 6.9905 | 7.6636 | 6.6952 | 2.4482 | 0 | 0
NSR Clifty Creek 1-6 - SO2 Cap Annual v5.16 | 438 | 7502 | Rate Constraint in MTons | FALSE | L | Annual | Qualifying Generation | TWh | 7.4571 | 6.9905 | 7.6636 | 6.6952 | 2.4482 | 0 | 0
NSR Clifty Creek 1-6 - SO2 Cap Annual v5.16 | 438 | 7502 | Rate Constraint in MTons | FALSE | L | Annual | Rate | lb/MWh | 0.98685 | 0.95211 | 0.95206 | 0.95206 | 0.94849 | 0 | 0
NSR Clifty Creek 1-6 - SO2 Cap Annual v5.16 | 438 | 7502 | Rate Constraint in MTons | FALSE | L | Annual | Constraint Shadow Price | US2019$/Ton | 0 | 0 | 0 | 0 | 0 | 0 | 0
NSR ClinchRiver 1-3 - SO2 Cap Annual v3.1 | 439 | 7373 | Rate Constraint in MTons | FALSE | L | Annual | Seasons Included | Seasons | Winter, WintShld, Summer | Winter, WintShld, Summer | Winter, WintShld, Summer | Winter, WintShld, Summer | Winter, WintShld, Summer | Winter, WintShld, Summer | Winter, WintShld, Summer
NSR ClinchRiver 1-3 - SO2 Cap Annual v3.1 | 439 | 7373 | Rate Constraint in MTons | FALSE | L | Annual | Standard SO2 | Thousand Tons | 16.3 | 16.3 | 16.3 | 16.3 | 16.3 | 16.3 | 16.3
NSR ClinchRiver 1-3 - SO2 Cap Annual v3.1 | 439 | 7373 | Rate Constraint in MTons | FALSE | L | Annual | Emissions at Affected Plants SO2 | Thousand Tons | 0 | 0 | 0 | 0 | 0 | 0 | 0
NSR ClinchRiver 1-3 - SO2 Cap Annual v3.1 | 439 | 7373 | Rate Constraint in MTons | FALSE | L | Annual | Allowances Purchased SO2 | Thousand Tons | 0 | 0 | 0 | 0 | 0 | 0 | 0
NSR ClinchRiver 1-3 - SO2 Cap Annual v3.1 | 439 | 7373 | Rate Constraint in MTons | FALSE | L | Annual | Allowances Sold SO2 | Thousand Tons | 0 | 0 | 0 | 0 | 0 | 0 | 0
NSR ClinchRiver 1-3 - SO2 Cap Annual v3.1 | 439 | 7373 | Rate Constraint in MTons | FALSE | L | Annual | Allowances Banked | Thousand Tons | 0 | 0 | 0 | 0 | 0 | 0 | 0
NSR ClinchRiver 1-3 - SO2 Cap Annual v3.1 | 439 | 7373 | Rate Constraint in MTons | FALSE | L | Annual | Allowances Withdrawn (1:1) | Thousand Tons | 0 | 0 | 0 | 0 | 0 | 0 | 0
NSR ClinchRiver 1-3 - SO2 Cap Annual v3.1 | 439 | 7373 | Rate Constraint in MTons | FALSE | L | Annual | Allowances Withdrawn (n:1) | Thousand Tons | 0 | 0 | 0 | 0 | 0 | 0 | 0
NSR ClinchRiver 1-3 - SO2 Cap Annual v3.1 | 439 | 7373 | Rate Constraint in MTons | FALSE | L | Annual | Net Emissions Allowance Position | Thousand Tons | 0 | 0 | 0 | 0 | 0 | 0 | 0
NSR ClinchRiver 1-3 - SO2 Cap Annual v3.1 | 439 | 7373 | Rate Constraint in MTons | FALSE | L | Annual | Fuel Consumed | TBtu | 0 | 0 | 0 | 0 | 0 | 0 | 0
NSR ClinchRiver 1-3 - SO2 Cap Annual v3.1 | 439 | 7373 | Rate Constraint in MTons | FALSE | L | Annual | Rate | lb/MMBtu | 0 | 0 | 0 | 0 | 0 | 0 | 0
NSR ClinchRiver 1-3 - SO2 Cap Annual v3.1 | 439 | 7373 | Rate Constraint in MTons | FALSE | L | Annual | Generation | TWh | 0 | 0 | 0 | 0 | 0 | 0 | 0
NSR ClinchRiver 1-3 - SO2 Cap Annual v3.1 | 439 | 7373 | Rate Constraint in MTons | FALSE | L | Annual | Qualifying Generation | TWh | 0 | 0 | 0 | 0 | 0 | 0 | 0
NSR ClinchRiver 1-3 - SO2 Cap Annual v3.1 | 439 | 7373 | Rate Constraint in MTons | FALSE | L | Annual | Rate | lb/MWh | 0 | 0 | 0 | 0 | 0 | 0 | 0
NSR ClinchRiver 1-3 - SO2 Cap Annual v3.1 | 439 | 7373 | Rate Constraint in MTons | FALSE | L | Annual | Constraint Shadow Price | US2019$/Ton | 0 | 0 | 0 | 0 | 0 | 0 | 0
NSR Columbia 1 & 2- NOx Cap Annual v5.13 | 440 | 7418 | Rate Constraint in MTons | FALSE | L | Annual | Seasons Included | Seasons | Winter, WintShld, Summer | Winter, WintShld, Summer | Winter, WintShld, Summer | Winter, WintShld, Summer | Winter, WintShld, Summer | Winter, WintShld, Summer | Winter, WintShld, Summer
NSR Columbia 1 & 2- NOx Cap Annual v5.13 | 440 | 7418 | Rate Constraint in MTons | FALSE | L | Annual | Standard NOX | Thousand Tons | 4.3 | 4.3 | 4.3 | 4.3 | 4.3 | 4.3 | 4.3
NSR Columbia 1 & 2- NOx Cap Annual v5.13 | 440 | 7418 | Rate Constraint in MTons | FALSE | L | Annual | Emissions at Affected Plants NOX | Thousand Tons | 0 | 0 | 0 | 0 | 0 | 0 | 0
NSR Columbia 1 & 2- NOx Cap Annual v5.13 | 440 | 7418 | Rate Constraint in MTons | FALSE | L | Annual | Allowances Purchased NOX | Thousand Tons | 0 | 0 | 0 | 0 | 0 | 0 | 0
NSR Columbia 1 & 2- NOx Cap Annual v5.13 | 440 | 7418 | Rate Constraint in MTons | FALSE | L | Annual | Allowances Sold NOX | Thousand Tons | 0 | 0 | 0 | 0 | 0 | 0 | 0
NSR Columbia 1 & 2- NOx Cap Annual v5.13 | 440 | 7418 | Rate Constraint in MTons | FALSE | L | Annual | Allowances Banked | Thousand Tons | 0 | 0 | 0 | 0 | 0 | 0 | 0
NSR Columbia 1 & 2- NOx Cap Annual v5.13 | 440 | 7418 | Rate Constraint in MTons | FALSE | L | Annual | Allowances Withdrawn (1:1) | Thousand Tons | 0 | 0 | 0 | 0 | 0 | 0 | 0
NSR Columbia 1 & 2- NOx Cap Annual v5.13 | 440 | 7418 | Rate Constraint in MTons | FALSE | L | Annual | Allowances Withdrawn (n:1) | Thousand Tons | 0 | 0 | 0 | 0 | 0 | 0 | 0
NSR Columbia 1 & 2- NOx Cap Annual v5.13 | 440 | 7418 | Rate Constraint in MTons | FALSE | L | Annual | Net Emissions Allowance Position | Thousand Tons | 0 | 0 | 0 | 0 | 0 | 0 | 0
NSR Columbia 1 & 2- NOx Cap Annual v5.13 | 440 | 7418 | Rate Constraint in MTons | FALSE | L | Annual | Fuel Consumed | TBtu | 0 | 0 | 0 | 0 | 0 | 0 | 0
NSR Columbia 1 & 2- NOx Cap Annual v5.13 | 440 | 7418 | Rate Constraint in MTons | FALSE | L | Annual | Rate | lb/MMBtu | 0 | 0 | 0 | 0 | 0 | 0 | 0
NSR Columbia 1 & 2- NOx Cap Annual v5.13 | 440 | 7418 | Rate Constraint in MTons | FALSE | L | Annual | Generation | TWh | 0 | 0 | 0 | 0 | 0 | 0 | 0
NSR Columbia 1 & 2- NOx Cap Annual v5.13 | 440 | 7418 | Rate Constraint in MTons | FALSE | L | Annual | Qualifying Generation | TWh | 0 | 0 | 0 | 0 | 0 | 0 | 0
NSR Columbia 1 & 2- NOx Cap Annual v5.13 | 440 | 7418 | Rate Constraint in MTons | FALSE | L | Annual | Rate | lb/MWh | 0 | 0 | 0 | 0 | 0 | 0 | 0
NSR Columbia 1 & 2- NOx Cap Annual v5.13 | 440 | 7418 | Rate Constraint in MTons | FALSE | L | Annual | Constraint Shadow Price | US2019$/Ton | 0 | 0 | 0 | 0 | 0 | 0 | 0
NSR Columbia 1 & 2- SO2 Cap Annual v5.13 | 441 | 7419 | Rate Constraint in MTons | FALSE | L | Annual | Seasons Included | Seasons | Winter, WintShld, Summer | Winter, WintShld, Summer | Winter, WintShld, Summer | Winter, WintShld, Summer | Winter, WintShld, Summer | Winter, WintShld, Summer | Winter, WintShld, Summer
NSR Columbia 1 & 2- SO2 Cap Annual v5.13 | 441 | 7419 | Rate Constraint in MTons | FALSE | L | Annual | Standard SO2 | Thousand Tons | 3.286 | 3.286 | 3.286 | 3.286 | 3.286 | 3.286 | 3.286
NSR Columbia 1 & 2- SO2 Cap Annual v5.13 | 441 | 7419 | Rate Constraint in MTons | FALSE | L | Annual | Emissions at Affected Plants SO2 | Thousand Tons | 0 | 0 | 0 | 0 | 0 | 0 | 0
NSR Columbia 1 & 2- SO2 Cap Annual v5.13 | 441 | 7419 | Rate Constraint in MTons | FALSE | L | Annual | Allowances Purchased SO2 | Thousand Tons | 0 | 0 | 0 | 0 | 0 | 0 | 0
NSR Columbia 1 & 2- SO2 Cap Annual v5.13 | 441 | 7419 | Rate Constraint in MTons | FALSE | L | Annual | Allowances Sold SO2 | Thousand Tons | 0 | 0 | 0 | 0 | 0 | 0 | 0
NSR Columbia 1 & 2- SO2 Cap Annual v5.13 | 441 | 7419 | Rate Constraint in MTons | FALSE | L | Annual | Allowances Banked | Thousand Tons | 0 | 0 | 0 | 0 | 0 | 0 | 0
NSR Columbia 1 & 2- SO2 Cap Annual v5.13 | 441 | 7419 | Rate Constraint in MTons | FALSE | L | Annual | Allowances Withdrawn (1:1) | Thousand Tons | 0 | 0 | 0 | 0 | 0 | 0 | 0
NSR Columbia 1 & 2- SO2 Cap Annual v5.13 | 441 | 7419 | Rate Constraint in MTons | FALSE | L | Annual | Allowances Withdrawn (n:1) | Thousand Tons | 0 | 0 | 0 | 0 | 0 | 0 | 0
NSR Columbia 1 & 2- SO2 Cap Annual v5.13 | 441 | 7419 | Rate Constraint in MTons | FALSE | L | Annual | Net Emissions Allowance Position | Thousand Tons | 0 | 0 | 0 | 0 | 0 | 0 | 0
NSR Columbia 1 & 2- SO2 Cap Annual v5.13 | 441 | 7419 | Rate Constraint in MTons | FALSE | L | Annual | Fuel Consumed | TBtu | 0 | 0 | 0 | 0 | 0 | 0 | 0
NSR Columbia 1 & 2- SO2 Cap Annual v5.13 | 441 | 7419 | Rate Constraint in MTons | FALSE | L | Annual | Rate | lb/MMBtu | 0 | 0 | 0 | 0 | 0 | 0 | 0
NSR Columbia 1 & 2- SO2 Cap Annual v5.13 | 441 | 7419 | Rate Constraint in MTons | FALSE | L | Annual | Generation | TWh | 0 | 0 | 0 | 0 | 0 | 0 | 0
NSR Columbia 1 & 2- SO2 Cap Annual v5.13 | 441 | 7419 | Rate Constraint in MTons | FALSE | L | Annual | Qualifying Generation | TWh | 0 | 0 | 0 | 0 | 0 | 0 | 0
NSR Columbia 1 & 2- SO2 Cap Annual v5.13 | 441 | 7419 | Rate Constraint in MTons | FALSE | L | Annual | Rate | lb/MWh | 0 | 0 | 0 | 0 | 0 | 0 | 0
NSR Columbia 1 & 2- SO2 Cap Annual v5.13 | 441 | 7419 | Rate Constraint in MTons | FALSE | L | Annual | Constraint Shadow Price | US2019$/Ton | 0 | 0 | 0 | 0 | 0 | 0 | 0
NSR Columbia 1 & 2- SO2 Rate Annual v5.13 | 442 | 7479 | Rate Constraint in lbs/MMBtu | FALSE | L | Annual | Seasons Included | Seasons | Winter, WintShld, Summer | Winter, WintShld, Summer | Winter, WintShld, Summer | Winter, WintShld, Summer | Winter, WintShld, Summer | Winter, WintShld, Summer | Winter, WintShld, Summer
NSR Columbia 1 & 2- SO2 Rate Annual v5.13 | 442 | 7479 | Rate Constraint in lbs/MMBtu | FALSE | L | Annual | Standard SO2 | lb/MMBtu | 0.075 | 0.075 | 0.075 | 0.075 | 0.075 | 0.075 | 0.075
NSR Columbia 1 & 2- SO2 Rate Annual v5.13 | 442 | 7479 | Rate Constraint in lbs/MMBtu | FALSE | L | Annual | Emissions at Affected Plants SO2 | Thousand Tons | 0 | 0 | 0 | 0 | 0 | 0 | 0
NSR Columbia 1 & 2- SO2 Rate Annual v5.13 | 442 | 7479 | Rate Constraint in lbs/MMBtu | FALSE | L | Annual | Allowances Purchased SO2 | Thousand Tons | 0 | 0 | 0 | 0 | 0 | 0 | 0
NSR Columbia 1 & 2- SO2 Rate Annual v5.13 | 442 | 7479 | Rate Constraint in lbs/MMBtu | FALSE | L | Annual | Allowances Sold SO2 | Thousand Tons | 0 | 0 | 0 | 0 | 0 | 0 | 0
NSR Columbia 1 & 2- SO2 Rate Annual v5.13 | 442 | 7479 | Rate Constraint in lbs/MMBtu | FALSE | L | Annual | Allowances Banked | Thousand Tons | 0 | 0 | 0 | 0 | 0 | 0 | 0
NSR Columbia 1 & 2- SO2 Rate Annual v5.13 | 442 | 7479 | Rate Constraint in lbs/MMBtu | FALSE | L | Annual | Allowances Withdrawn (1:1) | Thousand Tons | 0 | 0 | 0 | 0 | 0 | 0 | 0
NSR Columbia 1 & 2- SO2 Rate Annual v5.13 | 442 | 7479 | Rate Constraint in lbs/MMBtu | FALSE | L | Annual | Allowances Withdrawn (n:1) | Thousand Tons | 0 | 0 | 0 | 0 | 0 | 0 | 0
NSR Columbia 1 & 2- SO2 Rate Annual v5.13 | 442 | 7479 | Rate Constraint in lbs/MMBtu | FALSE | L | Annual | Net Emissions Allowance Position | Thousand Tons | 0 | 0 | 0 | 0 | 0 | 0 | 0
NSR Columbia 1 & 2- SO2 Rate Annual v5.13 | 442 | 7479 | Rate Constraint in lbs/MMBtu | FALSE | L | Annual | Fuel Consumed | TBtu | 0 | 0 | 0 | 0 | 0 | 0 | 0
NSR Columbia 1 & 2- SO2 Rate Annual v5.13 | 442 | 7479 | Rate Constraint in lbs/MMBtu | FALSE | L | Annual | Rate | lb/MMBtu | 0 | 0 | 0 | 0 | 0 | 0 | 0
NSR Columbia 1 & 2- SO2 Rate Annual v5.13 | 442 | 7479 | Rate Constraint in lbs/MMBtu | FALSE | L | Annual | Generation | TWh | 0 | 0 | 0 | 0 | 0 | 0 | 0
NSR Columbia 1 & 2- SO2 Rate Annual v5.13 | 442 | 7479 | Rate Constraint in lbs/MMBtu | FALSE | L | Annual | Qualifying Generation | TWh | 0 | 0 | 0 | 0 | 0 | 0 | 0
NSR Columbia 1 & 2- SO2 Rate Annual v5.13 | 442 | 7479 | Rate Constraint in lbs/MMBtu | FALSE | L | Annual | Rate | lb/MWh | 0 | 0 | 0 | 0 | 0 | 0 | 0
NSR Columbia 1 & 2- SO2 Rate Annual v5.13 | 442 | 7479 | Rate Constraint in lbs/MMBtu | FALSE | L | Annual | Constraint Shadow Price | US2019$/Ton | 0 | 0 | 0 | 0 | 0 | 0 | 0
NSR Columbia 1- Hg Rate Annual v5.13 | 443 | 7482 | Rate Constraint in lbs/MMBtu | FALSE | L | Annual | Seasons Included | Seasons | Winter, WintShld, Summer | Winter, WintShld, Summer | Winter, WintShld, Summer | Winter, WintShld, Summer | Winter, WintShld, Summer | Winter, WintShld, Summer | Winter, WintShld, Summer
NSR Columbia 1- Hg Rate Annual v5.13 | 443 | 7482 | Rate Constraint in lbs/MMBtu | FALSE | L | Annual | Standard MER | lb/MMBtu | 0.015 | 0.015 | 0.015 | 0.015 | 0.015 | 0.015 | 0.015
NSR Columbia 1- Hg Rate Annual v5.13 | 443 | 7482 | Rate Constraint in lbs/MMBtu | FALSE | L | Annual | Emissions at Affected Plants MER | lbs | 0 | 0 | 0 | 0 | 0 | 0 | 0
NSR Columbia 1- Hg Rate Annual v5.13 | 443 | 7482 | Rate Constraint in lbs/MMBtu | FALSE | L | Annual | Allowances Purchased MER | lbs | 0 | 0 | 0 | 0 | 0 | 0 | 0
NSR Columbia 1- Hg Rate Annual v5.13 | 443 | 7482 | Rate Constraint in lbs/MMBtu | FALSE | L | Annual | Allowances Sold MER | lbs | 0 | 0 | 0 | 0 | 0 | 0 | 0
NSR Columbia 1- Hg Rate Annual v5.13 | 443 | 7482 | Rate Constraint in lbs/MMBtu | FALSE | L | Annual | Allowances Banked | lbs | 0 | 0 | 0 | 0 | 0 | 0 | 0
NSR Columbia 1- Hg Rate Annual v5.13 | 443 | 7482 | Rate Constraint in lbs/MMBtu | FALSE | L | Annual | Allowances Withdrawn (1:1) | lbs | 0 | 0 | 0 | 0 | 0 | 0 | 0
NSR Columbia 1- Hg Rate Annual v5.13 | 443 | 7482 | Rate Constraint in lbs/MMBtu | FALSE | L | Annual | Allowances Withdrawn (n:1) | lbs | 0 | 0 | 0 | 0 | 0 | 0 | 0
NSR Columbia 1- Hg Rate Annual v5.13 | 443 | 7482 | Rate Constraint in lbs/MMBtu | FALSE | L | Annual | Net Emissions Allowance Position | lbs | 0 | 0 | 0 | 0 | 0 | 0 | 0
NSR Columbia 1- Hg Rate Annual v5.13 | 443 | 7482 | Rate Constraint in lbs/MMBtu | FALSE | L | Annual | Fuel Consumed | TBtu | 0 | 0 | 0 | 0 | 0 | 0 | 0
NSR Columbia 1- Hg Rate Annual v5.13 | 443 | 7482 | Rate Constraint in lbs/MMBtu | FALSE | L | Annual | Rate | lb/MMBtu | 0 | 0 | 0 | 0 | 0 | 0 | 0
NSR Columbia 1- Hg Rate Annual v5.13 | 443 | 7482 | Rate Constraint in lbs/MMBtu | FALSE | L | Annual | Generation | TWh | 0 | 0 | 0 | 0 | 0 | 0 | 0
NSR Columbia 1- Hg Rate Annual v5.13 | 443 | 7482 | Rate Constraint in lbs/MMBtu | FALSE | L | Annual | Qualifying Generation | TWh | 0 | 0 | 0 | 0 | 0 | 0 | 0
NSR Columbia 1- Hg Rate Annual v5.13 | 443 | 7482 | Rate Constraint in lbs/MMBtu | FALSE | L | Annual | Rate | lb/MWh | 0 | 0 | 0 | 0 | 0 | 0 | 0
NSR Columbia 1- Hg Rate Annual v5.13 | 443 | 7482 | Rate Constraint in lbs/MMBtu | FALSE | L | Annual | Constraint Shadow Price | US2019$/Lb | 0 | 0 | 0 | 0 | 0 | 0 | 0
NSR Columbia 1- NOx Rate Annual v5.13 | 444 | 7480 | Rate Constraint in lbs/MMBtu | FALSE | L | Annual | Seasons Included | Seasons | Winter, WintShld, Summer | Winter, WintShld, Summer | Winter, WintShld, Summer | Winter, WintShld, Summer | Winter, WintShld, Summer | Winter, WintShld, Summer | Winter, WintShld, Summer
NSR Columbia 1- NOx Rate Annual v5.13 | 444 | 7480 | Rate Constraint in lbs/MMBtu | FALSE | L | Annual | Standard NOX | lb/MMBtu | 0.15 | 0.15 | 0.15 | 0.15 | 0.15 | 0.15 | 0.15
NSR Columbia 1- NOx Rate Annual v5.13 | 444 | 7480 | Rate Constraint in lbs/MMBtu | FALSE | L | Annual | Emissions at Affected Plants NOX | Thousand Tons | 0 | 0 | 0 | 0 | 0 | 0 | 0
NSR Columbia 1- NOx Rate Annual v5.13 | 444 | 7480 | Rate Constraint in lbs/MMBtu | FALSE | L | Annual | Allowances Purchased NOX | Thousand Tons | 0 | 0 | 0 | 0 | 0 | 0 | 0
NSR Columbia 1- NOx Rate Annual v5.13 | 444 | 7480 | Rate Constraint in lbs/MMBtu | FALSE | L | Annual | Allowances Sold NOX | Thousand Tons | 0 | 0 | 0 | 0 | 0 | 0 | 0
NSR Columbia 1- NOx Rate Annual v5.13 | 444 | 7480 | Rate Constraint in lbs/MMBtu | FALSE | L | Annual | Allowances Banked | Thousand Tons | 0 | 0 | 0 | 0 | 0 | 0 | 0
NSR Columbia 1- NOx Rate Annual v5.13 | 444 | 7480 | Rate Constraint in lbs/MMBtu | FALSE | L | Annual | Allowances Withdrawn (1:1) | Thousand Tons | 0 | 0 | 0 | 0 | 0 | 0 | 0
NSR Columbia 1- NOx Rate Annual v5.13 | 444 | 7480 | Rate Constraint in lbs/MMBtu | FALSE | L | Annual | Allowances Withdrawn (n:1) | Thousand Tons | 0 | 0 | 0 | 0 | 0 | 0 | 0
NSR Columbia 1- NOx Rate Annual v5.13 | 444 | 7480 | Rate Constraint in lbs/MMBtu | FALSE | L | Annual | Net Emissions Allowance Position | Thousand Tons | 0 | 0 | 0 | 0 | 0 | 0 | 0
NSR Columbia 1- NOx Rate Annual v5.13 | 444 | 7480 | Rate Constraint in lbs/MMBtu | FALSE | L | Annual | Fuel Consumed | TBtu | 0 | 0 | 0 | 0 | 0 | 0 | 0
NSR Columbia 1- NOx Rate Annual v5.13 | 444 | 7480 | Rate Constraint in lbs/MMBtu | FALSE | L | Annual | Rate | lb/MMBtu | 0 | 0 | 0 | 0 | 0 | 0 | 0
NSR Columbia 1- NOx Rate Annual v5.13 | 444 | 7480 | Rate Constraint in lbs/MMBtu | FALSE | L | Annual | Generation | TWh | 0 | 0 | 0 | 0 | 0 | 0 | 0
NSR Columbia 1- NOx Rate Annual v5.13 | 444 | 7480 | Rate Constraint in lbs/MMBtu | FALSE | L | Annual | Qualifying Generation | TWh | 0 | 0 | 0 | 0 | 0 | 0 | 0
NSR Columbia 1- NOx Rate Annual v5.13 | 444 | 7480 | Rate Constraint in lbs/MMBtu | FALSE | L | Annual | Rate | lb/MWh | 0 | 0 | 0 | 0 | 0 | 0 | 0
NSR Columbia 1- NOx Rate Annual v5.13 | 444 | 7480 | Rate Constraint in lbs/MMBtu | FALSE | L | Annual | Constraint Shadow Price | US2019$/Ton | 0 | 0 | 0 | 0 | 0 | 0 | 0
NSR Columbia 2- Hg Rate Annual v5.13 | 445 | 7483 | Rate Constraint in lbs/MMBtu | FALSE | L | Annual | Seasons Included | Seasons | Winter, WintShld, Summer | Winter, WintShld, Summer | Winter, WintShld, Summer | Winter, WintShld, Summer | Winter, WintShld, Summer | Winter, WintShld, Summer | Winter, WintShld, Summer
NSR Columbia 2- Hg Rate Annual v5.13 | 445 | 7483 | Rate Constraint in lbs/MMBtu | FALSE | L | Annual | Standard MER | lb/MMBtu | 0.015 | 0.015 | 0.015 | 0.015 | 0.015 | 0.015 | 0.015
NSR Columbia 2- Hg Rate Annual v5.13 | 445 | 7483 | Rate Constraint in lbs/MMBtu | FALSE | L | Annual | Emissions at Affected Plants MER | lbs | 0 | 0 | 0 | 0 | 0 | 0 | 0
NSR Columbia 2- Hg Rate Annual v5.13 | 445 | 7483 | Rate Constraint in lbs/MMBtu | FALSE | L | Annual | Allowances Purchased MER | lbs | 0 | 0 | 0 | 0 | 0 | 0 | 0
NSR Columbia 2- Hg Rate Annual v5.13 | 445 | 7483 | Rate Constraint in lbs/MMBtu | FALSE | L | Annual | Allowances Sold MER | lbs | 0 | 0 | 0 | 0 | 0 | 0 | 0
NSR Columbia 2- Hg Rate Annual v5.13 | 445 | 7483 | Rate Constraint in lbs/MMBtu | FALSE | L | Annual | Allowances Banked | lbs | 0 | 0 | 0 | 0 | 0 | 0 | 0
NSR Columbia 2- Hg Rate Annual v5.13 | 445 | 7483 | Rate Constraint in lbs/MMBtu | FALSE | L | Annual | Allowances Withdrawn (1:1) | lbs | 0 | 0 | 0 | 0 | 0 | 0 | 0
NSR Columbia 2- Hg Rate Annual v5.13 | 445 | 7483 | Rate Constraint in lbs/MMBtu | FALSE | L | Annual | Allowances Withdrawn (n:1) | lbs | 0 | 0 | 0 | 0 | 0 | 0 | 0
NSR Columbia 2- Hg Rate Annual v5.13 | 445 | 7483 | Rate Constraint in lbs/MMBtu | FALSE | L | Annual | Net Emissions Allowance Position | lbs | 0 | 0 | 0 | 0 | 0 | 0 | 0
NSR Columbia 2- Hg Rate Annual v5.13 | 445 | 7483 | Rate Constraint in lbs/MMBtu | FALSE | L | Annual | Fuel Consumed | TBtu | 0 | 0 | 0 | 0 | 0 | 0 | 0
NSR Columbia 2- Hg Rate Annual v5.13 | 445 | 7483 | Rate Constraint in lbs/MMBtu | FALSE | L | Annual | Rate | lb/MMBtu | 0 | 0 | 0 | 0 | 0 | 0 | 0
NSR Columbia 2- Hg Rate Annual v5.13 | 445 | 7483 | Rate Constraint in lbs/MMBtu | FALSE | L | Annual | Generation | TWh | 0 | 0 | 0 | 0 | 0 | 0 | 0
NSR Columbia 2- Hg Rate Annual v5.13 | 445 | 7483 | Rate Constraint in lbs/MMBtu | FALSE | L | Annual | Qualifying Generation | TWh | 0 | 0 | 0 | 0 | 0 | 0 | 0
NSR Columbia 2- Hg Rate Annual v5.13 | 445 | 7483 | Rate Constraint in lbs/MMBtu | FALSE | L | Annual | Rate | lb/MWh | 0 | 0 | 0 | 0 | 0 | 0 | 0
NSR Columbia 2- Hg Rate Annual v5.13 | 445 | 7483 | Rate Constraint in lbs/MMBtu | FALSE | L | Annual | Constraint Shadow Price | US2019$/Lb | 0 | 0 | 0 | 0 | 0 | 0 | 0
NSR Columbia 2- NOx Rate Annual v5.13 | 446 | 7481 | Rate Constraint in lbs/MMBtu | FALSE | L | Annual | Seasons Included | Seasons | Winter, WintShld, Summer | Winter, WintShld, Summer | Winter, WintShld, Summer | Winter, WintShld, Summer | Winter, WintShld, Summer | Winter, WintShld, Summer | Winter, WintShld, Summer
NSR Columbia 2- NOx Rate Annual v5.13 | 446 | 7481 | Rate Constraint in lbs/MMBtu | FALSE | L | Annual | Standard NOX | lb/MMBtu | 0.07 | 0.07 | 0.07 | 0.07 | 0.07 | 0.07 | 0.07
NSR Columbia 2- NOx Rate Annual v5.13 | 446 | 7481 | Rate Constraint in lbs/MMBtu | FALSE | L | Annual | Emissions at Affected Plants NOX | Thousand Tons | 0 | 0 | 0 | 0 | 0 | 0 | 0
NSR Columbia 2- NOx Rate Annual v5.13 | 446 | 7481 | Rate Constraint in lbs/MMBtu | FALSE | L | Annual | Allowances Purchased NOX | Thousand Tons | 0 | 0 | 0 | 0 | 0 | 0 | 0
NSR Columbia 2- NOx Rate Annual v5.13 | 446 | 7481 | Rate Constraint in lbs/MMBtu | FALSE | L | Annual | Allowances Sold NOX | Thousand Tons | 0 | 0 | 0 | 0 | 0 | 0 | 0
NSR Columbia 2- NOx Rate Annual v5.13 | 446 | 7481 | Rate Constraint in lbs/MMBtu | FALSE | L | Annual | Allowances Banked | Thousand Tons | 0 | 0 | 0 | 0 | 0 | 0 | 0
NSR Columbia 2- NOx Rate Annual v5.13 | 446 | 7481 | Rate Constraint in lbs/MMBtu | FALSE | L | Annual | Allowances Withdrawn (1:1) | Thousand Tons | 0 | 0 | 0 | 0 | 0 | 0 | 0
NSR Columbia 2- NOx Rate Annual v5.13 | 446 | 7481 | Rate Constraint in lbs/MMBtu | FALSE | L | Annual | Allowances Withdrawn (n:1) | Thousand Tons | 0 | 0 | 0 | 0 | 0 | 0 | 0
NSR Columbia 2- NOx Rate Annual v5.13 | 446 | 7481 | Rate Constraint in lbs/MMBtu | FALSE | L | Annual | Net Emissions Allowance Position | Thousand Tons | 0 | 0 | 0 | 0 | 0 | 0 | 0
NSR Columbia 2- NOx Rate Annual v5.13 | 446 | 7481 | Rate Constraint in lbs/MMBtu | FALSE | L | Annual | Fuel Consumed | TBtu | 0 | 0 | 0 | 0 | 0 | 0 | 0
NSR Columbia 2- NOx Rate Annual v5.13 | 446 | 7481 | Rate Constraint in lbs/MMBtu | FALSE | L | Annual | Rate | lb/MMBtu | 0 | 0 | 0 | 0 | 0 | 0 | 0
NSR Columbia 2- NOx Rate Annual v5.13 | 446 | 7481 | Rate Constraint in lbs/MMBtu | FALSE | L | Annual | Generation | TWh | 0 | 0 | 0 | 0 | 0 | 0 | 0
NSR Columbia 2- NOx Rate Annual v5.13 | 446 | 7481 | Rate Constraint in lbs/MMBtu | FALSE | L | Annual | Qualifying Generation | TWh | 0 | 0 | 0 | 0 | 0 | 0 | 0
NSR Columbia 2- NOx Rate Annual v5.13 | 446 | 7481 | Rate Constraint in lbs/MMBtu | FALSE | L | Annual | Rate | lb/MWh | 0 | 0 | 0 | 0 | 0 | 0 | 0
NSR Columbia 2- NOx Rate Annual v5.13 | 446 | 7481 | Rate Constraint in lbs/MMBtu | FALSE | L | Annual | Constraint Shadow Price | US2019$/Ton | 0 | 0 | 0 | 0 | 0 | 0 | 0
NSR Consumer Energy - NOx Cap Annual v5.14 | 447 | 7420 | Rate Constraint in MTons | FALSE | L | Annual | Seasons Included | Seasons | Winter, WintShld, Summer | Winter, WintShld, Summer | Winter, WintShld, Summer | Winter, WintShld, Summer | Winter, WintShld, Summer | Winter, WintShld, Summer | Winter, WintShld, Summer
NSR Consumer Energy - NOx Cap Annual v5.14 | 447 | 7420 | Rate Constraint in MTons | FALSE | L | Annual | Standard NOX | Thousand Tons | 6.912 | 6.912 | 6.912 | 6.912 | 6.912 | 6.912 | 6.912
NSR Consumer Energy - NOx Cap Annual v5.14 | 447 | 7420 | Rate Constraint in MTons | FALSE | L | Annual | Emissions at Affected Plants NOX | Thousand Tons | 0 | 0 | 0 | 0 | 0 | 0 | 0
NSR Consumer Energy - NOx Cap Annual v5.14 | 447 | 7420 | Rate Constraint in MTons | FALSE | L | Annual | Allowances Purchased NOX | Thousand Tons | 0 | 0 | 0 | 0 | 0 | 0 | 0
NSR Consumer Energy - NOx Cap Annual v5.14 | 447 | 7420 | Rate Constraint in MTons | FALSE | L | Annual | Allowances Sold NOX | Thousand Tons | 0 | 0 | 0 | 0 | 0 | 0 | 0
NSR Consumer Energy - NOx Cap Annual v5.14 | 447 | 7420 | Rate Constraint in MTons | FALSE | L | Annual | Allowances Banked | Thousand Tons | 0 | 0 | 0 | 0 | 0 | 0 | 0
NSR Consumer Energy - NOx Cap Annual v5.14 | 447 | 7420 | Rate Constraint in MTons | FALSE | L | Annual | Allowances Withdrawn (1:1) | Thousand Tons | 0 | 0 | 0 | 0 | 0 | 0 | 0
NSR Consumer Energy - NOx Cap Annual v5.14 | 447 | 7420 | Rate Constraint in MTons | FALSE | L | Annual | Allowances Withdrawn (n:1) | Thousand Tons | 0 | 0 | 0 | 0 | 0 | 0 | 0
NSR Consumer Energy - NOx Cap Annual v5.14 | 447 | 7420 | Rate Constraint in MTons | FALSE | L | Annual | Net Emissions Allowance Position | Thousand Tons | 0 | 0 | 0 | 0 | 0 | 0 | 0
NSR Consumer Energy - NOx Cap Annual v5.14 | 447 | 7420 | Rate Constraint in MTons | FALSE | L | Annual | Fuel Consumed | TBtu | 0 | 0 | 0 | 0 | 0 | 0 | 0
NSR Consumer Energy - NOx Cap Annual v5.14 | 447 | 7420 | Rate Constraint in MTons | FALSE | L | Annual | Rate | lb/MMBtu | 0 | 0 | 0 | 0 | 0 | 0 | 0
NSR Consumer Energy - NOx Cap Annual v5.14 | 447 | 7420 | Rate Constraint in MTons | FALSE | L | Annual | Generation | TWh | 0 | 0 | 0 | 0 | 0 | 0 | 0
NSR Consumer Energy - NOx Cap Annual v5.14 | 447 | 7420 | Rate Constraint in MTons | FALSE | L | Annual | Qualifying Generation | TWh | 0 | 0 | 0 | 0 | 0 | 0 | 0
NSR Consumer Energy - NOx Cap Annual v5.14 | 447 | 7420 | Rate Constraint in MTons | FALSE | L | Annual | Rate | lb/MWh | 0 | 0 | 0 | 0 | 0 | 0 | 0
NSR Consumer Energy - NOx Cap Annual v5.14 | 447 | 7420 | Rate Constraint in MTons | FALSE | L | Annual | Constraint Shadow Price | US2019$/Ton | 0 | 0 | 0 | 0 | 0 | 0 | 0
NSR Consumer Energy - SO2 Cap Annual v5.14 | 448 | 7421 | Rate Constraint in MTons | FALSE | L | Annual | Seasons Included | Seasons | Winter, WintShld, Summer | Winter, WintShld, Summer | Winter, WintShld, Summer | Winter, WintShld, Summer | Winter, WintShld, Summer | Winter, WintShld, Summer | Winter, WintShld, Summer
NSR Consumer Energy - SO2 Cap Annual v5.14 | 448 | 7421 | Rate Constraint in MTons | FALSE | L | Annual | Standard SO2 | Thousand Tons | 10.9 | 10.9 | 10.9 | 10.9 | 10.9 | 10.9 | 10.9
NSR Consumer Energy - SO2 Cap Annual v5.14 | 448 | 7421 | Rate Constraint in MTons | FALSE | L | Annual | Emissions at Affected Plants SO2 | Thousand Tons | 0 | 0 | 0 | 0 | 0 | 0 | 0
NSR Consumer Energy - SO2 Cap Annual v5.14 | 448 | 7421 | Rate Constraint in MTons | FALSE | L | Annual | Allowances Purchased SO2 | Thousand Tons | 0 | 0 | 0 | 0 | 0 | 0 | 0
NSR Consumer Energy - SO2 Cap Annual v5.14 | 448 | 7421 | Rate Constraint in MTons | FALSE | L | Annual | Allowances Sold SO2 | Thousand Tons | 0 | 0 | 0 | 0 | 0 | 0 | 0
NSR Consumer Energy - SO2 Cap Annual v5.14 | 448 | 7421 | Rate Constraint in MTons | FALSE | L | Annual | Allowances Banked | Thousand Tons | 0 | 0 | 0 | 0 | 0 | 0 | 0
NSR Consumer Energy - SO2 Cap Annual v5.14 | 448 | 7421 | Rate Constraint in MTons | FALSE | L | Annual | Allowances Withdrawn (1:1) | Thousand Tons | 0 | 0 | 0 | 0 | 0 | 0 | 0
NSR Consumer Energy - SO2 Cap Annual v5.14 | 448 | 7421 | Rate Constraint in MTons | FALSE | L | Annual | Allowances Withdrawn (n:1) | Thousand Tons | 0 | 0 | 0 | 0 | 0 | 0 | 0
NSR Consumer Energy - SO2 Cap Annual v5.14 | 448 | 7421 | Rate Constraint in MTons | FALSE | L | Annual | Net Emissions Allowance Position | Thousand Tons | 0 | 0 | 0 | 0 | 0 | 0 | 0
NSR Consumer Energy - SO2 Cap Annual v5.14 | 448 | 7421 | Rate Constraint in MTons | FALSE | L | Annual | Fuel Consumed | TBtu | 0 | 0 | 0 | 0 | 0 | 0 | 0
NSR Consumer Energy - SO2 Cap Annual v5.14 | 448 | 7421 | Rate Constraint in MTons | FALSE | L | Annual | Rate | lb/MMBtu | 0 | 0 | 0 | 0 | 0 | 0 | 0
NSR Consumer Energy - SO2 Cap Annual v5.14 | 448 | 7421 | Rate Constraint in MTons | FALSE | L | Annual | Generation | TWh | 0 | 0 | 0 | 0 | 0 | 0 | 0
NSR Consumer Energy - SO2 Cap Annual v5.14 | 448 | 7421 | Rate Constraint in MTons | FALSE | L | Annual | Qualifying Generation | TWh | 0 | 0 | 0 | 0 | 0 | 0 | 0
NSR Consumer Energy - SO2 Cap Annual v5.14 | 448 | 7421 | Rate Constraint in MTons | FALSE | L | Annual | Rate | lb/MWh | 0 | 0 | 0 | 0 | 0 | 0 | 0
NSR Consumer Energy - SO2 Cap Annual v5.14 | 448 | 7421 | Rate Constraint in MTons | FALSE | L | Annual | Constraint Shadow Price | US2019$/Ton | 0 | 0 | 0 | 0 | 0 | 0 | 0
NSR Cooper 2 - NOX Rate Annual v3.1, Unit 2651 and retrofits | 449 | 7447 | Rate Constraint in lbs/MMBtu | FALSE | L | Annual | Seasons Included | Seasons | Winter, WintShld, Summer | Winter, WintShld, Summer | Winter, WintShld, Summer | Winter, WintShld, Summer | Winter, WintShld, Summer | Winter, WintShld, Summer | Winter, WintShld, Summer
NSR Cooper 2 - NOX Rate Annual v3.1, Unit 2651 and retrofits | 449 | 7447 | Rate Constraint in lbs/MMBtu | FALSE | L | Annual | Standard NOX | lb/MMBtu | 0.08 | 0.08 | 0.08 | 0.08 | 0.08 | 0.08 | 0.08
NSR Cooper 2 - NOX Rate Annual v3.1, Unit 2651 and retrofits | 449 | 7447 | Rate Constraint in lbs/MMBtu | FALSE | L | Annual | Emissions at Affected Plants NOX | Thousand Tons | 0.095622 | 0 | 0 | 0 | 0 | 0 | 0
NSR Cooper 2 - NOX Rate Annual v3.1, Unit 2651 and retrofits | 449 | 7447 | Rate Constraint in lbs/MMBtu | FALSE | L | Annual | Allowances Purchased NOX | Thousand Tons | 0 | 0 | 0 | 0 | 0 | 0 | 0
NSR Cooper 2 - NOX Rate Annual v3.1, Unit 2651 and retrofits | 449 | 7447 | Rate Constraint in lbs/MMBtu | FALSE | L | Annual | Allowances Sold NOX | Thousand Tons | 0 | 0 | 0 | 0 | 0 | 0 | 0
NSR Cooper 2 - NOX Rate Annual v3.1, Unit 2651 and retrofits | 449 | 7447 | Rate Constraint in lbs/MMBtu | FALSE | L | Annual | Allowances Banked | Thousand Tons | 0 | 0 | 0 | 0 | 0 | 0 | 0
NSR Cooper 2 - NOX Rate Annual v3.1, Unit 2651 and retrofits | 449 | 7447 | Rate Constraint in lbs/MMBtu | FALSE | L | Annual | Allowances Withdrawn (1:1) | Thousand Tons | 0 | 0 | 0 | 0 | 0 | 0 | 0
NSR Cooper 2 - NOX Rate Annual v3.1, Unit 2651 and retrofits | 449 | 7447 | Rate Constraint in lbs/MMBtu | FALSE | L | Annual | Allowances Withdrawn (n:1) | Thousand Tons | 0 | 0 | 0 | 0 | 0 | 0 | 0
NSR Cooper 2 - NOX Rate Annual v3.1, Unit 2651 and retrofits | 449 | 7447 | Rate Constraint in lbs/MMBtu | FALSE | L | Annual | Net Emissions Allowance Position | Thousand Tons | 0.095622 | 0 | 0 | 0 | 0 | 0 | 0
NSR Cooper 2 - NOX Rate Annual v3.1, Unit 2651 and retrofits | 449 | 7447 | Rate Constraint in lbs/MMBtu | FALSE | L | Annual | Fuel Consumed | TBtu | 2.5499 | 0 | 0 | 0 | 0 | 0 | 0
NSR Cooper 2 - NOX Rate Annual v3.1, Unit 2651 and retrofits | 449 | 7447 | Rate Constraint in lbs/MMBtu | FALSE | L | Annual | Rate | lb/MMBtu | 0.075 | 0 | 0 | 0 | 0 | 0 | 0
NSR Cooper 2 - NOX Rate Annual v3.1, Unit 2651 and retrofits | 449 | 7447 | Rate Constraint in lbs/MMBtu | FALSE | L | Annual | Generation | TWh | 0.23873 | 0 | 0 | 0 | 0 | 0 | 0
NSR Cooper 2 - NOX Rate Annual v3.1, Unit 2651 and retrofits | 449 | 7447 | Rate Constraint in lbs/MMBtu | FALSE | L | Annual | Qualifying Generation | TWh | 0.23873 | 0 | 0 | 0 | 0 | 0 | 0
NSR Cooper 2 - NOX Rate Annual v3.1, Unit 2651 and retrofits | 449 | 7447 | Rate Constraint in lbs/MMBtu | FALSE | L | Annual | Rate | lb/MWh | 0.80107 | 0 | 0 | 0 | 0 | 0 | 0
NSR Cooper 2 - NOX Rate Annual v3.1, Unit 2651 and retrofits | 449 | 7447 | Rate Constraint in lbs/MMBtu | FALSE | L | Annual | Constraint Shadow Price | US2019$/Ton | 0 | 0 | 0 | 0 | 0 | 0 | 0
NSR Cooper 2 - SO2 Rate Annual v3.1, Unit 2651 and retrofits | 450 | 7446 | Rate Constraint in lbs/MMBtu | FALSE | L | Annual | Seasons Included | Seasons | Winter, WintShld, Summer | Winter, WintShld, Summer | Winter, WintShld, Summer | Winter, WintShld, Summer | Winter, WintShld, Summer | Winter, WintShld, Summer | Winter, WintShld, Summer
NSR Cooper 2 - SO2 Rate Annual v3.1, Unit 2651 and retrofits | 450 | 7446 | Rate Constraint in lbs/MMBtu | FALSE | L | Annual | Standard SO2 | lb/MMBtu | 0.1 | 0.1 | 0.1 | 0.1 | 0.1 | 0.1 | 0.1
NSR Cooper 2 - SO2 Rate Annual v3.1, Unit 2651 and retrofits | 450 | 7446 | Rate Constraint in lbs/MMBtu | FALSE | L | Annual | Emissions at Affected Plants SO2 | Thousand Tons | 0.10879 | 0 | 0 | 0 | 0 | 0 | 0
NSR Cooper 2 - SO2 Rate Annual v3.1, Unit 2651 and retrofits | 450 | 7446 | Rate Constraint in lbs/MMBtu | FALSE | L | Annual | Allowances Purchased SO2 | Thousand Tons | 0 | 0 | 0 | 0 | 0 | 0 | 0
NSR Cooper 2 - SO2 Rate Annual v3.1, Unit 2651 and retrofits | 450 | 7446 | Rate Constraint in lbs/MMBtu | FALSE | L | Annual | Allowances Sold SO2 | Thousand Tons | 0 | 0 | 0 | 0 | 0 | 0 | 0
NSR Cooper 2 - SO2 Rate Annual v3.1, Unit 2651 and retrofits | 450 | 7446 | Rate Constraint in lbs/MMBtu | FALSE | L | Annual | Allowances Banked | Thousand Tons | 0 | 0 | 0 | 0 | 0 | 0 | 0
NSR Cooper 2 - SO2 Rate Annual v3.1, Unit 2651 and retrofits | 450 | 7446 | Rate Constraint in lbs/MMBtu | FALSE | L | Annual | Allowances Withdrawn (1:1) | Thousand Tons | 0 | 0 | 0 | 0 | 0 | 0 | 0
NSR Cooper 2 - SO2 Rate Annual v3.1, Unit 2651 and retrofits | 450 | 7446 | Rate Constraint in lbs/MMBtu | FALSE | L | Annual | Allowances Withdrawn (n:1) | Thousand Tons | 0 | 0 | 0 | 0 | 0 | 0 | 0
NSR Cooper 2 - SO2 Rate Annual v3.1, Unit 2651 and retrofits | 450 | 7446 | Rate Constraint in lbs/MMBtu | FALSE | L | Annual | Net Emissions Allowance Position | Thousand Tons | 0.10879 | 0 | 0 | 0 | 0 | 0 | 0
NSR Cooper 2 - SO2 Rate Annual v3.1, Unit 2651 and retrofits | 450 | 7446 | Rate Constraint in lbs/MMBtu | FALSE | L | Annual | Fuel Consumed | TBtu | 2.5499 | 0 | 0 | 0 | 0 | 0 | 0
NSR Cooper 2 - SO2 Rate Annual v3.1, Unit 2651 and retrofits | 450 | 7446 | Rate Constraint in lbs/MMBtu | FALSE | L | Annual | Rate | lb/MMBtu | 0.085332 | 0 | 0 | 0 | 0 | 0 | 0
NSR Cooper 2 - SO2 Rate Annual v3.1, Unit 2651 and retrofits | 450 | 7446 | Rate Constraint in lbs/MMBtu | FALSE | L | Annual | Generation | TWh | 0.23873 | 0 | 0 | 0 | 0 | 0 | 0
NSR Cooper 2 - SO2 Rate Annual v3.1, Unit 2651 and retrofits | 450 | 7446 | Rate Constraint in lbs/MMBtu | FALSE | L | Annual | Qualifying Generation | TWh | 0.23873 | 0 | 0 | 0 | 0 | 0 | 0
NSR Cooper 2 - SO2 Rate Annual v3.1, Unit 2651 and retrofits | 450 | 7446 | Rate Constraint in lbs/MMBtu | FALSE | L | Annual | Rate | lb/MWh | 0.91143 | 0 | 0 | 0 | 0 | 0 | 0
NSR Cooper 2 - SO2 Rate Annual v3.1, Unit 2651 and retrofits | 450 | 7446 | Rate Constraint in lbs/MMBtu | FALSE | L | Annual | Constraint Shadow Price | US2019$/Ton | 0 | 0 | 0 | 0 | 0 | 0 | 0
NSR Coronado 1,2 - NOX Cap Annual v6.17 | 451 | 7394 | Rate Constraint in MTons | FALSE | L | Annual | Seasons Included | Seasons | Winter, WintShld, Summer | Winter, WintShld, Summer | Winter, WintShld, Summer | Winter, WintShld, Summer | Winter, WintShld, Summer | Winter, WintShld, Summer | Winter, WintShld, Summer
NSR Coronado 1,2 - NOX Cap Annual v6.17 | 451 | 7394 | Rate Constraint in MTons | FALSE | L | Annual | Standard NOX | Thousand Tons | 7.3 | 7.3 | 7.3 | 7.3 | 7.3 | 7.3 | 7.3
NSR Coronado 1,2 - NOX Cap Annual v6.17 | 451 | 7394 | Rate Constraint in MTons | FALSE | L | Annual | Emissions at Affected Plants NOX | Thousand Tons | 0.1967 | 0.17332 | 0 | 0 | 0 | 0 | 0
NSR Coronado 1,2 - NOX Cap Annual v6.17 | 451 | 7394 | Rate Constraint in MTons | FALSE | L | Annual | Allowances Purchased NOX | Thousand Tons | 0 | 0 | 0 | 0 | 0 | 0 | 0
NSR Coronado 1,2 - NOX Cap Annual v6.17 | 451 | 7394 | Rate Constraint in MTons | FALSE | L | Annual | Allowances Sold NOX | Thousand Tons | 0 | 0 | 0 | 0 | 0 | 0 | 0
NSR Coronado 1,2 - NOX Cap Annual v6.17 | 451 | 7394 | Rate Constraint in MTons | FALSE | L | Annual | Allowances Banked | Thousand Tons | 0 | 0 | 0 | 0 | 0 | 0 | 0
NSR Coronado 1,2 - NOX Cap Annual v6.17 | 451 | 7394 | Rate Constraint in MTons | FALSE | L | Annual | Allowances Withdrawn (1:1) | Thousand Tons | 0 | 0 | 0 | 0 | 0 | 0 | 0
NSR Coronado 1,2 - NOX Cap Annual v6.17 | 451 | 7394 | Rate Constraint in MTons | FALSE | L | Annual | Allowances Withdrawn (n:1) | Thousand Tons | 0 | 0 | 0 | 0 | 0 | 0 | 0
NSR Coronado 1,2 - NOX Cap Annual v6.17 | 451 | 7394 | Rate Constraint in MTons | FALSE | L | Annual | Net Emissions Allowance Position | Thousand Tons | 0.1967 | 0.17332 | 0 | 0 | 0 | 0 | 0
NSR Coronado 1,2 - NOX Cap Annual v6.17 | 451 | 7394 | Rate Constraint in MTons | FALSE | L | Annual | Fuel Consumed | TBtu | 6.71 | 5.6755 | 0 | 0 | 0 | 0 | 0
NSR Coronado 1,2 - NOX Cap Annual v6.17 | 451 | 7394 | Rate Constraint in MTons | FALSE | L | Annual | Rate | lb/MMBtu | 0.05863 | 0.061075 | 0 | 0 | 0 | 0 | 0
NSR Coronado 1,2 - NOX Cap Annual v6.17 | 451 | 7394 | Rate Constraint in MTons | FALSE | L | Annual | Generation | TWh | 0.62767 | 0.53095 | 0 | 0 | 0 | 0 | 0
NSR Coronado 1,2 - NOX Cap Annual v6.17 | 451 | 7394 | Rate Constraint in MTons | FALSE | L | Annual | Qualifying Generation | TWh | 0.62767 | 0.53095 | 0 | 0 | 0 | 0 | 0
NSR Coronado 1,2 - NOX Cap Annual v6.17 | 451 | 7394 | Rate Constraint in MTons | FALSE | L | Annual | Rate | lb/MWh | 0.62678 | 0.65285 | 0 | 0 | 0 | 0 | 0
NSR Coronado 1,2 - NOX Cap Annual v6.17 | 451 | 7394 | Rate Constraint in MTons | FALSE | L | Annual | Constraint Shadow Price | US2019$/Ton | 0 | 0 | 0 | 0 | 0 | 0 | 0
NSR Cross 1,2 - NOX Rate Annual v3.1, Unit 3825 and retrofits | 452 | 7432 | Rate Constraint in lbs/MMBtu | FALSE | L | Annual | Seasons Included | Seasons | Winter, WintShld, Summer | Winter, WintShld, Summer | Winter, WintShld, Summer | Winter, WintShld, Summer | Winter, WintShld, Summer | Winter, WintShld, Summer | Winter, WintShld, Summer
NSR Cross 1,2 - NOX Rate Annual v3.1, Unit 3825 and retrofits | 452 | 7432 | Rate Constraint in lbs/MMBtu | FALSE | L | Annual | Standard NOX | lb/MMBtu | 0.1 | 0.1 | 0.1 | 0.1 | 0.1 | 0.1 | 0.1
NSR Cross 1,2 - NOX Rate Annual v3.1, Unit 3825 and retrofits | 452 | 7432 | Rate Constraint in lbs/MMBtu | FALSE | L | Annual | Emissions at Affected Plants NOX | Thousand Tons | 1.3183 | 1.3199 | 1.5505 | 1.5512 | 1.5512 | 1.1014 | 1.1014
NSR Cross 1,2 - NOX Rate Annual v3.1, Unit 3825 and retrofits | 452 | 7432 | Rate Constraint in lbs/MMBtu | FALSE | L | Annual | Allowances Purchased NOX | Thousand Tons | 0 | 0 | 0 | 0 | 0 | 0 | 0
NSR Cross 1,2 - NOX Rate Annual v3.1, Unit 3825 and retrofits | 452 | 7432 | Rate Constraint in lbs/MMBtu | FALSE | L | Annual | Allowances Sold NOX | Thousand Tons | 0 | 0 | 0 | 0 | 0 | 0 | 0
NSR Cross 1,2 - NOX Rate Annual v3.1, Unit 3825 and retrofits | 452 | 7432 | Rate Constraint in lbs/MMBtu | FALSE | L | Annual | Allowances Banked | Thousand Tons | 0 | 0 | 0 | 0 | 0 | 0 | 0
NSR Cross 1,2 - NOX Rate Annual v3.1, Unit 3825 and retrofits | 452 | 7432 | Rate Constraint in lbs/MMBtu | FALSE | L | Annual | Allowances Withdrawn (1:1) | Thousand Tons | 0 | 0 | 0 | 0 | 0 | 0 | 0
NSR Cross 1,2 - NOX Rate Annual v3.1, Unit 3825 and retrofits | 452 | 7432 | Rate Constraint in lbs/MMBtu | FALSE | L | Annual | Allowances Withdrawn (n:1) | Thousand Tons | 0 | 0 | 0 | 0 | 0 | 0 | 0
NSR Cross 1,2 - NOX Rate Annual v3.1, Unit 3825 and retrofits | 452 | 7432 | Rate Constraint in lbs/MMBtu | FALSE | L | Annual | Net Emissions Allowance Position | Thousand Tons | 1.3183 | 1.3199 | 1.5505 | 1.5512 | 1.5512 | 1.1014 | 1.1014
NSR Cross 1,2 - NOX Rate Annual v3.1, Unit 3825 and retrofits | 452 | 7432 | Rate Constraint in lbs/MMBtu | FALSE | L | Annual | Fuel Consumed | TBtu | 32.0288 | 32.0666 | 37.6702 | 37.6878 | 37.6878 | 26.76 | 26.76
NSR Cross 1,2 - NOX Rate Annual v3.1, Unit 3825 and retrofits | 452 | 7432 | Rate Constraint in lbs/MMBtu | FALSE | L | Annual | Rate | lb/MMBtu | 0.08232 | 0.08232 | 0.08232 | 0.08232 | 0.08232 | 0.08232 | 0.08232
NSR Cross 1,2 - NOX Rate Annual v3.1, Unit 3825 and retrofits | 452 | 7432 | Rate Constraint in lbs/MMBtu | FALSE | L | Annual | Generation | TWh | 3.0302 | 3.0337 | 3.5639 | 3.5655 | 3.5655 | 2.5317 | 2.5317
NSR Cross 1,2 - NOX Rate Annual v3.1, Unit 3825 and retrofits | 452 | 7432 | Rate Constraint in lbs/MMBtu | FALSE | L | Annual | Qualifying Generation | TWh | 3.0302 | 3.0337 | 3.5639 | 3.5655 | 3.5655 | 2.5317 | 2.5317
NSR Cross 1,2 - NOX Rate Annual v3.1, Unit 3825 and retrofits | 452 | 7432 | Rate Constraint in lbs/MMBtu | FALSE | L | Annual | Rate | lb/MWh | 0.87012 | 0.87012 | 0.87012 | 0.87012 | 0.87012 | 0.87012 | 0.87012
NSR Cross 1,2 - NOX Rate Annual v3.1, Unit 3825 and retrofits | 452 | 7432 | Rate Constraint in lbs/MMBtu | FALSE | L | Annual | Constraint Shadow Price | US2019$/Ton | 0 | 0 | 0 | 0 | 0 | 0 | 0
NSR Cross 1,2 - NOX Rate Annual v3.1, Unit 3826 and retrofits | 453 | 7432 | Rate Constraint in lbs/MMBtu | FALSE | L | Annual | Seasons Included | Seasons | Winter, WintShld, Summer | Winter, WintShld, Summer | Winter, WintShld, Summer | Winter, WintShld, Summer | Winter, WintShld, Summer | Winter, WintShld, Summer | Winter, WintShld, Summer
NSR Cross 1,2 - NOX Rate Annual v3.1, Unit 3826 and retrofits | 453 | 7432 | Rate Constraint in lbs/MMBtu | FALSE | L | Annual | Standard NOX | lb/MMBtu | 0.1 | 0.1 | 0.1 | 0.1 | 0.1 | 0.1 | 0.1
NSR Cross 1,2 - NOX Rate Annual v3.1, Unit 3826 and retrofits | 453 | 7432 | Rate Constraint in lbs/MMBtu | FALSE | L | Annual | Emissions at Affected Plants NOX | Thousand Tons | 1.1054 | 1.1066 | 1.2814 | 1.282 | 1.282 | 0.90705 | 0.90705
NSR Cross 1,2 - NOX Rate Annual v3.1, Unit 3826 and retrofits | 453 | 7432 | Rate Constraint in lbs/MMBtu | FALSE | L | Annual | Allowances Purchased NOX | Thousand Tons | 0 | 0 | 0 | 0 | 0 | 0 | 0
NSR Cross 1,2 - NOX Rate Annual v3.1, Unit 3826 and retrofits | 453 | 7432 | Rate Constraint in lbs/MMBtu | FALSE | L | Annual | Allowances Sold NOX | Thousand Tons | 0 | 0 | 0 | 0 | 0 | 0 | 0
NSR Cross 1,2 - NOX Rate Annual v3.1, Unit 3826 and retrofits | 453 | 7432 | Rate Constraint in lbs/MMBtu | FALSE | L | Annual | Allowances Banked | Thousand Tons | 0 | 0 | 0 | 0 | 0 | 0 | 0
NSR Cross 1,2 - NOX Rate Annual v3.1, Unit 3826 and retrofits | 453 | 7432 | Rate Constraint in lbs/MMBtu | FALSE | L | Annual | Allowances Withdrawn (1:1) | Thousand Tons | 0 | 0 | 0 | 0 | 0 | 0 | 0
NSR Cross 1,2 - NOX Rate Annual v3.1, Unit 3826 and retrofits | 453 | 7432 | Rate Constraint in lbs/MMBtu | FALSE | L | Annual | Allowances Withdrawn (n:1) | Thousand Tons | 0 | 0 | 0 | 0 | 0 | 0 | 0
NSR Cross 1,2 - NOX Rate Annual v3.1, Unit 3826 and retrofits | 453 | 7432 | Rate Constraint in lbs/MMBtu | FALSE | L | Annual | Net Emissions Allowance Position | Thousand Tons | 1.1054 | 1.1066 | 1.2814 | 1.282 | 1.282 | 0.90705 | 0.90705
NSR Cross 1,2 - NOX Rate Annual v3.1, Unit 3826 and retrofits | 453 | 7432 | Rate Constraint in lbs/MMBtu | FALSE | L | Annual | Fuel Consumed | TBtu | 31.9488 | 31.9829 | 37.0361 | 37.052 | 37.052 | 26.2153 | 26.2153
NSR Cross 1,2 - NOX Rate Annual v3.1, Unit 3826 and retrofits | 453 | 7432 | Rate Constraint in lbs/MMBtu | FALSE | L | Annual | Rate | lb/MMBtu | 0.0692 | 0.0692 | 0.0692 | 0.0692 | 0.0692 | 0.0692 | 0.0692
NSR Cross 1,2 - NOX Rate Annual v3.1, Unit 3826 and retrofits | 453 | 7432 | Rate Constraint in lbs/MMBtu | FALSE | L | Annual | Generation | TWh | 3.05 | 3.0533 | 3.5357 | 3.5372 | 3.5372 | 2.5027 | 2.5027
NSR Cross 1,2 - NOX Rate Annual v3.1, Unit 3826 and retrofits | 453 | 7432 | Rate Constraint in lbs/MMBtu | FALSE | L | Annual | Qualifying Generation | TWh | 3.05 | 3.0533 | 3.5357 | 3.5372 | 3.5372 | 2.5027 | 2.5027
NSR Cross 1,2 - NOX Rate Annual v3.1, Unit 3826 and retrofits | 453 | 7432 | Rate Constraint in lbs/MMBtu | FALSE | L | Annual | Rate | lb/MWh | 0.72487 | 0.72487 | 0.72487 | 0.72487 | 0.72487 | 0.72487 | 0.72487
NSR Cross 1,2 - NOX Rate Annual v3.1, Unit 3826 and retrofits | 453 | 7432 | Rate Constraint in lbs/MMBtu | FALSE | L | Annual | Constraint Shadow Price | US2019$/Ton | 0 | 0 | 0 | 0 | 0 | 0 | 0
NSR Dairyland- NOx Cap Annual v5.13 | 454 | 7414 | Rate Constraint in MTons | FALSE | L | Annual | Seasons Included | Seasons | Winter, WintShld, Summer | Winter, WintShld, Summer | Winter, WintShld, Summer | Winter, WintShld, Summer | Winter, WintShld, Summer | Winter, WintShld, Summer | Winter, WintShld, Summer
NSR Dairyland- NOx Cap Annual v5.13 | 454 | 7414 | Rate Constraint in MTons | FALSE | L | Annual | Standard NOX | Thousand Tons | 3.236 | 3.236 | 3.236 | 3.236 | 3.236 | 3.236 | 3.236
NSR Dairyland- NOx Cap Annual v5.13 | 454 | 7414 | Rate Constraint in MTons | FALSE | L | Annual | Emissions at Affected Plants NOX | Thousand Tons | 0.76141 | 0.7769 | 0.50478 | 0.5044 | 0.45063 | 0 | 0
NSR Dairyland- NOx Cap Annual v5.13 | 454 | 7414 | Rate Constraint in MTons | FALSE | L | Annual | Allowances Purchased NOX | Thousand Tons | 0 | 0 | 0 | 0 | 0 | 0 | 0
NSR Dairyland- NOx Cap Annual v5.13 | 454 | 7414 | Rate Constraint in MTons | FALSE | L | Annual | Allowances Sold NOX | Thousand Tons | 0 | 0 | 0 | 0 | 0 | 0 | 0
NSR Dairyland- NOx Cap Annual v5.13 | 454 | 7414 | Rate Constraint in MTons | FALSE | L | Annual | Allowances Banked | Thousand Tons | 0 | 0 | 0 | 0 | 0 | 0 | 0
NSR Dairyland- NOx Cap Annual v5.13 | 454 | 7414 | Rate Constraint in MTons | FALSE | L | Annual | Allowances Withdrawn (1:1) | Thousand Tons | 0 | 0 | 0 | 0 | 0 | 0 | 0
NSR Dairyland- NOx Cap Annual v5.13 | 454 | 7414 | Rate Constraint in MTons | FALSE | L | Annual | Allowances Withdrawn (n:1) | Thousand Tons | 0 | 0 | 0 | 0 | 0 | 0 | 0
NSR Dairyland- NOx Cap Annual v5.13 | 454 | 7414 | Rate Constraint in MTons | FALSE | L | Annual | Net Emissions Allowance Position | Thousand Tons | 0.76141 | 0.7769 | 0.50478 | 0.5044 | 0.45063 | 0 | 0
NSR Dairyland- NOx Cap Annual v5.13 | 454 | 7414 | Rate Constraint in MTons | FALSE | L | Annual | Fuel Consumed | TBtu | 20.0424 | 20.4501 | 13.2871 | 13.2772 | 11.8618 | 0 | 0
NSR Dairyland- NOx Cap Annual v5.13 | 454 | 7414 | Rate Constraint in MTons | FALSE | L | Annual | Rate | lb/MMBtu | 0.07598 | 0.07598 | 0.07598 | 0.07598 | 0.07598 | 0 | 0
NSR Dairyland- NOx Cap Annual v5.13 | 454 | 7414 | Rate Constraint in MTons | FALSE | L | Annual | Generation | TWh | 1.783 | 1.8192 | 1.182 | 1.1811 | 1.0552 | 0 | 0
NSR Dairyland- NOx Cap Annual v5.13 | 454 | 7414 | Rate Constraint in MTons | FALSE | L | Annual | Qualifying Generation | TWh | 1.783 | 1.8192 | 1.182 | 1.1811 | 1.0552 | 0 | 0
NSR Dairyland- NOx Cap Annual v5.13 | 454 | 7414 | Rate Constraint in MTons | FALSE | L | Annual | Rate | lb/MWh | 0.85409 | 0.85409 | 0.85409 | 0.85409 | 0.85409 | 0 | 0
NSR Dairyland- NOx Cap Annual v5.13 | 454 | 7414 | Rate Constraint in MTons | FALSE | L | Annual | Constraint Shadow Price | US2019$/Ton | 0 | 0 | 0 | 0 | 0 | 0 | 0
NSR Dairyland- SO2 Cap Annual v5.13 | 455 | 7415 | Rate Constraint in MTons | FALSE | L | Annual | Seasons Included | Seasons | Winter, WintShld, Summer | Winter, WintShld, Summer | Winter, WintShld, Summer | Winter, WintShld, Summer | Winter, WintShld, Summer | Winter, WintShld, Summer | Winter, WintShld, Summer
NSR Dairyland- SO2 Cap Annual v5.13 | 455 | 7415 | Rate Constraint in MTons | FALSE | L | Annual | Standard SO2 | Thousand Tons | 4.578 | 4.578 | 4.578 | 4.578 | 4.578 | 4.578 | 4.578
NSR Dairyland- SO2 Cap Annual v5.13 | 455 | 7415 | Rate Constraint in MTons | FALSE | L | Annual | Emissions at Affected Plants SO2 | Thousand Tons | 0.90191 | 0.92025 | 0.59792 | 0.59747 | 0.53378 | 0 | 0
NSR Dairyland- SO2 Cap Annual v5.13 | 455 | 7415 | Rate Constraint in MTons | FALSE | L | Annual | Allowances Purchased SO2 | Thousand Tons | 0 | 0 | 0 | 0 | 0 | 0 | 0
NSR Dairyland- SO2 Cap Annual v5.13 | 455 | 7415 | Rate Constraint in MTons | FALSE | L | Annual | Allowances Sold SO2 | Thousand Tons | 0 | 0 | 0 | 0 | 0 | 0 | 0
NSR Dairyland- SO2 Cap Annual v5.13 | 455 | 7415 | Rate Constraint in MTons | FALSE | L | Annual | Allowances Banked | Thousand Tons | 0 | 0 | 0 | 0 | 0 | 0 | 0
NSR Dairyland- SO2 Cap Annual v5.13 | 455 | 7415 | Rate Constraint in MTons | FALSE | L | Annual | Allowances Withdrawn (1:1) | Thousand Tons | 0 | 0 | 0 | 0 | 0 | 0 | 0
NSR Dairyland- SO2 Cap Annual v5.13 | 455 | 7415 | Rate Constraint in MTons | FALSE | L | Annual | Allowances Withdrawn (n:1) | Thousand Tons | 0 | 0 | 0 | 0 | 0 | 0 | 0
NSR Dairyland- SO2 Cap Annual v5.13 | 455 | 7415 | Rate Constraint in MTons | FALSE | L | Annual | Net Emissions Allowance Position | Thousand Tons | 0.90191 | 0.92025 | 0.59792 | 0.59747 | 0.53378 | 0 | 0
NSR Dairyland- SO2 Cap Annual v5.13 | 455 | 7415 | Rate Constraint in MTons | FALSE | L | Annual | Fuel Consumed | TBtu | 20.0424 | 20.4501 | 13.2871 | 13.2772 | 11.8618 | 0 | 0
NSR Dairyland- SO2 Cap Annual v5.13 | 455 | 7415 | Rate Constraint in MTons | FALSE | L | Annual | Rate | lb/MMBtu | 0.09 | 0.09 | 0.09 | 0.09 | 0.09 | 0 | 0
NSR Dairyland- SO2 Cap Annual v5.13 | 455 | 7415 | Rate Constraint in MTons | FALSE | L | Annual | Generation | TWh | 1.783 | 1.8192 | 1.182 | 1.1811 | 1.0552 | 0 | 0
NSR Dairyland- SO2 Cap Annual v5.13 | 455 | 7415 | Rate Constraint in MTons | FALSE | L | Annual | Qualifying Generation | TWh | 1.783 | 1.8192 | 1.182 | 1.1811 | 1.0552 | 0 | 0
NSR Dairyland- SO2 Cap Annual v5.13 | 455 | 7415 | Rate Constraint in MTons | FALSE | L | Annual | Rate | lb/MWh | 1.0117 | 1.0117 | 1.0117 | 1.0117 | 1.0117 | 0 | 0
NSR Dairyland- SO2 Cap Annual v5.13 | 455 | 7415 | Rate Constraint in MTons | FALSE | L | Annual | Constraint Shadow Price | US2019$/Ton | 0 | 0 | 0 | 0 | 0 | 0 | 0
NSR Dominion Consent - NOX Cap Annual v3.1 | 456 | 7375 | Rate Constraint in MTons | FALSE | L | Annual | Seasons Included | Seasons | Winter, WintShld, Summer | Winter, WintShld, Summer | Winter, WintShld, Summer | Winter, WintShld, Summer | Winter, WintShld, Summer | Winter, WintShld, Summer | Winter, WintShld, Summer
NSR Dominion Consent - NOX Cap Annual v3.1 | 456 | 7375 | Rate Constraint in MTons | FALSE | L | Annual | Standard NOX | Thousand Tons | 30.25 | 30.25 | 30.25 | 30.25 | 30.25 | 30.25 | 30.25
NSR Dominion Consent - NOX Cap Annual v3.1 | 456 | 7375 | Rate Constraint in MTons | FALSE | L | Annual | Emissions at Affected Plants NOX | Thousand Tons | 2.4225 | 2.1051 | 2.617 | 2.529 | 1.9048 | 0 | 0
NSR Dominion Consent - NOX Cap Annual v3.1 | 456 | 7375 | Rate Constraint in MTons | FALSE | L | Annual | Allowances Purchased NOX | Thousand Tons | 0 | 0 | 0 | 0 | 0 | 0 | 0
NSR Dominion Consent - NOX Cap Annual v3.1 | 456 | 7375 | Rate Constraint in MTons | FALSE | L | Annual | Allowances Sold NOX | Thousand Tons | 0 | 0 | 0 | 0 | 0 | 0 | 0
NSR Dominion Consent - NOX Cap Annual v3.1 | 456 | 7375 | Rate Constraint in MTons | FALSE | L | Annual | Allowances Banked | Thousand Tons | 0 | 0 | 0 | 0 | 0 | 0 | 0
NSR Dominion Consent - NOX Cap Annual v3.1 | 456 | 7375 | Rate Constraint in MTons | FALSE | L | Annual | Allowances Withdrawn (1:1) | Thousand Tons | 0 | 0 | 0 | 0 | 0 | 0 | 0
NSR Dominion Consent - NOX Cap Annual v3.1 | 456 | 7375 | Rate Constraint in MTons | FALSE | L | Annual | Allowances Withdrawn (n:1) | Thousand Tons | 0 | 0 | 0 | 0 | 0 | 0 | 0
NSR Dominion Consent - NOX Cap Annual v3.1 | 456 | 7375 | Rate Constraint in MTons | FALSE | L | Annual | Net Emissions Allowance Position | Thousand Tons | 2.4225 | 2.1051 | 2.617 | 2.529 | 1.9048 | 0 | 0
NSR Dominion Consent - NOX Cap Annual v3.1 | 456 | 7375 | Rate Constraint in MTons | FALSE | L | Annual | Fuel Consumed | TBtu | 86.144 | 77.5261 | 91.1825 | 88.9265 | 66.4856 | 0 | 0
NSR Dominion Consent - NOX Cap Annual v3.1 | 456 | 7375 | Rate Constraint in MTons | FALSE | L | Annual | Rate | lb/MMBtu | 0.056244 | 0.054307 | 0.057402 | 0.056878 | 0.0573 | 0 | 0
NSR Dominion Consent - NOX Cap Annual v3.1 | 456 | 7375 | Rate Constraint in MTons | FALSE | L | Annual | Generation | TWh | 9.4934 | 8.6393 | 9.993 | 9.7688 | 7.2882 | 0 | 0
NSR Dominion Consent - NOX Cap Annual v3.1 | 456 | 7375 | Rate Constraint in MTons | FALSE | L | Annual | Qualifying Generation | TWh | 9.4934 | 8.6393 | 9.993 | 9.7688 | 7.2882 | 0 | 0
NSR Dominion Consent - NOX Cap Annual v3.1 | 456 | 7375 | Rate Constraint in MTons | FALSE | L | Annual | Rate | lb/MWh | 0.51037 | 0.48733 | 0.52377 | 0.51776 | 0.52271 | 0 | 0
NSR Dominion Consent - NOX Cap Annual v3.1 | 456 | 7375 | Rate Constraint in MTons | FALSE | L | Annual | Constraint Shadow Price | US2019$/Ton | 0 | 0 | 0 | 0 | 0 | 0 | 0
NSR Dominion Consent - NOX Rate Annual v3.1 | 457 | 7376 | Rate Constraint in lbs/MMBtu | FALSE | L | Annual | Seasons Included | Seasons | Winter, WintShld, Summer | Winter, WintShld, Summer | Winter, WintShld, Summer | Winter, WintShld, Summer | Winter, WintShld, Summer | Winter, WintShld, Summer | Winter, WintShld, Summer
NSR Dominion Consent - NOX Rate Annual v3.1 | 457 | 7376 | Rate Constraint in lbs/MMBtu | FALSE | L | Annual | Standard NOX | lb/MMBtu | 0.15 | 0.15 | 0.15 | 0.15 | 0.15 | 0.15 | 0.15
NSR Dominion Consent - NOX Rate Annual v3.1 | 457 | 7376 | Rate Constraint in lbs/MMBtu | FALSE | L | Annual | Emissions at Affected Plants NOX | Thousand Tons | 2.4225 | 2.1051 | 2.617 | 2.529 | 1.9048 | 0 | 0
NSR Dominion Consent - NOX Rate Annual v3.1 | 457 | 7376 | Rate Constraint in lbs/MMBtu | FALSE | L | Annual | Allowances Purchased NOX | Thousand Tons | 0 | 0 | 0 | 0 | 0 | 0 | 0
NSR Dominion Consent - NOX Rate Annual v3.1 | 457 | 7376 | Rate Constraint in lbs/MMBtu | FALSE | L | Annual | Allowances Sold NOX | Thousand Tons | 0 | 0 | 0 | 0 | 0 | 0 | 0
NSR Dominion Consent - NOX Rate Annual v3.1 | 457 | 7376 | Rate Constraint in lbs/MMBtu | FALSE | L | Annual | Allowances Banked | Thousand Tons | 0 | 0 | 0 | 0 | 0 | 0 | 0
NSR Dominion Consent - NOX Rate Annual v3.1 | 457 | 7376 | Rate Constraint in lbs/MMBtu | FALSE | L | Annual | Allowances Withdrawn (1:1) | Thousand Tons | 0 | 0 | 0 | 0 | 0 | 0 | 0
NSR Dominion Consent - NOX Rate Annual v3.1 | 457 | 7376 | Rate Constraint in lbs/MMBtu | FALSE | L | Annual | Allowances Withdrawn (n:1) | Thousand Tons | 0 | 0 | 0 | 0 | 0 | 0 | 0
NSR Dominion Consent - NOX Rate Annual v3.1 | 457 | 7376 | Rate Constraint in lbs/MMBtu | FALSE | L | Annual | Net Emissions Allowance Position | Thousand Tons | 2.4225 | 2.1051 | 2.617 | 2.529 | 1.9048 | 0 | 0
NSR Dominion Consent - NOX Rate Annual v3.1 | 457 | 7376 | Rate Constraint in lbs/MMBtu | FALSE | L | Annual | Fuel Consumed | TBtu | 86.144 | 77.5261 | 91.1825 | 88.9265 | 66.4856 | 0 | 0
NSR Dominion Consent - NOX Rate Annual v3.1 | 457 | 7376 | Rate Constraint in lbs/MMBtu | FALSE | L | Annual | Rate | lb/MMBtu | 0.056244 | 0.054307 | 0.057402 | 0.056878 | 0.0573 | 0 | 0
NSR Dominion Consent - NOX Rate Annual v3.1 | 457 | 7376 | Rate Constraint in lbs/MMBtu | FALSE | L | Annual | Generation | TWh | 9.4934 | 8.6393 | 9.993 | 9.7688 | 7.2882 | 0 | 0
NSR Dominion Consent - NOX Rate Annual v3.1 | 457 | 7376 | Rate Constraint in lbs/MMBtu | FALSE | L | Annual | Qualifying Generation | TWh | 9.4934 | 8.6393 | 9.993 | 9.7688 | 7.2882 | 0 | 0
NSR Dominion Consent - NOX Rate Annual v3.1 | 457 | 7376 | Rate Constraint in lbs/MMBtu | FALSE | L | Annual | Rate | lb/MWh | 0.51037 | 0.48733 | 0.52377 | 0.51776 | 0.52271 | 0 | 0
NSR Dominion Consent - NOX Rate Annual v3.1 | 457 | 7376 | Rate Constraint in lbs/MMBtu | FALSE | L | Annual | Constraint Shadow Price | US2019$/Ton | 0 | 0 | 0 | 0 | 0 | 0 | 0
NSR Edgewater 3-5- NOx Cap Annual v5.13 | 458 | 7416 | Rate Constraint in MTons | FALSE | L | Annual | Seasons Included | Seasons | Winter, WintShld, Summer | Winter, WintShld, Summer | Winter, WintShld, Summer | Winter, WintShld, Summer | Winter, WintShld, Summer | Winter, WintShld, Summer | Winter, WintShld, Summer
NSR Edgewater 3-5- NOx Cap Annual v5.13 | 458 | 7416 | Rate Constraint in MTons | FALSE | L | Annual | Standard NOX | Thousand Tons | 1.1 | 1.1 | 1.1 | 1.1 | 1.1 | 1.1 | 1.1
NSR Edgewater 3-5- NOx Cap Annual v5.13 | 458 | 7416 | Rate Constraint in MTons | FALSE | L | Annual | Emissions at Affected Plants NOX | Thousand Tons | 0 | 0 | 0 | 0 | 0 | 0 | 0
NSR Edgewater 3-5- NOx Cap Annual v5.13 | 458 | 7416 | Rate Constraint in MTons | FALSE | L | Annual | Allowances Purchased NOX | Thousand Tons | 0 | 0 | 0 | 0 | 0 | 0 | 0
NSR Edgewater 3-5- NOx Cap Annual v5.13 | 458 | 7416 | Rate Constraint in MTons | FALSE | L | Annual | Allowances Sold NOX | Thousand Tons | 0 | 0 | 0 | 0 | 0 | 0 | 0
NSR Edgewater 3-5- NOx Cap Annual v5.13 | 458 | 7416 | Rate Constraint in MTons | FALSE | L | Annual | Allowances Banked | Thousand Tons | 0 | 0 | 0 | 0 | 0 | 0 | 0
NSR Edgewater 3-5- NOx Cap Annual v5.13 | 458 | 7416 | Rate Constraint in MTons | FALSE | L | Annual | Allowances Withdrawn (1:1) | Thousand Tons | 0 | 0 | 0 | 0 | 0 | 0 | 0
NSR Edgewater 3-5- NOx Cap Annual v5.13 | 458 | 7416 | Rate Constraint in MTons | FALSE | L | Annual | Allowances Withdrawn (n:1) | Thousand Tons | 0 | 0 | 0 | 0 | 0 | 0 | 0
NSR Edgewater 3-5- NOx Cap Annual v5.13 | 458 | 7416 | Rate Constraint in MTons | FALSE | L | Annual | Net Emissions Allowance Position | Thousand Tons | 0 | 0 | 0 | 0 | 0 | 0 | 0
NSR Edgewater 3-5- NOx Cap Annual v5.13 | 458 | 7416 | Rate Constraint in MTons | FALSE | L | Annual | Fuel Consumed | TBtu | 0 | 0 | 0 | 0 | 0 | 0 | 0
NSR Edgewater 3-5- NOx Cap Annual v5.13 | 458 | 7416 | Rate Constraint in MTons | FALSE | L | Annual | Rate | lb/MMBtu | 0 | 0 | 0 | 0 | 0 | 0 | 0
NSR Edgewater 3-5- NOx Cap Annual v5.13 | 458 | 7416 | Rate Constraint in MTons | FALSE | L | Annual | Generation | TWh | 0 | 0 | 0 | 0 | 0 | 0 | 0
NSR Edgewater 3-5- NOx Cap Annual v5.13 | 458 | 7416 | Rate Constraint in MTons | FALSE | L | Annual | Qualifying Generation | TWh | 0 | 0 | 0 | 0 | 0 | 0 | 0
NSR Edgewater 3-5- NOx Cap Annual v5.13 | 458 | 7416 | Rate Constraint in MTons | FALSE | L | Annual | Rate | lb/MWh | 0 | 0 | 0 | 0 | 0 | 0 | 0
NSR Edgewater 3-5- NOx Cap Annual v5.13 | 458 | 7416 | Rate Constraint in MTons | FALSE | L | Annual | Constraint Shadow Price | US2019$/Ton | 0 | 0 | 0 | 0 | 0 | 0 | 0
NSR Edgewater 3-5- SO2 Cap Annual v5.13 | 459 | 7417 | Rate Constraint in MTons | FALSE | L | Annual | Seasons Included | Seasons | Winter, WintShld, Summer | Winter, WintShld, Summer | Winter, WintShld, Summer | Winter, WintShld, Summer | Winter, WintShld, Summer | Winter, WintShld, Summer | Winter, WintShld, Summer
NSR Edgewater 3-5- SO2 Cap Annual v5.13 | 459 | 7417 | Rate Constraint in MTons | FALSE | L | Annual | Standard SO2 | Thousand Tons | 1.1 | 1.1 | 1.1 | 1.1 | 1.1 | 1.1 | 1.1
NSR Edgewater 3-5- SO2 Cap Annual v5.13 | 459 | 7417 | Rate Constraint in MTons | FALSE | L | Annual | Emissions at Affected Plants SO2 | Thousand Tons | 0 | 0 | 0 | 0 | 0 | 0 | 0
NSR Edgewater 3-5- SO2 Cap Annual v5.13 | 459 | 7417 | Rate Constraint in MTons | FALSE | L | Annual | Allowances Purchased SO2 | Thousand Tons | 0 | 0 | 0 | 0 | 0 | 0 | 0
NSR Edgewater 3-5- SO2 Cap Annual v5.13 | 459 | 7417 | Rate Constraint in MTons | FALSE | L | Annual | Allowances Sold SO2 | Thousand Tons | 0 | 0 | 0 | 0 | 0 | 0 | 0
NSR Edgewater 3-5- SO2 Cap Annual v5.13 | 459 | 7417 | Rate Constraint in MTons | FALSE | L | Annual | Allowances Banked | Thousand Tons | 0 | 0 | 0 | 0 | 0 | 0 | 0
NSR Edgewater 3-5- SO2 Cap Annual v5.13 | 459 | 7417 | Rate Constraint in MTons | FALSE | L | Annual | Allowances Withdrawn (1:1) | Thousand Tons | 0 | 0 | 0 | 0 | 0 | 0 | 0
NSR Edgewater 3-5- SO2 Cap Annual v5.13 | 459 | 7417 | Rate Constraint in MTons | FALSE | L | Annual | Allowances Withdrawn (n:1) | Thousand Tons | 0 | 0 | 0 | 0 | 0 | 0 | 0
NSR Edgewater 3-5- SO2 Cap Annual v5.13 | 459 | 7417 | Rate Constraint in MTons | FALSE | L | Annual | Net Emissions Allowance Position | Thousand Tons | 0 | 0 | 0 | 0 | 0 | 0 | 0
NSR Edgewater 3-5- SO2 Cap Annual v5.13 | 459 | 7417 | Rate Constraint in MTons | FALSE | L | Annual | Fuel Consumed | TBtu | 0 | 0 | 0 | 0 | 0 | 0 | 0
NSR Edgewater 3-5- SO2 Cap Annual v5.13 | 459 | 7417 | Rate Constraint in MTons | FALSE | L | Annual | Rate | lb/MMBtu | 0 | 0 | 0 | 0 | 0 | 0 | 0
NSR Edgewater 3-5- SO2 Cap Annual v5.13 | 459 | 7417 | Rate Constraint in MTons | FALSE | L | Annual | Generation | TWh | 0 | 0 | 0 | 0 | 0 | 0 | 0
NSR Edgewater 3-5- SO2 Cap Annual v5.13 | 459 | 7417 | Rate Constraint in MTons | FALSE | L | Annual | Qualifying Generation | TWh | 0 | 0 | 0 | 0 | 0 | 0 | 0
NSR Edgewater 3-5- SO2 Cap Annual v5.13 | 459 | 7417 | Rate Constraint in MTons | FALSE | L | Annual | Rate | lb/MWh | 0 | 0 | 0 | 0 | 0 | 0 | 0
NSR Edgewater 3-5- SO2 Cap Annual v5.13 | 459 | 7417 | Rate Constraint in MTons | FALSE | L | Annual | Constraint Shadow Price | US2019$/Ton | 0 | 0 | 0 | 0 | 0 | 0 | 0
NSR Edgewater 5- Hg Rate Annual v5.13 | 460 | 7478 | Rate Constraint in lbs/MMBtu | FALSE | L | Annual | Seasons Included | Seasons | Winter, WintShld, Summer | Winter, WintShld, Summer | Winter, WintShld, Summer | Winter, WintShld, Summer | Winter, WintShld, Summer | Winter, WintShld, Summer | Winter, WintShld, Summer
NSR Edgewater 5- Hg Rate Annual v5.13 | 460 | 7478 | Rate Constraint in lbs/MMBtu | FALSE | L | Annual | Standard MER | lb/MMBtu | 0.015 | 0.015 | 0.015 | 0.015 | 0.015 | 0.015 | 0.015
NSR Edgewater 5- Hg Rate Annual v5.13 | 460 | 7478 | Rate Constraint in lbs/MMBtu | FALSE | L | Annual | Emissions at Affected Plants MER | lbs | 0 | 0 | 0 | 0 | 0 | 0 | 0
NSR Edgewater 5- Hg Rate Annual v5.13 | 460 | 7478 | Rate Constraint in lbs/MMBtu | FALSE | L | Annual | Allowances Purchased MER | lbs | 0 | 0 | 0 | 0 | 0 | 0 | 0
NSR Edgewater 5- Hg Rate Annual v5.13 | 460 | 7478 | Rate Constraint in lbs/MMBtu | FALSE | L | Annual | Allowances Sold MER | lbs | 0 | 0 | 0 | 0 | 0 | 0 | 0
NSR Edgewater 5- Hg Rate Annual v5.13 | 460 | 7478 | Rate Constraint in lbs/MMBtu | FALSE | L | Annual | Allowances Banked | lbs | 0 | 0 | 0 | 0 | 0 | 0 | 0
NSR Edgewater 5- Hg Rate Annual v5.13 | 460 | 7478 | Rate Constraint in lbs/MMBtu | FALSE | L | Annual | Allowances Withdrawn (1:1) | lbs | 0 | 0 | 0 | 0 | 0 | 0 | 0
NSR Edgewater 5- Hg Rate Annual v5.13 | 460 | 7478 | Rate Constraint in lbs/MMBtu | FALSE | L | Annual | Allowances Withdrawn (n:1) | lbs | 0 | 0 | 0 | 0 | 0 | 0 | 0
NSR Edgewater 5- Hg Rate Annual v5.13 | 460 | 7478 | Rate Constraint in lbs/MMBtu | FALSE | L | Annual | Net Emissions Allowance Position | lbs | 0 | 0 | 0 | 0 | 0 | 0 | 0
NSR Edgewater 5- Hg Rate Annual v5.13 | 460 | 7478 | Rate Constraint in lbs/MMBtu | FALSE | L | Annual | Fuel Consumed | TBtu | 0 | 0 | 0 | 0 | 0 | 0 | 0
NSR Edgewater 5- Hg Rate Annual v5.13 | 460 | 7478 | Rate Constraint in lbs/MMBtu | FALSE | L | Annual | Rate | lb/MMBtu | 0 | 0 | 0 | 0 | 0 | 0 | 0
NSR Edgewater 5- Hg Rate Annual v5.13 | 460 | 7478 | Rate Constraint in lbs/MMBtu | FALSE | L | Annual | Generation | TWh | 0 | 0 | 0 | 0 | 0 | 0 | 0
NSR Edgewater 5- Hg Rate Annual v5.13 | 460 | 7478 | Rate Constraint in lbs/MMBtu | FALSE | L | Annual | Qualifying Generation | TWh | 0 | 0 | 0 | 0 | 0 | 0 | 0
NSR Edgewater 5- Hg Rate Annual v5.13 | 460 | 7478 | Rate Constraint in lbs/MMBtu | FALSE | L | Annual | Rate | lb/MWh | 0 | 0 | 0 | 0 | 0 | 0 | 0
NSR Edgewater 5- Hg Rate Annual v5.13 | 460 | 7478 | Rate Constraint in lbs/MMBtu | FALSE | L | Annual | Constraint Shadow Price | US2019$/Lb | 0 | 0 | 0 | 0 | 0 | 0 | 0
NSR Edgewater 5- NOx Rate Annual v5.13 | 461 | 7477 | Rate Constraint in lbs/MMBtu | FALSE | L | Annual | Seasons Included | Seasons | Winter, WintShld, Summer | Winter, WintShld, Summer | Winter, WintShld, Summer | Winter, WintShld, Summer | Winter, WintShld, Summer | Winter, WintShld, Summer | Winter, WintShld, Summer
NSR Edgewater 5- NOx Rate Annual v5.13 | 461 | 7477 | Rate Constraint in lbs/MMBtu | FALSE | L | Annual | Standard NOX | lb/MMBtu | 0.07 | 0.07 | 0.07 | 0.07 | 0.07 | 0.07 | 0.07
NSR Edgewater 5- NOx Rate Annual v5.13 | 461 | 7477 | Rate Constraint in lbs/MMBtu | FALSE | L | Annual | Emissions at Affected Plants NOX | Thousand Tons | 0 | 0 | 0 | 0 | 0 | 0 | 0
NSR Edgewater 5- NOx Rate Annual v5.13 | 461 | 7477 | Rate Constraint in lbs/MMBtu | FALSE | L | Annual | Allowances Purchased NOX | Thousand Tons | 0 | 0 | 0 | 0 | 0 | 0 | 0
NSR Edgewater 5- NOx Rate Annual v5.13 | 461 | 7477 | Rate Constraint in lbs/MMBtu | FALSE | L | Annual | Allowances Sold NOX | Thousand Tons | 0 | 0 | 0 | 0 | 0 | 0 | 0
NSR Edgewater 5- NOx Rate Annual v5.13 | 461 | 7477 | Rate Constraint in lbs/MMBtu | FALSE | L | Annual | Allowances Banked | Thousand Tons | 0 | 0 | 0 | 0 | 0 | 0 | 0
NSR Edgewater 5- NOx Rate Annual v5.13 | 461 | 7477 | Rate Constraint in lbs/MMBtu | FALSE | L | Annual | Allowances Withdrawn (1:1) | Thousand Tons | 0 | 0 | 0 | 0 | 0 | 0 | 0
NSR Edgewater 5- NOx Rate Annual v5.13 | 461 | 7477 | Rate Constraint in lbs/MMBtu | FALSE | L | Annual | Allowances Withdrawn (n:1) | Thousand Tons | 0 | 0 | 0 | 0 | 0 | 0 | 0
NSR Edgewater 5- NOx Rate Annual v5.13 | 461 | 7477 | Rate Constraint in lbs/MMBtu | FALSE | L | Annual | Net Emissions Allowance Position | Thousand Tons | 0 | 0 | 0 | 0 | 0 | 0 | 0
NSR Edgewater 5- NOx Rate Annual v5.13 | 461 | 7477 | Rate Constraint in lbs/MMBtu | FALSE | L | Annual | Fuel Consumed | TBtu | 0 | 0 | 0 | 0 | 0 | 0 | 0
NSR Edgewater 5- NOx Rate Annual v5.13 | 461 | 7477 | Rate Constraint in lbs/MMBtu | FALSE | L | Annual | Rate | lb/MMBtu | 0 | 0 | 0 | 0 | 0 | 0 | 0
NSR Edgewater 5- NOx Rate Annual v5.13 | 461 | 7477 | Rate Constraint in lbs/MMBtu | FALSE | L | Annual | Generation | TWh | 0 | 0 | 0 | 0 | 0 | 0 | 0
NSR Edgewater 5- NOx Rate Annual v5.13 | 461 | 7477 | Rate Constraint in lbs/MMBtu | FALSE | L | Annual | Qualifying Generation | TWh | 0 | 0 | 0 | 0 | 0 | 0 | 0
NSR Edgewater 5- NOx Rate Annual v5.13 | 461 | 7477 | Rate Constraint in lbs/MMBtu | FALSE | L | Annual | Rate | lb/MWh | 0 | 0 | 0 | 0 | 0 | 0 | 0
NSR Edgewater 5- NOx Rate Annual v5.13 | 461 | 7477 | Rate Constraint in lbs/MMBtu | FALSE | L | Annual | Constraint Shadow Price | US2019$/Ton | 0 | 0 | 0 | 0 | 0 | 0 | 0
NSR Edgewater 5- SO2 Rate Annual v5.13 | 462 | 7476 | Rate Constraint in lbs/MMBtu | FALSE | L | Annual | Seasons Included | Seasons | Winter, WintShld, Summer | Winter, WintShld, Summer | Winter, WintShld, Summer | Winter, WintShld, Summer | Winter, WintShld, Summer | Winter, WintShld, Summer | Winter, WintShld, Summer
NSR Edgewater 5- SO2 Rate Annual v5.13 | 462 | 7476 | Rate Constraint in lbs/MMBtu | FALSE | L | Annual | Standard SO2 | lb/MMBtu | 0.075 | 0.075 | 0.075 | 0.075 | 0.075 | 0.075 | 0.075
NSR Edgewater 5- SO2 Rate Annual v5.13 | 462 | 7476 | Rate Constraint in lbs/MMBtu | FALSE | L | Annual | Emissions at Affected Plants SO2 | Thousand Tons | 0 | 0 | 0 | 0 | 0 | 0 | 0
NSR Edgewater 5- SO2 Rate Annual v5.13 | 462 | 7476 | Rate Constraint in lbs/MMBtu | FALSE | L | Annual | Allowances Purchased SO2 | Thousand Tons | 0 | 0 | 0 | 0 | 0 | 0 | 0
NSR Edgewater 5- SO2 Rate Annual v5.13 | 462 | 7476 | Rate Constraint in lbs/MMBtu | FALSE | L | Annual | Allowances Sold SO2 | Thousand Tons | 0 | 0 | 0 | 0 | 0 | 0 | 0
NSR Edgewater 5- SO2 Rate Annual v5.13 | 462 | 7476 | Rate Constraint in lbs/MMBtu | FALSE | L | Annual | Allowances Banked | Thousand Tons | 0 | 0 | 0 | 0 | 0 | 0 | 0
NSR Edgewater 5- SO2 Rate Annual v5.13 | 462 | 7476 | Rate Constraint in lbs/MMBtu | FALSE | L | Annual | Allowances Withdrawn (1:1) | Thousand Tons | 0 | 0 | 0 | 0 | 0 | 0 | 0
NSR Edgewater 5- SO2 Rate Annual v5.13 | 462 | 7476 | Rate Constraint in lbs/MMBtu | FALSE | L | Annual | Allowances Withdrawn (n:1) | Thousand Tons | 0 | 0 | 0 | 0 | 0 | 0 | 0
NSR Edgewater 5- SO2 Rate Annual v5.13 | 462 | 7476 | Rate Constraint in lbs/MMBtu | FALSE | L | Annual | Net Emissions Allowance Position | Thousand Tons | 0 | 0 | 0 | 0 | 0 | 0 | 0
NSR Edgewater 5- SO2 Rate Annual v5.13 | 462 | 7476 | Rate Constraint in lbs/MMBtu | FALSE | L | Annual | Fuel Consumed | TBtu | 0 | 0 | 0 | 0 | 0 | 0 | 0
NSR Edgewater 5- SO2 Rate Annual v5.13 | 462 | 7476 | Rate Constraint in lbs/MMBtu | FALSE | L | Annual | Rate | lb/MMBtu | 0 | 0 | 0 | 0 | 0 | 0 | 0
NSR Edgewater 5- SO2 Rate Annual v5.13 | 462 | 7476 | Rate Constraint in lbs/MMBtu | FALSE | L | Annual | Generation | TWh | 0 | 0 | 0 | 0 | 0 | 0 | 0
NSR Edgewater 5- SO2 Rate Annual v5.13 | 462 | 7476 | Rate Constraint in lbs/MMBtu | FALSE | L | Annual | Qualifying Generation | TWh | 0 | 0 | 0 | 0 | 0 | 0 | 0
NSR Edgewater 5- SO2 Rate Annual v5.13 | 462 | 7476 | Rate Constraint in lbs/MMBtu | FALSE | L | Annual | Rate | lb/MWh | 0 | 0 | 0 | 0 | 0 | 0 | 0
NSR Edgewater 5- SO2 Rate Annual v5.13 | 462 | 7476 | Rate Constraint in lbs/MMBtu | FALSE | L | Annual | Constraint Shadow Price | US2019$/Ton | 0 | 0 | 0 | 0 | 0 | 0 | 0
NSR EKPC Consent - NOX Cap Annual v3.1 | 463 | 7378 | Rate Constraint in MTons | FALSE | L | Annual | Seasons Included | Seasons | Winter, WintShld, Summer | Winter, WintShld, Summer | Winter, WintShld, Summer | Winter, WintShld, Summer | Winter, WintShld, Summer | Winter, WintShld, Summer | Winter, WintShld, Summer
NSR EKPC Consent - NOX Cap Annual v3.1 | 463 | 7378 | Rate Constraint in MTons | FALSE | L | Annual | Standard NOX | Thousand Tons | 8 | 8 | 8 | 8 | 8 | 8 | 8
NSR EKPC Consent - NOX Cap Annual v3.1 | 463 | 7378 | Rate Constraint in MTons | FALSE | L | Annual | Emissions at Affected Plants NOX | Thousand Tons | 2.5153 | 2.2557 | 2.3127 | 2.3127 | 2.3127 | 1.7692 | 1.8888
NSR EKPC Consent - NOX Cap Annual v3.1 | 463 | 7378 | Rate Constraint in MTons | FALSE | L | Annual | Allowances Purchased NOX | Thousand Tons | 0 | 0 | 0 | 0 | 0 | 0 | 0
NSR EKPC Consent - NOX Cap Annual v3.1 | 463 | 7378 | Rate Constraint in MTons | FALSE | L | Annual | Allowances Sold NOX | Thousand Tons | 0 | 0 | 0 | 0 | 0 | 0 | 0
NSR EKPC Consent - NOX Cap Annual v3.1 | 463 | 7378 | Rate Constraint in MTons | FALSE | L | Annual | Allowances Banked | Thousand Tons | 0 | 0 | 0 | 0 | 0 | 0 | 0
NSR EKPC Consent - NOX Cap Annual v3.1 | 463 | 7378 | Rate Constraint in MTons | FALSE | L | Annual | Allowances Withdrawn (1:1) | Thousand Tons | 0 | 0 | 0 | 0 | 0 | 0 | 0
NSR EKPC Consent - NOX Cap Annual v3.1 | 463 | 7378 | Rate Constraint in MTons | FALSE | L | Annual | Allowances Withdrawn (n:1) | Thousand Tons | 0 | 0 | 0 | 0 | 0 | 0 | 0
NSR EKPC Consent - NOX Cap Annual v3.1 | 463 | 7378 | Rate Constraint in MTons | FALSE | L | Annual | Net Emissions Allowance Position | Thousand Tons | 2.5153 | 2.2557 | 2.3127 | 2.3127 | 2.3127 | 1.7692 | 1.8888
NSR EKPC Consent - NOX Cap Annual v3.1 | 463 | 7378 | Rate Constraint in MTons | FALSE | L | Annual | Fuel Consumed | TBtu | 59.4024 | 55.2011 | 56.7559 | 56.7559 | 56.7559 | 43.4709 | 46.3731
NSR EKPC Consent - NOX Cap Annual v3.1 | 463 | 7378 | Rate Constraint in MTons | FALSE | L | Annual | Rate | lb/MMBtu | 0.084686 | 0.081727 | 0.081495 | 0.081495 | 0.081495 | 0.081399 | 0.081459
NSR EKPC Consent - NOX Cap Annual v3.1 | 463 | 7378 | Rate Constraint in MTons | FALSE | L | Annual | Generation | TWh | 5.847 | 5.453 | 5.6066 | 5.6066 | 5.6066 | 4.2944 | 4.5811
NSR EKPC Consent - NOX Cap Annual v3.1 | 463 | 7378 | Rate Constraint in MTons | FALSE | L | Annual | Qualifying Generation | TWh | 5.847 | 5.453 | 5.6066 | 5.6066 | 5.6066 | 4.2944 | 4.5811
NSR EKPC Consent - NOX Cap Annual v3.1 | 463 | 7378 | Rate Constraint in MTons | FALSE | L | Annual | Rate | lb/MWh | 0.86036 | 0.82732 | 0.82498 | 0.82498 | 0.82498 | 0.82398 | 0.8246
NSR EKPC Consent - NOX Cap Annual v3.1 | 463 | 7378 | Rate Constraint in MTons | FALSE | L | Annual | Constraint Shadow Price | US2019$/Ton | 0 | 0 | 0 | 0 | 0 | 0 | 0
NSR EKPC Consent - SO2 Cap Annual v3.1 | 464 | 7377 | Rate Constraint in MTons | FALSE | L | Annual | Seasons Included | Seasons | Winter, WintShld, Summer | Winter, WintShld, Summer | Winter, WintShld, Summer | Winter, WintShld, Summer | Winter, WintShld, Summer | Winter, WintShld, Summer | Winter, WintShld, Summer
NSR EKPC Consent - SO2 Cap Annual v3.1 | 464 | 7377 | Rate Constraint in MTons | FALSE | L | Annual | Standard SO2 | Thousand Tons | 28 | 28 | 28 | 28 | 28 | 28 | 28
NSR EKPC Consent - SO2 Cap Annual v3.1 | 464 | 7377 | Rate Constraint in MTons | FALSE | L | Annual | Emissions at Affected Plants SO2 | Thousand Tons | 2.5346 | 2.3553 | 2.4269 | 2.4269 | 2.277 | 1.6653 | 1.7989
NSR EKPC Consent - SO2 Cap Annual v3.1 | 464 | 7377 | Rate Constraint in MTons | FALSE | L | Annual | Allowances Purchased SO2 | Thousand Tons | 0 | 0 | 0 | 0 | 0 | 0 | 0
NSR EKPC Consent - SO2 Cap Annual v3.1 | 464 | 7377 | Rate Constraint in MTons | FALSE | L | Annual | Allowances Sold SO2 | Thousand Tons | 0 | 0 | 0 | 0 | 0 | 0 | 0
NSR EKPC Consent - SO2 Cap Annual v3.1 | 464 | 7377 | Rate Constraint in MTons | FALSE | L | Annual | Allowances Banked | Thousand Tons | 0 | 0 | 0 | 0 | 0 | 0 | 0
NSR EKPC Consent - SO2 Cap Annual v3.1 | 464 | 7377 | Rate Constraint in MTons | FALSE | L | Annual | Allowances Withdrawn (1:1) | Thousand Tons | 0 | 0 | 0 | 0 | 0 | 0 | 0
NSR EKPC Consent - SO2 Cap Annual v3.1 | 464 | 7377 | Rate Constraint in MTons | FALSE | L | Annual | Allowances Withdrawn (n:1) | Thousand Tons | 0 | 0 | 0 | 0 | 0 | 0 | 0
NSR EKPC Consent - SO2 Cap Annual v3.1 | 464 | 7377 | Rate Constraint in MTons | FALSE | L | Annual | Net Emissions Allowance Position | Thousand Tons | 2.5346 | 2.3553 | 2.4269 | 2.4269 | 2.277 | 1.6653 | 1.7989
NSR EKPC Consent - SO2 Cap Annual v3.1 | 464 | 7377 | Rate Constraint in MTons | FALSE | L | Annual | Fuel Consumed | TBtu | 59.4024 | 55.2011 | 56.7559 | 56.7559 | 56.7559 | 43.4709 | 46.3731
NSR EKPC Consent - SO2 Cap Annual v3.1 | 464 | 7377 | Rate Constraint in MTons | FALSE | L | Annual | Rate | lb/MMBtu | 0.085337 | 0.085337 | 0.085522 | 0.085522 | 0.080239 | 0.076616 | 0.077585
NSR EKPC Consent - SO2 Cap Annual v3.1 | 464 | 7377 | Rate Constraint in MTons | FALSE | L | Annual | Generation | TWh | 5.847 | 5.453 | 5.6066 | 5.6066 | 5.6066 | 4.2944 | 4.5811
NSR EKPC Consent - SO2 Cap Annual v3.1 | 464 | 7377 | Rate Constraint in MTons | FALSE | L | Annual | Qualifying Generation | TWh | 5.847 | 5.453 | 5.6066 | 5.6066 | 5.6066 | 4.2944 | 4.5811
NSR EKPC Consent - SO2 Cap Annual v3.1 | 464 | 7377 | Rate Constraint in MTons | FALSE | L | Annual | Rate | lb/MWh | 0.86698 | 0.86387 | 0.86574 | 0.86574 | 0.81227 | 0.77556 | 0.78538
NSR EKPC Consent - SO2 Cap Annual v3.1 | 464 | 7377 | Rate Constraint in MTons | FALSE | L | Annual | Constraint Shadow Price | US2019$/Ton | 0 | 0 | 0 | 0 | 0 | 0 | 0
NSR FB Culley 3 - NOX Rate Annual v3.1, Unit 3568 and retrofits | 465 | 7424 | Rate Constraint in lbs/MMBtu | FALSE | L | Annual | Seasons Included | Seasons | Winter, WintShld, Summer | Winter, WintShld, Summer | Winter, WintShld, Summer | Winter, WintShld, Summer | Winter, WintShld, Summer | Winter, WintShld, Summer | Winter, WintShld, Summer
NSR FB Culley 3 - NOX Rate Annual v3.1, Unit 3568 and retrofits | 465 | 7424 | Rate Constraint in lbs/MMBtu | FALSE | L | Annual | Standard NOX | lb/MMBtu | 0.121 | 0.121 | 0.121 | 0.121 | 0.121 | 0.121 | 0.121
NSR FB Culley 3 - NOX Rate Annual v3.1, Unit 3568 and retrofits | 465 | 7424 | Rate Constraint in lbs/MMBtu | FALSE | L | Annual | Emissions at Affected Plants NOX | Thousand Tons | 0.83461 | 0.73892 | 0.73438 | 0.5001 | 0.35348 | 0 | 0
NSR FB Culley 3 - NOX Rate Annual v3.1, Unit 3568 and retrofits | 465 | 7424 | Rate Constraint in lbs/MMBtu | FALSE | L | Annual | Allowances Purchased NOX | Thousand Tons | 0 | 0 | 0 | 0 | 0 | 0 | 0
NSR FB Culley 3 - NOX Rate Annual v3.1, Unit 3568 and retrofits | 465 | 7424 | Rate Constraint in lbs/MMBtu | FALSE | L | Annual | Allowances Sold NOX | Thousand Tons | 0 | 0 | 0 | 0 | 0 | 0 | 0
NSR FB Culley 3 - NOX Rate Annual v3.1, Unit 3568 and retrofits | 465 | 7424 | Rate Constraint in lbs/MMBtu | FALSE | L | Annual | Allowances Banked | Thousand Tons | 0 | 0 | 0 | 0 | 0 | 0 | 0
NSR FB Culley 3 - NOX Rate Annual v3.1, Unit 3568 and retrofits | 465 | 7424 | Rate Constraint in lbs/MMBtu | FALSE | L | Annual | Allowances Withdrawn (1:1) | Thousand Tons | 0 | 0 | 0 | 0 | 0 | 0 | 0
NSR FB Culley 3 - NOX Rate Annual v3.1, Unit 3568 and retrofits | 465 | 7424 | Rate Constraint in lbs/MMBtu | FALSE | L | Annual | Allowances Withdrawn (n:1) | Thousand Tons | 0 | 0 | 0 | 0 | 0 | 0 | 0
NSR FB Culley 3 - NOX Rate Annual v3.1, Unit 3568 and retrofits | 465 | 7424 | Rate Constraint in lbs/MMBtu | FALSE | L | Annual | Net Emissions Allowance Position | Thousand Tons | 0.83461 | 0.73892 | 0.73438 | 0.5001 | 0.35348 | 0 | 0
NSR FB Culley 3 - NOX Rate Annual v3.1, Unit 3568 and retrofits | 465 | 7424 | Rate Constraint in lbs/MMBtu | FALSE | L | Annual | Fuel Consumed | TBtu | 17.3366 | 15.5253 | 15.4117 | 11.0044 | 7.9469 | 0 | 0
NSR FB Culley 3 - NOX Rate Annual v3.1, Unit 3568 and retrofits | 465 | 7424 | Rate Constraint in lbs/MMBtu | FALSE | L | Annual | Rate | lb/MMBtu | 0.096283 | 0.095189 | 0.095301 | 0.09089 | 0.088961 | 0 | 0
NSR FB Culley 3 - NOX Rate Annual v3.1, Unit 3568 and retrofits | 465 | 7424 | Rate Constraint in lbs/MMBtu | FALSE | L | Annual | Generation | TWh | 1.6041 | 1.4365 | 1.426 | 1.0182 | 0.73528 | 0 | 0
NSR FB Culley 3 - NOX Rate Annual v3.1, Unit 3568 and retrofits | 465 | 7424 | Rate Constraint in lbs/MMBtu | FALSE | L | Annual | Qualifying Generation | TWh | 1.6041 | 1.4365 | 1.426 | 1.0182 | 0.73528 | 0 | 0
NSR FB Culley 3 - NOX Rate Annual v3.1, Unit 3568 and retrofits | 465 | 7424 | Rate Constraint in lbs/MMBtu | FALSE | L | Annual | Rate | lb/MWh | 1.0406 | 1.0288 | 1.03 | 0.98234 | 0.96149 | 0 | 0
NSR FB Culley 3 - NOX Rate Annual v3.1, Unit 3568 and retrofits | 465 | 7424 | Rate Constraint in lbs/MMBtu | FALSE | L | Annual | Constraint Shadow Price | US2019$/Ton | 0 | 0 | 0 | 0 | 0 | 0 | 0
NSR Four Corners 4,5 - NOX Cap Annual v5.16 | 466 | 7501 | Rate Constraint in MTons | FALSE | L | Annual | Seasons Included | Seasons | Winter, WintShld, Summer | Winter, WintShld, Summer | Winter, WintShld, Summer | Winter, WintShld, Summer | Winter, WintShld, Summer | Winter, WintShld, Summer | Winter, WintShld, Summer
NSR Four Corners 4,5 - NOX Cap Annual v5.16 | 466 | 7501 | Rate Constraint in MTons | FALSE | L | Annual | Standard NOX | Thousand Tons | 4.968 | 4.968 | 4.968 | 4.968 | 4.968 | 4.968 | 4.968
NSR Four Corners 4,5 - NOX Cap Annual v5.16 | 466 | 7501 | Rate Constraint in MTons | FALSE | L | Annual | Emissions at Affected Plants NOX | Thousand Tons | 2.7574 | 2.7575 | 0.0066946 | 0.0066946 | 0.0066946 | 0.0066946 | 0.0066946
NSR Four Corners 4,5 - NOX Cap Annual v5.16 | 466 | 7501 | Rate Constraint in MTons | FALSE | L | Annual | Allowances Purchased NOX | Thousand Tons | 0 | 0 | 0 | 0 | 0 | 0 | 0
NSR Four Corners 4,5 - NOX Cap Annual v5.16 | 466 | 7501 | Rate Constraint in MTons | FALSE | L | Annual | Allowances Sold NOX | Thousand Tons | 0 | 0 | 0 | 0 | 0 | 0 | 0
NSR Four Corners 4,5 - NOX Cap Annual v5.16 | 466 | 7501 | Rate Constraint in MTons | FALSE | L | Annual | Allowances Banked | Thousand Tons | 0 | 0 | 0 | 0 | 0 | 0 | 0
NSR Four Corners 4,5 - NOX Cap Annual v5.16 | 466 | 7501 | Rate Constraint in MTons | FALSE | L | Annual | Allowances Withdrawn (1:1) | Thousand Tons | 0 | 0 | 0 | 0 | 0 | 0 | 0
NSR Four Corners 4,5 - NOX Cap Annual v5.16 | 466 | 7501 | Rate Constraint in MTons | FALSE | L | Annual | Allowances Withdrawn (n:1) | Thousand Tons | 0 | 0 | 0 | 0 | 0 | 0 | 0
NSR Four Corners 4,5 - NOX Cap Annual v5.16 | 466 | 7501 | Rate Constraint in MTons | FALSE | L | Annual | Net Emissions Allowance Position | Thousand Tons | 2.7574 | 2.7575 | 0.0066946 | 0.0066946 | 0.0066946 | 0.0066946 | 0.0066946
NSR Four Corners 4,5 - NOX Cap Annual v5.16 | 466 | 7501 | Rate Constraint in MTons | FALSE | L | Annual | Fuel Consumed | TBtu | 89.4286 | 89.4286 | 0.2073 | 0.2073 | 0.2073 | 0.2073 | 0.2073
NSR Four Corners 4,5 - NOX Cap Annual v5.16 | 466 | 7501 | Rate Constraint in MTons | FALSE | L | Annual | Rate | lb/MMBtu | 0.061668 | 0.061669 | 0.06459 | 0.06459 | 0.06459 | 0.06459 | 0.06459
NSR Four Corners 4,5 - NOX Cap Annual v5.16 | 466 | 7501 | Rate Constraint in MTons | FALSE | L | Annual | Generation | TWh | 9.155 | 9.1484 | 0.014651 | 0.014651 | 0.014651 | 0.014651 | 0.014651
NSR Four Corners 4,5 - NOX Cap Annual v5.16 | 466 | 7501 | Rate Constraint in MTons | FALSE | L | Annual | Qualifying Generation | TWh | 9.155 | 9.1484 | 0.014651 | 0.014651 | 0.014651 | 0.014651 | 0.014651
NSR Four Corners 4,5 - NOX Cap Annual v5.16 | 466 | 7501 | Rate Constraint in MTons | FALSE | L | Annual | Rate | lb/MWh | 0.60239 | 0.60284 | 0.9139 | 0.9139 | 0.9139 | 0.9139 | 0.9139
NSR Four Corners 4,5 - NOX Cap Annual v5.16 | 466 | 7501 | Rate Constraint in MTons | FALSE | L | Annual | Constraint Shadow Price | US2019$/Ton | 0 | 0 | 0 | 0 | 0 | 0 | 0
NSR Four Corners 4,5 - NOX Rate Annual v5.16 | 467 | 7500 | Rate Constraint in lbs/MMBtu | FALSE | L | Annual | Seasons Included | Seasons | Winter, WintShld, Summer | Winter, WintShld, Summer | Winter, WintShld, Summer | Winter, WintShld, Summer | Winter, WintShld, Summer | Winter, WintShld, Summer | Winter, WintShld, Summer
NSR Four Corners 4,5 - NOX Rate Annual v5.16 | 467 | 7500 | Rate Constraint in lbs/MMBtu | FALSE | L | Annual | Standard NOX | lb/MMBtu | 0.08 | 0.08 | 0.08 | 0.08 | 0.08 | 0.08 | 0.08
NSR Four Corners 4,5 - NOX Rate Annual v5.16 | 467 | 7500 | Rate Constraint in lbs/MMBtu | FALSE | L | Annual | Emissions at Affected Plants NOX | Thousand Tons | 2.7574 | 2.7575 | 0.0066946 | 0.0066946 | 0.0066946 | 0.0066946 | 0.0066946
NSR Four Corners 4,5 - NOX Rate Annual v5.16 | 467 | 7500 | Rate Constraint in lbs/MMBtu | FALSE | L | Annual | Allowances Purchased NOX | Thousand Tons | 0 | 0 | 0 | 0 | 0 | 0 | 0
NSR Four Corners 4,5 - NOX Rate Annual v5.16 | 467 | 7500 | Rate Constraint in lbs/MMBtu | FALSE | L | Annual | Allowances Sold NOX | Thousand Tons | 0 | 0 | 0 | 0 | 0 | 0 | 0
NSR Four Corners 4,5 - NOX Rate Annual v5.16 | 467 | 7500 | Rate Constraint in lbs/MMBtu | FALSE | L | Annual | Allowances Banked | Thousand Tons | 0 | 0 | 0 | 0 | 0 | 0 | 0
NSR Four Corners 4,5 - NOX Rate Annual v5.16 | 467 | 7500 | Rate Constraint in lbs/MMBtu | FALSE | L | Annual | Allowances Withdrawn (1:1) | Thousand Tons | 0 | 0 | 0 | 0 | 0 | 0 | 0
NSR Four Corners 4,5 - NOX Rate Annual v5.16 | 467 | 7500 | Rate Constraint in lbs/MMBtu | FALSE | L | Annual | Allowances Withdrawn (n:1) | Thousand Tons | 0 | 0 | 0 | 0 | 0 | 0 | 0
NSR Four Corners 4,5 - NOX Rate Annual v5.16 | 467 | 7500 | Rate Constraint in lbs/MMBtu | FALSE | L | Annual | Net Emissions Allowance Position | Thousand Tons | 2.7574 | 2.7575 | 0.0066946 | 0.0066946 | 0.0066946 | 0.0066946 | 0.0066946
NSR Four Corners 4,5 - NOX Rate Annual v5.16 | 467 | 7500 | Rate Constraint in lbs/MMBtu | FALSE | L | Annual | Fuel Consumed | TBtu | 89.4286 | 89.4286 | 0.2073 | 0.2073 | 0.2073 | 0.2073 | 0.2073
NSR Four Corners 4,5 - NOX Rate Annual v5.16 | 467 | 7500 | Rate Constraint in lbs/MMBtu | FALSE | L | Annual | Rate | lb/MMBtu | 0.061668 | 0.061669 | 0.06459 | 0.06459 | 0.06459 | 0.06459 | 0.06459
NSR Four Corners 4,5 - NOX Rate Annual v5.16 | 467 | 7500 | Rate Constraint in lbs/MMBtu | FALSE | L | Annual | Generation | TWh | 9.155 | 9.1484 | 0.014651 | 0.014651 | 0.014651 | 0.014651 | 0.014651
NSR Four Corners 4,5 - NOX Rate Annual v5.16 | 467 | 7500 | Rate Constraint in lbs/MMBtu | FALSE | L | Annual | Qualifying Generation | TWh | 9.155 | 9.1484 | 0.014651 | 0.014651 | 0.014651 | 0.014651 | 0.014651
NSR Four Corners 4,5 - NOX Rate Annual v5.16 | 467 | 7500 | Rate Constraint in lbs/MMBtu | FALSE | L | Annual | Rate | lb/MWh | 0.60239 | 0.60284 | 0.9139 | 0.9139 | 0.9139 | 0.9139 | 0.9139
NSR Four Corners 4,5 - NOX Rate Annual v5.16 | 467 | 7500 | Rate Constraint in lbs/MMBtu | FALSE | L | Annual | Constraint Shadow Price | US2019$/Ton | 0 | 0 | 0 | 0 | 0 | 0 | 0
NSR Four Corners 4,5 - SO2 Cap Annual v5.16 | 468 | 7499 | Rate Constraint in MTons | FALSE | L | Annual | Seasons Included | Seasons | Winter, WintShld, Summer | Winter, WintShld, Summer | Winter, WintShld, Summer | Winter, WintShld, Summer | Winter, WintShld, Summer | Winter, WintShld, Summer | Winter, WintShld, Summer
NSR Four Corners 4,5 - SO2 Cap Annual v5.16 | 468 | 7499 | Rate Constraint in MTons | FALSE | L | Annual | Standard SO2 | Thousand Tons | 6.8 | 6.8 | 6.8 | 6.8 | 6.8 | 6.8 | 6.8
NSR Four Corners 4,5 - SO2 Cap Annual v5.16 | 468 | 7499 | Rate Constraint in MTons | FALSE | L | Annual | Emissions at Affected Plants SO2 | Thousand Tons | 6.8 | 6.8 | 0.015762 | 0.015762 | 0.015762 | 0.015762 | 0.015762
NSR Four Corners 4,5 - SO2 Cap Annual v5.16 | 468 | 7499 | Rate Constraint in MTons | FALSE | L | Annual | Allowances Purchased SO2 | Thousand Tons | 0 | 0 | 0 | 0 | 0 | 0 | 0
NSR Four Corners 4,5 - SO2 Cap Annual v5.16 | 468 | 7499 | Rate Constraint in MTons | FALSE | L | Annual | Allowances Sold SO2 | Thousand Tons | 0 | 0 | 0 | 0 | 0 | 0 | 0
NSR Four Corners 4,5 - SO2 Cap Annual v5.16 | 468 | 7499 | Rate Constraint in MTons | FALSE | L | Annual | Allowances Banked | Thousand Tons | 0 | 0 | 0 | 0 | 0 | 0 | 0
NSR Four Corners 4,5 - SO2 Cap Annual v5.16 | 468 | 7499 | Rate Constraint in MTons | FALSE | L | Annual | Allowances Withdrawn (1:1) | Thousand Tons | 0 | 0 | 0 | 0 | 0 | 0 | 0
NSR Four Corners 4,5 - SO2 Cap Annual v5.16 | 468 | 7499 | Rate Constraint in MTons | FALSE | L | Annual | Allowances Withdrawn (n:1) | Thousand Tons | 0 | 0 | 0 | 0 | 0 | 0 | 0
NSR Four Corners 4,5 - SO2 Cap Annual v5.16 | 468 | 7499 | Rate Constraint in MTons | FALSE | L | Annual | Net Emissions Allowance Position | Thousand Tons | 6.8 | 6.8 | 0.015762 | 0.015762 | 0.015762 | 0.015762 | 0.015762
NSR Four Corners 4,5 - SO2 Cap Annual v5.16 | 468 | 7499 | Rate Constraint in MTons | FALSE | L | Annual | Fuel Consumed | TBtu | 89.4286 | 89.4286 | 0.2073 | 0.2073 | 0.2073 | 0.2073 | 0.2073
NSR Four Corners 4,5 - SO2 Cap Annual v5.16 | 468 | 7499 | Rate Constraint in MTons | FALSE | L | Annual | Rate | lb/MMBtu | 0.15208 | 0.15208 | 0.15208 | 0.15208 | 0.15208 | 0.15208 | 0.15208
NSR Four Corners 4,5 - SO2 Cap Annual v5.16 | 468 | 7499 | Rate Constraint in MTons | FALSE | L | Annual | Generation | TWh | 9.155 | 9.1484 | 0.014651 | 0.014651 | 0.014651 | 0.014651 | 0.014651
NSR Four Corners 4,5 - SO2 Cap Annual v5.16 | 468 | 7499 | Rate Constraint in MTons | FALSE | L | Annual | Qualifying Generation | TWh | 9.155 | 9.1484 | 0.014651 | 0.014651 | 0.014651 | 0.014651 | 0.014651
NSR Four Corners 4,5 - SO2 Cap Annual v5.16 | 468 | 7499 | Rate Constraint in MTons | FALSE | L | Annual | Rate | lb/MWh | 1.4855 | 1.4866 | 2.1518 | 2.1518 | 2.1518 | 2.1518 | 2.1518
NSR Four Corners 4,5 - SO2 Cap Annual v5.16 | 468 | 7499 | Rate Constraint in MTons | FALSE | L | Annual | Constraint Shadow Price | US2019$/Ton | 4769.673 | 5208.1972 | 0 | 0 | 0 | 0 | 0
NSR Harrison 1-3 - NOX Rate Annual v5.16 | 469 | 7268 | Rate Constraint in lbs/MMBtu | FALSE | L | Annual | Seasons Included | Seasons | Winter, WintShld, Summer | Winter, WintShld, Summer | Winter, WintShld, Summer | Winter, WintShld, Summer | Winter, WintShld, Summer | Winter, WintShld, Summer | Winter, WintShld, Summer
NSR Harrison 1-3 - NOX Rate Annual v5.16 | 469 | 7268 | Rate Constraint in lbs/MMBtu | FALSE | L | Annual | Standard NOX | lb/MMBtu | 0.25 | 0.25 | 0.25 | 0.25 | 0.25 | 0.25 | 0.25
NSR Harrison 1-3 - NOX Rate Annual v5.16 | 469 | 7268 | Rate Constraint in lbs/MMBtu | FALSE | L | Annual | Emissions at Affected Plants NOX | Thousand Tons | 5.7547 | 5.3635 | 5.9039 | 0 | 0 | 0 | 0
NSR Harrison 1-3 - NOX Rate Annual v5.16 | 469 | 7268 | Rate Constraint in lbs/MMBtu | FALSE | L | Annual | Allowances Purchased NOX | Thousand Tons | 0 | 0 | 0 | 0 | 0 | 0 | 0
NSR Harrison 1-3 - NOX Rate Annual v5.16 | 469 | 7268 | Rate Constraint in lbs/MMBtu | FALSE | L | Annual | Allowances Sold NOX | Thousand Tons | 0 | 0 | 0 | 0 | 0 | 0 | 0
NSR Harrison 1-3 - NOX Rate Annual v5.16 | 469 | 7268 | Rate Constraint in lbs/MMBtu | FALSE | L | Annual | Allowances Banked | Thousand Tons | 0 | 0 | 0 | 0 | 0 | 0 | 0
NSR Harrison 1-3 - NOX Rate Annual v5.16 | 469 | 7268 | Rate Constraint in lbs/MMBtu | FALSE | L | Annual | Allowances Withdrawn (1:1) | Thousand Tons | 0 | 0 | 0 | 0 | 0 | 0 | 0
NSR Harrison 1-3 - NOX Rate Annual v5.16 | 469 | 7268 | Rate Constraint in lbs/MMBtu | FALSE | L | Annual | Allowances Withdrawn (n:1) | Thousand Tons | 0 | 0 | 0 | 0 | 0 | 0 | 0
NSR Harrison 1-3 - NOX Rate Annual v5.16 | 469 | 7268 | Rate Constraint in lbs/MMBtu | FALSE | L | Annual | Net Emissions Allowance Position | Thousand Tons | 5.7547 | 5.3635 | 5.9039 | 0 | 0 | 0 | 0
NSR Harrison 1-3 - NOX Rate Annual v5.16 | 469 | 7268 | Rate Constraint in lbs/MMBtu | FALSE | L | Annual | Fuel Consumed | TBtu | 136.3389 | 127.2608 | 140.1902 | 0 | 0 | 0 | 0
NSR Harrison 1-3 - NOX Rate Annual v5.16 | 469 | 7268 | Rate Constraint in lbs/MMBtu | FALSE | L | Annual | Rate | lb/MMBtu | 0.084417 | 0.084291 | 0.084227 | 0 | 0 | 0 | 0
NSR Harrison 1-3 - NOX Rate Annual v5.16 | 469 | 7268 | Rate Constraint in lbs/MMBtu | FALSE | L | Annual | Generation | TWh | 13.4456 | 12.5503 | 13.8254 | 0 | 0 | 0 | 0
NSR Harrison 1-3 - NOX Rate Annual v5.16 | 469 | 7268 | Rate Constraint in lbs/MMBtu | FALSE | L | Annual | Qualifying Generation | TWh | 13.4456 | 12.5503 | 13.8254 | 0 | 0 | 0 | 0
NSR Harrison 1-3 - NOX Rate Annual v5.16 | 469 | 7268 | Rate Constraint in lbs/MMBtu | FALSE | L | Annual | Rate | lb/MWh | 0.85599 | 0.85471 | 0.85406 | 0 | 0 | 0 | 0
NSR Harrison 1-3 - NOX Rate Annual v5.16 | 469 | 7268 | Rate Constraint in lbs/MMBtu | FALSE | L | Annual | Constraint Shadow Price | US2019$/Ton | 0 | 0 | 0 | 0 | 0 | 0 | 0
NSR Harrison 1-3 - NOX Rate Summer v5.16 | 470 | 7269 | Rate Constraint in lbs/MMBtu | FALSE | L | Annual | Seasons Included | Seasons | Summer | Summer | Summer | Summer | Summer | Summer | Summer
NSR Harrison 1-3 - NOX Rate Summer v5.16 | 470 | 7269 | Rate Constraint in lbs/MMBtu | FALSE | L | Annual | Standard NOX | lb/MMBtu | 0.2 | 0.2 | 0.2 | 0.2 | 0.2 | 0.2 | 0.2
NSR Harrison 1-3 - NOX Rate Summer v5.16 | 470 | 7269 | Rate Constraint in lbs/MMBtu | FALSE | L | Annual | Emissions at Affected Plants NOX | Thousand Tons | 2.0428 | 1.9619 | 2.1921 | 0 | 0 | 0 | 0
NSR Harrison 1-3 - NOX Rate Summer v5.16 | 470 | 7269 | Rate Constraint in lbs/MMBtu | FALSE | L | Annual | Allowances Purchased NOX | Thousand Tons | 0 | 0 | 0 | 0 | 0 | 0 | 0
NSR Harrison 1-3 - NOX Rate Summer v5.16 | 470 | 7269 | Rate Constraint in lbs/MMBtu | FALSE | L | Annual | Allowances Sold NOX | Thousand Tons | 0 | 0 | 0 | 0 | 0 | 0 | 0
NSR Harrison 1-3 - NOX Rate Summer v5.16 | 470 | 7269 | Rate Constraint in lbs/MMBtu | FALSE | L | Annual | Allowances Banked | Thousand Tons | 0 | 0 | 0 | 0 | 0 | 0 | 0
NSR Harrison 1-3 - NOX Rate Summer v5.16 | 470 | 7269 | Rate Constraint in lbs/MMBtu | FALSE | L | Annual | Allowances Withdrawn (1:1) | Thousand Tons | 0 | 0 | 0 | 0 | 0 | 0 | 0
NSR Harrison 1-3 - NOX Rate Summer v5.16 | 470 | 7269 | Rate Constraint in lbs/MMBtu | FALSE | L | Annual | Allowances Withdrawn (n:1) | Thousand Tons | 0 | 0 | 0 | 0 | 0 | 0 | 0
NSR Harrison 1-3 - NOX Rate Summer v5.16 | 470 | 7269 | Rate Constraint in lbs/MMBtu | FALSE | L | Annual | Net Emissions Allowance Position | Thousand Tons | 2.0428 | 1.9619 | 2.1921 | 0 | 0 | 0 | 0
NSR Harrison 1-3 - NOX Rate Summer v5.16 | 470 | 7269 | Rate Constraint in lbs/MMBtu | FALSE | L | Annual | Fuel Consumed | TBtu | 52.7251 | 50.6359 | 56.5764 | 0 | 0 | 0 | 0
NSR Harrison 1-3 - NOX Rate Summer v5.16 | 470 | 7269 | Rate Constraint in lbs/MMBtu | FALSE | L | Annual | Rate | lb/MMBtu | 0.07749 | 0.07749 | 0.07749 | 0 | 0 | 0 | 0
NSR Harrison 1-3 - NOX Rate Summer v5.16 | 470 | 7269 | Rate Constraint in lbs/MMBtu | FALSE | L | Annual | Generation | TWh | 5.1997 | 4.9937 | 5.5795 | 0 | 0 | 0 | 0
NSR Harrison 1-3 - NOX Rate Summer v5.16 | 470 | 7269 | Rate Constraint in lbs/MMBtu | FALSE | L | Annual | Qualifying Generation | TWh | 5.1997 | 4.9937 | 5.5795 | 0 | 0 | 0 | 0
NSR Harrison 1-3 - NOX Rate Summer v5.16 | 470 | 7269 | Rate Constraint in lbs/MMBtu | FALSE | L | Annual | Rate | lb/MWh | 0.78575 | 0.78575 | 0.78575 | 0 | 0 | 0 | 0
NSR Harrison 1-3 - NOX Rate Summer v5.16 | 470 | 7269 | Rate Constraint in lbs/MMBtu | FALSE | L | Annual | Constraint Shadow Price | US2019$/Ton | 0 | 0 | 0 | 0 | 0 | 0 | 0
NSR HL Spurlock 1 - NOX Rate Annual v3.1, Unit 3813 and retrofits | 471 | 7444 | Rate Constraint in lbs/MMBtu | FALSE | L | Annual | Seasons Included | Seasons | Winter, WintShld, Summer | Winter, WintShld, Summer | Winter, WintShld, Summer | Winter, WintShld, Summer | Winter, WintShld, Summer | Winter, WintShld, Summer | Winter, WintShld, Summer
NSR HL Spurlock 1 - NOX Rate Annual v3.1, Unit 3813 and retrofits | 471 | 7444 | Rate Constraint in lbs/MMBtu | FALSE | L | Annual | Standard NOX | lb/MMBtu | 0.1 | 0.1 | 0.1 | 0.1 | 0.1 | 0.1 | 0.1
NSR HL Spurlock 1 - NOX Rate Annual v3.1, Unit 3813 and retrofits | 471 | 7444 | Rate Constraint in lbs/MMBtu | FALSE | L | Annual | Emissions at Affected Plants NOX | Thousand Tons | 0.89461 | 0.89461 | 0.89461 | 0.89461 | 0.89461 | 0.89461 | 0.89461
NSR HL Spurlock 1 - NOX Rate Annual v3.1, Unit 3813 and retrofits | 471 | 7444 | Rate Constraint in lbs/MMBtu | FALSE | L | Annual | Allowances Purchased NOX | Thousand Tons | 0 | 0 | 0 | 0 | 0 | 0 | 0
NSR HL Spurlock 1 - NOX Rate Annual v3.1, Unit 3813 and retrofits | 471 | 7444 | Rate Constraint in lbs/MMBtu | FALSE | L | Annual | Allowances Sold NOX | Thousand Tons | 0 | 0 | 0 | 0 | 0 | 0 | 0
NSR HL Spurlock 1 - NOX Rate Annual v3.1, Unit 3813 and retrofits | 471 | 7444 | Rate Constraint in lbs/MMBtu | FALSE | L | Annual | Allowances Banked | Thousand Tons | 0 | 0 | 0 | 0 | 0 | 0 | 0
NSR HL Spurlock 1 - NOX Rate Annual v3.1, Unit 3813 and retrofits | 471 | 7444 | Rate Constraint in lbs/MMBtu | FALSE | L | Annual | Allowances Withdrawn (1:1) | Thousand Tons | 0 | 0 | 0 | 0 | 0 | 0 | 0
NSR HL Spurlock 1 - NOX Rate Annual v3.1, Unit 3813 and retrofits | 471 | 7444 | Rate Constraint in lbs/MMBtu | FALSE | L | Annual | Allowances Withdrawn (n:1) | Thousand Tons | 0 | 0 | 0 | 0 | 0 | 0 | 0
NSR HL Spurlock 1 - NOX Rate Annual v3.1, Unit 3813 and retrofits | 471 | 7444 | Rate Constraint in lbs/MMBtu | FALSE | L | Annual | Net Emissions Allowance Position | Thousand Tons | 0.89461 | 0.89461 | 0.89461 | 0.89461 | 0.89461 | 0.89461 | 0.89461
NSR HL Spurlock 1 - NOX Rate Annual v3.1, Unit 3813 and retrofits | 471 | 7444 | Rate Constraint in lbs/MMBtu | FALSE | L | Annual | Fuel Consumed | TBtu | 20.8492 | 20.8492 | 20.8492 | 20.8492 | 20.8492 | 20.8492 | 20.8492
NSR HL Spurlock 1 - NOX Rate Annual v3.1, Unit 3813 and retrofits | 471 | 7444 | Rate Constraint in lbs/MMBtu | FALSE | L | Annual | Rate | lb/MMBtu | 0.085817 | 0.085817 | 0.085817 | 0.085817 | 0.085817 | 0.085817 | 0.085817
NSR HL Spurlock 1 - NOX Rate Annual v3.1, Unit 3813 and retrofits | 471 | 7444 | Rate Constraint in lbs/MMBtu | FALSE | L | Annual | Generation | TWh | 2.0714 | 2.0714 | 2.0714 | 2.0714 | 2.0714 | 2.0714 | 2.0714
NSR HL Spurlock 1 - NOX Rate Annual v3.1, Unit 3813 and retrofits | 471 | 7444 | Rate Constraint in lbs/MMBtu | FALSE | L | Annual | Qualifying Generation | TWh | 2.06 | 2.06 | 2.06 | 2.06 | 2.06 | 2.06 | 2.06
NSR HL Spurlock 1 - NOX Rate Annual v3.1, Unit 3813 and retrofits | 471 | 7444 | Rate Constraint in lbs/MMBtu | FALSE | L | Annual | Rate | lb/MWh | 0.86856 | 0.86856 | 0.86856 | 0.86856 | 0.86856 | 0.86856 | 0.86856
NSR HL Spurlock 1 - NOX Rate Annual v3.1, Unit 3813 and retrofits | 471 | 7444 | Rate Constraint in lbs/MMBtu | FALSE | L | Annual | Constraint Shadow Price | US2019$/Ton | 0 | 0 | 0 | 0 | 0 | 0 | 0
NSR HL Spurlock 2 - NOX Rate Annual v3.1, Unit 3814 and retrofits | 472 | 7445 | Rate Constraint in lbs/MMBtu | FALSE | L | Annual | Seasons Included | Seasons | Winter, WintShld, Summer | Winter, WintShld, Summer | Winter, WintShld, Summer | Winter, WintShld, Summer | Winter, WintShld, Summer | Winter, WintShld, Summer | Winter, WintShld, Summer
NSR HL Spurlock 2 - NOX Rate Annual v3.1, Unit 3814 and retrofits | 472 | 7445 | Rate Constraint in lbs/MMBtu | FALSE | L | Annual | Standard NOX | lb/MMBtu | 0.1 | 0.1 | 0.1 | 0.1 | 0.1 | 0.1 | 0.1
NSR HL Spurlock 2 - NOX Rate Annual v3.1, Unit 3814 and retrofits | 472 | 7445 | Rate Constraint in lbs/MMBtu | FALSE | L | Annual | Emissions at Affected Plants NOX | Thousand Tons | 1.3562 | 1.3561 | 1.4131 | 1.4131 | 1.4131 | 0.86969 | 0.9892
NSR HL Spurlock 2 - NOX Rate Annual v3.1, Unit 3814 and retrofits | 472 | 7445 | Rate Constraint in lbs/MMBtu | FALSE | L | Annual | Allowances Purchased NOX | Thousand Tons | 0 | 0 | 0 | 0 | 0 | 0 | 0
NSR HL Spurlock 2 - NOX Rate Annual v3.1, Unit 3814 and retrofits | 472 | 7445 | Rate Constraint in lbs/MMBtu | FALSE | L | Annual | Allowances Sold NOX | Thousand Tons | 0 | 0 | 0 | 0 | 0 | 0 | 0
NSR HL Spurlock 2 - NOX Rate Annual v3.1, Unit 3814 and retrofits | 472 | 7445 | Rate Constraint in lbs/MMBtu | FALSE | L | Annual | Allowances Banked | Thousand Tons | 0 | 0 | 0 | 0 | 0 | 0 | 0
NSR HL Spurlock 2 - NOX Rate Annual v3.1, Unit 3814 and retrofits | 472 | 7445 | Rate Constraint in lbs/MMBtu | FALSE | L | Annual | Allowances Withdrawn (1:1) | Thousand Tons | 0 | 0 | 0 | 0 | 0 | 0 | 0
NSR HL Spurlock 2 - NOX Rate Annual v3.1, Unit 3814 and retrofits | 472 | 7445 | Rate Constraint in lbs/MMBtu | FALSE | L | Annual | Allowances Withdrawn (n:1) | Thousand Tons | 0 | 0 | 0 | 0 | 0 | 0 | 0
NSR HL Spurlock 2 - NOX Rate Annual v3.1, Unit 3814 and retrofits | 472 | 7445 | Rate Constraint in lbs/MMBtu | FALSE | L | Annual | Net Emissions Allowance Position | Thousand Tons | 1.3562 | 1.3561 | 1.4131 | 1.4131 | 1.4131 | 0.86969 | 0.9892
NSR HL Spurlock 2 - NOX Rate Annual v3.1, Unit 3814 and retrofits | 472 | 7445 | Rate Constraint in lbs/MMBtu | FALSE | L | Annual | Fuel Consumed | TBtu | 34.2386 | 34.2365 | 35.7914 | 35.7914 | 35.7914 | 22.5064 | 25.4085
NSR HL Spurlock 2 - NOX Rate Annual v3.1, Unit 3814 and retrofits | 472 | 7445 | Rate Constraint in lbs/MMBtu | FALSE | L | Annual | Rate | lb/MMBtu | 0.079222 | 0.079222 | 0.078963 | 0.078963 | 0.078963 | 0.077284 | 0.077864
NSR HL Spurlock 2 - NOX Rate Annual v3.1, Unit 3814 and retrofits | 472 | 7445 | Rate Constraint in lbs/MMBtu | FALSE | L | Annual | Generation | TWh | 3.3818 | 3.3816 | 3.5352 | 3.5352 | 3.5352 | 2.223 | 2.5097
NSR HL Spurlock 2 - NOX Rate Annual v3.1, Unit 3814 and retrofits | 472 | 7445 | Rate Constraint in lbs/MMBtu | FALSE | L | Annual | Qualifying Generation | TWh | 3.3818 | 3.3816 | 3.5352 | 3.5352 | 3.5352 | 2.223 | 2.5097
NSR HL Spurlock 2 - NOX Rate Annual v3.1, Unit 3814 and retrofits | 472 | 7445 | Rate Constraint in lbs/MMBtu | FALSE | L | Annual | Rate | lb/MWh | 0.80206 | 0.80207 | 0.79945 | 0.79945 | 0.79945 | 0.78244 | 0.78831
NSR HL Spurlock 2 - NOX Rate Annual v3.1, Unit 3814 and retrofits | 472 | 7445 | Rate Constraint in lbs/MMBtu | FALSE | L | Annual | Constraint Shadow Price | US2019$/Ton | 0 | 0 | 0 | 0 | 0 | 0 | 0
NSR HL Spurlock 2 - SO2 Rate Annual v3.1, Unit 3814 and retrofits | 473 | 7443 | Rate Constraint in lbs/MMBtu | FALSE | L | Annual | Seasons Included | Seasons | Winter, WintShld, Summer | Winter, WintShld, Summer | Winter, WintShld, Summer | Winter, WintShld, Summer | Winter, WintShld, Summer | Winter, WintShld, Summer | Winter, WintShld, Summer
NSR HL Spurlock 2 - SO2 Rate Annual v3.1, Unit 3814 and retrofits | 473 | 7443 | Rate Constraint in lbs/MMBtu | FALSE | L | Annual | Standard SO2 | lb/MMBtu | 0.1 | 0.1 | 0.1 | 0.1 | 0.1 | 0.1 | 0.1
NSR HL Spurlock 2 - SO2 Rate Annual v3.1, Unit 3814 and retrofits | 473 | 7443 | Rate Constraint in lbs/MMBtu | FALSE | L | Annual | Emissions at Affected Plants SO2 | Thousand Tons | 1.5766 | 1.5765 | 1.6481 | 1.6481 | 1.6481 | 1.0364 | 1.17
NSR HL Spurlock 2 - SO2 Rate Annual v3.1, Unit 3814 and retrofits | 473 | 7443 | Rate Constraint in lbs/MMBtu | FALSE | L | Annual | Allowances Purchased SO2 | Thousand Tons | 0 | 0 | 0 | 0 | 0 | 0 | 0
NSR HL Spurlock 2 - SO2 Rate Annual v3.1, Unit 3814 and retrofits | 473 | 7443 | Rate Constraint in lbs/MMBtu | FALSE | L | Annual | Allowances Sold SO2 | Thousand Tons | 0 | 0 | 0 | 0 | 0 | 0 | 0
NSR HL Spurlock 2 - SO2 Rate Annual v3.1, Unit 3814 and retrofits | 473 | 7443 | Rate Constraint in lbs/MMBtu | FALSE | L | Annual | Allowances Banked | Thousand Tons | 0 | 0 | 0 | 0 | 0 | 0 | 0
NSR HL Spurlock 2 - SO2 Rate Annual v3.1, Unit 3814 and retrofits | 473 | 7443 | Rate Constraint in lbs/MMBtu | FALSE | L | Annual | Allowances Withdrawn (1:1) | Thousand Tons | 0 | 0 | 0 | 0 | 0 | 0 | 0
NSR HL Spurlock 2 - SO2 Rate Annual v3.1, Unit 3814 and retrofits | 473 | 7443 | Rate Constraint in lbs/MMBtu | FALSE | L | Annual | Allowances Withdrawn (n:1) | Thousand Tons | 0 | 0 | 0 | 0 | 0 | 0 | 0
NSR HL Spurlock 2 - SO2 Rate Annual v3.1, Unit 3814 and retrofits | 473 | 7443 | Rate Constraint in lbs/MMBtu | FALSE | L | Annual | Net Emissions Allowance Position | Thousand Tons | 1.5766 | 1.5765 | 1.6481 | 1.6481 | 1.6481 | 1.0364 | 1.17
NSR HL Spurlock 2 - SO2 Rate Annual v3.1, Unit 3814 and retrofits | 473 | 7443 | Rate Constraint in lbs/MMBtu | FALSE | L | Annual | Fuel Consumed | TBtu | 34.2386 | 34.2365 | 35.7914 | 35.7914 | 35.7914 | 22.5064 | 25.4085
NSR HL Spurlock 2 - SO2 Rate Annual v3.1, Unit 3814 and retrofits | 473 | 7443 | Rate Constraint in lbs/MMBtu | FALSE | L | Annual | Rate | lb/MMBtu | 0.092094 | 0.092094 | 0.092094 | 0.092094 | 0.092094 | 0.092094 | 0.092094
NSR HL Spurlock 2 - SO2 Rate Annual v3.1, Unit 3814 and retrofits | 473 | 7443 | Rate Constraint in lbs/MMBtu | FALSE | L | Annual | Generation | TWh | 3.3818 | 3.3816 | 3.5352 | 3.5352 | 3.5352 | 2.223 | 2.5097
NSR HL Spurlock 2 - SO2 Rate Annual v3.1, Unit 3814 and retrofits | 473 | 7443 | Rate Constraint in lbs/MMBtu | FALSE | L | Annual | Qualifying Generation | TWh | 3.3818 | 3.3816 | 3.5352 | 3.5352 | 3.5352 | 2.223 | 2.5097
NSR HL Spurlock 2 - SO2 Rate Annual v3.1, Unit 3814 and retrofits | 473 | 7443 | Rate Constraint in lbs/MMBtu | FALSE | L | Annual | Rate | lb/MWh | 0.93239 | 0.93239 | 0.93239 | 0.93239 | 0.93239 | 0.93239 | 0.93239
NSR HL Spurlock 2 - SO2 Rate Annual v3.1, Unit 3814 and retrofits | 473 | 7443 | Rate Constraint in lbs/MMBtu | FALSE | L | Annual | Constraint Shadow Price | US2019$/Ton | 51541.264 | 34545.3228 | 58429.2407 | 42277.3377 | 50652.56 | 38581.1534 | 41314.622
NSR IL Power - NOX Cap Annual v3.1 | 474 | 7381 | Rate Constraint in MTons | FALSE | L | Annual | Seasons Included | Seasons | Winter, WintShld, Summer | Winter, WintShld, Summer | Winter, WintShld, Summer | Winter, WintShld, Summer | Winter, WintShld, Summer | Winter, WintShld, Summer | Winter, WintShld, Summer
NSR IL Power - NOX Cap Annual v3.1 | 474 | 7381 | Rate Constraint in MTons | FALSE | L | Annual | Standard NOX | Thousand Tons | 13.8 | 13.8 | 13.8 | 13.8 | 13.8 | 13.8 | 13.8
NSR IL Power - NOX Cap Annual v3.1 | 474 | 7381 | Rate Constraint in MTons | FALSE | L | Annual | Emissions at Affected Plants NOX | Thousand Tons | 0 | 0 | 0 | 0 | 0 | 0 | 0
NSR IL Power - NOX Cap Annual v3.1 | 474 | 7381 | Rate Constraint in MTons | FALSE | L | Annual | Allowances Purchased NOX | Thousand Tons | 0 | 0 | 0 | 0 | 0 | 0 | 0
NSR IL Power - NOX Cap Annual v3.1 | 474 | 7381 | Rate Constraint in MTons | FALSE | L | Annual | Allowances Sold NOX | Thousand Tons | 0 | 0 | 0 | 0 | 0 | 0 | 0
NSR IL Power - NOX Cap Annual v3.1 | 474 | 7381 | Rate Constraint in MTons | FALSE | L | Annual | Allowances Banked | Thousand Tons | 0 | 0 | 0 | 0 | 0 | 0 | 0
NSR IL Power - NOX Cap Annual v3.1 | 474 | 7381 | Rate Constraint in MTons | FALSE | L | Annual | Allowances Withdrawn (1:1) | Thousand Tons | 0 | 0 | 0 | 0 | 0 | 0 | 0
NSR IL Power - NOX Cap Annual v3.1 | 474 | 7381 | Rate Constraint in MTons | FALSE | L | Annual | Allowances Withdrawn (n:1) | Thousand Tons | 0 | 0 | 0 | 0 | 0 | 0 | 0
NSR IL Power - NOX Cap Annual v3.1 | 474 | 7381 | Rate Constraint in MTons | FALSE | L | Annual | Net Emissions Allowance Position | Thousand Tons | 0 | 0 | 0 | 0 | 0 | 0 | 0
NSR IL Power - NOX Cap Annual v3.1 | 474 | 7381 | Rate Constraint in MTons | FALSE | L | Annual | Fuel Consumed | TBtu | 0 | 0 | 0 | 0 | 0 | 0 | 0
NSR IL Power - NOX Cap Annual v3.1 | 474 | 7381 | Rate Constraint in MTons | FALSE | L | Annual | Rate | lb/MMBtu | 0 | 0 | 0 | 0 | 0 | 0 | 0
NSR IL Power - NOX Cap Annual v3.1 | 474 | 7381 | Rate Constraint in MTons | FALSE | L | Annual | Generation | TWh | 0 | 0 | 0 | 0 | 0 | 0 | 0
NSR IL Power - NOX Cap Annual v3.1 | 474 | 7381 | Rate Constraint in MTons | FALSE | L | Annual | Qualifying Generation | TWh | 0 | 0 | 0 | 0 | 0 | 0 | 0
NSR IL Power - NOX Cap Annual v3.1 | 474 | 7381 | Rate Constraint in MTons | FALSE | L | Annual | Rate | lb/MWh | 0 | 0 | 0 | 0 | 0 | 0 | 0
NSR IL Power - NOX Cap Annual v3.1 | 474 | 7381 | Rate Constraint in MTons | FALSE | L | Annual | Constraint Shadow Price | US2019$/Ton | 0 | 0 | 0 | 0 | 0 | 0 | 0
NSR IL Power - SO2 Cap Annual v3.1 | 475 | 7382 | Rate Constraint in MTons | FALSE | L | Annual | Seasons Included | Seasons | Winter, WintShld, Summer | Winter, WintShld, Summer | Winter, WintShld, Summer | Winter, WintShld, Summer | Winter, WintShld, Summer | Winter, WintShld, Summer | Winter, WintShld, Summer
NSR IL Power - SO2 Cap Annual v3.1 | 475 | 7382 | Rate Constraint in MTons | FALSE | L | Annual | Standard SO2 | Thousand Tons | 29 | 29 | 29 | 29 | 29 | 29 | 29
NSR IL Power - SO2 Cap Annual v3.1 | 475 | 7382 | Rate Constraint in MTons | FALSE | L | Annual | Emissions at Affected Plants SO2 | Thousand Tons | 0 | 0 | 0 | 0 | 0 | 0 | 0
NSR IL Power - SO2 Cap Annual v3.1 | 475 | 7382 | Rate Constraint in MTons | FALSE | L | Annual | Allowances Purchased SO2 | Thousand Tons | 0 | 0 | 0 | 0 | 0 | 0 | 0
NSR IL Power - SO2 Cap Annual v3.1 | 475 | 7382 | Rate Constraint in MTons | FALSE | L | Annual | Allowances Sold SO2 | Thousand Tons | 0 | 0 | 0 | 0 | 0 | 0 | 0
NSR IL Power - SO2 Cap Annual v3.1 | 475 | 7382 | Rate Constraint in MTons | FALSE | L | Annual | Allowances Banked | Thousand Tons | 0 | 0 | 0 | 0 | 0 | 0 | 0
NSR IL Power - SO2 Cap Annual v3.1 | 475 | 7382 | Rate Constraint in MTons | FALSE | L | Annual | Allowances Withdrawn (1:1) | Thousand Tons | 0 | 0 | 0 | 0 | 0 | 0 | 0
NSR IL Power - SO2 Cap Annual v3.1 | 475 | 7382 | Rate Constraint in MTons | FALSE | L | Annual | Allowances Withdrawn (n:1) | Thousand Tons | 0 | 0 | 0 | 0 | 0 | 0 | 0
NSR IL Power - SO2 Cap Annual v3.1 | 475 | 7382 | Rate Constraint in MTons | FALSE | L | Annual | Net Emissions Allowance Position | Thousand Tons | 0 | 0 | 0 | 0 | 0 | 0 | 0
NSR IL Power - SO2 Cap Annual v3.1 | 475 | 7382 | Rate Constraint in MTons | FALSE | L | Annual | Fuel Consumed | TBtu | 0 | 0 | 0 | 0 | 0 | 0 | 0
NSR IL Power - SO2 Cap Annual v3.1 | 475 | 7382 | Rate Constraint in MTons | FALSE | L | Annual | Rate | lb/MMBtu | 0 | 0 | 0 | 0 | 0 | 0 | 0
NSR IL Power - SO2 Cap Annual v3.1 | 475 | 7382 | Rate Constraint in MTons | FALSE | L | Annual | Generation | TWh | 0 | 0 | 0 | 0 | 0 | 0 | 0
NSR IL Power - SO2 Cap Annual v3.1 | 475 | 7382 | Rate Constraint in MTons | FALSE | L | Annual | Qualifying Generation | TWh | 0 | 0 | 0 | 0 | 0 | 0 | 0
NSR IL Power - SO2 Cap Annual v3.1 | 475 | 7382 | Rate Constraint in MTons | FALSE | L | Annual | Rate | lb/MWh | 0 | 0 | 0 | 0 | 0 | 0 | 0
NSR IL Power - SO2 Cap Annual v3.1 | 475 | 7382 | Rate Constraint in MTons | FALSE | L | Annual | Constraint Shadow Price | US2019$/Ton | 0 | 0 | 0 | 0 | 0 | 0 | 0
NSR Interstate System-Wide NOX Cap v5.16 | 476 | 7515 | Rate Constraint in MTons | FALSE | L | Annual | Seasons Included | Seasons | Winter, WintShld, Summer | Winter, WintShld, Summer | Winter, WintShld, Summer | Winter, WintShld, Summer | Winter, WintShld, Summer | Winter, WintShld, Summer | Winter, WintShld, Summer
NSR Interstate System-Wide NOX Cap v5.16 | 476 | 7515 | Rate Constraint in MTons | FALSE | L | Annual | Standard NOX | Thousand Tons | 6.8 | 6.8 | 6.8 | 6.8 | 6.8 | 6.8 | 6.8
NSR Interstate System-Wide NOX Cap v5.16 | 476 | 7515 | Rate Constraint in MTons | FALSE | L | Annual | Emissions at Affected Plants NOX | Thousand Tons | 2.3233 | 2.5183 | 1.6985 | 1.7442 | 1.4777 | 0 | 0
NSR Interstate System-Wide NOX Cap v5.16 | 476 | 7515 | Rate Constraint in MTons | FALSE | L | Annual | Allowances Purchased NOX | Thousand Tons | 0 | 0 | 0 | 0 | 0 | 0 | 0
NSR Interstate System-Wide NOX Cap v5.16 | 476 | 7515 | Rate Constraint in MTons | FALSE | L | Annual | Allowances Sold NOX | Thousand Tons | 0 | 0 | 0 | 0 | 0 | 0 | 0
NSR Interstate System-Wide NOX Cap v5.16 | 476 | 7515 | Rate Constraint in MTons | FALSE | L | Annual | Allowances Banked | Thousand Tons | 0 | 0 | 0 | 0 | 0 | 0 | 0
NSR Interstate System-Wide NOX Cap v5.16 | 476 | 7515 | Rate Constraint in MTons | FALSE | L | Annual | Allowances Withdrawn (1:1) | Thousand Tons | 0 | 0 | 0 | 0 | 0 | 0 | 0
NSR Interstate System-Wide NOX Cap v5.16 | 476 | 7515 | Rate Constraint in MTons | FALSE | L | Annual | Allowances Withdrawn (n:1) | Thousand Tons | 0 | 0 | 0 | 0 | 0 | 0 | 0
NSR Interstate System-Wide NOX Cap v5.16 | 476 | 7515 | Rate Constraint in MTons | FALSE | L | Annual | Net Emissions Allowance Position | Thousand Tons | 2.3233 | 2.5183 | 1.6985 | 1.7442 | 1.4777 | 0 | 0
NSR Interstate System-Wide NOX Cap v5.16 | 476 | 7515 | Rate Constraint in MTons | FALSE | L | Annual | Fuel Consumed | TBtu | 55.1779 | 59.7851 | 42.1104 | 43.61 | 36.9483 | 0 | 0
NSR Interstate System-Wide NOX Cap v5.16 | 476 | 7515 | Rate Constraint in MTons | FALSE | L | Annual | Rate | lb/MMBtu | 0.084211 | 0.084246 | 0.080667 | 0.07999 | 0.07999 | 0 | 0
NSR Interstate System-Wide NOX Cap v5.16 | 476 | 7515 | Rate Constraint in MTons | FALSE | L | Annual | Generation | TWh | 5.3116 | 5.7553 | 4.0584 | 4.2058 | 3.5633 | 0 | 0
NSR Interstate System-Wide NOX Cap v5.16 | 476 | 7515 | Rate Constraint in MTons | FALSE | L | Annual | Qualifying Generation | TWh | 5.3116 | 5.7553 | 4.0584 | 4.2058 | 3.5633 | 0 | 0
NSR Interstate System-Wide NOX Cap v5.16 | 476 | 7515 | Rate Constraint in MTons | FALSE | L | Annual | Rate | lb/MWh | 0.87479 | 0.87514 | 0.83701 | 0.82942 | 0.82942 | 0 | 0
NSR Interstate System-Wide NOX Cap v5.16 | 476 | 7515 | Rate Constraint in MTons | FALSE | L | Annual | Constraint Shadow Price | US2019$/Ton | 0 | 0 | 0 | 0 | 0 | 0 | 0
NSR Interstate System-Wide SO2 Cap v5.16 | 477 | 7514 | Rate Constraint in MTons | FALSE | L | Annual | Seasons Included | Seasons | Winter, WintShld, Summer | Winter, WintShld, Summer | Winter, WintShld, Summer | Winter, WintShld, Summer | Winter, WintShld, Summer | Winter, WintShld, Summer | Winter, WintShld, Summer
NSR Interstate System-Wide SO2 Cap v5.16 | 477 | 7514 | Rate Constraint in MTons | FALSE | L | Annual | Standard SO2 | Thousand Tons | 3.25 | 3.25 | 3.25 | 3.25 | 3.25 | 3.25 | 3.25
NSR Interstate System-Wide SO2 Cap v5.16 | 477 | 7514 | Rate Constraint in MTons | FALSE | L | Annual | Emissions at Affected Plants SO2 | Thousand Tons | 1.3456 | 1.4475 | 1.153 | 1.1389 | 0.96494 | 0 | 0
NSR Interstate System-Wide SO2 Cap v5.16 | 477 | 7514 | Rate Constraint in MTons | FALSE | L | Annual | Allowances Purchased SO2 | Thousand Tons | 0 | 0 | 0 | 0 | 0 | 0 | 0
NSR Interstate System-Wide SO2 Cap v5.16 | 477 | 7514 | Rate Constraint in MTons | FALSE | L | Annual | Allowances Sold SO2 | Thousand Tons | 0 | 0 | 0 | 0 | 0 | 0 | 0
NSR Interstate System-Wide SO2 Cap v5.16 | 477 | 7514 | Rate Constraint in MTons | FALSE | L | Annual | Allowances Banked | Thousand Tons | 0 | 0 | 0 | 0 | 0 | 0 | 0
NSR Interstate System-Wide SO2 Cap v5.16 | 477 | 7514 | Rate Constraint in MTons | FALSE | L | Annual | Allowances Withdrawn (1:1) | Thousand Tons | 0 | 0 | 0 | 0 | 0 | 0 | 0
NSR Interstate System-Wide SO2 Cap v5.16 | 477 | 7514 | Rate Constraint in MTons | FALSE | L | Annual | Allowances Withdrawn (n:1) | Thousand Tons | 0 | 0 | 0 | 0 | 0 | 0 | 0
NSR Interstate System-Wide SO2 Cap v5.16 | 477 | 7514 | Rate Constraint in MTons | FALSE | L | Annual | Net Emissions Allowance Position | Thousand Tons | 1.3456 | 1.4475 | 1.153 | 1.1389 | 0.96494 | 0 | 0
NSR Interstate System-Wide SO2 Cap v5.16 | 477 | 7514 | Rate Constraint in MTons | FALSE | L | Annual | Fuel Consumed | TBtu | 55.1779 | 59.7851 | 42.1104 | 43.61 | 36.9483 | 0 | 0
NSR Interstate System-Wide SO2 Cap v5.16 | 477 | 7514 | Rate Constraint in MTons | FALSE | L | Annual | Rate | lb/MMBtu | 0.048771 | 0.048424 | 0.054759 | 0.052232 | 0.052232 | 0 | 0
NSR Interstate System-Wide SO2 Cap v5.16 | 477 | 7514 | Rate Constraint in MTons | FALSE | L | Annual | Generation | TWh | 5.3116 | 5.7553 | 4.0584 | 4.2058 | 3.5633 | 0 | 0
NSR Interstate System-Wide SO2 Cap v5.16 | 477 | 7514 | Rate Constraint in MTons | FALSE | L | Annual | Qualifying Generation | TWh | 5.3116 | 5.7553 | 4.0584 | 4.2058 | 3.5633 | 0 | 0
NSR Interstate System-Wide SO2 Cap v5.16 | 477 | 7514 | Rate Constraint in MTons | FALSE | L | Annual | Rate | lb/MWh | 0.50664 | 0.50302 | 0.56819 | 0.54159 | 0.54159 | 0 | 0
NSR Interstate System-Wide SO2 Cap v5.16 | 477 | 7514 | Rate Constraint in MTons | FALSE | L | Annual | Constraint Shadow Price | US2019$/Ton | 0 | 0 | 0 | 0 | 0 | 0 | 0
NSR J P Madgett 1 - Hg Rate Annual v5.13 | 478 | 7469 | Rate Constraint in lbs/MMBtu | FALSE | L | Annual | Seasons Included | Seasons | Winter, WintShld, Summer | Winter, WintShld, Summer | Winter, WintShld, Summer | Winter, WintShld, Summer | Winter, WintShld, Summer | Winter, WintShld, Summer | Winter, WintShld, Summer
NSR J P Madgett 1 - Hg Rate Annual v5.13 | 478 | 7469 | Rate Constraint in lbs/MMBtu | FALSE | L | Annual | Standard MER | lb/MMBtu | 0.015 | 0.015 | 0.015 | 0.015 | 0.015 | 0.015 | 0.015
NSR J P Madgett 1 - Hg Rate Annual v5.13 | 478 | 7469 | Rate Constraint in lbs/MMBtu | FALSE | L | Annual | Emissions at Affected Plants MER | lbs | 11.355 | 11.586 | 7.5278 | 7.5222 | 6.7203 | 0 | 0
NSR J P Madgett 1 - Hg Rate Annual v5.13 | 478 | 7469 | Rate Constraint in lbs/MMBtu | FALSE | L | Annual | Allowances Purchased MER | lbs | 0 | 0 | 0 | 0 | 0 | 0 | 0
NSR J P Madgett 1 - Hg Rate Annual v5.13 | 478 | 7469 | Rate Constraint in lbs/MMBtu | FALSE | L | Annual | Allowances Sold MER | lbs | 0 | 0 | 0 | 0 | 0 | 0 | 0
NSR J P Madgett 1 - Hg Rate Annual v5.13 | 478 | 7469 | Rate Constraint in lbs/MMBtu | FALSE | L | Annual | Allowances Banked | lbs | 0 | 0 | 0 | 0 | 0 | 0 | 0
NSR J P Madgett 1 - Hg Rate Annual v5.13 | 478 | 7469 | Rate Constraint in lbs/MMBtu | FALSE | L | Annual | Allowances Withdrawn (1:1) | lbs | 0 | 0 | 0 | 0 | 0 | 0 | 0
NSR J P Madgett 1 - Hg Rate Annual v5.13 | 478 | 7469 | Rate Constraint in lbs/MMBtu | FALSE | L | Annual | Allowances Withdrawn (n:1) | lbs | 0 | 0 | 0 | 0 | 0 | 0 | 0
NSR J P Madgett 1 - Hg Rate Annual v5.13 | 478 | 7469 | Rate Constraint in lbs/MMBtu | FALSE | L | Annual | Net Emissions Allowance Position | lbs | 11.355 | 11.586 | 7.5278 | 7.5222 | 6.7203 | 0 | 0
NSR J P Madgett 1 - Hg Rate Annual v5.13 | 478 | 7469 | Rate Constraint in lbs/MMBtu | FALSE | L | Annual | Fuel Consumed | TBtu | 20.0424 | 20.4501 | 13.2871 | 13.2772 | 11.8618 | 0 | 0
NSR J P Madgett 1 - Hg Rate Annual v5.13 | 478 | 7469 | Rate Constraint in lbs/MMBtu | FALSE | L | Annual | Rate | lb/MMBtu | 5.6655e-07 | 5.6655e-07 | 5.6655e-07 | 5.6655e-07 | 5.6655e-07 | 0 | 0
NSR J P Madgett 1 - Hg Rate Annual v5.13 | 478 | 7469 | Rate Constraint in lbs/MMBtu | FALSE | L | Annual | Generation | TWh | 1.783 | 1.8192 | 1.182 | 1.1811 | 1.0552 | 0 | 0
NSR J P Madgett 1 - Hg Rate Annual v5.13 | 478 | 7469 | Rate Constraint in lbs/MMBtu | FALSE | L | Annual | Qualifying Generation | TWh | 1.783 | 1.8192 | 1.182 | 1.1811 | 1.0552 | 0 | 0
NSR J P Madgett 1 - Hg Rate Annual v5.13 | 478 | 7469 | Rate Constraint in lbs/MMBtu | FALSE | L | Annual | Rate | lb/MWh | 6.3686e-06 | 6.3686e-06 | 6.3686e-06 | 6.3686e-06 | 6.3686e-06 | 0 | 0
NSR J P Madgett 1 - Hg Rate Annual v5.13 | 478 | 7469 | Rate Constraint in lbs/MMBtu | FALSE | L | Annual | Constraint Shadow Price | US2019$/Lb | 0 | 0 | 0 | 0 | 0 | 0 | 0
NSR J P Madgett 1 - NOx Rate Annual v5.13 | 479 | 7466 | Rate Constraint in lbs/MMBtu | FALSE | L | Annual | Seasons Included | Seasons | Winter, WintShld, Summer | Winter, WintShld, Summer | Winter, WintShld, Summer | Winter, WintShld, Summer | Winter, WintShld, Summer | Winter, WintShld, Summer | Winter, WintShld, Summer
NSR J P Madgett 1 - NOx Rate Annual v5.13 | 479 | 7466 | Rate Constraint in lbs/MMBtu | FALSE | L | Annual | Standard NOX | lb/MMBtu | 0.08 | 0.08 | 0.08 | 0.08 | 0.08 | 0.08 | 0.08
NSR J P Madgett 1 - NOx Rate Annual v5.13 | 479 | 7466 | Rate Constraint in lbs/MMBtu | FALSE | L | Annual | Emissions at Affected Plants NOX | Thousand Tons | 0.76141 | 0.7769 | 0.50478 | 0.5044 | 0.45063 | 0 | 0
NSR J P Madgett 1 - NOx Rate Annual v5.13 | 479 | 7466 | Rate Constraint in lbs/MMBtu | FALSE | L | Annual | Allowances Purchased NOX | Thousand Tons | 0 | 0 | 0 | 0 | 0 | 0 | 0
NSR J P Madgett 1 - NOx Rate Annual v5.13 | 479 | 7466 | Rate Constraint in lbs/MMBtu | FALSE | L | Annual | Allowances Sold NOX | Thousand Tons | 0 | 0 | 0 | 0 | 0 | 0 | 0
NSR J P Madgett 1 - NOx Rate Annual v5.13 | 479 | 7466 | Rate Constraint in lbs/MMBtu | FALSE | L | Annual | Allowances Banked | Thousand Tons | 0 | 0 | 0 | 0 | 0 | 0 | 0
NSR J P Madgett 1 - NOx Rate Annual v5.13 | 479 | 7466 | Rate Constraint in lbs/MMBtu | FALSE | L | Annual | Allowances Withdrawn (1:1) | Thousand Tons | 0 | 0 | 0 | 0 | 0 | 0 | 0
NSR J P Madgett 1 - NOx Rate Annual v5.13 | 479 | 7466 | Rate Constraint in lbs/MMBtu | FALSE | L | Annual | Allowances Withdrawn (n:1) | Thousand Tons | 0 | 0 | 0 | 0 | 0 | 0 | 0
NSR J P Madgett 1 - NOx Rate Annual v5.13 | 479 | 7466 | Rate Constraint in lbs/MMBtu | FALSE | L | Annual | Net Emissions Allowance Position | Thousand Tons | 0.76141 | 0.7769 | 0.50478 | 0.5044 | 0.45063 | 0 | 0
NSR J P Madgett 1 - NOx Rate Annual v5.13 | 479 | 7466 | Rate Constraint in lbs/MMBtu | FALSE | L | Annual | Fuel Consumed | TBtu | 20.0424 | 20.4501 | 13.2871 | 13.2772 | 11.8618 | 0 | 0
NSR J P Madgett 1 - NOx Rate Annual v5.13 | 479 | 7466 | Rate Constraint in lbs/MMBtu | FALSE | L | Annual | Rate | lb/MMBtu | 0.07598 | 0.07598 | 0.07598 | 0.07598 | 0.07598 | 0 | 0
NSR J P Madgett 1 - NOx Rate Annual v5.13 | 479 | 7466 | Rate Constraint in lbs/MMBtu | FALSE | L | Annual | Generation | TWh | 1.783 | 1.8192 | 1.182 | 1.1811 | 1.0552 | 0 | 0
NSR J P Madgett 1 - NOx Rate Annual v5.13 | 479 | 7466 | Rate Constraint in lbs/MMBtu | FALSE | L | Annual | Qualifying Generation | TWh | 1.783 | 1.8192 | 1.182 | 1.1811 | 1.0552 | 0 | 0
NSR J P Madgett 1 - NOx Rate Annual v5.13 | 479 | 7466 | Rate Constraint in lbs/MMBtu | FALSE | L | Annual | Rate | lb/MWh | 0.85409 | 0.85409 | 0.85409 | 0.85409 | 0.85409 | 0 | 0
NSR J P Madgett 1 - NOx Rate Annual v5.13 | 479 | 7466 | Rate Constraint in lbs/MMBtu | FALSE | L | Annual | Constraint Shadow Price | US2019$/Ton | 0 | 0 | 0 | 0 | 0 | 0 | 0
NSR J P Madgett 1 - SO2 Rate Annual v5.13 | 480 | 7464 | Rate Constraint in lbs/MMBtu | FALSE | L | Annual | Seasons Included | Seasons | Winter, WintShld, Summer | Winter, WintShld, Summer | Winter, WintShld, Summer | Winter, WintShld, Summer | Winter, WintShld, Summer | Winter, WintShld, Summer | Winter, WintShld, Summer
NSR J P Madgett 1 - SO2 Rate Annual v5.13 | 480 | 7464 | Rate Constraint in lbs/MMBtu | FALSE | L | Annual | Standard SO2 | lb/MMBtu | 0.09 | 0.09 | 0.09 | 0.09 | 0.09 | 0.09 | 0.09
NSR J P Madgett 1 - SO2 Rate Annual v5.13 | 480 | 7464 | Rate Constraint in lbs/MMBtu | FALSE | L | Annual | Emissions at Affected Plants SO2 | Thousand Tons | 0.90191 | 0.92025 | 0.59792 | 0.59747 | 0.53378 | 0 | 0
NSR J P Madgett 1 - SO2 Rate Annual v5.13 | 480 | 7464 | Rate Constraint in lbs/MMBtu | FALSE | L | Annual | Allowances Purchased SO2 | Thousand Tons | 0 | 0 | 0 | 0 | 0 | 0 | 0
NSR J P Madgett 1 - SO2 Rate Annual v5.13 | 480 | 7464 | Rate Constraint in lbs/MMBtu | FALSE | L | Annual | Allowances Sold SO2 | Thousand Tons | 0 | 0 | 0 | 0 | 0 | 0 | 0
NSR J P Madgett 1 - SO2 Rate Annual v5.13 | 480 | 7464 | Rate Constraint in lbs/MMBtu | FALSE | L | Annual | Allowances Banked | Thousand Tons | 0 | 0 | 0 | 0 | 0 | 0 | 0
NSR J P Madgett 1 - SO2 Rate Annual v5.13 | 480 | 7464 | Rate Constraint in lbs/MMBtu | FALSE | L | Annual | Allowances Withdrawn (1:1) | Thousand Tons | 0 | 0 | 0 | 0 | 0 | 0 | 0
NSR J P Madgett 1 - SO2 Rate Annual v5.13 | 480 | 7464 | Rate Constraint in lbs/MMBtu | FALSE | L | Annual | Allowances Withdrawn (n:1) | Thousand Tons | 0 | 0 | 0 | 0 | 0 | 0 | 0
NSR J P Madgett 1 - SO2 Rate Annual v5.13 | 480 | 7464 | Rate Constraint in lbs/MMBtu | FALSE | L | Annual | Net Emissions Allowance Position | Thousand Tons | 0.90191 | 0.92025 | 0.59792 | 0.59747 | 0.53378 | 0 | 0
NSR J P Madgett 1 - SO2 Rate Annual v5.13 | 480 | 7464 | Rate Constraint in lbs/MMBtu | FALSE | L | Annual | Fuel Consumed | TBtu | 20.0424 | 20.4501 | 13.2871 | 13.2772 | 11.8618 | 0 | 0
NSR J P Madgett 1 - SO2 Rate Annual v5.13 | 480 | 7464 | Rate Constraint in lbs/MMBtu | FALSE | L | Annual | Rate | lb/MMBtu | 0.09 | 0.09 | 0.09 | 0.09 | 0.09 | 0 | 0
NSR J P Madgett 1 - SO2 Rate Annual v5.13 | 480 | 7464 | Rate Constraint in lbs/MMBtu | FALSE | L | Annual | Generation | TWh | 1.783 | 1.8192 | 1.182 | 1.1811 | 1.0552 | 0 | 0
NSR J P Madgett 1 - SO2 Rate Annual v5.13 | 480 | 7464 | Rate Constraint in lbs/MMBtu | FALSE | L | Annual | Qualifying Generation | TWh | 1.783 | 1.8192 | 1.182 | 1.1811 | 1.0552 | 0 | 0
NSR J P Madgett 1 - SO2 Rate Annual v5.13 | 480 | 7464 | Rate Constraint in lbs/MMBtu | FALSE | L | Annual | Rate | lb/MWh | 1.0117 | 1.0117 | 1.0117 | 1.0117 | 1.0117 | 0 | 0
NSR J P Madgett 1 - SO2 Rate Annual v5.13 | 480 | 7464 | Rate Constraint in lbs/MMBtu | FALSE | L | Annual | Constraint Shadow Price | US2019$/Ton | 75.992 | 18.7274 | 45.2778 | 96.5443 | 382.658 | 4178.0393 | 0
NSR James Miller 3,4 - NOX Rate Annual v3.1, Unit 2582 and retrofits | 481 | 7422 | Rate Constraint in lbs/MMBtu | FALSE | L | Annual | Seasons Included | Seasons | Winter, WintShld, Summer | Winter, WintShld, Summer | Winter, WintShld, Summer | Winter, WintShld, Summer | Winter, WintShld, Summer | Winter, WintShld, Summer | Winter, WintShld, Summer
NSR James Miller 3,4 - NOX Rate Annual v3.1, Unit 2582 and retrofits | 481 | 7422 | Rate Constraint in lbs/MMBtu | FALSE | L | Annual | Standard NOX | lb/MMBtu | 0.1 | 0.1 | 0.1 | 0.1 | 0.1 | 0.1 | 0.1
NSR James Miller 3,4 - NOX Rate Annual v3.1, Unit 2582 and retrofits | 481 | 7422 | Rate Constraint in lbs/MMBtu | FALSE | L | Annual | Emissions at Affected Plants NOX | Thousand Tons | 1.5184 | 1.6922 | 1.634 | 1.6346 | 1.635 | 1.103 | 1.1031
NSR James Miller 3,4 - NOX Rate Annual v3.1, Unit 2582 and retrofits | 481 | 7422 | Rate Constraint in lbs/MMBtu | FALSE | L | Annual | Allowances Purchased NOX | Thousand Tons | 0 | 0 | 0 | 0 | 0 | 0 | 0
NSR James Miller 3,4 - NOX Rate Annual v3.1, Unit 2582 and retrofits | 481 | 7422 | Rate Constraint in lbs/MMBtu | FALSE | L | Annual | Allowances Sold NOX | Thousand Tons | 0 | 0 | 0 | 0 | 0 | 0 | 0
NSR James Miller 3,4 - NOX Rate Annual v3.1, Unit 2582 and retrofits | 481 | 7422 | Rate Constraint in lbs/MMBtu | FALSE | L | Annual | Allowances Banked | Thousand Tons | 0 | 0 | 0 | 0 | 0 | 0 | 0
NSR James Miller 3,4 - NOX Rate Annual v3.1, Unit 2582 and retrofits | 481 | 7422 | Rate Constraint in lbs/MMBtu | FALSE | L | Annual | Allowances Withdrawn (1:1) | Thousand Tons | 0 | 0 | 0 | 0 | 0 | 0 | 0
NSR James Miller 3,4 - NOX Rate Annual v3.1, Unit 2582 and retrofits | 481 | 7422 | Rate Constraint in lbs/MMBtu | FALSE | L | Annual | Allowances Withdrawn (n:1) | Thousand Tons | 0 | 0 | 0 | 0 | 0 | 0 | 0
NSR James Miller 3,4 - NOX Rate Annual v3.1, Unit 2582 and retrofits | 481 | 7422 | Rate Constraint in lbs/MMBtu | FALSE | L | Annual | Net Emissions Allowance Position | Thousand Tons | 1.5184 | 1.6922 | 1.634 | 1.6346 | 1.635 | 1.103 | 1.1031
NSR James Miller 3,4 - NOX Rate Annual v3.1, Unit 2582 and retrofits | 481 | 7422 | Rate Constraint in lbs/MMBtu | FALSE | L | Annual | Fuel Consumed | TBtu | 39.1681 | 43.6533 | 42.1516 | 42.1676 | 42.1772 | 28.4534 | 28.4566
NSR James Miller 3,4 - NOX Rate Annual v3.1, Unit 2582 and retrofits | 481 | 7422 | Rate Constraint in lbs/MMBtu | FALSE | L | Annual | Rate | lb/MMBtu | 0.07753 | 0.07753 | 0.07753 | 0.07753 | 0.07753 | 0.07753 | 0.07753
NSR James Miller 3,4 - NOX Rate Annual v3.1, Unit 2582 and retrofits | 481 | 7422 | Rate Constraint in lbs/MMBtu | FALSE | L | Annual | Generation | TWh | 3.9164 | 4.3649 | 4.2147 | 4.2163 | 4.2173 | 2.8451 | 2.8454
NSR James Miller 3,4 - NOX Rate Annual v3.1, Unit 2582 and retrofits | 481 | 7422 | Rate Constraint in lbs/MMBtu | FALSE | L | Annual | Qualifying Generation | TWh | 3.9164 | 4.3649 | 4.2147 | 4.2163 | 4.2173 | 2.8451 | 2.8454
NSR James Miller 3,4 - NOX Rate Annual v3.1, Unit 2582 and retrofits | 481 | 7422 | Rate Constraint in lbs/MMBtu | FALSE | L | Annual | Rate | lb/MWh | 0.77538 | 0.77538 | 0.77538 | 0.77538 | 0.77538 | 0.77538 | 0.77538
NSR James Miller 3,4 - NOX Rate Annual v3.1, Unit 2582 and retrofits | 481 | 7422 | Rate Constraint in lbs/MMBtu | FALSE | L | Annual | Constraint Shadow Price | US2019$/Ton | 0 | 0 | 0 | 0 | 0 | 0 | 0
NSR James Miller 3,4 - NOX Rate Annual v3.1, Unit 2583 and retrofits | 482 | 7422 | Rate Constraint in lbs/MMBtu | FALSE | L | Annual | Seasons Included | Seasons | Winter, WintShld, Summer | Winter, WintShld, Summer | Winter, WintShld, Summer | Winter, WintShld, Summer | Winter, WintShld, Summer | Winter, WintShld, Summer | Winter, WintShld, Summer
NSR James Miller 3,4 - NOX Rate Annual v3.1, Unit 2583 and retrofits | 482 | 7422 | Rate Constraint in lbs/MMBtu | FALSE | L | Annual | Standard NOX | lb/MMBtu | 0.1 | 0.1 | 0.1 | 0.1 | 0.1 | 0.1 | 0.1
NSR James Miller 3,4 - NOX Rate Annual v3.1, Unit 2583 and retrofits | 482 | 7422 | Rate Constraint in lbs/MMBtu | FALSE | L | Annual | Emissions at Affected Plants NOX | Thousand Tons | 1.3011 | 1.4111 | 1.409 | 1.4095 | 1.4098 | 0.9511 | 0.95121
NSR James Miller 3,4 - NOX Rate Annual v3.1, Unit 2583 and retrofits | 482 | 7422 | Rate Constraint in lbs/MMBtu | FALSE | L | Annual | Allowances Purchased NOX | Thousand Tons | 0 | 0 | 0 | 0 | 0 | 0 | 0
NSR James Miller 3,4 - NOX Rate Annual v3.1, Unit 2583 and retrofits | 482 | 7422 | Rate Constraint in lbs/MMBtu | FALSE | L | Annual | Allowances Sold NOX | Thousand Tons | 0 | 0 | 0 | 0 | 0 | 0 | 0
NSR James Miller 3,4 - NOX Rate Annual v3.1, Unit 2583 and retrofits | 482 | 7422 | Rate Constraint in lbs/MMBtu | FALSE | L | Annual | Allowances Banked | Thousand Tons | 0 | 0 | 0 | 0 | 0 | 0 | 0
NSR James Miller 3,4 - NOX Rate Annual v3.1, Unit 2583 and retrofits | 482 | 7422 | Rate Constraint in lbs/MMBtu | FALSE | L | Annual | Allowances Withdrawn (1:1) | Thousand Tons | 0 | 0 | 0 | 0 | 0 | 0 | 0
NSR James Miller 3,4 - NOX Rate Annual v3.1, Unit 2583 and retrofits | 482 | 7422 | Rate Constraint in lbs/MMBtu | FALSE | L | Annual | Allowances Withdrawn (n:1) | Thousand Tons | 0 | 0 | 0 | 0 | 0 | 0 | 0
NSR James Miller 3,4 - NOX Rate Annual v3.1, Unit 2583 and retrofits | 482 | 7422 | Rate Constraint in lbs/MMBtu | FALSE | L | Annual | Net Emissions Allowance Position | Thousand Tons | 1.3011 | 1.4111 | 1.409 | 1.4095 | 1.4098 | 0.9511 | 0.95121
NSR James Miller 3,4 - NOX Rate Annual v3.1, Unit 2583 and retrofits | 482 | 7422 | Rate Constraint in lbs/MMBtu | FALSE | L | Annual | Fuel Consumed | TBtu | 39.6424 | 42.995 | 42.9307 | 42.947 | 42.9568 | 28.9794 | 28.9826
NSR James Miller 3,4 - NOX Rate Annual v3.1, Unit 2583 and retrofits | 482 | 7422 | Rate Constraint in lbs/MMBtu | FALSE | L | Annual | Rate | lb/MMBtu | 0.06564 | 0.06564 | 0.06564 | 0.06564 | 0.06564 | 0.06564 | 0.06564
NSR James Miller 3,4 - NOX Rate Annual v3.1, Unit 2583 and retrofits | 482 | 7422 | Rate Constraint in lbs/MMBtu | FALSE | L | Annual | Generation | TWh | 3.9599 | 4.2948 | 4.2884 | 4.29 | 4.291 | 2.8948 | 2.8951
NSR James Miller 3,4 - NOX Rate Annual v3.1, Unit 2583 and retrofits | 482 | 7422 | Rate Constraint in lbs/MMBtu | FALSE | L | Annual | Qualifying Generation | TWh | 3.9599 | 4.2948 | 4.2884 | 4.29 | 4.291 | 2.8948 | 2.8951
NSR James Miller 3,4 - NOX Rate Annual v3.1, Unit 2583 and retrofits | 482 | 7422 | Rate Constraint in lbs/MMBtu | FALSE | L | Annual | Rate | lb/MWh | 0.65712 | 0.65712 | 0.65712 | 0.65712 | 0.65712 | 0.65712 | 0.65712
NSR James Miller 3,4 - NOX Rate Annual v3.1, Unit 2583 and retrofits | 482 | 7422 | Rate Constraint in lbs/MMBtu | FALSE | L | Annual | Constraint Shadow Price | US2019$/Ton | 0 | 0 | 0 | 0 | 0 | 0 | 0
NSR Kincaid 1 & 2- Hg Rate Annual v5.13 | 483 | 7475 | Rate Constraint in lbs/MMBtu | FALSE | L | Annual | Seasons Included | Seasons | Winter, WintShld, Summer | Winter, WintShld, Summer | Winter, WintShld, Summer | Winter, WintShld, Summer | Winter, WintShld, Summer | Winter, WintShld, Summer | Winter, WintShld, Summer
NSR Kincaid 1 & 2- Hg Rate Annual v5.13 | 483 | 7475 | Rate Constraint in lbs/MMBtu | FALSE | L | Annual | Standard MER | lb/MMBtu | 0.015 | 0.015 | 0.015 | 0.015 | 0.015 | 0.015 | 0.015
NSR Kincaid 1 & 2- Hg Rate Annual v5.13 | 483 | 7475 | Rate Constraint in lbs/MMBtu | FALSE | L | Annual | Emissions at Affected Plants MER | lbs | 0 | 0 | 0 | 0 | 0 | 0 | 0
NSR Kincaid 1 & 2- Hg Rate Annual v5.13 | 483 | 7475 | Rate Constraint in lbs/MMBtu | FALSE | L | Annual | Allowances Purchased MER | lbs | 0 | 0 | 0 | 0 | 0 | 0 | 0
NSR Kincaid 1 & 2- Hg Rate Annual v5.13 | 483 | 7475 | Rate Constraint in lbs/MMBtu | FALSE | L | Annual | Allowances Sold MER | lbs | 0 | 0 | 0 | 0 | 0 | 0 | 0
NSR Kincaid 1 & 2- Hg Rate Annual v5.13 | 483 | 7475 | Rate Constraint in lbs/MMBtu | FALSE | L | Annual | Allowances Banked | lbs | 0 | 0 | 0 | 0 | 0 | 0 | 0
NSR Kincaid 1 & 2- Hg Rate Annual v5.13 | 483 | 7475 | Rate Constraint in lbs/MMBtu | FALSE | L | Annual | Allowances Withdrawn (1:1) | lbs | 0 | 0 | 0 | 0 | 0 | 0 | 0
NSR Kincaid 1 & 2- Hg Rate Annual v5.13 | 483 | 7475 | Rate Constraint in lbs/MMBtu | FALSE | L | Annual | Allowances Withdrawn (n:1) | lbs | 0 | 0 | 0 | 0 | 0 | 0 | 0
NSR Kincaid 1 & 2- Hg Rate Annual v5.13 | 483 | 7475 | Rate Constraint in lbs/MMBtu | FALSE | L | Annual | Net Emissions Allowance Position | lbs | 0 | 0 | 0 | 0 | 0 | 0 | 0
NSR Kincaid 1 & 2- Hg Rate Annual v5.13 | 483 | 7475 | Rate Constraint in lbs/MMBtu | FALSE | L | Annual | Fuel Consumed | TBtu | 0 | 0 | 0 | 0 | 0 | 0 | 0
NSR Kincaid 1 & 2- Hg Rate Annual v5.13 | 483 | 7475 | Rate Constraint in lbs/MMBtu | FALSE | L | Annual | Rate | lb/MMBtu | 0 | 0 | 0 | 0 | 0 | 0 | 0
NSR Kincaid 1 & 2- Hg Rate Annual v5.13 | 483 | 7475 | Rate Constraint in lbs/MMBtu | FALSE | L | Annual | Generation | TWh | 0 | 0 | 0 | 0 | 0 | 0 | 0
NSR Kincaid 1 & 2- Hg Rate Annual v5.13 | 483 | 7475 | Rate Constraint in lbs/MMBtu | FALSE | L | Annual | Qualifying Generation | TWh | 0 | 0 | 0 | 0 | 0 | 0 | 0
NSR Kincaid 1 & 2- Hg Rate Annual v5.13 | 483 | 7475 | Rate Constraint in lbs/MMBtu | FALSE | L | Annual | Rate | lb/MWh | 0 | 0 | 0 | 0 | 0 | 0 | 0
NSR Kincaid 1 & 2- Hg Rate Annual v5.13 | 483 | 7475 | Rate Constraint in lbs/MMBtu | FALSE | L | Annual | Constraint Shadow Price | US2019$/Lb | 0 | 0 | 0 | 0 | 0 | 0 | 0
NSR Kincaid 1 & 2- NOx Cap Annual v5.13 | 484 | 7474 | Rate Constraint in MTons | FALSE | L | Annual | Seasons Included | Seasons | Winter, WintShld, Summer | Winter, WintShld, Summer | Winter, WintShld, Summer | Winter, WintShld, Summer | Winter, WintShld, Summer | Winter, WintShld, Summer | Winter, WintShld, Summer
NSR Kincaid 1 & 2- NOx Cap Annual v5.13 | 484 | 7474 | Rate Constraint in MTons | FALSE | L | Annual | Standard NOX | Thousand Tons | 3.5 | 3.5 | 3.5 | 3.5 | 3.5 | 3.5 | 3.5
NSR Kincaid 1 & 2- NOx Cap Annual v5.13 | 484 | 7474 | Rate Constraint in MTons | FALSE | L | Annual | Emissions at Affected Plants NOX | Thousand Tons | 0 | 0 | 0 | 0 | 0 | 0 | 0
NSR Kincaid 1 & 2- NOx Cap Annual v5.13 | 484 | 7474 | Rate Constraint in MTons | FALSE | L | Annual | Allowances Purchased NOX | Thousand Tons | 0 | 0 | 0 | 0 | 0 | 0 | 0
NSR Kincaid 1 & 2- NOx Cap Annual v5.13 | 484 | 7474 | Rate Constraint in MTons | FALSE | L | Annual | Allowances Sold NOX | Thousand Tons | 0 | 0 | 0 | 0 | 0 | 0 | 0
NSR Kincaid 1 & 2- NOx Cap Annual v5.13 | 484 | 7474 | Rate Constraint in MTons | FALSE | L | Annual | Allowances Banked | Thousand Tons | 0 | 0 | 0 | 0 | 0 | 0 | 0
NSR Kincaid 1 & 2- NOx Cap Annual v5.13 | 484 | 7474 | Rate Constraint in MTons | FALSE | L | Annual | Allowances Withdrawn (1:1) | Thousand Tons | 0 | 0 | 0 | 0 | 0 | 0 | 0
NSR Kincaid 1 & 2- NOx Cap Annual v5.13 | 484 | 7474 | Rate Constraint in MTons | FALSE | L | Annual | Allowances Withdrawn (n:1) | Thousand Tons | 0 | 0 | 0 | 0 | 0 | 0 | 0
NSR Kincaid 1 & 2- NOx Cap Annual v5.13 | 484 | 7474 | Rate Constraint in MTons | FALSE | L | Annual | Net Emissions Allowance Position | Thousand Tons | 0 | 0 | 0 | 0 | 0 | 0 | 0
NSR Kincaid 1 & 2- NOx Cap Annual v5.13 | 484 | 7474 | Rate Constraint in MTons | FALSE | L | Annual | Fuel Consumed | TBtu | 0 | 0 | 0 | 0 | 0 | 0 | 0
NSR Kincaid 1 & 2- NOx Cap Annual v5.13 | 484 | 7474 | Rate Constraint in MTons | FALSE | L | Annual | Rate | lb/MMBtu | 0 | 0 | 0 | 0 | 0 | 0 | 0
NSR Kincaid 1 & 2- NOx Cap Annual v5.13 | 484 | 7474 | Rate Constraint in MTons | FALSE | L | Annual | Generation | TWh | 0 | 0 | 0 | 0 | 0 | 0 | 0
NSR Kincaid 1 & 2- NOx Cap Annual v5.13 | 484 | 7474 | Rate Constraint in MTons | FALSE | L | Annual | Qualifying Generation | TWh | 0 | 0 | 0 | 0 | 0 | 0 | 0
NSR Kincaid 1 & 2- NOx Cap Annual v5.13 | 484 | 7474 | Rate Constraint in MTons | FALSE | L | Annual | Rate | lb/MWh | 0 | 0 | 0 | 0 | 0 | 0 | 0
NSR Kincaid 1 & 2- NOx Cap Annual v5.13 | 484 | 7474 | Rate Constraint in MTons | FALSE | L | Annual | Constraint Shadow Price | US2019$/Ton | 0 | 0 | 0 | 0 | 0 | 0 | 0
NSR Kincaid 1 & 2- NOx Rate Annual v5.13 | 485 | 7473 | Rate Constraint in lbs/MMBtu | FALSE | L | Annual | Seasons Included | Seasons | Winter, WintShld, Summer | Winter, WintShld, Summer | Winter, WintShld, Summer | Winter, WintShld, Summer | Winter, WintShld, Summer | Winter, WintShld, Summer | Winter, WintShld, Summer
NSR Kincaid 1 & 2- NOx Rate Annual v5.13 | 485 | 7473 | Rate Constraint in lbs/MMBtu | FALSE | L | Annual | Standard NOX | lb/MMBtu | 0.08 | 0.08 | 0.08 | 0.08 | 0.08 | 0.08 | 0.08
NSR Kincaid 1 & 2- NOx Rate Annual v5.13 | 485 | 7473 | Rate Constraint in lbs/MMBtu | FALSE | L | Annual | Emissions at Affected Plants NOX | Thousand Tons | 0 | 0 | 0 | 0 | 0 | 0 | 0
NSR Kincaid 1 & 2- NOx Rate Annual v5.13 | 485 | 7473 | Rate Constraint in lbs/MMBtu | FALSE | L | Annual | Allowances Purchased NOX | Thousand Tons | 0 | 0 | 0 | 0 | 0 | 0 | 0
NSR Kincaid 1 & 2- NOx Rate Annual v5.13 | 485 | 7473 | Rate Constraint in lbs/MMBtu | FALSE | L | Annual | Allowances Sold NOX | Thousand Tons | 0 | 0 | 0 | 0 | 0 | 0 | 0
NSR Kincaid 1 & 2- NOx Rate Annual v5.13 | 485 | 7473 | Rate Constraint in lbs/MMBtu | FALSE | L | Annual | Allowances Banked | Thousand Tons | 0 | 0 | 0 | 0 | 0 | 0 | 0
NSR Kincaid 1 & 2- NOx Rate Annual v5.13 | 485 | 7473 | Rate Constraint in lbs/MMBtu | FALSE | L | Annual | Allowances Withdrawn (1:1) | Thousand Tons | 0 | 0 | 0 | 0 | 0 | 0 | 0
NSR Kincaid 1 & 2- NOx Rate Annual v5.13 | 485 | 7473 | Rate Constraint in lbs/MMBtu | FALSE | L | Annual | Allowances Withdrawn (n:1) | Thousand Tons | 0 | 0 | 0 | 0 | 0 | 0 | 0
NSR Kincaid 1 & 2- NOx Rate Annual v5.13 | 485 | 7473 | Rate Constraint in lbs/MMBtu | FALSE | L | Annual | Net Emissions Allowance Position | Thousand Tons | 0 | 0 | 0 | 0 | 0 | 0 | 0
NSR Kincaid 1 & 2- NOx Rate Annual v5.13 | 485 | 7473 | Rate Constraint in lbs/MMBtu | FALSE | L | Annual | Fuel Consumed | TBtu | 0 | 0 | 0 | 0 | 0 | 0 | 0
NSR Kincaid 1 & 2- NOx Rate Annual v5.13 | 485 | 7473 | Rate Constraint in lbs/MMBtu | FALSE | L | Annual | Rate | lb/MMBtu | 0 | 0 | 0 | 0 | 0 | 0 | 0
NSR Kincaid 1 & 2- NOx Rate Annual v5.13 | 485 | 7473 | Rate Constraint in lbs/MMBtu | FALSE | L | Annual | Generation | TWh | 0 | 0 | 0 | 0 | 0 | 0 | 0
NSR Kincaid 1 & 2- NOx Rate Annual v5.13 | 485 | 7473 | Rate Constraint in lbs/MMBtu | FALSE | L | Annual | Qualifying Generation | TWh | 0 | 0 | 0 | 0 | 0 | 0 | 0
NSR Kincaid 1 & 2- NOx Rate Annual v5.13 | 485 | 7473 | Rate Constraint in lbs/MMBtu | FALSE | L | Annual | Rate | lb/MWh | 0 | 0 | 0 | 0 | 0 | 0 | 0
NSR Kincaid 1 & 2- NOx Rate Annual v5.13 | 485 | 7473 | Rate Constraint in lbs/MMBtu | FALSE | L | Annual | Constraint Shadow Price | US2019$/Ton | 0 | 0 | 0 | 0 | 0 | 0 | 0
NSR Kincaid 1 & 2- SO2 Cap Annual v5.13 | 486 | 7472 | Rate Constraint in MTons | FALSE | L | Annual | Seasons Included | Seasons | Winter, WintShld, Summer | Winter, WintShld, Summer | Winter, WintShld, Summer | Winter, WintShld, Summer | Winter, WintShld, Summer | Winter, WintShld, Summer | Winter, WintShld, Summer
NSR Kincaid 1 & 2- SO2 Cap Annual v5.13 | 486 | 7472 | Rate Constraint in MTons | FALSE | L | Annual | Standard SO2 | Thousand Tons | 4.4 | 4.4 | 4.4 | 4.4 | 4.4 | 4.4 | 4.4
NSR Kincaid 1 & 2- SO2 Cap Annual v5.13 | 486 | 7472 | Rate Constraint in MTons | FALSE | L | Annual | Emissions at Affected Plants SO2 | Thousand Tons | 0 | 0 | 0 | 0 | 0 | 0 | 0
NSR Kincaid 1 & 2- SO2 Cap Annual v5.13 | 486 | 7472 | Rate Constraint in MTons | FALSE | L | Annual | Allowances Purchased SO2 | Thousand Tons | 0 | 0 | 0 | 0 | 0 | 0 | 0
NSR Kincaid 1 & 2- SO2 Cap Annual v5.13 | 486 | 7472 | Rate Constraint in MTons | FALSE | L | Annual | Allowances Sold SO2 | Thousand Tons | 0 | 0 | 0 | 0 | 0 | 0 | 0
NSR Kincaid 1 & 2- SO2 Cap Annual v5.13 | 486 | 7472 | Rate Constraint in MTons | FALSE | L | Annual | Allowances Banked | Thousand Tons | 0 | 0 | 0 | 0 | 0 | 0 | 0
NSR Kincaid 1 & 2- SO2 Cap Annual v5.13 | 486 | 7472 | Rate Constraint in MTons | FALSE | L | Annual | Allowances Withdrawn (1:1) | Thousand Tons | 0 | 0 | 0 | 0 | 0 | 0 | 0
NSR Kincaid 1 & 2- SO2 Cap Annual v5.13 | 486 | 7472 | Rate Constraint in MTons | FALSE | L | Annual | Allowances Withdrawn (n:1) | Thousand Tons | 0 | 0 | 0 | 0 | 0 | 0 | 0
NSR Kincaid 1 & 2- SO2 Cap Annual v5.13 | 486 | 7472 | Rate Constraint in MTons | FALSE | L | Annual | Net Emissions Allowance Position | Thousand Tons | 0 | 0 | 0 | 0 | 0 | 0 | 0
NSR Kincaid 1 & 2- SO2 Cap Annual v5.13 | 486 | 7472 | Rate Constraint in MTons | FALSE | L | Annual | Fuel Consumed | TBtu | 0 | 0 | 0 | 0 | 0 | 0 | 0
NSR Kincaid 1 & 2- SO2 Cap Annual v5.13 | 486 | 7472 | Rate Constraint in MTons | FALSE | L | Annual | Rate | lb/MMBtu | 0 | 0 | 0 | 0 | 0 | 0 | 0
NSR Kincaid 1 & 2- SO2 Cap Annual v5.13 | 486 | 7472 | Rate Constraint in MTons | FALSE | L | Annual | Generation | TWh | 0 | 0 | 0 | 0 | 0 | 0 | 0
NSR Kincaid 1 & 2- SO2 Cap Annual v5.13 | 486 | 7472 | Rate Constraint in MTons | FALSE | L | Annual | Qualifying Generation | TWh | 0 | 0 | 0 | 0 | 0 | 0 | 0
NSR Kincaid 1 & 2- SO2 Cap Annual v5.13 | 486 | 7472 | Rate Constraint in MTons | FALSE | L | Annual | Rate | lb/MWh | 0 | 0 | 0 | 0 | 0 | 0 | 0
NSR Kincaid 1 & 2- SO2 Cap Annual v5.13 | 486 | 7472 | Rate Constraint in MTons | FALSE | L | Annual | Constraint Shadow Price | US2019$/Ton | 0 | 0 | 0 | 0 | 0 | 0 | 0
NSR Kincaid 1 & 2- SO2 Rate Annual v5.13 | 487 | 7471 | Rate Constraint in lbs/MMBtu | FALSE | L | Annual | Seasons Included | Seasons | Winter, WintShld, Summer | Winter, WintShld, Summer | Winter, WintShld, Summer | Winter, WintShld, Summer | Winter, WintShld, Summer | Winter, WintShld, Summer | Winter, WintShld, Summer
NSR Kincaid 1 & 2- SO2 Rate Annual v5.13 | 487 | 7471 | Rate Constraint in lbs/MMBtu | FALSE | L | Annual | Standard SO2 | lb/MMBtu | 0.1 | 0.1 | 0.1 | 0.1 | 0.1 | 0.1 | 0.1
NSR Kincaid 1 & 2- SO2 Rate Annual v5.13 | 487 | 7471 | Rate Constraint in lbs/MMBtu | FALSE | L | Annual | Emissions at Affected Plants SO2 | Thousand Tons | 0 | 0 | 0 | 0 | 0 | 0 | 0
NSR Kincaid 1 & 2- SO2 Rate Annual v5.13 | 487 | 7471 | Rate Constraint in lbs/MMBtu | FALSE | L | Annual | Allowances Purchased SO2 | Thousand Tons | 0 | 0 | 0 | 0 | 0 | 0 | 0
NSR Kincaid 1 & 2- SO2 Rate Annual v5.13 | 487 | 7471 | Rate Constraint in lbs/MMBtu | FALSE | L | Annual | Allowances Sold SO2 | Thousand Tons | 0 | 0 | 0 | 0 | 0 | 0 | 0
NSR Kincaid 1 & 2- SO2 Rate Annual v5.13 | 487 | 7471 | Rate Constraint in lbs/MMBtu | FALSE | L | Annual | Allowances Banked | Thousand Tons | 0 | 0 | 0 | 0 | 0 | 0 | 0
NSR Kincaid 1 & 2- SO2 Rate Annual v5.13 | 487 | 7471 | Rate Constraint in lbs/MMBtu | FALSE | L | Annual | Allowances Withdrawn (1:1) | Thousand Tons | 0 | 0 | 0 | 0 | 0 | 0 | 0
NSR Kincaid 1 & 2- SO2 Rate Annual v5.13 | 487 | 7471 | Rate Constraint in lbs/MMBtu | FALSE | L | Annual | Allowances Withdrawn (n:1) | Thousand Tons | 0 | 0 | 0 | 0 | 0 | 0 | 0
NSR Kincaid 1 & 2- SO2 Rate Annual v5.13 | 487 | 7471 | Rate Constraint in lbs/MMBtu | FALSE | L | Annual | Net Emissions Allowance Position | Thousand Tons | 0 | 0 | 0 | 0 | 0 | 0 | 0
NSR Kincaid 1 & 2- SO2 Rate Annual v5.13 | 487 | 7471 | Rate Constraint in lbs/MMBtu | FALSE | L | Annual | Fuel Consumed | TBtu | 0 | 0 | 0 | 0 | 0 | 0 | 0
NSR Kincaid 1 & 2- SO2 Rate Annual v5.13 | 487 | 7471 | Rate Constraint in lbs/MMBtu | FALSE | L | Annual | Rate | lb/MMBtu | 0 | 0 | 0 | 0 | 0 | 0 | 0
NSR Kincaid 1 & 2- SO2 Rate Annual v5.13 | 487 | 7471 | Rate Constraint in lbs/MMBtu | FALSE | L | Annual | Generation | TWh | 0 | 0 | 0 | 0 | 0 | 0 | 0
NSR Kincaid 1 & 2- SO2 Rate Annual v5.13 | 487 | 7471 | Rate Constraint in lbs/MMBtu | FALSE | L | Annual | Qualifying Generation | TWh | 0 | 0 | 0 | 0 | 0 | 0 | 0
NSR Kincaid 1 & 2- SO2 Rate Annual v5.13 | 487 | 7471 | Rate Constraint in lbs/MMBtu | FALSE | L | Annual | Rate | lb/MWh | 0 | 0 | 0 | 0 | 0 | 0 | 0
NSR Kincaid 1 & 2- SO2 Rate Annual v5.13 | 487 | 7471 | Rate Constraint in lbs/MMBtu | FALSE | L | Annual | Constraint Shadow Price | US2019$/Ton | 0 | 0 | 0 | 0 | 0 | 0 | 0
NSR KU Brown Unit 3 - SO2 Cap Annual v3.1 | 488 | 7383 | Rate Constraint in MTons | FALSE | L | Annual | Seasons Included | Seasons | Winter, WintShld, Summer | Winter, WintShld, Summer | Winter, WintShld, Summer | Winter, WintShld, Summer | Winter, WintShld, Summer | Winter, WintShld, Summer | Winter, WintShld, Summer
NSR KU Brown Unit 3 - SO2 Cap Annual v3.1 | 488 | 7383 | Rate Constraint in MTons | FALSE | L | Annual | Standard SO2 | Thousand Tons | 2.3 | 2.3 | 2.3 | 2.3 | 2.3 | 2.3 | 2.3
NSR KU Brown Unit 3 - SO2 Cap Annual v3.1 | 488 | 7383 | Rate Constraint in MTons | FALSE | L | Annual | Emissions at Affected Plants SO2 | Thousand Tons | 0 | 0 | 0 | 0 | 0 | 0 | 0
NSR KU Brown Unit 3 - SO2 Cap Annual v3.1 | 488 | 7383 | Rate Constraint in MTons | FALSE | L | Annual | Allowances Purchased SO2 | Thousand Tons | 0 | 0 | 0 | 0 | 0 | 0 | 0
NSR KU Brown Unit 3 - SO2 Cap Annual v3.1 | 488 | 7383 | Rate Constraint in MTons | FALSE | L | Annual | Allowances Sold SO2 | Thousand Tons | 0 | 0 | 0 | 0 | 0 | 0 | 0
NSR KU Brown Unit 3 - SO2 Cap Annual v3.1 | 488 | 7383 | Rate Constraint in MTons | FALSE | L | Annual | Allowances Banked | Thousand Tons | 0 | 0 | 0 | 0 | 0 | 0 | 0
NSR KU Brown Unit 3 - SO2 Cap Annual v3.1 | 488 | 7383 | Rate Constraint in MTons | FALSE | L | Annual | Allowances Withdrawn (1:1) | Thousand Tons | 0 | 0 | 0 | 0 | 0 | 0 | 0
NSR KU Brown Unit 3 - SO2 Cap Annual v3.1 | 488 | 7383 | Rate Constraint in MTons | FALSE | L | Annual | Allowances Withdrawn (n:1) | Thousand Tons | 0 | 0 | 0 | 0 | 0 | 0 | 0
NSR KU Brown Unit 3 - SO2 Cap Annual v3.1 | 488 | 7383 | Rate Constraint in MTons | FALSE | L | Annual | Net Emissions Allowance Position | Thousand Tons | 0 | 0 | 0 | 0 | 0 | 0 | 0
NSR KU Brown Unit 3 - SO2 Cap Annual v3.1 | 488 | 7383 | Rate Constraint in MTons | FALSE | L | Annual | Fuel Consumed | TBtu | 0 | 0 | 0 | 0 | 0 | 0 | 0
NSR KU Brown Unit 3 - SO2 Cap Annual v3.1 | 488 | 7383 | Rate Constraint in MTons | FALSE | L | Annual | Rate | lb/MMBtu | 0 | 0 | 0 | 0 | 0 | 0 | 0
NSR KU Brown Unit 3 - SO2 Cap Annual v3.1 | 488 | 7383 | Rate Constraint in MTons | FALSE | L | Annual | Generation | TWh | 0 | 0 | 0 | 0 | 0 | 0 | 0
NSR KU Brown Unit 3 - SO2 Cap Annual v3.1 | 488 | 7383 | Rate Constraint in MTons | FALSE | L | Annual | Qualifying Generation | TWh | 0 | 0 | 0 | 0 | 0 | 0 | 0
NSR KU Brown Unit 3 - SO2 Cap Annual v3.1 | 488 | 7383 | Rate Constraint in MTons | FALSE | L | Annual | Rate | lb/MWh | 0 | 0 | 0 | 0 | 0 | 0 | 0
NSR KU Brown Unit 3 - SO2 Cap Annual v3.1 | 488 | 7383 | Rate Constraint in MTons | FALSE | L | Annual | Constraint Shadow Price | US2019$/Ton | 0 | 0 | 0 | 0 | 0 | 0 | 0
NSR KU Brown Unit 3 - SO2 Rate Annual v3.1 | 489 | 7384 | Rate Constraint in lbs/MMBtu | FALSE | L | Annual | Seasons Included | Seasons | Winter, WintShld, Summer | Winter, WintShld, Summer | Winter, WintShld, Summer | Winter, WintShld, Summer | Winter, WintShld, Summer | Winter, WintShld, Summer | Winter, WintShld, Summer
NSR KU Brown Unit 3 - SO2 Rate Annual v3.1 | 489 | 7384 | Rate Constraint in lbs/MMBtu | FALSE | L | Annual | Standard SO2 | lb/MMBtu | 0.1 | 0.1 | 0.1 | 0.1 | 0.1 | 0.1 | 0.1
NSR KU Brown Unit 3 - SO2 Rate Annual v3.1 | 489 | 7384 | Rate Constraint in lbs/MMBtu | FALSE | L | Annual | Emissions at Affected Plants SO2 | Thousand Tons | 0 | 0 | 0 | 0 | 0 | 0 | 0
NSR KU Brown Unit 3 - SO2 Rate Annual v3.1 | 489 | 7384 | Rate Constraint in lbs/MMBtu | FALSE | L | Annual | Allowances Purchased SO2 | Thousand Tons | 0 | 0 | 0 | 0 | 0 | 0 | 0
NSR KU Brown Unit 3 - SO2 Rate Annual v3.1 | 489 | 7384 | Rate Constraint in lbs/MMBtu | FALSE | L | Annual | Allowances Sold SO2 | Thousand Tons | 0 | 0 | 0 | 0 | 0 | 0 | 0
NSR KU Brown Unit 3 - SO2 Rate Annual v3.1 | 489 | 7384 | Rate Constraint in lbs/MMBtu | FALSE | L | Annual | Allowances Banked | Thousand Tons | 0 | 0 | 0 | 0 | 0 | 0 | 0
NSR KU Brown Unit 3 - SO2 Rate Annual v3.1 | 489 | 7384 | Rate Constraint in lbs/MMBtu | FALSE | L | Annual | Allowances Withdrawn (1:1) | Thousand Tons | 0 | 0 | 0 | 0 | 0 | 0 | 0
NSR KU Brown Unit 3 - SO2 Rate Annual v3.1 | 489 | 7384 | Rate Constraint in lbs/MMBtu | FALSE | L | Annual | Allowances Withdrawn (n:1) | Thousand Tons | 0 | 0 | 0 | 0 | 0 | 0 | 0
NSR KU Brown Unit 3 - SO2 Rate Annual v3.1 | 489 | 7384 | Rate Constraint in lbs/MMBtu | FALSE | L | Annual | Net Emissions Allowance Position | Thousand Tons | 0 | 0 | 0 | 0 | 0 | 0 | 0
NSR KU Brown Unit 3 - SO2 Rate Annual v3.1 | 489 | 7384 | Rate Constraint in lbs/MMBtu | FALSE | L | Annual | Fuel Consumed | TBtu | 0 | 0 | 0 | 0 | 0 | 0 | 0
NSR KU Brown Unit 3 - SO2 Rate Annual v3.1 | 489 | 7384 | Rate Constraint in lbs/MMBtu | FALSE | L | Annual | Rate | lb/MMBtu | 0 | 0 | 0 | 0 | 0 | 0 | 0
NSR KU Brown Unit 3 - SO2 Rate Annual v3.1 | 489 | 7384 | Rate Constraint in lbs/MMBtu | FALSE | L | Annual | Generation | TWh | 0 | 0 | 0 | 0 | 0 | 0 | 0
NSR KU Brown Unit 3 - SO2 Rate Annual v3.1 | 489 | 7384 | Rate Constraint in lbs/MMBtu | FALSE | L | Annual | Qualifying Generation | TWh | 0 | 0 | 0 | 0 | 0 | 0 | 0
NSR KU Brown Unit 3 - SO2 Rate Annual v3.1 | 489 | 7384 | Rate Constraint in lbs/MMBtu | FALSE | L | Annual | Rate | lb/MWh | 0 | 0 | 0 | 0 | 0 | 0 | 0
NSR KU Brown Unit 3 - SO2 Rate Annual v3.1 | 489 | 7384 | Rate Constraint in lbs/MMBtu | FALSE | L | Annual | Constraint Shadow Price | US2019$/Ton | 0 | 0 | 0 | 0 | 0 | 0 | 0
NSR Lansing Unit 4 NOX Rate v5.16 | 490 | 7512 | Rate Constraint in lbs/MMBtu | FALSE | L | Annual | Seasons Included | Seasons | Winter, WintShld, Summer | Winter, WintShld, Summer | Winter, WintShld, Summer | Winter, WintShld, Summer | Winter, WintShld, Summer | Winter, WintShld, Summer | Winter, WintShld, Summer
NSR Lansing Unit 4 NOX Rate v5.16 | 490 | 7512 | Rate Constraint in lbs/MMBtu | FALSE | L | Annual | Standard NOX | lb/MMBtu | 0.08 | 0.08 | 0.08 | 0.08 | 0.08 | 0.08 | 0.08
NSR Lansing Unit 4 NOX Rate v5.16 | 490 | 7512 | Rate Constraint in lbs/MMBtu | FALSE | L | Annual | Emissions at Affected Plants NOX | Thousand Tons | 0 | 0 | 0 | 0 | 0 | 0 | 0
NSR Lansing Unit 4 NOX Rate v5.16 | 490 | 7512 | Rate Constraint in lbs/MMBtu | FALSE | L | Annual | Allowances Purchased NOX | Thousand Tons | 0 | 0 | 0 | 0 | 0 | 0 | 0
NSR Lansing Unit 4 NOX Rate v5.16 | 490 | 7512 | Rate Constraint in lbs/MMBtu | FALSE | L | Annual | Allowances Sold NOX | Thousand Tons | 0 | 0 | 0 | 0 | 0 | 0 | 0
NSR Lansing Unit 4 NOX Rate v5.16 | 490 | 7512 | Rate Constraint in lbs/MMBtu | FALSE | L | Annual | Allowances Banked | Thousand Tons | 0 | 0 | 0 | 0 | 0 | 0 | 0
NSR Lansing Unit 4 NOX Rate v5.16 | 490 | 7512 | Rate Constraint in lbs/MMBtu | FALSE | L | Annual | Allowances Withdrawn (1:1) | Thousand Tons | 0 | 0 | 0 | 0 | 0 | 0 | 0
NSR Lansing Unit 4 NOX Rate v5.16 | 490 | 7512 | Rate Constraint in lbs/MMBtu | FALSE | L | Annual | Allowances Withdrawn (n:1) | Thousand Tons | 0 | 0 | 0 | 0 | 0 | 0 | 0
NSR Lansing Unit 4 NOX Rate v5.16 | 490 | 7512 | Rate Constraint in lbs/MMBtu | FALSE | L | Annual | Net Emissions Allowance Position | Thousand Tons | 0 | 0 | 0 | 0 | 0 | 0 | 0
NSR Lansing Unit 4 NOX Rate v5.16 | 490 | 7512 | Rate Constraint in lbs/MMBtu | FALSE | L | Annual | Fuel Consumed | TBtu | 0 | 0 | 0 | 0 | 0 | 0 | 0
NSR Lansing Unit 4 NOX Rate v5.16 | 490 | 7512 | Rate Constraint in lbs/MMBtu | FALSE | L | Annual | Rate | lb/MMBtu | 0 | 0 | 0 | 0 | 0 | 0 | 0
NSR Lansing Unit 4 NOX Rate v5.16 | 490 | 7512 | Rate Constraint in lbs/MMBtu | FALSE | L | Annual | Generation | TWh | 0 | 0 | 0 | 0 | 0 | 0 | 0
NSR Lansing Unit 4 NOX Rate v5.16 | 490 | 7512 | Rate Constraint in lbs/MMBtu | FALSE | L | Annual | Qualifying Generation | TWh | 0 | 0 | 0 | 0 | 0 | 0 | 0
NSR Lansing Unit 4 NOX Rate v5.16 | 490 | 7512 | Rate Constraint in lbs/MMBtu | FALSE | L | Annual | Rate | lb/MWh | 0 | 0 | 0 | 0 | 0 | 0 | 0
NSR Lansing Unit 4 NOX Rate v5.16 | 490 | 7512 | Rate Constraint in lbs/MMBtu | FALSE | L | Annual | Constraint Shadow Price | US2019$/Ton | 0 | 0 | 0 | 0 | 0 | 0 | 0
NSR Lansing Unit 4 SO2 Rate v5.16 | 491 | 7511 | Rate Constraint in lbs/MMBtu | FALSE | L | Annual | Seasons Included | Seasons | Winter, WintShld, Summer | Winter, WintShld, Summer | Winter, WintShld, Summer | Winter, WintShld, Summer | Winter, WintShld, Summer | Winter, WintShld, Summer | Winter, WintShld, Summer
NSR Lansing Unit 4 SO2 Rate v5.16 | 491 | 7511 | Rate Constraint in lbs/MMBtu | FALSE | L | Annual | Standard SO2 | lb/MMBtu | 0.075 | 0.075 | 0.075 | 0.075 | 0.075 | 0.075 | 0.075
NSR Lansing Unit 4 SO2 Rate v5.16 | 491 | 7511 | Rate Constraint in lbs/MMBtu | FALSE | L | Annual | Emissions at Affected Plants SO2 | Thousand Tons | 0 | 0 | 0 | 0 | 0 | 0 | 0
NSR Lansing Unit 4 SO2 Rate v5.16 | 491 | 7511 | Rate Constraint in lbs/MMBtu | FALSE | L | Annual | Allowances Purchased SO2 | Thousand Tons | 0 | 0 | 0 | 0 | 0 | 0 | 0
NSR Lansing Unit 4 SO2 Rate v5.16 | 491 | 7511 | Rate Constraint in lbs/MMBtu | FALSE | L | Annual | Allowances Sold SO2 | Thousand Tons | 0 | 0 | 0 | 0 | 0 | 0 | 0
NSR Lansing Unit 4 SO2 Rate v5.16 | 491 | 7511 | Rate Constraint in lbs/MMBtu | FALSE | L | Annual | Allowances Banked | Thousand Tons | 0 | 0 | 0 | 0 | 0 | 0 | 0
NSR Lansing Unit 4 SO2 Rate v5.16 | 491 | 7511 | Rate Constraint in lbs/MMBtu | FALSE | L | Annual | Allowances Withdrawn (1:1) | Thousand Tons | 0 | 0 | 0 | 0 | 0 | 0 | 0
NSR Lansing Unit 4 SO2 Rate v5.16 | 491 | 7511 | Rate Constraint in lbs/MMBtu | FALSE | L | Annual | Allowances Withdrawn (n:1) | Thousand Tons | 0 | 0 | 0 | 0 | 0 | 0 | 0
NSR Lansing Unit 4 SO2 Rate v5.16 | 491 | 7511 | Rate Constraint in lbs/MMBtu | FALSE | L | Annual | Net Emissions Allowance Position | Thousand Tons | 0 | 0 | 0 | 0 | 0 | 0 | 0
NSR Lansing Unit 4 SO2 Rate v5.16 | 491 | 7511 | Rate Constraint in lbs/MMBtu | FALSE | L | Annual | Fuel Consumed | TBtu | 0 | 0 | 0 | 0 | 0 | 0 | 0
NSR Lansing Unit 4 SO2 Rate v5.16 | 491 | 7511 | Rate Constraint in lbs/MMBtu | FALSE | L | Annual | Rate | lb/MMBtu | 0 | 0 | 0 | 0 | 0 | 0 | 0
NSR Lansing Unit 4 SO2 Rate v5.16 | 491 | 7511 | Rate Constraint in lbs/MMBtu | FALSE | L | Annual | Generation | TWh | 0 | 0 | 0 | 0 | 0 | 0 | 0
NSR Lansing Unit 4 SO2 Rate v5.16 | 491 | 7511 | Rate Constraint in lbs/MMBtu | FALSE | L | Annual | Qualifying Generation | TWh | 0 | 0 | 0 | 0 | 0 | 0 | 0
NSR Lansing Unit 4 SO2 Rate v5.16 | 491 | 7511 | Rate Constraint in lbs/MMBtu | FALSE | L | Annual | Rate | lb/MWh | 0 | 0 | 0 | 0 | 0 | 0 | 0
NSR Lansing Unit 4 SO2 Rate v5.16 | 491 | 7511 | Rate Constraint in lbs/MMBtu | FALSE | L | Annual | Constraint Shadow Price | US2019$/Ton | 0 | 0 | 0 | 0 | 0 | 0 | 0
NSR Laskin 1,2 - NOX Rate Annual v5.14 | 492 | 7491 | Rate Constraint in lbs/MMBtu | FALSE | L | Annual | Seasons Included | Seasons | Winter, WintShld, Summer | Winter, WintShld, Summer | Winter, WintShld, Summer | Winter, WintShld, Summer | Winter, WintShld, Summer | Winter, WintShld, Summer | Winter, WintShld, Summer
NSR Laskin 1,2 - NOX Rate Annual v5.14 | 492 | 7491 | Rate Constraint in lbs/MMBtu | FALSE | L | Annual | Standard NOX | lb/MMBtu | 0.19 | 0.19 | 0.19 | 0.19 | 0.19 | 0.19 | 0.19
NSR Laskin 1,2 - NOX Rate Annual v5.14 | 492 | 7491 | Rate Constraint in lbs/MMBtu | FALSE | L | Annual | Emissions at Affected Plants NOX | Thousand Tons | 0 | 0 | 0 | 0 | 0 | 0 | 0
NSR Laskin 1,2 - NOX Rate Annual v5.14 | 492 | 7491 | Rate Constraint in lbs/MMBtu | FALSE | L | Annual | Allowances Purchased NOX | Thousand Tons | 0 | 0 | 0 | 0 | 0 | 0 | 0
NSR Laskin 1,2 - NOX Rate Annual v5.14 | 492 | 7491 | Rate Constraint in lbs/MMBtu | FALSE | L | Annual | Allowances Sold NOX | Thousand Tons | 0 | 0 | 0 | 0 | 0 | 0 | 0
NSR Laskin 1,2 - NOX Rate Annual v5.14 | 492 | 7491 | Rate Constraint in lbs/MMBtu | FALSE | L | Annual | Allowances Banked | Thousand Tons | 0 | 0 | 0 | 0 | 0 | 0 | 0
NSR Laskin 1,2 - NOX Rate Annual v5.14 | 492 | 7491 | Rate Constraint in lbs/MMBtu | FALSE | L | Annual | Allowances Withdrawn (1:1) | Thousand Tons | 0 | 0 | 0 | 0 | 0 | 0 | 0
NSR Laskin 1,2 - NOX Rate Annual v5.14 | 492 | 7491 | Rate Constraint in lbs/MMBtu | FALSE | L | Annual | Allowances Withdrawn (n:1) | Thousand Tons | 0 | 0 | 0 | 0 | 0 | 0 | 0
NSR Laskin 1,2 - NOX Rate Annual v5.14 | 492 | 7491 | Rate Constraint in lbs/MMBtu | FALSE | L | Annual | Net Emissions Allowance Position | Thousand Tons | 0 | 0 | 0 | 0 | 0 | 0 | 0
NSR Laskin 1,2 - NOX Rate Annual v5.14 | 492 | 7491 | Rate Constraint in lbs/MMBtu | FALSE | L | Annual | Fuel Consumed | TBtu | 0 | 0 | 0 | 0 | 0 | 0 | 0
NSR Laskin 1,2 - NOX Rate Annual v5.14 | 492 | 7491 | Rate Constraint in lbs/MMBtu | FALSE | L | Annual | Rate | lb/MMBtu | 0 | 0 | 0 | 0 | 0 | 0 | 0
NSR Laskin 1,2 - NOX Rate Annual v5.14 | 492 | 7491 | Rate Constraint in lbs/MMBtu | FALSE | L | Annual | Generation | TWh | 0 | 0 | 0 | 0 | 0 | 0 | 0
NSR Laskin 1,2 - NOX Rate Annual v5.14 | 492 | 7491 | Rate Constraint in lbs/MMBtu | FALSE | L | Annual | Qualifying Generation | TWh | 0 | 0 | 0 | 0 | 0 | 0 | 0
NSR Laskin 1,2 - NOX Rate Annual v5.14 | 492 | 7491 | Rate Constraint in lbs/MMBtu | FALSE | L | Annual | Rate | lb/MWh | 0 | 0 | 0 | 0 | 0 | 0 | 0
NSR Laskin 1,2 - NOX Rate Annual v5.14 | 492 | 7491 | Rate Constraint in lbs/MMBtu | FALSE | L | Annual | Constraint Shadow Price | US2019$/Ton | 0 | 0 | 0 | 0 | 0 | 0 | 0
NSR Laskin 1,2 - SO2 Rate Annual v5.14 | 493 | 7490 | Rate Constraint in lbs/MMBtu | FALSE | L | Annual | Seasons Included | Seasons | Winter, WintShld, Summer | Winter, WintShld, Summer | Winter, WintShld, Summer | Winter, WintShld, Summer | Winter, WintShld, Summer | Winter, WintShld, Summer | Winter, WintShld, Summer
NSR Laskin 1,2 - SO2 Rate Annual v5.14 | 493 | 7490 | Rate Constraint in lbs/MMBtu | FALSE | L | Annual | Standard SO2 | lb/MMBtu | 0.2 | 0.2 | 0.2 | 0.2 | 0.2 | 0.2 | 0.2
NSR Laskin 1,2 - SO2 Rate Annual v5.14 | 493 | 7490 | Rate Constraint in lbs/MMBtu | FALSE | L | Annual | Emissions at Affected Plants SO2 | Thousand Tons | 0 | 0 | 0 | 0 | 0 | 0 | 0
NSR Laskin 1,2 - SO2 Rate Annual v5.14 | 493 | 7490 | Rate Constraint in lbs/MMBtu | FALSE | L | Annual | Allowances Purchased SO2 | Thousand Tons | 0 | 0 | 0 | 0 | 0 | 0 | 0
NSR Laskin 1,2 - SO2 Rate Annual v5.14 | 493 | 7490 | Rate Constraint in lbs/MMBtu | FALSE | L | Annual | Allowances Sold SO2 | Thousand Tons | 0 | 0 | 0 | 0 | 0 | 0 | 0
NSR Laskin 1,2 - SO2 Rate Annual v5.14 | 493 | 7490 | Rate Constraint in lbs/MMBtu | FALSE | L | Annual | Allowances Banked | Thousand Tons | 0 | 0 | 0 | 0 | 0 | 0 | 0
NSR Laskin 1,2 - SO2 Rate Annual v5.14 | 493 | 7490 | Rate Constraint in lbs/MMBtu | FALSE | L | Annual | Allowances Withdrawn (1:1) | Thousand Tons | 0 | 0 | 0 | 0 | 0 | 0 | 0
NSR Laskin 1,2 - SO2 Rate Annual v5.14 | 493 | 7490 | Rate Constraint in lbs/MMBtu | FALSE | L | Annual | Allowances Withdrawn (n:1) | Thousand Tons | 0 | 0 | 0 | 0 | 0 | 0 | 0
NSR Laskin 1,2 - SO2 Rate Annual v5.14 | 493 | 7490 | Rate Constraint in lbs/MMBtu | FALSE | L | Annual | Net Emissions Allowance Position | Thousand Tons | 0 | 0 | 0 | 0 | 0 | 0 | 0
NSR Laskin 1,2 - SO2 Rate Annual v5.14 | 493 | 7490 | Rate Constraint in lbs/MMBtu | FALSE | L | Annual | Fuel Consumed | TBtu | 0 | 0 | 0 | 0 | 0 | 0 | 0
NSR Laskin 1,2 - SO2 Rate Annual v5.14 | 493 | 7490 | Rate Constraint in lbs/MMBtu | FALSE | L | Annual | Rate | lb/MMBtu | 0 | 0 | 0 | 0 | 0 | 0 | 0
NSR Laskin 1,2 - SO2 Rate Annual v5.14 | 493 | 7490 | Rate Constraint in lbs/MMBtu | FALSE | L | Annual | Generation | TWh | 0 | 0 | 0 | 0 | 0 | 0 | 0
NSR Laskin 1,2 - SO2 Rate Annual v5.14 | 493 | 7490 | Rate Constraint in lbs/MMBtu | FALSE | L | Annual | Qualifying Generation | TWh | 0 | 0 | 0 | 0 | 0 | 0 | 0
NSR Laskin 1,2 - SO2 Rate Annual v5.14 | 493 | 7490 | Rate Constraint in lbs/MMBtu | FALSE | L | Annual | Rate | lb/MWh | 0 | 0 | 0 | 0 | 0 | 0 | 0
NSR Laskin 1,2 - SO2 Rate Annual v5.14 | 493 | 7490 | Rate Constraint in lbs/MMBtu | FALSE | L | Annual | Constraint Shadow Price | US2019$/Ton | 0 | 0 | 0 | 0 | 0 | 0 | 0
NSR Michigan City 12 - NOX Rate Annual v4.11, Unit 3587 and retrofits | 494 | 7449 | Rate Constraint in lbs/MMBtu | FALSE | L | Annual | Seasons Included | Seasons | Winter, WintShld, Summer | Winter, WintShld, Summer | Winter, WintShld, Summer | Winter, WintShld, Summer | Winter, WintShld, Summer | Winter, WintShld, Summer | Winter, WintShld, Summer
NSR Michigan City 12 - NOX Rate Annual v4.11, Unit 3587 and retrofits | 494 | 7449 | Rate Constraint in lbs/MMBtu | FALSE | L | Annual | Standard NOX | lb/MMBtu | 0.1 | 0.1 | 0.1 | 0.1 | 0.1 | 0.1 | 0.1
NSR Michigan City 12 - NOX Rate Annual v4.11, Unit 3587 and retrofits | 494 | 7449 | Rate Constraint in lbs/MMBtu | FALSE | L | Annual | Emissions at Affected Plants NOX | Thousand Tons | 0 | 0 | 0 | 0 | 0 | 0 | 0
NSR Michigan City 12 - NOX Rate Annual v4.11, Unit 3587 and retrofits | 494 | 7449 | Rate Constraint in lbs/MMBtu | FALSE | L | Annual | Allowances Purchased NOX | Thousand Tons | 0 | 0 | 0 | 0 | 0 | 0 | 0
NSR Michigan City 12 - NOX Rate Annual v4.11, Unit 3587 and retrofits | 494 | 7449 | Rate Constraint in lbs/MMBtu | FALSE | L | Annual | Allowances Sold NOX | Thousand Tons | 0 | 0 | 0 | 0 | 0 | 0 | 0
NSR Michigan City 12 - NOX Rate Annual v4.11, Unit 3587 and retrofits | 494 | 7449 | Rate Constraint in lbs/MMBtu | FALSE | L | Annual | Allowances Banked | Thousand Tons | 0 | 0 | 0 | 0 | 0 | 0 | 0
NSR Michigan City 12 - NOX Rate Annual v4.11, Unit 3587 and retrofits | 494 | 7449 | Rate Constraint in lbs/MMBtu | FALSE | L | Annual | Allowances Withdrawn (1:1) | Thousand Tons | 0 | 0 | 0 | 0 | 0 | 0 | 0
NSR Michigan City 12 - NOX Rate Annual v4.11, Unit 3587 and retrofits | 494 | 7449 | Rate Constraint in lbs/MMBtu | FALSE | L | Annual | Allowances Withdrawn (n:1) | Thousand Tons | 0 | 0 | 0 | 0 | 0 | 0 | 0
NSR Michigan City 12 - NOX Rate Annual v4.11, Unit 3587 and retrofits | 494 | 7449 | Rate Constraint in lbs/MMBtu | FALSE | L | Annual | Net Emissions Allowance Position | Thousand Tons | 0 | 0 | 0 | 0 | 0 | 0 | 0
NSR Michigan City 12 - NOX Rate Annual v4.11, Unit 3587 and retrofits | 494 | 7449 | Rate Constraint in lbs/MMBtu | FALSE | L | Annual | Fuel Consumed | TBtu | 0 | 0 | 0 | 0 | 0 | 0 | 0
NSR Michigan City 12 - NOX Rate Annual v4.11, Unit 3587 and retrofits | 494 | 7449 | Rate Constraint in lbs/MMBtu | FALSE | L | Annual | Rate | lb/MMBtu | 0 | 0 | 0 | 0 | 0 | 0 | 0
NSR Michigan City 12 - NOX Rate Annual v4.11, Unit 3587 and retrofits | 494 | 7449 | Rate Constraint in lbs/MMBtu | FALSE | L | Annual | Generation | TWh | 0 | 0 | 0 | 0 | 0 | 0 | 0
NSR Michigan City 12 - NOX Rate Annual v4.11, Unit 3587 and retrofits | 494 | 7449 | Rate Constraint in lbs/MMBtu | FALSE | L | Annual | Qualifying Generation | TWh | 0 | 0 | 0 | 0 | 0 | 0 | 0
NSR Michigan City 12 - NOX Rate Annual v4.11, Unit 3587 and retrofits | 494 | 7449 | Rate Constraint in lbs/MMBtu | FALSE | L | Annual | Rate | lb/MWh | 0 | 0 | 0 | 0 | 0 | 0 | 0
NSR Michigan City 12 - NOX Rate Annual v4.11, Unit 3587 and retrofits | 494 | 7449 | Rate Constraint in lbs/MMBtu | FALSE | L | Annual | Constraint Shadow Price | US2019$/Ton | 0 | 0 | 0 | 0 | 0 | 0 | 0
NSR Michigan City 12 - SO2 Rate Annual v4.11, Unit 3587 and retrofits | 495 | 7448 | Rate Constraint in lbs/MMBtu | FALSE | L | Annual | Seasons Included | Seasons | Winter, WintShld, Summer | Winter, WintShld, Summer | Winter, WintShld, Summer | Winter, WintShld, Summer | Winter, WintShld, Summer | Winter, WintShld, Summer | Winter, WintShld, Summer
NSR Michigan City 12 - SO2 Rate Annual v4.11, Unit 3587 and retrofits | 495 | 7448 | Rate Constraint in lbs/MMBtu | FALSE | L | Annual | Standard SO2 | lb/MMBtu | 0.1 | 0.1 | 0.1 | 0.1 | 0.1 | 0.1 | 0.1
NSR Michigan City 12 - SO2 Rate Annual v4.11, Unit 3587 and retrofits | 495 | 7448 | Rate Constraint in lbs/MMBtu | FALSE | L | Annual | Emissions at Affected Plants SO2 | Thousand Tons | 0 | 0 | 0 | 0 | 0 | 0 | 0
NSR Michigan City 12 - SO2 Rate Annual v4.11, Unit 3587 and retrofits | 495 | 7448 | Rate Constraint in lbs/MMBtu | FALSE | L | Annual | Allowances Purchased SO2 | Thousand Tons | 0 | 0 | 0 | 0 | 0 | 0 | 0
NSR Michigan City 12 - SO2 Rate Annual v4.11, Unit 3587 and retrofits | 495 | 7448 | Rate Constraint in lbs/MMBtu | FALSE | L | Annual | Allowances Sold SO2 | Thousand Tons | 0 | 0 | 0 | 0 | 0 | 0 | 0
NSR Michigan City 12 - SO2 Rate Annual v4.11, Unit 3587 and retrofits | 495 | 7448 | Rate Constraint in lbs/MMBtu | FALSE | L | Annual | Allowances Banked | Thousand Tons | 0 | 0 | 0 | 0 | 0 | 0 | 0
NSR Michigan City 12 - SO2 Rate Annual v4.11, Unit 3587 and retrofits | 495 | 7448 | Rate Constraint in lbs/MMBtu | FALSE | L | Annual | Allowances Withdrawn (1:1) | Thousand Tons | 0 | 0 | 0 | 0 | 0 | 0 | 0
NSR Michigan City 12 - SO2 Rate Annual v4.11, Unit 3587 and retrofits | 495 | 7448 | Rate Constraint in lbs/MMBtu | FALSE | L | Annual | Allowances Withdrawn (n:1) | Thousand Tons | 0 | 0 | 0 | 0 | 0 | 0 | 0
NSR Michigan City 12 - SO2 Rate Annual v4.11, Unit 3587 and retrofits | 495 | 7448 | Rate Constraint in lbs/MMBtu | FALSE | L | Annual | Net Emissions Allowance Position | Thousand Tons | 0 | 0 | 0 | 0 | 0 | 0 | 0
NSR Michigan City 12 - SO2 Rate Annual v4.11, Unit 3587 and retrofits | 495 | 7448 | Rate Constraint in lbs/MMBtu | FALSE | L | Annual | Fuel Consumed | TBtu | 0 | 0 | 0 | 0 | 0 | 0 | 0
NSR Michigan City 12 - SO2 Rate Annual v4.11, Unit 3587 and retrofits | 495 | 7448 | Rate Constraint in lbs/MMBtu | FALSE | L | Annual | Rate | lb/MMBtu | 0 | 0 | 0 | 0 | 0 | 0 | 0
NSR Michigan City 12 - SO2 Rate Annual v4.11, Unit 3587 and retrofits | 495 | 7448 | Rate Constraint in lbs/MMBtu | FALSE | L | Annual | Generation | TWh | 0 | 0 | 0 | 0 | 0 | 0 | 0
NSR Michigan City 12 - SO2 Rate Annual v4.11, Unit 3587 and retrofits | 495 | 7448 | Rate Constraint in lbs/MMBtu | FALSE | L | Annual | Qualifying Generation | TWh | 0 | 0 | 0 | 0 | 0 | 0 | 0
NSR Michigan City 12 - SO2 Rate Annual v4.11, Unit 3587 and retrofits | 495 | 7448 | Rate Constraint in lbs/MMBtu | FALSE | L | Annual | Rate | lb/MWh | 0 | 0 | 0 | 0 | 0 | 0 | 0
NSR Michigan City 12 - SO2 Rate Annual v4.11, Unit 3587 and retrofits | 495 | 7448 | Rate Constraint in lbs/MMBtu | FALSE | L | Annual | Constraint Shadow Price | US2019$/Ton | 0 | 0 | 0 | 0 | 0 | 0 | 0
NSR Milton Young 1,2 - NOX Rate Annual v3.1, Unit 2601 and retrofits | 496 | 7423 | Rate Constraint in lbs/MMBtu | FALSE | L | Annual | Seasons Included | Seasons | Winter, WintShld, Summer | Winter, WintShld, Summer | Winter, WintShld, Summer | Winter, WintShld, Summer | Winter, WintShld, Summer | Winter, WintShld, Summer | Winter, WintShld, Summer
NSR Milton Young 1,2 - NOX Rate Annual v3.1, Unit 2601 and retrofits | 496 | 7423 | Rate Constraint in lbs/MMBtu | FALSE | L | Annual | Standard NOX | lb/MMBtu | 0.36 | 0.36 | 0.36 | 0.36 | 0.36 | 0.36 | 0.36
NSR Milton Young 1,2 - NOX Rate Annual v3.1, Unit 2601 and retrofits | 496 | 7423 | Rate Constraint in lbs/MMBtu | FALSE | L | Annual | Emissions at Affected Plants NOX | Thousand Tons | 4.7406 | 4.3801 | 2.917 | 0 | 0 | 0 | 0
NSR Milton Young 1,2 - NOX Rate Annual v3.1, Unit 2601 and retrofits | 496 | 7423 | Rate Constraint in lbs/MMBtu | FALSE | L | Annual | Allowances Purchased NOX | Thousand Tons | 0 | 0 | 0 | 0 | 0 | 0 | 0
NSR Milton Young 1,2 - NOX Rate Annual v3.1, Unit 2601 and retrofits | 496 | 7423 | Rate Constraint in lbs/MMBtu | FALSE | L | Annual | Allowances Sold NOX | Thousand Tons | 0 | 0 | 0 | 0 | 0 | 0 | 0
NSR Milton Young 1,2 - NOX Rate Annual v3.1, Unit 2601 and retrofits | 496 | 7423 | Rate Constraint in lbs/MMBtu | FALSE | L | Annual | Allowances Banked | Thousand Tons | 0 | 0 | 0 | 0 | 0 | 0 | 0
NSR Milton Young 1,2 - NOX Rate Annual v3.1, Unit 2601 and retrofits | 496 | 7423 | Rate Constraint in lbs/MMBtu | FALSE | L | Annual | Allowances Withdrawn (1:1) | Thousand Tons | 0 | 0 | 0 | 0 | 0 | 0 | 0
NSR Milton Young 1,2 - NOX Rate Annual v3.1, Unit 2601 and retrofits | 496 | 7423 | Rate Constraint in lbs/MMBtu | FALSE | L | Annual | Allowances Withdrawn (n:1) | Thousand Tons | 0 | 0 | 0 | 0 | 0 | 0 | 0
NSR Milton Young 1,2 - NOX Rate Annual v3.1, Unit 2601 and retrofits | 496 | 7423 | Rate Constraint in lbs/MMBtu | FALSE | L | Annual | Net Emissions Allowance Position | Thousand Tons | 4.7406 | 4.3801 | 2.917 | 0 | 0 | 0 | 0
NSR Milton Young 1,2 - NOX Rate Annual v3.1, Unit 2601 and retrofits | 496 | 7423 | Rate Constraint in lbs/MMBtu | FALSE | L | Annual | Fuel Consumed | TBtu | 33.44 | 30.8968 | 20.5761 | 0 | 0 | 0 | 0
NSR Milton Young 1,2 - NOX Rate Annual v3.1, Unit 2601 and retrofits | 496 | 7423 | Rate Constraint in lbs/MMBtu | FALSE | L | Annual | Rate | lb/MMBtu | 0.28353 | 0.28353 | 0.28353 | 0 | 0 | 0 | 0
NSR Milton Young 1,2 - NOX Rate Annual v3.1, Unit 2601 and retrofits | 496 | 7423 | Rate Constraint in lbs/MMBtu | FALSE | L | Annual | Generation | TWh | 2.9356 | 2.7124 | 1.8063 | 0 | 0 | 0 | 0
NSR Milton Young 1,2 - NOX Rate Annual v3.1, Unit 2601 and retrofits | 496 | 7423 | Rate Constraint in lbs/MMBtu | FALSE | L | Annual | Qualifying Generation | TWh | 2.9356 | 2.7124 | 1.8063 | 0 | 0 | 0 | 0
NSR Milton Young 1,2 - NOX Rate Annual v3.1, Unit 2601 and retrofits | 496 | 7423 | Rate Constraint in lbs/MMBtu | FALSE | L | Annual | Rate | lb/MWh | 3.2297 | 3.2297 | 3.2297 | 0 | 0 | 0 | 0
NSR Milton Young 1,2 - NOX Rate Annual v3.1, Unit 2601 and retrofits | 496 | 7423 | Rate Constraint in lbs/MMBtu | FALSE | L | Annual | Constraint Shadow Price | US2019$/Ton | 0 | 0 | 0 | 0 | 0 | 0 | 0
NSR Milton Young 1,2 - NOX Rate Annual v3.1, Unit 2602 and retrofits | 497 | 7423 | Rate Constraint in lbs/MMBtu | FALSE | L | Annual | Seasons Included | Seasons | Winter, WintShld, Summer | Winter, WintShld, Summer | Winter, WintShld, Summer | Winter, WintShld, Summer | Winter, WintShld, Summer | Winter, WintShld, Summer | Winter, WintShld, Summer
NSR Milton Young 1,2 - NOX Rate Annual v3.1, Unit 2602 and retrofits | 497 | 7423 | Rate Constraint in lbs/MMBtu | FALSE | L | Annual | Standard NOX | lb/MMBtu | 0.36 | 0.36 | 0.36 | 0.36 | 0.36 | 0.36 | 0.36
NSR Milton Young 1,2 - NOX Rate Annual v3.1, Unit 2602 and retrofits | 497 | 7423 | Rate Constraint in lbs/MMBtu | FALSE | L | Annual | Emissions at Affected Plants NOX | Thousand Tons | 2.5442 | 2.4485 | 0 | 0 | 0 | 0 | 0
NSR Milton Young 1,2 - NOX Rate Annual v3.1, Unit 2602 and retrofits | 497 | 7423 | Rate Constraint in lbs/MMBtu | FALSE | L | Annual | Allowances Purchased NOX | Thousand Tons | 0 | 0 | 0 | 0 | 0 | 0 | 0
NSR Milton Young 1,2 - NOX Rate Annual v3.1, Unit 2602 and retrofits | 497 | 7423 | Rate Constraint in lbs/MMBtu | FALSE | L | Annual | Allowances Sold NOX | Thousand Tons | 0 | 0 | 0 | 0 | 0 | 0 | 0
NSR Milton Young 1,2 - NOX Rate Annual v3.1, Unit 2602 and retrofits | 497 | 7423 | Rate Constraint in lbs/MMBtu | FALSE | L | Annual | Allowances Banked | Thousand Tons | 0 | 0 | 0 | 0 | 0 | 0 | 0
NSR Milton Young 1,2 - NOX Rate Annual v3.1, Unit 2602 and retrofits | 497 | 7423 | Rate Constraint in lbs/MMBtu | FALSE | L | Annual | Allowances Withdrawn (1:1) | Thousand Tons | 0 | 0 | 0 | 0 | 0 | 0 | 0
NSR Milton Young 1,2 - NOX Rate Annual v3.1, Unit 2602 and retrofits | 497 | 7423 | Rate Constraint in lbs/MMBtu | FALSE | L | Annual | Allowances Withdrawn (n:1) | Thousand Tons | 0 | 0 | 0 | 0 | 0 | 0 | 0
NSR Milton Young 1,2 - NOX Rate Annual v3.1, Unit 2602 and retrofits | 497 | 7423 | Rate Constraint in lbs/MMBtu | FALSE | L | Annual | Net Emissions Allowance Position | Thousand Tons | 2.5442 | 2.4485 | 0 | 0 | 0 | 0 | 0
NSR Milton Young 1,2 - NOX Rate Annual v3.1, Unit 2602 and retrofits | 497 | 7423 | Rate Constraint in lbs/MMBtu | FALSE | L | Annual | Fuel Consumed | TBtu | 19.0411 | 18.3251 | 0 | 0 | 0 | 0 | 0
NSR Milton Young 1,2 - NOX Rate Annual v3.1, Unit 2602 and retrofits | 497 | 7423 | Rate Constraint in lbs/MMBtu | FALSE | L | Annual | Rate | lb/MMBtu | 0.26723 | 0.26723 | 0 | 0 | 0 | 0 | 0
NSR Milton Young 1,2 - NOX Rate Annual v3.1, Unit 2602 and retrofits | 497 | 7423 | Rate Constraint in lbs/MMBtu | FALSE | L | Annual | Generation | TWh | 1.6371 | 1.5755 | 0 | 0 | 0 | 0 | 0
NSR Milton Young 1,2 - NOX Rate Annual v3.1, Unit 2602 and retrofits | 497 | 7423 | Rate Constraint in lbs/MMBtu | FALSE | L | Annual | Qualifying Generation | TWh | 1.6371 | 1.5755 | 0 | 0 | 0 | 0 | 0
NSR Milton Young 1,2 - NOX Rate Annual v3.1, Unit 2602 and retrofits | 497 | 7423 | Rate Constraint in lbs/MMBtu | FALSE | L | Annual | Rate | lb/MWh | 3.1082 | 3.1082 | 0 | 0 | 0 | 0 | 0
NSR Milton Young 1,2 - NOX Rate Annual v3.1, Unit 2602 and retrofits | 497 | 7423 | Rate Constraint in lbs/MMBtu | FALSE | L | Annual | Constraint Shadow Price | US2019$/Ton | 0 | 0 | 0 | 0 | 0 | 0 | 0
NSR Minnkota Power - SO2 Cap Annual v3.1 | 498 | 7385 | Rate Constraint in MTons | FALSE | L | Annual | Seasons Included | Seasons | Winter, WintShld, Summer | Winter, WintShld, Summer | Winter, WintShld, Summer | Winter, WintShld, Summer | Winter, WintShld, Summer | Winter, WintShld, Summer | Winter, WintShld, Summer
NSR Minnkota Power - SO2 Cap Annual v3.1 | 498 | 7385 | Rate Constraint in MTons | FALSE | L | Annual | Standard SO2 | Thousand Tons | 8.5 | 8.5 | 8.5 | 8.5 | 8.5 | 8.5 | 8.5
NSR Minnkota Power - SO2 Cap Annual v3.1 | 498 | 7385 | Rate Constraint in MTons | FALSE | L | Annual | Emissions at Affected Plants SO2 | Thousand Tons | 1.8911 | 1.7726 | 0.75923 | 0 | 0 | 0 | 0
NSR Minnkota Power - SO2 Cap Annual v3.1 | 498 | 7385 | Rate Constraint in MTons | FALSE | L | Annual | Allowances Purchased SO2 | Thousand Tons | 0 | 0 | 0 | 0 | 0 | 0 | 0
NSR Minnkota Power - SO2 Cap Annual v3.1 | 498 | 7385 | Rate Constraint in MTons | FALSE | L | Annual | Allowances Sold SO2 | Thousand Tons | 0 | 0 | 0 | 0 | 0 | 0 | 0
NSR Minnkota Power - SO2 Cap Annual v3.1 | 498 | 7385 | Rate Constraint in MTons | FALSE | L | Annual | Allowances Banked | Thousand Tons | 0 | 0 | 0 | 0 | 0 | 0 | 0
NSR Minnkota Power - SO2 Cap Annual v3.1 | 498 | 7385 | Rate Constraint in MTons | FALSE | L | Annual | Allowances Withdrawn (1:1) | Thousand Tons | 0 | 0 | 0 | 0 | 0 | 0 | 0
NSR Minnkota Power - SO2 Cap Annual v3.1 | 498 | 7385 | Rate Constraint in MTons | FALSE | L | Annual | Allowances Withdrawn (n:1) | Thousand Tons | 0 | 0 | 0 | 0 | 0 | 0 | 0
NSR Minnkota Power - SO2 Cap Annual v3.1 | 498 | 7385 | Rate Constraint in MTons | FALSE | L | Annual | Net Emissions Allowance Position | Thousand Tons | 1.8911 | 1.7726 | 0.75923 | 0 | 0 | 0 | 0
NSR Minnkota Power - SO2 Cap Annual v3.1 | 498 | 7385 | Rate Constraint in MTons | FALSE | L | Annual | Fuel Consumed | TBtu | 52.481 | 49.2219 | 20.5761 | 0 | 0 | 0 | 0
NSR Minnkota Power - SO2 Cap Annual v3.1 | 498 | 7385 | Rate Constraint in MTons | FALSE | L | Annual | Rate | lb/MMBtu | 0.07207 | 0.072025 | 0.073797 | 0 | 0 | 0 | 0
NSR Minnkota Power - SO2 Cap Annual v3.1 | 498 | 7385 | Rate Constraint in MTons | FALSE | L | Annual | Generation | TWh | 4.5727 | 4.2879 | 1.8063 | 0 | 0 | 0 | 0
NSR Minnkota Power - SO2 Cap Annual v3.1 | 498 | 7385 | Rate Constraint in MTons | FALSE | L | Annual | Qualifying Generation | TWh | 4.5727 | 4.2879 | 1.8063 | 0 | 0 | 0 | 0
NSR Minnkota Power - SO2 Cap Annual v3.1 | 498 | 7385 | Rate Constraint in MTons | FALSE | L | Annual | Rate | lb/MWh | 0.82714 | 0.82678 | 0.84062 | 0 | 0 | 0 | 0
NSR Minnkota Power - SO2 Cap Annual v3.1 | 498 | 7385 | Rate Constraint in MTons | FALSE | L | Annual | Constraint Shadow Price | US2019$/Ton | 0 | 0 | 0 | 0 | 0 | 0 | 0
NSR Mirant Settlement - NOX Cap Annual v3.1 | 499 | 7386 | Rate Constraint in MTons | FALSE | L | Annual | Seasons Included | Seasons | Winter, WintShld, Summer | Winter, WintShld, Summer | Winter, WintShld, Summer | Winter, WintShld, Summer | Winter, WintShld, Summer | Winter, WintShld, Summer | Winter, WintShld, Summer
NSR Mirant Settlement - NOX Cap Annual v3.1 | 499 | 7386 | Rate Constraint in MTons | FALSE | L | Annual | Standard NOX | Thousand Tons | 16 | 16 | 16 | 16 | 16 | 16 | 16
NSR Mirant Settlement - NOX Cap Annual v3.1 | 499 | 7386 | Rate Constraint in MTons | FALSE | L | Annual | Emissions at Affected Plants NOX | Thousand Tons | 0 | 0 | 0 | 0 | 0 | 0 | 0
NSR Mirant Settlement - NOX Cap Annual v3.1 | 499 | 7386 | Rate Constraint in MTons | FALSE | L | Annual | Allowances Purchased NOX | Thousand Tons | 0 | 0 | 0 | 0 | 0 | 0 | 0
NSR Mirant Settlement - NOX Cap Annual v3.1 | 499 | 7386 | Rate Constraint in MTons | FALSE | L | Annual | Allowances Sold NOX | Thousand Tons | 0 | 0 | 0 | 0 | 0 | 0 | 0
NSR Mirant Settlement - NOX Cap Annual v3.1 | 499 | 7386 | Rate Constraint in MTons | FALSE | L | Annual | Allowances Banked | Thousand Tons | 0 | 0 | 0 | 0 | 0 | 0 | 0
NSR Mirant Settlement - NOX Cap Annual v3.1 | 499 | 7386 | Rate Constraint in MTons | FALSE | L | Annual | Allowances Withdrawn (1:1) | Thousand Tons | 0 | 0 | 0 | 0 | 0 | 0 | 0
NSR Mirant Settlement - NOX Cap Annual v3.1 | 499 | 7386 | Rate Constraint in MTons | FALSE | L | Annual | Allowances Withdrawn (n:1) | Thousand Tons | 0 | 0 | 0 | 0 | 0 | 0 | 0
NSR Mirant Settlement - NOX Cap Annual v3.1 | 499 | 7386 | Rate Constraint in MTons | FALSE | L | Annual | Net Emissions Allowance Position | Thousand Tons | 0 | 0 | 0 | 0 | 0 | 0 | 0
NSR Mirant Settlement - NOX Cap Annual v3.1 | 499 | 7386 | Rate Constraint in MTons | FALSE | L | Annual | Fuel Consumed | TBtu | 0 | 0 | 0 | 0 | 0 | 0 | 0
NSR Mirant Settlement - NOX Cap Annual v3.1 | 499 | 7386 | Rate Constraint in MTons | FALSE | L | Annual | Rate | lb/MMBtu | 0 | 0 | 0 | 0 | 0 | 0 | 0
NSR Mirant Settlement - NOX Cap Annual v3.1 | 499 | 7386 | Rate Constraint in MTons | FALSE | L | Annual | Generation | TWh | 0 | 0 | 0 | 0 | 0 | 0 | 0
NSR Mirant Settlement - NOX Cap Annual v3.1 | 499 | 7386 | Rate Constraint in MTons | FALSE | L | Annual | Qualifying Generation | TWh | 0 | 0 | 0 | 0 | 0 | 0 | 0
NSR Mirant Settlement - NOX Cap Annual v3.1 | 499 | 7386 | Rate Constraint in MTons | FALSE | L | Annual | Rate | lb/MWh | 0 | 0 | 0 | 0 | 0 | 0 | 0
NSR Mirant Settlement - NOX Cap Annual v3.1 | 499 | 7386 | Rate Constraint in MTons | FALSE | L | Annual | Constraint Shadow Price | US2019$/Ton | 0 | 0 | 0 | 0 | 0 | 0 | 0
NSR Mirant Settlement - NOX Cap Summer v3.1 | 500 | 7387 | Rate Constraint in MTons | FALSE | L | Annual | Seasons Included | Seasons | Summer | Summer | Summer | Summer | Summer | Summer | Summer
NSR Mirant Settlement - NOX Cap Summer v3.1 | 500 | 7387 | Rate Constraint in MTons | FALSE | L | Annual | Standard NOX | Thousand Tons | 5.2 | 5.2 | 5.2 | 5.2 | 5.2 | 5.2 | 5.2
NSR Mirant Settlement - NOX Cap Summer v3.1 | 500 | 7387 | Rate Constraint in MTons | FALSE | L | Annual | Emissions at Affected Plants NOX | Thousand Tons | 0 | 0 | 0 | 0 | 0 | 0 | 0
NSR Mirant Settlement - NOX Cap Summer v3.1 | 500 | 7387 | Rate Constraint in MTons | FALSE | L | Annual | Allowances Purchased NOX | Thousand Tons | 0 | 0 | 0 | 0 | 0 | 0 | 0
NSR Mirant Settlement - NOX Cap Summer v3.1 | 500 | 7387 | Rate Constraint in MTons | FALSE | L | Annual | Allowances Sold NOX | Thousand Tons | 0 | 0 | 0 | 0 | 0 | 0 | 0
NSR Mirant Settlement - NOX Cap Summer v3.1 | 500 | 7387 | Rate Constraint in MTons | FALSE | L | Annual | Allowances Banked | Thousand Tons | 0 | 0 | 0 | 0 | 0 | 0 | 0
NSR Mirant Settlement - NOX Cap Summer v3.1 | 500 | 7387 | Rate Constraint in MTons | FALSE | L | Annual | Allowances Withdrawn (1:1) | Thousand Tons | 0 | 0 | 0 | 0 | 0 | 0 | 0
NSR Mirant Settlement - NOX Cap Summer v3.1 | 500 | 7387 | Rate Constraint in MTons | FALSE | L | Annual | Allowances Withdrawn (n:1) | Thousand Tons | 0 | 0 | 0 | 0 | 0 | 0 | 0
NSR Mirant Settlement - NOX Cap Summer v3.1 | 500 | 7387 | Rate Constraint in MTons | FALSE | L | Annual | Net Emissions Allowance Position | Thousand Tons | 0 | 0 | 0 | 0 | 0 | 0 | 0
NSR Mirant Settlement - NOX Cap Summer v3.1 | 500 | 7387 | Rate Constraint in MTons | FALSE | L | Annual | Fuel Consumed | TBtu | 0 | 0 | 0 | 0 | 0 | 0 | 0
NSR Mirant Settlement - NOX Cap Summer v3.1 | 500 | 7387 | Rate Constraint in MTons | FALSE | L | Annual | Rate | lb/MMBtu | 0 | 0 | 0 | 0 | 0 | 0 | 0
NSR Mirant Settlement - NOX Cap Summer v3.1 | 500 | 7387 | Rate Constraint in MTons | FALSE | L | Annual | Generation | TWh | 0 | 0 | 0 | 0 | 0 | 0 | 0
NSR Mirant Settlement - NOX Cap Summer v3.1 | 500 | 7387 | Rate Constraint in MTons | FALSE | L | Annual | Qualifying Generation | TWh | 0 | 0 | 0 | 0 | 0 | 0 | 0
NSR Mirant Settlement - NOX Cap Summer v3.1 | 500 | 7387 | Rate Constraint in MTons | FALSE | L | Annual | Rate | lb/MWh | 0 | 0 | 0 | 0 | 0 | 0 | 0
NSR Mirant Settlement - NOX Cap Summer v3.1 | 500 | 7387 | Rate Constraint in MTons | FALSE | L | Annual | Constraint Shadow Price | US2019$/Ton | 0 | 0 | 0 | 0 | 0 | 0 | 0
NSR Mirant Settlement - NOX Rate Summer v3.1 | 501 | 7388 | Rate Constraint in lbs/MMBtu | FALSE | L | Annual | Seasons Included | Seasons | Summer | Summer | Summer | Summer | Summer | Summer | Summer
NSR Mirant Settlement - NOX Rate Summer v3.1 | 501 | 7388 | Rate Constraint in lbs/MMBtu | FALSE | L | Annual | Standard NOX | lb/MMBtu | 0.15 | 0.15 | 0.15 | 0.15 | 0.15 | 0.15 | 0.15
NSR Mirant Settlement - NOX Rate Summer v3.1 | 501 | 7388 | Rate Constraint in lbs/MMBtu | FALSE | L | Annual | Emissions at Affected Plants NOX | Thousand Tons | 0 | 0 | 0 | 0 | 0 | 0 | 0
NSR Mirant Settlement - NOX Rate Summer v3.1 | 501 | 7388 | Rate Constraint in lbs/MMBtu | FALSE | L | Annual | Allowances Purchased NOX | Thousand Tons | 0 | 0 | 0 | 0 | 0 | 0 | 0
NSR Mirant Settlement - NOX Rate Summer v3.1 | 501 | 7388 | Rate Constraint in lbs/MMBtu | FALSE | L | Annual | Allowances Sold NOX | Thousand Tons | 0 | 0 | 0 | 0 | 0 | 0 | 0
NSR Mirant Settlement - NOX Rate Summer v3.1 | 501 | 7388 | Rate Constraint in lbs/MMBtu | FALSE | L | Annual | Allowances Banked | Thousand Tons | 0 | 0 | 0 | 0 | 0 | 0 | 0
NSR Mirant Settlement - NOX Rate Summer v3.1 | 501 | 7388 | Rate Constraint in lbs/MMBtu | FALSE | L | Annual | Allowances Withdrawn (1:1) | Thousand Tons | 0 | 0 | 0 | 0 | 0 | 0 | 0
NSR Mirant Settlement - NOX Rate Summer v3.1 | 501 | 7388 | Rate Constraint in lbs/MMBtu | FALSE | L | Annual | Allowances Withdrawn (n:1) | Thousand Tons | 0 | 0 | 0 | 0 | 0 | 0 | 0
NSR Mirant Settlement - NOX Rate Summer v3.1 | 501 | 7388 | Rate Constraint in lbs/MMBtu | FALSE | L | Annual | Net Emissions Allowance Position | Thousand Tons | 0 | 0 | 0 | 0 | 0 | 0 | 0
NSR Mirant Settlement - NOX Rate Summer v3.1 | 501 | 7388 | Rate Constraint in lbs/MMBtu | FALSE | L | Annual | Fuel Consumed | TBtu | 0 | 0 | 0 | 0 | 0 | 0 | 0
NSR Mirant Settlement - NOX Rate Summer v3.1 | 501 | 7388 | Rate Constraint in lbs/MMBtu | FALSE | L | Annual | Rate | lb/MMBtu | 0 | 0 | 0 | 0 | 0 | 0 | 0
NSR Mirant Settlement - NOX Rate Summer v3.1 | 501 | 7388 | Rate Constraint in lbs/MMBtu | FALSE | L | Annual | Generation | TWh | 0 | 0 | 0 | 0 | 0 | 0 | 0
NSR Mirant Settlement - NOX Rate Summer v3.1 | 501 | 7388 | Rate Constraint in lbs/MMBtu | FALSE | L | Annual | Qualifying Generation | TWh | 0 | 0 | 0 | 0 | 0 | 0 | 0
NSR Mirant Settlement - NOX Rate Summer v3.1 | 501 | 7388 | Rate Constraint in lbs/MMBtu | FALSE | L | Annual | Rate | lb/MWh | 0 | 0 | 0 | 0 | 0 | 0 | 0
NSR Mirant Settlement - NOX Rate Summer v3.1 | 501 | 7388 | Rate Constraint in lbs/MMBtu | FALSE | L | Annual | Constraint Shadow Price | US2019$/Ton | 0 | 0 | 0 | 0 | 0 | 0 | 0
NSR Morgantown G P 1,2 - NOX Rate Annual v3.1, Unit 3794 and retrofits | 502 | 7440 | Rate Constraint in lbs/MMBtu | FALSE | L | Annual | Seasons Included | Seasons | Winter, WintShld, Summer | Winter, WintShld, Summer | Winter, WintShld, Summer | Winter, WintShld, Summer | Winter, WintShld, Summer | Winter, WintShld, Summer | Winter, WintShld, Summer
NSR Morgantown G P 1,2 - NOX Rate Annual v3.1, Unit 3794 and retrofits | 502 | 7440 | Rate Constraint in lbs/MMBtu | FALSE | L | Annual | Standard NOX | lb/MMBtu | 0.1 | 0.1 | 0.1 | 0.1 | 0.1 | 0.1 | 0.1
NSR Morgantown G P 1,2 - NOX Rate Annual v3.1, Unit 3794 and retrofits | 502 | 7440 | Rate Constraint in lbs/MMBtu | FALSE | L | Annual | Emissions at Affected Plants NOX | Thousand Tons | 0 | 0 | 0 | 0 | 0 | 0 | 0
NSR Morgantown G P 1,2 - NOX Rate Annual v3.1, Unit 3794 and retrofits | 502 | 7440 | Rate Constraint in lbs/MMBtu | FALSE | L | Annual | Allowances Purchased NOX | Thousand Tons | 0 | 0 | 0 | 0 | 0 | 0 | 0
NSR Morgantown G P 1,2 - NOX Rate Annual v3.1, Unit 3794 and retrofits | 502 | 7440 | Rate Constraint in lbs/MMBtu | FALSE | L | Annual | Allowances Sold NOX | Thousand Tons | 0 | 0 | 0 | 0 | 0 | 0 | 0
NSR Morgantown G P 1,2 - NOX Rate Annual v3.1, Unit 3794 and retrofits | 502 | 7440 | Rate Constraint in lbs/MMBtu | FALSE | L | Annual | Allowances Banked | Thousand Tons | 0 | 0 | 0 | 0 | 0 | 0 | 0
NSR Morgantown G P 1,2 - NOX Rate Annual v3.1, Unit 3794 and retrofits | 502 | 7440 | Rate Constraint in lbs/MMBtu | FALSE | L | Annual | Allowances Withdrawn (1:1) | Thousand Tons | 0 | 0 | 0 | 0 | 0 | 0 | 0
NSR Morgantown G P 1,2 - NOX Rate Annual v3.1, Unit 3794 and retrofits | 502 | 7440 | Rate Constraint in lbs/MMBtu | FALSE | L | Annual | Allowances Withdrawn (n:1) | Thousand Tons | 0 | 0 | 0 | 0 | 0 | 0 | 0
NSR Morgantown G P 1,2 - NOX Rate Annual v3.1, Unit 3794 and retrofits | 502 | 7440 | Rate Constraint in lbs/MMBtu | FALSE | L | Annual | Net Emissions Allowance Position | Thousand Tons | 0 | 0 | 0 | 0 | 0 | 0 | 0
NSR Morgantown G P 1,2 - NOX Rate Annual v3.1, Unit 3794 and retrofits | 502 | 7440 | Rate Constraint in lbs/MMBtu | FALSE | L | Annual | Fuel Consumed | TBtu | 0 | 0 | 0 | 0 | 0 | 0 | 0
NSR Morgantown G P 1,2 - NOX Rate Annual v3.1, Unit 3794 and retrofits | 502 | 7440 | Rate Constraint in lbs/MMBtu | FALSE | L | Annual | Rate | lb/MMBtu | 0 | 0 | 0 | 0 | 0 | 0 | 0
NSR Morgantown G P 1,2 - NOX Rate Annual v3.1, Unit 3794 and retrofits | 502 | 7440 | Rate Constraint in lbs/MMBtu | FALSE | L | Annual | Generation | TWh | 0 | 0 | 0 | 0 | 0 | 0 | 0
NSR Morgantown G P 1,2 - NOX Rate Annual v3.1, Unit 3794 and retrofits | 502 | 7440 | Rate Constraint in lbs/MMBtu | FALSE | L | Annual | Qualifying Generation | TWh | 0 | 0 | 0 | 0 | 0 | 0 | 0
NSR Morgantown G P 1,2 - NOX Rate Annual v3.1, Unit 3794 and retrofits | 502 | 7440 | Rate Constraint in lbs/MMBtu | FALSE | L | Annual | Rate | lb/MWh | 0 | 0 | 0 | 0 | 0 | 0 | 0
NSR Morgantown G P 1,2 - NOX Rate Annual v3.1, Unit 3794 and retrofits | 502 | 7440 | Rate Constraint in lbs/MMBtu | FALSE | L | Annual | Constraint Shadow Price | US2019$/Ton | 0 | 0 | 0 | 0 | 0 | 0 | 0
NSR Morgantown G P 1,2 - NOX Rate Annual v3.1, Unit 3795 and retrofits | 503 | 7440 | Rate Constraint in lbs/MMBtu | FALSE | L | Annual | Seasons Included | Seasons | Winter, WintShld, Summer | Winter, WintShld, Summer | Winter, WintShld, Summer | Winter, WintShld, Summer | Winter, WintShld, Summer | Winter, WintShld, Summer | Winter, WintShld, Summer
NSR Morgantown G P 1,2 - NOX Rate Annual v3.1, Unit 3795 and retrofits | 503 | 7440 | Rate Constraint in lbs/MMBtu | FALSE | L | Annual | Standard NOX | lb/MMBtu | 0.1 | 0.1 | 0.1 | 0.1 | 0.1 | 0.1 | 0.1
NSR Morgantown G P 1,2 - NOX Rate Annual v3.1, Unit 3795 and retrofits | 503 | 7440 | Rate Constraint in lbs/MMBtu | FALSE | L | Annual | Emissions at Affected Plants NOX | Thousand Tons | 0 | 0 | 0 | 0 | 0 | 0 | 0
NSR Morgantown G P 1,2 - NOX Rate Annual v3.1, Unit 3795 and retrofits | 503 | 7440 | Rate Constraint in lbs/MMBtu | FALSE | L | Annual | Allowances Purchased NOX | Thousand Tons | 0 | 0 | 0 | 0 | 0 | 0 | 0
NSR Morgantown G P 1,2 - NOX Rate Annual v3.1, Unit 3795 and retrofits | 503 | 7440 | Rate Constraint in lbs/MMBtu | FALSE | L | Annual | Allowances Sold NOX | Thousand Tons | 0 | 0 | 0 | 0 | 0 | 0 | 0
NSR Morgantown G P 1,2 - NOX Rate Annual v3.1, Unit 3795 and retrofits | 503 | 7440 | Rate Constraint in lbs/MMBtu | FALSE | L | Annual | Allowances Banked | Thousand Tons | 0 | 0 | 0 | 0 | 0 | 0 | 0
NSR Morgantown G P 1,2 - NOX Rate Annual v3.1, Unit 3795 and retrofits | 503 | 7440 | Rate Constraint in lbs/MMBtu | FALSE | L | Annual | Allowances Withdrawn (1:1) | Thousand Tons | 0 | 0 | 0 | 0 | 0 | 0 | 0
NSR Morgantown G P 1,2 - NOX Rate Annual v3.1, Unit 3795 and retrofits | 503 | 7440 | Rate Constraint in lbs/MMBtu | FALSE | L | Annual | Allowances Withdrawn (n:1) | Thousand Tons | 0 | 0 | 0 | 0 | 0 | 0 | 0
NSR Morgantown G P 1,2 - NOX Rate Annual v3.1, Unit 3795 and retrofits | 503 | 7440 | Rate Constraint in lbs/MMBtu | FALSE | L | Annual | Net Emissions Allowance Position | Thousand Tons | 0 | 0 | 0 | 0 | 0 | 0 | 0
NSR Morgantown G P 1,2 - NOX Rate Annual v3.1, Unit 3795 and retrofits | 503 | 7440 | Rate Constraint in lbs/MMBtu | FALSE | L | Annual | Fuel Consumed | TBtu | 0 | 0 | 0 | 0 | 0 | 0 | 0
NSR Morgantown G P 1,2 - NOX Rate Annual v3.1, Unit 3795 and retrofits | 503 | 7440 | Rate Constraint in lbs/MMBtu | FALSE | L | Annual | Rate | lb/MMBtu | 0 | 0 | 0 | 0 | 0 | 0 | 0
NSR Morgantown G P 1,2 - NOX Rate Annual v3.1, Unit 3795 and retrofits | 503 | 7440 | Rate Constraint in lbs/MMBtu | FALSE | L | Annual | Generation | TWh | 0 | 0 | 0 | 0 | 0 | 0 | 0
NSR Morgantown G P 1,2 - NOX Rate Annual v3.1, Unit 3795 and retrofits | 503 | 7440 | Rate Constraint in lbs/MMBtu | FALSE | L | Annual | Qualifying Generation | TWh | 0 | 0 | 0 | 0 | 0 | 0 | 0
NSR Morgantown G P 1,2 - NOX Rate Annual v3.1, Unit 3795 and retrofits | 503 | 7440 | Rate Constraint in lbs/MMBtu | FALSE | L | Annual | Rate | lb/MWh | 0 | 0 | 0 | 0 | 0 | 0 | 0
NSR Morgantown G P 1,2 - NOX Rate Annual v3.1, Unit 3795 and retrofits | 503 | 7440 | Rate Constraint in lbs/MMBtu | FALSE | L | Annual | Constraint Shadow Price | US2019$/Ton | 0 | 0 | 0 | 0 | 0 | 0 | 0
NSR Mt Storm 1-3 - NOX Rate Annual v3.1, Unit 3855 and retrofits | 504 | 7430 | Rate Constraint in lbs/MMBtu | FALSE | L | Annual | Seasons Included | Seasons | Winter, WintShld, Summer | Winter, WintShld, Summer | Winter, WintShld, Summer | Winter, WintShld, Summer | Winter, WintShld, Summer | Winter, WintShld, Summer | Winter, WintShld, Summer
NSR Mt Storm 1-3 - NOX Rate Annual v3.1, Unit 3855 and retrofits | 504 | 7430 | Rate Constraint in lbs/MMBtu | FALSE | L | Annual | Standard NOX | lb/MMBtu | 0.11 | 0.11 | 0.11 | 0.11 | 0.11 | 0.11 | 0.11
NSR Mt Storm 1-3 - NOX Rate Annual v3.1, Unit 3855 and retrofits | 504 | 7430 | Rate Constraint in lbs/MMBtu | FALSE | L | Annual | Emissions at Affected Plants NOX | Thousand Tons | 1.153 | 0.81463 | 1.2043 | 1.2037 | 0.90507 | 0 | 0
NSR Mt Storm 1-3 - NOX Rate Annual v3.1, Unit 3855 and retrofits | 504 | 7430 | Rate Constraint in lbs/MMBtu | FALSE | L | Annual | Allowances Purchased NOX | Thousand Tons | 0 | 0 | 0 | 0 | 0 | 0 | 0
NSR Mt Storm 1-3 - NOX Rate Annual v3.1, Unit 3855 and retrofits | 504 | 7430 | Rate Constraint in lbs/MMBtu | FALSE | L | Annual | Allowances Sold NOX | Thousand Tons | 0 | 0 | 0 | 0 | 0 | 0 | 0
NSR Mt Storm 1-3 - NOX Rate Annual v3.1, Unit 3855 and retrofits | 504 | 7430 | Rate Constraint in lbs/MMBtu | FALSE | L | Annual | Allowances Banked | Thousand Tons | 0 | 0 | 0 | 0 | 0 | 0 | 0
NSR Mt Storm 1-3 - NOX Rate Annual v3.1, Unit 3855 and retrofits | 504 | 7430 | Rate Constraint in lbs/MMBtu | FALSE | L | Annual | Allowances Withdrawn (1:1) | Thousand Tons | 0 | 0 | 0 | 0 | 0 | 0 | 0
NSR Mt Storm 1-3 - NOX Rate Annual v3.1, Unit 3855 and retrofits | 504 | 7430 | Rate Constraint in lbs/MMBtu | FALSE | L | Annual | Allowances Withdrawn (n:1) | Thousand Tons | 0 | 0 | 0 | 0 | 0 | 0 | 0
NSR Mt Storm 1-3 - NOX Rate Annual v3.1, Unit 3855 and retrofits | 504 | 7430 | Rate Constraint in lbs/MMBtu | FALSE | L | Annual | Net Emissions Allowance Position | Thousand Tons | 1.153 | 0.81463 | 1.2043 | 1.2037 | 0.90507 | 0 | 0
NSR Mt Storm 1-3 - NOX Rate Annual v3.1, Unit 3855 and retrofits | 504 | 7430 | Rate Constraint in lbs/MMBtu | FALSE | L | Annual | Fuel Consumed | TBtu | 31.158 | 22.0139 | 32.5441 | 32.5278 | 24.4579 | 0 | 0
NSR Mt Storm 1-3 - NOX Rate Annual v3.1, Unit 3855 and retrofits | 504 | 7430 | Rate Constraint in lbs/MMBtu | FALSE | L | Annual | Rate | lb/MMBtu | 0.07401 | 0.07401 | 0.07401 | 0.07401 | 0.07401 | 0 | 0
NSR Mt Storm 1-3 - NOX Rate Annual v3.1, Unit 3855 and retrofits | 504 | 7430 | Rate Constraint in lbs/MMBtu | FALSE | L | Annual | Generation | TWh | 3.0868 | 2.1809 | 3.2241 | 3.2225 | 2.423 | 0 | 0
NSR Mt Storm 1-3 - NOX Rate Annual v3.1, Unit 3855 and retrofits | 504 | 7430 | Rate Constraint in lbs/MMBtu | FALSE | L | Annual | Qualifying Generation | TWh | 3.0868 | 2.1809 | 3.2241 | 3.2225 | 2.423 | 0 | 0
NSR Mt Storm 1-3 - NOX Rate Annual v3.1, Unit 3855 and retrofits | 504 | 7430 | Rate Constraint in lbs/MMBtu | FALSE | L | Annual | Rate | lb/MWh | 0.74706 | 0.74706 | 0.74706 | 0.74706 | 0.74706 | 0 | 0
NSR Mt Storm 1-3 - NOX Rate Annual v3.1, Unit 3855 and retrofits | 504 | 7430 | Rate Constraint in lbs/MMBtu | FALSE | L | Annual | Constraint Shadow Price | US2019$/Ton | 0 | 0 | 0 | 0 | 0 | 0 | 0
NSR Mt Storm 1-3 - NOX Rate Annual v3.1, Unit 3856 and retrofits | 505 | 7430 | Rate Constraint in lbs/MMBtu | FALSE | L | Annual | Seasons Included | Seasons | Winter, WintShld, Summer | Winter, WintShld, Summer | Winter, WintShld, Summer | Winter, WintShld, Summer | Winter, WintShld, Summer | Winter, WintShld, Summer | Winter, WintShld, Summer
NSR Mt Storm 1-3 - NOX Rate Annual v3.1, Unit 3856 and retrofits | 505 | 7430 | Rate Constraint in lbs/MMBtu | FALSE | L | Annual | Standard NOX | lb/MMBtu | 0.11 | 0.11 | 0.11 | 0.11 | 0.11 | 0.11 | 0.11
NSR Mt Storm 1-3 - NOX Rate Annual v3.1, Unit 3856 and retrofits | 505 | 7430 | Rate Constraint in lbs/MMBtu | FALSE | L | Annual | Emissions at Affected Plants NOX | Thousand Tons | 1.2054 | 1.2263 | 1.3486 | 1.2611 | 0.95286 | 0 | 0
NSR Mt Storm 1-3 - NOX Rate Annual v3.1, Unit 3856 and retrofits | 505 | 7430 | Rate Constraint in lbs/MMBtu | FALSE | L | Annual | Allowances Purchased NOX | Thousand Tons | 0 | 0 | 0 | 0 | 0 | 0 | 0
NSR Mt Storm 1-3 - NOX Rate Annual v3.1, Unit 3856 and retrofits | 505 | 7430 | Rate Constraint in lbs/MMBtu | FALSE | L | Annual | Allowances Sold NOX | Thousand Tons | 0 | 0 | 0 | 0 | 0 | 0 | 0
NSR Mt Storm 1-3 - NOX Rate Annual v3.1, Unit 3856 and retrofits | 505 | 7430 | Rate Constraint in lbs/MMBtu | FALSE | L | Annual | Allowances Banked | Thousand Tons | 0 | 0 | 0 | 0 | 0 | 0 | 0
NSR Mt Storm 1-3 - NOX Rate Annual v3.1, Unit 3856 and retrofits | 505 | 7430 | Rate Constraint in lbs/MMBtu | FALSE | L | Annual | Allowances Withdrawn (1:1) | Thousand Tons | 0 | 0 | 0 | 0 | 0 | 0 | 0
NSR Mt Storm 1-3 - NOX Rate Annual v3.1, Unit 3856 and retrofits | 505 | 7430 | Rate Constraint in lbs/MMBtu | FALSE | L | Annual | Allowances Withdrawn (n:1) | Thousand Tons | 0 | 0 | 0 | 0 | 0 | 0 | 0
NSR Mt Storm 1-3 - NOX Rate Annual v3.1, Unit 3856 and retrofits | 505 | 7430 | Rate Constraint in lbs/MMBtu | FALSE | L | Annual | Net Emissions Allowance Position | Thousand Tons | 1.2054 | 1.2263 | 1.3486 | 1.2611 | 0.95286 | 0 | 0
NSR Mt Storm 1-3 - NOX Rate Annual v3.1, Unit 3856 and retrofits | 505 | 7430 | Rate Constraint in lbs/MMBtu | FALSE | L | Annual | Fuel Consumed | TBtu | 30.8203 | 31.3563 | 34.4826 | 32.2461 | 24.3635 | 0 | 0
NSR Mt Storm 1-3 - NOX Rate Annual v3.1, Unit 3856 and retrofits | 505 | 7430 | Rate Constraint in lbs/MMBtu | FALSE | L | Annual | Rate | lb/MMBtu | 0.07822 | 0.07822 | 0.07822 | 0.07822 | 0.07822 | 0 | 0
NSR Mt Storm 1-3 - NOX Rate Annual v3.1, Unit 3856 and retrofits | 505 | 7430 | Rate Constraint in lbs/MMBtu | FALSE | L | Annual | Generation | TWh | 3.0609 | 3.1141 | 3.4246 | 3.2025 | 2.4197 | 0 | 0
NSR Mt Storm 1-3 - NOX Rate Annual v3.1, Unit 3856 and retrofits | 505 | 7430 | Rate Constraint in lbs/MMBtu | FALSE | L | Annual | Qualifying Generation | TWh | 3.0609 | 3.1141 | 3.4246 | 3.2025 | 2.4197 | 0 | 0
NSR Mt Storm 1-3 - NOX Rate Annual v3.1, Unit 3856 and retrofits | 505 | 7430 | Rate Constraint in lbs/MMBtu | FALSE | L | Annual | Rate | lb/MWh | 0.7876 | 0.7876 | 0.7876 | 0.7876 | 0.7876 | 0 | 0
NSR Mt Storm 1-3 - NOX Rate Annual v3.1, Unit 3856 and retrofits | 505 | 7430 | Rate Constraint in lbs/MMBtu | FALSE | L | Annual | Constraint Shadow Price | US2019$/Ton | 0 | 0 | 0 | 0 | 0 | 0 | 0
NSR Mt Storm 1-3 - NOX Rate Annual v3.1, Unit 3857 and retrofits | 506 | 7430 | Rate Constraint in lbs/MMBtu | FALSE | L | Annual | Seasons Included | Seasons | Winter, WintShld, Summer | Winter, WintShld, Summer | Winter, WintShld, Summer | Winter, WintShld, Summer | Winter, WintShld, Summer | Winter, WintShld, Summer | Winter, WintShld, Summer
NSR Mt Storm 1-3 - NOX Rate Annual v3.1, Unit 3857 and retrofits | 506 | 7430 | Rate Constraint in lbs/MMBtu | FALSE | L | Annual | Standard NOX | lb/MMBtu | 0.11 | 0.11 | 0.11 | 0.11 | 0.11 | 0.11 | 0.11
NSR Mt Storm 1-3 - NOX Rate Annual v3.1, Unit 3857 and retrofits | 506 | 7430 | Rate Constraint in lbs/MMBtu | FALSE | L | Annual | Emissions at Affected Plants NOX | Thousand Tons | 0 | 0 | 0 | 0 | 0 | 0 | 0
NSR Mt Storm 1-3 - NOX Rate Annual v3.1, Unit 3857 and retrofits | 506 | 7430 | Rate Constraint in lbs/MMBtu | FALSE | L | Annual | Allowances Purchased NOX | Thousand Tons | 0 | 0 | 0 | 0 | 0 | 0 | 0
NSR Mt Storm 1-3 - NOX Rate Annual v3.1, Unit 3857 and retrofits | 506 | 7430 | Rate Constraint in lbs/MMBtu | FALSE | L | Annual | Allowances Sold NOX | Thousand Tons | 0 | 0 | 0 | 0 | 0 | 0 | 0
NSR Mt Storm 1-3 - NOX Rate Annual v3.1, Unit 3857 and retrofits | 506 | 7430 | Rate Constraint in lbs/MMBtu | FALSE | L | Annual | Allowances Banked | Thousand Tons | 0 | 0 | 0 | 0 | 0 | 0 | 0
NSR Mt Storm 1-3 - NOX Rate Annual v3.1, Unit 3857 and retrofits | 506 | 7430 | Rate Constraint in lbs/MMBtu | FALSE | L | Annual | Allowances Withdrawn (1:1) | Thousand Tons | 0 | 0 | 0 | 0 | 0 | 0 | 0
NSR Mt Storm 1-3 - NOX Rate Annual v3.1, Unit 3857 and retrofits | 506 | 7430 | Rate Constraint in lbs/MMBtu | FALSE | L | Annual | Allowances Withdrawn (n:1) | Thousand Tons | 0 | 0 | 0 | 0 | 0 | 0 | 0
NSR Mt Storm 1-3 - NOX Rate Annual v3.1, Unit 3857 and retrofits | 506 | 7430 | Rate Constraint in lbs/MMBtu | FALSE | L | Annual | Net Emissions Allowance Position | Thousand Tons | 0 | 0 | 0 | 0 | 0 | 0 | 0
NSR Mt Storm 1-3 - NOX Rate Annual v3.1, Unit 3857 and retrofits | 506 | 7430 | Rate Constraint in lbs/MMBtu | FALSE | L | Annual | Fuel Consumed | TBtu | 0 | 0 | 0 | 0 | 0 | 0 | 0
NSR Mt Storm 1-3 - NOX Rate Annual v3.1, Unit 3857 and retrofits | 506 | 7430 | Rate Constraint in lbs/MMBtu | FALSE | L | Annual | Rate | lb/MMBtu | 0 | 0 | 0 | 0 | 0 | 0 | 0
NSR Mt Storm 1-3 - NOX Rate Annual v3.1, Unit 3857 and retrofits | 506 | 7430 | Rate Constraint in lbs/MMBtu | FALSE | L | Annual | Generation | TWh | 0 | 0 | 0 | 0 | 0 | 0 | 0
NSR Mt Storm 1-3 - NOX Rate Annual v3.1, Unit 3857 and retrofits | 506 | 7430 | Rate Constraint in lbs/MMBtu | FALSE | L | Annual | Qualifying Generation | TWh | 0 | 0 | 0 | 0 | 0 | 0 | 0
NSR Mt Storm 1-3 - NOX Rate Annual v3.1, Unit 3857 and retrofits | 506 | 7430 | Rate Constraint in lbs/MMBtu | FALSE | L | Annual | Rate | lb/MWh | 0 | 0 | 0 | 0 | 0 | 0 | 0
NSR Mt Storm 1-3 - NOX Rate Annual v3.1, Unit 3857 and retrofits | 506 | 7430 | Rate Constraint in lbs/MMBtu | FALSE | L | Annual | Constraint Shadow Price | US2019$/Ton | 0 | 0 | 0 | 0 | 0 | 0 | 0
NSR NIPSCO System - SO2 Cap Annual v4.11 | 507 | 7390 | Rate Constraint in MTons | FALSE | L | Annual | Seasons Included | Seasons | Winter, WintShld, Summer | Winter, WintShld, Summer | Winter, WintShld, Summer | Winter, WintShld, Summer | Winter, WintShld, Summer | Winter, WintShld, Summer | Winter, WintShld, Summer
NSR NIPSCO System - SO2 Cap Annual v4.11 | 507 | 7390 | Rate Constraint in MTons | FALSE | L | Annual | Standard SO2 | Thousand Tons | 11.6 | 11.6 | 11.6 | 11.6 | 11.6 | 11.6 | 11.6
NSR NIPSCO System - SO2 Cap Annual v4.11 | 507 | 7390 | Rate Constraint in MTons | FALSE | L | Annual | Emissions at Affected Plants SO2 | Thousand Tons | 0 | 0 | 0 | 0 | 0 | 0 | 0
NSR NIPSCO System - SO2 Cap Annual v4.11 | 507 | 7390 | Rate Constraint in MTons | FALSE | L | Annual | Allowances Purchased SO2 | Thousand Tons | 0 | 0 | 0 | 0 | 0 | 0 | 0
NSR NIPSCO System - SO2 Cap Annual v4.11 | 507 | 7390 | Rate Constraint in MTons | FALSE | L | Annual | Allowances Sold SO2 | Thousand Tons | 0 | 0 | 0 | 0 | 0 | 0 | 0
NSR NIPSCO System - SO2 Cap Annual v4.11 | 507 | 7390 | Rate Constraint in MTons | FALSE | L | Annual | Allowances Banked | Thousand Tons | 0 | 0 | 0 | 0 | 0 | 0 | 0
NSR NIPSCO System - SO2 Cap Annual v4.11 | 507 | 7390 | Rate Constraint in MTons | FALSE | L | Annual | Allowances Withdrawn (1:1) | Thousand Tons | 0 | 0 | 0 | 0 | 0 | 0 | 0
NSR NIPSCO System - SO2 Cap Annual v4.11 | 507 | 7390 | Rate Constraint in MTons | FALSE | L | Annual | Allowances Withdrawn (n:1) | Thousand Tons | 0 | 0 | 0 | 0 | 0 | 0 | 0
NSR NIPSCO System - SO2 Cap Annual v4.11 | 507 | 7390 | Rate Constraint in MTons | FALSE | L | Annual | Net Emissions Allowance Position | Thousand Tons | 0 | 0 | 0 | 0 | 0 | 0 | 0
NSR NIPSCO System - SO2 Cap Annual v4.11 | 507 | 7390 | Rate Constraint in MTons | FALSE | L | Annual | Fuel Consumed | TBtu | 0 | 0 | 0 | 0 | 0 | 0 | 0
NSR NIPSCO System - SO2 Cap Annual v4.11 | 507 | 7390 | Rate Constraint in MTons | FALSE | L | Annual | Rate | lb/MMBtu | 0 | 0 | 0 | 0 | 0 | 0 | 0
NSR NIPSCO System - SO2 Cap Annual v4.11 | 507 | 7390 | Rate Constraint in MTons | FALSE | L | Annual | Generation | TWh | 0 | 0 | 0 | 0 | 0 | 0 | 0
NSR NIPSCO System - SO2 Cap Annual v4.11 | 507 | 7390 | Rate Constraint in MTons | FALSE | L | Annual | Qualifying Generation | TWh | 0 | 0 | 0 | 0 | 0 | 0 | 0
NSR NIPSCO System - SO2 Cap Annual v4.11 | 507 | 7390 | Rate Constraint in MTons | FALSE | L | Annual | Rate | lb/MWh | 0 | 0 | 0 | 0 | 0 | 0 | 0
NSR NIPSCO System - SO2 Cap Annual v4.11 | 507 | 7390 | Rate Constraint in MTons | FALSE | L | Annual | Constraint Shadow Price | US2019$/Ton | 0 | 0 | 0 | 0 | 0 | 0 | 0
NSR NIPSCO System - NOx Cap Annual 4.11 | 508 | 7391 | Rate Constraint in MTons | FALSE | L | Annual | Seasons Included | Seasons | Winter, WintShld, Summer | Winter, WintShld, Summer | Winter, WintShld, Summer | Winter, WintShld, Summer | Winter, WintShld, Summer | Winter, WintShld, Summer | Winter, WintShld, Summer
NSR NIPSCO System - NOx Cap Annual 4.11 | 508 | 7391 | Rate Constraint in MTons | FALSE | L | Annual | Standard NOX | Thousand Tons | 11.704 | 11.704 | 11.704 | 11.704 | 11.704 | 11.704 | 11.704
NSR NIPSCO System - NOx Cap Annual 4.11 | 508 | 7391 | Rate Constraint in MTons | FALSE | L | Annual | Emissions at Affected Plants NOX | Thousand Tons | 0 | 0 | 0 | 0 | 0 | 0 | 0
NSR NIPSCO System - NOx Cap Annual 4.11 | 508 | 7391 | Rate Constraint in MTons | FALSE | L | Annual | Allowances Purchased NOX | Thousand Tons | 0 | 0 | 0 | 0 | 0 | 0 | 0
NSR NIPSCO System - NOx Cap Annual 4.11 | 508 | 7391 | Rate Constraint in MTons | FALSE | L | Annual | Allowances Sold NOX | Thousand Tons | 0 | 0 | 0 | 0 | 0 | 0 | 0
NSR NIPSCO System - NOx Cap Annual 4.11 | 508 | 7391 | Rate Constraint in MTons | FALSE | L | Annual | Allowances Banked | Thousand Tons | 0 | 0 | 0 | 0 | 0 | 0 | 0
NSR NIPSCO System - NOx Cap Annual 4.11 | 508 | 7391 | Rate Constraint in MTons | FALSE | L | Annual | Allowances Withdrawn (1:1) | Thousand Tons | 0 | 0 | 0 | 0 | 0 | 0 | 0
NSR NIPSCO System - NOx Cap Annual 4.11 | 508 | 7391 | Rate Constraint in MTons | FALSE | L | Annual | Allowances Withdrawn (n:1) | Thousand Tons | 0 | 0 | 0 | 0 | 0 | 0 | 0
NSR NIPSCO System - NOx Cap Annual 4.11 | 508 | 7391 | Rate Constraint in MTons | FALSE | L | Annual | Net Emissions Allowance Position | Thousand Tons | 0 | 0 | 0 | 0 | 0 | 0 | 0
NSR NIPSCO System - NOx Cap Annual 4.11 | 508 | 7391 | Rate Constraint in MTons | FALSE | L | Annual | Fuel Consumed | TBtu | 0 | 0 | 0 | 0 | 0 | 0 | 0
NSR NIPSCO System - NOx Cap Annual 4.11 | 508 | 7391 | Rate Constraint in MTons | FALSE | L | Annual | Rate | lb/MMBtu | 0 | 0 | 0 | 0 | 0 | 0 | 0
NSR NIPSCO System - NOx Cap Annual 4.11 | 508 | 7391 | Rate Constraint in MTons | FALSE | L | Annual | Generation | TWh | 0 | 0 | 0 | 0 | 0 | 0 | 0
NSR NIPSCO System - NOx Cap Annual 4.11 | 508 | 7391 | Rate Constraint in MTons | FALSE | L | Annual | Qualifying Generation | TWh | 0 | 0 | 0 | 0 | 0 | 0 | 0
NSR NIPSCO System - NOx Cap Annual 4.11 | 508 | 7391 | Rate Constraint in MTons | FALSE | L | Annual | Rate | lb/MWh | 0 | 0 | 0 | 0 | 0 | 0 | 0
NSR NIPSCO System - NOx Cap Annual 4.11 | 508 | 7391 | Rate Constraint in MTons | FALSE | L | Annual | Constraint Shadow Price | US2019$/Ton | 0 | 0 | 0 | 0 | 0 | 0 | 0
NSR NV Power Consent - NOX Cap Annual v3.1 | 509 | 7389 | Rate Constraint in MTons | FALSE | L | Annual | Seasons Included | Seasons | Winter, WintShld, Summer | Winter, WintShld, Summer | Winter, WintShld, Summer | Winter, WintShld, Summer | Winter, WintShld, Summer | Winter, WintShld, Summer | Winter, WintShld, Summer
NSR NV Power Consent - NOX Cap Annual v3.1 | 509 | 7389 | Rate Constraint in MTons | FALSE | L | Annual | Standard NOX | Thousand Tons | 0.36 | 0.36 | 0.36 | 0.36 | 0.36 | 0.36 | 0.36
NSR NV Power Consent - NOX Cap Annual v3.1 | 509 | 7389 | Rate Constraint in MTons | FALSE | L | Annual | Emissions at Affected Plants NOX | Thousand Tons | 0 | 0.0015168 | 0.041359 | 0.038518 | 0.045236 | 0 | 0
NSR NV Power Consent - NOX Cap Annual v3.1 | 509 | 7389 | Rate Constraint in MTons | FALSE | L | Annual | Allowances Purchased NOX | Thousand Tons | 0 | 0 | 0 | 0 | 0 | 0 | 0
NSR NV Power Consent - NOX Cap Annual v3.1 | 509 | 7389 | Rate Constraint in MTons | FALSE | L | Annual | Allowances Sold NOX | Thousand Tons | 0 | 0 | 0 | 0 | 0 | 0 | 0
NSR NV Power Consent - NOX Cap Annual v3.1 | 509 | 7389 | Rate Constraint in MTons | FALSE | L | Annual | Allowances Banked | Thousand Tons | 0 | 0 | 0 | 0 | 0 | 0 | 0
NSR NV Power Consent - NOX Cap Annual v3.1 | 509 | 7389 | Rate Constraint in MTons | FALSE | L | Annual | Allowances Withdrawn (1:1) | Thousand Tons | 0 | 0 | 0 | 0 | 0 | 0 | 0
NSR NV Power Consent - NOX Cap Annual v3.1 | 509 | 7389 | Rate Constraint in MTons | FALSE | L | Annual | Allowances Withdrawn (n:1) | Thousand Tons | 0 | 0 | 0 | 0 | 0 | 0 | 0
NSR NV Power Consent - NOX Cap Annual v3.1 | 509 | 7389 | Rate Constraint in MTons | FALSE | L | Annual | Net Emissions Allowance Position | Thousand Tons | 0 | 0.0015168 | 0.041359 | 0.038518 | 0.045236 | 0 | 0
NSR NV Power Consent - NOX Cap Annual v3.1 | 509 | 7389 | Rate Constraint in MTons | FALSE | L | Annual | Fuel Consumed | TBtu | 0 | 0.05169 | 1.4094 | 1.3126 | 1.5415 | 0 | 0
NSR NV Power Consent - NOX Cap Annual v3.1 | 509 | 7389 | Rate Constraint in MTons | FALSE | L | Annual | Rate | lb/MMBtu | 0 | 0.05869 | 0.05869 | 0.05869 | 0.05869 | 0 | 0
NSR NV Power Consent - NOX Cap Annual v3.1 | 509 | 7389 | Rate Constraint in MTons | FALSE | L | Annual | Generation | TWh | 0 | 0.0055036 | 0.15006 | 0.13976 | 0.16413 | 0 | 0
NSR NV Power Consent - NOX Cap Annual v3.1 | 509 | 7389 | Rate Constraint in MTons | FALSE | L | Annual | Qualifying Generation | TWh | 0 | 0.0055036 | 0.15006 | 0.13976 | 0.16413 | 0 | 0
NSR NV Power Consent - NOX Cap Annual v3.1 | 509 | 7389 | Rate Constraint in MTons | FALSE | L | Annual | Rate | lb/MWh | 0 | 0.55122 | 0.55122 | 0.55122 | 0.55122 | 0 | 0
NSR NV Power Consent - NOX Cap Annual v3.1 | 509 | 7389 | Rate Constraint in MTons | FALSE | L | Annual | Constraint Shadow Price | US2019$/Ton | 0 | 0 | 0 | 0 | 0 | 0 | 0
NSR Oak Creek 5-8 - NOX Rate Annual v3.1, Unit 3839 and retrofits | 510 | 7427 | Rate Constraint in lbs/MMBtu | FALSE | L | Annual | Seasons Included | Seasons | Winter, WintShld, Summer | Winter, WintShld, Summer | Winter, WintShld, Summer | Winter, WintShld, Summer | Winter, WintShld, Summer | Winter, WintShld, Summer | Winter, WintShld, Summer
NSR Oak Creek 5-8 - NOX Rate Annual v3.1, Unit 3839 and retrofits | 510 | 7427 | Rate Constraint in lbs/MMBtu | FALSE | L | Annual | Standard NOX | lb/MMBtu | 0.08 | 0.08 | 0.08 | 0.08 | 0.08 | 0.08 | 0.08
NSR Oak Creek 5-8 - NOX Rate Annual v3.1, Unit 3839 and retrofits | 510 | 7427 | Rate Constraint in lbs/MMBtu | FALSE | L | Annual | Emissions at Affected Plants NOX | Thousand Tons | 0 | 0 | 0 | 0 | 0 | 0 | 0
NSR Oak Creek 5-8 - NOX Rate Annual v3.1, Unit 3839 and retrofits | 510 | 7427 | Rate Constraint in lbs/MMBtu | FALSE | L | Annual | Allowances Purchased NOX | Thousand Tons | 0 | 0 | 0 | 0 | 0 | 0 | 0
NSR Oak Creek 5-8 - NOX Rate Annual v3.1, Unit 3839 and retrofits | 510 | 7427 | Rate Constraint in lbs/MMBtu | FALSE | L | Annual | Allowances Sold NOX | Thousand Tons | 0 | 0 | 0 | 0 | 0 | 0 | 0
NSR Oak Creek 5-8 - NOX Rate Annual v3.1, Unit 3839 and retrofits | 510 | 7427 | Rate Constraint in lbs/MMBtu | FALSE | L | Annual | Allowances Banked | Thousand Tons | 0 | 0 | 0 | 0 | 0 | 0 | 0
NSR Oak Creek 5-8 - NOX Rate Annual v3.1, Unit 3839 and retrofits | 510 | 7427 | Rate Constraint in lbs/MMBtu | FALSE | L | Annual | Allowances Withdrawn (1:1) | Thousand Tons | 0 | 0 | 0 | 0 | 0 | 0 | 0
NSR Oak Creek 5-8 - NOX Rate Annual v3.1, Unit 3839 and retrofits | 510 | 7427 | Rate Constraint in lbs/MMBtu | FALSE | L | Annual | Allowances Withdrawn (n:1) | Thousand Tons | 0 | 0 | 0 | 0 | 0 | 0 | 0
NSR Oak Creek 5-8 - NOX Rate Annual v3.1, Unit 3839 and retrofits | 510 | 7427 | Rate Constraint in lbs/MMBtu | FALSE | L | Annual | Net Emissions Allowance Position | Thousand Tons | 0 | 0 | 0 | 0 | 0 | 0 | 0
NSR Oak Creek 5-8 - NOX Rate Annual v3.1, Unit 3839 and retrofits | 510 | 7427 | Rate Constraint in lbs/MMBtu | FALSE | L | Annual | Fuel Consumed | TBtu | 0 | 0 | 0 | 0 | 0 | 0 | 0
NSR Oak Creek 5-8 - NOX Rate Annual v3.1, Unit 3839 and retrofits | 510 | 7427 | Rate Constraint in lbs/MMBtu | FALSE | L | Annual | Rate | lb/MMBtu | 0 | 0 | 0 | 0 | 0 | 0 | 0
NSR Oak Creek 5-8 - NOX Rate Annual v3.1, Unit 3839 and retrofits | 510 | 7427 | Rate Constraint in lbs/MMBtu | FALSE | L | Annual | Generation | TWh | 0 | 0 | 0 | 0 | 0 | 0 | 0
NSR Oak Creek 5-8 - NOX Rate Annual v3.1, Unit 3839 and retrofits | 510 | 7427 | Rate Constraint in lbs/MMBtu | FALSE | L | Annual | Qualifying Generation | TWh | 0 | 0 | 0 | 0 | 0 | 0 | 0
NSR Oak Creek 5-8 - NOX Rate Annual v3.1, Unit 3839 and retrofits | 510 | 7427 | Rate Constraint in lbs/MMBtu | FALSE | L | Annual | Rate | lb/MWh | 0 | 0 | 0 | 0 | 0 | 0 | 0
NSR Oak Creek 5-8 - NOX Rate Annual v3.1, Unit 3839 and retrofits | 510 | 7427 | Rate Constraint in lbs/MMBtu | FALSE | L | Annual | Constraint Shadow Price | US2019$/Ton | 0 | 0 | 0 | 0 | 0 | 0 | 0
NSR Oak Creek 5-8 - NOX Rate Annual v3.1, Unit 3840 and retrofits | 511 | 7427 | Rate Constraint in lbs/MMBtu | FALSE | L | Annual | Seasons Included | Seasons | Winter, WintShld, Summer | Winter, WintShld, Summer | Winter, WintShld, Summer | Winter, WintShld, Summer | Winter, WintShld, Summer | Winter, WintShld, Summer | Winter, WintShld, Summer
NSR Oak Creek 5-8 - NOX Rate Annual v3.1, Unit 3840 and retrofits | 511 | 7427 | Rate Constraint in lbs/MMBtu | FALSE | L | Annual | Standard NOX | lb/MMBtu | 0.08 | 0.08 | 0.08 | 0.08 | 0.08 | 0.08 | 0.08
NSR Oak Creek 5-8 - NOX Rate Annual v3.1, Unit 3840 and retrofits | 511 | 7427 | Rate Constraint in lbs/MMBtu | FALSE | L | Annual | Emissions at Affected Plants NOX | Thousand Tons | 0 | 0 | 0 | 0 | 0 | 0 | 0
NSR Oak Creek 5-8 - NOX Rate Annual v3.1, Unit 3840 and retrofits | 511 | 7427 | Rate Constraint in lbs/MMBtu | FALSE | L | Annual | Allowances Purchased NOX | Thousand Tons | 0 | 0 | 0 | 0 | 0 | 0 | 0
NSR Oak Creek 5-8 - NOX Rate Annual v3.1, Unit 3840 and retrofits | 511 | 7427 | Rate Constraint in lbs/MMBtu | FALSE | L | Annual | Allowances Sold NOX | Thousand Tons | 0 | 0 | 0 | 0 | 0 | 0 | 0
NSR Oak Creek 5-8 - NOX Rate Annual v3.1, Unit 3840 and retrofits | 511 | 7427 | Rate Constraint in lbs/MMBtu | FALSE | L | Annual | Allowances Banked | Thousand Tons | 0 | 0 | 0 | 0 | 0 | 0 | 0
NSR Oak Creek 5-8 - NOX Rate Annual v3.1, Unit 3840 and retrofits | 511 | 7427 | Rate Constraint in lbs/MMBtu | FALSE | L | Annual | Allowances Withdrawn (1:1) | Thousand Tons | 0 | 0 | 0 | 0 | 0 | 0 | 0
NSR Oak Creek 5-8 - NOX Rate Annual v3.1, Unit 3840 and retrofits | 511 | 7427 | Rate Constraint in lbs/MMBtu | FALSE | L | Annual | Allowances Withdrawn (n:1) | Thousand Tons | 0 | 0 | 0 | 0 | 0 | 0 | 0
NSR Oak Creek 5-8 - NOX Rate Annual v3.1, Unit 3840 and retrofits | 511 | 7427 | Rate Constraint in lbs/MMBtu | FALSE | L | Annual | Net Emissions Allowance Position | Thousand Tons | 0 | 0 | 0 | 0 | 0 | 0 | 0
NSR Oak Creek 5-8 - NOX Rate Annual v3.1, Unit 3840 and retrofits | 511 | 7427 | Rate Constraint in lbs/MMBtu | FALSE | L | Annual | Fuel Consumed | TBtu | 0 | 0 | 0 | 0 | 0 | 0 | 0
NSR Oak Creek 5-8 - NOX Rate Annual v3.1, Unit 3840 and retrofits | 511 | 7427 | Rate Constraint in lbs/MMBtu | FALSE | L | Annual | Rate | lb/MMBtu | 0 | 0 | 0 | 0 | 0 | 0 | 0
NSR Oak Creek 5-8 - NOX Rate Annual v3.1, Unit 3840 and retrofits | 511 | 7427 | Rate Constraint in lbs/MMBtu | FALSE | L | Annual | Generation | TWh | 0 | 0 | 0 | 0 | 0 | 0 | 0
NSR Oak Creek 5-8 - NOX Rate Annual v3.1, Unit 3840 and retrofits | 511 | 7427 | Rate Constraint in lbs/MMBtu | FALSE | L | Annual | Qualifying Generation | TWh | 0 | 0 | 0 | 0 | 0 | 0 | 0
NSR Oak Creek 5-8 - NOX Rate Annual v3.1, Unit 3840 and retrofits | 511 | 7427 | Rate Constraint in lbs/MMBtu | FALSE | L | Annual | Rate | lb/MWh | 0 | 0 | 0 | 0 | 0 | 0 | 0
NSR Oak Creek 5-8 - NOX Rate Annual v3.1, Unit 3840 and retrofits | 511 | 7427 | Rate Constraint in lbs/MMBtu | FALSE | L | Annual | Constraint Shadow Price | US2019$/Ton | 0 | 0 | 0 | 0 | 0 | 0 | 0
NSR Oak Creek 5-8 - NOX Rate Annual v3.1, Unit 3841 and retrofits | 512 | 7427 | Rate Constraint in lbs/MMBtu | FALSE | L | Annual | Seasons Included | Seasons | Winter, WintShld, Summer | Winter, WintShld, Summer | Winter, WintShld, Summer | Winter, WintShld, Summer | Winter, WintShld, Summer | Winter, WintShld, Summer | Winter, WintShld, Summer
NSR Oak Creek 5-8 - NOX Rate Annual v3.1, Unit 3841 and retrofits | 512 | 7427 | Rate Constraint in lbs/MMBtu | FALSE | L | Annual | Standard NOX | lb/MMBtu | 0.08 | 0.08 | 0.08 | 0.08 | 0.08 | 0.08 | 0.08
NSR Oak Creek 5-8 - NOX Rate Annual v3.1, Unit 3841 and retrofits | 512 | 7427 | Rate Constraint in lbs/MMBtu | FALSE | L | Annual | Emissions at Affected Plants NOX | Thousand Tons | 0 | 0 | 0 | 0 | 0 | 0 | 0
NSR Oak Creek 5-8 - NOX Rate Annual v3.1, Unit 3841 and retrofits | 512 | 7427 | Rate Constraint in lbs/MMBtu | FALSE | L | Annual | Allowances Purchased NOX | Thousand Tons | 0 | 0 | 0 | 0 | 0 | 0 | 0
NSR Oak Creek 5-8 - NOX Rate Annual v3.1, Unit 3841 and retrofits | 512 | 7427 | Rate Constraint in lbs/MMBtu | FALSE | L | Annual | Allowances Sold NOX | Thousand Tons | 0 | 0 | 0 | 0 | 0 | 0 | 0
NSR Oak Creek 5-8 - NOX Rate Annual v3.1, Unit 3841 and retrofits | 512 | 7427 | Rate Constraint in lbs/MMBtu | FALSE | L | Annual | Allowances Banked | Thousand Tons | 0 | 0 | 0 | 0 | 0 | 0 | 0
NSR Oak Creek 5-8 - NOX Rate Annual v3.1, Unit 3841 and retrofits | 512 | 7427 | Rate Constraint in lbs/MMBtu | FALSE | L | Annual | Allowances Withdrawn (1:1) | Thousand Tons | 0 | 0 | 0 | 0 | 0 | 0 | 0
NSR Oak Creek 5-8 - NOX Rate Annual v3.1, Unit 3841 and retrofits | 512 | 7427 | Rate Constraint in lbs/MMBtu | FALSE | L | Annual | Allowances Withdrawn (n:1) | Thousand Tons | 0 | 0 | 0 | 0 | 0 | 0 | 0
NSR Oak Creek 5-8 - NOX Rate Annual v3.1, Unit 3841 and retrofits | 512 | 7427 | Rate Constraint in lbs/MMBtu | FALSE | L | Annual | Net Emissions Allowance Position | Thousand Tons | 0 | 0 | 0 | 0 | 0 | 0 | 0
NSR Oak Creek 5-8 - NOX Rate Annual v3.1, Unit 3841 and retrofits | 512 | 7427 | Rate Constraint in lbs/MMBtu | FALSE | L | Annual | Fuel Consumed | TBtu | 0 | 0 | 0 | 0 | 0 | 0 | 0
NSR Oak Creek 5-8 - NOX Rate Annual v3.1, Unit 3841 and retrofits | 512 | 7427 | Rate Constraint in lbs/MMBtu | FALSE | L | Annual | Rate | lb/MMBtu | 0 | 0 | 0 | 0 | 0 | 0 | 0
NSR Oak Creek 5-8 - NOX Rate Annual v3.1, Unit 3841 and retrofits | 512 | 7427 | Rate Constraint in lbs/MMBtu | FALSE | L | Annual | Generation | TWh | 0 | 0 | 0 | 0 | 0 | 0 | 0
NSR Oak Creek 5-8 - NOX Rate Annual v3.1, Unit 3841 and retrofits | 512 | 7427 | Rate Constraint in lbs/MMBtu | FALSE | L | Annual | Qualifying Generation | TWh | 0 | 0 | 0 | 0 | 0 | 0 | 0
NSR Oak Creek 5-8 - NOX Rate Annual v3.1, Unit 3841 and retrofits | 512 | 7427 | Rate Constraint in lbs/MMBtu | FALSE | L | Annual | Rate | lb/MWh | 0 | 0 | 0 | 0 | 0 | 0 | 0
NSR Oak Creek 5-8 - NOX Rate Annual v3.1, Unit 3841 and retrofits | 512 | 7427 | Rate Constraint in lbs/MMBtu | FALSE | L | Annual | Constraint Shadow Price | US2019$/Ton | 0 | 0 | 0 | 0 | 0 | 0 | 0
NSR Oak Creek 5-8 - NOX Rate Annual v3.1, Unit 3842 and retrofits | 513 | 7427 | Rate Constraint in lbs/MMBtu | FALSE | L | Annual | Seasons Included | Seasons | Winter, WintShld, Summer | Winter, WintShld, Summer | Winter, WintShld, Summer | Winter, WintShld, Summer | Winter, WintShld, Summer | Winter, WintShld, Summer | Winter, WintShld, Summer
NSR Oak Creek 5-8 - NOX Rate Annual v3.1, Unit 3842 and retrofits | 513 | 7427 | Rate Constraint in lbs/MMBtu | FALSE | L | Annual | Standard NOX | lb/MMBtu | 0.08 | 0.08 | 0.08 | 0.08 | 0.08 | 0.08 | 0.08
NSR Oak Creek 5-8 - NOX Rate Annual v3.1, Unit 3842 and retrofits | 513 | 7427 | Rate Constraint in lbs/MMBtu | FALSE | L | Annual | Emissions at Affected Plants NOX | Thousand Tons | 0 | 0 | 0 | 0 | 0 | 0 | 0
NSR Oak Creek 5-8 - NOX Rate Annual v3.1, Unit 3842 and retrofits | 513 | 7427 | Rate Constraint in lbs/MMBtu | FALSE | L | Annual | Allowances Purchased NOX | Thousand Tons | 0 | 0 | 0 | 0 | 0 | 0 | 0
NSR Oak Creek 5-8 - NOX Rate Annual v3.1, Unit 3842 and retrofits | 513 | 7427 | Rate Constraint in lbs/MMBtu | FALSE | L | Annual | Allowances Sold NOX | Thousand Tons | 0 | 0 | 0 | 0 | 0 | 0 | 0
NSR Oak Creek 5-8 - NOX Rate Annual v3.1, Unit 3842 and retrofits | 513 | 7427 | Rate Constraint in lbs/MMBtu | FALSE | L | Annual | Allowances Banked | Thousand Tons | 0 | 0 | 0 | 0 | 0 | 0 | 0
NSR Oak Creek 5-8 - NOX Rate Annual v3.1, Unit 3842 and retrofits | 513 | 7427 | Rate Constraint in lbs/MMBtu | FALSE | L | Annual | Allowances Withdrawn (1:1) | Thousand Tons | 0 | 0 | 0 | 0 | 0 | 0 | 0
NSR Oak Creek 5-8 - NOX Rate Annual v3.1, Unit 3842 and retrofits | 513 | 7427 | Rate Constraint in lbs/MMBtu | FALSE | L | Annual | Allowances Withdrawn (n:1) | Thousand Tons | 0 | 0 | 0 | 0 | 0 | 0 | 0
NSR Oak Creek 5-8 - NOX Rate Annual v3.1, Unit 3842 and retrofits | 513 | 7427 | Rate Constraint in lbs/MMBtu | FALSE | L | Annual | Net Emissions Allowance Position | Thousand Tons | 0 | 0 | 0 | 0 | 0 | 0 | 0
NSR Oak Creek 5-8 - NOX Rate Annual v3.1, Unit 3842 and retrofits | 513 | 7427 | Rate Constraint in lbs/MMBtu | FALSE | L | Annual | Fuel Consumed | TBtu | 0 | 0 | 0 | 0 | 0 | 0 | 0
NSR Oak Creek 5-8 - NOX Rate Annual v3.1, Unit 3842 and retrofits | 513 | 7427 | Rate Constraint in lbs/MMBtu | FALSE | L | Annual | Rate | lb/MMBtu | 0 | 0 | 0 | 0 | 0 | 0 | 0
NSR Oak Creek 5-8 - NOX Rate Annual v3.1, Unit 3842 and retrofits | 513 | 7427 | Rate Constraint in lbs/MMBtu | FALSE | L | Annual | Generation | TWh | 0 | 0 | 0 | 0 | 0 | 0 | 0
NSR Oak Creek 5-8 - NOX Rate Annual v3.1, Unit 3842 and retrofits | 513 | 7427 | Rate Constraint in lbs/MMBtu | FALSE | L | Annual | Qualifying Generation | TWh | 0 | 0 | 0 | 0 | 0 | 0 | 0
NSR Oak Creek 5-8 - NOX Rate Annual v3.1, Unit 3842 and retrofits | 513 | 7427 | Rate Constraint in lbs/MMBtu | FALSE | L | Annual | Rate | lb/MWh | 0 | 0 | 0 | 0 | 0 | 0 | 0
NSR Oak Creek 5-8 - NOX Rate Annual v3.1, Unit 3842 and retrofits | 513 | 7427 | Rate Constraint in lbs/MMBtu | FALSE | L | Annual | Constraint Shadow Price | US2019$/Ton | 0 | 0 | 0 | 0 | 0 | 0 | 0
NSR Oak Creek 5-8 - SO2 Rate Annual v5.16 | 514 | 7426 | Rate Constraint in lbs/MMBtu | FALSE | L | Annual | Seasons Included | Seasons | Winter, WintShld, Summer | Winter, WintShld, Summer | Winter, WintShld, Summer | Winter, WintShld, Summer | Winter, WintShld, Summer | Winter, WintShld, Summer | Winter, WintShld, Summer
NSR Oak Creek 5-8 - SO2 Rate Annual v5.16 | 514 | 7426 | Rate Constraint in lbs/MMBtu | FALSE | L | Annual | Standard SO2 | lb/MMBtu | 0.08 | 0.08 | 0.08 | 0.08 | 0.08 | 0.08 | 0.08
NSR Oak Creek 5-8 - SO2 Rate Annual v5.16 | 514 | 7426 | Rate Constraint in lbs/MMBtu | FALSE | L | Annual | Emissions at Affected Plants SO2 | Thousand Tons | 0 | 0 | 0 | 0 | 0 | 0 | 0
NSR Oak Creek 5-8 - SO2 Rate Annual v5.16 | 514 | 7426 | Rate Constraint in lbs/MMBtu | FALSE | L | Annual | Allowances Purchased SO2 | Thousand Tons | 0 | 0 | 0 | 0 | 0 | 0 | 0
NSR Oak Creek 5-8 - SO2 Rate Annual v5.16 | 514 | 7426 | Rate Constraint in lbs/MMBtu | FALSE | L | Annual | Allowances Sold SO2 | Thousand Tons | 0 | 0 | 0 | 0 | 0 | 0 | 0
NSR Oak Creek 5-8 - SO2 Rate Annual v5.16 | 514 | 7426 | Rate Constraint in lbs/MMBtu | FALSE | L | Annual | Allowances Banked | Thousand Tons | 0 | 0 | 0 | 0 | 0 | 0 | 0
NSR Oak Creek 5-8 - SO2 Rate Annual v5.16 | 514 | 7426 | Rate Constraint in lbs/MMBtu | FALSE | L | Annual | Allowances Withdrawn (1:1) | Thousand Tons | 0 | 0 | 0 | 0 | 0 | 0 | 0
NSR Oak Creek 5-8 - SO2 Rate Annual v5.16 | 514 | 7426 | Rate Constraint in lbs/MMBtu | FALSE | L | Annual | Allowances Withdrawn (n:1) | Thousand Tons | 0 | 0 | 0 | 0 | 0 | 0 | 0
NSR Oak Creek 5-8 - SO2 Rate Annual v5.16 | 514 | 7426 | Rate Constraint in lbs/MMBtu | FALSE | L | Annual | Net Emissions Allowance Position | Thousand Tons | 0 | 0 | 0 | 0 | 0 | 0 | 0
NSR Oak Creek 5-8 - SO2 Rate Annual v5.16 | 514 | 7426 | Rate Constraint in lbs/MMBtu | FALSE | L | Annual | Fuel Consumed | TBtu | 0 | 0 | 0 | 0 | 0 | 0 | 0
NSR Oak Creek 5-8 - SO2 Rate Annual v5.16 | 514 | 7426 | Rate Constraint in lbs/MMBtu | FALSE | L | Annual | Rate | lb/MMBtu | 0 | 0 | 0 | 0 | 0 | 0 | 0
NSR Oak Creek 5-8 - SO2 Rate Annual v5.16 | 514 | 7426 | Rate Constraint in lbs/MMBtu | FALSE | L | Annual | Generation | TWh | 0 | 0 | 0 | 0 | 0 | 0 | 0
NSR Oak Creek 5-8 - SO2 Rate Annual v5.16 | 514 | 7426 | Rate Constraint in lbs/MMBtu | FALSE | L | Annual | Qualifying Generation | TWh | 0 | 0 | 0 | 0 | 0 | 0 | 0
NSR Oak Creek 5-8 - SO2 Rate Annual v5.16 | 514 | 7426 | Rate Constraint in lbs/MMBtu | FALSE | L | Annual | Rate | lb/MWh | 0 | 0 | 0 | 0 | 0 | 0 | 0
NSR Oak Creek 5-8 - SO2 Rate Annual v5.16 | 514 | 7426 | Rate Constraint in lbs/MMBtu | FALSE | L | Annual | Constraint Shadow Price | US2019$/Ton | 0 | 0 | 0 | 0 | 0 | 0 | 0
NSR OH Edison - NOX Cap Annual v3.1 | 515 | 7392 | Rate Constraint in MTons | FALSE | L | Annual | Seasons Included | Seasons | Winter, WintShld, Summer | Winter, WintShld, Summer | Winter, WintShld, Summer | Winter, WintShld, Summer | Winter, WintShld, Summer | Winter, WintShld, Summer | Winter, WintShld, Summer
NSR OH Edison - NOX Cap Annual v3.1 | 515 | 7392 | Rate Constraint in MTons | FALSE | L | Annual | Standard NOX | Thousand Tons | 11.86 | 11.86 | 11.86 | 11.86 | 11.86 | 11.86 | 11.86
NSR OH Edison - NOX Cap Annual v3.1 | 515 | 7392 | Rate Constraint in MTons | FALSE | L | Annual | Emissions at Affected Plants NOX | Thousand Tons | 0 | 0 | 0 | 0 | 0 | 0 | 0
NSR OH Edison - NOX Cap Annual v3.1 | 515 | 7392 | Rate Constraint in MTons | FALSE | L | Annual | Allowances Purchased NOX | Thousand Tons | 0 | 0 | 0 | 0 | 0 | 0 | 0
NSR OH Edison - NOX Cap Annual v3.1 | 515 | 7392 | Rate Constraint in MTons | FALSE | L | Annual | Allowances Sold NOX | Thousand Tons | 0 | 0 | 0 | 0 | 0 | 0 | 0
NSR OH Edison - NOX Cap Annual v3.1 | 515 | 7392 | Rate Constraint in MTons | FALSE | L | Annual | Allowances Banked | Thousand Tons | 0 | 0 | 0 | 0 | 0 | 0 | 0
NSR OH Edison - NOX Cap Annual v3.1 | 515 | 7392 | Rate Constraint in MTons | FALSE | L | Annual | Allowances Withdrawn (1:1) | Thousand Tons | 0 | 0 | 0 | 0 | 0 | 0 | 0
NSR OH Edison - NOX Cap Annual v3.1 | 515 | 7392 | Rate Constraint in MTons | FALSE | L | Annual | Allowances Withdrawn (n:1) | Thousand Tons | 0 | 0 | 0 | 0 | 0 | 0 | 0
NSR OH Edison - NOX Cap Annual v3.1 | 515 | 7392 | Rate Constraint in MTons | FALSE | L | Annual | Net Emissions Allowance Position | Thousand Tons | 0 | 0 | 0 | 0 | 0 | 0 | 0
NSR OH Edison - NOX Cap Annual v3.1 | 515 | 7392 | Rate Constraint in MTons | FALSE | L | Annual | Fuel Consumed | TBtu | 0 | 0 | 0 | 0 | 0 | 0 | 0
NSR OH Edison - NOX Cap Annual v3.1 | 515 | 7392 | Rate Constraint in MTons | FALSE | L | Annual | Rate | lb/MMBtu | 0 | 0 | 0 | 0 | 0 | 0 | 0
NSR OH Edison - NOX Cap Annual v3.1 | 515 | 7392 | Rate Constraint in MTons | FALSE | L | Annual | Generation | TWh | 0 | 0 | 0 | 0 | 0 | 0 | 0
NSR OH Edison - NOX Cap Annual v3.1 | 515 | 7392 | Rate Constraint in MTons | FALSE | L | Annual | Qualifying Generation | TWh | 0 | 0 | 0 | 0 | 0 | 0 | 0
NSR OH Edison - NOX Cap Annual v3.1 | 515 | 7392 | Rate Constraint in MTons | FALSE | L | Annual | Rate | lb/MWh | 0 | 0 | 0 | 0 | 0 | 0 | 0
NSR OH Edison - NOX Cap Annual v3.1 | 515 | 7392 | Rate Constraint in MTons | FALSE | L | Annual | Constraint Shadow Price | US2019$/Ton | 0 | 0 | 0 | 0 | 0 | 0 | 0
NSR OH Edison - SO2 Cap Annual v3.1 | 516 | 7393 | Rate Constraint in MTons | FALSE | L | Annual | Seasons Included | Seasons | Winter, WintShld, Summer | Winter, WintShld, Summer | Winter, WintShld, Summer | Winter, WintShld, Summer | Winter, WintShld, Summer | Winter, WintShld, Summer | Winter, WintShld, Summer
NSR OH Edison - SO2 Cap Annual v3.1 | 516 | 7393 | Rate Constraint in MTons | FALSE | L | Annual | Standard SO2 | Thousand Tons | 29.9 | 29.9 | 29.9 | 29.9 | 29.9 | 29.9 | 29.9
NSR OH Edison - SO2 Cap Annual v3.1 | 516 | 7393 | Rate Constraint in MTons | FALSE | L | Annual | Emissions at Affected Plants SO2 | Thousand Tons | 0 | 0 | 0 | 0 | 0 | 0 | 0
NSR OH Edison - SO2 Cap Annual v3.1 | 516 | 7393 | Rate Constraint in MTons | FALSE | L | Annual | Allowances Purchased SO2 | Thousand Tons | 0 | 0 | 0 | 0 | 0 | 0 | 0
NSR OH Edison - SO2 Cap Annual v3.1 | 516 | 7393 | Rate Constraint in MTons | FALSE | L | Annual | Allowances Sold SO2 | Thousand Tons | 0 | 0 | 0 | 0 | 0 | 0 | 0
NSR OH Edison - SO2 Cap Annual v3.1 | 516 | 7393 | Rate Constraint in MTons | FALSE | L | Annual | Allowances Banked | Thousand Tons | 0 | 0 | 0 | 0 | 0 | 0 | 0
NSR OH Edison - SO2 Cap Annual v3.1 | 516 | 7393 | Rate Constraint in MTons | FALSE | L | Annual | Allowances Withdrawn (1:1) | Thousand Tons | 0 | 0 | 0 | 0 | 0 | 0 | 0
NSR OH Edison - SO2 Cap Annual v3.1 | 516 | 7393 | Rate Constraint in MTons | FALSE | L | Annual | Allowances Withdrawn (n:1) | Thousand Tons | 0 | 0 | 0 | 0 | 0 | 0 | 0
NSR OH Edison - SO2 Cap Annual v3.1 | 516 | 7393 | Rate Constraint in MTons | FALSE | L | Annual | Net Emissions Allowance Position | Thousand Tons | 0 | 0 | 0 | 0 | 0 | 0 | 0
NSR OH Edison - SO2 Cap Annual v3.1 | 516 | 7393 | Rate Constraint in MTons | FALSE | L | Annual | Fuel Consumed | TBtu | 0 | 0 | 0 | 0 | 0 | 0 | 0
NSR OH Edison - SO2 Cap Annual v3.1 | 516 | 7393 | Rate Constraint in MTons | FALSE | L | Annual | Rate | lb/MMBtu | 0 | 0 | 0 | 0 | 0 | 0 | 0
NSR OH Edison - SO2 Cap Annual v3.1 | 516 | 7393 | Rate Constraint in MTons | FALSE | L | Annual | Generation | TWh | 0 | 0 | 0 | 0 | 0 | 0 | 0
NSR OH Edison - SO2 Cap Annual v3.1 | 516 | 7393 | Rate Constraint in MTons | FALSE | L | Annual | Qualifying Generation | TWh | 0 | 0 | 0 | 0 | 0 | 0 | 0
NSR OH Edison - SO2 Cap Annual v3.1 | 516 | 7393 | Rate Constraint in MTons | FALSE | L | Annual | Rate | lb/MWh | 0 | 0 | 0 | 0 | 0 | 0 | 0
NSR OH Edison - SO2 Cap Annual v3.1 | 516 | 7393 | Rate Constraint in MTons | FALSE | L | Annual | Constraint Shadow Price | US2019$/Ton | 0 | 0 | 0 | 0 | 0 | 0 | 0
NSR Ottumwa Unit 1 NOX Rate v5.16 | 517 | 7510 | Rate Constraint in lbs/MMBtu | FALSE | L | Annual | Seasons Included | Seasons | Winter, WintShld, Summer | Winter, WintShld, Summer | Winter, WintShld, Summer | Winter, WintShld, Summer | Winter, WintShld, Summer | Winter, WintShld, Summer | Winter, WintShld, Summer
NSR Ottumwa Unit 1 NOX Rate v5.16 | 517 | 7510 | Rate Constraint in lbs/MMBtu | FALSE | L | Annual | Standard NOX | lb/MMBtu | 0.08 | 0.08 | 0.08 | 0.08 | 0.08 | 0.08 | 0.08
NSR Ottumwa Unit 1 NOX Rate v5.16 | 517 | 7510 | Rate Constraint in lbs/MMBtu | FALSE | L | Annual | Emissions at Affected Plants NOX | Thousand Tons | 1.9683 | 2.1273 | 1.6762 | 1.7442 | 1.4777 | 0 | 0
NSR Ottumwa Unit 1 NOX Rate v5.16 | 517 | 7510 | Rate Constraint in lbs/MMBtu | FALSE | L | Annual | Allowances Purchased NOX | Thousand Tons | 0 | 0 | 0 | 0 | 0 | 0 | 0
NSR Ottumwa Unit 1 NOX Rate v5.16 | 517 | 7510 | Rate Constraint in lbs/MMBtu | FALSE | L | Annual | Allowances Sold NOX | Thousand Tons | 0 | 0 | 0 | 0 | 0 | 0 | 0
NSR Ottumwa Unit 1 NOX Rate v5.16 | 517 | 7510 | Rate Constraint in lbs/MMBtu | FALSE | L | Annual | Allowances Banked | Thousand Tons | 0 | 0 | 0 | 0 | 0 | 0 | 0
NSR Ottumwa Unit 1 NOX Rate v5.16 | 517 | 7510 | Rate Constraint in lbs/MMBtu | FALSE | L | Annual | Allowances Withdrawn (1:1) | Thousand Tons | 0 | 0 | 0 | 0 | 0 | 0 | 0
NSR Ottumwa Unit 1 NOX Rate v5.16 | 517 | 7510 | Rate Constraint in lbs/MMBtu | FALSE | L | Annual | Allowances Withdrawn (n:1) | Thousand Tons | 0 | 0 | 0 | 0 | 0 | 0 | 0
NSR Ottumwa Unit 1 NOX Rate v5.16 | 517 | 7510 | Rate Constraint in lbs/MMBtu | FALSE | L | Annual | Net Emissions Allowance Position | Thousand Tons | 1.9683 | 2.1273 | 1.6762 | 1.7442 | 1.4777 | 0 | 0
NSR Ottumwa Unit 1 NOX Rate v5.16 | 517 | 7510 | Rate Constraint in lbs/MMBtu | FALSE | L | Annual | Fuel Consumed | TBtu | 49.2124 | 53.1899 | 41.9111 | 43.61 | 36.9483 | 0 | 0
NSR Ottumwa Unit 1 NOX Rate v5.16 | 517 | 7510 | Rate Constraint in lbs/MMBtu | FALSE | L | Annual | Rate | lb/MMBtu | 0.07999 | 0.07999 | 0.07999 | 0.07999 | 0.07999 | 0 | 0
NSR Ottumwa Unit 1 NOX Rate v5.16 | 517 | 7510 | Rate Constraint in lbs/MMBtu | FALSE | L | Annual | Generation | TWh | 4.7461 | 5.1297 | 4.042 | 4.2058 | 3.5633 | 0 | 0
NSR Ottumwa Unit 1 NOX Rate v5.16 | 517 | 7510 | Rate Constraint in lbs/MMBtu | FALSE | L | Annual | Qualifying Generation | TWh | 4.7461 | 5.1297 | 4.042 | 4.2058 | 3.5633 | 0 | 0
NSR Ottumwa Unit 1 NOX Rate v5.16 | 517 | 7510 | Rate Constraint in lbs/MMBtu | FALSE | L | Annual | Rate | lb/MWh | 0.82942 | 0.82942 | 0.82942 | 0.82942 | 0.82942 | 0 | 0
NSR Ottumwa Unit 1 NOX Rate v5.16 | 517 | 7510 | Rate Constraint in lbs/MMBtu | FALSE | L | Annual | Constraint Shadow Price | US2019$/Ton | 0 | 0 | 0 | 0 | 0 | 0 | 0
NSR Ottumwa Unit 1 SO2 Rate v5.16 | 518 | 7509 | Rate Constraint in lbs/MMBtu | FALSE | L | Annual | Seasons Included | Seasons | Winter, WintShld, Summer | Winter, WintShld, Summer | Winter, WintShld, Summer | Winter, WintShld, Summer | Winter, WintShld, Summer | Winter, WintShld, Summer | Winter, WintShld, Summer
NSR Ottumwa Unit 1 SO2 Rate v5.16 | 518 | 7509 | Rate Constraint in lbs/MMBtu | FALSE | L | Annual | Standard SO2 | lb/MMBtu | 0.075 | 0.075 | 0.075 | 0.075 | 0.075 | 0.075 | 0.075
NSR Ottumwa Unit 1 SO2 Rate v5.16 | 518 | 7509 | Rate Constraint in lbs/MMBtu | FALSE | L | Annual | Emissions at Affected Plants SO2 | Thousand Tons | 1.2852 | 1.3891 | 1.0945 | 1.1389 | 0.96494 | 0 | 0
NSR Ottumwa Unit 1 SO2 Rate v5.16 | 518 | 7509 | Rate Constraint in lbs/MMBtu | FALSE | L | Annual | Allowances Purchased SO2 | Thousand Tons | 0 | 0 | 0 | 0 | 0 | 0 | 0
NSR Ottumwa Unit 1 SO2 Rate v5.16 | 518 | 7509 | Rate Constraint in lbs/MMBtu | FALSE | L | Annual | Allowances Sold SO2 | Thousand Tons | 0 | 0 | 0 | 0 | 0 | 0 | 0
NSR Ottumwa Unit 1 SO2 Rate v5.16 | 518 | 7509 | Rate Constraint in lbs/MMBtu | FALSE | L | Annual | Allowances Banked | Thousand Tons | 0 | 0 | 0 | 0 | 0 | 0 | 0
NSR Ottumwa Unit 1 SO2 Rate v5.16 | 518 | 7509 | Rate Constraint in lbs/MMBtu | FALSE | L | Annual | Allowances Withdrawn (1:1) | Thousand Tons | 0 | 0 | 0 | 0 | 0 | 0 | 0
NSR Ottumwa Unit 1 SO2 Rate v5.16 | 518 | 7509 | Rate Constraint in lbs/MMBtu | FALSE | L | Annual | Allowances Withdrawn (n:1) | Thousand Tons | 0 | 0 | 0 | 0 | 0 | 0 | 0
NSR Ottumwa Unit 1 SO2 Rate v5.16 | 518 | 7509 | Rate Constraint in lbs/MMBtu | FALSE | L | Annual | Net Emissions Allowance Position | Thousand Tons | 1.2852 | 1.3891 | 1.0945 | 1.1389 | 0.96494 | 0 | 0
NSR Ottumwa Unit 1 SO2 Rate v5.16 | 518 | 7509 | Rate Constraint in lbs/MMBtu | FALSE | L | Annual | Fuel Consumed | TBtu | 49.2124 | 53.1899 | 41.9111 | 43.61 | 36.9483 | 0 | 0
NSR Ottumwa Unit 1 SO2 Rate v5.16 | 518 | 7509 | Rate Constraint in lbs/MMBtu | FALSE | L | Annual | Rate | lb/MMBtu | 0.052232 | 0.052232 | 0.052232 | 0.052232 | 0.052232 | 0 | 0
NSR Ottumwa Unit 1 SO2 Rate v5.16 | 518 | 7509 | Rate Constraint in lbs/MMBtu | FALSE | L | Annual | Generation | TWh | 4.7461 | 5.1297 | 4.042 | 4.2058 | 3.5633 | 0 | 0
NSR Ottumwa Unit 1 SO2 Rate v5.16 | 518 | 7509 | Rate Constraint in lbs/MMBtu | FALSE | L | Annual | Qualifying Generation | TWh | 4.7461 | 5.1297 | 4.042 | 4.2058 | 3.5633 | 0 | 0
NSR Ottumwa Unit 1 SO2 Rate v5.16 | 518 | 7509 | Rate Constraint in lbs/MMBtu | FALSE | L | Annual | Rate | lb/MWh | 0.54159 | 0.54159 | 0.54159 | 0.54159 | 0.54159 | 0 | 0
NSR Ottumwa Unit 1 SO2 Rate v5.16 | 518 | 7509 | Rate Constraint in lbs/MMBtu | FALSE | L | Annual | Constraint Shadow Price | US2019$/Ton | 0 | 0 | 0 | 0 | 0 | 0 | 0
NSR Pleasants 1-3 - NOX Rate Annual v5.16 | 519 | 7270 | Rate Constraint in lbs/MMBtu | FALSE | L | Annual | Seasons Included | Seasons | Winter, WintShld, Summer | Winter, WintShld, Summer | Winter, WintShld, Summer | Winter, WintShld, Summer | Winter, WintShld, Summer | Winter, WintShld, Summer | Winter, WintShld, Summer
NSR Pleasants 1-3 - NOX Rate Annual v5.16 | 519 | 7270 | Rate Constraint in lbs/MMBtu | FALSE | L | Annual | Standard NOX | lb/MMBtu | 0.25 | 0.25 | 0.25 | 0.25 | 0.25 | 0.25 | 0.25
NSR Pleasants 1-3 - NOX Rate Annual v5.16 | 519 | 7270 | Rate Constraint in lbs/MMBtu | FALSE | L | Annual | Emissions at Affected Plants NOX | Thousand Tons | 0 | 0 | 0 | 0 | 0 | 0 | 0
NSR Pleasants 1-3 - NOX Rate Annual v5.16 | 519 | 7270 | Rate Constraint in lbs/MMBtu | FALSE | L | Annual | Allowances Purchased NOX | Thousand Tons | 0 | 0 | 0 | 0 | 0 | 0 | 0
NSR Pleasants 1-3 - NOX Rate Annual v5.16 | 519 | 7270 | Rate Constraint in lbs/MMBtu | FALSE | L | Annual | Allowances Sold NOX | Thousand Tons | 0 | 0 | 0 | 0 | 0 | 0 | 0
NSR Pleasants 1-3 - NOX Rate Annual v5.16 | 519 | 7270 | Rate Constraint in lbs/MMBtu | FALSE | L | Annual | Allowances Banked | Thousand Tons | 0 | 0 | 0 | 0 | 0 | 0 | 0
NSR Pleasants 1-3 - NOX Rate Annual v5.16 | 519 | 7270 | Rate Constraint in lbs/MMBtu | FALSE | L | Annual | Allowances Withdrawn (1:1) | Thousand Tons | 0 | 0 | 0 | 0 | 0 | 0 | 0
NSR Pleasants 1-3 - NOX Rate Annual v5.16 | 519 | 7270 | Rate Constraint in lbs/MMBtu | FALSE | L | Annual | Allowances Withdrawn (n:1) | Thousand Tons | 0 | 0 | 0 | 0 | 0 | 0 | 0
NSR Pleasants 1-3 - NOX Rate Annual v5.16 | 519 | 7270 | Rate Constraint in lbs/MMBtu | FALSE | L | Annual | Net Emissions Allowance Position | Thousand Tons | 0 | 0 | 0 | 0 | 0 | 0 | 0
NSR Pleasants 1-3 - NOX Rate Annual v5.16 | 519 | 7270 | Rate Constraint in lbs/MMBtu | FALSE | L | Annual | Fuel Consumed | TBtu | 0 | 0 | 0 | 0 | 0 | 0 | 0
NSR Pleasants 1-3 - NOX Rate Annual v5.16 | 519 | 7270 | Rate Constraint in lbs/MMBtu | FALSE | L | Annual | Rate | lb/MMBtu | 0 | 0 | 0 | 0 | 0 | 0 | 0
NSR Pleasants 1-3 - NOX Rate Annual v5.16 | 519 | 7270 | Rate Constraint in lbs/MMBtu | FALSE | L | Annual | Generation | TWh | 0 | 0 | 0 | 0 | 0 | 0 | 0
NSR Pleasants 1-3 - NOX Rate Annual v5.16 | 519 | 7270 | Rate Constraint in lbs/MMBtu | FALSE | L | Annual | Qualifying Generation | TWh | 0 | 0 | 0 | 0 | 0 | 0 | 0
NSR Pleasants 1-3 - NOX Rate Annual v5.16 | 519 | 7270 | Rate Constraint in lbs/MMBtu | FALSE | L | Annual | Rate | lb/MWh | 0 | 0 | 0 | 0 | 0 | 0 | 0
NSR Pleasants 1-3 - NOX Rate Annual v5.16 | 519 | 7270 | Rate Constraint in lbs/MMBtu | FALSE | L | Annual | Constraint Shadow Price | US2019$/Ton | 0 | 0 | 0 | 0 | 0 | 0 | 0
NSR Pleasants 1-3 - NOX Rate Summer v5.16 | 520 | 7271 | Rate Constraint in lbs/MMBtu | FALSE | L | Annual | Seasons Included | Seasons | Summer | Summer | Summer | Summer | Summer | Summer | Summer
NSR Pleasants 1-3 - NOX Rate Summer v5.16 | 520 | 7271 | Rate Constraint in lbs/MMBtu | FALSE | L | Annual | Standard NOX | lb/MMBtu | 0.2 | 0.2 | 0.2 | 0.2 | 0.2 | 0.2 | 0.2
NSR Pleasants 1-3 - NOX Rate Summer v5.16 | 520 | 7271 | Rate Constraint in lbs/MMBtu | FALSE | L | Annual | Emissions at Affected Plants NOX | Thousand Tons | 0 | 0 | 0 | 0 | 0 | 0 | 0
NSR Pleasants 1-3 - NOX Rate Summer v5.16 | 520 | 7271 | Rate Constraint in lbs/MMBtu | FALSE | L | Annual | Allowances Purchased NOX | Thousand Tons | 0 | 0 | 0 | 0 | 0 | 0 | 0
NSR Pleasants 1-3 - NOX Rate Summer v5.16 | 520 | 7271 | Rate Constraint in lbs/MMBtu | FALSE | L | Annual | Allowances Sold NOX | Thousand Tons | 0 | 0 | 0 | 0 | 0 | 0 | 0
NSR Pleasants 1-3 - NOX Rate Summer v5.16 | 520 | 7271 | Rate Constraint in lbs/MMBtu | FALSE | L | Annual | Allowances Banked | Thousand Tons | 0 | 0 | 0 | 0 | 0 | 0 | 0
NSR Pleasants 1-3 - NOX Rate Summer v5.16 | 520 | 7271 | Rate Constraint in lbs/MMBtu | FALSE | L | Annual | Allowances Withdrawn (1:1) | Thousand Tons | 0 | 0 | 0 | 0 | 0 | 0 | 0
NSR Pleasants 1-3 - NOX Rate Summer v5.16 | 520 | 7271 | Rate Constraint in lbs/MMBtu | FALSE | L | Annual | Allowances Withdrawn (n:1) | Thousand Tons | 0 | 0 | 0 | 0 | 0 | 0 | 0
NSR Pleasants 1-3 - NOX Rate Summer v5.16 | 520 | 7271 | Rate Constraint in lbs/MMBtu | FALSE | L | Annual | Net Emissions Allowance Position | Thousand Tons | 0 | 0 | 0 | 0 | 0 | 0 | 0
NSR Pleasants 1-3 - NOX Rate Summer v5.16 | 520 | 7271 | Rate Constraint in lbs/MMBtu | FALSE | L | Annual | Fuel Consumed | TBtu | 0 | 0 | 0 | 0 | 0 | 0 | 0
NSR Pleasants 1-3 - NOX Rate Summer v5.16 | 520 | 7271 | Rate Constraint in lbs/MMBtu | FALSE | L | Annual | Rate | lb/MMBtu | 0 | 0 | 0 | 0 | 0 | 0 | 0
NSR Pleasants 1-3 - NOX Rate Summer v5.16 | 520 | 7271 | Rate Constraint in lbs/MMBtu | FALSE | L | Annual | Generation | TWh | 0 | 0 | 0 | 0 | 0 | 0 | 0
NSR Pleasants 1-3 - NOX Rate Summer v5.16 | 520 | 7271 | Rate Constraint in lbs/MMBtu | FALSE | L | Annual | Qualifying Generation | TWh | 0 | 0 | 0 | 0 | 0 | 0 | 0
NSR Pleasants 1-3 - NOX Rate Summer v5.16 | 520 | 7271 | Rate Constraint in lbs/MMBtu | FALSE | L | Annual | Rate | lb/MWh | 0 | 0 | 0 | 0 | 0 | 0 | 0
NSR Pleasants 1-3 - NOX Rate Summer v5.16 | 520 | 7271 | Rate Constraint in lbs/MMBtu | FALSE | L | Annual | Constraint Shadow Price | US2019$/Ton | 0 | 0 | 0 | 0 | 0 | 0 | 0
NSR Prairie Creek 1,2 - SO2 Rate v5.16 | 521 | 7506 | Rate Constraint in lbs/MMBtu | FALSE | L | Annual | Seasons Included | Seasons | Winter, WintShld, Summer | Winter, WintShld, Summer | Winter, WintShld, Summer | Winter, WintShld, Summer | Winter, WintShld, Summer | Winter, WintShld, Summer | Winter, WintShld, Summer
NSR Prairie Creek 1,2 - SO2 Rate v5.16 | 521 | 7506 | Rate Constraint in lbs/MMBtu | FALSE | L | Annual | Standard SO2 | lb/MMBtu | 0.9 | 0.9 | 0.9 | 0.9 | 0.9 | 0.9 | 0.9
NSR Prairie Creek 1,2 - SO2 Rate v5.16 | 521 | 7506 | Rate Constraint in lbs/MMBtu | FALSE | L | Annual | Emissions at Affected Plants SO2 | Thousand Tons | 0 | 0 | 0 | 0 | 0 | 0 | 0
NSR Prairie Creek 1,2 - SO2 Rate v5.16 | 521 | 7506 | Rate Constraint in lbs/MMBtu | FALSE | L | Annual | Allowances Purchased SO2 | Thousand Tons | 0 | 0 | 0 | 0 | 0 | 0 | 0
NSR Prairie Creek 1,2 - SO2 Rate v5.16 | 521 | 7506 | Rate Constraint in lbs/MMBtu | FALSE | L | Annual | Allowances Sold SO2 | Thousand Tons | 0 | 0 | 0 | 0 | 0 | 0 | 0
NSR Prairie Creek 1,2 - SO2 Rate v5.16 | 521 | 7506 | Rate Constraint in lbs/MMBtu | FALSE | L | Annual | Allowances Banked | Thousand Tons | 0 | 0 | 0 | 0 | 0 | 0 | 0
NSR Prairie Creek 1,2 - SO2 Rate v5.16 | 521 | 7506 | Rate Constraint in lbs/MMBtu | FALSE | L | Annual | Allowances Withdrawn (1:1) | Thousand Tons | 0 | 0 | 0 | 0 | 0 | 0 | 0
NSR Prairie Creek 1,2 - SO2 Rate v5.16 | 521 | 7506 | Rate Constraint in lbs/MMBtu | FALSE | L | Annual | Allowances Withdrawn (n:1) | Thousand Tons | 0 | 0 | 0 | 0 | 0 | 0 | 0
NSR Prairie Creek 1,2 - SO2 Rate v5.16 | 521 | 7506 | Rate Constraint in lbs/MMBtu | FALSE | L | Annual | Net Emissions Allowance Position | Thousand Tons | 0 | 0 | 0 | 0 | 0 | 0 | 0
NSR Prairie Creek 1,2 - SO2 Rate v5.16 | 521 | 7506 | Rate Constraint in lbs/MMBtu | FALSE | L | Annual | Fuel Consumed | TBtu | 0 | 0 | 0 | 0 | 0 | 0 | 0
NSR Prairie Creek 1,2 - SO2 Rate v5.16 | 521 | 7506 | Rate Constraint in lbs/MMBtu | FALSE | L | Annual | Rate | lb/MMBtu | 0 | 0 | 0 | 0 | 0 | 0 | 0
NSR Prairie Creek 1,2 - SO2 Rate v5.16 | 521 | 7506 | Rate Constraint in lbs/MMBtu | FALSE | L | Annual | Generation | TWh | 0 | 0 | 0 | 0 | 0 | 0 | 0
NSR Prairie Creek 1,2 - SO2 Rate v5.16 | 521 | 7506 | Rate Constraint in lbs/MMBtu | FALSE | L | Annual | Qualifying Generation | TWh | 0 | 0 | 0 | 0 | 0 | 0 | 0
NSR Prairie Creek 1,2 - SO2 Rate v5.16 | 521 | 7506 | Rate Constraint in lbs/MMBtu | FALSE | L | Annual | Rate | lb/MWh | 0 | 0 | 0 | 0 | 0 | 0 | 0
NSR Prairie Creek 1,2 - SO2 Rate v5.16 | 521 | 7506 | Rate Constraint in lbs/MMBtu | FALSE | L | Annual | Constraint Shadow Price | US2019$/Ton | 0 | 0 | 0 | 0 | 0 | 0 | 0
NSR Prairie Creek NOX Cap v5.16 | 522 | 7513 | Rate Constraint in MTons | FALSE | L | Annual | Seasons Included | Seasons | Winter, WintShld, Summer | Winter, WintShld, Summer | Winter, WintShld, Summer | Winter, WintShld, Summer | Winter, WintShld, Summer | Winter, WintShld, Summer | Winter, WintShld, Summer
NSR Prairie Creek NOX Cap v5.16 | 522 | 7513 | Rate Constraint in MTons | FALSE | L | Annual | Standard NOX | Thousand Tons | 1.5 | 1.5 | 1.5 | 1.5 | 1.5 | 1.5 | 1.5
NSR Prairie Creek NOX Cap v5.16 | 522 | 7513 | Rate Constraint in MTons | FALSE | L | Annual | Emissions at Affected Plants NOX | Thousand Tons | 0.35505 | 0.39101 | 0.022219 | 0 | 0 | 0 | 0
NSR Prairie Creek NOX Cap v5.16 | 522 | 7513 | Rate Constraint in MTons | FALSE | L | Annual | Allowances Purchased NOX | Thousand Tons | 0 | 0 | 0 | 0 | 0 | 0 | 0
NSR Prairie Creek NOX Cap v5.16 | 522 | 7513 | Rate Constraint in MTons | FALSE | L | Annual | Allowances Sold NOX | Thousand Tons | 0 | 0 | 0 | 0 | 0 | 0 | 0
NSR Prairie Creek NOX Cap v5.16 | 522 | 7513 | Rate Constraint in MTons | FALSE | L | Annual | Allowances Banked | Thousand Tons | 0 | 0 | 0 | 0 | 0 | 0 | 0
NSR Prairie Creek NOX Cap v5.16 | 522 | 7513 | Rate Constraint in MTons | FALSE | L | Annual | Allowances Withdrawn (1:1) | Thousand Tons | 0 | 0 | 0 | 0 | 0 | 0 | 0
NSR Prairie Creek NOX Cap v5.16 | 522 | 7513 | Rate Constraint in MTons | FALSE | L | Annual | Allowances Withdrawn (n:1) | Thousand Tons | 0 | 0 | 0 | 0 | 0 | 0 | 0
NSR Prairie Creek NOX Cap v5.16 | 522 | 7513 | Rate Constraint in MTons | FALSE | L | Annual | Net Emissions Allowance Position | Thousand Tons | 0.35505 | 0.39101 | 0.022219 | 0 | 0 | 0 | 0
NSR Prairie Creek NOX Cap v5.16 | 522 | 7513 | Rate Constraint in MTons | FALSE | L | Annual | Fuel Consumed | TBtu | 5.9655 | 6.5952 | 0.19928 | 0 | 0 | 0 | 0
NSR Prairie Creek NOX Cap v5.16 | 522 | 7513 | Rate Constraint in MTons | FALSE | L | Annual | Rate | lb/MMBtu | 0.11903 | 0.11857 | 0.22299 | 0 | 0 | 0 | 0
NSR Prairie Creek NOX Cap v5.16 | 522 | 7513 | Rate Constraint in MTons | FALSE | L | Annual | Generation | TWh | 0.56553 | 0.62559 | 0.016407 | 0 | 0 | 0 | 0
NSR Prairie Creek NOX Cap v5.16 | 522 | 7513 | Rate Constraint in MTons | FALSE | L | Annual | Qualifying Generation | TWh | 0.56553 | 0.62559 | 0.016407 | 0 | 0 | 0 | 0
NSR Prairie Creek NOX Cap v5.16 | 522 | 7513 | Rate Constraint in MTons | FALSE | L | Annual | Rate | lb/MWh | 1.2556 | 1.25 | 2.7085 | 0 | 0 | 0 | 0
NSR Prairie Creek NOX Cap v5.16 | 522 | 7513 | Rate Constraint in MTons | FALSE | L | Annual | Constraint Shadow Price | US2019$/Ton | 0 | 0 | 0 | 0 | 0 | 0 | 0
NSR Prairie Creek SO2 Cap v5.16 | 523 | 7505 | Rate Constraint in MTons | FALSE | L | Annual | Seasons Included | Seasons | Winter, WintShld, Summer | Winter, WintShld, Summer | Winter, WintShld, Summer | Winter, WintShld, Summer | Winter, WintShld, Summer | Winter, WintShld, Summer | Winter, WintShld, Summer
NSR Prairie Creek SO2 Cap v5.16 | 523 | 7505 | Rate Constraint in MTons | FALSE | L | Annual | Standard SO2 | Thousand Tons | 0.1 | 0.1 | 0.1 | 0.1 | 0.1 | 0.1 | 0.1
NSR Prairie Creek SO2 Cap v5.16 | 523 | 7505 | Rate Constraint in MTons | FALSE | L | Annual | Emissions at Affected Plants SO2 | Thousand Tons | 0.060323 | 0.058425 | 0.058407 | 0 | 0 | 0 | 0
NSR Prairie Creek SO2 Cap v5.16 | 523 | 7505 | Rate Constraint in MTons | FALSE | L | Annual | Allowances Purchased SO2 | Thousand Tons | 0 | 0 | 0 | 0 | 0 | 0 | 0
NSR Prairie Creek SO2 Cap v5.16 | 523 | 7505 | Rate Constraint in MTons | FALSE | L | Annual | Allowances Sold SO2 | Thousand Tons | 0 | 0 | 0 | 0 | 0 | 0 | 0
NSR Prairie Creek SO2 Cap v5.16 | 523 | 7505 | Rate Constraint in MTons | FALSE | L | Annual | Allowances Banked | Thousand Tons | 0 | 0 | 0 | 0 | 0 | 0 | 0
NSR Prairie Creek SO2 Cap v5.16 | 523 | 7505 | Rate Constraint in MTons | FALSE | L | Annual | Allowances Withdrawn (1:1) | Thousand Tons | 0 | 0 | 0 | 0 | 0 | 0 | 0
NSR Prairie Creek SO2 Cap v5.16 | 523 | 7505 | Rate Constraint in MTons | FALSE | L | Annual | Allowances Withdrawn (n:1) | Thousand Tons | 0 | 0 | 0 | 0 | 0 | 0 | 0
NSR Prairie Creek SO2 Cap v5.16 | 523 | 7505 | Rate Constraint in MTons | FALSE | L | Annual | Net Emissions Allowance Position | Thousand Tons | 0.060323 | 0.058425 | 0.058407 | 0 | 0 | 0 | 0
NSR Prairie Creek SO2 Cap v5.16 | 523 | 7505 | Rate Constraint in MTons | FALSE | L | Annual | Fuel Consumed | TBtu | 5.9655 | 6.5952 | 0.19928 | 0 | 0 | 0 | 0
NSR Prairie Creek SO2 Cap v5.16 | 523 | 7505 | Rate Constraint in MTons | FALSE | L | Annual | Rate | lb/MMBtu | 0.020224 | 0.017717 | 0.58618 | 0 | 0 | 0 | 0
NSR Prairie Creek SO2 Cap v5.16 | 523 | 7505 | Rate Constraint in MTons | FALSE | L | Annual | Generation | TWh | 0.56553 | 0.62559 | 0.016407 | 0 | 0 | 0 | 0
NSR Prairie Creek SO2 Cap v5.16 | 523 | 7505 | Rate Constraint in MTons | FALSE | L | Annual | Qualifying Generation | TWh | 0.56553 | 0.62559 | 0.016407 | 0 | 0 | 0 | 0
NSR Prairie Creek SO2 Cap v5.16 | 523 | 7505 | Rate Constraint in MTons | FALSE | L | Annual | Rate | lb/MWh | 0.21333 | 0.18678 | 7.1197 | 0 | 0 | 0 | 0
NSR Prairie Creek SO2 Cap v5.16 | 523 | 7505 | Rate Constraint in MTons | FALSE | L | Annual | Constraint Shadow Price | US2019$/Ton | 0 | 0 | 0 | 0 | 0 | 0 | 0
NSR Prairie Creek Unit 3 SO2 Rate v5.16 | 524 | 7507 | Rate Constraint in lbs/MMBtu | FALSE | L | Annual | Seasons Included | Seasons | Winter, WintShld, Summer | Winter, WintShld, Summer | Winter, WintShld, Summer | Winter, WintShld, Summer | Winter, WintShld, Summer | Winter, WintShld, Summer | Winter, WintShld, Summer
NSR Prairie Creek Unit 3 SO2 Rate v5.16 | 524 | 7507 | Rate Constraint in lbs/MMBtu | FALSE | L | Annual | Standard SO2 | lb/MMBtu | 0.7 | 0.7 | 0.7 | 0.7 | 0.7 | 0.7 | 0.7
NSR Prairie Creek Unit 3 SO2 Rate v5.16 | 524 | 7507 | Rate Constraint in lbs/MMBtu | FALSE | L | Annual | Emissions at Affected Plants SO2 | Thousand Tons | 0.053751 | 0.05206 | 0.052044 | 0 | 0 | 0 | 0
NSR Prairie Creek Unit 3 SO2 Rate v5.16 | 524 | 7507 | Rate Constraint in lbs/MMBtu | FALSE | L | Annual | Allowances Purchased SO2 | Thousand Tons | 0 | 0 | 0 | 0 | 0 | 0 | 0
NSR Prairie Creek Unit 3 SO2 Rate v5.16 | 524 | 7507 | Rate Constraint in lbs/MMBtu | FALSE | L | Annual | Allowances Sold SO2 | Thousand Tons | 0 | 0 | 0 | 0 | 0 | 0 | 0
NSR Prairie Creek Unit 3 SO2 Rate v5.16 | 524 | 7507 | Rate Constraint in lbs/MMBtu | FALSE | L | Annual | Allowances Banked | Thousand Tons | 0 | 0 | 0 | 0 | 0 | 0 | 0
NSR Prairie Creek Unit 3 SO2 Rate v5.16 | 524 | 7507 | Rate Constraint in lbs/MMBtu | FALSE | L | Annual | Allowances Withdrawn (1:1) | Thousand Tons | 0 | 0 | 0 | 0 | 0 | 0 | 0
NSR Prairie Creek Unit 3 SO2 Rate v5.16 | 524 | 7507 | Rate Constraint in lbs/MMBtu | FALSE | L | Annual | Allowances Withdrawn (n:1) | Thousand Tons | 0 | 0 | 0 | 0 | 0 | 0 | 0
NSR Prairie Creek Unit 3 SO2 Rate v5.16 | 524 | 7507 | Rate Constraint in lbs/MMBtu | FALSE | L | Annual | Net Emissions Allowance Position | Thousand Tons | 0.053751 | 0.05206 | 0.052044 | 0 | 0 | 0 | 0
NSR Prairie Creek Unit 3 SO2 Rate v5.16 | 524 | 7507 | Rate Constraint in lbs/MMBtu | FALSE | L | Annual | Fuel Consumed | TBtu | 0.1834 | 0.17762 | 0.17757 | 0 | 0 | 0 | 0
NSR Prairie Creek Unit 3 SO2 Rate v5.16 | 524 | 7507 | Rate Constraint in lbs/MMBtu | FALSE | L | Annual | Rate | lb/MMBtu | 0.58618 | 0.58618 | 0.58618 | 0 | 0 | 0 | 0
NSR Prairie Creek Unit 3 SO2 Rate v5.16 | 524 | 7507 | Rate Constraint in lbs/MMBtu | FALSE | L | Annual | Generation | TWh | 0.016945 | 0.016412 | 0.016407 | 0 | 0 | 0 | 0
NSR Prairie Creek Unit 3 SO2 Rate v5.16 | 524 | 7507 | Rate Constraint in lbs/MMBtu | FALSE | L | Annual | Qualifying Generation | TWh | 0.015099 | 0.014624 | 0.01462 | 0 | 0 | 0 | 0
NSR Prairie Creek Unit 3 SO2 Rate v5.16 | 524 | 7507 | Rate Constraint in lbs/MMBtu | FALSE | L | Annual | Rate | lb/MWh | 7.1197 | 7.1197 | 7.1197 | 0 | 0 | 0 | 0
NSR Prairie Creek Unit 3 SO2 Rate v5.16 | 524 | 7507 | Rate Constraint in lbs/MMBtu | FALSE | L | Annual | Constraint Shadow Price | US2019$/Ton | 0 | 0 | 0 | 0 | 0 | 0 | 0
NSR Prairie Creek Unit 4 SO2 Rate v5.16 | 525 | 7508 | Rate Constraint in lbs/MMBtu | FALSE | L | Annual | Seasons Included | Seasons | Winter, WintShld, Summer | Winter, WintShld, Summer | Winter, WintShld, Summer | Winter, WintShld, Summer | Winter, WintShld, Summer | Winter, WintShld, Summer | Winter, WintShld, Summer
NSR Prairie Creek Unit 4 SO2 Rate v5.16 | 525 | 7508 | Rate Constraint in lbs/MMBtu | FALSE | L | Annual | Standard SO2 | lb/MMBtu | 0.7 | 0.7 | 0.7 | 0.7 | 0.7 | 0.7 | 0.7
NSR Prairie Creek Unit 4 SO2 Rate v5.16 | 525 | 7508 | Rate Constraint in lbs/MMBtu | FALSE | L | Annual | Emissions at Affected Plants SO2 | Thousand Tons | 0 | 0 | 0 | 0 | 0 | 0 | 0
NSR Prairie Creek Unit 4 SO2 Rate v5.16 | 525 | 7508 | Rate Constraint in lbs/MMBtu | FALSE | L | Annual | Allowances Purchased SO2 | Thousand Tons | 0 | 0 | 0 | 0 | 0 | 0 | 0
NSR Prairie Creek Unit 4 SO2 Rate v5.16 | 525 | 7508 | Rate Constraint in lbs/MMBtu | FALSE | L | Annual | Allowances Sold SO2 | Thousand Tons | 0 | 0 | 0 | 0 | 0 | 0 | 0
NSR Prairie Creek Unit 4 SO2 Rate v5.16 | 525 | 7508 | Rate Constraint in lbs/MMBtu | FALSE | L | Annual | Allowances Banked | Thousand Tons | 0 | 0 | 0 | 0 | 0 | 0 | 0
NSR Prairie Creek Unit 4 SO2 Rate v5.16 | 525 | 7508 | Rate Constraint in lbs/MMBtu | FALSE | L | Annual | Allowances Withdrawn (1:1) | Thousand Tons | 0 | 0 | 0 | 0 | 0 | 0 | 0
NSR Prairie Creek Unit 4 SO2 Rate v5.16 | 525 | 7508 | Rate Constraint in lbs/MMBtu | FALSE | L | Annual | Allowances Withdrawn (n:1) | Thousand Tons | 0 | 0 | 0 | 0 | 0 | 0 | 0
NSR Prairie Creek Unit 4 SO2 Rate v5.16 | 525 | 7508 | Rate Constraint in lbs/MMBtu | FALSE | L | Annual | Net Emissions Allowance Position | Thousand Tons | 0 | 0 | 0 | 0 | 0 | 0 | 0
NSR Prairie Creek Unit 4 SO2 Rate v5.16 | 525 | 7508 | Rate Constraint in lbs/MMBtu | FALSE | L | Annual | Fuel Consumed | TBtu | 1.9554 | 2.1714 | 0 | 0 | 0 | 0 | 0
NSR Prairie Creek Unit 4 SO2 Rate v5.16 | 525 | 7508 | Rate Constraint in lbs/MMBtu | FALSE | L | Annual | Rate | lb/MMBtu | 0 | 0 | 0 | 0 | 0 | 0 | 0
NSR Prairie Creek Unit 4 SO2 Rate v5.16 | 525 | 7508 | Rate Constraint in lbs/MMBtu | FALSE | L | Annual | Generation | TWh | 0.54858 | 0.60918 | 0 | 0 | 0 | 0 | 0
NSR Prairie Creek Unit 4 SO2 Rate v5.16 | 525 | 7508 | Rate Constraint in lbs/MMBtu | FALSE | L | Annual | Qualifying Generation | TWh | 0.18625 | 0.20682 | 0 | 0 | 0 | 0 | 0
NSR Prairie Creek Unit 4 SO2 Rate v5.16 | 525 | 7508 | Rate Constraint in lbs/MMBtu | FALSE | L | Annual | Rate | lb/MWh | 0 | 0 | 0 | 0 | 0 | 0 | 0
NSR Prairie Creek Unit 4 SO2 Rate v5.16 | 525 | 7508 | Rate Constraint in lbs/MMBtu | FALSE | L | Annual | Constraint Shadow Price | US2019$/Ton | 0 | 0 | 0 | 0 | 0 | 0 | 0
NSR Rockport 1 & 2 - SO2 Cap Annual v5.13 | 528 | 7374 | Rate Constraint in MTons | FALSE | L | Annual | Seasons Included | Seasons | Winter, WintShld, Summer | Winter, WintShld, Summer | Winter, WintShld, Summer | Winter, WintShld, Summer | Winter, WintShld, Summer | Winter, WintShld, Summer | Winter, WintShld, Summer
NSR Rockport 1 & 2 - SO2 Cap Annual v5.13 | 528 | 7374 | Rate Constraint in MTons | FALSE | L | Annual | Standard SO2 | Thousand Tons | 10 | 5 | 5 | 5 | 5 | 5 | 5
NSR Rockport 1 & 2 - SO2 Cap Annual v5.13 | 528 | 7374 | Rate Constraint in MTons | FALSE | L | Annual | Emissions at Affected Plants SO2 | Thousand Tons | 0.098934 | 0 | 0 | 0 | 0 | 0 | 0
NSR Rockport 1 & 2 - SO2 Cap Annual v5.13 | 528 | 7374 | Rate Constraint in MTons | FALSE | L | Annual | Allowances Purchased SO2 | Thousand Tons | 0 | 0 | 0 | 0 | 0 | 0 | 0
NSR Rockport 1 & 2 - SO2 Cap Annual v5.13 | 528 | 7374 | Rate Constraint in MTons | FALSE | L | Annual | Allowances Sold SO2 | Thousand Tons | 0 | 0 | 0 | 0 | 0 | 0 | 0
NSR Rockport 1 & 2 - SO2 Cap Annual v5.13 | 528 | 7374 | Rate Constraint in MTons | FALSE | L | Annual | Allowances Banked | Thousand Tons | 0 | 0 | 0 | 0 | 0 | 0 | 0
NSR Rockport 1 & 2 - SO2 Cap Annual v5.13 | 528 | 7374 | Rate Constraint in MTons | FALSE | L | Annual | Allowances Withdrawn (1:1) | Thousand Tons | 0 | 0 | 0 | 0 | 0 | 0 | 0
NSR Rockport 1 & 2 - SO2 Cap Annual v5.13 | 528 | 7374 | Rate Constraint in MTons | FALSE | L | Annual | Allowances Withdrawn (n:1) | Thousand Tons | 0 | 0 | 0 | 0 | 0 | 0 | 0
NSR Rockport 1 & 2 - SO2 Cap Annual v5.13 | 528 | 7374 | Rate Constraint in MTons | FALSE | L | Annual | Net Emissions Allowance Position | Thousand Tons | 0.098934 | 0 | 0 | 0 | 0 | 0 | 0
NSR Rockport 1 & 2 - SO2 Cap Annual v5.13 | 528 | 7374 | Rate Constraint in MTons | FALSE | L | Annual | Fuel Consumed | TBtu | 0.61266 | 0 | 0 | 0 | 0 | 0 | 0
NSR Rockport 1 & 2 - SO2 Cap Annual v5.13 | 528 | 7374 | Rate Constraint in MTons | FALSE | L | Annual | Rate | lb/MMBtu | 0.32297 | 0 | 0 | 0 | 0 | 0 | 0
NSR Rockport 1 & 2 - SO2 Cap Annual v5.13 | 528 | 7374 | Rate Constraint in MTons | FALSE | L | Annual | Generation | TWh | 0.05825 | 0 | 0 | 0 | 0 | 0 | 0
NSR Rockport 1 & 2 - SO2 Cap Annual v5.13 | 528 | 7374 | Rate Constraint in MTons | FALSE | L | Annual | Qualifying Generation | TWh | 0.05825 | 0 | 0 | 0 | 0 | 0 | 0
NSR Rockport 1 & 2 - SO2 Cap Annual v5.13 | 528 | 7374 | Rate Constraint in MTons | FALSE | L | Annual | Rate | lb/MWh | 3.3969 | 0 | 0 | 0 | 0 | 0 | 0
NSR Rockport 1 & 2 - SO2 Cap Annual v5.13 | 528 | 7374 | Rate Constraint in MTons | FALSE | L | Annual | Constraint Shadow Price | US2019$/Ton | 0 | 0 | 0 | 0 | 0 | 0 | 0
NSR Santee Cooper - NOX Cap Annual v3.1 | 529 | 7395 | Rate Constraint in MTons | FALSE | L | Annual | Seasons Included | Seasons | Winter, WintShld, Summer | Winter, WintShld, Summer | Winter, WintShld, Summer | Winter, WintShld, Summer | Winter, WintShld, Summer | Winter, WintShld, Summer | Winter, WintShld, Summer
NSR Santee Cooper - NOX Cap Annual v3.1 | 529 | 7395 | Rate Constraint in MTons | FALSE | L | Annual | Standard NOX | Thousand Tons | 20 | 20 | 20 | 20 | 20 | 20 | 20
NSR Santee Cooper - NOX Cap Annual v3.1 | 529 | 7395 | Rate Constraint in MTons | FALSE | L | Annual | Emissions at Affected Plants NOX | Thousand Tons | 6.5428 | 4.6048 | 5.379 | 5.1827 | 5.1827 | 4.3581 | 4.3583
NSR Santee Cooper - NOX Cap Annual v3.1 | 529 | 7395 | Rate Constraint in MTons | FALSE | L | Annual | Allowances Purchased NOX | Thousand Tons | 0 | 0 | 0 | 0 | 0 | 0 | 0
NSR Santee Cooper - NOX Cap Annual v3.1 | 529 | 7395 | Rate Constraint in MTons | FALSE | L | Annual | Allowances Sold NOX | Thousand Tons | 0 | 0 | 0 | 0 | 0 | 0 | 0
NSR Santee Cooper - NOX Cap Annual v3.1 | 529 | 7395 | Rate Constraint in MTons | FALSE | L | Annual | Allowances Banked | Thousand Tons | 0 | 0 | 0 | 0 | 0 | 0 | 0
NSR Santee Cooper - NOX Cap Annual v3.1 | 529 | 7395 | Rate Constraint in MTons | FALSE | L | Annual | Allowances Withdrawn (1:1) | Thousand Tons | 0 | 0 | 0 | 0 | 0 | 0 | 0
NSR Santee Cooper - NOX Cap Annual v3.1 | 529 | 7395 | Rate Constraint in MTons | FALSE | L | Annual | Allowances Withdrawn (n:1) | Thousand Tons | 0 | 0 | 0 | 0 | 0 | 0 | 0
NSR Santee Cooper - NOX Cap Annual v3.1 | 529 | 7395 | Rate Constraint in MTons | FALSE | L | Annual | Net Emissions Allowance Position | Thousand Tons | 6.5428 | 4.6048 | 5.379 | 5.1827 | 5.1827 | 4.3581 | 4.3583
NSR Santee Cooper - NOX Cap Annual v3.1 | 529 | 7395 | Rate Constraint in MTons | FALSE | L | Annual | Fuel Consumed | TBtu | 174.1466 | 131.8579 | 153.993 | 147.8755 | 147.8755 | 126.1164 | 126.1216
NSR Santee Cooper - NOX Cap Annual v3.1 | 529 | 7395 | Rate Constraint in MTons | FALSE | L | Annual | Rate | lb/MMBtu | 0.075141 | 0.069845 | 0.069861 | 0.070096 | 0.070096 | 0.069113 | 0.069113
NSR Santee Cooper - NOX Cap Annual v3.1 | 529 | 7395 | Rate Constraint in MTons | FALSE | L | Annual | Generation | TWh | 16.8958 | 13.0158 | 15.2012 | 14.5759 | 14.5759 | 12.508 | 12.5085
NSR Santee Cooper - NOX Cap Annual v3.1 | 529 | 7395 | Rate Constraint in MTons | FALSE | L | Annual | Qualifying Generation | TWh | 16.8958 | 13.0158 | 15.2012 | 14.5759 | 14.5759 | 12.508 | 12.5085
NSR Santee Cooper - NOX Cap Annual v3.1 | 529 | 7395 | Rate Constraint in MTons | FALSE | L | Annual | Rate | lb/MWh | 0.77448 | 0.70757 | 0.70771 | 0.71114 | 0.71114 | 0.69686 | 0.69685
NSR Santee Cooper - NOX Cap Annual v3.1 | 529 | 7395 | Rate Constraint in MTons | FALSE | L | Annual | Constraint Shadow Price | US2019$/Ton | 0 | 0 | 0 | 0 | 0 | 0 | 0
NSR Santee Cooper - NOX Rate Annual v3.1 | 530 | 7396 | Rate Constraint in lbs/MMBtu | FALSE | L | Annual | Seasons Included | Seasons | Winter, WintShld, Summer | Winter, WintShld, Summer | Winter, WintShld, Summer | Winter, WintShld, Summer | Winter, WintShld, Summer | Winter, WintShld, Summer | Winter, WintShld, Summer
NSR Santee Cooper - NOX Rate Annual v3.1 | 530 | 7396 | Rate Constraint in lbs/MMBtu | FALSE | L | Annual | Standard NOX | lb/MMBtu | 0.15 | 0.15 | 0.15 | 0.15 | 0.15 | 0.15 | 0.15
NSR Santee Cooper - NOX Rate Annual v3.1 | 530 | 7396 | Rate Constraint in lbs/MMBtu | FALSE | L | Annual | Emissions at Affected Plants NOX | Thousand Tons | 6.5428 | 4.6048 | 5.379 | 5.1827 | 5.1827 | 4.3581 | 4.3583
NSR Santee Cooper - NOX Rate Annual v3.1 | 530 | 7396 | Rate Constraint in lbs/MMBtu | FALSE | L | Annual | Allowances Purchased NOX | Thousand Tons | 0 | 0 | 0 | 0 | 0 | 0 | 0
NSR Santee Cooper - NOX Rate Annual v3.1 | 530 | 7396 | Rate Constraint in lbs/MMBtu | FALSE | L | Annual | Allowances Sold NOX | Thousand Tons | 0 | 0 | 0 | 0 | 0 | 0 | 0
NSR Santee Cooper - NOX Rate Annual v3.1 | 530 | 7396 | Rate Constraint in lbs/MMBtu | FALSE | L | Annual | Allowances Banked | Thousand Tons | 0 | 0 | 0 | 0 | 0 | 0 | 0
NSR Santee Cooper - NOX Rate Annual v3.1 | 530 | 7396 | Rate Constraint in lbs/MMBtu | FALSE | L | Annual | Allowances Withdrawn (1:1) | Thousand Tons | 0 | 0 | 0 | 0 | 0 | 0 | 0
NSR Santee Cooper - NOX Rate Annual v3.1 | 530 | 7396 | Rate Constraint in lbs/MMBtu | FALSE | L | Annual | Allowances Withdrawn (n:1) | Thousand Tons | 0 | 0 | 0 | 0 | 0 | 0 | 0
NSR Santee Cooper - NOX Rate Annual v3.1 | 530 | 7396 | Rate Constraint in lbs/MMBtu | FALSE | L | Annual | Net Emissions Allowance Position | Thousand Tons | 6.5428 | 4.6048 | 5.379 | 5.1827 | 5.1827 | 4.3581 | 4.3583
NSR Santee Cooper - NOX Rate Annual v3.1 | 530 | 7396 | Rate Constraint in lbs/MMBtu | FALSE | L | Annual | Fuel Consumed | TBtu | 174.1466 | 131.8579 | 153.993 | 147.8755 | 147.8755 | 126.1164 | 126.1216
NSR Santee Cooper - NOX Rate Annual v3.1 | 530 | 7396 | Rate Constraint in lbs/MMBtu | FALSE | L | Annual | Rate | lb/MMBtu | 0.075141 | 0.069845 | 0.069861 | 0.070096 | 0.070096 | 0.069113 | 0.069113
NSR Santee Cooper - NOX Rate Annual v3.1 | 530 | 7396 | Rate Constraint in lbs/MMBtu | FALSE | L | Annual | Generation | TWh | 16.8958 | 13.0158 | 15.2012 | 14.5759 | 14.5759 | 12.508 | 12.5085
NSR Santee Cooper - NOX Rate Annual v3.1 | 530 | 7396 | Rate Constraint in lbs/MMBtu | FALSE | L | Annual | Qualifying Generation | TWh | 16.8958 | 13.0158 | 15.2012 | 14.5759 | 14.5759 | 12.508 | 12.5085
NSR Santee Cooper - NOX Rate Annual v3.1 | 530 | 7396 | Rate Constraint in lbs/MMBtu | FALSE | L | Annual | Rate | lb/MWh | 0.77448 | 0.70757 | 0.70771 | 0.71114 | 0.71114 | 0.69686 | 0.69685
NSR Santee Cooper - NOX Rate Annual v3.1 | 530 | 7396 | Rate Constraint in lbs/MMBtu | FALSE | L | Annual | Constraint Shadow Price | US2019$/Ton | 0 | 0 | 0 | 0 | 0 | 0 | 0
NSR Santee Cooper - SO2 Cap Annual v3.1 | 531 | 7397 | Rate Constraint in MTons | FALSE | L | Annual | Seasons Included | Seasons | Winter, WintShld, Summer | Winter, WintShld, Summer | Winter, WintShld, Summer | Winter, WintShld, Summer | Winter, WintShld, Summer | Winter, WintShld, Summer | Winter, WintShld, Summer
NSR Santee Cooper - SO2 Cap Annual v3.1 | 531 | 7397 | Rate Constraint in MTons | FALSE | L | Annual | Standard SO2 | Thousand Tons | 65 | 65 | 65 | 65 | 65 | 65 | 65
NSR Santee Cooper - SO2 Cap Annual v3.1 | 531 | 7397 | Rate Constraint in MTons | FALSE | L | Annual | Emissions at Affected Plants SO2 | Thousand Tons | 12.2899 | 9.2424 | 10.7775 | 9.9257 | 8.8604 | 6.732 | 6.7319
NSR Santee Cooper - SO2 Cap Annual v3.1 | 531 | 7397 | Rate Constraint in MTons | FALSE | L | Annual | Allowances Purchased SO2 | Thousand Tons | 0 | 0 | 0 | 0 | 0 | 0 | 0
NSR Santee Cooper - SO2 Cap Annual v3.1 | 531 | 7397 | Rate Constraint in MTons | FALSE | L | Annual | Allowances Sold SO2 | Thousand Tons | 0 | 0 | 0 | 0 | 0 | 0 | 0
NSR Santee Cooper - SO2 Cap Annual v3.1 | 531 | 7397 | Rate Constraint in MTons | FALSE | L | Annual | Allowances Banked | Thousand Tons | 0 | 0 | 0 | 0 | 0 | 0 | 0
NSR Santee Cooper - SO2 Cap Annual v3.1 | 531 | 7397 | Rate Constraint in MTons | FALSE | L | Annual | Allowances Withdrawn (1:1) | Thousand Tons | 0 | 0 | 0 | 0 | 0 | 0 | 0
NSR Santee Cooper - SO2 Cap Annual v3.1 | 531 | 7397 | Rate Constraint in MTons | FALSE | L | Annual | Allowances Withdrawn (n:1) | Thousand Tons | 0 | 0 | 0 | 0 | 0 | 0 | 0
NSR Santee Cooper - SO2 Cap Annual v3.1 | 531 | 7397 | Rate Constraint in MTons | FALSE | L | Annual | Net Emissions Allowance Position | Thousand Tons | 12.2899 | 9.2424 | 10.7775 | 9.9257 | 8.8604 | 6.732 | 6.7319
NSR Santee Cooper - SO2 Cap Annual v3.1 | 531 | 7397 | Rate Constraint in MTons | FALSE | L | Annual | Fuel Consumed | TBtu | 174.1466 | 131.8579 | 153.993 | 147.8755 | 147.8755 | 126.1164 | 126.1216
NSR Santee Cooper - SO2 Cap Annual v3.1 | 531 | 7397 | Rate Constraint in MTons | FALSE | L | Annual | Rate | lb/MMBtu | 0.14114 | 0.14019 | 0.13997 | 0.13424 | 0.11984 | 0.10676 | 0.10675
NSR Santee Cooper - SO2 Cap Annual v3.1 | 531 | 7397 | Rate Constraint in MTons | FALSE | L | Annual | Generation | TWh | 16.8958 | 13.0158 | 15.2012 | 14.5759 | 14.5759 | 12.508 | 12.5085
NSR Santee Cooper - SO2 Cap Annual v3.1 | 531 | 7397 | Rate Constraint in MTons | FALSE | L | Annual | Qualifying Generation | TWh | 16.8958 | 13.0158 | 15.2012 | 14.5759 | 14.5759 | 12.508 | 12.5085
NSR Santee Cooper - SO2 Cap Annual v3.1 | 531 | 7397 | Rate Constraint in MTons | FALSE | L | Annual | Rate | lb/MWh | 1.4548 | 1.4202 | 1.418 | 1.3619 | 1.2158 | 1.0764 | 1.0764
NSR Santee Cooper - SO2 Cap Annual v3.1 | 531 | 7397 | Rate Constraint in MTons | FALSE | L | Annual | Constraint Shadow Price | US2019$/Ton | 0 | 0 | 0 | 0 | 0 | 0 | 0
NSR Santee Cooper - SO2 Rate Annual v3.1 | 532 | 7398 | Rate Constraint in lbs/MMBtu | FALSE | L | Annual | Seasons Included | Seasons | Winter, WintShld, Summer | Winter, WintShld, Summer | Winter, WintShld, Summer | Winter, WintShld, Summer | Winter, WintShld, Summer | Winter, WintShld, Summer | Winter, WintShld, Summer
NSR Santee Cooper - SO2 Rate Annual v3.1 | 532 | 7398 | Rate Constraint in lbs/MMBtu | FALSE | L | Annual | Standard SO2 | lb/MMBtu | 0.5 | 0.5 | 0.5 | 0.5 | 0.5 | 0.5 | 0.5
NSR Santee Cooper - SO2 Rate Annual v3.1 | 532 | 7398 | Rate Constraint in lbs/MMBtu | FALSE | L | Annual | Emissions at Affected Plants SO2 | Thousand Tons | 12.2899 | 9.2424 | 10.7775 | 9.9257 | 8.8604 | 6.732 | 6.7319
NSR Santee Cooper - SO2 Rate Annual v3.1 | 532 | 7398 | Rate Constraint in lbs/MMBtu | FALSE | L | Annual | Allowances Purchased SO2 | Thousand Tons | 0 | 0 | 0 | 0 | 0 | 0 | 0
NSR Santee Cooper - SO2 Rate Annual v3.1 | 532 | 7398 | Rate Constraint in lbs/MMBtu | FALSE | L | Annual | Allowances Sold SO2 | Thousand Tons | 0 | 0 | 0 | 0 | 0 | 0 | 0
NSR Santee Cooper - SO2 Rate Annual v3.1 | 532 | 7398 | Rate Constraint in lbs/MMBtu | FALSE | L | Annual | Allowances Banked | Thousand Tons | 0 | 0 | 0 | 0 | 0 | 0 | 0
NSR Santee Cooper - SO2 Rate Annual v3.1 | 532 | 7398 | Rate Constraint in lbs/MMBtu | FALSE | L | Annual | Allowances Withdrawn (1:1) | Thousand Tons | 0 | 0 | 0 | 0 | 0 | 0 | 0
NSR Santee Cooper - SO2 Rate Annual v3.1 | 532 | 7398 | Rate Constraint in lbs/MMBtu | FALSE | L | Annual | Allowances Withdrawn (n:1) | Thousand Tons | 0 | 0 | 0 | 0 | 0 | 0 | 0
NSR Santee Cooper - SO2 Rate Annual v3.1 | 532 | 7398 | Rate Constraint in lbs/MMBtu | FALSE | L | Annual | Net Emissions Allowance Position | Thousand Tons | 12.2899 | 9.2424 | 10.7775 | 9.9257 | 8.8604 | 6.732 | 6.7319
NSR Santee Cooper - SO2 Rate Annual v3.1 | 532 | 7398 | Rate Constraint in lbs/MMBtu | FALSE | L | Annual | Fuel Consumed | TBtu | 174.1466 | 131.8579 | 153.993 | 147.8755 | 147.8755 | 126.1164 | 126.1216
NSR Santee Cooper - SO2 Rate Annual v3.1 | 532 | 7398 | Rate Constraint in lbs/MMBtu | FALSE | L | Annual | Rate | lb/MMBtu | 0.14114 | 0.14019 | 0.13997 | 0.13424 | 0.11984 | 0.10676 | 0.10675
NSR Santee Cooper - SO2 Rate Annual v3.1 | 532 | 7398 | Rate Constraint in lbs/MMBtu | FALSE | L | Annual | Generation | TWh | 16.8958 | 13.0158 | 15.2012 | 14.5759 | 14.5759 | 12.508 | 12.5085
NSR Santee Cooper - SO2 Rate Annual v3.1 | 532 | 7398 | Rate Constraint in lbs/MMBtu | FALSE | L | Annual | Qualifying Generation | TWh | 16.8958 | 13.0158 | 15.2012 | 14.5759 | 14.5759 | 12.508 | 12.5085
NSR Santee Cooper - SO2 Rate Annual v3.1 | 532 | 7398 | Rate Constraint in lbs/MMBtu | FALSE | L | Annual | Rate | lb/MWh | 1.4548 | 1.4202 | 1.418 | 1.3619 | 1.2158 | 1.0764 | 1.0764
NSR Santee Cooper - SO2 Rate Annual v3.1 | 532 | 7398 | Rate Constraint in lbs/MMBtu | FALSE | L | Annual | Constraint Shadow Price | US2019$/Ton | 0 | 0 | 0 | 0 | 0 | 0 | 0
NSR Schahfer 17 & 18 - NOX Rate Annual v4.11, Unit 3547 and retrofits | 533 | 7454 | Rate Constraint in lbs/MMBtu | FALSE | L | Annual | Seasons Included | Seasons | Winter, WintShld, Summer | Winter, WintShld, Summer | Winter, WintShld, Summer | Winter, WintShld, Summer | Winter, WintShld, Summer | Winter, WintShld, Summer | Winter, WintShld, Summer
NSR Schahfer 17 & 18 - NOX Rate Annual v4.11, Unit 3547 and retrofits | 533 | 7454 | Rate Constraint in lbs/MMBtu | FALSE | L | Annual | Standard NOX | lb/MMBtu | 0.2 | 0.2 | 0.2 | 0.2 | 0.2 | 0.2 | 0.2
NSR Schahfer 17 & 18 - NOX Rate Annual v4.11, Unit 3547 and retrofits | 533 | 7454 | Rate Constraint in lbs/MMBtu | FALSE | L | Annual | Emissions at Affected Plants NOX | Thousand Tons | 0 | 0 | 0 | 0 | 0 | 0 | 0
NSR Schahfer 17 & 18 - NOX Rate Annual v4.11, Unit 3547 and retrofits | 533 | 7454 | Rate Constraint in lbs/MMBtu | FALSE | L | Annual | Allowances Purchased NOX | Thousand Tons | 0 | 0 | 0 | 0 | 0 | 0 | 0
NSR Schahfer 17 & 18 - NOX Rate Annual v4.11, Unit 3547 and retrofits | 533 | 7454 | Rate Constraint in lbs/MMBtu | FALSE | L | Annual | Allowances Sold NOX | Thousand Tons | 0 | 0 | 0 | 0 | 0 | 0 | 0
NSR Schahfer 17 & 18 - NOX Rate Annual v4.11, Unit 3547 and retrofits | 533 | 7454 | Rate Constraint in lbs/MMBtu | FALSE | L | Annual | Allowances Banked | Thousand Tons | 0 | 0 | 0 | 0 | 0 | 0 | 0
NSR Schahfer 17 & 18 - NOX Rate Annual v4.11, Unit 3547 and retrofits | 533 | 7454 | Rate Constraint in lbs/MMBtu | FALSE | L | Annual | Allowances Withdrawn (1:1) | Thousand Tons | 0 | 0 | 0 | 0 | 0 | 0 | 0
NSR Schahfer 17 & 18 - NOX Rate Annual v4.11, Unit 3547 and retrofits | 533 | 7454 | Rate Constraint in lbs/MMBtu | FALSE | L | Annual | Allowances Withdrawn (n:1) | Thousand Tons | 0 | 0 | 0 | 0 | 0 | 0 | 0
NSR Schahfer 17 & 18 - NOX Rate Annual v4.11, Unit 3547 and retrofits | 533 | 7454 | Rate Constraint in lbs/MMBtu | FALSE | L | Annual | Net Emissions Allowance Position | Thousand Tons | 0 | 0 | 0 | 0 | 0 | 0 | 0
NSR Schahfer 17 & 18 - NOX Rate Annual v4.11, Unit 3547 and retrofits | 533 | 7454 | Rate Constraint in lbs/MMBtu | FALSE | L | Annual | Fuel Consumed | TBtu | 0 | 0 | 0 | 0 | 0 | 0 | 0
NSR Schahfer 17 & 18 - NOX Rate Annual v4.11, Unit 3547 and retrofits | 533 | 7454 | Rate Constraint in lbs/MMBtu | FALSE | L | Annual | Rate | lb/MMBtu | 0 | 0 | 0 | 0 | 0 | 0 | 0
NSR Schahfer 17 & 18 - NOX Rate Annual v4.11, Unit 3547 and retrofits | 533 | 7454 | Rate Constraint in lbs/MMBtu | FALSE | L | Annual | Generation | TWh | 0 | 0 | 0 | 0 | 0 | 0 | 0
NSR Schahfer 17 & 18 - NOX Rate Annual v4.11, Unit 3547 and retrofits | 533 | 7454 | Rate Constraint in lbs/MMBtu | FALSE | L | Annual | Qualifying Generation | TWh | 0 | 0 | 0 | 0 | 0 | 0 | 0
NSR Schahfer 17 & 18 - NOX Rate Annual v4.11, Unit 3547 and retrofits | 533 | 7454 | Rate Constraint in lbs/MMBtu | FALSE | L | Annual | Rate | lb/MWh | 0 | 0 | 0 | 0 | 0 | 0 | 0
NSR Schahfer 17 & 18 - NOX Rate Annual v4.11, Unit 3547 and retrofits | 533 | 7454 | Rate Constraint in lbs/MMBtu | FALSE | L | Annual | Constraint Shadow Price | US2019$/Ton | 0 | 0 | 0 | 0 | 0 | 0 | 0
NSR Schahfer 17 & 18 - NOX Rate Annual v4.11, Unit 3548 and retrofits | 534 | 7454 | Rate Constraint in lbs/MMBtu | FALSE | L | Annual | Seasons Included | Seasons | Winter, WintShld, Summer | Winter, WintShld, Summer | Winter, WintShld, Summer | Winter, WintShld, Summer | Winter, WintShld, Summer | Winter, WintShld, Summer | Winter, WintShld, Summer
NSR Schahfer 17 & 18 - NOX Rate Annual v4.11, Unit 3548 and retrofits | 534 | 7454 | Rate Constraint in lbs/MMBtu | FALSE | L | Annual | Standard NOX | lb/MMBtu | 0.2 | 0.2 | 0.2 | 0.2 | 0.2 | 0.2 | 0.2
NSR Schahfer 17 & 18 - NOX Rate Annual v4.11, Unit 3548 and retrofits | 534 | 7454 | Rate Constraint in lbs/MMBtu | FALSE | L | Annual | Emissions at Affected Plants NOX | Thousand Tons | 0 | 0 | 0 | 0 | 0 | 0 | 0
NSR Schahfer 17 & 18 - NOX Rate Annual v4.11, Unit 3548 and retrofits | 534 | 7454 | Rate Constraint in lbs/MMBtu | FALSE | L | Annual | Allowances Purchased NOX | Thousand Tons | 0 | 0 | 0 | 0 | 0 | 0 | 0
NSR Schahfer 17 & 18 - NOX Rate Annual v4.11, Unit 3548 and retrofits | 534 | 7454 | Rate Constraint in lbs/MMBtu | FALSE | L | Annual | Allowances Sold NOX | Thousand Tons | 0 | 0 | 0 | 0 | 0 | 0 | 0
NSR Schahfer 17 & 18 - NOX Rate Annual v4.11, Unit 3548 and retrofits | 534 | 7454 | Rate Constraint in lbs/MMBtu | FALSE | L | Annual | Allowances Banked | Thousand Tons | 0 | 0 | 0 | 0 | 0 | 0 | 0
NSR Schahfer 17 & 18 - NOX Rate Annual v4.11, Unit 3548 and retrofits | 534 | 7454 | Rate Constraint in lbs/MMBtu | FALSE | L | Annual | Allowances Withdrawn (1:1) | Thousand Tons | 0 | 0 | 0 | 0 | 0 | 0 | 0
NSR Schahfer 17 & 18 - NOX Rate Annual v4.11, Unit 3548 and retrofits | 534 | 7454 | Rate Constraint in lbs/MMBtu | FALSE | L | Annual | Allowances Withdrawn (n:1) | Thousand Tons | 0 | 0 | 0 | 0 | 0 | 0 | 0
NSR Schahfer 17 & 18 - NOX Rate Annual v4.11, Unit 3548 and retrofits | 534 | 7454 | Rate Constraint in lbs/MMBtu | FALSE | L | Annual | Net Emissions Allowance Position | Thousand Tons | 0 | 0 | 0 | 0 | 0 | 0 | 0
NSR Schahfer 17 & 18 - NOX Rate Annual v4.11, Unit 3548 and retrofits | 534 | 7454 | Rate Constraint in lbs/MMBtu | FALSE | L | Annual | Fuel Consumed | TBtu | 0 | 0 | 0 | 0 | 0 | 0 | 0
NSR Schahfer 17 & 18 - NOX Rate Annual v4.11, Unit 3548 and retrofits | 534 | 7454 | Rate Constraint in lbs/MMBtu | FALSE | L | Annual | Rate | lb/MMBtu | 0 | 0 | 0 | 0 | 0 | 0 | 0
NSR Schahfer 17 & 18 - NOX Rate Annual v4.11, Unit 3548 and retrofits | 534 | 7454 | Rate Constraint in lbs/MMBtu | FALSE | L | Annual | Generation | TWh | 0 | 0 | 0 | 0 | 0 | 0 | 0
NSR Schahfer 17 & 18 - NOX Rate Annual v4.11, Unit 3548 and retrofits | 534 | 7454 | Rate Constraint in lbs/MMBtu | FALSE | L | Annual | Qualifying Generation | TWh | 0 | 0 | 0 | 0 | 0 | 0 | 0
NSR Schahfer 17 & 18 - NOX Rate Annual v4.11, Unit 3548 and retrofits | 534 | 7454 | Rate Constraint in lbs/MMBtu | FALSE | L | Annual | Rate | lb/MWh | 0 | 0 | 0 | 0 | 0 | 0 | 0
NSR Schahfer 17 & 18 - NOX Rate Annual v4.11, Unit 3548 and retrofits | 534 | 7454 | Rate Constraint in lbs/MMBtu | FALSE | L | Annual | Constraint Shadow Price | US2019$/Ton | 0 | 0 | 0 | 0 | 0 | 0 | 0
NSR Shawnee 1& 4 - SO2 Rate Annual v4.11 | 535 | 7455 | Rate Constraint in lbs/MMBtu | FALSE | L | Annual | Seasons Included | Seasons | Winter, WintShld, Summer | Winter, WintShld, Summer | Winter, WintShld, Summer | Winter, WintShld, Summer | Winter, WintShld, Summer | Winter, WintShld, Summer | Winter, WintShld, Summer
NSR Shawnee 1& 4 - SO2 Rate Annual v4.11 | 535 | 7455 | Rate Constraint in lbs/MMBtu | FALSE | L | Annual | Standard SO2 | lb/MMBtu | 1.2 | 1.2 | 1.2 | 1.2 | 1.2 | 1.2 | 1.2
NSR Shawnee 1& 4 - SO2 Rate Annual v4.11 | 535 | 7455 | Rate Constraint in lbs/MMBtu | FALSE | L | Annual | Emissions at Affected Plants SO2 | Thousand Tons | 0.71643 | 0.64759 | 0 | 0 | 0 | 0 | 0
NSR Shawnee 1& 4 - SO2 Rate Annual v4.11 | 535 | 7455 | Rate Constraint in lbs/MMBtu | FALSE | L | Annual | Allowances Purchased SO2 | Thousand Tons | 0 | 0 | 0 | 0 | 0 | 0 | 0
NSR Shawnee 1& 4 - SO2 Rate Annual v4.11 | 535 | 7455 | Rate Constraint in lbs/MMBtu | FALSE | L | Annual | Allowances Sold SO2 | Thousand Tons | 0 | 0 | 0 | 0 | 0 | 0 | 0
NSR Shawnee 1& 4 - SO2 Rate Annual v4.11 | 535 | 7455 | Rate Constraint in lbs/MMBtu | FALSE | L | Annual | Allowances Banked | Thousand Tons | 0 | 0 | 0 | 0 | 0 | 0 | 0
NSR Shawnee 1& 4 - SO2 Rate Annual v4.11 | 535 | 7455 | Rate Constraint in lbs/MMBtu | FALSE | L | Annual | Allowances Withdrawn (1:1) | Thousand Tons | 0 | 0 | 0 | 0 | 0 | 0 | 0
NSR Shawnee 1& 4 - SO2 Rate Annual v4.11 | 535 | 7455 | Rate Constraint in lbs/MMBtu | FALSE | L | Annual | Allowances Withdrawn (n:1) | Thousand Tons | 0 | 0 | 0 | 0 | 0 | 0 | 0
NSR Shawnee 1& 4 - SO2 Rate Annual v4.11 | 535 | 7455 | Rate Constraint in lbs/MMBtu | FALSE | L | Annual | Net Emissions Allowance Position | Thousand Tons | 0.71643 | 0.64759 | 0 | 0 | 0 | 0 | 0
NSR Shawnee 1& 4 - SO2 Rate Annual v4.11 | 535 | 7455 | Rate Constraint in lbs/MMBtu | FALSE | L | Annual | Fuel Consumed | TBtu | 18.8063 | 16.9993 | 0 | 0 | 0 | 0 | 0
NSR Shawnee 1& 4 - SO2 Rate Annual v4.11 | 535 | 7455 | Rate Constraint in lbs/MMBtu | FALSE | L | Annual | Rate | lb/MMBtu | 0.07619 | 0.07619 | 0 | 0 | 0 | 0 | 0
NSR Shawnee 1& 4 - SO2 Rate Annual v4.11 | 535 | 7455 | Rate Constraint in lbs/MMBtu | FALSE | L | Annual | Generation | TWh | 1.6855 | 1.5235 | 0 | 0 | 0 | 0 | 0
NSR Shawnee 1& 4 - SO2 Rate Annual v4.11 | 535 | 7455 | Rate Constraint in lbs/MMBtu | FALSE | L | Annual | Qualifying Generation | TWh | 1.6855 | 1.5235 | 0 | 0 | 0 | 0 | 0
NSR Shawnee 1& 4 - SO2 Rate Annual v4.11 | 535 | 7455 | Rate Constraint in lbs/MMBtu | FALSE | L | Annual | Rate | lb/MWh | 0.85013 | 0.85013 | 0 | 0 | 0 | 0 | 0
NSR Shawnee 1& 4 - SO2 Rate Annual v4.11 | 535 | 7455 | Rate Constraint in lbs/MMBtu | FALSE | L | Annual | Constraint Shadow Price | US2019$/Ton | 0 | 0 | 0 | 0 | 0 | 0 | 0
NSR Shawnee 5-10 - SO2 Rate Annual v4.11 | 536 | 7456 | Rate Constraint in lbs/MMBtu | FALSE | L | Annual | Seasons Included | Seasons | Winter, WintShld, Summer | Winter, WintShld, Summer | Winter, WintShld, Summer | Winter, WintShld, Summer | Winter, WintShld, Summer | Winter, WintShld, Summer | Winter, WintShld, Summer
NSR Shawnee 5-10 - SO2 Rate Annual v4.11 | 536 | 7456 | Rate Constraint in lbs/MMBtu | FALSE | L | Annual | Standard SO2 | lb/MMBtu | 1.2 | 1.2 | 1.2 | 1.2 | 1.2 | 1.2 | 1.2
NSR Shawnee 5-10 - SO2 Rate Annual v4.11 | 536 | 7456 | Rate Constraint in lbs/MMBtu | FALSE | L | Annual | Emissions at Affected Plants SO2 | Thousand Tons | 11.1242 | 11.3439 | 0 | 0 | 0 | 0 | 0
NSR Shawnee 5-10 - SO2 Rate Annual v4.11 | 536 | 7456 | Rate Constraint in lbs/MMBtu | FALSE | L | Annual | Allowances Purchased SO2 | Thousand Tons | 0 | 0 | 0 | 0 | 0 | 0 | 0
NSR Shawnee 5-10 - SO2 Rate Annual v4.11 | 536 | 7456 | Rate Constraint in lbs/MMBtu | FALSE | L | Annual | Allowances Sold SO2 | Thousand Tons | 0 | 0 | 0 | 0 | 0 | 0 | 0
NSR Shawnee 5-10 - SO2 Rate Annual v4.11 | 536 | 7456 | Rate Constraint in lbs/MMBtu | FALSE | L | Annual | Allowances Banked | Thousand Tons | 0 | 0 | 0 | 0 | 0 | 0 | 0
NSR Shawnee 5-10 - SO2 Rate Annual v4.11 | 536 | 7456 | Rate Constraint in lbs/MMBtu | FALSE | L | Annual | Allowances Withdrawn (1:1) | Thousand Tons | 0 | 0 | 0 | 0 | 0 | 0 | 0
NSR Shawnee 5-10 - SO2 Rate Annual v4.11 | 536 | 7456 | Rate Constraint in lbs/MMBtu | FALSE | L | Annual | Allowances Withdrawn (n:1) | Thousand Tons | 0 | 0 | 0 | 0 | 0 | 0 | 0
NSR Shawnee 5-10 - SO2 Rate Annual v4.11 | 536 | 7456 | Rate Constraint in lbs/MMBtu | FALSE | L | Annual | Net Emissions Allowance Position | Thousand Tons | 11.1242 | 11.3439 | 0 | 0 | 0 | 0 | 0
NSR Shawnee 5-10 - SO2 Rate Annual v4.11 | 536 | 7456 | Rate Constraint in lbs/MMBtu | FALSE | L | Annual | Fuel Consumed | TBtu | 49.9712 | 50.9581 | 0 | 0 | 0 | 0 | 0
NSR Shawnee 5-10 - SO2 Rate Annual v4.11 | 536 | 7456 | Rate Constraint in lbs/MMBtu | FALSE | L | Annual | Rate | lb/MMBtu | 0.44522 | 0.44522 | 0 | 0 | 0 | 0 | 0
NSR Shawnee 5-10 - SO2 Rate Annual v4.11 | 536 | 7456 | Rate Constraint in lbs/MMBtu | FALSE | L | Annual | Generation | TWh | 4.4633 | 4.5515 | 0 | 0 | 0 | 0 | 0
NSR Shawnee 5-10 - SO2 Rate Annual v4.11 | 536 | 7456 | Rate Constraint in lbs/MMBtu | FALSE | L | Annual | Qualifying Generation | TWh | 4.4633 | 4.5515 | 0 | 0 | 0 | 0 | 0
NSR Shawnee 5-10 - SO2 Rate Annual v4.11 | 536 | 7456 | Rate Constraint in lbs/MMBtu | FALSE | L | Annual | Rate | lb/MWh | 4.9847 | 4.9847 | 0 | 0 | 0 | 0 | 0
NSR Shawnee 5-10 - SO2 Rate Annual v4.11 | 536 | 7456 | Rate Constraint in lbs/MMBtu | FALSE | L | Annual | Constraint Shadow Price | US2019$/Ton | 0 | 0 | 0 | 0 | 0 | 0 | 0
NSR Taconite 1,2 - NOX Rate Annual v5.14 | 537 | 7489 | Rate Constraint in lbs/MMBtu | FALSE | L | Annual | Seasons Included | Seasons | Winter, WintShld, Summer | Winter, WintShld, Summer | Winter, WintShld, Summer | Winter, WintShld, Summer | Winter, WintShld, Summer | Winter, WintShld, Summer | Winter, WintShld, Summer
NSR Taconite 1,2 - NOX Rate Annual v5.14 | 537 | 7489 | Rate Constraint in lbs/MMBtu | FALSE | L | Annual | Standard NOX | lb/MMBtu | 0.16 | 0.16 | 0.16 | 0.16 | 0.16 | 0.16 | 0.16
NSR Taconite 1,2 - NOX Rate Annual v5.14 | 537 | 7489 | Rate Constraint in lbs/MMBtu | FALSE | L | Annual | Emissions at Affected Plants NOX | Thousand Tons | 0 | 0 | 0 | 0 | 0 | 0 | 0
NSR Taconite 1,2 - NOX Rate Annual v5.14 | 537 | 7489 | Rate Constraint in lbs/MMBtu | FALSE | L | Annual | Allowances Purchased NOX | Thousand Tons | 0 | 0 | 0 | 0 | 0 | 0 | 0
NSR Taconite 1,2 - NOX Rate Annual v5.14 | 537 | 7489 | Rate Constraint in lbs/MMBtu | FALSE | L | Annual | Allowances Sold NOX | Thousand Tons | 0 | 0 | 0 | 0 | 0 | 0 | 0
NSR Taconite 1,2 - NOX Rate Annual v5.14 | 537 | 7489 | Rate Constraint in lbs/MMBtu | FALSE | L | Annual | Allowances Banked | Thousand Tons | 0 | 0 | 0 | 0 | 0 | 0 | 0
NSR Taconite 1,2 - NOX Rate Annual v5.14 | 537 | 7489 | Rate Constraint in lbs/MMBtu | FALSE | L | Annual | Allowances Withdrawn (1:1) | Thousand Tons | 0 | 0 | 0 | 0 | 0 | 0 | 0
NSR Taconite 1,2 - NOX Rate Annual v5.14 | 537 | 7489 | Rate Constraint in lbs/MMBtu | FALSE | L | Annual | Allowances Withdrawn (n:1) | Thousand Tons | 0 | 0 | 0 | 0 | 0 | 0 | 0
NSR Taconite 1,2 - NOX Rate Annual v5.14 | 537 | 7489 | Rate Constraint in lbs/MMBtu | FALSE | L | Annual | Net Emissions Allowance Position | Thousand Tons | 0 | 0 | 0 | 0 | 0 | 0 | 0
NSR Taconite 1,2 - NOX Rate Annual v5.14 | 537 | 7489 | Rate Constraint in lbs/MMBtu | FALSE | L | Annual | Fuel Consumed | TBtu | 0 | 0 | 0 | 0 | 0 | 0 | 0
NSR Taconite 1,2 - NOX Rate Annual v5.14 | 537 | 7489 | Rate Constraint in lbs/MMBtu | FALSE | L | Annual | Rate | lb/MMBtu | 0 | 0 | 0 | 0 | 0 | 0 | 0
NSR Taconite 1,2 - NOX Rate Annual v5.14 | 537 | 7489 | Rate Constraint in lbs/MMBtu | FALSE | L | Annual | Generation | TWh | 0 | 0 | 0 | 0 | 0 | 0 | 0
NSR Taconite 1,2 - NOX Rate Annual v5.14 | 537 | 7489 | Rate Constraint in lbs/MMBtu | FALSE | L | Annual | Qualifying Generation | TWh | 0 | 0 | 0 | 0 | 0 | 0 | 0
NSR Taconite 1,2 - NOX Rate Annual v5.14 | 537 | 7489 | Rate Constraint in lbs/MMBtu | FALSE | L | Annual | Rate | lb/MWh | 0 | 0 | 0 | 0 | 0 | 0 | 0
NSR Taconite 1,2 - NOX Rate Annual v5.14 | 537 | 7489 | Rate Constraint in lbs/MMBtu | FALSE | L | Annual | Constraint Shadow Price | US2019$/Ton | 0 | 0 | 0 | 0 | 0 | 0 | 0
NSR Taconite 1,2 - SO2 Rate Annual v5.14 | 538 | 7488 | Rate Constraint in lbs/MMBtu | FALSE | L | Annual | Seasons Included | Seasons | Winter, WintShld, Summer | Winter, WintShld, Summer | Winter, WintShld, Summer | Winter, WintShld, Summer | Winter, WintShld, Summer | Winter, WintShld, Summer | Winter, WintShld, Summer
NSR Taconite 1,2 - SO2 Rate Annual v5.14 | 538 | 7488 | Rate Constraint in lbs/MMBtu | FALSE | L | Annual | Standard SO2 | lb/MMBtu | 0.3 | 0.3 | 0.3 | 0.3 | 0.3 | 0.3 | 0.3
NSR Taconite 1,2 - SO2 Rate Annual v5.14 | 538 | 7488 | Rate Constraint in lbs/MMBtu | FALSE | L | Annual | Emissions at Affected Plants SO2 | Thousand Tons | 0 | 0 | 0 | 0 | 0 | 0 | 0
NSR Taconite 1,2 - SO2 Rate Annual v5.14 | 538 | 7488 | Rate Constraint in lbs/MMBtu | FALSE | L | Annual | Allowances Purchased SO2 | Thousand Tons | 0 | 0 | 0 | 0 | 0 | 0 | 0
NSR Taconite 1,2 - SO2 Rate Annual v5.14 | 538 | 7488 | Rate Constraint in lbs/MMBtu | FALSE | L | Annual | Allowances Sold SO2 | Thousand Tons | 0 | 0 | 0 | 0 | 0 | 0 | 0
NSR Taconite 1,2 - SO2 Rate Annual v5.14 | 538 | 7488 | Rate Constraint in lbs/MMBtu | FALSE | L | Annual | Allowances Banked | Thousand Tons | 0 | 0 | 0 | 0 | 0 | 0 | 0
NSR Taconite 1,2 - SO2 Rate Annual v5.14 | 538 | 7488 | Rate Constraint in lbs/MMBtu | FALSE | L | Annual | Allowances Withdrawn (1:1) | Thousand Tons | 0 | 0 | 0 | 0 | 0 | 0 | 0
NSR Taconite 1,2 - SO2 Rate Annual v5.14 | 538 | 7488 | Rate Constraint in lbs/MMBtu | FALSE | L | Annual | Allowances Withdrawn (n:1) | Thousand Tons | 0 | 0 | 0 | 0 | 0 | 0 | 0
NSR Taconite 1,2 - SO2 Rate Annual v5.14 | 538 | 7488 | Rate Constraint in lbs/MMBtu | FALSE | L | Annual | Net Emissions Allowance Position | Thousand Tons | 0 | 0 | 0 | 0 | 0 | 0 | 0
NSR Taconite 1,2 - SO2 Rate Annual v5.14 | 538 | 7488 | Rate Constraint in lbs/MMBtu | FALSE | L | Annual | Fuel Consumed | TBtu | 0 | 0 | 0 | 0 | 0 | 0 | 0
NSR Taconite 1,2 - SO2 Rate Annual v5.14 | 538 | 7488 | Rate Constraint in lbs/MMBtu | FALSE | L | Annual | Rate | lb/MMBtu | 0 | 0 | 0 | 0 | 0 | 0 | 0
NSR Taconite 1,2 - SO2 Rate Annual v5.14 | 538 | 7488 | Rate Constraint in lbs/MMBtu | FALSE | L | Annual | Generation | TWh | 0 | 0 | 0 | 0 | 0 | 0 | 0
NSR Taconite 1,2 - SO2 Rate Annual v5.14 | 538 | 7488 | Rate Constraint in lbs/MMBtu | FALSE | L | Annual | Qualifying Generation | TWh | 0 | 0 | 0 | 0 | 0 | 0 | 0
NSR Taconite 1,2 - SO2 Rate Annual v5.14 | 538 | 7488 | Rate Constraint in lbs/MMBtu | FALSE | L | Annual | Rate | lb/MWh | 0 | 0 | 0 | 0 | 0 | 0 | 0
NSR Taconite 1,2 - SO2 Rate Annual v5.14 | 538 | 7488 | Rate Constraint in lbs/MMBtu | FALSE | L | Annual | Constraint Shadow Price | US2019$/Ton | 0 | 0 | 0 | 0 | 0 | 0 | 0
NSR Tucson Electric - SO2 Cap Annual v4.0 | 539 | 7276 | Rate Constraint in MTons | FALSE | L | Annual | Seasons Included | Seasons | Winter, WintShld, Summer | Winter, WintShld, Summer | Winter, WintShld, Summer | Winter, WintShld, Summer | Winter, WintShld, Summer | Winter, WintShld, Summer | Winter, WintShld, Summer
NSR Tucson Electric - SO2 Cap Annual v4.0 | 539 | 7276 | Rate Constraint in MTons | FALSE | L | Annual | Standard SO2 | Thousand Tons | 10.66 | 10.66 | 10.66 | 10.66 | 10.66 | 10.66 | 10.66
NSR Tucson Electric - SO2 Cap Annual v4.0 | 539 | 7276 | Rate Constraint in MTons | FALSE | L | Annual | Emissions at Affected Plants SO2 | Thousand Tons | 1.9965 | 1.9407 | 4.3778 | 4.3532 | 6.1515 | 2.0268 | 4.3773
NSR Tucson Electric - SO2 Cap Annual v4.0 | 539 | 7276 | Rate Constraint in MTons | FALSE | L | Annual | Allowances Purchased SO2 | Thousand Tons | 0 | 0 | 0 | 0 | 0 | 0 | 0
NSR Tucson Electric - SO2 Cap Annual v4.0 | 539 | 7276 | Rate Constraint in MTons | FALSE | L | Annual | Allowances Sold SO2 | Thousand Tons | 0 | 0 | 0 | 0 | 0 | 0 | 0
NSR Tucson Electric - SO2 Cap Annual v4.0 | 539 | 7276 | Rate Constraint in MTons | FALSE | L | Annual | Allowances Banked | Thousand Tons | 0 | 0 | 0 | 0 | 0 | 0 | 0
NSR Tucson Electric - SO2 Cap Annual v4.0 | 539 | 7276 | Rate Constraint in MTons | FALSE | L | Annual | Allowances Withdrawn (1:1) | Thousand Tons | 0 | 0 | 0 | 0 | 0 | 0 | 0
NSR Tucson Electric - SO2 Cap Annual v4.0 | 539 | 7276 | Rate Constraint in MTons | FALSE | L | Annual | Allowances Withdrawn (n:1) | Thousand Tons | 0 | 0 | 0 | 0 | 0 | 0 | 0
NSR Tucson Electric - SO2 Cap Annual v4.0 | 539 | 7276 | Rate Constraint in MTons | FALSE | L | Annual | Net Emissions Allowance Position | Thousand Tons | 1.9965 | 1.9407 | 4.3778 | 4.3532 | 6.1515 | 2.0268 | 4.3773
NSR Tucson Electric - SO2 Cap Annual v4.0 | 539 | 7276 | Rate Constraint in MTons | FALSE | L | Annual | Fuel Consumed | TBtu | 20.7835 | 14.7438 | 30.1036 | 29.9345 | 42.3004 | 13.9374 | 30.1001
NSR Tucson Electric - SO2 Cap Annual v4.0 | 539 | 7276 | Rate Constraint in MTons | FALSE | L | Annual | Rate | lb/MMBtu | 0.19213 | 0.26326 | 0.29085 | 0.29085 | 0.29085 | 0.29085 | 0.29085
NSR Tucson Electric - SO2 Cap Annual v4.0 | 539 | 7276 | Rate Constraint in MTons | FALSE | L | Annual | Generation | TWh | 2.0281 | 1.4387 | 2.944 | 2.9275 | 4.1368 | 1.363 | 2.9437
NSR Tucson Electric - SO2 Cap Annual v4.0 | 539 | 7276 | Rate Constraint in MTons | FALSE | L | Annual | Qualifying Generation | TWh | 2.0281 | 1.4387 | 2.944 | 2.9275 | 4.1368 | 1.363 | 2.9437
NSR Tucson Electric - SO2 Cap Annual v4.0 | 539 | 7276 | Rate Constraint in MTons | FALSE | L | Annual | Rate | lb/MWh | 1.9688 | 2.6979 | 2.974 | 2.974 | 2.974 | 2.974 | 2.974
NSR Tucson Electric - SO2 Cap Annual v4.0 | 539 | 7276 | Rate Constraint in MTons | FALSE | L | Annual | Constraint Shadow Price | US2019$/Ton | 0 | 0 | 0 | 0 | 0 | 0 | 0
NSR Tucson Electric NOx Cap Annual - v4.0 | 540 | 7277 | Rate Constraint in MTons | FALSE | L | Annual | Seasons Included | Seasons | Winter, WintShld, Summer | Winter, WintShld, Summer | Winter, WintShld, Summer | Winter, WintShld, Summer | Winter, WintShld, Summer | Winter, WintShld, Summer | Winter, WintShld, Summer
NSR Tucson Electric NOx Cap Annual - v4.0 | 540 | 7277 | Rate Constraint in MTons | FALSE | L | Annual | Standard NOX | Thousand Tons | 8.94 | 8.94 | 8.94 | 8.94 | 8.94 | 8.94 | 8.94
NSR Tucson Electric NOx Cap Annual - v4.0 | 540 | 7277 | Rate Constraint in MTons | FALSE | L | Annual | Emissions at Affected Plants NOX | Thousand Tons | 1.035 | 0.73846 | 1.1495 | 1.143 | 1.6152 | 0.53219 | 1.1494
NSR Tucson Electric NOx Cap Annual - v4.0 | 540 | 7277 | Rate Constraint in MTons | FALSE | L | Annual | Allowances Purchased NOX | Thousand Tons | 0 | 0 | 0 | 0 | 0 | 0 | 0
NSR Tucson Electric NOx Cap Annual - v4.0 | 540 | 7277 | Rate Constraint in MTons | FALSE | L | Annual | Allowances Sold NOX | Thousand Tons | 0 | 0 | 0 | 0 | 0 | 0 | 0
NSR Tucson Electric NOx Cap Annual - v4.0 | 540 | 7277 | Rate Constraint in MTons | FALSE | L | Annual | Allowances Banked | Thousand Tons | 0 | 0 | 0 | 0 | 0 | 0 | 0
NSR Tucson Electric NOx Cap Annual - v4.0 | 540 | 7277 | Rate Constraint in MTons | FALSE | L | Annual | Allowances Withdrawn (1:1) | Thousand Tons | 0 | 0 | 0 | 0 | 0 | 0 | 0
NSR Tucson Electric NOx Cap Annual - v4.0 | 540 | 7277 | Rate Constraint in MTons | FALSE | L | Annual | Allowances Withdrawn (n:1) | Thousand Tons | 0 | 0 | 0 | 0 | 0 | 0 | 0
NSR Tucson Electric NOx Cap Annual - v4.0 | 540 | 7277 | Rate Constraint in MTons | FALSE | L | Annual | Net Emissions Allowance Position | Thousand Tons | 1.035 | 0.73846 | 1.1495 | 1.143 | 1.6152 | 0.53219 | 1.1494
NSR Tucson Electric NOx Cap Annual - v4.0 | 540 | 7277 | Rate Constraint in MTons | FALSE | L | Annual | Fuel Consumed | TBtu | 20.7835 | 14.7438 | 30.1036 | 29.9345 | 42.3004 | 13.9374 | 30.1001
NSR Tucson Electric NOx Cap Annual - v4.0 | 540 | 7277 | Rate Constraint in MTons | FALSE | L | Annual | Rate | lb/MMBtu | 0.099602 | 0.10017 | 0.076369 | 0.076369 | 0.076369 | 0.076369 | 0.076369
NSR Tucson Electric NOx Cap Annual - v4.0 | 540 | 7277 | Rate Constraint in MTons | FALSE | L | Annual | Generation | TWh | 2.0281 | 1.4387 | 2.944 | 2.9275 | 4.1368 | 1.363 | 2.9437
NSR Tucson Electric NOx Cap Annual - v4.0 | 540 | 7277 | Rate Constraint in MTons | FALSE | L | Annual | Qualifying Generation | TWh | 2.0281 | 1.4387 | 2.944 | 2.9275 | 4.1368 | 1.363 | 2.9437
NSR Tucson Electric NOx Cap Annual - v4.0 | 540 | 7277 | Rate Constraint in MTons | FALSE | L | Annual | Rate | lb/MWh | 1.0207 | 1.0266 | 0.78091 | 0.78091 | 0.78091 | 0.78091 | 0.78091
NSR Tucson Electric NOx Cap Annual - v4.0 | 540 | 7277 | Rate Constraint in MTons | FALSE | L | Annual | Constraint Shadow Price | US2019$/Ton | 0 | 0 | 0 | 0 | 0 | 0 | 0
NSR TVA System - NOX Cap Annual v4.11 | 541 | 7400 | Rate Constraint in MTons | FALSE | L | Annual | Seasons Included | Seasons | Winter, WintShld, Summer | Winter, WintShld, Summer | Winter, WintShld, Summer | Winter, WintShld, Summer | Winter, WintShld, Summer | Winter, WintShld, Summer | Winter, WintShld, Summer
NSR TVA System - NOX Cap Annual v4.11 | 541 | 7400 | Rate Constraint in MTons | FALSE | L | Annual | Standard NOX | Thousand Tons | 52 | 52 | 52 | 52 | 52 | 52 | 52
NSR TVA System - NOX Cap Annual v4.11 | 541 | 7400 | Rate Constraint in MTons | FALSE | L | Annual | Emissions at Affected Plants NOX | Thousand Tons | 10.5725 | 9.3289 | 0 | 0 | 0 | 0 | 0
NSR TVA System - NOX Cap Annual v4.11 | 541 | 7400 | Rate Constraint in MTons | FALSE | L | Annual | Allowances Purchased NOX | Thousand Tons | 0 | 0 | 0 | 0 | 0 | 0 | 0
NSR TVA System - NOX Cap Annual v4.11 | 541 | 7400 | Rate Constraint in MTons | FALSE | L | Annual | Allowances Sold NOX | Thousand Tons | 0 | 0 | 0 | 0 | 0 | 0 | 0
NSR TVA System - NOX Cap Annual v4.11 | 541 | 7400 | Rate Constraint in MTons | FALSE | L | Annual | Allowances Banked | Thousand Tons | 0 | 0 | 0 | 0 | 0 | 0 | 0
NSR TVA System - NOX Cap Annual v4.11 | 541 | 7400 | Rate Constraint in MTons | FALSE | L | Annual | Allowances Withdrawn (1:1) | Thousand Tons | 0 | 0 | 0 | 0 | 0 | 0 | 0
NSR TVA System - NOX Cap Annual v4.11 | 541 | 7400 | Rate Constraint in MTons | FALSE | L | Annual | Allowances Withdrawn (n:1) | Thousand Tons | 0 | 0 | 0 | 0 | 0 | 0 | 0
NSR TVA System - NOX Cap Annual v4.11 | 541 | 7400 | Rate Constraint in MTons | FALSE | L | Annual | Net Emissions Allowance Position | Thousand Tons | 10.5725 | 9.3289 | 0 | 0 | 0 | 0 | 0
NSR TVA System - NOX Cap Annual v4.11 | 541 | 7400 | Rate Constraint in MTons | FALSE | L | Annual | Fuel Consumed | TBtu | 141.5303 | 115.5199 | 0 | 0 | 0 | 0 | 0
NSR TVA System - NOX Cap Annual v4.11 | 541 | 7400 | Rate Constraint in MTons | FALSE | L | Annual | Rate | lb/MMBtu | 0.1494 | 0.16151 | 0 | 0 | 0 | 0 | 0
NSR TVA System - NOX Cap Annual v4.11 | 541 | 7400 | Rate Constraint in MTons | FALSE | L | Annual | Generation | TWh | 13.0775 | 10.3525 | 0 | 0 | 0 | 0 | 0
NSR TVA System - NOX Cap Annual v4.11 | 541 | 7400 | Rate Constraint in MTons | FALSE | L | Annual | Qualifying Generation | TWh | 13.0775 | 10.3525 | 0 | 0 | 0 | 0 | 0
NSR TVA System - NOX Cap Annual v4.11 | 541 | 7400 | Rate Constraint in MTons | FALSE | L | Annual | Rate | lb/MWh | 1.6169 | 1.8023 | 0 | 0 | 0 | 0 | 0
NSR TVA System - NOX Cap Annual v4.11 | 541 | 7400 | Rate Constraint in MTons | FALSE | L | Annual | Constraint Shadow Price | US2019$/Ton | 0 | 0 | 0 | 0 | 0 | 0 | 0
NSR TVA System - SO2 Cap Annual v4.11 | 542 | 7399 | Rate Constraint in MTons | FALSE | L | Annual | Seasons Included | Seasons | Winter, WintShld, Summer | Winter, WintShld, Summer | Winter, WintShld, Summer | Winter, WintShld, Summer | Winter, WintShld, Summer | Winter, WintShld, Summer | Winter, WintShld, Summer
NSR TVA System - SO2 Cap Annual v4.11 | 542 | 7399 | Rate Constraint in MTons | FALSE | L | Annual | Standard SO2 | Thousand Tons | 100 | 100 | 100 | 100 | 100 | 100 | 100
NSR TVA System - SO2 Cap Annual v4.11 | 542 | 7399 | Rate Constraint in MTons | FALSE | L | Annual | Emissions at Affected Plants SO2 | Thousand Tons | 17.9618 | 16.402 | 0 | 0 | 0 | 0 | 0
NSR TVA System - SO2 Cap Annual v4.11 | 542 | 7399 | Rate Constraint in MTons | FALSE | L | Annual | Allowances Purchased SO2 | Thousand Tons | 0 | 0 | 0 | 0 | 0 | 0 | 0
NSR TVA System - SO2 Cap Annual v4.11 | 542 | 7399 | Rate Constraint in MTons | FALSE | L | Annual | Allowances Sold SO2 | Thousand Tons | 0 | 0 | 0 | 0 | 0 | 0 | 0
NSR TVA System - SO2 Cap Annual v4.11 | 542 | 7399 | Rate Constraint in MTons | FALSE | L | Annual | Allowances Banked | Thousand Tons | 0 | 0 | 0 | 0 | 0 | 0 | 0
NSR TVA System - SO2 Cap Annual v4.11 | 542 | 7399 | Rate Constraint in MTons | FALSE | L | Annual | Allowances Withdrawn (1:1) | Thousand Tons | 0 | 0 | 0 | 0 | 0 | 0 | 0
NSR TVA System - SO2 Cap Annual v4.11 | 542 | 7399 | Rate Constraint in MTons | FALSE | L | Annual | Allowances Withdrawn (n:1) | Thousand Tons | 0 | 0 | 0 | 0 | 0 | 0 | 0
NSR TVA System - SO2 Cap Annual v4.11 | 542 | 7399 | Rate Constraint in MTons | FALSE | L | Annual | Net Emissions Allowance Position | Thousand Tons | 17.9618 | 16.402 | 0 | 0 | 0 | 0 | 0
NSR TVA System - SO2 Cap Annual v4.11 | 542 | 7399 | Rate Constraint in MTons | FALSE | L | Annual | Fuel Consumed | TBtu | 141.5303 | 115.5199 | 0 | 0 | 0 | 0 | 0
NSR TVA System - SO2 Cap Annual v4.11 | 542 | 7399 | Rate Constraint in MTons | FALSE | L | Annual | Rate | lb/MMBtu | 0.25382 | 0.28397 | 0 | 0 | 0 | 0 | 0
NSR TVA System - SO2 Cap Annual v4.11 | 542 | 7399 | Rate Constraint in MTons | FALSE | L | Annual | Generation | TWh | 13.0775 | 10.3525 | 0 | 0 | 0 | 0 | 0
NSR TVA System - SO2 Cap Annual v4.11 | 542 | 7399 | Rate Constraint in MTons | FALSE | L | Annual | Qualifying Generation | TWh | 13.0775 | 10.3525 | 0 | 0 | 0 | 0 | 0
NSR TVA System - SO2 Cap Annual v4.11 | 542 | 7399 | Rate Constraint in MTons | FALSE | L | Annual | Rate | lb/MWh | 2.747 | 3.1687 | 0 | 0 | 0 | 0 | 0
NSR TVA System - SO2 Cap Annual v4.11 | 542 | 7399 | Rate Constraint in MTons | FALSE | L | Annual | Constraint Shadow Price | US2019$/Ton | 0 | 0 | 0 | 0 | 0 | 0 | 0
NSR Valley 1-4 - NOX Rate Annual v5.16 | 543 | 7429 | Rate Constraint in lbs/MMBtu | FALSE | L | Annual | Seasons Included | Seasons | Winter, WintShld, Summer | Winter, WintShld, Summer | Winter, WintShld, Summer | Winter, WintShld, Summer | Winter, WintShld, Summer | Winter, WintShld, Summer | Winter, WintShld, Summer
NSR Valley 1-4 - NOX Rate Annual v5.16 | 543 | 7429 | Rate Constraint in lbs/MMBtu | FALSE | L | Annual | Standard NOX | lb/MMBtu | 0.08 | 0.08 | 0.08 | 0.08 | 0.08 | 0.08 | 0.08
NSR Valley 1-4 - NOX Rate Annual v5.16 | 543 | 7429 | Rate Constraint in lbs/MMBtu | FALSE | L | Annual | Emissions at Affected Plants NOX | Thousand Tons | 0.14886 | 0.20367 | 0.20367 | 0.15221 | 0.15221 | 0.15057 | 0.14506
NSR Valley 1-4 - NOX Rate Annual v5.16 | 543 | 7429 | Rate Constraint in lbs/MMBtu | FALSE | L | Annual | Allowances Purchased NOX | Thousand Tons | 0 | 0 | 0 | 0 | 0 | 0 | 0
NSR Valley 1-4 - NOX Rate Annual v5.16 | 543 | 7429 | Rate Constraint in lbs/MMBtu | FALSE | L | Annual | Allowances Sold NOX | Thousand Tons | 0 | 0 | 0 | 0 | 0 | 0 | 0
NSR Valley 1-4 - NOX Rate Annual v5.16 | 543 | 7429 | Rate Constraint in lbs/MMBtu | FALSE | L | Annual | Allowances Banked | Thousand Tons | 0 | 0 | 0 | 0 | 0 | 0 | 0
NSR Valley 1-4 - NOX Rate Annual v5.16 | 543 | 7429 | Rate Constraint in lbs/MMBtu | FALSE | L | Annual | Allowances Withdrawn (1:1) | Thousand Tons | 0 | 0 | 0 | 0 | 0 | 0 | 0
NSR Valley 1-4 - NOX Rate Annual v5.16 | 543 | 7429 | Rate Constraint in lbs/MMBtu | FALSE | L | Annual | Allowances Withdrawn (n:1) | Thousand Tons | 0 | 0 | 0 | 0 | 0 | 0 | 0
NSR Valley 1-4 - NOX Rate Annual v5.16 | 543 | 7429 | Rate Constraint in lbs/MMBtu | FALSE | L | Annual | Net Emissions Allowance Position | Thousand Tons | 0.14886 | 0.20367 | 0.20367 | 0.15221 | 0.15221 | 0.15057 | 0.14506
NSR Valley 1-4 - NOX Rate Annual v5.16 | 543 | 7429 | Rate Constraint in lbs/MMBtu | FALSE | L | Annual | Fuel Consumed | TBtu | 4.0325 | 5.5174 | 5.5174 | 4.1232 | 4.1232 | 4.0789 | 3.9296
NSR Valley 1-4 - NOX Rate Annual v5.16 | 543 | 7429 | Rate Constraint in lbs/MMBtu | FALSE | L | Annual | Rate | lb/MMBtu | 0.073829 | 0.073829 | 0.073829 | 0.073829 | 0.073829 | 0.073829 | 0.073829
NSR Valley 1-4 - NOX Rate Annual v5.16 | 543 | 7429 | Rate Constraint in lbs/MMBtu | FALSE | L | Annual | Generation | TWh | 0.48374 | 0.66186 | 0.66186 | 0.49462 | 0.49462 | 0.4893 | 0.4714
NSR Valley 1-4 - NOX Rate Annual v5.16 | 543 | 7429 | Rate Constraint in lbs/MMBtu | FALSE | L | Annual | Qualifying Generation | TWh | 0.41865 | 0.57281 | 0.57281 | 0.42807 | 0.42807 | 0.42347 | 0.40798
NSR Valley 1-4 - NOX Rate Annual v5.16 | 543 | 7429 | Rate Constraint in lbs/MMBtu | FALSE | L | Annual | Rate | lb/MWh | 0.71112 | 0.71112 | 0.71112 | 0.71112 | 0.71112 | 0.71112 | 0.71112
NSR Valley 1-4 - NOX Rate Annual v5.16 | 543 | 7429 | Rate Constraint in lbs/MMBtu | FALSE | L | Annual | Constraint Shadow Price | US2019$/Ton | 0 | 0 | 0 | 0 | 0 | 0 | 0
NSR Valley 1-4 - SO2 Cap Annual v5.16 | 544 | 7428 | Rate Constraint in MTons | FALSE | L | Annual | Seasons Included | Seasons | Winter, WintShld, Summer | Winter, WintShld, Summer | Winter, WintShld, Summer | Winter, WintShld, Summer | Winter, WintShld, Summer | Winter, WintShld, Summer | Winter, WintShld, Summer
NSR Valley 1-4 - SO2 Cap Annual v5.16 | 544 | 7428 | Rate Constraint in MTons | FALSE | L | Annual | Standard SO2 | Thousand Tons | 0.0095 | 0.0095 | 0.0095 | 0.0095 | 0.0095 | 0.0095 | 0.0095
NSR Valley 1-4 - SO2 Cap Annual v5.16 | 544 | 7428 | Rate Constraint in MTons | FALSE | L | Annual | Emissions at Affected Plants SO2 | Thousand Tons | 0 | 0 | 0 | 0 | 0 | 0 | 0
NSR Valley 1-4 - SO2 Cap Annual v5.16 | 544 | 7428 | Rate Constraint in MTons | FALSE | L | Annual | Allowances Purchased SO2 | Thousand Tons | 0 | 0 | 0 | 0 | 0 | 0 | 0
NSR Valley 1-4 - SO2 Cap Annual v5.16 | 544 | 7428 | Rate Constraint in MTons | FALSE | L | Annual | Allowances Sold SO2 | Thousand Tons | 0 | 0 | 0 | 0 | 0 | 0 | 0
NSR Valley 1-4 - SO2 Cap Annual v5.16 | 544 | 7428 | Rate Constraint in MTons | FALSE | L | Annual | Allowances Banked | Thousand Tons | 0 | 0 | 0 | 0 | 0 | 0 | 0
NSR Valley 1-4 - SO2 Cap Annual v5.16 | 544 | 7428 | Rate Constraint in MTons | FALSE | L | Annual | Allowances Withdrawn (1:1) | Thousand Tons | 0 | 0 | 0 | 0 | 0 | 0 | 0
NSR Valley 1-4 - SO2 Cap Annual v5.16 | 544 | 7428 | Rate Constraint in MTons | FALSE | L | Annual | Allowances Withdrawn (n:1) | Thousand Tons | 0 | 0 | 0 | 0 | 0 | 0 | 0
NSR Valley 1-4 - SO2 Cap Annual v5.16 | 544 | 7428 | Rate Constraint in MTons | FALSE | L | Annual | Net Emissions Allowance Position | Thousand Tons | 0 | 0 | 0 | 0 | 0 | 0 | 0
NSR Valley 1-4 - SO2 Cap Annual v5.16 | 544 | 7428 | Rate Constraint in MTons | FALSE | L | Annual | Fuel Consumed | TBtu | 4.6594 | 6.3751 | 6.3751 | 4.7641 | 4.7641 | 4.713 | 4.5405
NSR Valley 1-4 - SO2 Cap Annual v5.16 | 544 | 7428 | Rate Constraint in MTons | FALSE | L | Annual | Rate | lb/MMBtu | 0 | 0 | 0 | 0 | 0 | 0 | 0
NSR Valley 1-4 - SO2 Cap Annual v5.16 | 544 | 7428 | Rate Constraint in MTons | FALSE | L | Annual | Generation | TWh | 0.48374 | 0.66186 | 0.66186 | 0.49462 | 0.49462 | 0.4893 | 0.4714
NSR Valley 1-4 - SO2 Cap Annual v5.16 | 544 | 7428 | Rate Constraint in MTons | FALSE | L | Annual | Qualifying Generation | TWh | 0.48374 | 0.66186 | 0.66186 | 0.49462 | 0.49462 | 0.4893 | 0.4714
NSR Valley 1-4 - SO2 Cap Annual v5.16 | 544 | 7428 | Rate Constraint in MTons | FALSE | L | Annual | Rate | lb/MWh | 0 | 0 | 0 | 0 | 0 | 0 | 0
NSR Valley 1-4 - SO2 Cap Annual v5.16 | 544 | 7428 | Rate Constraint in MTons | FALSE | L | Annual | Constraint Shadow Price | US2019$/Ton | 0 | 0 | 0 | 0 | 0 | 0 | 0
NSR W H Sammis 1-5 - SO2 Rate Annual v3.1, Unit 3872 and retrofits | 545 | 7435 | Rate Constraint in lbs/MMBtu | FALSE | L | Annual | Seasons Included | Seasons | Winter, WintShld, Summer | Winter, WintShld, Summer | Winter, WintShld, Summer | Winter, WintShld, Summer | Winter, WintShld, Summer | Winter, WintShld, Summer | Winter, WintShld, Summer
NSR W H Sammis 1-5 - SO2 Rate Annual v3.1, Unit 3872 and retrofits | 545 | 7435 | Rate Constraint in lbs/MMBtu | FALSE | L | Annual | Standard SO2 | lb/MMBtu | 1.1 | 1.1 | 1.1 | 1.1 | 1.1 | 1.1 | 1.1
NSR W H Sammis 1-5 - SO2 Rate Annual v3.1, Unit 3872 and retrofits | 545 | 7435 | Rate Constraint in lbs/MMBtu | FALSE | L | Annual | Emissions at Affected Plants SO2 | Thousand Tons | 0 | 0 | 0 | 0 | 0 | 0 | 0
NSR W H Sammis 1-5 - SO2 Rate Annual v3.1, Unit 3872 and retrofits | 545 | 7435 | Rate Constraint in lbs/MMBtu | FALSE | L | Annual | Allowances Purchased SO2 | Thousand Tons | 0 | 0 | 0 | 0 | 0 | 0 | 0
NSR W H Sammis 1-5 - SO2 Rate Annual v3.1, Unit 3872 and retrofits | 545 | 7435 | Rate Constraint in lbs/MMBtu | FALSE | L | Annual | Allowances Sold SO2 | Thousand Tons | 0 | 0 | 0 | 0 | 0 | 0 | 0
NSR W H Sammis 1-5 - SO2 Rate Annual v3.1, Unit 3872 and retrofits | 545 | 7435 | Rate Constraint in lbs/MMBtu | FALSE | L | Annual | Allowances Banked | Thousand Tons | 0 | 0 | 0 | 0 | 0 | 0 | 0
NSR W H Sammis 1-5 - SO2 Rate Annual v3.1, Unit 3872 and retrofits | 545 | 7435 | Rate Constraint in lbs/MMBtu | FALSE | L | Annual | Allowances Withdrawn (1:1) | Thousand Tons | 0 | 0 | 0 | 0 | 0 | 0 | 0
NSR W H Sammis 1-5 - SO2 Rate Annual v3.1, Unit 3872 and retrofits | 545 | 7435 | Rate Constraint in lbs/MMBtu | FALSE | L | Annual | Allowances Withdrawn (n:1) | Thousand Tons | 0 | 0 | 0 | 0 | 0 | 0 | 0
NSR W H Sammis 1-5 - SO2 Rate Annual v3.1, Unit 3872 and retrofits | 545 | 7435 | Rate Constraint in lbs/MMBtu | FALSE | L | Annual | Net Emissions Allowance Position | Thousand Tons | 0 | 0 | 0 | 0 | 0 | 0 | 0
NSR W H Sammis 1-5 - SO2 Rate Annual v3.1, Unit 3872 and retrofits | 545 | 7435 | Rate Constraint in lbs/MMBtu | FALSE | L | Annual | Fuel Consumed | TBtu | 0 | 0 | 0 | 0 | 0 | 0 | 0
NSR W H Sammis 1-5 - SO2 Rate Annual v3.1, Unit 3872 and retrofits | 545 | 7435 | Rate Constraint in lbs/MMBtu | FALSE | L | Annual | Rate | lb/MMBtu | 0 | 0 | 0 | 0 | 0 | 0 | 0
NSR W H Sammis 1-5 - SO2 Rate Annual v3.1, Unit 3872 and retrofits | 545 | 7435 | Rate Constraint in lbs/MMBtu | FALSE | L | Annual | Generation | TWh | 0 | 0 | 0 | 0 | 0 | 0 | 0
NSR W H Sammis 1-5 - SO2 Rate Annual v3.1, Unit 3872 and retrofits | 545 | 7435 | Rate Constraint in lbs/MMBtu | FALSE | L | Annual | Qualifying Generation | TWh | 0 | 0 | 0 | 0 | 0 | 0 | 0
NSR W H Sammis 1-5 - SO2 Rate Annual v3.1, Unit 3872 and retrofits | 545 | 7435 | Rate Constraint in lbs/MMBtu | FALSE | L | Annual | Rate | lb/MWh | 0 | 0 | 0 | 0 | 0 | 0 | 0
NSR W H Sammis 1-5 - SO2 Rate Annual v3.1, Unit 3872 and retrofits | 545 | 7435 | Rate Constraint in lbs/MMBtu | FALSE | L | Annual | Constraint Shadow Price | US2019$/Ton | 0 | 0 | 0 | 0 | 0 | 0 | 0
NSR W H Sammis 5 - NOX Rate Annual v3.1, Unit 3872 and retrofits | 546 | 7436 | Rate Constraint in lbs/MMBtu | FALSE | L | Annual | Seasons Included | Seasons | Winter, WintShld, Summer | Winter, WintShld, Summer | Winter, WintShld, Summer | Winter, WintShld, Summer | Winter, WintShld, Summer | Winter, WintShld, Summer | Winter, WintShld, Summer
NSR W H Sammis 5 - NOX Rate Annual v3.1, Unit 3872 and retrofits | 546 | 7436 | Rate Constraint in lbs/MMBtu | FALSE | L | Annual | Standard NOX | lb/MMBtu | 0.29 | 0.29 | 0.29 | 0.29 | 0.29 | 0.29 | 0.29
NSR W H Sammis 5 - NOX Rate Annual v3.1, Unit 3872 and retrofits | 546 | 7436 | Rate Constraint in lbs/MMBtu | FALSE | L | Annual | Emissions at Affected Plants NOX | Thousand Tons | 0 | 0 | 0 | 0 | 0 | 0 | 0
NSR W H Sammis 5 - NOX Rate Annual v3.1, Unit 3872 and retrofits | 546 | 7436 | Rate Constraint in lbs/MMBtu | FALSE | L | Annual | Allowances Purchased NOX | Thousand Tons | 0 | 0 | 0 | 0 | 0 | 0 | 0
NSR W H Sammis 5 - NOX Rate Annual v3.1, Unit 3872 and retrofits | 546 | 7436 | Rate Constraint in lbs/MMBtu | FALSE | L | Annual | Allowances Sold NOX | Thousand Tons | 0 | 0 | 0 | 0 | 0 | 0 | 0
NSR W H Sammis 5 - NOX Rate Annual v3.1, Unit 3872 and retrofits | 546 | 7436 | Rate Constraint in lbs/MMBtu | FALSE | L | Annual | Allowances Banked | Thousand Tons | 0 | 0 | 0 | 0 | 0 | 0 | 0
NSR W H Sammis 5 - NOX Rate Annual v3.1, Unit 3872 and retrofits | 546 | 7436 | Rate Constraint in lbs/MMBtu | FALSE | L | Annual | Allowances Withdrawn (1:1) | Thousand Tons | 0 | 0 | 0 | 0 | 0 | 0 | 0
NSR W H Sammis 5 - NOX Rate Annual v3.1, Unit 3872 and retrofits | 546 | 7436 | Rate Constraint in lbs/MMBtu | FALSE | L | Annual | Allowances Withdrawn (n:1) | Thousand Tons | 0 | 0 | 0 | 0 | 0 | 0 | 0
NSR W H Sammis 5 - NOX Rate Annual v3.1, Unit 3872 and retrofits | 546 | 7436 | Rate Constraint in lbs/MMBtu | FALSE | L | Annual | Net Emissions Allowance Position | Thousand Tons | 0 | 0 | 0 | 0 | 0 | 0 | 0
NSR W H Sammis 5 - NOX Rate Annual v3.1, Unit 3872 and retrofits | 546 | 7436 | Rate Constraint in lbs/MMBtu | FALSE | L | Annual | Fuel Consumed | TBtu | 0 | 0 | 0 | 0 | 0 | 0 | 0
NSR W H Sammis 5 - NOX Rate Annual v3.1, Unit 3872 and retrofits | 546 | 7436 | Rate Constraint in lbs/MMBtu | FALSE | L | Annual | Rate | lb/MMBtu | 0 | 0 | 0 | 0 | 0 | 0 | 0
NSR W H Sammis 5 - NOX Rate Annual v3.1, Unit 3872 and retrofits | 546 | 7436 | Rate Constraint in lbs/MMBtu | FALSE | L | Annual | Generation | TWh | 0 | 0 | 0 | 0 | 0 | 0 | 0
NSR W H Sammis 5 - NOX Rate Annual v3.1, Unit 3872 and retrofits | 546 | 7436 | Rate Constraint in lbs/MMBtu | FALSE | L | Annual | Qualifying Generation | TWh | 0 | 0 | 0 | 0 | 0 | 0 | 0
NSR W H Sammis 5 - NOX Rate Annual v3.1, Unit 3872 and retrofits | 546 | 7436 | Rate Constraint in lbs/MMBtu | FALSE | L | Annual | Rate | lb/MWh | 0 | 0 | 0 | 0 | 0 | 0 | 0
NSR W H Sammis 5 - NOX Rate Annual v3.1, Unit 3872 and retrofits | 546 | 7436 | Rate Constraint in lbs/MMBtu | FALSE | L | Annual | Constraint Shadow Price | US2019$/Ton | 0 | 0 | 0 | 0 | 0 | 0 | 0
NSR W H Sammis 6 - SO2 Rate Annual v3.1, Unit 3852 and retrofits | 547 | 7437 | Rate Constraint in lbs/MMBtu | FALSE | L | Annual | Seasons Included | Seasons | Winter, WintShld, Summer | Winter, WintShld, Summer | Winter, WintShld, Summer | Winter, WintShld, Summer | Winter, WintShld, Summer | Winter, WintShld, Summer | Winter, WintShld, Summer
NSR W H Sammis 6 - SO2 Rate Annual v3.1, Unit 3852 and retrofits | 547 | 7437 | Rate Constraint in lbs/MMBtu | FALSE | L | Annual | Standard SO2 | lb/MMBtu | 0.13 | 0.13 | 0.13 | 0.13 | 0.13 | 0.13 | 0.13
NSR W H Sammis 6 - SO2 Rate Annual v3.1, Unit 3852 and retrofits | 547 | 7437 | Rate Constraint in lbs/MMBtu | FALSE | L | Annual | Emissions at Affected Plants SO2 | Thousand Tons | 0 | 0 | 0 | 0 | 0 | 0 | 0
NSR W H Sammis 6 - SO2 Rate Annual v3.1, Unit 3852 and retrofits | 547 | 7437 | Rate Constraint in lbs/MMBtu | FALSE | L | Annual | Allowances Purchased SO2 | Thousand Tons | 0 | 0 | 0 | 0 | 0 | 0 | 0
NSR W H Sammis 6 - SO2 Rate Annual v3.1, Unit 3852 and retrofits | 547 | 7437 | Rate Constraint in lbs/MMBtu | FALSE | L | Annual | Allowances Sold SO2 | Thousand Tons | 0 | 0 | 0 | 0 | 0 | 0 | 0
NSR W H Sammis 6 - SO2 Rate Annual v3.1, Unit 3852 and retrofits | 547 | 7437 | Rate Constraint in lbs/MMBtu | FALSE | L | Annual | Allowances Banked | Thousand Tons | 0 | 0 | 0 | 0 | 0 | 0 | 0
NSR W H Sammis 6 - SO2 Rate Annual v3.1, Unit 3852 and retrofits | 547 | 7437 | Rate Constraint in lbs/MMBtu | FALSE | L | Annual | Allowances Withdrawn (1:1) | Thousand Tons | 0 | 0 | 0 | 0 | 0 | 0 | 0
NSR W H Sammis 6 - SO2 Rate Annual v3.1, Unit 3852 and retrofits | 547 | 7437 | Rate Constraint in lbs/MMBtu | FALSE | L | Annual | Allowances Withdrawn (n:1) | Thousand Tons | 0 | 0 | 0 | 0 | 0 | 0 | 0
NSR W H Sammis 6 - SO2 Rate Annual v3.1, Unit 3852 and retrofits | 547 | 7437 | Rate Constraint in lbs/MMBtu | FALSE | L | Annual | Net Emissions Allowance Position | Thousand Tons | 0 | 0 | 0 | 0 | 0 | 0 | 0
NSR W H Sammis 6 - SO2 Rate Annual v3.1, Unit 3852 and retrofits | 547 | 7437 | Rate Constraint in lbs/MMBtu | FALSE | L | Annual | Fuel Consumed | TBtu | 0 | 0 | 0 | 0 | 0 | 0 | 0
NSR W H Sammis 6 - SO2 Rate Annual v3.1, Unit 3852 and retrofits | 547 | 7437 | Rate Constraint in lbs/MMBtu | FALSE | L | Annual | Rate | lb/MMBtu | 0 | 0 | 0 | 0 | 0 | 0 | 0
NSR W H Sammis 6 - SO2 Rate Annual v3.1, Unit 3852 and retrofits | 547 | 7437 | Rate Constraint in lbs/MMBtu | FALSE | L | Annual | Generation | TWh | 0 | 0 | 0 | 0 | 0 | 0 | 0
NSR W H Sammis 6 - SO2 Rate Annual v3.1, Unit 3852 and retrofits | 547 | 7437 | Rate Constraint in lbs/MMBtu | FALSE | L | Annual | Qualifying Generation | TWh | 0 | 0 | 0 | 0 | 0 | 0 | 0
NSR W H Sammis 6 - SO2 Rate Annual v3.1, Unit 3852 and retrofits | 547 | 7437 | Rate Constraint in lbs/MMBtu | FALSE | L | Annual | Rate | lb/MWh | 0 | 0 | 0 | 0 | 0 | 0 | 0
NSR W H Sammis 6 - SO2 Rate Annual v3.1, Unit 3852 and retrofits | 547 | 7437 | Rate Constraint in lbs/MMBtu | FALSE | L | Annual | Constraint Shadow Price | US2019$/Ton | 0 | 0 | 0 | 0 | 0 | 0 | 69.5918
NSR W H Sammis 6,7 - NOX Rate Annual v3.1, Unit 3852 and retrofits | 548 | 7439 | Rate Constraint in lbs/MMBtu | FALSE | L | Annual | Seasons Included | Seasons | Winter, WintShld, Summer | Winter, WintShld, Summer | Winter, WintShld, Summer | Winter, WintShld, Summer | Winter, WintShld, Summer | Winter, WintShld, Summer | Winter, WintShld, Summer
NSR W H Sammis 6,7 - NOX Rate Annual v3.1, Unit 3852 and retrofits | 548 | 7439 | Rate Constraint in lbs/MMBtu | FALSE | L | Annual | Standard NOX | lb/MMBtu | 0.1 | 0.1 | 0.1 | 0.1 | 0.1 | 0.1 | 0.1
NSR W H Sammis 6,7 - NOX Rate Annual v3.1, Unit 3852 and retrofits | 548 | 7439 | Rate Constraint in lbs/MMBtu | FALSE | L | Annual | Emissions at Affected Plants NOX | Thousand Tons | 0 | 0 | 0 | 0 | 0 | 0 | 0
NSR W H Sammis 6,7 - NOX Rate Annual v3.1, Unit 3852 and retrofits | 548 | 7439 | Rate Constraint in lbs/MMBtu | FALSE | L | Annual | Allowances Purchased NOX | Thousand Tons | 0 | 0 | 0 | 0 | 0 | 0 | 0
NSR W H Sammis 6,7 - NOX Rate Annual v3.1, Unit 3852 and retrofits | 548 | 7439 | Rate Constraint in lbs/MMBtu | FALSE | L | Annual | Allowances Sold NOX | Thousand Tons | 0 | 0 | 0 | 0 | 0 | 0 | 0
NSR W H Sammis 6,7 - NOX Rate Annual v3.1, Unit 3852 and retrofits | 548 | 7439 | Rate Constraint in lbs/MMBtu | FALSE | L | Annual | Allowances Banked | Thousand Tons | 0 | 0 | 0 | 0 | 0 | 0 | 0
NSR W H Sammis 6,7 - NOX Rate Annual v3.1, Unit 3852 and retrofits | 548 | 7439 | Rate Constraint in lbs/MMBtu | FALSE | L | Annual | Allowances Withdrawn (1:1) | Thousand Tons | 0 | 0 | 0 | 0 | 0 | 0 | 0
NSR W H Sammis 6,7 - NOX Rate Annual v3.1, Unit 3852 and retrofits | 548 | 7439 | Rate Constraint in lbs/MMBtu | FALSE | L | Annual | Allowances Withdrawn (n:1) | Thousand Tons | 0 | 0 | 0 | 0 | 0 | 0 | 0
NSR W H Sammis 6,7 - NOX Rate Annual v3.1, Unit 3852 and retrofits | 548 | 7439 | Rate Constraint in lbs/MMBtu | FALSE | L | Annual | Net Emissions Allowance Position | Thousand Tons | 0 | 0 | 0 | 0 | 0 | 0 | 0
NSR W H Sammis 6,7 - NOX Rate Annual v3.1, Unit 3852 and retrofits | 548 | 7439 | Rate Constraint in lbs/MMBtu | FALSE | L | Annual | Fuel Consumed | TBtu | 0 | 0 | 0 | 0 | 0 | 0 | 0
NSR W H Sammis 6,7 - NOX Rate Annual v3.1, Unit 3852 and retrofits | 548 | 7439 | Rate Constraint in lbs/MMBtu | FALSE | L | Annual | Rate | lb/MMBtu | 0 | 0 | 0 | 0 | 0 | 0 | 0
NSR W H Sammis 6,7 - NOX Rate Annual v3.1, Unit 3852 and retrofits | 548 | 7439 | Rate Constraint in lbs/MMBtu | FALSE | L | Annual | Generation | TWh | 0 | 0 | 0 | 0 | 0 | 0 | 0
NSR W H Sammis 6,7 - NOX Rate Annual v3.1, Unit 3852 and retrofits | 548 | 7439 | Rate Constraint in lbs/MMBtu | FALSE | L | Annual | Qualifying Generation | TWh | 0 | 0 | 0 | 0 | 0 | 0 | 0
NSR W H Sammis 6,7 - NOX Rate Annual v3.1, Unit 3852 and retrofits | 548 | 7439 | Rate Constraint in lbs/MMBtu | FALSE | L | Annual | Rate | lb/MWh | 0 | 0 | 0 | 0 | 0 | 0 | 0
NSR W H Sammis 6,7 - NOX Rate Annual v3.1, Unit 3852 and retrofits | 548 | 7439 | Rate Constraint in lbs/MMBtu | FALSE | L | Annual | Constraint Shadow Price | US2019$/Ton | 0 | 0 | 0 | 0 | 0 | 0 | 0
NSR W H Sammis 6,7 - NOX Rate Annual v3.1, Unit 3853 and retrofits | 549 | 7439 | Rate Constraint in lbs/MMBtu | FALSE | L | Annual | Seasons Included | Seasons | Winter, WintShld, Summer | Winter, WintShld, Summer | Winter, WintShld, Summer | Winter, WintShld, Summer | Winter, WintShld, Summer | Winter, WintShld, Summer | Winter, WintShld, Summer
NSR W H Sammis 6,7 - NOX Rate Annual v3.1, Unit 3853 and retrofits | 549 | 7439 | Rate Constraint in lbs/MMBtu | FALSE | L | Annual | Standard NOX | lb/MMBtu | 0.1 | 0.1 | 0.1 | 0.1 | 0.1 | 0.1 | 0.1
NSR W H Sammis 6,7 - NOX Rate Annual v3.1, Unit 3853 and retrofits | 549 | 7439 | Rate Constraint in lbs/MMBtu | FALSE | L | Annual | Emissions at Affected Plants NOX | Thousand Tons | 0 | 0 | 0 | 0 | 0 | 0 | 0
NSR W H Sammis 6,7 - NOX Rate Annual v3.1, Unit 3853 and retrofits | 549 | 7439 | Rate Constraint in lbs/MMBtu | FALSE | L | Annual | Allowances Purchased NOX | Thousand Tons | 0 | 0 | 0 | 0 | 0 | 0 | 0
NSR W H Sammis 6,7 - NOX Rate Annual v3.1, Unit 3853 and retrofits | 549 | 7439 | Rate Constraint in lbs/MMBtu | FALSE | L | Annual | Allowances Sold NOX | Thousand Tons | 0 | 0 | 0 | 0 | 0 | 0 | 0
NSR W H Sammis 6,7 - NOX Rate Annual v3.1, Unit 3853 and retrofits | 549 | 7439 | Rate Constraint in lbs/MMBtu | FALSE | L | Annual | Allowances Banked | Thousand Tons | 0 | 0 | 0 | 0 | 0 | 0 | 0
NSR W H Sammis 6,7 - NOX Rate Annual v3.1, Unit 3853 and retrofits | 549 | 7439 | Rate Constraint in lbs/MMBtu | FALSE | L | Annual | Allowances Withdrawn (1:1) | Thousand Tons | 0 | 0 | 0 | 0 | 0 | 0 | 0
NSR W H Sammis 6,7 - NOX Rate Annual v3.1, Unit 3853 and retrofits | 549 | 7439 | Rate Constraint in lbs/MMBtu | FALSE | L | Annual | Allowances Withdrawn (n:1) | Thousand Tons | 0 | 0 | 0 | 0 | 0 | 0 | 0
NSR W H Sammis 6,7 - NOX Rate Annual v3.1, Unit 3853 and retrofits | 549 | 7439 | Rate Constraint in lbs/MMBtu | FALSE | L | Annual | Net Emissions Allowance Position | Thousand Tons | 0 | 0 | 0 | 0 | 0 | 0 | 0
NSR W H Sammis 6,7 - NOX Rate Annual v3.1, Unit 3853 and retrofits | 549 | 7439 | Rate Constraint in lbs/MMBtu | FALSE | L | Annual | Fuel Consumed | TBtu | 0 | 0 | 0 | 0 | 0 | 0 | 0
NSR W H Sammis 6,7 - NOX Rate Annual v3.1, Unit 3853 and retrofits | 549 | 7439 | Rate Constraint in lbs/MMBtu | FALSE | L | Annual | Rate | lb/MMBtu | 0 | 0 | 0 | 0 | 0 | 0 | 0
NSR W H Sammis 6,7 - NOX Rate Annual v3.1, Unit 3853 and retrofits | 549 | 7439 | Rate Constraint in lbs/MMBtu | FALSE | L | Annual | Generation | TWh | 0 | 0 | 0 | 0 | 0 | 0 | 0
NSR W H Sammis 6,7 - NOX Rate Annual v3.1, Unit 3853 and retrofits | 549 | 7439 | Rate Constraint in lbs/MMBtu | FALSE | L | Annual | Qualifying Generation | TWh | 0 | 0 | 0 | 0 | 0 | 0 | 0
NSR W H Sammis 6,7 - NOX Rate Annual v3.1, Unit 3853 and retrofits | 549 | 7439 | Rate Constraint in lbs/MMBtu | FALSE | L | Annual | Rate | lb/MWh | 0 | 0 | 0 | 0 | 0 | 0 | 0
NSR W H Sammis 6,7 - NOX Rate Annual v3.1, Unit 3853 and retrofits | 549 | 7439 | Rate Constraint in lbs/MMBtu | FALSE | L | Annual | Constraint Shadow Price | US2019$/Ton | 0 | 0 | 0 | 0 | 0 | 0 | 0
NSR W H Sammis 7 - SO2 Rate Annual v3.1, Unit 3853 and retrofits | 550 | 7438 | Rate Constraint in lbs/MMBtu | FALSE | L | Annual | Seasons Included | Seasons | Winter, WintShld, Summer | Winter, WintShld, Summer | Winter, WintShld, Summer | Winter, WintShld, Summer | Winter, WintShld, Summer | Winter, WintShld, Summer | Winter, WintShld, Summer
NSR W H Sammis 7 - SO2 Rate Annual v3.1, Unit 3853 and retrofits | 550 | 7438 | Rate Constraint in lbs/MMBtu | FALSE | L | Annual | Standard SO2 | lb/MMBtu | 0.13 | 0.13 | 0.13 | 0.13 | 0.13 | 0.13 | 0.13
NSR W H Sammis 7 - SO2 Rate Annual v3.1, Unit 3853 and retrofits | 550 | 7438 | Rate Constraint in lbs/MMBtu | FALSE | L | Annual | Emissions at Affected Plants SO2 | Thousand Tons | 0 | 0 | 0 | 0 | 0 | 0 | 0
NSR W H Sammis 7 - SO2 Rate Annual v3.1, Unit 3853 and retrofits | 550 | 7438 | Rate Constraint in lbs/MMBtu | FALSE | L | Annual | Allowances Purchased SO2 | Thousand Tons | 0 | 0 | 0 | 0 | 0 | 0 | 0
NSR W H Sammis 7 - SO2 Rate Annual v3.1, Unit 3853 and retrofits | 550 | 7438 | Rate Constraint in lbs/MMBtu | FALSE | L | Annual | Allowances Sold SO2 | Thousand Tons | 0 | 0 | 0 | 0 | 0 | 0 | 0
NSR W H Sammis 7 - SO2 Rate Annual v3.1, Unit 3853 and retrofits | 550 | 7438 | Rate Constraint in lbs/MMBtu | FALSE | L | Annual | Allowances Banked | Thousand Tons | 0 | 0 | 0 | 0 | 0 | 0 | 0
NSR W H Sammis 7 - SO2 Rate Annual v3.1, Unit 3853 and retrofits | 550 | 7438 | Rate Constraint in lbs/MMBtu | FALSE | L | Annual | Allowances Withdrawn (1:1) | Thousand Tons | 0 | 0 | 0 | 0 | 0 | 0 | 0
NSR W H Sammis 7 - SO2 Rate Annual v3.1, Unit 3853 and retrofits | 550 | 7438 | Rate Constraint in lbs/MMBtu | FALSE | L | Annual | Allowances Withdrawn (n:1) | Thousand Tons | 0 | 0 | 0 | 0 | 0 | 0 | 0
NSR W H Sammis 7 - SO2 Rate Annual v3.1, Unit 3853 and retrofits | 550 | 7438 | Rate Constraint in lbs/MMBtu | FALSE | L | Annual | Net Emissions Allowance Position | Thousand Tons | 0 | 0 | 0 | 0 | 0 | 0 | 0
NSR W H Sammis 7 - SO2 Rate Annual v3.1, Unit 3853 and retrofits | 550 | 7438 | Rate Constraint in lbs/MMBtu | FALSE | L | Annual | Fuel Consumed | TBtu | 0 | 0 | 0 | 0 | 0 | 0 | 0
NSR W H Sammis 7 - SO2 Rate Annual v3.1, Unit 3853 and retrofits | 550 | 7438 | Rate Constraint in lbs/MMBtu | FALSE | L | Annual | Rate | lb/MMBtu | 0 | 0 | 0 | 0 | 0 | 0 | 0
NSR W H Sammis 7 - SO2 Rate Annual v3.1, Unit 3853 and retrofits | 550 | 7438 | Rate Constraint in lbs/MMBtu | FALSE | L | Annual | Generation | TWh | 0 | 0 | 0 | 0 | 0 | 0 | 0
NSR W H Sammis 7 - SO2 Rate Annual v3.1, Unit 3853 and retrofits | 550 | 7438 | Rate Constraint in lbs/MMBtu | FALSE | L | Annual | Qualifying Generation | TWh | 0 | 0 | 0 | 0 | 0 | 0 | 0
NSR W H Sammis 7 - SO2 Rate Annual v3.1, Unit 3853 and retrofits | 550 | 7438 | Rate Constraint in lbs/MMBtu | FALSE | L | Annual | Rate | lb/MWh | 0 | 0 | 0 | 0 | 0 | 0 | 0
NSR W H Sammis 7 - SO2 Rate Annual v3.1, Unit 3853 and retrofits | 550 | 7438 | Rate Constraint in lbs/MMBtu | FALSE | L | Annual | Constraint Shadow Price | US2019$/Ton | 0 | 0 | 0 | 0 | 0 | 111.0212 | 0
NSR WEPCO Settlement - NOX Cap Annual v3.1 | 551 | 7401 | Rate Constraint in MTons | FALSE | L | Annual | Seasons Included | Seasons | Winter, WintShld, Summer | Winter, WintShld, Summer | Winter, WintShld, Summer | Winter, WintShld, Summer | Winter, WintShld, Summer | Winter, WintShld, Summer | Winter, WintShld, Summer
NSR WEPCO Settlement - NOX Cap Annual v3.1 | 551 | 7401 | Rate Constraint in MTons | FALSE | L | Annual | Standard NOX | Thousand Tons | 17.4 | 17.4 | 17.4 | 17.4 | 17.4 | 17.4 | 17.4
NSR WEPCO Settlement - NOX Cap Annual v3.1 | 551 | 7401 | Rate Constraint in MTons | FALSE | L | Annual | Emissions at Affected Plants NOX | Thousand Tons | 0.172 | 0.23533 | 0.23533 | 0.17587 | 0.17587 | 0.17398 | 0.16761
NSR WEPCO Settlement - NOX Cap Annual v3.1 | 551 | 7401 | Rate Constraint in MTons | FALSE | L | Annual | Allowances Purchased NOX | Thousand Tons | 0 | 0 | 0 | 0 | 0 | 0 | 0
NSR WEPCO Settlement - NOX Cap Annual v3.1 | 551 | 7401 | Rate Constraint in MTons | FALSE | L | Annual | Allowances Sold NOX | Thousand Tons | 0 | 0 | 0 | 0 | 0 | 0 | 0
NSR WEPCO Settlement - NOX Cap Annual v3.1 | 551 | 7401 | Rate Constraint in MTons | FALSE | L | Annual | Allowances Banked | Thousand Tons | 0 | 0 | 0 | 0 | 0 | 0 | 0
NSR WEPCO Settlement - NOX Cap Annual v3.1 | 551 | 7401 | Rate Constraint in MTons | FALSE | L | Annual | Allowances Withdrawn (1:1) | Thousand Tons | 0 | 0 | 0 | 0 | 0 | 0 | 0
NSR WEPCO Settlement - NOX Cap Annual v3.1 | 551 | 7401 | Rate Constraint in MTons | FALSE | L | Annual | Allowances Withdrawn (n:1) | Thousand Tons | 0 | 0 | 0 | 0 | 0 | 0 | 0
NSR WEPCO Settlement - NOX Cap Annual v3.1 | 551 | 7401 | Rate Constraint in MTons | FALSE | L | Annual | Net Emissions Allowance Position | Thousand Tons | 0.172 | 0.23533 | 0.23533 | 0.17587 | 0.17587 | 0.17398 | 0.16761
NSR WEPCO Settlement - NOX Cap Annual v3.1 | 551 | 7401 | Rate Constraint in MTons | FALSE | L | Annual | Fuel Consumed | TBtu | 4.6594 | 6.3751 | 6.3751 | 4.7641 | 4.7641 | 4.713 | 4.5405
NSR WEPCO Settlement - NOX Cap Annual v3.1 | 551 | 7401 | Rate Constraint in MTons | FALSE | L | Annual | Rate | lb/MMBtu | 0.073829 | 0.073829 | 0.073829 | 0.073829 | 0.073829 | 0.073829 | 0.073829
NSR WEPCO Settlement - NOX Cap Annual v3.1 | 551 | 7401 | Rate Constraint in MTons | FALSE | L | Annual | Generation | TWh | 0.48374 | 0.66186 | 0.66186 | 0.49462 | 0.49462 | 0.4893 | 0.4714
NSR WEPCO Settlement - NOX Cap Annual v3.1 | 551 | 7401 | Rate Constraint in MTons | FALSE | L | Annual | Qualifying Generation | TWh | 0.48374 | 0.66186 | 0.66186 | 0.49462 | 0.49462 | 0.4893 | 0.4714
NSR WEPCO Settlement - NOX Cap Annual v3.1 | 551 | 7401 | Rate Constraint in MTons | FALSE | L | Annual | Rate | lb/MWh | 0.71112 | 0.71112 | 0.71112 | 0.71112 | 0.71112 | 0.71112 | 0.71112
NSR WEPCO Settlement - NOX Cap Annual v3.1 | 551 | 7401 | Rate Constraint in MTons | FALSE | L | Annual | Constraint Shadow Price | US2019$/Ton | 0 | 0 | 0 | 0 | 0 | 0 | 0
NSR WEPCO Settlement - NOX Rate Annual v3.1 | 552 | 7402 | Rate Constraint in lbs/MMBtu | FALSE | L | Annual | Seasons Included | Seasons | Winter, WintShld, Summer | Winter, WintShld, Summer | Winter, WintShld, Summer | Winter, WintShld, Summer | Winter, WintShld, Summer | Winter, WintShld, Summer | Winter, WintShld, Summer
NSR WEPCO Settlement - NOX Rate Annual v3.1 | 552 | 7402 | Rate Constraint in lbs/MMBtu | FALSE | L | Annual | Standard NOX | lb/MMBtu | 0.17 | 0.17 | 0.17 | 0.17 | 0.17 | 0.17 | 0.17
NSR WEPCO Settlement - NOX Rate Annual v3.1 | 552 | 7402 | Rate Constraint in lbs/MMBtu | FALSE | L | Annual | Emissions at Affected Plants NOX | Thousand Tons | 0.14886 | 0.20367 | 0.20367 | 0.15221 | 0.15221 | 0.15057 | 0.14506
NSR WEPCO Settlement - NOX Rate Annual v3.1 | 552 | 7402 | Rate Constraint in lbs/MMBtu | FALSE | L | Annual | Allowances Purchased NOX | Thousand Tons | 0 | 0 | 0 | 0 | 0 | 0 | 0
NSR WEPCO Settlement - NOX Rate Annual v3.1 | 552 | 7402 | Rate Constraint in lbs/MMBtu | FALSE | L | Annual | Allowances Sold NOX | Thousand Tons | 0 | 0 | 0 | 0 | 0 | 0 | 0
NSR WEPCO Settlement - NOX Rate Annual v3.1 | 552 | 7402 | Rate Constraint in lbs/MMBtu | FALSE | L | Annual | Allowances Banked | Thousand Tons | 0 | 0 | 0 | 0 | 0 | 0 | 0
NSR WEPCO Settlement - NOX Rate Annual v3.1 | 552 | 7402 | Rate Constraint in lbs/MMBtu | FALSE | L | Annual | Allowances Withdrawn (1:1) | Thousand Tons | 0 | 0 | 0 | 0 | 0 | 0 | 0
NSR WEPCO Settlement - NOX Rate Annual v3.1 | 552 | 7402 | Rate Constraint in lbs/MMBtu | FALSE | L | Annual | Allowances Withdrawn (n:1) | Thousand Tons | 0 | 0 | 0 | 0 | 0 | 0 | 0
NSR WEPCO Settlement - NOX Rate Annual v3.1 | 552 | 7402 | Rate Constraint in lbs/MMBtu | FALSE | L | Annual | Net Emissions Allowance Position | Thousand Tons | 0.14886 | 0.20367 | 0.20367 | 0.15221 | 0.15221 | 0.15057 | 0.14506
NSR WEPCO Settlement - NOX Rate Annual v3.1 | 552 | 7402 | Rate Constraint in lbs/MMBtu | FALSE | L | Annual | Fuel Consumed | TBtu | 4.0325 | 5.5174 | 5.5174 | 4.1232 | 4.1232 | 4.0789 | 3.9296
NSR WEPCO Settlement - NOX Rate Annual v3.1 | 552 | 7402 | Rate Constraint in lbs/MMBtu | FALSE | L | Annual | Rate | lb/MMBtu | 0.073829 | 0.073829 | 0.073829 | 0.073829 | 0.073829 | 0.073829 | 0.073829
NSR WEPCO Settlement - NOX Rate Annual v3.1 | 552 | 7402 | Rate Constraint in lbs/MMBtu | FALSE | L | Annual | Generation | TWh | 0.48374 | 0.66186 | 0.66186 | 0.49462 | 0.49462 | 0.4893 | 0.4714
NSR WEPCO Settlement - NOX Rate Annual v3.1 | 552 | 7402 | Rate Constraint in lbs/MMBtu | FALSE | L | Annual | Qualifying Generation | TWh | 0.41865 | 0.57281 | 0.57281 | 0.42807 | 0.42807 | 0.42347 | 0.40798
NSR WEPCO Settlement - NOX Rate Annual v3.1 | 552 | 7402 | Rate Constraint in lbs/MMBtu | FALSE | L | Annual | Rate | lb/MWh | 0.71112 | 0.71112 | 0.71112 | 0.71112 | 0.71112 | 0.71112 | 0.71112
NSR WEPCO Settlement - NOX Rate Annual v3.1 | 552 | 7402 | Rate Constraint in lbs/MMBtu | FALSE | L | Annual | Constraint Shadow Price | US2019$/Ton | 0 | 0 | 0 | 0 | 0 | 0 | 0
NSR WEPCO Settlement - SO2 Cap Annual v3.1 | 553 | 7403 | Rate Constraint in MTons | FALSE | L | Annual | Seasons Included | Seasons | Winter, WintShld, Summer | Winter, WintShld, Summer | Winter, WintShld, Summer | Winter, WintShld, Summer | Winter, WintShld, Summer | Winter, WintShld, Summer | Winter, WintShld, Summer
NSR WEPCO Settlement - SO2 Cap Annual v3.1 | 553 | 7403 | Rate Constraint in MTons | FALSE | L | Annual | Standard SO2 | Thousand Tons | 33.3 | 33.3 | 33.3 | 33.3 | 33.3 | 33.3 | 33.3
NSR WEPCO Settlement - SO2 Cap Annual v3.1 | 553 | 7403 | Rate Constraint in MTons | FALSE | L | Annual | Emissions at Affected Plants SO2 | Thousand Tons | 0 | 0 | 0 | 0 | 0 | 0 | 0
NSR WEPCO Settlement - SO2 Cap Annual v3.1 | 553 | 7403 | Rate Constraint in MTons | FALSE | L | Annual | Allowances Purchased SO2 | Thousand Tons | 0 | 0 | 0 | 0 | 0 | 0 | 0
NSR WEPCO Settlement - SO2 Cap Annual v3.1 | 553 | 7403 | Rate Constraint in MTons | FALSE | L | Annual | Allowances Sold SO2 | Thousand Tons | 0 | 0 | 0 | 0 | 0 | 0 | 0
NSR WEPCO Settlement - SO2 Cap Annual v3.1 | 553 | 7403 | Rate Constraint in MTons | FALSE | L | Annual | Allowances Banked | Thousand Tons | 0 | 0 | 0 | 0 | 0 | 0 | 0
NSR WEPCO Settlement - SO2 Cap Annual v3.1 | 553 | 7403 | Rate Constraint in MTons | FALSE | L | Annual | Allowances Withdrawn (1:1) | Thousand Tons | 0 | 0 | 0 | 0 | 0 | 0 | 0
NSR WEPCO Settlement - SO2 Cap Annual v3.1 | 553 | 7403 | Rate Constraint in MTons | FALSE | L | Annual | Allowances Withdrawn (n:1) | Thousand Tons | 0 | 0 | 0 | 0 | 0 | 0 | 0
NSR WEPCO Settlement - SO2 Cap Annual v3.1 | 553 | 7403 | Rate Constraint in MTons | FALSE | L | Annual | Net Emissions Allowance Position | Thousand Tons | 0 | 0 | 0 | 0 | 0 | 0 | 0
NSR WEPCO Settlement - SO2 Cap Annual v3.1 | 553 | 7403 | Rate Constraint in MTons | FALSE | L | Annual | Fuel Consumed | TBtu | 4.6594 | 6.3751 | 6.3751 | 4.7641 | 4.7641 | 4.713 | 4.5405
NSR WEPCO Settlement - SO2 Cap Annual v3.1 | 553 | 7403 | Rate Constraint in MTons | FALSE | L | Annual | Rate | lb/MMBtu | 0 | 0 | 0 | 0 | 0 | 0 | 0
NSR WEPCO Settlement - SO2 Cap Annual v3.1 | 553 | 7403 | Rate Constraint in MTons | FALSE | L | Annual | Generation | TWh | 0.48374 | 0.66186 | 0.66186 | 0.49462 | 0.49462 | 0.4893 | 0.4714
NSR WEPCO Settlement - SO2 Cap Annual v3.1 | 553 | 7403 | Rate Constraint in MTons | FALSE | L | Annual | Qualifying Generation | TWh | 0.48374 | 0.66186 | 0.66186 | 0.49462 | 0.49462 | 0.4893 | 0.4714
NSR WEPCO Settlement - SO2 Cap Annual v3.1 | 553 | 7403 | Rate Constraint in MTons | FALSE | L | Annual | Rate | lb/MWh | 0 | 0 | 0 | 0 | 0 | 0 | 0
NSR WEPCO Settlement - SO2 Cap Annual v3.1 | 553 | 7403 | Rate Constraint in MTons | FALSE | L | Annual | Constraint Shadow Price | US2019$/Ton | 0 | 0 | 0 | 0 | 0 | 0 | 0
NSR WEPCO Settlement - SO2 Rate Annual v3.1 | 554 | 7404 | Rate Constraint in lbs/MMBtu | FALSE | L | Annual | Seasons Included | Seasons | Winter, WintShld, Summer | Winter, WintShld, Summer | Winter, WintShld, Summer | Winter, WintShld, Summer | Winter, WintShld, Summer | Winter, WintShld, Summer | Winter, WintShld, Summer
NSR WEPCO Settlement - SO2 Rate Annual v3.1 | 554 | 7404 | Rate Constraint in lbs/MMBtu | FALSE | L | Annual | Standard SO2 | lb/MMBtu | 0.32 | 0.32 | 0.32 | 0.32 | 0.32 | 0.32 | 0.32
NSR WEPCO Settlement - SO2 Rate Annual v3.1 | 554 | 7404 | Rate Constraint in lbs/MMBtu | FALSE | L | Annual | Emissions at Affected Plants SO2 | Thousand Tons | 0 | 0 | 0 | 0 | 0 | 0 | 0
NSR WEPCO Settlement - SO2 Rate Annual v3.1 | 554 | 7404 | Rate Constraint in lbs/MMBtu | FALSE | L | Annual | Allowances Purchased SO2 | Thousand Tons | 0 | 0 | 0 | 0 | 0 | 0 | 0
NSR WEPCO Settlement - SO2 Rate Annual v3.1 | 554 | 7404 | Rate Constraint in lbs/MMBtu | FALSE | L | Annual | Allowances Sold SO2 | Thousand Tons | 0 | 0 | 0 | 0 | 0 | 0 | 0
NSR WEPCO Settlement - SO2 Rate Annual v3.1 | 554 | 7404 | Rate Constraint in lbs/MMBtu | FALSE | L | Annual | Allowances Banked | Thousand Tons | 0 | 0 | 0 | 0 | 0 | 0 | 0
NSR WEPCO Settlement - SO2 Rate Annual v3.1 | 554 | 7404 | Rate Constraint in lbs/MMBtu | FALSE | L | Annual | Allowances Withdrawn (1:1) | Thousand Tons | 0 | 0 | 0 | 0 | 0 | 0 | 0
NSR WEPCO Settlement - SO2 Rate Annual v3.1 | 554 | 7404 | Rate Constraint in lbs/MMBtu | FALSE | L | Annual | Allowances Withdrawn (n:1) | Thousand Tons | 0 | 0 | 0 | 0 | 0 | 0 | 0
NSR WEPCO Settlement - SO2 Rate Annual v3.1 | 554 | 7404 | Rate Constraint in lbs/MMBtu | FALSE | L | Annual | Net Emissions Allowance Position | Thousand Tons | 0 | 0 | 0 | 0 | 0 | 0 | 0
NSR WEPCO Settlement - SO2 Rate Annual v3.1 | 554 | 7404 | Rate Constraint in lbs/MMBtu | FALSE | L | Annual | Fuel Consumed | TBtu | 4.0325 | 5.5174 | 5.5174 | 4.1232 | 4.1232 | 4.0789 | 3.9296
NSR WEPCO Settlement - SO2 Rate Annual v3.1 | 554 | 7404 | Rate Constraint in lbs/MMBtu | FALSE | L | Annual | Rate | lb/MMBtu | 0 | 0 | 0 | 0 | 0 | 0 | 0
NSR WEPCO Settlement - SO2 Rate Annual v3.1 | 554 | 7404 | Rate Constraint in lbs/MMBtu | FALSE | L | Annual | Generation | TWh | 0.48374 | 0.66186 | 0.66186 | 0.49462 | 0.49462 | 0.4893 | 0.4714
NSR WEPCO Settlement - SO2 Rate Annual v3.1 | 554 | 7404 | Rate Constraint in lbs/MMBtu | FALSE | L | Annual | Qualifying Generation | TWh | 0.41865 | 0.57281 | 0.57281 | 0.42807 | 0.42807 | 0.42347 | 0.40798
NSR WEPCO Settlement - SO2 Rate Annual v3.1 | 554 | 7404 | Rate Constraint in lbs/MMBtu | FALSE | L | Annual | Rate | lb/MWh | 0 | 0 | 0 | 0 | 0 | 0 | 0
NSR WEPCO Settlement - SO2 Rate Annual v3.1 | 554 | 7404 | Rate Constraint in lbs/MMBtu | FALSE | L | Annual | Constraint Shadow Price | US2019$/Ton | 0 | 0 | 0 | 0 | 0 | 0 | 0
NSR Westar Consent - NOX Cap Annual v4.10 | 555 | 7405 | Rate Constraint in MTons | FALSE | L | Annual | Seasons Included | Seasons | Winter, WintShld, Summer | Winter, WintShld, Summer | Winter, WintShld, Summer | Winter, WintShld, Summer | Winter, WintShld, Summer | Winter, WintShld, Summer | Winter, WintShld, Summer
NSR Westar Consent - NOX Cap Annual v4.10 | 555 | 7405 | Rate Constraint in MTons | FALSE | L | Annual | Standard NOX | Thousand Tons | 9.6 | 9.6 | 9.6 | 9.6 | 9.6 | 9.6 | 9.6
NSR Westar Consent - NOX Cap Annual v4.10 | 555 | 7405 | Rate Constraint in MTons | FALSE | L | Annual | Emissions at Affected Plants NOX | Thousand Tons | 1.8145 | 1.2849 | 0 | 0 | 0 | 0 | 0
NSR Westar Consent - NOX Cap Annual v4.10 | 555 | 7405 | Rate Constraint in MTons | FALSE | L | Annual | Allowances Purchased NOX | Thousand Tons | 0 | 0 | 0 | 0 | 0 | 0 | 0
NSR Westar Consent - NOX Cap Annual v4.10 | 555 | 7405 | Rate Constraint in MTons | FALSE | L | Annual | Allowances Sold NOX | Thousand Tons | 0 | 0 | 0 | 0 | 0 | 0 | 0
NSR Westar Consent - NOX Cap Annual v4.10 | 555 | 7405 | Rate Constraint in MTons | FALSE | L | Annual | Allowances Banked | Thousand Tons | 0 | 0 | 0 | 0 | 0 | 0 | 0
NSR Westar Consent - NOX Cap Annual v4.10 | 555 | 7405 | Rate Constraint in MTons | FALSE | L | Annual | Allowances Withdrawn (1:1) | Thousand Tons | 0 | 0 | 0 | 0 | 0 | 0 | 0
NSR Westar Consent - NOX Cap Annual v4.10 | 555 | 7405 | Rate Constraint in MTons | FALSE | L | Annual | Allowances Withdrawn (n:1) | Thousand Tons | 0 | 0 | 0 | 0 | 0 | 0 | 0
NSR Westar Consent - NOX Cap Annual v4.10 | 555 | 7405 | Rate Constraint in MTons | FALSE | L | Annual | Net Emissions Allowance Position | Thousand Tons | 1.8145 | 1.2849 | 0 | 0 | 0 | 0 | 0
NSR Westar Consent - NOX Cap Annual v4.10 | 555 | 7405 | Rate Constraint in MTons | FALSE | L | Annual | Fuel Consumed | TBtu | 61.5836 | 50.0317 | 0 | 0 | 0 | 0 | 0
NSR Westar Consent - NOX Cap Annual v4.10 | 555 | 7405 | Rate Constraint in MTons | FALSE | L | Annual | Rate | lb/MMBtu | 0.058928 | 0.051363 | 0 | 0 | 0 | 0 | 0
NSR Westar Consent - NOX Cap Annual v4.10 | 555 | 7405 | Rate Constraint in MTons | FALSE | L | Annual | Generation | TWh | 5.574 | 4.54 | 0 | 0 | 0 | 0 | 0
NSR Westar Consent - NOX Cap Annual v4.10 | 555 | 7405 | Rate Constraint in MTons | FALSE | L | Annual | Qualifying Generation | TWh | 5.574 | 4.54 | 0 | 0 | 0 | 0 | 0
NSR Westar Consent - NOX Cap Annual v4.10 | 555 | 7405 | Rate Constraint in MTons | FALSE | L | Annual | Rate | lb/MWh | 0.65106 | 0.56604 | 0 | 0 | 0 | 0 | 0
NSR Westar Consent - NOX Cap Annual v4.10 | 555 | 7405 | Rate Constraint in MTons | FALSE | L | Annual | Constraint Shadow Price | US2019$/Ton | 0 | 0 | 0 | 0 | 0 | 0 | 0
NSR Westar Consent - NOX Rate Annual v4.10, Unit 2589 and retrofits | 556 | 7406 | Rate Constraint in lbs/MMBtu | FALSE | L | Annual | Seasons Included | Seasons | Winter, WintShld, Summer | Winter, WintShld, Summer | Winter, WintShld, Summer | Winter, WintShld, Summer | Winter, WintShld, Summer | Winter, WintShld, Summer | Winter, WintShld, Summer
NSR Westar Consent - NOX Rate Annual v4.10, Unit 2589 and retrofits | 556 | 7406 | Rate Constraint in lbs/MMBtu | FALSE | L | Annual | Standard NOX | lb/MMBtu | 0.1 | 0.1 | 0.1 | 0.1 | 0.1 | 0.1 | 0.1
NSR Westar Consent - NOX Rate Annual v4.10, Unit 2589 and retrofits | 556 | 7406 | Rate Constraint in lbs/MMBtu | FALSE | L | Annual | Emissions at Affected Plants NOX | Thousand Tons | 0.84031 | 0.80843 | 0 | 0 | 0 | 0 | 0
NSR Westar Consent - NOX Rate Annual v4.10, Unit 2589 and retrofits | 556 | 7406 | Rate Constraint in lbs/MMBtu | FALSE | L | Annual | Allowances Purchased NOX | Thousand Tons | 0 | 0 | 0 | 0 | 0 | 0 | 0
NSR Westar Consent - NOX Rate Annual v4.10, Unit 2589 and retrofits | 556 | 7406 | Rate Constraint in lbs/MMBtu | FALSE | L | Annual | Allowances Sold NOX | Thousand Tons | 0 | 0 | 0 | 0 | 0 | 0 | 0
NSR Westar Consent - NOX Rate Annual v4.10, Unit 2589 and retrofits | 556 | 7406 | Rate Constraint in lbs/MMBtu | FALSE | L | Annual | Allowances Banked | Thousand Tons | 0 | 0 | 0 | 0 | 0 | 0 | 0
NSR Westar Consent - NOX Rate Annual v4.10, Unit 2589 and retrofits | 556 | 7406 | Rate Constraint in lbs/MMBtu | FALSE | L | Annual | Allowances Withdrawn (1:1) | Thousand Tons | 0 | 0 | 0 | 0 | 0 | 0 | 0
NSR Westar Consent - NOX Rate Annual v4.10, Unit 2589 and retrofits | 556 | 7406 | Rate Constraint in lbs/MMBtu | FALSE | L | Annual | Allowances Withdrawn (n:1) | Thousand Tons | 0 | 0 | 0 | 0 | 0 | 0 | 0
NSR Westar Consent - NOX Rate Annual v4.10, Unit 2589 and retrofits | 556 | 7406 | Rate Constraint in lbs/MMBtu | FALSE | L | Annual | Net Emissions Allowance Position | Thousand Tons | 0.84031 | 0.80843 | 0 | 0 | 0 | 0 | 0
NSR Westar Consent - NOX Rate Annual v4.10, Unit 2589 and retrofits | 556 | 7406 | Rate Constraint in lbs/MMBtu | FALSE | L | Annual | Fuel Consumed | TBtu | 42.0997 | 40.5024 | 0 | 0 | 0 | 0 | 0
NSR Westar Consent - NOX Rate Annual v4.10, Unit 2589 and retrofits | 556 | 7406 | Rate Constraint in lbs/MMBtu | FALSE | L | Annual | Rate | lb/MMBtu | 0.03992 | 0.03992 | 0 | 0 | 0 | 0 | 0
NSR Westar Consent - NOX Rate Annual v4.10, Unit 2589 and retrofits | 556 | 7406 | Rate Constraint in lbs/MMBtu | FALSE | L | Annual | Generation | TWh | 3.8307 | 3.6854 | 0 | 0 | 0 | 0 | 0
NSR Westar Consent - NOX Rate Annual v4.10, Unit 2589 and retrofits | 556 | 7406 | Rate Constraint in lbs/MMBtu | FALSE | L | Annual | Qualifying Generation | TWh | 3.8307 | 3.6854 | 0 | 0 | 0 | 0 | 0
NSR Westar Consent - NOX Rate Annual v4.10, Unit 2589 and retrofits | 556 | 7406 | Rate Constraint in lbs/MMBtu | FALSE | L | Annual | Rate | lb/MWh | 0.43872 | 0.43872 | 0 | 0 | 0 | 0 | 0
NSR Westar Consent - NOX Rate Annual v4.10, Unit 2589 and retrofits | 556 | 7406 | Rate Constraint in lbs/MMBtu | FALSE | L | Annual | Constraint Shadow Price | US2019$/Ton | 0 | 0 | 0 | 0 | 0 | 0 | 0
NSR Westar Consent - NOX Rate Annual v4.10, Unit 2604 and retrofits | 557 | 7406 | Rate Constraint in lbs/MMBtu | FALSE | L | Annual | Seasons Included | Seasons | Winter, WintShld, Summer | Winter, WintShld, Summer | Winter, WintShld, Summer | Winter, WintShld, Summer | Winter, WintShld, Summer | Winter, WintShld, Summer | Winter, WintShld, Summer
NSR Westar Consent - NOX Rate Annual v4.10, Unit 2604 and retrofits | 557 | 7406 | Rate Constraint in lbs/MMBtu | FALSE | L | Annual | Standard NOX | lb/MMBtu | 0.1 | 0.1 | 0.1 | 0.1 | 0.1 | 0.1 | 0.1
NSR Westar Consent - NOX Rate Annual v4.10, Unit 2604 and retrofits | 557 | 7406 | Rate Constraint in lbs/MMBtu | FALSE | L | Annual | Emissions at Affected Plants NOX | Thousand Tons | 0.49773 | 0 | 0 | 0 | 0 | 0 | 0
NSR Westar Consent - NOX Rate Annual v4.10, Unit 2604 and retrofits | 557 | 7406 | Rate Constraint in lbs/MMBtu | FALSE | L | Annual | Allowances Purchased NOX | Thousand Tons | 0 | 0 | 0 | 0 | 0 | 0 | 0
NSR Westar Consent - NOX Rate Annual v4.10, Unit 2604 and retrofits | 557 | 7406 | Rate Constraint in lbs/MMBtu | FALSE | L | Annual | Allowances Sold NOX | Thousand Tons | 0 | 0 | 0 | 0 | 0 | 0 | 0
NSR Westar Consent - NOX Rate Annual v4.10, Unit 2604 and retrofits | 557 | 7406 | Rate Constraint in lbs/MMBtu | FALSE | L | Annual | Allowances Banked | Thousand Tons | 0 | 0 | 0 | 0 | 0 | 0 | 0
NSR Westar Consent - NOX Rate Annual v4.10, Unit 2604 and retrofits | 557 | 7406 | Rate Constraint in lbs/MMBtu | FALSE | L | Annual | Allowances Withdrawn (1:1) | Thousand Tons | 0 | 0 | 0 | 0 | 0 | 0 | 0
NSR Westar Consent - NOX Rate Annual v4.10, Unit 2604 and retrofits | 557 | 7406 | Rate Constraint in lbs/MMBtu | FALSE | L | Annual | Allowances Withdrawn (n:1) | Thousand Tons | 0 | 0 | 0 | 0 | 0 | 0 | 0
NSR Westar Consent - NOX Rate Annual v4.10, Unit 2604 and retrofits | 557 | 7406 | Rate Constraint in lbs/MMBtu | FALSE | L | Annual | Net Emissions Allowance Position | Thousand Tons | 0.49773 | 0 | 0 | 0 | 0 | 0 | 0
NSR Westar Consent - NOX Rate Annual v4.10, Unit 2604 and retrofits | 557 | 7406 | Rate Constraint in lbs/MMBtu | FALSE | L | Annual | Fuel Consumed | TBtu | 9.9546 | 0 | 0 | 0 | 0 | 0 | 0
NSR Westar Consent - NOX Rate Annual v4.10, Unit 2604 and retrofits | 557 | 7406 | Rate Constraint in lbs/MMBtu | FALSE | L | Annual | Rate | lb/MMBtu | 0.1 | 0 | 0 | 0 | 0 | 0 | 0
NSR Westar Consent - NOX Rate Annual v4.10, Unit 2604 and retrofits | 557 | 7406 | Rate Constraint in lbs/MMBtu | FALSE | L | Annual | Generation | TWh | 0.88867 | 0 | 0 | 0 | 0 | 0 | 0
NSR Westar Consent - NOX Rate Annual v4.10, Unit 2604 and retrofits | 557 | 7406 | Rate Constraint in lbs/MMBtu | FALSE | L | Annual | Qualifying Generation | TWh | 0.88867 | 0 | 0 | 0 | 0 | 0 | 0
NSR Westar Consent - NOX Rate Annual v4.10, Unit 2604 and retrofits | 557 | 7406 | Rate Constraint in lbs/MMBtu | FALSE | L | Annual | Rate | lb/MWh | 1.1202 | 0 | 0 | 0 | 0 | 0 | 0
NSR Westar Consent - NOX Rate Annual v4.10, Unit 2604 and retrofits | 557 | 7406 | Rate Constraint in lbs/MMBtu | FALSE | L | Annual | Constraint Shadow Price | US2019$/Ton | 186442.927 | 0 | 0 | 0 | 0 | 0 | 0
NSR Westar Consent - NOX Rate Annual v4.10, Unit 2605 and retrofits | 558 | 7406 | Rate Constraint in lbs/MMBtu | FALSE | L | Annual | Seasons Included | Seasons | Winter, WintShld, Summer | Winter, WintShld, Summer | Winter, WintShld, Summer | Winter, WintShld, Summer | Winter, WintShld, Summer | Winter, WintShld, Summer | Winter, WintShld, Summer
NSR Westar Consent - NOX Rate Annual v4.10, Unit 2605 and retrofits | 558 | 7406 | Rate Constraint in lbs/MMBtu | FALSE | L | Annual | Standard NOX | lb/MMBtu | 0.1 | 0.1 | 0.1 | 0.1 | 0.1 | 0.1 | 0.1
NSR Westar Consent - NOX Rate Annual v4.10, Unit 2605 and retrofits | 558 | 7406 | Rate Constraint in lbs/MMBtu | FALSE | L | Annual | Emissions at Affected Plants NOX | Thousand Tons | 0.47646 | 0.47646 | 0 | 0 | 0 | 0 | 0
NSR Westar Consent - NOX Rate Annual v4.10, Unit 2605 and retrofits | 558 | 7406 | Rate Constraint in lbs/MMBtu | FALSE | L | Annual | Allowances Purchased NOX | Thousand Tons | 0 | 0 | 0 | 0 | 0 | 0 | 0
NSR Westar Consent - NOX Rate Annual v4.10, Unit 2605 and retrofits | 558 | 7406 | Rate Constraint in lbs/MMBtu | FALSE | L | Annual | Allowances Sold NOX | Thousand Tons | 0 | 0 | 0 | 0 | 0 | 0 | 0
NSR Westar Consent - NOX Rate Annual v4.10, Unit 2605 and retrofits | 558 | 7406 | Rate Constraint in lbs/MMBtu | FALSE | L | Annual | Allowances Banked | Thousand Tons | 0 | 0 | 0 | 0 | 0 | 0 | 0
NSR Westar Consent - NOX Rate Annual v4.10, Unit 2605 and retrofits | 558 | 7406 | Rate Constraint in lbs/MMBtu | FALSE | L | Annual | Allowances Withdrawn (1:1) | Thousand Tons | 0 | 0 | 0 | 0 | 0 | 0 | 0
NSR Westar Consent - NOX Rate Annual v4.10, Unit 2605 and retrofits | 558 | 7406 | Rate Constraint in lbs/MMBtu | FALSE | L | Annual | Allowances Withdrawn (n:1) | Thousand Tons | 0 | 0 | 0 | 0 | 0 | 0 | 0
NSR Westar Consent - NOX Rate Annual v4.10, Unit 2605 and retrofits | 558 | 7406 | Rate Constraint in lbs/MMBtu | FALSE | L | Annual | Net Emissions Allowance Position | Thousand Tons | 0.47646 | 0.47646 | 0 | 0 | 0 | 0 | 0
NSR Westar Consent - NOX Rate Annual v4.10, Unit 2605 and retrofits | 558 | 7406 | Rate Constraint in lbs/MMBtu | FALSE | L | Annual | Fuel Consumed | TBtu | 9.5292 | 9.5292 | 0 | 0 | 0 | 0 | 0
NSR Westar Consent - NOX Rate Annual v4.10, Unit 2605 and retrofits | 558 | 7406 | Rate Constraint in lbs/MMBtu | FALSE | L | Annual | Rate | lb/MMBtu | 0.1 | 0.1 | 0 | 0 | 0 | 0 | 0
NSR Westar Consent - NOX Rate Annual v4.10, Unit 2605 and retrofits | 558 | 7406 | Rate Constraint in lbs/MMBtu | FALSE | L | Annual | Generation | TWh | 0.85456 | 0.85456 | 0 | 0 | 0 | 0 | 0
NSR Westar Consent - NOX Rate Annual v4.10, Unit 2605 and retrofits | 558 | 7406 | Rate Constraint in lbs/MMBtu | FALSE | L | Annual | Qualifying Generation | TWh | 0.85456 | 0.85456 | 0 | 0 | 0 | 0 | 0
NSR Westar Consent - NOX Rate Annual v4.10, Unit 2605 and retrofits | 558 | 7406 | Rate Constraint in lbs/MMBtu | FALSE | L | Annual | Rate | lb/MWh | 1.1151 | 1.1151 | 0 | 0 | 0 | 0 | 0
NSR Westar Consent - NOX Rate Annual v4.10, Unit 2605 and retrofits | 558 | 7406 | Rate Constraint in lbs/MMBtu | FALSE | L | Annual | Constraint Shadow Price | US2019$/Ton | 194744.977 | 11290.9199 | 0 | 0 | 0 | 0 | 0
NSR Westar Consent - SO2 Cap Annual v4.10 | 559 | 7407 | Rate Constraint in MTons | FALSE | L | Annual | Seasons Included | Seasons | Winter, WintShld, Summer | Winter, WintShld, Summer | Winter, WintShld, Summer | Winter, WintShld, Summer | Winter, WintShld, Summer | Winter, WintShld, Summer | Winter, WintShld, Summer
NSR Westar Consent - SO2 Cap Annual v4.10 | 559 | 7407 | Rate Constraint in MTons | FALSE | L | Annual | Standard SO2 | Thousand Tons | 6.6 | 6.6 | 6.6 | 6.6 | 6.6 | 6.6 | 6.6
NSR Westar Consent - SO2 Cap Annual v4.10 | 559 | 7407 | Rate Constraint in MTons | FALSE | L | Annual | Emissions at Affected Plants SO2 | Thousand Tons | 0.72329 | 0.57844 | 0 | 0 | 0 | 0 | 0
NSR Westar Consent - SO2 Cap Annual v4.10 | 559 | 7407 | Rate Constraint in MTons | FALSE | L | Annual | Allowances Purchased SO2 | Thousand Tons | 0 | 0 | 0 | 0 | 0 | 0 | 0
NSR Westar Consent - SO2 Cap Annual v4.10 | 559 | 7407 | Rate Constraint in MTons | FALSE | L | Annual | Allowances Sold SO2 | Thousand Tons | 0 | 0 | 0 | 0 | 0 | 0 | 0
NSR Westar Consent - SO2 Cap Annual v4.10 | 559 | 7407 | Rate Constraint in MTons | FALSE | L | Annual | Allowances Banked | Thousand Tons | 0 | 0 | 0 | 0 | 0 | 0 | 0
NSR Westar Consent - SO2 Cap Annual v4.10 | 559 | 7407 | Rate Constraint in MTons | FALSE | L | Annual | Allowances Withdrawn (1:1) | Thousand Tons | 0 | 0 | 0 | 0 | 0 | 0 | 0
NSR Westar Consent - SO2 Cap Annual v4.10 | 559 | 7407 | Rate Constraint in MTons | FALSE | L | Annual | Allowances Withdrawn (n:1) | Thousand Tons | 0 | 0 | 0 | 0 | 0 | 0 | 0
NSR Westar Consent - SO2 Cap Annual v4.10 | 559 | 7407 | Rate Constraint in MTons | FALSE | L | Annual | Net Emissions Allowance Position | Thousand Tons | 0.72329 | 0.57844 | 0 | 0 | 0 | 0 | 0
NSR Westar Consent - SO2 Cap Annual v4.10 | 559 | 7407 | Rate Constraint in MTons | FALSE | L | Annual | Fuel Consumed | TBtu | 61.5836 | 50.0317 | 0 | 0 | 0 | 0 | 0
NSR Westar Consent - SO2 Cap Annual v4.10 | 559 | 7407 | Rate Constraint in MTons | FALSE | L | Annual | Rate | lb/MMBtu | 0.02349 | 0.023123 | 0 | 0 | 0 | 0 | 0
NSR Westar Consent - SO2 Cap Annual v4.10 | 559 | 7407 | Rate Constraint in MTons | FALSE | L | Annual | Generation | TWh | 5.574 | 4.54 | 0 | 0 | 0 | 0 | 0
NSR Westar Consent - SO2 Cap Annual v4.10 | 559 | 7407 | Rate Constraint in MTons | FALSE | L | Annual | Qualifying Generation | TWh | 5.574 | 4.54 | 0 | 0 | 0 | 0 | 0
NSR Westar Consent - SO2 Cap Annual v4.10 | 559 | 7407 | Rate Constraint in MTons | FALSE | L | Annual | Rate | lb/MWh | 0.25952 | 0.25482 | 0 | 0 | 0 | 0 | 0
NSR Westar Consent - SO2 Cap Annual v4.10 | 559 | 7407 | Rate Constraint in MTons | FALSE | L | Annual | Constraint Shadow Price | US2019$/Ton | 0 | 0 | 0 | 0 | 0 | 0 | 0
NSR Westar Consent - SO2 Rate Annual v4.10 | 560 | 7408 | MACT Fuel Choice Floor in lbs/MMBtu | FALSE | L | Annual | Seasons Included | Seasons | Winter, WintShld, Summer | Winter, WintShld, Summer | Winter, WintShld, Summer | Winter, WintShld, Summer | Winter, WintShld, Summer | Winter, WintShld, Summer | Winter, WintShld, Summer
NSR Westar Consent - SO2 Rate Annual v4.10 | 560 | 7408 | MACT Fuel Choice Floor in lbs/MMBtu | FALSE | L | Annual | Emission Floor | lb/MMBtu | 0.07 | 0.07 | 0.07 | 0.07 | 0.07 | 0.07 | 0.07
NSR Westar Consent - SO2 Rate Annual v4.10 | 560 | 7408 | MACT Fuel Choice Floor in lbs/MMBtu | FALSE | L | Annual | Emissions at Affected Plants SO2 | Thousand Tons | 0.72329 | 0.57844 | 0 | 0 | 0 | 0 | 0
NSR Westar Consent - SO2 Rate Annual v4.10 | 560 | 7408 | MACT Fuel Choice Floor in lbs/MMBtu | FALSE | L | Annual | Allowances Purchased SO2 | Thousand Tons | 0 | 0 | 0 | 0 | 0 | 0 | 0
NSR Westar Consent - SO2 Rate Annual v4.10 | 560 | 7408 | MACT Fuel Choice Floor in lbs/MMBtu | FALSE | L | Annual | Allowances Sold SO2 | Thousand Tons | 0 | 0 | 0 | 0 | 0 | 0 | 0
NSR Westar Consent - SO2 Rate Annual v4.10 | 560 | 7408 | MACT Fuel Choice Floor in lbs/MMBtu | FALSE | L | Annual | Allowances Banked | Thousand Tons | 0 | 0 | 0 | 0 | 0 | 0 | 0
NSR Westar Consent - SO2 Rate Annual v4.10 | 560 | 7408 | MACT Fuel Choice Floor in lbs/MMBtu | FALSE | L | Annual | Allowances Withdrawn (1:1) | Thousand Tons | 0 | 0 | 0 | 0 | 0 | 0 | 0
NSR Westar Consent - SO2 Rate Annual v4.10 | 560 | 7408 | MACT Fuel Choice Floor in lbs/MMBtu | FALSE | L | Annual | Allowances Withdrawn (n:1) | Thousand Tons | 0 | 0 | 0 | 0 | 0 | 0 | 0
NSR Westar Consent - SO2 Rate Annual v4.10 | 560 | 7408 | MACT Fuel Choice Floor in lbs/MMBtu | FALSE | L | Annual | Net Emissions Allowance Position | Thousand Tons | 0.72329 | 0.57844 | 0 | 0 | 0 | 0 | 0
NSR Westar Consent - SO2 Rate Annual v4.10 | 560 | 7408 | MACT Fuel Choice Floor in lbs/MMBtu | FALSE | L | Annual | Fuel Consumed | TBtu | 61.5836 | 50.0317 | 0 | 0 | 0 | 0 | 0
NSR Westar Consent - SO2 Rate Annual v4.10 | 560 | 7408 | MACT Fuel Choice Floor in lbs/MMBtu | FALSE | L | Annual | Rate | lb/MMBtu | 0.02349 | 0.023123 | 0 | 0 | 0 | 0 | 0
NSR Westar Consent - SO2 Rate Annual v4.10 | 560 | 7408 | MACT Fuel Choice Floor in lbs/MMBtu | FALSE | L | Annual | Generation | TWh | 5.574 | 4.54 | 0 | 0 | 0 | 0 | 0
NSR Westar Consent - SO2 Rate Annual v4.10 | 560 | 7408 | MACT Fuel Choice Floor in lbs/MMBtu | FALSE | L | Annual | Qualifying Generation | TWh | 5.574 | 4.54 | 0 | 0 | 0 | 0 | 0
NSR Westar Consent - SO2 Rate Annual v4.10 | 560 | 7408 | MACT Fuel Choice Floor in lbs/MMBtu | FALSE | L | Annual | Constraint Shadow Price | US2019$/Ton | 0 | 0 | 0 | 0 | 0 | 0 | 0
NSR Winyah 1 - NOX Rate Annual v3.1, Unit 3836 and retrofits | 561 | 7433 | Rate Constraint in lbs/MMBtu | FALSE | L | Annual | Seasons Included | Seasons | Winter, WintShld, Summer | Winter, WintShld, Summer | Winter, WintShld, Summer | Winter, WintShld, Summer | Winter, WintShld, Summer | Winter, WintShld, Summer | Winter, WintShld, Summer
NSR Winyah 1 - NOX Rate Annual v3.1, Unit 3836 and retrofits | 561 | 7433 | Rate Constraint in lbs/MMBtu | FALSE | L | Annual | Standard NOX | lb/MMBtu | 0.1 | 0.1 | 0.1 | 0.1 | 0.1 | 0.1 | 0.1
NSR Winyah 1 - NOX Rate Annual v3.1, Unit 3836 and retrofits | 561 | 7433 | Rate Constraint in lbs/MMBtu | FALSE | L | Annual | Emissions at Affected Plants NOX | Thousand Tons | 0.43489 | 0 | 0 | 0 | 0 | 0 | 0
NSR Winyah 1 - NOX Rate Annual v3.1, Unit 3836 and retrofits | 561 | 7433 | Rate Constraint in lbs/MMBtu | FALSE | L | Annual | Allowances Purchased NOX | Thousand Tons | 0 | 0 | 0 | 0 | 0 | 0 | 0
NSR Winyah 1 - NOX Rate Annual v3.1, Unit 3836 and retrofits | 561 | 7433 | Rate Constraint in lbs/MMBtu | FALSE | L | Annual | Allowances Sold NOX | Thousand Tons | 0 | 0 | 0 | 0 | 0 | 0 | 0
NSR Winyah 1 - NOX Rate Annual v3.1, Unit 3836 and retrofits | 561 | 7433 | Rate Constraint in lbs/MMBtu | FALSE | L | Annual | Allowances Banked | Thousand Tons | 0 | 0 | 0 | 0 | 0 | 0 | 0
NSR Winyah 1 - NOX Rate Annual v3.1, Unit 3836 and retrofits | 561 | 7433 | Rate Constraint in lbs/MMBtu | FALSE | L | Annual | Allowances Withdrawn (1:1) | Thousand Tons | 0 | 0 | 0 | 0 | 0 | 0 | 0
NSR Winyah 1 - NOX Rate Annual v3.1, Unit 3836 and retrofits | 561 | 7433 | Rate Constraint in lbs/MMBtu | FALSE | L | Annual | Allowances Withdrawn (n:1) | Thousand Tons | 0 | 0 | 0 | 0 | 0 | 0 | 0
NSR Winyah 1 - NOX Rate Annual v3.1, Unit 3836 and retrofits | 561 | 7433 | Rate Constraint in lbs/MMBtu | FALSE | L | Annual | Net Emissions Allowance Position | Thousand Tons | 0.43489 | 0 | 0 | 0 | 0 | 0 | 0
NSR Winyah 1 - NOX Rate Annual v3.1, Unit 3836 and retrofits | 561 | 7433 | Rate Constraint in lbs/MMBtu | FALSE | L | Annual | Fuel Consumed | TBtu | 10.7753 | 0 | 0 | 0 | 0 | 0 | 0
NSR Winyah 1 - NOX Rate Annual v3.1, Unit 3836 and retrofits | 561 | 7433 | Rate Constraint in lbs/MMBtu | FALSE | L | Annual | Rate | lb/MMBtu | 0.08072 | 0 | 0 | 0 | 0 | 0 | 0
NSR Winyah 1 - NOX Rate Annual v3.1, Unit 3836 and retrofits | 561 | 7433 | Rate Constraint in lbs/MMBtu | FALSE | L | Annual | Generation | TWh | 1.0023 | 0 | 0 | 0 | 0 | 0 | 0
NSR Winyah 1 - NOX Rate Annual v3.1, Unit 3836 and retrofits | 561 | 7433 | Rate Constraint in lbs/MMBtu | FALSE | L | Annual | Qualifying Generation | TWh | 1.0023 | 0 | 0 | 0 | 0 | 0 | 0
NSR Winyah 1 - NOX Rate Annual v3.1, Unit 3836 and retrofits | 561 | 7433 | Rate Constraint in lbs/MMBtu | FALSE | L | Annual | Rate | lb/MWh | 0.86782 | 0 | 0 | 0 | 0 | 0 | 0
NSR Winyah 1 - NOX Rate Annual v3.1, Unit 3836 and retrofits | 561 | 7433 | Rate Constraint in lbs/MMBtu | FALSE | L | Annual | Constraint Shadow Price | US2019$/Ton | 0 | 0 | 0 | 0 | 0 | 0 | 0
NSR Winyah 2-4 - NOX Rate Annual v3.1, Unit 3833 and retrofits | 562 | 7434 | Rate Constraint in lbs/MMBtu | FALSE | L | Annual | Seasons Included | Seasons | Winter, WintShld, Summer | Winter, WintShld, Summer | Winter, WintShld, Summer | Winter, WintShld, Summer | Winter, WintShld, Summer | Winter, WintShld, Summer | Winter, WintShld, Summer
NSR Winyah 2-4 - NOX Rate Annual v3.1, Unit 3833 and retrofits | 562 | 7434 | Rate Constraint in lbs/MMBtu | FALSE | L | Annual | Standard NOX | lb/MMBtu | 0.12 | 0.12 | 0.12 | 0.12 | 0.12 | 0.12 | 0.12
NSR Winyah 2-4 - NOX Rate Annual v3.1, Unit 3833 and retrofits | 562 | 7434 | Rate Constraint in lbs/MMBtu | FALSE | L | Annual | Emissions at Affected Plants NOX | Thousand Tons | 0.49456 | 0 | 0 | 0 | 0 | 0 | 0
NSR Winyah 2-4 - NOX Rate Annual v3.1, Unit 3833 and retrofits | 562 | 7434 | Rate Constraint in lbs/MMBtu | FALSE | L | Annual | Allowances Purchased NOX | Thousand Tons | 0 | 0 | 0 | 0 | 0 | 0 | 0
NSR Winyah 2-4 - NOX Rate Annual v3.1, Unit 3833 and retrofits | 562 | 7434 | Rate Constraint in lbs/MMBtu | FALSE | L | Annual | Allowances Sold NOX | Thousand Tons | 0 | 0 | 0 | 0 | 0 | 0 | 0
NSR Winyah 2-4 - NOX Rate Annual v3.1, Unit 3833 and retrofits | 562 | 7434 | Rate Constraint in lbs/MMBtu | FALSE | L | Annual | Allowances Banked | Thousand Tons | 0 | 0 | 0 | 0 | 0 | 0 | 0
NSR Winyah 2-4 - NOX Rate Annual v3.1, Unit 3833 and retrofits | 562 | 7434 | Rate Constraint in lbs/MMBtu | FALSE | L | Annual | Allowances Withdrawn (1:1) | Thousand Tons | 0 | 0 | 0 | 0 | 0 | 0 | 0
NSR Winyah 2-4 - NOX Rate Annual v3.1, Unit 3833 and retrofits | 562 | 7434 | Rate Constraint in lbs/MMBtu | FALSE | L | Annual | Allowances Withdrawn (n:1) | Thousand Tons | 0 | 0 | 0 | 0 | 0 | 0 | 0
NSR Winyah 2-4 - NOX Rate Annual v3.1, Unit 3833 and retrofits | 562 | 7434 | Rate Constraint in lbs/MMBtu | FALSE | L | Annual | Net Emissions Allowance Position | Thousand Tons | 0.49456 | 0 | 0 | 0 | 0 | 0 | 0
NSR Winyah 2-4 - NOX Rate Annual v3.1, Unit 3833 and retrofits | 562 | 7434 | Rate Constraint in lbs/MMBtu | FALSE | L | Annual | Fuel Consumed | TBtu | 11.6918 | 0 | 0 | 0 | 0 | 0 | 0
NSR Winyah 2-4 - NOX Rate Annual v3.1, Unit 3833 and retrofits | 562 | 7434 | Rate Constraint in lbs/MMBtu | FALSE | L | Annual | Rate | lb/MMBtu | 0.0846 | 0 | 0 | 0 | 0 | 0 | 0
NSR Winyah 2-4 - NOX Rate Annual v3.1, Unit 3833 and retrofits | 562 | 7434 | Rate Constraint in lbs/MMBtu | FALSE | L | Annual | Generation | TWh | 1.0842 | 0 | 0 | 0 | 0 | 0 | 0
NSR Winyah 2-4 - NOX Rate Annual v3.1, Unit 3833 and retrofits | 562 | 7434 | Rate Constraint in lbs/MMBtu | FALSE | L | Annual | Qualifying Generation | TWh | 1.0842 | 0 | 0 | 0 | 0 | 0 | 0
NSR Winyah 2-4 - NOX Rate Annual v3.1, Unit 3833 and retrofits | 562 | 7434 | Rate Constraint in lbs/MMBtu | FALSE | L | Annual | Rate | lb/MWh | 0.91233 | 0 | 0 | 0 | 0 | 0 | 0
NSR Winyah 2-4 - NOX Rate Annual v3.1, Unit 3833 and retrofits | 562 | 7434 | Rate Constraint in lbs/MMBtu | FALSE | L | Annual | Constraint Shadow Price | US2019$/Ton | 0 | 0 | 0 | 0 | 0 | 0 | 0
NSR Winyah 2-4 - NOX Rate Annual v3.1, Unit 3834 and retrofits | 563 | 7434 | Rate Constraint in lbs/MMBtu | FALSE | L | Annual | Seasons Included | Seasons | Winter, WintShld, Summer | Winter, WintShld, Summer | Winter, WintShld, Summer | Winter, WintShld, Summer | Winter, WintShld, Summer | Winter, WintShld, Summer | Winter, WintShld, Summer
NSR Winyah 2-4 - NOX Rate Annual v3.1, Unit 3834 and retrofits | 563 | 7434 | Rate Constraint in lbs/MMBtu | FALSE | L | Annual | Standard NOX | lb/MMBtu | 0.12 | 0.12 | 0.12 | 0.12 | 0.12 | 0.12 | 0.12
NSR Winyah 2-4 - NOX Rate Annual v3.1, Unit 3834 and retrofits | 563 | 7434 | Rate Constraint in lbs/MMBtu | FALSE | L | Annual | Emissions at Affected Plants NOX | Thousand Tons | 0.57092 | 0 | 0 | 0 | 0 | 0 | 0
NSR Winyah 2-4 - NOX Rate Annual v3.1, Unit 3834 and retrofits | 563 | 7434 | Rate Constraint in lbs/MMBtu | FALSE | L | Annual | Allowances Purchased NOX | Thousand Tons | 0 | 0 | 0 | 0 | 0 | 0 | 0
NSR Winyah 2-4 - NOX Rate Annual v3.1, Unit 3834 and retrofits | 563 | 7434 | Rate Constraint in lbs/MMBtu | FALSE | L | Annual | Allowances Sold NOX | Thousand Tons | 0 | 0 | 0 | 0 | 0 | 0 | 0
NSR Winyah 2-4 - NOX Rate Annual v3.1, Unit 3834 and retrofits | 563 | 7434 | Rate Constraint in lbs/MMBtu | FALSE | L | Annual | Allowances Banked | Thousand Tons | 0 | 0 | 0 | 0 | 0 | 0 | 0
NSR Winyah 2-4 - NOX Rate Annual v3.1, Unit 3834 and retrofits | 563 | 7434 | Rate Constraint in lbs/MMBtu | FALSE | L | Annual | Allowances Withdrawn (1:1) | Thousand Tons | 0 | 0 | 0 | 0 | 0 | 0 | 0
NSR Winyah 2-4 - NOX Rate Annual v3.1, Unit 3834 and retrofits | 563 | 7434 | Rate Constraint in lbs/MMBtu | FALSE | L | Annual | Allowances Withdrawn (n:1) | Thousand Tons | 0 | 0 | 0 | 0 | 0 | 0 | 0
NSR Winyah 2-4 - NOX Rate Annual v3.1, Unit 3834 and retrofits | 563 | 7434 | Rate Constraint in lbs/MMBtu | FALSE | L | Annual | Net Emissions Allowance Position | Thousand Tons | 0.57092 | 0 | 0 | 0 | 0 | 0 | 0
NSR Winyah 2-4 - NOX Rate Annual v3.1, Unit 3834 and retrofits | 563 | 7434 | Rate Constraint in lbs/MMBtu | FALSE | L | Annual | Fuel Consumed | TBtu | 11.3615 | 0 | 0 | 0 | 0 | 0 | 0
NSR Winyah 2-4 - NOX Rate Annual v3.1, Unit 3834 and retrofits | 563 | 7434 | Rate Constraint in lbs/MMBtu | FALSE | L | Annual | Rate | lb/MMBtu | 0.1005 | 0 | 0 | 0 | 0 | 0 | 0
NSR Winyah 2-4 - NOX Rate Annual v3.1, Unit 3834 and retrofits | 563 | 7434 | Rate Constraint in lbs/MMBtu | FALSE | L | Annual | Generation | TWh | 1.0517 | 0 | 0 | 0 | 0 | 0 | 0
NSR Winyah 2-4 - NOX Rate Annual v3.1, Unit 3834 and retrofits | 563 | 7434 | Rate Constraint in lbs/MMBtu | FALSE | L | Annual | Qualifying Generation | TWh | 1.0517 | 0 | 0 | 0 | 0 | 0 | 0
NSR Winyah 2-4 - NOX Rate Annual v3.1, Unit 3834 and retrofits | 563 | 7434 | Rate Constraint in lbs/MMBtu | FALSE | L | Annual | Rate | lb/MWh | 1.0857 | 0 | 0 | 0 | 0 | 0 | 0
NSR Winyah 2-4 - NOX Rate Annual v3.1, Unit 3834 and retrofits | 563 | 7434 | Rate Constraint in lbs/MMBtu | FALSE | L | Annual | Constraint Shadow Price | US2019$/Ton | 0 | 0 | 0 | 0 | 0 | 0 | 0
NSR Winyah 2-4 - NOX Rate Annual v3.1, Unit 3835 and retrofits | 564 | 7434 | Rate Constraint in lbs/MMBtu | FALSE | L | Annual | Seasons Included | Seasons | Winter, WintShld, Summer | Winter, WintShld, Summer | Winter, WintShld, Summer | Winter, WintShld, Summer | Winter, WintShld, Summer | Winter, WintShld, Summer | Winter, WintShld, Summer
NSR Winyah 2-4 - NOX Rate Annual v3.1, Unit 3835 and retrofits | 564 | 7434 | Rate Constraint in lbs/MMBtu | FALSE | L | Annual | Standard NOX | lb/MMBtu | 0.12 | 0.12 | 0.12 | 0.12 | 0.12 | 0.12 | 0.12
NSR Winyah 2-4 - NOX Rate Annual v3.1, Unit 3835 and retrofits | 564 | 7434 | Rate Constraint in lbs/MMBtu | FALSE | L | Annual | Emissions at Affected Plants NOX | Thousand Tons | 0.62557 | 0 | 0 | 0 | 0 | 0 | 0
NSR Winyah 2-4 - NOX Rate Annual v3.1, Unit 3835 and retrofits | 564 | 7434 | Rate Constraint in lbs/MMBtu | FALSE | L | Annual | Allowances Purchased NOX | Thousand Tons | 0 | 0 | 0 | 0 | 0 | 0 | 0
NSR Winyah 2-4 - NOX Rate Annual v3.1, Unit 3835 and retrofits | 564 | 7434 | Rate Constraint in lbs/MMBtu | FALSE | L | Annual | Allowances Sold NOX | Thousand Tons | 0 | 0 | 0 | 0 | 0 | 0 | 0
NSR Winyah 2-4 - NOX Rate Annual v3.1, Unit 3835 and retrofits | 564 | 7434 | Rate Constraint in lbs/MMBtu | FALSE | L | Annual | Allowances Banked | Thousand Tons | 0 | 0 | 0 | 0 | 0 | 0 | 0
NSR Winyah 2-4 - NOX Rate Annual v3.1, Unit 3835 and retrofits | 564 | 7434 | Rate Constraint in lbs/MMBtu | FALSE | L | Annual | Allowances Withdrawn (1:1) | Thousand Tons | 0 | 0 | 0 | 0 | 0 | 0 | 0
NSR Winyah 2-4 - NOX Rate Annual v3.1, Unit 3835 and retrofits | 564 | 7434 | Rate Constraint in lbs/MMBtu | FALSE | L | Annual | Allowances Withdrawn (n:1) | Thousand Tons | 0 | 0 | 0 | 0 | 0 | 0 | 0
NSR Winyah 2-4 - NOX Rate Annual v3.1, Unit 3835 and retrofits | 564 | 7434 | Rate Constraint in lbs/MMBtu | FALSE | L | Annual | Net Emissions Allowance Position | Thousand Tons | 0.62557 | 0 | 0 | 0 | 0 | 0 | 0
NSR Winyah 2-4 - NOX Rate Annual v3.1, Unit 3835 and retrofits | 564 | 7434 | Rate Constraint in lbs/MMBtu | FALSE | L | Annual | Fuel Consumed | TBtu | 14.2986 | 0 | 0 | 0 | 0 | 0 | 0
NSR Winyah 2-4 - NOX Rate Annual v3.1, Unit 3835 and retrofits | 564 | 7434 | Rate Constraint in lbs/MMBtu | FALSE | L | Annual | Rate | lb/MMBtu | 0.0875 | 0 | 0 | 0 | 0 | 0 | 0
NSR Winyah 2-4 - NOX Rate Annual v3.1, Unit 3835 and retrofits | 564 | 7434 | Rate Constraint in lbs/MMBtu | FALSE | L | Annual | Generation | TWh | 1.3379 | 0 | 0 | 0 | 0 | 0 | 0
NSR Winyah 2-4 - NOX Rate Annual v3.1, Unit 3835 and retrofits | 564 | 7434 | Rate Constraint in lbs/MMBtu | FALSE | L | Annual | Qualifying Generation | TWh | 1.3379 | 0 | 0 | 0 | 0 | 0 | 0
NSR Winyah 2-4 - NOX Rate Annual v3.1, Unit 3835 and retrofits | 564 | 7434 | Rate Constraint in lbs/MMBtu | FALSE | L | Annual | Rate | lb/MWh | 0.93511 | 0 | 0 | 0 | 0 | 0 | 0
NSR Winyah 2-4 - NOX Rate Annual v3.1, Unit 3835 and retrofits | 564 | 7434 | Rate Constraint in lbs/MMBtu | FALSE | L | Annual | Constraint Shadow Price | US2019$/Ton | 0 | 0 | 0 | 0 | 0 | 0 | 0
NSR WPS Consent - NOX Cap Annual v5.12 | 565 | 7409 | Rate Constraint in MTons | FALSE | L | Annual | Seasons Included | Seasons | Winter, WintShld, Summer | Winter, WintShld, Summer | Winter, WintShld, Summer | Winter, WintShld, Summer | Winter, WintShld, Summer | Winter, WintShld, Summer | Winter, WintShld, Summer
NSR WPS Consent - NOX Cap Annual v5.12 | 565 | 7409 | Rate Constraint in MTons | FALSE | L | Annual | Standard NOX | Thousand Tons | 3.7 | 3.7 | 3.7 | 3.7 | 3.7 | 3.7 | 3.7
NSR WPS Consent - NOX Cap Annual v5.12 | 565 | 7409 | Rate Constraint in MTons | FALSE | L | Annual | Emissions at Affected Plants NOX | Thousand Tons | 0.93187 | 0.9624 | 1.0049 | 0.95082 | 1.0008 | 0.51797 | 0.51797
NSR WPS Consent - NOX Cap Annual v5.12 | 565 | 7409 | Rate Constraint in MTons | FALSE | L | Annual | Allowances Purchased NOX | Thousand Tons | 0 | 0 | 0 | 0 | 0 | 0 | 0
NSR WPS Consent - NOX Cap Annual v5.12 | 565 | 7409 | Rate Constraint in MTons | FALSE | L | Annual | Allowances Sold NOX | Thousand Tons | 0 | 0 | 0 | 0 | 0 | 0 | 0
NSR WPS Consent - NOX Cap Annual v5.12 | 565 | 7409 | Rate Constraint in MTons | FALSE | L | Annual | Allowances Banked | Thousand Tons | 0 | 0 | 0 | 0 | 0 | 0 | 0
NSR WPS Consent - NOX Cap Annual v5.12 | 565 | 7409 | Rate Constraint in MTons | FALSE | L | Annual | Allowances Withdrawn (1:1) | Thousand Tons | 0 | 0 | 0 | 0 | 0 | 0 | 0
NSR WPS Consent - NOX Cap Annual v5.12 | 565 | 7409 | Rate Constraint in MTons | FALSE | L | Annual | Allowances Withdrawn (n:1) | Thousand Tons | 0 | 0 | 0 | 0 | 0 | 0 | 0
NSR WPS Consent - NOX Cap Annual v5.12 | 565 | 7409 | Rate Constraint in MTons | FALSE | L | Annual | Net Emissions Allowance Position | Thousand Tons | 0.93187 | 0.9624 | 1.0049 | 0.95082 | 1.0008 | 0.51797 | 0.51797
NSR WPS Consent - NOX Cap Annual v5.12 | 565 | 7409 | Rate Constraint in MTons | FALSE | L | Annual | Fuel Consumed | TBtu | 34.4288 | 35.5896 | 37.1046 | 35.1126 | 36.8798 | 19.2661 | 19.2661
NSR WPS Consent - NOX Cap Annual v5.12 | 565 | 7409 | Rate Constraint in MTons | FALSE | L | Annual | Rate | lb/MMBtu | 0.054133 | 0.054083 | 0.054166 | 0.054158 | 0.054272 | 0.05377 | 0.05377
NSR WPS Consent - NOX Cap Annual v5.12 | 565 | 7409 | Rate Constraint in MTons | FALSE | L | Annual | Generation | TWh | 3.5423 | 3.6638 | 3.8162 | 3.6116 | 3.7884 | 1.9905 | 1.9905
NSR WPS Consent - NOX Cap Annual v5.12 | 565 | 7409 | Rate Constraint in MTons | FALSE | L | Annual | Qualifying Generation | TWh | 3.5423 | 3.6638 | 3.8162 | 3.6116 | 3.7884 | 1.9905 | 1.9905
NSR WPS Consent - NOX Cap Annual v5.12 | 565 | 7409 | Rate Constraint in MTons | FALSE | L | Annual | Rate | lb/MWh | 0.52614 | 0.52535 | 0.52666 | 0.52653 | 0.52833 | 0.52044 | 0.52044
NSR WPS Consent - NOX Cap Annual v5.12 | 565 | 7409 | Rate Constraint in MTons | FALSE | L | Annual | Constraint Shadow Price | US2019$/Ton | 0 | 0 | 0 | 0 | 0 | 0 | 0
NSR WPS Consent - SO2 Cap Annual v5.12 | 566 | 7410 | Rate Constraint in MTons | FALSE | L | Annual | Seasons Included | Seasons | Winter, WintShld, Summer | Winter, WintShld, Summer | Winter, WintShld, Summer | Winter, WintShld, Summer | Winter, WintShld, Summer | Winter, WintShld, Summer | Winter, WintShld, Summer
NSR WPS Consent - SO2 Cap Annual v5.12 | 566 | 7410 | Rate Constraint in MTons | FALSE | L | Annual | Standard SO2 | Thousand Tons | 4.25 | 4.25 | 4.25 | 4.25 | 4.25 | 4.25 | 4.25
NSR WPS Consent - SO2 Cap Annual v5.12 | 566 | 7410 | Rate Constraint in MTons | FALSE | L | Annual | Emissions at Affected Plants SO2 | Thousand Tons | 0.7908 | 0.8329 | 0.84157 | 0.79883 | 0.80265 | 0.50315 | 0.50315
NSR WPS Consent - SO2 Cap Annual v5.12 | 566 | 7410 | Rate Constraint in MTons | FALSE | L | Annual | Allowances Purchased SO2 | Thousand Tons | 0 | 0 | 0 | 0 | 0 | 0 | 0
NSR WPS Consent - SO2 Cap Annual v5.12 | 566 | 7410 | Rate Constraint in MTons | FALSE | L | Annual | Allowances Sold SO2 | Thousand Tons | 0 | 0 | 0 | 0 | 0 | 0 | 0
NSR WPS Consent - SO2 Cap Annual v5.12 | 566 | 7410 | Rate Constraint in MTons | FALSE | L | Annual | Allowances Banked | Thousand Tons | 0 | 0 | 0 | 0 | 0 | 0 | 0
NSR WPS Consent - SO2 Cap Annual v5.12 | 566 | 7410 | Rate Constraint in MTons | FALSE | L | Annual | Allowances Withdrawn (1:1) | Thousand Tons | 0 | 0 | 0 | 0 | 0 | 0 | 0
NSR WPS Consent - SO2 Cap Annual v5.12 | 566 | 7410 | Rate Constraint in MTons | FALSE | L | Annual | Allowances Withdrawn (n:1) | Thousand Tons | 0 | 0 | 0 | 0 | 0 | 0 | 0
NSR WPS Consent - SO2 Cap Annual v5.12 | 566 | 7410 | Rate Constraint in MTons | FALSE | L | Annual | Net Emissions Allowance Position | Thousand Tons | 0.7908 | 0.8329 | 0.84157 | 0.79883 | 0.80265 | 0.50315 | 0.50315
NSR WPS Consent - SO2 Cap Annual v5.12 | 566 | 7410 | Rate Constraint in MTons | FALSE | L | Annual | Fuel Consumed | TBtu | 34.4288 | 35.5896 | 37.1046 | 35.1126 | 36.8798 | 19.2661 | 19.2661
NSR WPS Consent - SO2 Cap Annual v5.12 | 566 | 7410 | Rate Constraint in MTons | FALSE | L | Annual | Rate | lb/MMBtu | 0.045938 | 0.046806 | 0.045362 | 0.045501 | 0.043528 | 0.052232 | 0.052232
NSR WPS Consent - SO2 Cap Annual v5.12 | 566 | 7410 | Rate Constraint in MTons | FALSE | L | Annual | Generation | TWh | 3.5423 | 3.6638 | 3.8162 | 3.6116 | 3.7884 | 1.9905 | 1.9905
NSR WPS Consent - SO2 Cap Annual v5.12 | 566 | 7410 | Rate Constraint in MTons | FALSE | L | Annual | Qualifying Generation | TWh | 3.5423 | 3.6638 | 3.8162 | 3.6116 | 3.7884 | 1.9905 | 1.9905
NSR WPS Consent - SO2 Cap Annual v5.12 | 566 | 7410 | Rate Constraint in MTons | FALSE | L | Annual | Rate | lb/MWh | 0.44649 | 0.45466 | 0.44105 | 0.44236 | 0.42374 | 0.50555 | 0.50555
NSR WPS Consent - SO2 Cap Annual v5.12 | 566 | 7410 | Rate Constraint in MTons | FALSE | L | Annual | Constraint Shadow Price | US2019$/Ton | 0 | 0 | 0 | 0 | 0 | 0 | 0
NSR WPS Weston 3 - NOX Rate Annual v5.12, Unit 3272 and retrofits | 567 | 7411 | Rate Constraint in lbs/MMBtu | FALSE | L | Annual | Seasons Included | Seasons | Winter, WintShld, Summer | Winter, WintShld, Summer | Winter, WintShld, Summer | Winter, WintShld, Summer | Winter, WintShld, Summer | Winter, WintShld, Summer | Winter, WintShld, Summer
NSR WPS Weston 3 - NOX Rate Annual v5.12, Unit 3272 and retrofits | 567 | 7411 | Rate Constraint in lbs/MMBtu | FALSE | L | Annual | Standard NOX | lb/MMBtu | 0.1 | 0.1 | 0.1 | 0.1 | 0.1 | 0.1 | 0.1
NSR WPS Weston 3 - NOX Rate Annual v5.12, Unit 3272 and retrofits | 567 | 7411 | Rate Constraint in lbs/MMBtu | FALSE | L | Annual | Emissions at Affected Plants NOX | Thousand Tons | 0.128 | 0.11408 | 0.15059 | 0.13962 | 0.18963 | 0 | 0
NSR WPS Weston 3 - NOX Rate Annual v5.12, Unit 3272 and retrofits | 567 | 7411 | Rate Constraint in lbs/MMBtu | FALSE | L | Annual | Allowances Purchased NOX | Thousand Tons | 0 | 0 | 0 | 0 | 0 | 0 | 0
NSR WPS Weston 3 - NOX Rate Annual v5.12, Unit 3272 and retrofits | 567 | 7411 | Rate Constraint in lbs/MMBtu | FALSE | L | Annual | Allowances Sold NOX | Thousand Tons | 0 | 0 | 0 | 0 | 0 | 0 | 0
NSR WPS Weston 3 - NOX Rate Annual v5.12, Unit 3272 and retrofits | 567 | 7411 | Rate Constraint in lbs/MMBtu | FALSE | L | Annual | Allowances Banked | Thousand Tons | 0 | 0 | 0 | 0 | 0 | 0 | 0
NSR WPS Weston 3 - NOX Rate Annual v5.12, Unit 3272 and retrofits | 567 | 7411 | Rate Constraint in lbs/MMBtu | FALSE | L | Annual | Allowances Withdrawn (1:1) | Thousand Tons | 0 | 0 | 0 | 0 | 0 | 0 | 0
NSR WPS Weston 3 - NOX Rate Annual v5.12, Unit 3272 and retrofits | 567 | 7411 | Rate Constraint in lbs/MMBtu | FALSE | L | Annual | Allowances Withdrawn (n:1) | Thousand Tons | 0 | 0 | 0 | 0 | 0 | 0 | 0
NSR WPS Weston 3 - NOX Rate Annual v5.12, Unit 3272 and retrofits | 567 | 7411 | Rate Constraint in lbs/MMBtu | FALSE | L | Annual | Net Emissions Allowance Position | Thousand Tons | 0.128 | 0.11408 | 0.15059 | 0.13962 | 0.18963 | 0 | 0
NSR WPS Weston 3 - NOX Rate Annual v5.12, Unit 3272 and retrofits | 567 | 7411 | Rate Constraint in lbs/MMBtu | FALSE | L | Annual | Fuel Consumed | TBtu | 4.5287 | 4.0361 | 5.3279 | 4.9398 | 6.709 | 0 | 0
NSR WPS Weston 3 - NOX Rate Annual v5.12, Unit 3272 and retrofits | 567 | 7411 | Rate Constraint in lbs/MMBtu | FALSE | L | Annual | Rate | lb/MMBtu | 0.05653 | 0.05653 | 0.05653 | 0.05653 | 0.05653 | 0 | 0
NSR WPS Weston 3 - NOX Rate Annual v5.12, Unit 3272 and retrofits | 567 | 7411 | Rate Constraint in lbs/MMBtu | FALSE | L | Annual | Generation | TWh | 0.45314 | 0.40385 | 0.53311 | 0.49427 | 0.67131 | 0 | 0
NSR WPS Weston 3 - NOX Rate Annual v5.12, Unit 3272 and retrofits | 567 | 7411 | Rate Constraint in lbs/MMBtu | FALSE | L | Annual | Qualifying Generation | TWh | 0.45314 | 0.40385 | 0.53311 | 0.49427 | 0.67131 | 0 | 0
NSR WPS Weston 3 - NOX Rate Annual v5.12, Unit 3272 and retrofits | 567 | 7411 | Rate Constraint in lbs/MMBtu | FALSE | L | Annual | Rate | lb/MWh | 0.56496 | 0.56496 | 0.56496 | 0.56496 | 0.56496 | 0 | 0
NSR WPS Weston 3 - NOX Rate Annual v5.12, Unit 3272 and retrofits | 567 | 7411 | Rate Constraint in lbs/MMBtu | FALSE | L | Annual | Constraint Shadow Price | US2019$/Ton | 0 | 0 | 0 | 0 | 0 | 0 | 0
NSR WPS Weston 3 - SO2 Rate Annual v5.12, Unit 3272 and retrofits | 568 | 7412 | Rate Constraint in lbs/MMBtu | FALSE | L | Annual | Seasons Included | Seasons | Winter, WintShld, Summer | Winter, WintShld, Summer | Winter, WintShld, Summer | Winter, WintShld, Summer | Winter, WintShld, Summer | Winter, WintShld, Summer | Winter, WintShld, Summer
NSR WPS Weston 3 - SO2 Rate Annual v5.12, Unit 3272 and retrofits | 568 | 7412 | Rate Constraint in lbs/MMBtu | FALSE | L | Annual | Standard SO2 | lb/MMBtu | 0.08 | 0.08 | 0.08 | 0.08 | 0.08 | 0.08 | 0.08
NSR WPS Weston 3 - SO2 Rate Annual v5.12, Unit 3272 and retrofits | 568 | 7412 | Rate Constraint in lbs/MMBtu | FALSE | L | Annual | Emissions at Affected Plants SO2 | Thousand Tons | 0.0099348 | 0.0088541 | 0.011688 | 0.010837 | 0.014718 | 0 | 0
NSR WPS Weston 3 - SO2 Rate Annual v5.12, Unit 3272 and retrofits | 568 | 7412 | Rate Constraint in lbs/MMBtu | FALSE | L | Annual | Allowances Purchased SO2 | Thousand Tons | 0 | 0 | 0 | 0 | 0 | 0 | 0
NSR WPS Weston 3 - SO2 Rate Annual v5.12, Unit 3272 and retrofits | 568 | 7412 | Rate Constraint in lbs/MMBtu | FALSE | L | Annual | Allowances Sold SO2 | Thousand Tons | 0 | 0 | 0 | 0 | 0 | 0 | 0
NSR WPS Weston 3 - SO2 Rate Annual v5.12, Unit 3272 and retrofits | 568 | 7412 | Rate Constraint in lbs/MMBtu | FALSE | L | Annual | Allowances Banked | Thousand Tons | 0 | 0 | 0 | 0 | 0 | 0 | 0
NSR WPS Weston 3 - SO2 Rate Annual v5.12, Unit 3272 and retrofits | 568 | 7412 | Rate Constraint in lbs/MMBtu | FALSE | L | Annual | Allowances Withdrawn (1:1) | Thousand Tons | 0 | 0 | 0 | 0 | 0 | 0 | 0
NSR WPS Weston 3 - SO2 Rate Annual v5.12, Unit 3272 and retrofits | 568 | 7412 | Rate Constraint in lbs/MMBtu | FALSE | L | Annual | Allowances Withdrawn (n:1) | Thousand Tons | 0 | 0 | 0 | 0 | 0 | 0 | 0
NSR WPS Weston 3 - SO2 Rate Annual v5.12, Unit 3272 and retrofits | 568 | 7412 | Rate Constraint in lbs/MMBtu | FALSE | L | Annual | Net Emissions Allowance Position | Thousand Tons | 0.0099348 | 0.0088541 | 0.011688 | 0.010837 | 0.014718 | 0 | 0
NSR WPS Weston 3 - SO2 Rate Annual v5.12, Unit 3272 and retrofits | 568 | 7412 | Rate Constraint in lbs/MMBtu | FALSE | L | Annual | Fuel Consumed | TBtu | 4.5287 | 4.0361 | 5.3279 | 4.9398 | 6.709 | 0 | 0
NSR WPS Weston 3 - SO2 Rate Annual v5.12, Unit 3272 and retrofits | 568 | 7412 | Rate Constraint in lbs/MMBtu | FALSE | L | Annual | Rate | lb/MMBtu | 0.0043875 | 0.0043875 | 0.0043875 | 0.0043875 | 0.0043875 | 0 | 0
NSR WPS Weston 3 - SO2 Rate Annual v5.12, Unit 3272 and retrofits | 568 | 7412 | Rate Constraint in lbs/MMBtu | FALSE | L | Annual | Generation | TWh | 0.45314 | 0.40385 | 0.53311 | 0.49427 | 0.67131 | 0 | 0
NSR WPS Weston 3 - SO2 Rate Annual v5.12, Unit 3272 and retrofits | 568 | 7412 | Rate Constraint in lbs/MMBtu | FALSE | L | Annual | Qualifying Generation | TWh | 0.45314 | 0.40385 | 0.53311 | 0.49427 | 0.67131 | 0 | 0
NSR WPS Weston 3 - SO2 Rate Annual v5.12, Unit 3272 and retrofits | 568 | 7412 | Rate Constraint in lbs/MMBtu | FALSE | L | Annual | Rate | lb/MWh | 0.043848 | 0.043848 | 0.043848 | 0.043848 | 0.043848 | 0 | 0
NSR WPS Weston 3 - SO2 Rate Annual v5.12, Unit 3272 and retrofits | 568 | 7412 | Rate Constraint in lbs/MMBtu | FALSE | L | Annual | Constraint Shadow Price | US2019$/Ton | 0 | 0 | 0 | 0 | 0 | 0 | 0
NSR WPS Weston 4 - SO2 Rate Annual v5.12, Unit 2661 and retrofits | 569 | 7413 | Rate Constraint in lbs/MMBtu | FALSE | L | Annual | Seasons Included | Seasons | Winter, WintShld, Summer | Winter, WintShld, Summer | Winter, WintShld, Summer | Winter, WintShld, Summer | Winter, WintShld, Summer | Winter, WintShld, Summer | Winter, WintShld, Summer
NSR WPS Weston 4 - SO2 Rate Annual v5.12, Unit 2661 and retrofits | 569 | 7413 | Rate Constraint in lbs/MMBtu | FALSE | L | Annual | Standard SO2 | lb/MMBtu | 0.08 | 0.08 | 0.08 | 0.08 | 0.08 | 0.08 | 0.08
NSR WPS Weston 4 - SO2 Rate Annual v5.12, Unit 2661 and retrofits | 569 | 7413 | Rate Constraint in lbs/MMBtu | FALSE | L | Annual | Emissions at Affected Plants SO2 | Thousand Tons | 0.78087 | 0.82405 | 0.82988 | 0.78799 | 0.78794 | 0.50315 | 0.50315
NSR WPS Weston 4 - SO2 Rate Annual v5.12, Unit 2661 and retrofits | 569 | 7413 | Rate Constraint in lbs/MMBtu | FALSE | L | Annual | Allowances Purchased SO2 | Thousand Tons | 0 | 0 | 0 | 0 | 0 | 0 | 0
NSR WPS Weston 4 - SO2 Rate Annual v5.12, Unit 2661 and retrofits | 569 | 7413 | Rate Constraint in lbs/MMBtu | FALSE | L | Annual | Allowances Sold SO2 | Thousand Tons | 0 | 0 | 0 | 0 | 0 | 0 | 0
NSR WPS Weston 4 - SO2 Rate Annual v5.12, Unit 2661 and retrofits | 569 | 7413 | Rate Constraint in lbs/MMBtu | FALSE | L | Annual | Allowances Banked | Thousand Tons | 0 | 0 | 0 | 0 | 0 | 0 | 0
NSR WPS Weston 4 - SO2 Rate Annual v5.12, Unit 2661 and retrofits | 569 | 7413 | Rate Constraint in lbs/MMBtu | FALSE | L | Annual | Allowances Withdrawn (1:1) | Thousand Tons | 0 | 0 | 0 | 0 | 0 | 0 | 0
NSR WPS Weston 4 - SO2 Rate Annual v5.12, Unit 2661 and retrofits | 569 | 7413 | Rate Constraint in lbs/MMBtu | FALSE | L | Annual | Allowances Withdrawn (n:1) | Thousand Tons | 0 | 0 | 0 | 0 | 0 | 0 | 0
NSR WPS Weston 4 - SO2 Rate Annual v5.12, Unit 2661 and retrofits | 569 | 7413 | Rate Constraint in lbs/MMBtu | FALSE | L | Annual | Net Emissions Allowance Position | Thousand Tons | 0.78087 | 0.82405 | 0.82988 | 0.78799 | 0.78794 | 0.50315 | 0.50315
NSR WPS Weston 4 - SO2 Rate Annual v5.12, Unit 2661 and retrofits | 569 | 7413 | Rate Constraint in lbs/MMBtu | FALSE | L | Annual | Fuel Consumed | TBtu | 29.9001 | 31.5535 | 31.7768 | 30.1728 | 30.1707 | 19.2661 | 19.2661
NSR WPS Weston 4 - SO2 Rate Annual v5.12, Unit 2661 and retrofits | 569 | 7413 | Rate Constraint in lbs/MMBtu | FALSE | L | Annual | Rate | lb/MMBtu | 0.052232 | 0.052232 | 0.052232 | 0.052232 | 0.052232 | 0.052232 | 0.052232
NSR WPS Weston 4 - SO2 Rate Annual v5.12, Unit 2661 and retrofits | 569 | 7413 | Rate Constraint in lbs/MMBtu | FALSE | L | Annual | Generation | TWh | 3.0892 | 3.26 | 3.2831 | 3.1174 | 3.1171 | 1.9905 | 1.9905
NSR WPS Weston 4 - SO2 Rate Annual v5.12, Unit 2661 and retrofits | 569 | 7413 | Rate Constraint in lbs/MMBtu | FALSE | L | Annual | Qualifying Generation | TWh | 3.0892 | 3.26 | 3.2831 | 3.1174 | 3.1171 | 1.9905 | 1.9905
NSR WPS Weston 4 - SO2 Rate Annual v5.12, Unit 2661 and retrofits | 569 | 7413 | Rate Constraint in lbs/MMBtu | FALSE | L | Annual | Rate | lb/MWh | 0.50555 | 0.50555 | 0.50555 | 0.50555 | 0.50555 | 0.50555 | 0.50555
NSR WPS Weston 4 - SO2 Rate Annual v5.12, Unit 2661 and retrofits | 569 | 7413 | Rate Constraint in lbs/MMBtu | FALSE | L | Annual | Constraint Shadow Price | US2019$/Ton | 0 | 0 | 0 | 0 | 0 | 0 | 0
NY- CO2 Budget- v5.16 | 570 | 7537 | Rate Constraint in MTons | FALSE | L | Annual | Seasons Included | Seasons | Winter, WintShld, Summer | Winter, WintShld, Summer | Winter, WintShld, Summer | Winter, WintShld, Summer | Winter, WintShld, Summer | Winter, WintShld, Summer | Winter, WintShld, Summer
NY- CO2 Budget- v5.16 | 570 | 7537 | Rate Constraint in MTons | FALSE | L | Annual | Standard CO2 | Thousand Tons | 30435.778 | 30435.778 | 30435.778 | 30435.778 | 30435.778 | 30435.778 | 30435.778
NY- CO2 Budget- v5.16 | 570 | 7537 | Rate Constraint in MTons | FALSE | L | Annual | Emissions at Affected Plants CO2 | Thousand Tons | 29856.9918 | 24253.4184 | 19511.4666 | 6252.0429 | 6622.9839 | 7126.9889 | 7561.1717
NY- CO2 Budget- v5.16 | 570 | 7537 | Rate Constraint in MTons | FALSE | L | Annual | Allowances Purchased CO2 | Thousand Tons | 0 | 0 | 0 | 0 | 0 | 0 | 0
NY- CO2 Budget- v5.16 | 570 | 7537 | Rate Constraint in MTons | FALSE | L | Annual | Allowances Sold CO2 | Thousand Tons | 0 | 0 | 0 | 0 | 0 | 0 | 0
NY- CO2 Budget- v5.16 | 570 | 7537 | Rate Constraint in MTons | FALSE | L | Annual | Allowances Banked | Thousand Tons | 0 | 0 | 0 | 0 | 23812.7945 | 0 | 0
NY- CO2 Budget- v5.16 | 570 | 7537 | Rate Constraint in MTons | FALSE | L | Annual | Allowances Withdrawn (1:1) | Thousand Tons | 0 | 0 | 0 | 0 | 0 | -23812.7945 | 0
NY- CO2 Budget- v5.16 | 570 | 7537 | Rate Constraint in MTons | FALSE | L | Annual | Allowances Withdrawn (n:1) | Thousand Tons | 0 | 0 | 0 | 0 | 0 | 0 | 0
NY- CO2 Budget- v5.16 | 570 | 7537 | Rate Constraint in MTons | FALSE | L | Annual | Net Emissions Allowance Position | Thousand Tons | 29856.9918 | 24253.4184 | 19511.4666 | 6252.0429 | 30435.7784 | -16685.8056 | 7561.1717
NY- CO2 Budget- v5.16 | 570 | 7537 | Rate Constraint in MTons | FALSE | L | Annual | Fuel Consumed | TBtu | 769.1195 | 557.2858 | 431.3207 | 214.0287 | 220.9671 | 230.458 | 237.5412
NY- CO2 Budget- v5.16 | 570 | 7537 | Rate Constraint in MTons | FALSE | L | Annual | Rate | lb/MMBtu | 77.6394 | 87.0412 | 90.4731 | 58.4225 | 59.9454 | 61.8507 | 63.662
NY- CO2 Budget- v5.16 | 570 | 7537 | Rate Constraint in MTons | FALSE | L | Annual | Generation | TWh | 128.6189 | 112.2893 | 101.2 | 113.1557 | 118.2227 | 127.4838 | 137.0347
NY- CO2 Budget- v5.16 | 570 | 7537 | Rate Constraint in MTons | FALSE | L | Annual | Qualifying Generation | TWh | 128.6049 | 112.2753 | 101.1882 | 113.127 | 118.1544 | 127.2841 | 136.7596
NY- CO2 Budget- v5.16 | 570 | 7537 | Rate Constraint in MTons | FALSE | L | Annual | Rate | lb/MWh | 464.3213 | 432.0348 | 385.6472 | 110.5314 | 112.1073 | 111.9855 | 110.5761
NY- CO2 Budget- v5.16 | 570 | 7537 | Rate Constraint in MTons | FALSE | L | Annual | Constraint Shadow Price | US2019$/Ton | 0 | 0 | 0 | 0 | 0 | 0 | 0
NY- CO2 Rate Limit- Existing Fossil Units- v6.20 | 571 | 7561 | Rate Constraint in lbs/MWh | FALSE | L | Annual | Seasons Included | Seasons | Winter, WintShld, Summer | Winter, WintShld, Summer | Winter, WintShld, Summer | Winter, WintShld, Summer | Winter, WintShld, Summer | Winter, WintShld, Summer | Winter, WintShld, Summer
NY- CO2 Rate Limit- Existing Fossil Units- v6.20 | 571 | 7561 | Rate Constraint in lbs/MWh | FALSE | L | Annual | Standard CO2 | lb/MWh | 1800 | 1800 | 1800 | 1800 | 1800 | 1800 | 1800
NY- CO2 Rate Limit- Existing Fossil Units- v6.20 | 571 | 7561 | Rate Constraint in lbs/MWh | FALSE | L | Annual | Emissions at Affected Plants CO2 | Thousand Tons | 28212.3213 | 22633.8037 | 18085.0091 | 4913.4588 | 5211.6299 | 5301.7872 | 5532.9355
NY- CO2 Rate Limit- Existing Fossil Units- v6.20 | 571 | 7561 | Rate Constraint in lbs/MWh | FALSE | L | Annual | Allowances Purchased CO2 | Thousand Tons | 0 | 0 | 0 | 0 | 0 | 0 | 0
NY- CO2 Rate Limit- Existing Fossil Units- v6.20 | 571 | 7561 | Rate Constraint in lbs/MWh | FALSE | L | Annual | Allowances Sold CO2 | Thousand Tons | 0 | 0 | 0 | 0 | 0 | 0 | 0
NY- CO2 Rate Limit- Existing Fossil Units- v6.20 | 571 | 7561 | Rate Constraint in lbs/MWh | FALSE | L | Annual | Allowances Banked | Thousand Tons | 0 | 0 | 0 | 0 | 0 | 0 | 0
NY- CO2 Rate Limit- Existing Fossil Units- v6.20 | 571 | 7561 | Rate Constraint in lbs/MWh | FALSE | L | Annual | Allowances Withdrawn (1:1) | Thousand Tons | 0 | 0 | 0 | 0 | 0 | 0 | 0
NY- CO2 Rate Limit- Existing Fossil Units- v6.20 | 571 | 7561 | Rate Constraint in lbs/MWh | FALSE | L | Annual | Allowances Withdrawn (n:1) | Thousand Tons | 0 | 0 | 0 | 0 | 0 | 0 | 0
NY- CO2 Rate Limit- Existing Fossil Units- v6.20 | 571 | 7561 | Rate Constraint in lbs/MWh | FALSE | L | Annual | Net Emissions Allowance Position | Thousand Tons | 28212.3213 | 22633.8037 | 18085.0091 | 4913.4588 | 5211.6299 | 5301.7872 | 5532.9355
NY- CO2 Rate Limit- Existing Fossil Units- v6.20 | 571 | 7561 | Rate Constraint in lbs/MWh | FALSE | L | Annual | Fuel Consumed | TBtu | 467.4001 | 372.2773 | 296.7177 | 78.6324 | 84.1725 | 86.4628 | 90.2158
NY- CO2 Rate Limit- Existing Fossil Units- v6.20 | 571 | 7561 | Rate Constraint in lbs/MWh | FALSE | L | Annual | Rate | lb/MMBtu | 120.7202 | 121.5965 | 121.9004 | 124.9729 | 123.8322 | 122.6374 | 122.6601
NY- CO2 Rate Limit- Existing Fossil Units- v6.20 | 571 | 7561 | Rate Constraint in lbs/MWh | FALSE | L | Annual | Generation | TWh | 64.5411 | 52.7734 | 42.8198 | 11.9614 | 12.6206 | 12.7535 | 13.3035
NY- CO2 Rate Limit- Existing Fossil Units- v6.20 | 571 | 7561 | Rate Constraint in lbs/MWh | FALSE | L | Annual | Qualifying Generation | TWh | 62.336 | 50.5914 | 40.9483 | 11.1299 | 11.8603 | 12.1035 | 12.6193
NY- CO2 Rate Limit- Existing Fossil Units- v6.20 | 571 | 7561 | Rate Constraint in lbs/MWh | FALSE | L | Annual | Constraint Shadow Price | US2019$/Ton | 0 | 0 | 0 | 0 | 0 | 0 | 0
NY- CO2 Rate Limit- New CT Units- v5.12 | 572 | 7352 | Rate Constraint in lbs/MWh | FALSE | L | Annual | Seasons Included | Seasons | Winter, WintShld, Summer | Winter, WintShld, Summer | Winter, WintShld, Summer | Winter, WintShld, Summer | Winter, WintShld, Summer | Winter, WintShld, Summer | Winter, WintShld, Summer
NY- CO2 Rate Limit- New CT Units- v5.12 | 572 | 7352 | Rate Constraint in lbs/MWh | FALSE | L | Annual | Standard CO2 | lb/MWh | 1450 | 1450 | 1450 | 1450 | 1450 | 1450 | 1450
NY- CO2 Rate Limit- New CT Units- v5.12 | 572 | 7352 | Rate Constraint in lbs/MWh | FALSE | L | Annual | Emissions at Affected Plants CO2 | Thousand Tons | 47.6288 | 32.9929 | 26.2034 | 64.9979 | 170.4115 | 575.4715 | 758.2756
NY- CO2 Rate Limit- New CT Units- v5.12 | 572 | 7352 | Rate Constraint in lbs/MWh | FALSE | L | Annual | Allowances Purchased CO2 | Thousand Tons | 0 | 0 | 0 | 0 | 0 | 0 | 0
NY- CO2 Rate Limit- New CT Units- v5.12 | 572 | 7352 | Rate Constraint in lbs/MWh | FALSE | L | Annual | Allowances Sold CO2 | Thousand Tons | 0 | 0 | 0 | 0 | 0 | 0 | 0
NY- CO2 Rate Limit- New CT Units- v5.12 | 572 | 7352 | Rate Constraint in lbs/MWh | FALSE | L | Annual | Allowances Banked | Thousand Tons | 0 | 0 | 0 | 0 | 0 | 0 | 0
NY- CO2 Rate Limit- New CT Units- v5.12 | 572 | 7352 | Rate Constraint in lbs/MWh | FALSE | L | Annual | Allowances Withdrawn (1:1) | Thousand Tons | 0 | 0 | 0 | 0 | 0 | 0 | 0
NY- CO2 Rate Limit- New CT Units- v5.12 | 572 | 7352 | Rate Constraint in lbs/MWh | FALSE | L | Annual | Allowances Withdrawn (n:1) | Thousand Tons | 0 | 0 | 0 | 0 | 0 | 0 | 0
NY- CO2 Rate Limit- New CT Units- v5.12 | 572 | 7352 | Rate Constraint in lbs/MWh | FALSE | L | Annual | Net Emissions Allowance Position | Thousand Tons | 47.6288 | 32.9929 | 26.2034 | 64.9979 | 170.4115 | 575.4715 | 758.2756
NY- CO2 Rate Limit- New CT Units- v5.12 | 572 | 7352 | Rate Constraint in lbs/MWh | FALSE | L | Annual | Fuel Consumed | TBtu | 0.81361 | 0.5636 | 0.44762 | 1.1103 | 2.911 | 9.8304 | 12.9531
NY- CO2 Rate Limit- New CT Units- v5.12 | 572 | 7352 | Rate Constraint in lbs/MWh | FALSE | L | Annual | Rate | lb/MMBtu | 117.08 | 117.08 | 117.08 | 117.08 | 117.08 | 117.08 | 117.08
NY- CO2 Rate Limit- New CT Units- v5.12 | 572 | 7352 | Rate Constraint in lbs/MWh | FALSE | L | Annual | Generation | TWh | 0.088459 | 0.061316 | 0.048775 | 0.14108 | 0.37764 | 1.2617 | 1.6835
NY- CO2 Rate Limit- New CT Units- v5.12 | 572 | 7352 | Rate Constraint in lbs/MWh | FALSE | L | Annual | Qualifying Generation | TWh | 0.088459 | 0.061316 | 0.048775 | 0.12144 | 0.31898 | 1.0713 | 1.4173
NY- CO2 Rate Limit- New CT Units- v5.12 | 572 | 7352 | Rate Constraint in lbs/MWh | FALSE | L | Annual | Constraint Shadow Price | US2019$/Ton | 0 | 0 | 0 | 0 | 0 | 0 | 0
NY- CO2 Rate Limit- New Fossil Units- v5.12 | 573 | 7351 | Rate Constraint in lbs/MWh | FALSE | L | Annual | Seasons Included | Seasons | Winter, WintShld, Summer | Winter, WintShld, Summer | Winter, WintShld, Summer | Winter, WintShld, Summer | Winter, WintShld, Summer | Winter, WintShld, Summer | Winter, WintShld, Summer
NY- CO2 Rate Limit- New Fossil Units- v5.12 | 573 | 7351 | Rate Constraint in lbs/MWh | FALSE | L | Annual | Standard CO2 | lb/MWh | 925 | 925 | 925 | 925 | 925 | 925 | 925
NY- CO2 Rate Limit- New Fossil Units- v5.12 | 573 | 7351 | Rate Constraint in lbs/MWh | FALSE | L | Annual | Emissions at Affected Plants CO2 | Thousand Tons | 0 | 0 | 0 | 0 | 0 | 0 | 0
NY- CO2 Rate Limit- New Fossil Units- v5.12 | 573 | 7351 | Rate Constraint in lbs/MWh | FALSE | L | Annual | Allowances Purchased CO2 | Thousand Tons | 0 | 0 | 0 | 0 | 0 | 0 | 0
NY- CO2 Rate Limit- New Fossil Units- v5.12 | 573 | 7351 | Rate Constraint in lbs/MWh | FALSE | L | Annual | Allowances Sold CO2 | Thousand Tons | 0 | 0 | 0 | 0 | 0 | 0 | 0
NY- CO2 Rate Limit- New Fossil Units- v5.12 | 573 | 7351 | Rate Constraint in lbs/MWh | FALSE | L | Annual | Allowances Banked | Thousand Tons | 0 | 0 | 0 | 0 | 0 | 0 | 0
NY- CO2 Rate Limit- New Fossil Units- v5.12 | 573 | 7351 | Rate Constraint in lbs/MWh | FALSE | L | Annual | Allowances Withdrawn (1:1) | Thousand Tons | 0 | 0 | 0 | 0 | 0 | 0 | 0
NY- CO2 Rate Limit- New Fossil Units- v5.12 | 573 | 7351 | Rate Constraint in lbs/MWh | FALSE | L | Annual | Allowances Withdrawn (n:1) | Thousand Tons | 0 | 0 | 0 | 0 | 0 | 0 | 0
NY- CO2 Rate Limit- New Fossil Units- v5.12 | 573 | 7351 | Rate Constraint in lbs/MWh | FALSE | L | Annual | Net Emissions Allowance Position | Thousand Tons | 0 | 0 | 0 | 0 | 0 | 0 | 0
NY- CO2 Rate Limit- New Fossil Units- v5.12 | 573 | 7351 | Rate Constraint in lbs/MWh | FALSE | L | Annual | Fuel Consumed | TBtu | 0 | 0 | 0 | 0 | 0 | 0 | 0
NY- CO2 Rate Limit- New Fossil Units- v5.12 | 573 | 7351 | Rate Constraint in lbs/MWh | FALSE | L | Annual | Rate | lb/MMBtu | 0 | 0 | 0 | 0 | 0 | 0 | 0
NY- CO2 Rate Limit- New Fossil Units- v5.12 | 573 | 7351 | Rate Constraint in lbs/MWh | FALSE | L | Annual | Generation | TWh | 0 | 0 | 0 | 0 | 0 | 0 | 0
NY- CO2 Rate Limit- New Fossil Units- v5.12 | 573 | 7351 | Rate Constraint in lbs/MWh | FALSE | L | Annual | Qualifying Generation | TWh | 0 | 0 | 0 | 0 | 0 | 0 | 0
NY- CO2 Rate Limit- New Fossil Units- v5.12 | 573 | 7351 | Rate Constraint in lbs/MWh | FALSE | L | Annual | Constraint Shadow Price | US2019$/Ton | 0 | 0 | 0 | 0 | 0 | 0.28394 | 0.091561
NY Min Oil Burn - Astoria - Summer | 574 | 7541 | Generation Constraint in GWh | FALSE | G | Annual | Seasons Included | Seasons
NY Min Oil Burn - Astoria - Summer | 574 | 7541 | Generation Constraint in GWh | FALSE | G | Annual | Standard GWh | GWh | 0 | 0 | 0 | 0 | 0 | 0 | 0
NY Min Oil Burn - Astoria - Summer | 574 | 7541 | Generation Constraint in GWh | FALSE | G | Annual | Emissions at Affected Plants | GWh | 0 | 0 | 0 | 0 | 0 | 0 | 0
NY Min Oil Burn - Astoria - Summer | 574 | 7541 | Generation Constraint in GWh | FALSE | G | Annual | Allowances Purchased | GWh | 0 | 0 | 0 | 0 | 0 | 0 | 0
NY Min Oil Burn - Astoria - Summer | 574 | 7541 | Generation Constraint in GWh | FALSE | G | Annual | Allowances Sold | GWh | 0 | 0 | 0 | 0 | 0 | 0 | 0
NY Min Oil Burn - Astoria - Summer | 574 | 7541 | Generation Constraint in GWh | FALSE | G | Annual | Allowances Banked | GWh | 0 | 0 | 0 | 0 | 0 | 0 | 0
NY Min Oil Burn - Astoria - Summer | 574 | 7541 | Generation Constraint in GWh | FALSE | G | Annual | Allowances Withdrawn (1:1) | GWh | 0 | 0 | 0 | 0 | 0 | 0 | 0
NY Min Oil Burn - Astoria - Summer | 574 | 7541 | Generation Constraint in GWh | FALSE | G | Annual | Allowances Withdrawn (n:1) | GWh | 0 | 0 | 0 | 0 | 0 | 0 | 0
NY Min Oil Burn - Astoria - Summer | 574 | 7541 | Generation Constraint in GWh | FALSE | G | Annual | Net Emissions Allowance Position | GWh | 0 | 0 | 0 | 0 | 0 | 0 | 0
NY Min Oil Burn - Astoria - Summer | 574 | 7541 | Generation Constraint in GWh | FALSE | G | Annual | Fuel Consumed | TBtu | 0 | 0 | 0 | 0 | 0 | 0 | 0
NY Min Oil Burn - Astoria - Summer | 574 | 7541 | Generation Constraint in GWh | FALSE | G | Annual | Heat Rate | MMBtu/MWh | 0 | 0 | 0 | 0 | 0 | 0 | 0
NY Min Oil Burn - Astoria - Summer | 574 | 7541 | Generation Constraint in GWh | FALSE | G | Annual | Generation | TWh | 0 | 0 | 0 | 0 | 0 | 0 | 0
NY Min Oil Burn - Astoria - Summer | 574 | 7541 | Generation Constraint in GWh | FALSE | G | Annual | Qualifying Generation | TWh | 0 | 0 | 0 | 0 | 0 | 0 | 0
NY Min Oil Burn - Astoria - Summer | 574 | 7541 | Generation Constraint in GWh | FALSE | G | Annual | Rate | lb/MWh | 0 | 0 | 0 | 0 | 0 | 0 | 0
NY Min Oil Burn - Astoria - Summer | 574 | 7541 | Generation Constraint in GWh | FALSE | G | Annual | Constraint Shadow Price | US2019$/MWh | 0 | 0 | 0 | 0 | 0 | 0 | 0
NY Min Oil Burn - Astoria - Winter | 575 | 7539 | Generation Constraint in GWh | FALSE | G | Annual | Seasons Included | Seasons
NY Min Oil Burn - Astoria - Winter | 575 | 7539 | Generation Constraint in GWh | FALSE | G | Annual | Standard GWh | GWh | 0 | 0 | 0 | 0 | 0 | 0 | 0
NY Min Oil Burn - Astoria - Winter | 575 | 7539 | Generation Constraint in GWh | FALSE | G | Annual | Emissions at Affected Plants | GWh | 0 | 0 | 0 | 0 | 0 | 0 | 0
NY Min Oil Burn - Astoria - Winter | 575 | 7539 | Generation Constraint in GWh | FALSE | G | Annual | Allowances Purchased | GWh | 0 | 0 | 0 | 0 | 0 | 0 | 0
NY Min Oil Burn - Astoria - Winter | 575 | 7539 | Generation Constraint in GWh | FALSE | G | Annual | Allowances Sold | GWh | 0 | 0 | 0 | 0 | 0 | 0 | 0
NY Min Oil Burn - Astoria - Winter | 575 | 7539 | Generation Constraint in GWh | FALSE | G | Annual | Allowances Banked | GWh | 0 | 0 | 0 | 0 | 0 | 0 | 0
NY Min Oil Burn - Astoria - Winter | 575 | 7539 | Generation Constraint in GWh | FALSE | G | Annual | Allowances Withdrawn (1:1) | GWh | 0 | 0 | 0 | 0 | 0 | 0 | 0
NY Min Oil Burn - Astoria - Winter | 575 | 7539 | Generation Constraint in GWh | FALSE | G | Annual | Allowances Withdrawn (n:1) | GWh | 0 | 0 | 0 | 0 | 0 | 0 | 0
NY Min Oil Burn - Astoria - Winter | 575 | 7539 | Generation Constraint in GWh | FALSE | G | Annual | Net Emissions Allowance Position | GWh | 0 | 0 | 0 | 0 | 0 | 0 | 0
NY Min Oil Burn - Astoria - Winter | 575 | 7539 | Generation Constraint in GWh | FALSE | G | Annual | Fuel Consumed | TBtu | 0 | 0 | 0 | 0 | 0 | 0 | 0
NY Min Oil Burn - Astoria - Winter | 575 | 7539 | Generation Constraint in GWh | FALSE | G | Annual | Heat Rate | MMBtu/MWh | 0 | 0 | 0 | 0 | 0 | 0 | 0
NY Min Oil Burn - Astoria - Winter | 575 | 7539 | Generation Constraint in GWh | FALSE | G | Annual | Generation | TWh | 0 | 0 | 0 | 0 | 0 | 0 | 0
NY Min Oil Burn - Astoria - Winter | 575 | 7539 | Generation Constraint in GWh | FALSE | G | Annual | Qualifying Generation | TWh | 0 | 0 | 0 | 0 | 0 | 0 | 0
NY Min Oil Burn - Astoria - Winter | 575 | 7539 | Generation Constraint in GWh | FALSE | G | Annual | Rate | lb/MWh | 0 | 0 | 0 | 0 | 0 | 0 | 0
NY Min Oil Burn - Astoria - Winter | 575 | 7539 | Generation Constraint in GWh | FALSE | G | Annual | Constraint Shadow Price | US2019$/MWh | 0 | 0 | 0 | 0 | 0 | 0 | 0
NY Min Oil Burn - Astoria - Winter Shldr | 576 | 7540 | Generation Constraint in GWh | FALSE | G | Annual | Seasons Included | Seasons
NY Min Oil Burn - Astoria - Winter Shldr | 576 | 7540 | Generation Constraint in GWh | FALSE | G | Annual | Standard GWh | GWh | 0 | 0 | 0 | 0 | 0 | 0 | 0
NY Min Oil Burn - Astoria - Winter Shldr | 576 | 7540 | Generation Constraint in GWh | FALSE | G | Annual | Emissions at Affected Plants | GWh | 0 | 0 | 0 | 0 | 0 | 0 | 0
NY Min Oil Burn - Astoria - Winter Shldr | 576 | 7540 | Generation Constraint in GWh | FALSE | G | Annual | Allowances Purchased | GWh | 0 | 0 | 0 | 0 | 0 | 0 | 0
NY Min Oil Burn - Astoria - Winter Shldr | 576 | 7540 | Generation Constraint in GWh | FALSE | G | Annual | Allowances Sold | GWh | 0 | 0 | 0 | 0 | 0 | 0 | 0
NY Min Oil Burn - Astoria - Winter Shldr | 576 | 7540 | Generation Constraint in GWh | FALSE | G | Annual | Allowances Banked | GWh | 0 | 0 | 0 | 0 | 0 | 0 | 0
NY Min Oil Burn - Astoria - Winter Shldr | 576 | 7540 | Generation Constraint in GWh | FALSE | G | Annual | Allowances Withdrawn (1:1) | GWh | 0 | 0 | 0 | 0 | 0 | 0 | 0
NY Min Oil Burn - Astoria - Winter Shldr | 576 | 7540 | Generation Constraint in GWh | FALSE | G | Annual | Allowances Withdrawn (n:1) | GWh | 0 | 0 | 0 | 0 | 0 | 0 | 0
NY Min Oil Burn - Astoria - Winter Shldr | 576 | 7540 | Generation Constraint in GWh | FALSE | G | Annual | Net Emissions Allowance Position | GWh | 0 | 0 | 0 | 0 | 0 | 0 | 0
NY Min Oil Burn - Astoria - Winter Shldr | 576 | 7540 | Generation Constraint in GWh | FALSE | G | Annual | Fuel Consumed | TBtu | 0 | 0 | 0 | 0 | 0 | 0 | 0
NY Min Oil Burn - Astoria - Winter Shldr | 576 | 7540 | Generation Constraint in GWh | FALSE | G | Annual | Heat Rate | MMBtu/MWh | 0 | 0 | 0 | 0 | 0 | 0 | 0
NY Min Oil Burn - Astoria - Winter Shldr | 576 | 7540 | Generation Constraint in GWh | FALSE | G | Annual | Generation | TWh | 0 | 0 | 0 | 0 | 0 | 0 | 0
NY Min Oil Burn - Astoria - Winter Shldr | 576 | 7540 | Generation Constraint in GWh | FALSE | G | Annual | Qualifying Generation | TWh | 0 | 0 | 0 | 0 | 0 | 0 | 0
NY Min Oil Burn - Astoria - Winter Shldr | 576 | 7540 | Generation Constraint in GWh | FALSE | G | Annual | Rate | lb/MWh | 0 | 0 | 0 | 0 | 0 | 0 | 0
NY Min Oil Burn - Astoria - Winter Shldr | 576 | 7540 | Generation Constraint in GWh | FALSE | G | Annual | Constraint Shadow Price | US2019$/MWh | 0 | 0 | 0 | 0 | 0 | 0 | 0
NY Min Oil Burn - Astoria Energy - Summer | 577 | 7553 | Generation Constraint in GWh | FALSE | G | Annual | Seasons Included | Seasons
NY Min Oil Burn - Astoria Energy - Summer | 577 | 7553 | Generation Constraint in GWh | FALSE | G | Annual | Standard GWh | GWh | 0 | 0 | 0 | 0 | 0 | 0 | 0
NY Min Oil Burn - Astoria Energy - Summer | 577 | 7553 | Generation Constraint in GWh | FALSE | G | Annual | Emissions at Affected Plants | GWh | 0 | 0 | 0 | 0 | 0 | 0 | 0
NY Min Oil Burn - Astoria Energy - Summer | 577 | 7553 | Generation Constraint in GWh | FALSE | G | Annual | Allowances Purchased | GWh | 0 | 0 | 0 | 0 | 0 | 0 | 0
NY Min Oil Burn - Astoria Energy - Summer | 577 | 7553 | Generation Constraint in GWh | FALSE | G | Annual | Allowances Sold | GWh | 0 | 0 | 0 | 0 | 0 | 0 | 0
NY Min Oil Burn - Astoria Energy - Summer | 577 | 7553 | Generation Constraint in GWh | FALSE | G | Annual | Allowances Banked | GWh | 0 | 0 | 0 | 0 | 0 | 0 | 0
NY Min Oil Burn - Astoria Energy - Summer | 577 | 7553 | Generation Constraint in GWh | FALSE | G | Annual | Allowances Withdrawn (1:1) | GWh | 0 | 0 | 0 | 0 | 0 | 0 | 0
NY Min Oil Burn - Astoria Energy - Summer | 577 | 7553 | Generation Constraint in GWh | FALSE | G | Annual | Allowances Withdrawn (n:1) | GWh | 0 | 0 | 0 | 0 | 0 | 0 | 0
NY Min Oil Burn - Astoria Energy - Summer | 577 | 7553 | Generation Constraint in GWh | FALSE | G | Annual | Net Emissions Allowance Position | GWh | 0 | 0 | 0 | 0 | 0 | 0 | 0
NY Min Oil Burn - Astoria Energy - Summer | 577 | 7553 | Generation Constraint in GWh | FALSE | G | Annual | Fuel Consumed | TBtu | 0 | 0 | 0 | 0 | 0 | 0 | 0
NY Min Oil Burn - Astoria Energy - Summer | 577 | 7553 | Generation Constraint in GWh | FALSE | G | Annual | Heat Rate | MMBtu/MWh | 0 | 0 | 0 | 0 | 0 | 0 | 0
NY Min Oil Burn - Astoria Energy - Summer | 577 | 7553 | Generation Constraint in GWh | FALSE | G | Annual | Generation | TWh | 0 | 0 | 0 | 0 | 0 | 0 | 0
NY Min Oil Burn - Astoria Energy - Summer | 577 | 7553 | Generation Constraint in GWh | FALSE | G | Annual | Qualifying Generation | TWh | 0 | 0 | 0 | 0 | 0 | 0 | 0
NY Min Oil Burn - Astoria Energy - Summer | 577 | 7553 | Generation Constraint in GWh | FALSE | G | Annual | Rate | lb/MWh | 0 | 0 | 0 | 0 | 0 | 0 | 0
NY Min Oil Burn - Astoria Energy - Summer | 577 | 7553 | Generation Constraint in GWh | FALSE | G | Annual | Constraint Shadow Price | US2019$/MWh | 0 | 0 | 0 | 0 | 0 | 0 | 0
NY Min Oil Burn - Astoria Energy - Winter | 578 | 7551 | Generation Constraint in GWh | FALSE | G | Annual | Seasons Included | Seasons
NY Min Oil Burn - Astoria Energy - Winter | 578 | 7551 | Generation Constraint in GWh | FALSE | G | Annual | Standard GWh | GWh | 0 | 0 | 0 | 0 | 0 | 0 | 0
NY Min Oil Burn - Astoria Energy - Winter | 578 | 7551 | Generation Constraint in GWh | FALSE | G | Annual | Emissions at Affected Plants | GWh | 0 | 0 | 0 | 0 | 0 | 0 | 0
NY Min Oil Burn - Astoria Energy - Winter | 578 | 7551 | Generation Constraint in GWh | FALSE | G | Annual | Allowances Purchased | GWh | 0 | 0 | 0 | 0 | 0 | 0 | 0
NY Min Oil Burn - Astoria Energy - Winter | 578 | 7551 | Generation Constraint in GWh | FALSE | G | Annual | Allowances Sold | GWh | 0 | 0 | 0 | 0 | 0 | 0 | 0
NY Min Oil Burn - Astoria Energy - Winter | 578 | 7551 | Generation Constraint in GWh | FALSE | G | Annual | Allowances Banked | GWh | 0 | 0 | 0 | 0 | 0 | 0 | 0
NY Min Oil Burn - Astoria Energy - Winter | 578 | 7551 | Generation Constraint in GWh | FALSE | G | Annual | Allowances Withdrawn (1:1) | GWh | 0 | 0 | 0 | 0 | 0 | 0 | 0
NY Min Oil Burn - Astoria Energy - Winter | 578 | 7551 | Generation Constraint in GWh | FALSE | G | Annual | Allowances Withdrawn (n:1) | GWh | 0 | 0 | 0 | 0 | 0 | 0 | 0
NY Min Oil Burn - Astoria Energy - Winter | 578 | 7551 | Generation Constraint in GWh | FALSE | G | Annual | Net Emissions Allowance Position | GWh | 0 | 0 | 0 | 0 | 0 | 0 | 0
NY Min Oil Burn - Astoria Energy - Winter | 578 | 7551 | Generation Constraint in GWh | FALSE | G | Annual | Fuel Consumed | TBtu | 0 | 0 | 0 | 0 | 0 | 0 | 0
NY Min Oil Burn - Astoria Energy - Winter | 578 | 7551 | Generation Constraint in GWh | FALSE | G | Annual | Heat Rate | MMBtu/MWh | 0 | 0 | 0 | 0 | 0 | 0 | 0
NY Min Oil Burn - Astoria Energy - Winter | 578 | 7551 | Generation Constraint in GWh | FALSE | G | Annual | Generation | TWh | 0 | 0 | 0 | 0 | 0 | 0 | 0
NY Min Oil Burn - Astoria Energy - Winter | 578 | 7551 | Generation Constraint in GWh | FALSE | G | Annual | Qualifying Generation | TWh | 0 | 0 | 0 | 0 | 0 | 0 | 0
NY Min Oil Burn - Astoria Energy - Winter | 578 | 7551 | Generation Constraint in GWh | FALSE | G | Annual | Rate | lb/MWh | 0 | 0 | 0 | 0 | 0 | 0 | 0
NY Min Oil Burn - Astoria Energy - Winter | 578 | 7551 | Generation Constraint in GWh | FALSE | G | Annual | Constraint Shadow Price | US2019$/MWh | 0 | 0 | 0 | 0 | 0 | 0 | 0
NY Min Oil Burn - Astoria Energy - Winter Shldr | 579 | 7552 | Generation Constraint in GWh | FALSE | G | Annual | Seasons Included | Seasons
NY Min Oil Burn - Astoria Energy - Winter Shldr | 579 | 7552 | Generation Constraint in GWh | FALSE | G | Annual | Standard GWh | GWh | 0 | 0 | 0 | 0 | 0 | 0 | 0
NY Min Oil Burn - Astoria Energy - Winter Shldr | 579 | 7552 | Generation Constraint in GWh | FALSE | G | Annual | Emissions at Affected Plants | GWh | 0 | 0 | 0 | 0 | 0 | 0 | 0
NY Min Oil Burn - Astoria Energy - Winter Shldr | 579 | 7552 | Generation Constraint in GWh | FALSE | G | Annual | Allowances Purchased | GWh | 0 | 0 | 0 | 0 | 0 | 0 | 0
NY Min Oil Burn - Astoria Energy - Winter Shldr | 579 | 7552 | Generation Constraint in GWh | FALSE | G | Annual | Allowances Sold | GWh | 0 | 0 | 0 | 0 | 0 | 0 | 0
NY Min Oil Burn - Astoria Energy - Winter Shldr | 579 | 7552 | Generation Constraint in GWh | FALSE | G | Annual | Allowances Banked | GWh | 0 | 0 | 0 | 0 | 0 | 0 | 0
NY Min Oil Burn - Astoria Energy - Winter Shldr | 579 | 7552 | Generation Constraint in GWh | FALSE | G | Annual | Allowances Withdrawn (1:1) | GWh | 0 | 0 | 0 | 0 | 0 | 0 | 0
NY Min Oil Burn - Astoria Energy - Winter Shldr | 579 | 7552 | Generation Constraint in GWh | FALSE | G | Annual | Allowances Withdrawn (n:1) | GWh | 0 | 0 | 0 | 0 | 0 | 0 | 0
NY Min Oil Burn - Astoria Energy - Winter Shldr | 579 | 7552 | Generation Constraint in GWh | FALSE | G | Annual | Net Emissions Allowance Position | GWh | 0 | 0 | 0 | 0 | 0 | 0 | 0
NY Min Oil Burn - Astoria Energy - Winter Shldr | 579 | 7552 | Generation Constraint in GWh | FALSE | G | Annual | Fuel Consumed | TBtu | 0 | 0 | 0 | 0 | 0 | 0 | 0
NY Min Oil Burn - Astoria Energy - Winter Shldr | 579 | 7552 | Generation Constraint in GWh | FALSE | G | Annual | Heat Rate | MMBtu/MWh | 0 | 0 | 0 | 0 | 0 | 0 | 0
NY Min Oil Burn - Astoria Energy - Winter Shldr | 579 | 7552 | Generation Constraint in GWh | FALSE | G | Annual | Generation | TWh | 0 | 0 | 0 | 0 | 0 | 0 | 0
NY Min Oil Burn - Astoria Energy - Winter Shldr | 579 | 7552 | Generation Constraint in GWh | FALSE | G | Annual | Qualifying Generation | TWh | 0 | 0 | 0 | 0 | 0 | 0 | 0
NY Min Oil Burn - Astoria Energy - Winter Shldr | 579 | 7552 | Generation Constraint in GWh | FALSE | G | Annual | Rate | lb/MWh | 0 | 0 | 0 | 0 | 0 | 0 | 0
NY Min Oil Burn - Astoria Energy - Winter Shldr | 579 | 7552 | Generation Constraint in GWh | FALSE | G | Annual | Constraint Shadow Price | US2019$/MWh | 0 | 0 | 0 | 0 | 0 | 0 | 0
NY Min Oil Burn - East River - Summer | 580 | 7544 | Generation Constraint in GWh | FALSE | G | Annual | Seasons Included | Seasons
NY Min Oil Burn - East River - Summer | 580 | 7544 | Generation Constraint in GWh | FALSE | G | Annual | Standard GWh | GWh | 0 | 0 | 0 | 0 | 0 | 0 | 0
NY Min Oil Burn - East River - Summer | 580 | 7544 | Generation Constraint in GWh | FALSE | G | Annual | Emissions at Affected Plants | GWh | 0 | 0 | 0 | 0 | 0 | 0 | 0
NY Min Oil Burn - East River - Summer | 580 | 7544 | Generation Constraint in GWh | FALSE | G | Annual | Allowances Purchased | GWh | 0 | 0 | 0 | 0 | 0 | 0 | 0
NY Min Oil Burn - East River - Summer | 580 | 7544 | Generation Constraint in GWh | FALSE | G | Annual | Allowances Sold | GWh | 0 | 0 | 0 | 0 | 0 | 0 | 0
NY Min Oil Burn - East River - Summer | 580 | 7544 | Generation Constraint in GWh | FALSE | G | Annual | Allowances Banked | GWh | 0 | 0 | 0 | 0 | 0 | 0 | 0
NY Min Oil Burn - East River - Summer | 580 | 7544 | Generation Constraint in GWh | FALSE | G | Annual | Allowances Withdrawn (1:1) | GWh | 0 | 0 | 0 | 0 | 0 | 0 | 0
NY Min Oil Burn - East River - Summer | 580 | 7544 | Generation Constraint in GWh | FALSE | G | Annual | Allowances Withdrawn (n:1) | GWh | 0 | 0 | 0 | 0 | 0 | 0 | 0
NY Min Oil Burn - East River - Summer | 580 | 7544 | Generation Constraint in GWh | FALSE | G | Annual | Net Emissions Allowance Position | GWh | 0 | 0 | 0 | 0 | 0 | 0 | 0
NY Min Oil Burn - East River - Summer | 580 | 7544 | Generation Constraint in GWh | FALSE | G | Annual | Fuel Consumed | TBtu | 0 | 0 | 0 | 0 | 0 | 0 | 0
NY Min Oil Burn - East River - Summer | 580 | 7544 | Generation Constraint in GWh | FALSE | G | Annual | Heat Rate | MMBtu/MWh | 0 | 0 | 0 | 0 | 0 | 0 | 0
NY Min Oil Burn - East River - Summer | 580 | 7544 | Generation Constraint in GWh | FALSE | G | Annual | Generation | TWh | 0 | 0 | 0 | 0 | 0 | 0 | 0
NY Min Oil Burn - East River - Summer | 580 | 7544 | Generation Constraint in GWh | FALSE | G | Annual | Qualifying Generation | TWh | 0 | 0 | 0 | 0 | 0 | 0 | 0
NY Min Oil Burn - East River - Summer | 580 | 7544 | Generation Constraint in GWh | FALSE | G | Annual | Rate | lb/MWh | 0 | 0 | 0 | 0 | 0 | 0 | 0
NY Min Oil Burn - East River - Summer | 580 | 7544 | Generation Constraint in GWh | FALSE | G | Annual | Constraint Shadow Price | US2019$/MWh | 0 | 0 | 0 | 0 | 0 | 0 | 0
NY Min Oil Burn - East River - Winter | 581 | 7542 | Generation Constraint in GWh | FALSE | G | Annual | Seasons Included | Seasons
NY Min Oil Burn - East River - Winter | 581 | 7542 | Generation Constraint in GWh | FALSE | G | Annual | Standard GWh | GWh | 0 | 0 | 0 | 0 | 0 | 0 | 0
NY Min Oil Burn - East River - Winter | 581 | 7542 | Generation Constraint in GWh | FALSE | G | Annual | Emissions at Affected Plants | GWh | 0 | 0 | 0 | 0 | 0 | 0 | 0
NY Min Oil Burn - East River - Winter | 581 | 7542 | Generation Constraint in GWh | FALSE | G | Annual | Allowances Purchased | GWh | 0 | 0 | 0 | 0 | 0 | 0 | 0
NY Min Oil Burn - East River - Winter | 581 | 7542 | Generation Constraint in GWh | FALSE | G | Annual | Allowances Sold | GWh | 0 | 0 | 0 | 0 | 0 | 0 | 0
NY Min Oil Burn - East River - Winter | 581 | 7542 | Generation Constraint in GWh | FALSE | G | Annual | Allowances Banked | GWh | 0 | 0 | 0 | 0 | 0 | 0 | 0
NY Min Oil Burn - East River - Winter | 581 | 7542 | Generation Constraint in GWh | FALSE | G | Annual | Allowances Withdrawn (1:1) | GWh | 0 | 0 | 0 | 0 | 0 | 0 | 0
NY Min Oil Burn - East River - Winter | 581 | 7542 | Generation Constraint in GWh | FALSE | G | Annual | Allowances Withdrawn (n:1) | GWh | 0 | 0 | 0 | 0 | 0 | 0 | 0
NY Min Oil Burn - East River - Winter | 581 | 7542 | Generation Constraint in GWh | FALSE | G | Annual | Net Emissions Allowance Position | GWh | 0 | 0 | 0 | 0 | 0 | 0 | 0
NY Min Oil Burn - East River - Winter | 581 | 7542 | Generation Constraint in GWh | FALSE | G | Annual | Fuel Consumed | TBtu | 0 | 0 | 0 | 0 | 0 | 0 | 0
NY Min Oil Burn - East River - Winter | 581 | 7542 | Generation Constraint in GWh | FALSE | G | Annual | Heat Rate | MMBtu/MWh | 0 | 0 | 0 | 0 | 0 | 0 | 0
NY Min Oil Burn - East River - Winter | 581 | 7542 | Generation Constraint in GWh | FALSE | G | Annual | Generation | TWh | 0 | 0 | 0 | 0 | 0 | 0 | 0
NY Min Oil Burn - East River - Winter | 581 | 7542 | Generation Constraint in GWh | FALSE | G | Annual | Qualifying Generation | TWh | 0 | 0 | 0 | 0 | 0 | 0 | 0
NY Min Oil Burn - East River - Winter | 581 | 7542 | Generation Constraint in GWh | FALSE | G | Annual | Rate | lb/MWh | 0 | 0 | 0 | 0 | 0 | 0 | 0
NY Min Oil Burn - East River - Winter | 581 | 7542 | Generation Constraint in GWh | FALSE | G | Annual | Constraint Shadow Price | US2019$/MWh | 0 | 0 | 0 | 0 | 0 | 0 | 0
NY Min Oil Burn - East River - Winter Shldr | 582 | 7543 | Generation Constraint in GWh | FALSE | G | Annual | Seasons Included | Seasons
NY Min Oil Burn - East River - Winter Shldr | 582 | 7543 | Generation Constraint in GWh | FALSE | G | Annual | Standard GWh | GWh | 0 | 0 | 0 | 0 | 0 | 0 | 0
NY Min Oil Burn - East River - Winter Shldr | 582 | 7543 | Generation Constraint in GWh | FALSE | G | Annual | Emissions at Affected Plants | GWh | 0 | 0 | 0 | 0 | 0 | 0 | 0
NY Min Oil Burn - East River - Winter Shldr | 582 | 7543 | Generation Constraint in GWh | FALSE | G | Annual | Allowances Purchased | GWh | 0 | 0 | 0 | 0 | 0 | 0 | 0
NY Min Oil Burn - East River - Winter Shldr | 582 | 7543 | Generation Constraint in GWh | FALSE | G | Annual | Allowances Sold | GWh | 0 | 0 | 0 | 0 | 0 | 0 | 0
NY Min Oil Burn - East River - Winter Shldr | 582 | 7543 | Generation Constraint in GWh | FALSE | G | Annual | Allowances Banked | GWh | 0 | 0 | 0 | 0 | 0 | 0 | 0
NY Min Oil Burn - East River - Winter Shldr | 582 | 7543 | Generation Constraint in GWh | FALSE | G | Annual | Allowances Withdrawn (1:1) | GWh | 0 | 0 | 0 | 0 | 0 | 0 | 0
NY Min Oil Burn - East River - Winter Shldr | 582 | 7543 | Generation Constraint in GWh | FALSE | G | Annual | Allowances Withdrawn (n:1) | GWh | 0 | 0 | 0 | 0 | 0 | 0 | 0
NY Min Oil Burn - East River - Winter Shldr | 582 | 7543 | Generation Constraint in GWh | FALSE | G | Annual | Net Emissions Allowance Position | GWh | 0 | 0 | 0 | 0 | 0 | 0 | 0
NY Min Oil Burn - East River - Winter Shldr | 582 | 7543 | Generation Constraint in GWh | FALSE | G | Annual | Fuel Consumed | TBtu | 0 | 0 | 0 | 0 | 0 | 0 | 0
NY Min Oil Burn - East River - Winter Shldr | 582 | 7543 | Generation Constraint in GWh | FALSE | G | Annual | Heat Rate | MMBtu/MWh | 0 | 0 | 0 | 0 | 0 | 0 | 0
NY Min Oil Burn - East River - Winter Shldr | 582 | 7543 | Generation Constraint in GWh | FALSE | G | Annual | Generation | TWh | 0 | 0 | 0 | 0 | 0 | 0 | 0
NY Min Oil Burn - East River - Winter Shldr | 582 | 7543 | Generation Constraint in GWh | FALSE | G | Annual | Qualifying Generation | TWh | 0 | 0 | 0 | 0 | 0 | 0 | 0
NY Min Oil Burn - East River - Winter Shldr | 582 | 7543 | Generation Constraint in GWh | FALSE | G | Annual | Rate | lb/MWh | 0 | 0 | 0 | 0 | 0 | 0 | 0
NY Min Oil Burn - East River - Winter Shldr | 582 | 7543 | Generation Constraint in GWh | FALSE | G | Annual | Constraint Shadow Price | US2019$/MWh | 0 | 0 | 0 | 0 | 0 | 0 | 0
NY Min Oil Burn - Northport - Summer | 583 | 7547 | Generation Constraint in GWh | FALSE | G | Annual | Seasons Included | Seasons
NY Min Oil Burn - Northport - Summer | 583 | 7547 | Generation Constraint in GWh | FALSE | G | Annual | Standard GWh | GWh | 0 | 0 | 0 | 0 | 0 | 0 | 0
NY Min Oil Burn - Northport - Summer | 583 | 7547 | Generation Constraint in GWh | FALSE | G | Annual | Emissions at Affected Plants | GWh | 0 | 0 | 0 | 0 | 0 | 0 | 0
NY Min Oil Burn - Northport - Summer | 583 | 7547 | Generation Constraint in GWh | FALSE | G | Annual | Allowances Purchased | GWh | 0 | 0 | 0 | 0 | 0 | 0 | 0
NY Min Oil Burn - Northport - Summer | 583 | 7547 | Generation Constraint in GWh | FALSE | G | Annual | Allowances Sold | GWh | 0 | 0 | 0 | 0 | 0 | 0 | 0
NY Min Oil Burn - Northport - Summer | 583 | 7547 | Generation Constraint in GWh | FALSE | G | Annual | Allowances Banked | GWh | 0 | 0 | 0 | 0 | 0 | 0 | 0
NY Min Oil Burn - Northport - Summer | 583 | 7547 | Generation Constraint in GWh | FALSE | G | Annual | Allowances Withdrawn (1:1) | GWh | 0 | 0 | 0 | 0 | 0 | 0 | 0
NY Min Oil Burn - Northport - Summer | 583 | 7547 | Generation Constraint in GWh | FALSE | G | Annual | Allowances Withdrawn (n:1) | GWh | 0 | 0 | 0 | 0 | 0 | 0 | 0
NY Min Oil Burn - Northport - Summer | 583 | 7547 | Generation Constraint in GWh | FALSE | G | Annual | Net Emissions Allowance Position | GWh | 0 | 0 | 0 | 0 | 0 | 0 | 0
NY Min Oil Burn - Northport - Summer | 583 | 7547 | Generation Constraint in GWh | FALSE | G | Annual | Fuel Consumed | TBtu | 0 | 0 | 0 | 0 | 0 | 0 | 0
NY Min Oil Burn - Northport - Summer | 583 | 7547 | Generation Constraint in GWh | FALSE | G | Annual | Heat Rate | MMBtu/MWh | 0 | 0 | 0 | 0 | 0 | 0 | 0
NY Min Oil Burn - Northport - Summer | 583 | 7547 | Generation Constraint in GWh | FALSE | G | Annual | Generation | TWh | 0 | 0 | 0 | 0 | 0 | 0 | 0
NY Min Oil Burn - Northport - Summer | 583 | 7547 | Generation Constraint in GWh | FALSE | G | Annual | Qualifying Generation | TWh | 0 | 0 | 0 | 0 | 0 | 0 | 0
NY Min Oil Burn - Northport - Summer | 583 | 7547 | Generation Constraint in GWh | FALSE | G | Annual | Rate | lb/MWh | 0 | 0 | 0 | 0 | 0 | 0 | 0
NY Min Oil Burn - Northport - Summer | 583 | 7547 | Generation Constraint in GWh | FALSE | G | Annual | Constraint Shadow Price | US2019$/MWh | 0 | 0 | 0 | 0 | 0 | 0 | 0
NY Min Oil Burn - Northport - Winter | 584 | 7545 | Generation Constraint in GWh | FALSE | G | Annual | Seasons Included | Seasons
NY Min Oil Burn - Northport - Winter | 584 | 7545 | Generation Constraint in GWh | FALSE | G | Annual | Standard GWh | GWh | 0 | 0 | 0 | 0 | 0 | 0 | 0
NY Min Oil Burn - Northport - Winter | 584 | 7545 | Generation Constraint in GWh | FALSE | G | Annual | Emissions at Affected Plants | GWh | 0 | 0 | 0 | 0 | 0 | 0 | 0
NY Min Oil Burn - Northport - Winter | 584 | 7545 | Generation Constraint in GWh | FALSE | G | Annual | Allowances Purchased | GWh | 0 | 0 | 0 | 0 | 0 | 0 | 0
NY Min Oil Burn - Northport - Winter | 584 | 7545 | Generation Constraint in GWh | FALSE | G | Annual | Allowances Sold | GWh | 0 | 0 | 0 | 0 | 0 | 0 | 0
NY Min Oil Burn - Northport - Winter | 584 | 7545 | Generation Constraint in GWh | FALSE | G | Annual | Allowances Banked | GWh | 0 | 0 | 0 | 0 | 0 | 0 | 0
NY Min Oil Burn - Northport - Winter | 584 | 7545 | Generation Constraint in GWh | FALSE | G | Annual | Allowances Withdrawn (1:1) | GWh | 0 | 0 | 0 | 0 | 0 | 0 | 0
NY Min Oil Burn - Northport - Winter | 584 | 7545 | Generation Constraint in GWh | FALSE | G | Annual | Allowances Withdrawn (n:1) | GWh | 0 | 0 | 0 | 0 | 0 | 0 | 0
NY Min Oil Burn - Northport - Winter | 584 | 7545 | Generation Constraint in GWh | FALSE | G | Annual | Net Emissions Allowance Position | GWh | 0 | 0 | 0 | 0 | 0 | 0 | 0
NY Min Oil Burn - Northport - Winter | 584 | 7545 | Generation Constraint in GWh | FALSE | G | Annual | Fuel Consumed | TBtu | 0 | 0 | 0 | 0 | 0 | 0 | 0
NY Min Oil Burn - Northport - Winter | 584 | 7545 | Generation Constraint in GWh | FALSE | G | Annual | Heat Rate | MMBtu/MWh | 0 | 0 | 0 | 0 | 0 | 0 | 0
NY Min Oil Burn - Northport - Winter | 584 | 7545 | Generation Constraint in GWh | FALSE | G | Annual | Generation | TWh | 0 | 0 | 0 | 0 | 0 | 0 | 0
NY Min Oil Burn - Northport - Winter | 584 | 7545 | Generation Constraint in GWh | FALSE | G | Annual | Qualifying Generation | TWh | 0 | 0 | 0 | 0 | 0 | 0 | 0
NY Min Oil Burn - Northport - Winter | 584 | 7545 | Generation Constraint in GWh | FALSE | G | Annual | Rate | lb/MWh | 0 | 0 | 0 | 0 | 0 | 0 | 0
NY Min Oil Burn - Northport - Winter | 584 | 7545 | Generation Constraint in GWh | FALSE | G | Annual | Constraint Shadow Price | US2019$/MWh | 0 | 0 | 0 | 0 | 0 | 0 | 0
NY Min Oil Burn - Northport - Winter Shldr | 585 | 7546 | Generation Constraint in GWh | FALSE | G | Annual | Seasons Included | Seasons
NY Min Oil Burn - Northport - Winter Shldr | 585 | 7546 | Generation Constraint in GWh | FALSE | G | Annual | Standard GWh | GWh | 0 | 0 | 0 | 0 | 0 | 0 | 0
NY Min Oil Burn - Northport - Winter Shldr | 585 | 7546 | Generation Constraint in GWh | FALSE | G | Annual | Emissions at Affected Plants | GWh | 0 | 0 | 0 | 0 | 0 | 0 | 0
NY Min Oil Burn - Northport - Winter Shldr | 585 | 7546 | Generation Constraint in GWh | FALSE | G | Annual | Allowances Purchased | GWh | 0 | 0 | 0 | 0 | 0 | 0 | 0
NY Min Oil Burn - Northport - Winter Shldr | 585 | 7546 | Generation Constraint in GWh | FALSE | G | Annual | Allowances Sold | GWh | 0 | 0 | 0 | 0 | 0 | 0 | 0
NY Min Oil Burn - Northport - Winter Shldr | 585 | 7546 | Generation Constraint in GWh | FALSE | G | Annual | Allowances Banked | GWh | 0 | 0 | 0 | 0 | 0 | 0 | 0
NY Min Oil Burn - Northport - Winter Shldr | 585 | 7546 | Generation Constraint in GWh | FALSE | G | Annual | Allowances Withdrawn (1:1) | GWh | 0 | 0 | 0 | 0 | 0 | 0 | 0
NY Min Oil Burn - Northport - Winter Shldr | 585 | 7546 | Generation Constraint in GWh | FALSE | G | Annual | Allowances Withdrawn (n:1) | GWh | 0 | 0 | 0 | 0 | 0 | 0 | 0
NY Min Oil Burn - Northport - Winter Shldr | 585 | 7546 | Generation Constraint in GWh | FALSE | G | Annual | Net Emissions Allowance Position | GWh | 0 | 0 | 0 | 0 | 0 | 0 | 0
NY Min Oil Burn - Northport - Winter Shldr | 585 | 7546 | Generation Constraint in GWh | FALSE | G | Annual | Fuel Consumed | TBtu | 0 | 0 | 0 | 0 | 0 | 0 | 0
NY Min Oil Burn - Northport - Winter Shldr | 585 | 7546 | Generation Constraint in GWh | FALSE | G | Annual | Heat Rate | MMBtu/MWh | 0 | 0 | 0 | 0 | 0 | 0 | 0
NY Min Oil Burn - Northport - Winter Shldr | 585 | 7546 | Generation Constraint in GWh | FALSE | G | Annual | Generation | TWh | 0 | 0 | 0 | 0 | 0 | 0 | 0
NY Min Oil Burn - Northport - Winter Shldr | 585 | 7546 | Generation Constraint in GWh | FALSE | G | Annual | Qualifying Generation | TWh | 0 | 0 | 0 | 0 | 0 | 0 | 0
NY Min Oil Burn - Northport - Winter Shldr | 585 | 7546 | Generation Constraint in GWh | FALSE | G | Annual | Rate | lb/MWh | 0 | 0 | 0 | 0 | 0 | 0 | 0
NY Min Oil Burn - Northport - Winter Shldr | 585 | 7546 | Generation Constraint in GWh | FALSE | G | Annual | Constraint Shadow Price | US2019$/MWh | 0 | 0 | 0 | 0 | 0 | 0 | 0
NY Min Oil Burn - Ravenswood CC - Summer | 586 | 7556 | Generation Constraint in GWh | FALSE | G | Annual | Seasons Included | Seasons
NY Min Oil Burn - Ravenswood CC - Summer | 586 | 7556 | Generation Constraint in GWh | FALSE | G | Annual | Standard GWh | GWh | 0 | 0 | 0 | 0 | 0 | 0 | 0
NY Min Oil Burn - Ravenswood CC - Summer | 586 | 7556 | Generation Constraint in GWh | FALSE | G | Annual | Emissions at Affected Plants | GWh | 0 | 0 | 0 | 0 | 0 | 0 | 0
NY Min Oil Burn - Ravenswood CC - Summer | 586 | 7556 | Generation Constraint in GWh | FALSE | G | Annual | Allowances Purchased | GWh | 0 | 0 | 0 | 0 | 0 | 0 | 0
NY Min Oil Burn - Ravenswood CC - Summer | 586 | 7556 | Generation Constraint in GWh | FALSE | G | Annual | Allowances Sold | GWh | 0 | 0 | 0 | 0 | 0 | 0 | 0
NY Min Oil Burn - Ravenswood CC - Summer | 586 | 7556 | Generation Constraint in GWh | FALSE | G | Annual | Allowances Banked | GWh | 0 | 0 | 0 | 0 | 0 | 0 | 0
NY Min Oil Burn - Ravenswood CC - Summer | 586 | 7556 | Generation Constraint in GWh | FALSE | G | Annual | Allowances Withdrawn (1:1) | GWh | 0 | 0 | 0 | 0 | 0 | 0 | 0
NY Min Oil Burn - Ravenswood CC - Summer | 586 | 7556 | Generation Constraint in GWh | FALSE | G | Annual | Allowances Withdrawn (n:1) | GWh | 0 | 0 | 0 | 0 | 0 | 0 | 0
NY Min Oil Burn - Ravenswood CC - Summer | 586 | 7556 | Generation Constraint in GWh | FALSE | G | Annual | Net Emissions Allowance Position | GWh | 0 | 0 | 0 | 0 | 0 | 0 | 0
NY Min Oil Burn - Ravenswood CC - Summer | 586 | 7556 | Generation Constraint in GWh | FALSE | G | Annual | Fuel Consumed | TBtu | 0 | 0 | 0 | 0 | 0 | 0 | 0
NY Min Oil Burn - Ravenswood CC - Summer | 586 | 7556 | Generation Constraint in GWh | FALSE | G | Annual | Heat Rate | MMBtu/MWh | 0 | 0 | 0 | 0 | 0 | 0 | 0
NY Min Oil Burn - Ravenswood CC - Summer | 586 | 7556 | Generation Constraint in GWh | FALSE | G | Annual | Generation | TWh | 0 | 0 | 0 | 0 | 0 | 0 | 0
NY Min Oil Burn - Ravenswood CC - Summer | 586 | 7556 | Generation Constraint in GWh | FALSE | G | Annual | Qualifying Generation | TWh | 0 | 0 | 0 | 0 | 0 | 0 | 0
NY Min Oil Burn - Ravenswood CC - Summer | 586 | 7556 | Generation Constraint in GWh | FALSE | G | Annual | Rate | lb/MWh | 0 | 0 | 0 | 0 | 0 | 0 | 0
NY Min Oil Burn - Ravenswood CC - Summer | 586 | 7556 | Generation Constraint in GWh | FALSE | G | Annual | Constraint Shadow Price | US2019$/MWh | 0 | 0 | 0 | 0 | 0 | 0 | 0
NY Min Oil Burn - Ravenswood CC - Winter | 587 | 7554 | Generation Constraint in GWh | FALSE | G | Annual | Seasons Included | Seasons
NY Min Oil Burn - Ravenswood CC - Winter | 587 | 7554 | Generation Constraint in GWh | FALSE | G | Annual | Standard GWh | GWh | 0 | 0 | 0 | 0 | 0 | 0 | 0
NY Min Oil Burn - Ravenswood CC - Winter | 587 | 7554 | Generation Constraint in GWh | FALSE | G | Annual | Emissions at Affected Plants | GWh | 0 | 0 | 0 | 0 | 0 | 0 | 0
NY Min Oil Burn - Ravenswood CC - Winter | 587 | 7554 | Generation Constraint in GWh | FALSE | G | Annual | Allowances Purchased | GWh | 0 | 0 | 0 | 0 | 0 | 0 | 0
NY Min Oil Burn - Ravenswood CC - Winter | 587 | 7554 | Generation Constraint in GWh | FALSE | G | Annual | Allowances Sold | GWh | 0 | 0 | 0 | 0 | 0 | 0 | 0
NY Min Oil Burn - Ravenswood CC - Winter | 587 | 7554 | Generation Constraint in GWh | FALSE | G | Annual | Allowances Banked | GWh | 0 | 0 | 0 | 0 | 0 | 0 | 0
NY Min Oil Burn - Ravenswood CC - Winter | 587 | 7554 | Generation Constraint in GWh | FALSE | G | Annual | Allowances Withdrawn (1:1) | GWh | 0 | 0 | 0 | 0 | 0 | 0 | 0
NY Min Oil Burn - Ravenswood CC - Winter | 587 | 7554 | Generation Constraint in GWh | FALSE | G | Annual | Allowances Withdrawn (n:1) | GWh | 0 | 0 | 0 | 0 | 0 | 0 | 0
NY Min Oil Burn - Ravenswood CC - Winter | 587 | 7554 | Generation Constraint in GWh | FALSE | G | Annual | Net Emissions Allowance Position | GWh | 0 | 0 | 0 | 0 | 0 | 0 | 0
NY Min Oil Burn - Ravenswood CC - Winter | 587 | 7554 | Generation Constraint in GWh | FALSE | G | Annual | Fuel Consumed | TBtu | 0 | 0 | 0 | 0 | 0 | 0 | 0
NY Min Oil Burn - Ravenswood CC - Winter | 587 | 7554 | Generation Constraint in GWh | FALSE | G | Annual | Heat Rate | MMBtu/MWh | 0 | 0 | 0 | 0 | 0 | 0 | 0
NY Min Oil Burn - Ravenswood CC - Winter | 587 | 7554 | Generation Constraint in GWh | FALSE | G | Annual | Generation | TWh | 0 | 0 | 0 | 0 | 0 | 0 | 0
NY Min Oil Burn - Ravenswood CC - Winter | 587 | 7554 | Generation Constraint in GWh | FALSE | G | Annual | Qualifying Generation | TWh | 0 | 0 | 0 | 0 | 0 | 0 | 0
NY Min Oil Burn - Ravenswood CC - Winter | 587 | 7554 | Generation Constraint in GWh | FALSE | G | Annual | Rate | lb/MWh | 0 | 0 | 0 | 0 | 0 | 0 | 0
NY Min Oil Burn - Ravenswood CC - Winter | 587 | 7554 | Generation Constraint in GWh | FALSE | G | Annual | Constraint Shadow Price | US2019$/MWh | 0 | 0 | 0 | 0 | 0 | 0 | 0
NY Min Oil Burn - Ravenswood CC - Winter Shldr | 588 | 7555 | Generation Constraint in GWh | FALSE | G | Annual | Seasons Included | Seasons
NY Min Oil Burn - Ravenswood CC - Winter Shldr | 588 | 7555 | Generation Constraint in GWh | FALSE | G | Annual | Standard GWh | GWh | 0 | 0 | 0 | 0 | 0 | 0 | 0
NY Min Oil Burn - Ravenswood CC - Winter Shldr | 588 | 7555 | Generation Constraint in GWh | FALSE | G | Annual | Emissions at Affected Plants | GWh | 0 | 0 | 0 | 0 | 0 | 0 | 0
NY Min Oil Burn - Ravenswood CC - Winter Shldr | 588 | 7555 | Generation Constraint in GWh | FALSE | G | Annual | Allowances Purchased | GWh | 0 | 0 | 0 | 0 | 0 | 0 | 0
NY Min Oil Burn - Ravenswood CC - Winter Shldr | 588 | 7555 | Generation Constraint in GWh | FALSE | G | Annual | Allowances Sold | GWh | 0 | 0 | 0 | 0 | 0 | 0 | 0
NY Min Oil Burn - Ravenswood CC - Winter Shldr | 588 | 7555 | Generation Constraint in GWh | FALSE | G | Annual | Allowances Banked | GWh | 0 | 0 | 0 | 0 | 0 | 0 | 0
NY Min Oil Burn - Ravenswood CC - Winter Shldr | 588 | 7555 | Generation Constraint in GWh | FALSE | G | Annual | Allowances Withdrawn (1:1) | GWh | 0 | 0 | 0 | 0 | 0 | 0 | 0
NY Min Oil Burn - Ravenswood CC - Winter Shldr | 588 | 7555 | Generation Constraint in GWh | FALSE | G | Annual | Allowances Withdrawn (n:1) | GWh | 0 | 0 | 0 | 0 | 0 | 0 | 0
NY Min Oil Burn - Ravenswood CC - Winter Shldr | 588 | 7555 | Generation Constraint in GWh | FALSE | G | Annual | Net Emissions Allowance Position | GWh | 0 | 0 | 0 | 0 | 0 | 0 | 0
NY Min Oil Burn - Ravenswood CC - Winter Shldr | 588 | 7555 | Generation Constraint in GWh | FALSE | G | Annual | Fuel Consumed | TBtu | 0 | 0 | 0 | 0 | 0 | 0 | 0
NY Min Oil Burn - Ravenswood CC - Winter Shldr | 588 | 7555 | Generation Constraint in GWh | FALSE | G | Annual | Heat Rate | MMBtu/MWh | 0 | 0 | 0 | 0 | 0 | 0 | 0
NY Min Oil Burn - Ravenswood CC - Winter Shldr | 588 | 7555 | Generation Constraint in GWh | FALSE | G | Annual | Generation | TWh | 0 | 0 | 0 | 0 | 0 | 0 | 0
NY Min Oil Burn - Ravenswood CC - Winter Shldr | 588 | 7555 | Generation Constraint in GWh | FALSE | G | Annual | Qualifying Generation | TWh | 0 | 0 | 0 | 0 | 0 | 0 | 0
NY Min Oil Burn - Ravenswood CC - Winter Shldr | 588 | 7555 | Generation Constraint in GWh | FALSE | G | Annual | Rate | lb/MWh | 0 | 0 | 0 | 0 | 0 | 0 | 0
NY Min Oil Burn - Ravenswood CC - Winter Shldr | 588 | 7555 | Generation Constraint in GWh | FALSE | G | Annual | Constraint Shadow Price | US2019$/MWh | 0 | 0 | 0 | 0 | 0 | 0 | 0
NY Min Oil Burn - Ravenswood Oil - Summer | 589 | 7550 | Generation Constraint in GWh | FALSE | G | Annual | Seasons Included | Seasons
NY Min Oil Burn - Ravenswood Oil - Summer | 589 | 7550 | Generation Constraint in GWh | FALSE | G | Annual | Standard GWh | GWh | 0 | 0 | 0 | 0 | 0 | 0 | 0
NY Min Oil Burn - Ravenswood Oil - Summer | 589 | 7550 | Generation Constraint in GWh | FALSE | G | Annual | Emissions at Affected Plants | GWh | 0 | 0 | 0 | 0 | 0 | 0 | 0
NY Min Oil Burn - Ravenswood Oil - Summer | 589 | 7550 | Generation Constraint in GWh | FALSE | G | Annual | Allowances Purchased | GWh | 0 | 0 | 0 | 0 | 0 | 0 | 0
NY Min Oil Burn - Ravenswood Oil - Summer | 589 | 7550 | Generation Constraint in GWh | FALSE | G | Annual | Allowances Sold | GWh | 0 | 0 | 0 | 0 | 0 | 0 | 0
NY Min Oil Burn - Ravenswood Oil - Summer | 589 | 7550 | Generation Constraint in GWh | FALSE | G | Annual | Allowances Banked | GWh | 0 | 0 | 0 | 0 | 0 | 0 | 0
NY Min Oil Burn - Ravenswood Oil - Summer | 589 | 7550 | Generation Constraint in GWh | FALSE | G | Annual | Allowances Withdrawn (1:1) | GWh | 0 | 0 | 0 | 0 | 0 | 0 | 0
NY Min Oil Burn - Ravenswood Oil - Summer | 589 | 7550 | Generation Constraint in GWh | FALSE | G | Annual | Allowances Withdrawn (n:1) | GWh | 0 | 0 | 0 | 0 | 0 | 0 | 0
NY Min Oil Burn - Ravenswood Oil - Summer | 589 | 7550 | Generation Constraint in GWh | FALSE | G | Annual | Net Emissions Allowance Position | GWh | 0 | 0 | 0 | 0 | 0 | 0 | 0
NY Min Oil Burn - Ravenswood Oil - Summer | 589 | 7550 | Generation Constraint in GWh | FALSE | G | Annual | Fuel Consumed | TBtu | 0 | 0 | 0 | 0 | 0 | 0 | 0
NY Min Oil Burn - Ravenswood Oil - Summer | 589 | 7550 | Generation Constraint in GWh | FALSE | G | Annual | Heat Rate | MMBtu/MWh | 0 | 0 | 0 | 0 | 0 | 0 | 0
NY Min Oil Burn - Ravenswood Oil - Summer | 589 | 7550 | Generation Constraint in GWh | FALSE | G | Annual | Generation | TWh | 0 | 0 | 0 | 0 | 0 | 0 | 0
NY Min Oil Burn - Ravenswood Oil - Summer | 589 | 7550 | Generation Constraint in GWh | FALSE | G | Annual | Qualifying Generation | TWh | 0 | 0 | 0 | 0 | 0 | 0 | 0
NY Min Oil Burn - Ravenswood Oil - Summer | 589 | 7550 | Generation Constraint in GWh | FALSE | G | Annual | Rate | lb/MWh | 0 | 0 | 0 | 0 | 0 | 0 | 0
NY Min Oil Burn - Ravenswood Oil - Summer | 589 | 7550 | Generation Constraint in GWh | FALSE | G | Annual | Constraint Shadow Price | US2019$/MWh | 0 | 0 | 0 | 0 | 0 | 0 | 0
NY Min Oil Burn - Ravenswood Oil - Winter | 590 | 7548 | Generation Constraint in GWh | FALSE | G | Annual | Seasons Included | Seasons
NY Min Oil Burn - Ravenswood Oil - Winter | 590 | 7548 | Generation Constraint in GWh | FALSE | G | Annual | Standard GWh | GWh | 0 | 0 | 0 | 0 | 0 | 0 | 0
NY Min Oil Burn - Ravenswood Oil - Winter | 590 | 7548 | Generation Constraint in GWh | FALSE | G | Annual | Emissions at Affected Plants | GWh | 0 | 0 | 0 | 0 | 0 | 0 | 0
NY Min Oil Burn - Ravenswood Oil - Winter | 590 | 7548 | Generation Constraint in GWh | FALSE | G | Annual | Allowances Purchased | GWh | 0 | 0 | 0 | 0 | 0 | 0 | 0
NY Min Oil Burn - Ravenswood Oil - Winter | 590 | 7548 | Generation Constraint in GWh | FALSE | G | Annual | Allowances Sold | GWh | 0 | 0 | 0 | 0 | 0 | 0 | 0
NY Min Oil Burn - Ravenswood Oil - Winter | 590 | 7548 | Generation Constraint in GWh | FALSE | G | Annual | Allowances Banked | GWh | 0 | 0 | 0 | 0 | 0 | 0 | 0
NY Min Oil Burn - Ravenswood Oil - Winter | 590 | 7548 | Generation Constraint in GWh | FALSE | G | Annual | Allowances Withdrawn (1:1) | GWh | 0 | 0 | 0 | 0 | 0 | 0 | 0
NY Min Oil Burn - Ravenswood Oil - Winter | 590 | 7548 | Generation Constraint in GWh | FALSE | G | Annual | Allowances Withdrawn (n:1) | GWh | 0 | 0 | 0 | 0 | 0 | 0 | 0
NY Min Oil Burn - Ravenswood Oil - Winter | 590 | 7548 | Generation Constraint in GWh | FALSE | G | Annual | Net Emissions Allowance Position | GWh | 0 | 0 | 0 | 0 | 0 | 0 | 0
NY Min Oil Burn - Ravenswood Oil - Winter | 590 | 7548 | Generation Constraint in GWh | FALSE | G | Annual | Fuel Consumed | TBtu | 0 | 0 | 0 | 0 | 0 | 0 | 0
NY Min Oil Burn - Ravenswood Oil - Winter | 590 | 7548 | Generation Constraint in GWh | FALSE | G | Annual | Heat Rate | MMBtu/MWh | 0 | 0 | 0 | 0 | 0 | 0 | 0
NY Min Oil Burn - Ravenswood Oil - Winter | 590 | 7548 | Generation Constraint in GWh | FALSE | G | Annual | Generation | TWh | 0 | 0 | 0 | 0 | 0 | 0 | 0
NY Min Oil Burn - Ravenswood Oil - Winter | 590 | 7548 | Generation Constraint in GWh | FALSE | G | Annual | Qualifying Generation | TWh | 0 | 0 | 0 | 0 | 0 | 0 | 0
NY Min Oil Burn - Ravenswood Oil - Winter | 590 | 7548 | Generation Constraint in GWh | FALSE | G | Annual | Rate | lb/MWh | 0 | 0 | 0 | 0 | 0 | 0 | 0
NY Min Oil Burn - Ravenswood Oil - Winter | 590 | 7548 | Generation Constraint in GWh | FALSE | G | Annual | Constraint Shadow Price | US2019$/MWh | 0 | 0 | 0 | 0 | 0 | 0 | 0
NY Min Oil Burn - Ravenswood Oil - Winter Shldr | 591 | 7549 | Generation Constraint in GWh | FALSE | G | Annual | Seasons Included | Seasons
NY Min Oil Burn - Ravenswood Oil - Winter Shldr | 591 | 7549 | Generation Constraint in GWh | FALSE | G | Annual | Standard GWh | GWh | 0 | 0 | 0 | 0 | 0 | 0 | 0
NY Min Oil Burn - Ravenswood Oil - Winter Shldr | 591 | 7549 | Generation Constraint in GWh | FALSE | G | Annual | Emissions at Affected Plants | GWh | 0 | 0 | 0 | 0 | 0 | 0 | 0
NY Min Oil Burn - Ravenswood Oil - Winter Shldr | 591 | 7549 | Generation Constraint in GWh | FALSE | G | Annual | Allowances Purchased | GWh | 0 | 0 | 0 | 0 | 0 | 0 | 0
NY Min Oil Burn - Ravenswood Oil - Winter Shldr | 591 | 7549 | Generation Constraint in GWh | FALSE | G | Annual | Allowances Sold | GWh | 0 | 0 | 0 | 0 | 0 | 0 | 0
NY Min Oil Burn - Ravenswood Oil - Winter Shldr | 591 | 7549 | Generation Constraint in GWh | FALSE | G | Annual | Allowances Banked | GWh | 0 | 0 | 0 | 0 | 0 | 0 | 0
NY Min Oil Burn - Ravenswood Oil - Winter Shldr | 591 | 7549 | Generation Constraint in GWh | FALSE | G | Annual | Allowances Withdrawn (1:1) | GWh | 0 | 0 | 0 | 0 | 0 | 0 | 0
NY Min Oil Burn - Ravenswood Oil - Winter Shldr | 591 | 7549 | Generation Constraint in GWh | FALSE | G | Annual | Allowances Withdrawn (n:1) | GWh | 0 | 0 | 0 | 0 | 0 | 0 | 0
NY Min Oil Burn - Ravenswood Oil - Winter Shldr | 591 | 7549 | Generation Constraint in GWh | FALSE | G | Annual | Net Emissions Allowance Position | GWh | 0 | 0 | 0 | 0 | 0 | 0 | 0
NY Min Oil Burn - Ravenswood Oil - Winter Shldr | 591 | 7549 | Generation Constraint in GWh | FALSE | G | Annual | Fuel Consumed | TBtu | 0 | 0 | 0 | 0 | 0 | 0 | 0
NY Min Oil Burn - Ravenswood Oil - Winter Shldr | 591 | 7549 | Generation Constraint in GWh | FALSE | G | Annual | Heat Rate | MMBtu/MWh | 0 | 0 | 0 | 0 | 0 | 0 | 0
NY Min Oil Burn - Ravenswood Oil - Winter Shldr | 591 | 7549 | Generation Constraint in GWh | FALSE | G | Annual | Generation | TWh | 0 | 0 | 0 | 0 | 0 | 0 | 0
NY Min Oil Burn - Ravenswood Oil - Winter Shldr | 591 | 7549 | Generation Constraint in GWh | FALSE | G | Annual | Qualifying Generation | TWh | 0 | 0 | 0 | 0 | 0 | 0 | 0
NY Min Oil Burn - Ravenswood Oil - Winter Shldr | 591 | 7549 | Generation Constraint in GWh | FALSE | G | Annual | Rate | lb/MWh | 0 | 0 | 0 | 0 | 0 | 0 | 0
NY Min Oil Burn - Ravenswood Oil - Winter Shldr | 591 | 7549 | Generation Constraint in GWh | FALSE | G | Annual | Constraint Shadow Price | US2019$/MWh | 0 | 0 | 0 | 0 | 0 | 0 | 0
NY New Units MER Rate Limit v3.1, Unit 24079 and retrofits | 592 | 7350 | Rate Constraint in lbs/MMBtu | FALSE | L | Annual | Seasons Included | Seasons | Winter, WintShld, Summer | Winter, WintShld, Summer | Winter, WintShld, Summer | Winter, WintShld, Summer | Winter, WintShld, Summer | Winter, WintShld, Summer | Winter, WintShld, Summer
NY New Units MER Rate Limit v3.1, Unit 24079 and retrofits | 592 | 7350 | Rate Constraint in lbs/MMBtu | FALSE | L | Annual | Standard MER | lb/MMBtu | 6e-07 | 6e-07 | 6e-07 | 6e-07 | 6e-07 | 6e-07 | 6e-07
NY New Units MER Rate Limit v3.1, Unit 24079 and retrofits | 592 | 7350 | Rate Constraint in lbs/MMBtu | FALSE | L | Annual | Emissions at Affected Plants MER | lbs | 0 | 0 | 0 | 0 | 0 | 0 | 0
NY New Units MER Rate Limit v3.1, Unit 24079 and retrofits | 592 | 7350 | Rate Constraint in lbs/MMBtu | FALSE | L | Annual | Allowances Purchased MER | lbs | 0 | 0 | 0 | 0 | 0 | 0 | 0
NY New Units MER Rate Limit v3.1, Unit 24079 and retrofits | 592 | 7350 | Rate Constraint in lbs/MMBtu | FALSE | L | Annual | Allowances Sold MER | lbs | 0 | 0 | 0 | 0 | 0 | 0 | 0
NY New Units MER Rate Limit v3.1, Unit 24079 and retrofits | 592 | 7350 | Rate Constraint in lbs/MMBtu | FALSE | L | Annual | Allowances Banked | lbs | 0 | 0 | 0 | 0 | 0 | 0 | 0
NY New Units MER Rate Limit v3.1, Unit 24079 and retrofits | 592 | 7350 | Rate Constraint in lbs/MMBtu | FALSE | L | Annual | Allowances Withdrawn (1:1) | lbs | 0 | 0 | 0 | 0 | 0 | 0 | 0
NY New Units MER Rate Limit v3.1, Unit 24079 and retrofits | 592 | 7350 | Rate Constraint in lbs/MMBtu | FALSE | L | Annual | Allowances Withdrawn (n:1) | lbs | 0 | 0 | 0 | 0 | 0 | 0 | 0
NY New Units MER Rate Limit v3.1, Unit 24079 and retrofits | 592 | 7350 | Rate Constraint in lbs/MMBtu | FALSE | L | Annual | Net Emissions Allowance Position | lbs | 0 | 0 | 0 | 0 | 0 | 0 | 0
NY New Units MER Rate Limit v3.1, Unit 24079 and retrofits | 592 | 7350 | Rate Constraint in lbs/MMBtu | FALSE | L | Annual | Fuel Consumed | TBtu | 0 | 0 | 0 | 0 | 0 | 0 | 0
NY New Units MER Rate Limit v3.1, Unit 24079 and retrofits | 592 | 7350 | Rate Constraint in lbs/MMBtu | FALSE | L | Annual | Rate | lb/MMBtu | 0 | 0 | 0 | 0 | 0 | 0 | 0
NY New Units MER Rate Limit v3.1, Unit 24079 and retrofits | 592 | 7350 | Rate Constraint in lbs/MMBtu | FALSE | L | Annual | Generation | TWh | 0 | 0 | 0 | 0 | 0 | 0 | 0
NY New Units MER Rate Limit v3.1, Unit 24079 and retrofits | 592 | 7350 | Rate Constraint in lbs/MMBtu | FALSE | L | Annual | Qualifying Generation | TWh | 0 | 0 | 0 | 0 | 0 | 0 | 0
NY New Units MER Rate Limit v3.1, Unit 24079 and retrofits | 592 | 7350 | Rate Constraint in lbs/MMBtu | FALSE | L | Annual | Rate | lb/MWh | 0 | 0 | 0 | 0 | 0 | 0 | 0
NY New Units MER Rate Limit v3.1, Unit 24079 and retrofits | 592 | 7350 | Rate Constraint in lbs/MMBtu | FALSE | L | Annual | Constraint Shadow Price | US2019$/Lb | 0 | 62218460.1456 | 54635524.7495 | 70794859.6777 | 73894670.0489 | 76984872.8474 | 64203852.3269
NY- NOx Annual Budget- v6.20 | 593 | 7559 | Rate Constraint in MTons | FALSE | L | Annual | Seasons Included | Seasons | Winter, WintShld, Summer | Winter, WintShld, Summer | Winter, WintShld, Summer | Winter, WintShld, Summer | Winter, WintShld, Summer | Winter, WintShld, Summer | Winter, WintShld, Summer
NY- NOx Annual Budget- v6.20 | 593 | 7559 | Rate Constraint in MTons | FALSE | L | Annual | Standard NOX | Thousand Tons | 16.081 | 16.081 | 16.081 | 16.081 | 16.081 | 16.081 | 16.081
NY- NOx Annual Budget- v6.20 | 593 | 7559 | Rate Constraint in MTons | FALSE | L | Annual | Emissions at Affected Plants NOX | Thousand Tons | 4.1683 | 3.0319 | 2.2446 | 0.55443 | 0.55619 | 0.5764 | 0.62465
NY- NOx Annual Budget- v6.20 | 593 | 7559 | Rate Constraint in MTons | FALSE | L | Annual | Allowances Purchased NOX | Thousand Tons | 0 | 0 | 0 | 0 | 0 | 0 | 0
NY- NOx Annual Budget- v6.20 | 593 | 7559 | Rate Constraint in MTons | FALSE | L | Annual | Allowances Sold NOX | Thousand Tons | 0 | 0 | 0 | 0 | 0 | 0 | 0
NY- NOx Annual Budget- v6.20 | 593 | 7559 | Rate Constraint in MTons | FALSE | L | Annual | Allowances Banked | Thousand Tons | 0 | 0 | 0 | 15.5266 | 0.55443 | 0 | 0
NY- NOx Annual Budget- v6.20 | 593 | 7559 | Rate Constraint in MTons | FALSE | L | Annual | Allowances Withdrawn (1:1) | Thousand Tons | 0 | 0 | 0 | 0 | 0 | -16.081 | 0
NY- NOx Annual Budget- v6.20 | 593 | 7559 | Rate Constraint in MTons | FALSE | L | Annual | Allowances Withdrawn (n:1) | Thousand Tons | 0 | 0 | 0 | 0 | 0 | 0 | 0
NY- NOx Annual Budget- v6.20 | 593 | 7559 | Rate Constraint in MTons | FALSE | L | Annual | Net Emissions Allowance Position | Thousand Tons | 4.1683 | 3.0319 | 2.2446 | 16.081 | 1.1106 | -15.5046 | 0.62465
NY- NOx Annual Budget- v6.20 | 593 | 7559 | Rate Constraint in MTons | FALSE | L | Annual | Fuel Consumed | TBtu | 482.746 | 387.2019 | 309.381 | 85.0437 | 91.9378 | 100.3973 | 107.4686
NY- NOx Annual Budget- v6.20 | 593 | 7559 | Rate Constraint in MTons | FALSE | L | Annual | Rate | lb/MMBtu | 0.017269 | 0.015661 | 0.01451 | 0.013039 | 0.012099 | 0.011482 | 0.011625
NY- NOx Annual Budget- v6.20 | 593 | 7559 | Rate Constraint in MTons | FALSE | L | Annual | Generation | TWh | 64.6296 | 52.8347 | 42.8685 | 12.1025 | 12.9983 | 14.0152 | 14.987
NY- NOx Annual Budget- v6.20 | 593 | 7559 | Rate Constraint in MTons | FALSE | L | Annual | Qualifying Generation | TWh | 64.6296 | 52.8347 | 42.8685 | 12.0828 | 12.9396 | 13.8248 | 14.7208
NY- NOx Annual Budget- v6.20 | 593 | 7559 | Rate Constraint in MTons | FALSE | L | Annual | Rate | lb/MWh | 0.12899 | 0.11477 | 0.10472 | 0.091772 | 0.085966 | 0.083387 | 0.084866
NY- NOx Annual Budget- v6.20 | 593 | 7559 | Rate Constraint in MTons | FALSE | L | Annual | Constraint Shadow Price | US2019$/Ton | 0 | 0 | 0 | 0 | 0 | 0 | 0
NY- NOx Ozone Season Budget- v6.20 | 594 | 7558 | Rate Constraint in MTons | FALSE | L | Annual | Seasons Included | Seasons | Summer | Summer | Summer | Summer | Summer | Summer | Summer
NY- NOx Ozone Season Budget- v6.20 | 594 | 7558 | Rate Constraint in MTons | FALSE | L | Annual | Standard NOX | Thousand Tons | 5.135 | 5.135 | 5.135 | 5.135 | 5.135 | 5.135 | 5.135
NY- NOx Ozone Season Budget- v6.20 | 594 | 7558 | Rate Constraint in MTons | FALSE | L | Annual | Emissions at Affected Plants NOX | Thousand Tons | 2.5466 | 1.8079 | 1.3409 | 0.4442 | 0.46643 | 0.52222 | 0.53442
NY- NOx Ozone Season Budget- v6.20 | 594 | 7558 | Rate Constraint in MTons | FALSE | L | Annual | Allowances Purchased NOX | Thousand Tons | 0 | 0 | 0 | 0 | 0 | 0 | 0
NY- NOx Ozone Season Budget- v6.20 | 594 | 7558 | Rate Constraint in MTons | FALSE | L | Annual | Allowances Sold NOX | Thousand Tons | 0 | 0 | 0 | 0 | 0 | 0 | 0
NY- NOx Ozone Season Budget- v6.20 | 594 | 7558 | Rate Constraint in MTons | FALSE | L | Annual | Allowances Banked | Thousand Tons | 0 | 0 | 0 | 0 | 4.6686 | 2.5204 | 0
NY- NOx Ozone Season Budget- v6.20 | 594 | 7558 | Rate Constraint in MTons | FALSE | L | Annual | Allowances Withdrawn (1:1) | Thousand Tons | 0 | 0 | 0 | 0 | 0 | 0 | -5.135
NY- NOx Ozone Season Budget- v6.20 | 594 | 7558 | Rate Constraint in MTons | FALSE | L | Annual | Allowances Withdrawn (n:1) | Thousand Tons | 0 | 0 | 0 | 0 | 0 | 0 | 0
NY- NOx Ozone Season Budget- v6.20 | 594 | 7558 | Rate Constraint in MTons | FALSE | L | Annual | Net Emissions Allowance Position | Thousand Tons | 2.5466 | 1.8079 | 1.3409 | 0.4442 | 5.135 | 3.0427 | -4.6006
NY- NOx Ozone Season Budget- v6.20 | 594 | 7558 | Rate Constraint in MTons | FALSE | L | Annual | Fuel Consumed | TBtu | 252.5784 | 217.5332 | 195.9239 | 73.9158 | 81.0524 | 92.7322 | 96.5511
NY- NOx Ozone Season Budget- v6.20 | 594 | 7558 | Rate Constraint in MTons | FALSE | L | Annual | Rate | lb/MMBtu | 0.020165 | 0.016622 | 0.013688 | 0.012019 | 0.011509 | 0.011263 | 0.01107
NY- NOx Ozone Season Budget- v6.20 | 594 | 7558 | Rate Constraint in MTons | FALSE | L | Annual | Generation | TWh | 32.9338 | 29.1734 | 26.8703 | 10.4432 | 11.3855 | 12.9022 | 13.3971
NY- NOx Ozone Season Budget- v6.20 | 594 | 7558 | Rate Constraint in MTons | FALSE | L | Annual | Qualifying Generation | TWh | 32.9338 | 29.1734 | 26.8703 | 10.4244 | 11.3293 | 12.7147 | 13.1334
NY- NOx Ozone Season Budget- v6.20 | 594 | 7558 | Rate Constraint in MTons | FALSE | L | Annual | Rate | lb/MWh | 0.15465 | 0.12394 | 0.099806 | 0.085223 | 0.082341 | 0.082144 | 0.081384
NY- NOx Ozone Season Budget- v6.20 | 594 | 7558 | Rate Constraint in MTons | FALSE | L | Annual | Constraint Shadow Price | US2019$/Ton | 0 | 0 | 0 | 0 | 0 | 0 | 0
NY- NOx Ozone Season Limit- CT Gas Units- v6.20 | 595 | 7639 | Rate Constraint in lbs/MMBtu | FALSE | L | Annual | Seasons Included | Seasons | Summer | Summer | Summer | Summer | Summer | Summer | Summer
NY- NOx Ozone Season Limit- CT Gas Units- v6.20 | 595 | 7639 | Rate Constraint in lbs/MMBtu | FALSE | L | Annual | Standard NOX | lb/MMBtu | 0.09191 | 0.09191 | 0.09191 | 0.09191 | 0.09191 | 0.09191 | 0.09191
NY- NOx Ozone Season Limit- CT Gas Units- v6.20 | 595 | 7639 | Rate Constraint in lbs/MMBtu | FALSE | L | Annual | Emissions at Affected Plants NOX | Thousand Tons | 0.093946 | 0.073556 | 0.066079 | 0.012798 | 0.010475 | 0.0090105 | 0.006566
NY- NOx Ozone Season Limit- CT Gas Units- v6.20 | 595 | 7639 | Rate Constraint in lbs/MMBtu | FALSE | L | Annual | Allowances Purchased NOX | Thousand Tons | 0 | 0 | 0 | 0 | 0 | 0 | 0
NY- NOx Ozone Season Limit- CT Gas Units- v6.20 | 595 | 7639 | Rate Constraint in lbs/MMBtu | FALSE | L | Annual | Allowances Sold NOX | Thousand Tons | 0 | 0 | 0 | 0 | 0 | 0 | 0
NY- NOx Ozone Season Limit- CT Gas Units- v6.20 | 595 | 7639 | Rate Constraint in lbs/MMBtu | FALSE | L | Annual | Allowances Banked | Thousand Tons | 0 | 0 | 0 | 0 | 0 | 0 | 0
NY- NOx Ozone Season Limit- CT Gas Units- v6.20 | 595 | 7639 | Rate Constraint in lbs/MMBtu | FALSE | L | Annual | Allowances Withdrawn (1:1) | Thousand Tons | 0 | 0 | 0 | 0 | 0 | 0 | 0
NY- NOx Ozone Season Limit- CT Gas Units- v6.20 | 595 | 7639 | Rate Constraint in lbs/MMBtu | FALSE | L | Annual | Allowances Withdrawn (n:1) | Thousand Tons | 0 | 0 | 0 | 0 | 0 | 0 | 0
NY- NOx Ozone Season Limit- CT Gas Units- v6.20 | 595 | 7639 | Rate Constraint in lbs/MMBtu | FALSE | L | Annual | Net Emissions Allowance Position | Thousand Tons | 0.093946 | 0.073556 | 0.066079 | 0.012798 | 0.010475 | 0.0090105 | 0.006566
NY- NOx Ozone Season Limit- CT Gas Units- v6.20 | 595 | 7639 | Rate Constraint in lbs/MMBtu | FALSE | L | Annual | Fuel Consumed | TBtu | 6.0633 | 4.1351 | 3.8923 | 1.2221 | 0.78086 | 0.58535 | 0.41897
NY- NOx Ozone Season Limit- CT Gas Units- v6.20 | 595 | 7639 | Rate Constraint in lbs/MMBtu | FALSE | L | Annual | Rate | lb/MMBtu | 0.030988 | 0.035577 | 0.033953 | 0.020945 | 0.026829 | 0.030787 | 0.031344
NY- NOx Ozone Season Limit- CT Gas Units- v6.20 | 595 | 7639 | Rate Constraint in lbs/MMBtu | FALSE | L | Annual | Generation | TWh | 0.55534 | 0.36681 | 0.3364 | 0.11311 | 0.072485 | 0.05467 | 0.037782
NY- NOx Ozone Season Limit- CT Gas Units- v6.20 | 595 | 7639 | Rate Constraint in lbs/MMBtu | FALSE | L | Annual | Qualifying Generation | TWh | 0.53864 | 0.35712 | 0.33137 | 0.11107 | 0.070445 | 0.05263 | 0.03674
NY- NOx Ozone Season Limit- CT Gas Units- v6.20 | 595 | 7639 | Rate Constraint in lbs/MMBtu | FALSE | L | Annual | Rate | lb/MWh | 0.34883 | 0.41194 | 0.39882 | 0.23046 | 0.29739 | 0.34241 | 0.35743
NY- NOx Ozone Season Limit- CT Gas Units- v6.20 | 595 | 7639 | Rate Constraint in lbs/MMBtu | FALSE | L | Annual | Constraint Shadow Price | US2019$/Ton | 0 | 0 | 0 | 0 | 0 | 0 | 0
NY- NOx Ozone Season Limit- CT Oil Units- v6.20 | 596 | 7640 | Rate Constraint in lbs/MMBtu | FALSE | L | Annual | Seasons Included | Seasons | Summer | Summer | Summer | Summer | Summer | Summer | Summer
NY- NOx Ozone Season Limit- CT Oil Units- v6.20 | 596 | 7640 | Rate Constraint in lbs/MMBtu | FALSE | L | Annual | Standard NOX | lb/MMBtu | 0.16279 | 0.16279 | 0.16279 | 0.16279 | 0.16279 | 0.16279 | 0.16279
NY- NOx Ozone Season Limit- CT Oil Units- v6.20 | 596 | 7640 | Rate Constraint in lbs/MMBtu | FALSE | L | Annual | Emissions at Affected Plants NOX | Thousand Tons | 0 | 0 | 4.0571e-05 | 0 | 0 | 0 | 0
NY- NOx Ozone Season Limit- CT Oil Units- v6.20 | 596 | 7640 | Rate Constraint in lbs/MMBtu | FALSE | L | Annual | Allowances Purchased NOX | Thousand Tons | 0 | 0 | 0 | 0 | 0 | 0 | 0
NY- NOx Ozone Season Limit- CT Oil Units- v6.20 | 596 | 7640 | Rate Constraint in lbs/MMBtu | FALSE | L | Annual | Allowances Sold NOX | Thousand Tons | 0 | 0 | 0 | 0 | 0 | 0 | 0
NY- NOx Ozone Season Limit- CT Oil Units- v6.20 | 596 | 7640 | Rate Constraint in lbs/MMBtu | FALSE | L | Annual | Allowances Banked | Thousand Tons | 0 | 0 | 0 | 0 | 0 | 0 | 0
NY- NOx Ozone Season Limit- CT Oil Units- v6.20 | 596 | 7640 | Rate Constraint in lbs/MMBtu | FALSE | L | Annual | Allowances Withdrawn (1:1) | Thousand Tons | 0 | 0 | 0 | 0 | 0 | 0 | 0
NY- NOx Ozone Season Limit- CT Oil Units- v6.20 | 596 | 7640 | Rate Constraint in lbs/MMBtu | FALSE | L | Annual | Allowances Withdrawn (n:1) | Thousand Tons | 0 | 0 | 0 | 0 | 0 | 0 | 0
NY- NOx Ozone Season Limit- CT Oil Units- v6.20 | 596 | 7640 | Rate Constraint in lbs/MMBtu | FALSE | L | Annual | Net Emissions Allowance Position | Thousand Tons | 0 | 0 | 4.0571e-05 | 0 | 0 | 0 | 0
NY- NOx Ozone Season Limit- CT Oil Units- v6.20 | 596 | 7640 | Rate Constraint in lbs/MMBtu | FALSE | L | Annual | Fuel Consumed | TBtu | 0 | 0 | 0.0024655 | 0 | 0 | 0 | 0
NY- NOx Ozone Season Limit- CT Oil Units- v6.20 | 596 | 7640 | Rate Constraint in lbs/MMBtu | FALSE | L | Annual | Rate | lb/MMBtu | 0 | 0 | 0.032911 | 0 | 0 | 0 | 0
NY- NOx Ozone Season Limit- CT Oil Units- v6.20 | 596 | 7640 | Rate Constraint in lbs/MMBtu | FALSE | L | Annual | Generation | TWh | 0 | 0 | 0.00020518 | 0 | 0 | 0 | 0
NY- NOx Ozone Season Limit- CT Oil Units- v6.20 | 596 | 7640 | Rate Constraint in lbs/MMBtu | FALSE | L | Annual | Qualifying Generation | TWh | 0 | 0 | 0.00020518 | 0 | 0 | 0 | 0
NY- NOx Ozone Season Limit- CT Oil Units- v6.20 | 596 | 7640 | Rate Constraint in lbs/MMBtu | FALSE | L | Annual | Rate | lb/MWh | 0 | 0 | 0.39546 | 0 | 0 | 0 | 0
NY- NOx Ozone Season Limit- CT Oil Units- v6.20 | 596 | 7640 | Rate Constraint in lbs/MMBtu | FALSE | L | Annual | Constraint Shadow Price | US2019$/Ton | 0 | 0 | 0 | 0 | 0 | 0 | 0
NY- SO2 Annual Budget- v6.20 | 597 | 7560 | Rate Constraint in MTons | FALSE | L | Annual | Seasons Included | Seasons | Winter, WintShld, Summer | Winter, WintShld, Summer | Winter, WintShld, Summer | Winter, WintShld, Summer | Winter, WintShld, Summer | Winter, WintShld, Summer | Winter, WintShld, Summer
NY- SO2 Annual Budget- v6.20 | 597 | 7560 | Rate Constraint in MTons | FALSE | L | Annual | Standard SO2 | Thousand Tons | 27.556 | 27.556 | 27.556 | 27.556 | 27.556 | 27.556 | 27.556
NY- SO2 Annual Budget- v6.20 | 597 | 7560 | Rate Constraint in MTons | FALSE | L | Annual | Emissions at Affected Plants SO2 | Thousand Tons | 0 | 0 | 0 | 0 | 0 | 0 | 0
NY- SO2 Annual Budget- v6.20 | 597 | 7560 | Rate Constraint in MTons | FALSE | L | Annual | Allowances Purchased SO2 | Thousand Tons | 0 | 0 | 0 | 0 | 0 | 0 | 0
NY- SO2 Annual Budget- v6.20 | 597 | 7560 | Rate Constraint in MTons | FALSE | L | Annual | Allowances Sold SO2 | Thousand Tons | 0 | 0 | 0 | 0 | 0 | 0 | 0
NY- SO2 Annual Budget- v6.20 | 597 | 7560 | Rate Constraint in MTons | FALSE | L | Annual | Allowances Banked | Thousand Tons | 0 | 0 | 0 | 0 | 0 | 0 | 0
NY- SO2 Annual Budget- v6.20 | 597 | 7560 | Rate Constraint in MTons | FALSE | L | Annual | Allowances Withdrawn (1:1) | Thousand Tons | 0 | 0 | 0 | 0 | 0 | 0 | 0
NY- SO2 Annual Budget- v6.20 | 597 | 7560 | Rate Constraint in MTons | FALSE | L | Annual | Allowances Withdrawn (n:1) | Thousand Tons | 0 | 0 | 0 | 0 | 0 | 0 | 0
NY- SO2 Annual Budget- v6.20 | 597 | 7560 | Rate Constraint in MTons | FALSE | L | Annual | Net Emissions Allowance Position | Thousand Tons | 0 | 0 | 0 | 0 | 0 | 0 | 0
NY- SO2 Annual Budget- v6.20 | 597 | 7560 | Rate Constraint in MTons | FALSE | L | Annual | Fuel Consumed | TBtu | 482.746 | 387.2019 | 309.381 | 85.0437 | 91.9378 | 100.3973 | 107.4686
NY- SO2 Annual Budget- v6.20 | 597 | 7560 | Rate Constraint in MTons | FALSE | L | Annual | Rate | lb/MMBtu | 0 | 0 | 0 | 0 | 0 | 0 | 0
NY- SO2 Annual Budget- v6.20 | 597 | 7560 | Rate Constraint in MTons | FALSE | L | Annual | Generation | TWh | 64.6296 | 52.8347 | 42.8685 | 12.1025 | 12.9983 | 14.0152 | 14.987
NY- SO2 Annual Budget- v6.20 | 597 | 7560 | Rate Constraint in MTons | FALSE | L | Annual | Qualifying Generation | TWh | 64.6296 | 52.8347 | 42.8685 | 12.0828 | 12.9396 | 13.8248 | 14.7208
NY- SO2 Annual Budget- v6.20 | 597 | 7560 | Rate Constraint in MTons | FALSE | L | Annual | Rate | lb/MWh | 0 | 0 | 0 | 0 | 0 | 0 | 0
NY- SO2 Annual Budget- v6.20 | 597 | 7560 | Rate Constraint in MTons | FALSE | L | Annual | Constraint Shadow Price | US2019$/Ton | 0 | 0 | 0 | 0 | 0 | 0 | 0
OR - CO2 Cap Annual v6.21 | 598 | 7724 | Rate Constraint in MTons | FALSE | L | Annual | Seasons Included | Seasons |  | Winter, WintShld, Summer | Winter, WintShld, Summer | Winter, WintShld, Summer | Winter, WintShld, Summer | Winter, WintShld, Summer | Winter, WintShld, Summer
OR - CO2 Cap Annual v6.21 | 598 | 7724 | Rate Constraint in MTons | FALSE | L | Annual | Standard CO2 | Thousand Tons | 0 | 1847.1125 | 923.5562 | 0 | 0 | 0 | 0
OR - CO2 Cap Annual v6.21 | 598 | 7724 | Rate Constraint in MTons | FALSE | L | Annual | Emissions at Affected Plants CO2 | Thousand Tons | 0 | 1847.1125 | 923.5562 | 0 | 0 | 0 | 0
OR - CO2 Cap Annual v6.21 | 598 | 7724 | Rate Constraint in MTons | FALSE | L | Annual | Allowances Purchased CO2 | Thousand Tons | 0 | 0 | 0 | 0 | 0 | 0 | 0
OR - CO2 Cap Annual v6.21 | 598 | 7724 | Rate Constraint in MTons | FALSE | L | Annual | Allowances Sold CO2 | Thousand Tons | 0 | 0 | 0 | 0 | 0 | 0 | 0
OR - CO2 Cap Annual v6.21 | 598 | 7724 | Rate Constraint in MTons | FALSE | L | Annual | Allowances Banked | Thousand Tons | 0 | 0 | 0 | 0 | 0 | 0 | 0
OR - CO2 Cap Annual v6.21 | 598 | 7724 | Rate Constraint in MTons | FALSE | L | Annual | Allowances Withdrawn (1:1) | Thousand Tons | 0 | 0 | 0 | 0 | 0 | 0 | 0
OR - CO2 Cap Annual v6.21 | 598 | 7724 | Rate Constraint in MTons | FALSE | L | Annual | Allowances Withdrawn (n:1) | Thousand Tons | 0 | 0 | 0 | 0 | 0 | 0 | 0
OR - CO2 Cap Annual v6.21 | 598 | 7724 | Rate Constraint in MTons | FALSE | L | Annual | Net Emissions Allowance Position | Thousand Tons | 0 | 1847.1125 | 923.5562 | 0 | 0 | 0 | 0
OR - CO2 Cap Annual v6.21 | 598 | 7724 | Rate Constraint in MTons | FALSE | L | Annual | Fuel Consumed | TBtu | 0 | 33.5035 | 17.6033 | 1.8606 | 1.8606 | 1.8606 | 1.8606
OR - CO2 Cap Annual v6.21 | 598 | 7724 | Rate Constraint in MTons | FALSE | L | Annual | Rate | lb/MMBtu | 0 | 110.2638 | 104.93 | 0 | 0 | 0 | 0
OR - CO2 Cap Annual v6.21 | 598 | 7724 | Rate Constraint in MTons | FALSE | L | Annual | Generation | TWh | 0 | 4.7016 | 2.287 | 0.20201 | 0.20201 | 0.20201 | 0.20201
OR - CO2 Cap Annual v6.21 | 598 | 7724 | Rate Constraint in MTons | FALSE | L | Annual | Qualifying Generation | TWh | 0 | 4.3552 | 2.2777 | 0.20201 | 0.20201 | 0.20201 | 0.20201
OR - CO2 Cap Annual v6.21 | 598 | 7724 | Rate Constraint in MTons | FALSE | L | Annual | Rate | lb/MWh | 0 | 848.2398 | 810.9603 | 0 | 0 | 0 | 0
OR - CO2 Cap Annual v6.21 | 598 | 7724 | Rate Constraint in MTons | FALSE | L | Annual | Constraint Shadow Price | US2019$/Ton | 0 | 13.9157 | 30.6598 | 896.2615 | 1116.6171 | 1181.1082 | 1199.9211
OR Utility Hg Rule - MER Removal New Units v3.1 | 599 | 7563 | Rate Constraint in lbs/MMBtu | FALSE | L | Annual | Seasons Included | Seasons | Winter, WintShld, Summer | Winter, WintShld, Summer | Winter, WintShld, Summer | Winter, WintShld, Summer | Winter, WintShld, Summer | Winter, WintShld, Summer | Winter, WintShld, Summer
OR Utility Hg Rule - MER Removal New Units v3.1 | 599 | 7563 | Rate Constraint in lbs/MMBtu | FALSE | L | Annual | Standard MER | lb/MMBtu | 6e-07 | 6e-07 | 6e-07 | 6e-07 | 6e-07 | 6e-07 | 6e-07
OR Utility Hg Rule - MER Removal New Units v3.1 | 599 | 7563 | Rate Constraint in lbs/MMBtu | FALSE | L | Annual | Emissions at Affected Plants MER | lbs | 0 | 0 | 0 | 0 | 0 | 0 | 0
OR Utility Hg Rule - MER Removal New Units v3.1 | 599 | 7563 | Rate Constraint in lbs/MMBtu | FALSE | L | Annual | Allowances Purchased MER | lbs | 0 | 0 | 0 | 0 | 0 | 0 | 0
OR Utility Hg Rule - MER Removal New Units v3.1 | 599 | 7563 | Rate Constraint in lbs/MMBtu | FALSE | L | Annual | Allowances Sold MER | lbs | 0 | 0 | 0 | 0 | 0 | 0 | 0
OR Utility Hg Rule - MER Removal New Units v3.1 | 599 | 7563 | Rate Constraint in lbs/MMBtu | FALSE | L | Annual | Allowances Banked | lbs | 0 | 0 | 0 | 0 | 0 | 0 | 0
OR Utility Hg Rule - MER Removal New Units v3.1 | 599 | 7563 | Rate Constraint in lbs/MMBtu | FALSE | L | Annual | Allowances Withdrawn (1:1) | lbs | 0 | 0 | 0 | 0 | 0 | 0 | 0
OR Utility Hg Rule - MER Removal New Units v3.1 | 599 | 7563 | Rate Constraint in lbs/MMBtu | FALSE | L | Annual | Allowances Withdrawn (n:1) | lbs | 0 | 0 | 0 | 0 | 0 | 0 | 0
OR Utility Hg Rule - MER Removal New Units v3.1 | 599 | 7563 | Rate Constraint in lbs/MMBtu | FALSE | L | Annual | Net Emissions Allowance Position | lbs | 0 | 0 | 0 | 0 | 0 | 0 | 0
OR Utility Hg Rule - MER Removal New Units v3.1 | 599 | 7563 | Rate Constraint in lbs/MMBtu | FALSE | L | Annual | Fuel Consumed | TBtu | 0 | 0 | 0 | 0 | 0 | 0 | 0
OR Utility Hg Rule - MER Removal New Units v3.1 | 599 | 7563 | Rate Constraint in lbs/MMBtu | FALSE | L | Annual | Rate | lb/MMBtu | 0 | 0 | 0 | 0 | 0 | 0 | 0
OR Utility Hg Rule - MER Removal New Units v3.1 | 599 | 7563 | Rate Constraint in lbs/MMBtu | FALSE | L | Annual | Generation | TWh | 0 | 0 | 0 | 0 | 0 | 0 | 0
OR Utility Hg Rule - MER Removal New Units v3.1 | 599 | 7563 | Rate Constraint in lbs/MMBtu | FALSE | L | Annual | Qualifying Generation | TWh | 0 | 0 | 0 | 0 | 0 | 0 | 0
OR Utility Hg Rule - MER Removal New Units v3.1 | 599 | 7563 | Rate Constraint in lbs/MMBtu | FALSE | L | Annual | Rate | lb/MWh | 0 | 0 | 0 | 0 | 0 | 0 | 0
OR Utility Hg Rule - MER Removal New Units v3.1 | 599 | 7563 | Rate Constraint in lbs/MMBtu | FALSE | L | Annual | Constraint Shadow Price | US2019$/Lb | 0 | 0 | 0 | 0 | 0 | 0 | 0
Ozone Season NOX Cap RCU - IL | 600 | 7675 | Rate Constraint in MTons | FALSE | L | Annual | Seasons Included | Seasons | Summer | Summer | Summer | Summer | Summer | Summer | Summer
Ozone Season NOX Cap RCU - IL | 600 | 7675 | Rate Constraint in MTons | FALSE | L | Annual | Standard NOX | Thousand Tons | 9.751 | 9.751 | 9.751 | 9.751 | 9.751 | 9.751 | 9.751
Ozone Season NOX Cap RCU - IL | 600 | 7675 | Rate Constraint in MTons | FALSE | L | Annual | Emissions at Affected Plants NOX | Thousand Tons | 2.9733 | 3.0438 | 4.8427 | 4.1711 | 0.46071 | 0.39782 | 0.40823
Ozone Season NOX Cap RCU - IL | 600 | 7675 | Rate Constraint in MTons | FALSE | L | Annual | Allowances Purchased NOX | Thousand Tons | 0 | 0 | 0 | 0 | 0 | 0 | 0
Ozone Season NOX Cap RCU - IL | 600 | 7675 | Rate Constraint in MTons | FALSE | L | Annual | Allowances Sold NOX | Thousand Tons | 0 | 0 | 0 | 0 | 0 | 0 | 0
Ozone Season NOX Cap RCU - IL | 600 | 7675 | Rate Constraint in MTons | FALSE | L | Annual | Allowances Banked | Thousand Tons | 0 | 0 | 0 | 0 | 0 | 0 | 0
Ozone Season NOX Cap RCU - IL | 600 | 7675 | Rate Constraint in MTons | FALSE | L | Annual | Allowances Withdrawn (1:1) | Thousand Tons | 0 | 0 | 0 | 0 | 0 | 0 | 0
Ozone Season NOX Cap RCU - IL | 600 | 7675 | Rate Constraint in MTons | FALSE | L | Annual | Allowances Withdrawn (n:1) | Thousand Tons | 0 | 0 | 0 | 0 | 0 | 0 | 0
Ozone Season NOX Cap RCU - IL | 600 | 7675 | Rate Constraint in MTons | FALSE | L | Annual | Net Emissions Allowance Position | Thousand Tons | 2.9733 | 3.0438 | 4.8427 | 4.1711 | 0.46071 | 0.39782 | 0.40823
Ozone Season NOX Cap RCU - IL | 600 | 7675 | Rate Constraint in MTons | FALSE | L | Annual | Fuel Consumed | TBtu | 209.0996 | 214.1305 | 260.9305 | 237.5322 | 61.1572 | 64.5229 | 67.459
Ozone Season NOX Cap RCU - IL | 600 | 7675 | Rate Constraint in MTons | FALSE | L | Annual | Rate | lb/MMBtu | 0.02844 | 0.028429 | 0.037119 | 0.03512 | 0.015067 | 0.012331 | 0.012103
Ozone Season NOX Cap RCU - IL | 600 | 7675 | Rate Constraint in MTons | FALSE | L | Annual | Generation | TWh | 31.8336 | 33.2086 | 44.5122 | 41.6775 | 23.7385 | 29.3924 | 28.5319
Ozone Season NOX Cap RCU - IL | 600 | 7675 | Rate Constraint in MTons | FALSE | L | Annual | Qualifying Generation | TWh | 25.9524 | 26.4456 | 30.7941 | 28.4945 | 8.3049 | 9.0799 | 9.493
Ozone Season NOX Cap RCU - IL | 600 | 7675 | Rate Constraint in MTons | FALSE | L | Annual | Rate | lb/MWh | 0.22914 | 0.23019 | 0.31452 | 0.29276 | 0.11095 | 0.087625 | 0.086007
Ozone Season NOX Cap RCU - IL | 600 | 7675 | Rate Constraint in MTons | FALSE | L | Annual | Constraint Shadow Price | US2019$/Ton | 0 | 0 | 0 | 0 | 0 | 0 | 0
Ozone Season NOX Cap RCU - IN | 601 | 7676 | Rate Constraint in MTons | FALSE | L | Annual | Seasons Included | Seasons | Summer | Summer | Summer | Summer | Summer | Summer | Summer
Ozone Season NOX Cap RCU - IN | 601 | 7676 | Rate Constraint in MTons | FALSE | L | Annual | Standard NOX | Thousand Tons | 11.573 | 11.573 | 11.573 | 11.573 | 11.573 | 11.573 | 11.573
Ozone Season NOX Cap RCU - IN | 601 | 7676 | Rate Constraint in MTons | FALSE | L | Annual | Emissions at Affected Plants NOX | Thousand Tons | 11.573 | 11.573 | 8.0748 | 7.055 | 5.823 | 1.7855 | 1.8642
Ozone Season NOX Cap RCU - IN | 601 | 7676 | Rate Constraint in MTons | FALSE | L | Annual | Allowances Purchased NOX | Thousand Tons | 0 | 0 | 0 | 0 | 0 | 0 | 0
Ozone Season NOX Cap RCU - IN | 601 | 7676 | Rate Constraint in MTons | FALSE | L | Annual | Allowances Sold NOX | Thousand Tons | 0 | 0 | 0 | 0 | 0 | 0 | 0
Ozone Season NOX Cap RCU - IN | 601 | 7676 | Rate Constraint in MTons | FALSE | L | Annual | Allowances Banked | Thousand Tons | 0 | 0 | 0 | 0 | 0 | 0 | 0
Ozone Season NOX Cap RCU - IN | 601 | 7676 | Rate Constraint in MTons | FALSE | L | Annual | Allowances Withdrawn (1:1) | Thousand Tons | 0 | 0 | 0 | 0 | 0 | 0 | 0
Ozone Season NOX Cap RCU - IN | 601 | 7676 | Rate Constraint in MTons | FALSE | L | Annual | Allowances Withdrawn (n:1) | Thousand Tons | 0 | 0 | 0 | 0 | 0 | 0 | 0
Ozone Season NOX Cap RCU - IN | 601 | 7676 | Rate Constraint in MTons | FALSE | L | Annual | Net Emissions Allowance Position | Thousand Tons | 11.573 | 11.573 | 8.0748 | 7.055 | 5.823 | 1.7855 | 1.8642
Ozone Season NOX Cap RCU - IN | 601 | 7676 | Rate Constraint in MTons | FALSE | L | Annual | Fuel Consumed | TBtu | 324.4266 | 324.7324 | 246.5393 | 243.5376 | 229.7508 | 191.2541 | 205.8694
Ozone Season NOX Cap RCU - IN | 601 | 7676 | Rate Constraint in MTons | FALSE | L | Annual | Rate | lb/MMBtu | 0.071344 | 0.071277 | 0.065505 | 0.057938 | 0.050689 | 0.018672 | 0.018111
Ozone Season NOX Cap RCU - IN | 601 | 7676 | Rate Constraint in MTons | FALSE | L | Annual | Generation | TWh | 34.377 | 34.5443 | 29.9236 | 51.0177 | 58.8489 | 57.6602 | 68.0058
Ozone Season NOX Cap RCU - IN | 601 | 7676 | Rate Constraint in MTons | FALSE | L | Annual | Qualifying Generation | TWh | 34.3162 | 34.4834 | 27.3233 | 28.4206 | 27.7792 | 24.1541 | 26.1994
Ozone Season NOX Cap RCU - IN | 601 | 7676 | Rate Constraint in MTons | FALSE | L | Annual | Rate | lb/MWh | 0.67449 | 0.67122 | 0.59105 | 0.49647 | 0.41923 | 0.14784 | 0.14231
Ozone Season NOX Cap RCU - IN | 601 | 7676 | Rate Constraint in MTons | FALSE | L | Annual | Constraint Shadow Price | US2019$/Ton | 921.15 | 873.8548 | 0 | 0 | 0 | 0 | 0
Ozone Season NOX Cap RCU - KY | 602 | 7677 | Rate Constraint in MTons | FALSE | L | Annual | Seasons Included | Seasons | Summer | Summer | Summer | Summer | Summer | Summer | Summer
Ozone Season NOX Cap RCU - KY | 602 | 7677 | Rate Constraint in MTons | FALSE | L | Annual | Standard NOX | Thousand Tons | 17.001 | 17.001 | 17.001 | 17.001 | 17.001 | 17.001 | 17.001
Ozone Season NOX Cap RCU - KY | 602 | 7677 | Rate Constraint in MTons | FALSE | L | Annual | Emissions at Affected Plants NOX | Thousand Tons | 10.647 | 11.9622 | 6.9269 | 6.3654 | 3.1507 | 2.2098 | 2.2613
Ozone Season NOX Cap RCU - KY | 602 | 7677 | Rate Constraint in MTons | FALSE | L | Annual | Allowances Purchased NOX | Thousand Tons | 0 | 0 | 0 | 0 | 0 | 0 | 0
Ozone Season NOX Cap RCU - KY | 602 | 7677 | Rate Constraint in MTons | FALSE | L | Annual | Allowances Sold NOX | Thousand Tons | 0 | 0 | 0 | 0 | 0 | 0 | 0
Ozone Season NOX Cap RCU - KY | 602 | 7677 | Rate Constraint in MTons | FALSE | L | Annual | Allowances Banked | Thousand Tons | 0 | 0 | 0 | 0 | 0 | 0 | 0
Ozone Season NOX Cap RCU - KY | 602 | 7677 | Rate Constraint in MTons | FALSE | L | Annual | Allowances Withdrawn (1:1) | Thousand Tons | 0 | 0 | 0 | 0 | 0 | 0 | 0
Ozone Season NOX Cap RCU - KY | 602 | 7677 | Rate Constraint in MTons | FALSE | L | Annual | Allowances Withdrawn (n:1) | Thousand Tons | 0 | 0 | 0 | 0 | 0 | 0 | 0
Ozone Season NOX Cap RCU - KY | 602 | 7677 | Rate Constraint in MTons | FALSE | L | Annual | Net Emissions Allowance Position | Thousand Tons | 10.647 | 11.9622 | 6.9269 | 6.3654 | 3.1507 | 2.2098 | 2.2613
Ozone Season NOX Cap RCU - KY | 602 | 7677 | Rate Constraint in MTons | FALSE | L | Annual | Fuel Consumed | TBtu | 252.4331 | 280.1305 | 233.311 | 242.5616 | 230.3385 | 236.6301 | 244.7982
Ozone Season NOX Cap RCU - KY | 602 | 7677 | Rate Constraint in MTons | FALSE | L | Annual | Rate | lb/MMBtu | 0.084355 | 0.085405 | 0.059379 | 0.052485 | 0.027357 | 0.018677 | 0.018475
Ozone Season NOX Cap RCU - KY | 602 | 7677 | Rate Constraint in MTons | FALSE | L | Annual | Generation | TWh | 31.7077 | 34.5415 | 40.7685 | 65.0224 | 76.6099 | 88.4925 | 97.7758
Ozone Season NOX Cap RCU - KY | 602 | 7677 | Rate Constraint in MTons | FALSE | L | Annual | Qualifying Generation | TWh | 27.1902 | 29.7492 | 26.9939 | 29.5375 | 30.8429 | 33.3098 | 34.5443
Ozone Season NOX Cap RCU - KY | 602 | 7677 | Rate Constraint in MTons | FALSE | L | Annual | Rate | lb/MWh | 0.78315 | 0.80421 | 0.51322 | 0.431 | 0.2043 | 0.13268 | 0.13092
Ozone Season NOX Cap RCU - KY | 602 | 7677 | Rate Constraint in MTons | FALSE | L | Annual | Constraint Shadow Price | US2019$/Ton | 0 | 0 | 0 | 0 | 0 | 0 | 0
Ozone Season NOX Cap RCU - LA | 603 | 7678 | Rate Constraint in MTons | FALSE | L | Annual | Seasons Included | Seasons | Summer | Summer | Summer | Summer | Summer | Summer | Summer
Ozone Season NOX Cap RCU - LA | 603 | 7678 | Rate Constraint in MTons | FALSE | L | Annual | Standard NOX | Thousand Tons | 17.929 | 17.929 | 17.929 | 17.929 | 17.929 | 17.929 | 17.929
Ozone Season NOX Cap RCU - LA | 603 | 7678 | Rate Constraint in MTons | FALSE | L | Annual | Emissions at Affected Plants NOX | Thousand Tons | 8.8618 | 8.6311 | 6.9809 | 5.8603 | 5.3692 | 3.6965 | 4.4079
Ozone Season NOX Cap RCU - LA | 603 | 7678 | Rate Constraint in MTons | FALSE | L | Annual | Allowances Purchased NOX | Thousand Tons | 0 | 0 | 0 | 0 | 0 | 0 | 0
Ozone Season NOX Cap RCU - LA | 603 | 7678 | Rate Constraint in MTons | FALSE | L | Annual | Allowances Sold NOX | Thousand Tons | 0 | 0 | 0 | 0 | 0 | 0 | 0
Ozone Season NOX Cap RCU - LA | 603 | 7678 | Rate Constraint in MTons | FALSE | L | Annual | Allowances Banked | Thousand Tons | 0 | 0 | 0 | 0 | 0 | 0 | 0
Ozone Season NOX Cap RCU - LA | 603 | 7678 | Rate Constraint in MTons | FALSE | L | Annual | Allowances Withdrawn (1:1) | Thousand Tons | 0 | 0 | 0 | 0 | 0 | 0 | 0
Ozone Season NOX Cap RCU - LA | 603 | 7678 | Rate Constraint in MTons | FALSE | L | Annual | Allowances Withdrawn (n:1) | Thousand Tons | 0 | 0 | 0 | 0 | 0 | 0 | 0
Ozone Season NOX Cap RCU - LA | 603 | 7678 | Rate Constraint in MTons | FALSE | L | Annual | Net Emissions Allowance Position | Thousand Tons | 8.8618 | 8.6311 | 6.9809 | 5.8603 | 5.3692 | 3.6965 | 4.4079
Ozone Season NOX Cap RCU - LA | 603 | 7678 | Rate Constraint in MTons | FALSE | L | Annual | Fuel Consumed | TBtu | 318.237 | 336.0033 | 360.2873 | 355.0133 | 346.9888 | 342.4935 | 361.3818
Ozone Season NOX Cap RCU - LA | 603 | 7678 | Rate Constraint in MTons | FALSE | L | Annual | Rate | lb/MMBtu | 0.055693 | 0.051375 | 0.038752 | 0.033014 | 0.030947 | 0.021586 | 0.024395
Ozone Season NOX Cap RCU - LA | 603 | 7678 | Rate Constraint in MTons | FALSE | L | Annual | Generation | TWh | 42.9731 | 45.1937 | 49.7954 | 49.3256 | 48.2849 | 48.1613 | 50.2955
Ozone Season NOX Cap RCU - LA | 603 | 7678 | Rate Constraint in MTons | FALSE | L | Annual | Qualifying Generation | TWh | 42.9731 | 45.1937 | 49.7954 | 49.3256 | 48.2849 | 48.1613 | 50.2715
Ozone Season NOX Cap RCU - LA | 603 | 7678 | Rate Constraint in MTons | FALSE | L | Annual | Rate | lb/MWh | 0.41243 | 0.38196 | 0.28038 | 0.23762 | 0.2224 | 0.1535 | 0.17536
Ozone Season NOX Cap RCU - LA | 603 | 7678 | Rate Constraint in MTons | FALSE | L | Annual | Constraint Shadow Price | US2019$/Ton | 0 | 0 | 0 | 0 | 0 | 0 | 0
Ozone Season NOX Cap RCU - MD | 604 | 7679 | Rate Constraint in MTons | FALSE | L | Annual | Seasons Included | Seasons | Summer | Summer | Summer | Summer | Summer | Summer | Summer
Ozone Season NOX Cap RCU - MD | 604 | 7679 | Rate Constraint in MTons | FALSE | L | Annual | Standard NOX | Thousand Tons | 1.631 | 1.631 | 1.631 | 1.631 | 1.631 | 1.631 | 1.631
Ozone Season NOX Cap RCU - MD | 604 | 7679 | Rate Constraint in MTons | FALSE | L | Annual | Emissions at Affected Plants NOX | Thousand Tons | 0.24073 | 0.24902 | 0.1974 | 0.32633 | 0.36209 | 0.38869 | 0.39653
Ozone Season NOX Cap RCU - MD | 604 | 7679 | Rate Constraint in MTons | FALSE | L | Annual | Allowances Purchased NOX | Thousand Tons | 0 | 0 | 0 | 0 | 0 | 0 | 0
Ozone Season NOX Cap RCU - MD | 604 | 7679 | Rate Constraint in MTons | FALSE | L | Annual | Allowances Sold NOX | Thousand Tons | 0 | 0 | 0 | 0 | 0 | 0 | 0
Ozone Season NOX Cap RCU - MD | 604 | 7679 | Rate Constraint in MTons | FALSE | L | Annual | Allowances Banked | Thousand Tons | 0 | 0 | 0 | 0 | 0 | 0 | 0
Ozone Season NOX Cap RCU - MD | 604 | 7679 | Rate Constraint in MTons | FALSE | L | Annual | Allowances Withdrawn (1:1) | Thousand Tons | 0 | 0 | 0 | 0 | 0 | 0 | 0
Ozone Season NOX Cap RCU - MD | 604 | 7679 | Rate Constraint in MTons | FALSE | L | Annual | Allowances Withdrawn (n:1) | Thousand Tons | 0 | 0 | 0 | 0 | 0 | 0 | 0
Ozone Season NOX Cap RCU - MD | 604 | 7679 | Rate Constraint in MTons | FALSE | L | Annual | Net Emissions Allowance Position | Thousand Tons | 0.24073 | 0.24902 | 0.1974 | 0.32633 | 0.36209 | 0.38869 | 0.39653
Ozone Season NOX Cap RCU - MD | 604 | 7679 | Rate Constraint in MTons | FALSE | L | Annual | Fuel Consumed | TBtu | 61.6062 | 67.5082 | 66.7496 | 70.2177 | 71.5281 | 84.0816 | 85.1271
Ozone Season NOX Cap RCU - MD | 604 | 7679 | Rate Constraint in MTons | FALSE | L | Annual | Rate | lb/MMBtu | 0.007815 | 0.0073775 | 0.0059147 | 0.0092948 | 0.010124 | 0.0092456 | 0.0093163
Ozone Season NOX Cap RCU - MD | 604 | 7679 | Rate Constraint in MTons | FALSE | L | Annual | Generation | TWh | 8.475 | 9.334 | 9.271 | 10.306 | 11.3337 | 63.0061 | 64.1377
Ozone Season NOX Cap RCU - MD | 604 | 7679 | Rate Constraint in MTons | FALSE | L | Annual | Qualifying Generation | TWh | 8.475 | 9.334 | 9.271 | 9.6675 | 9.8081 | 11.7667 | 11.8712
Ozone Season NOX Cap RCU - MD | 604 | 7679 | Rate Constraint in MTons | FALSE | L | Annual | Rate | lb/MWh | 0.056808 | 0.053358 | 0.042585 | 0.06751 | 0.073834 | 0.066067 | 0.066806
Ozone Season NOX Cap RCU - MD | 604 | 7679 | Rate Constraint in MTons | FALSE | L | Annual | Constraint Shadow Price | US2019$/Ton | 0 | 0 | 0 | 0 | 0 | 0 | 0
Ozone Season NOX Cap RCU - MI | 605 | 7680 | Rate Constraint in MTons | FALSE | L | Annual | Seasons Included | Seasons | Summer | Summer | Summer | Summer | Summer | Summer | Summer
Ozone Season NOX Cap RCU - MI | 605 | 7680 | Rate Constraint in MTons | FALSE | L | Annual | Standard NOX | Thousand Tons | 11.841 | 11.841 | 11.841 | 11.841 | 11.841 | 11.841 | 11.841
Ozone Season NOX Cap RCU - MI | 605 | 7680 | Rate Constraint in MTons | FALSE | L | Annual | Emissions at Affected Plants NOX | Thousand Tons | 9.3995 | 6.3554 | 6.1365 | 2.6508 | 2.6605 | 2.7025 | 2.8062
Ozone Season NOX Cap RCU - MI | 605 | 7680 | Rate Constraint in MTons | FALSE | L | Annual | Allowances Purchased NOX | Thousand Tons | 0 | 0 | 0 | 0 | 0 | 0 | 0
Ozone Season NOX Cap RCU - MI | 605 | 7680 | Rate Constraint in MTons | FALSE | L | Annual | Allowances Sold NOX | Thousand Tons | 0 | 0 | 0 | 0 | 0 | 0 | 0
Ozone Season NOX Cap RCU - MI | 605 | 7680 | Rate Constraint in MTons | FALSE | L | Annual | Allowances Banked | Thousand Tons | 0 | 0 | 0 | 0 | 0 | 0 | 0
Ozone Season NOX Cap RCU - MI | 605 | 7680 | Rate Constraint in MTons | FALSE | L | Annual | Allowances Withdrawn (1:1) | Thousand Tons | 0 | 0 | 0 | 0 | 0 | 0 | 0
Ozone Season NOX Cap RCU - MI | 605 | 7680 | Rate Constraint in MTons | FALSE | L | Annual | Allowances Withdrawn (n:1) | Thousand Tons | 0 | 0 | 0 | 0 | 0 | 0 | 0
Ozone Season NOX Cap RCU - MI | 605 | 7680 | Rate Constraint in MTons | FALSE | L | Annual | Net Emissions Allowance Position | Thousand Tons | 9.3995 | 6.3554 | 6.1365 | 2.6508 | 2.6605 | 2.7025 | 2.8062
Ozone Season NOX Cap RCU - MI | 605 | 7680 | Rate Constraint in MTons | FALSE | L | Annual | Fuel Consumed | TBtu | 320.633 | 306.4707 | 333.4248 | 245.2566 | 265.4687 | 274.4912 | 292.7095
Ozone Season NOX Cap RCU - MI | 605 | 7680 | Rate Constraint in MTons | FALSE | L | Annual | Rate | lb/MMBtu | 0.058631 | 0.041475 | 0.036809 | 0.021617 | 0.020043 | 0.019691 | 0.019174
Ozone Season NOX Cap RCU - MI | 605 | 7680 | Rate Constraint in MTons | FALSE | L | Annual | Generation | TWh | 39.7801 | 38.7394 | 47.019 | 61.2232 | 73.7901 | 77.6372 | 90.0246
Ozone Season NOX Cap RCU - MI | 605 | 7680 | Rate Constraint in MTons | FALSE | L | Annual | Qualifying Generation | TWh | 38.5679 | 37.2898 | 41.791 | 33.3109 | 36.3828 | 37.7855 | 40.573
Ozone Season NOX Cap RCU - MI | 605 | 7680 | Rate Constraint in MTons | FALSE | L | Annual | Rate | lb/MWh | 0.48743 | 0.34087 | 0.29368 | 0.15916 | 0.14625 | 0.14305 | 0.13833
Ozone Season NOX Cap RCU - MI | 605 | 7680 | Rate Constraint in MTons | FALSE | L | Annual | Constraint Shadow Price | US2019$/Ton | 0 | 0 | 0 | 0 | 0 | 0 | 0
Ozone Season NOX Cap RCU - NJ | 606 | 7681 | Rate Constraint in MTons | FALSE | L | Annual | Seasons Included | Seasons | Summer | Summer | Summer | Summer | Summer | Summer | Summer
Ozone Season NOX Cap RCU - NJ | 606 | 7681 | Rate Constraint in MTons | FALSE | L | Annual | Standard NOX | Thousand Tons | 1.517 | 1.517 | 1.517 | 1.517 | 1.517 | 1.517 | 1.517
Ozone Season NOX Cap RCU - NJ | 606 | 7681 | Rate Constraint in MTons | FALSE | L | Annual | Emissions at Affected Plants NOX | Thousand Tons | 0.73521 | 0.80085 | 0.72722 | 0.87566 | 0.94732 | 0.9842 | 0.99398
Ozone Season NOX Cap RCU - NJ | 606 | 7681 | Rate Constraint in MTons | FALSE | L | Annual | Allowances Purchased NOX | Thousand Tons | 0 | 0 | 0 | 0 | 0 | 0 | 0
Ozone Season NOX Cap RCU - NJ | 606 | 7681 | Rate Constraint in MTons | FALSE | L | Annual | Allowances Sold NOX | Thousand Tons | 0 | 0 | 0 | 0 | 0 | 0 | 0
Ozone Season NOX Cap RCU - NJ | 606 | 7681 | Rate Constraint in MTons | FALSE | L | Annual | Allowances Banked | Thousand Tons | 0 | 0 | 0 | 0 | 0 | 0 | 0
Ozone Season NOX Cap RCU - NJ | 606 | 7681 | Rate Constraint in MTons | FALSE | L | Annual | Allowances Withdrawn (1:1) | Thousand Tons | 0 | 0 | 0 | 0 | 0 | 0 | 0
Ozone Season NOX Cap RCU - NJ | 606 | 7681 | Rate Constraint in MTons | FALSE | L | Annual | Allowances Withdrawn (n:1) | Thousand Tons | 0 | 0 | 0 | 0 | 0 | 0 | 0
Ozone Season NOX Cap RCU - NJ | 606 | 7681 | Rate Constraint in MTons | FALSE | L | Annual | Net Emissions Allowance Position | Thousand Tons | 0.73521 | 0.80085 | 0.72722 | 0.87566 | 0.94732 | 0.9842 | 0.99398
Ozone Season NOX Cap RCU - NJ | 606 | 7681 | Rate Constraint in MTons | FALSE | L | Annual | Fuel Consumed | TBtu | 133.58 | 157.1311 | 133.4131 | 162.4125 | 170.6458 | 178.9668 | 179.7415
Ozone Season NOX Cap RCU - NJ | 606 | 7681 | Rate Constraint in MTons | FALSE | L | Annual | Rate | lb/MMBtu | 0.011008 | 0.010193 | 0.010902 | 0.010783 | 0.011103 | 0.010999 | 0.01106
Ozone Season NOX Cap RCU - NJ | 606 | 7681 | Rate Constraint in MTons | FALSE | L | Annual | Generation | TWh | 18.5608 | 21.6502 | 18.5703 | 22.918 | 24.2451 | 26.5221 | 27.4699
Ozone Season NOX Cap RCU - NJ | 606 | 7681 | Rate Constraint in MTons | FALSE | L | Annual | Qualifying Generation | TWh | 18.5608 | 21.6502 | 18.5703 | 22.4326 | 23.3008 | 24.1128 | 24.039
Ozone Season NOX Cap RCU - NJ | 606 | 7681 | Rate Constraint in MTons | FALSE | L | Annual | Rate | lb/MWh | 0.079222 | 0.07398 | 0.078321 | 0.07807 | 0.081312 | 0.081633 | 0.082698
Ozone Season NOX Cap RCU - NJ | 606 | 7681 | Rate Constraint in MTons | FALSE | L | Annual | Constraint Shadow Price | US2019$/Ton | 0 | 0 | 0 | 0 | 0 | 0 | 0
Ozone Season NOX Cap RCU - NY | 607 | 7682 | Rate Constraint in MTons | FALSE | L | Annual | Seasons Included | Seasons | Summer | Summer | Summer | Summer | Summer | Summer | Summer
Ozone Season NOX Cap RCU - NY | 607 | 7682 | Rate Constraint in MTons | FALSE | L | Annual | Standard NOX | Thousand Tons | 4.117 | 4.117 | 4.117 | 4.117 | 4.117 | 4.117 | 4.117
Ozone Season NOX Cap RCU - NY | 607 | 7682 | Rate Constraint in MTons | FALSE | L | Annual | Emissions at Affected Plants NOX | Thousand Tons | 2.5466 | 1.8079 | 1.3409 | 0.4442 | 0.46643 | 0.52222 | 0.53442
Ozone Season NOX Cap RCU - NY | 607 | 7682 | Rate Constraint in MTons | FALSE | L | Annual | Allowances Purchased NOX | Thousand Tons | 0 | 0 | 0 | 0 | 0 | 0 | 0
Ozone Season NOX Cap RCU - NY | 607 | 7682 | Rate Constraint in MTons | FALSE | L | Annual | Allowances Sold NOX | Thousand Tons | 0 | 0 | 0 | 0 | 0 | 0 | 0
Ozone Season NOX Cap RCU - NY | 607 | 7682 | Rate Constraint in MTons | FALSE | L | Annual | Allowances Banked | Thousand Tons | 0 | 0 | 0 | 0 | 0 | 0 | 0
Ozone Season NOX Cap RCU - NY | 607 | 7682 | Rate Constraint in MTons | FALSE | L | Annual | Allowances Withdrawn (1:1) | Thousand Tons | 0 | 0 | 0 | 0 | 0 | 0 | 0
Ozone Season NOX Cap RCU - NY | 607 | 7682 | Rate Constraint in MTons | FALSE | L | Annual | Allowances Withdrawn (n:1) | Thousand Tons | 0 | 0 | 0 | 0 | 0 | 0 | 0
Ozone Season NOX Cap RCU - NY | 607 | 7682 | Rate Constraint in MTons | FALSE | L | Annual | Net Emissions Allowance Position | Thousand Tons | 2.5466 | 1.8079 | 1.3409 | 0.4442 | 0.46643 | 0.52222 | 0.53442
Ozone Season NOX Cap RCU - NY | 607 | 7682 | Rate Constraint in MTons | FALSE | L | Annual | Fuel Consumed | TBtu | 252.5784 | 217.5332 | 195.9239 | 73.9158 | 81.0524 | 92.7322 | 96.5511
Ozone Season NOX Cap RCU - NY | 607 | 7682 | Rate Constraint in MTons | FALSE | L | Annual | Rate | lb/MMBtu | 0.020165 | 0.016622 | 0.013688 | 0.012019 | 0.011509 | 0.011263 | 0.01107
Ozone Season NOX Cap RCU - NY | 607 | 7682 | Rate Constraint in MTons | FALSE | L | Annual | Generation | TWh | 32.9338 | 29.1734 | 26.8703 | 10.4432 | 11.3855 | 12.9022 | 13.3971
Ozone Season NOX Cap RCU - NY | 607 | 7682 | Rate Constraint in MTons | FALSE | L | Annual | Qualifying Generation | TWh | 32.9338 | 29.1734 | 26.8703 | 10.4244 | 11.3293 | 12.7147 | 13.1334
Ozone Season NOX Cap RCU - NY | 607 | 7682 | Rate Constraint in MTons | FALSE | L | Annual | Rate | lb/MWh | 0.15465 | 0.12394 | 0.099806 | 0.085223 | 0.082341 | 0.082144 | 0.081384
Ozone Season NOX Cap RCU - NY | 607 | 7682 | Rate Constraint in MTons | FALSE | L | Annual | Constraint Shadow Price | US2019$/Ton | 0 | 0 | 0 | 0 | 0 | 0 | 0
Ozone Season NOX Cap RCU - OH | 608 | 7683 | Rate Constraint in MTons | FALSE | L | Annual | Seasons Included | Seasons | Summer | Summer | Summer | Summer | Summer | Summer | Summer
Ozone Season NOX Cap RCU - OH | 608 | 7683 | Rate Constraint in MTons | FALSE | L | Annual | Standard NOX | Thousand Tons | 11.825 | 11.825 | 11.825 | 11.825 | 11.825 | 11.825 | 11.825
Ozone Season NOX Cap RCU - OH | 608 | 7683 | Rate Constraint in MTons | FALSE | L | Annual | Emissions at Affected Plants NOX | Thousand Tons | 6.7291 | 6.1828 | 7.5316 | 7.7223 | 7.832 | 5.4569 | 5.618
Ozone Season NOX Cap RCU - OH | 608 | 7683 | Rate Constraint in MTons | FALSE | L | Annual | Allowances Purchased NOX | Thousand Tons | 0 | 0 | 0 | 0 | 0 | 0 | 0
Ozone Season NOX Cap RCU - OH | 608 | 7683 | Rate Constraint in MTons | FALSE | L | Annual | Allowances Sold NOX | Thousand Tons | 0 | 0 | 0 | 0 | 0 | 0 | 0
Ozone Season NOX Cap RCU - OH | 608 | 7683 | Rate Constraint in MTons | FALSE | L | Annual | Allowances Banked | Thousand Tons | 0 | 0 | 0 | 0 | 0 | 0 | 0
Ozone Season NOX Cap RCU - OH | 608 | 7683 | Rate Constraint in MTons | FALSE | L | Annual | Allowances Withdrawn (1:1) | Thousand Tons | 0 | 0 | 0 | 0 | 0 | 0 | 0
Ozone Season NOX Cap RCU - OH | 608 | 7683 | Rate Constraint in MTons | FALSE | L | Annual | Allowances Withdrawn (n:1) | Thousand Tons | 0 | 0 | 0 | 0 | 0 | 0 | 0
Ozone Season NOX Cap RCU - OH | 608 | 7683 | Rate Constraint in MTons | FALSE | L | Annual | Net Emissions Allowance Position | Thousand Tons | 6.7291 | 6.1828 | 7.5316 | 7.7223 | 7.832 | 5.4569 | 5.618
Ozone Season NOX Cap RCU - OH | 608 | 7683 | Rate Constraint in MTons | FALSE | L | Annual | Fuel Consumed | TBtu | 409.4028 | 394.4133 | 496.9921 | 575.0469 | 606.4555 | 550.9411 | 580.2581
Ozone Season NOX Cap RCU - OH | 608 | 7683 | Rate Constraint in MTons | FALSE | L | Annual | Rate | lb/MMBtu | 0.032873 | 0.031352 | 0.030309 | 0.026858 | 0.025829 | 0.019809 | 0.019364
Ozone Season NOX Cap RCU - OH | 608 | 7683 | Rate Constraint in MTons | FALSE | L | Annual | Generation | TWh | 53.1684 | 51.645 | 70.7051 | 98.7734 | 109.8021 | 106.0924 | 116.6545
Ozone Season NOX Cap RCU - OH | 608 | 7683 | Rate Constraint in MTons | FALSE | L | Annual | Qualifying Generation | TWh | 52.1655 | 50.6421 | 65.3768 | 77.5901 | 82.0937 | 76.4879 | 80.7421
Ozone Season NOX Cap RCU - OH | 608 | 7683 | Rate Constraint in MTons | FALSE | L | Annual | Rate | lb/MWh | 0.25799 | 0.24418 | 0.2304 | 0.19905 | 0.19081 | 0.14269 | 0.13916
Ozone Season NOX Cap RCU - OH | 608 | 7683 | Rate Constraint in MTons | FALSE | L | Annual | Constraint Shadow Price | US2019$/Ton | 0 | 0 | 0 | 0 | 0 | 0 | 0
Ozone Season NOX Cap RCU - PA | 609 | 7684 | Rate Constraint in MTons | FALSE | L | Annual | Seasons Included | Seasons | Summer | Summer | Summer | Summer | Summer | Summer | Summer
Ozone Season NOX Cap RCU - PA | 609 | 7684 | Rate Constraint in MTons | FALSE | L | Annual | Standard NOX | Thousand Tons | 10.131 | 10.131 | 10.131 | 10.131 | 10.131 | 10.131 | 10.131
Ozone Season NOX Cap RCU - PA | 609 | 7684 | Rate Constraint in MTons | FALSE | L | Annual | Emissions at Affected Plants NOX | Thousand Tons | 6.0965 | 6.0301 | 5.3858 | 4.6434 | 3.3825 | 4.1908 | 4.1489
Ozone Season NOX Cap RCU - PA | 609 | 7684 | Rate Constraint in MTons | FALSE | L | Annual | Allowances Purchased NOX | Thousand Tons | 0 | 0 | 0 | 0 | 0 | 0 | 0
Ozone Season NOX Cap RCU - PA | 609 | 7684 | Rate Constraint in MTons | FALSE | L | Annual | Allowances Sold NOX | Thousand Tons | 0 | 0 | 0 | 0 | 0 | 0 | 0
Ozone Season NOX Cap RCU - PA | 609 | 7684 | Rate Constraint in MTons | FALSE | L | Annual | Allowances Banked | Thousand Tons | 0 | 0 | 0 | 0 | 0 | 0 | 0
Ozone Season NOX Cap RCU - PA | 609 | 7684 | Rate Constraint in MTons | FALSE | L | Annual | Allowances Withdrawn (1:1) | Thousand Tons | 0 | 0 | 0 | 0 | 0 | 0 | 0
Ozone Season NOX Cap RCU - PA | 609 | 7684 | Rate Constraint in MTons | FALSE | L | Annual | Allowances Withdrawn (n:1) | Thousand Tons | 0 | 0 | 0 | 0 | 0 | 0 | 0
Ozone Season NOX Cap RCU - PA | 609 | 7684 | Rate Constraint in MTons | FALSE | L | Annual | Net Emissions Allowance Position | Thousand Tons | 6.0965 | 6.0301 | 5.3858 | 4.6434 | 3.3825 | 4.1908 | 4.1489
Ozone Season NOX Cap RCU - PA | 609 | 7684 | Rate Constraint in MTons | FALSE | L | Annual | Fuel Consumed | TBtu | 529.6999 | 528.1942 | 541.5444 | 541.4039 | 524.9532 | 638.7275 | 649.2844
Ozone Season NOX Cap RCU - PA | 609 | 7684 | Rate Constraint in MTons | FALSE | L | Annual | Rate | lb/MMBtu | 0.023019 | 0.022833 | 0.019891 | 0.017153 | 0.012887 | 0.013122 | 0.01278
Ozone Season NOX Cap RCU - PA | 609 | 7684 | Rate Constraint in MTons | FALSE | L | Annual | Generation | TWh | 73.6216 | 73.4614 | 90.2611 | 118.3058 | 128.3905 | 189.5989 | 201.8915
Ozone Season NOX Cap RCU - PA | 609 | 7684 | Rate Constraint in MTons | FALSE | L | Annual | Qualifying Generation | TWh | 68.9633 | 68.8031 | 71.3933 | 71.8977 | 70.8289 | 88.421 | 90.072
Ozone Season NOX Cap RCU - PA | 609 | 7684 | Rate Constraint in MTons | FALSE | L | Annual | Rate | lb/MWh | 0.1768 | 0.17528 | 0.15088 | 0.12917 | 0.095512 | 0.094791 | 0.092124
Ozone Season NOX Cap RCU - PA | 609 | 7684 | Rate Constraint in MTons | FALSE | L | Annual | Constraint Shadow Price | US2019$/Ton | 0 | 0 | 0 | 0 | 0 | 0 | 0
Ozone Season NOX Cap RCU - Region | 610 | 7687 | Rate Constraint in MTons | FALSE | L | Annual | Seasons Included | Seasons | Summer | Summer | Summer | Summer | Summer | Summer | Summer
Ozone Season NOX Cap RCU - Region | 610 | 7687 | Rate Constraint in MTons | FALSE | L | Annual | Standard NOX | Thousand Tons | 96.974 | 96.974 | 96.974 | 96.974 | 96.974 | 96.974 | 96.974
Ozone Season NOX Cap RCU - Region | 610 | 7687 | Rate Constraint in MTons | FALSE | L | Annual | Emissions at Affected Plants NOX | Thousand Tons | 72.9807 | 69.8807 | 59.7768 | 43.3668 | 33.2216 | 24.5978 | 25.7889
Ozone Season NOX Cap RCU - Region | 610 | 7687 | Rate Constraint in MTons | FALSE | L | Annual | Allowances Purchased NOX | Thousand Tons | 0 | 0 | 0 | 0 | 0 | 0 | 0
Ozone Season NOX Cap RCU - Region | 610 | 7687 | Rate Constraint in MTons | FALSE | L | Annual | Allowances Sold NOX | Thousand Tons | 0 | 0 | 0 | 0 | 0 | 0 | 0
Ozone Season NOX Cap RCU - Region | 610 | 7687 | Rate Constraint in MTons | FALSE | L | Annual | Allowances Banked | Thousand Tons | 0 | 0 | 0 | 0 | 0 | 0 | 0
Ozone Season NOX Cap RCU - Region | 610 | 7687 | Rate Constraint in MTons | FALSE | L | Annual | Allowances Withdrawn (1:1) | Thousand Tons | 0 | 0 | 0 | 0 | 0 | 0 | 0
Ozone Season NOX Cap RCU - Region | 610 | 7687 | Rate Constraint in MTons | FALSE | L | Annual | Allowances Withdrawn (n:1) | Thousand Tons | 0 | 0 | 0 | 0 | 0 | 0 | 0
Ozone Season NOX Cap RCU - Region | 610 | 7687 | Rate Constraint in MTons | FALSE | L | Annual | Net Emissions Allowance Position | Thousand Tons | 72.9807 | 69.8807 | 59.7768 | 43.3668 | 33.2216 | 24.5978 | 25.7889
Ozone Season NOX Cap RCU - Region | 610 | 7687 | Rate Constraint in MTons | FALSE | L | Annual | Fuel Consumed | TBtu | 3285.7212 | 3302.5279 | 3341.2249 | 3042.697 | 2848.0047 | 2981.3529 | 3104.9031
Ozone Season NOX Cap RCU - Region | 610 | 7687 | Rate Constraint in MTons | FALSE | L | Annual | Rate | lb/MMBtu | 0.044423 | 0.042319 | 0.035781 | 0.028505 | 0.02333 | 0.016501 | 0.016612
Ozone Season NOX Cap RCU - Region | 610 | 7687 | Rate Constraint in MTons | FALSE | L | Annual | Generation | TWh | 411.6073 | 415.5808 | 437.9396 | 415.0101 | 400.3512 | 435.8952 | 452.371
Ozone Season NOX Cap RCU - Region | 610 | 7687 | Rate Constraint in MTons | FALSE | L | Annual | Qualifying Generation | TWh | 404.9463 | 407.8325 | 422.9964 | 400.2707 | 383.5572 | 414.9 | 432.1683
Ozone Season NOX Cap RCU - Region | 610 | 7687 | Rate Constraint in MTons | FALSE | L | Annual | Rate | lb/MWh | 0.36045 | 0.34269 | 0.28264 | 0.21669 | 0.17323 | 0.11857 | 0.11935
Ozone Season NOX Cap RCU - Region | 610 | 7687 | Rate Constraint in MTons | FALSE | L | Annual | Constraint Shadow Price | US2019$/Ton | 0 | 0 | 0 | 0 | 0 | 0 | 0
Ozone Season NOX Cap RCU - VA | 611 | 7685 | Rate Constraint in MTons | FALSE | L | Annual | Seasons Included | Seasons | Summer | Summer | Summer | Summer | Summer | Summer | Summer
Ozone Season NOX Cap RCU - VA | 611 | 7685 | Rate Constraint in MTons | FALSE | L | Annual | Standard NOX | Thousand Tons | 4.432 | 4.432 | 4.432 | 4.432 | 4.432 | 4.432 | 4.432
Ozone Season NOX Cap RCU - VA | 611 | 7685 | Rate Constraint in MTons | FALSE | L | Annual | Emissions at Affected Plants NOX | Thousand Tons | 1.1824 | 1.2809 | 0.92978 | 1.5933 | 0.87375 | 0.3335 | 0.3541
Ozone Season NOX Cap RCU - VA | 611 | 7685 | Rate Constraint in MTons | FALSE | L | Annual | Allowances Purchased NOX | Thousand Tons | 0 | 0 | 0 | 0 | 0 | 0 | 0
Ozone Season NOX Cap RCU - VA | 611 | 7685 | Rate Constraint in MTons | FALSE | L | Annual | Allowances Sold NOX | Thousand Tons | 0 | 0 | 0 | 0 | 0 | 0 | 0
Ozone Season NOX Cap RCU - VA | 611 | 7685 | Rate Constraint in MTons | FALSE | L | Annual | Allowances Banked | Thousand Tons | 0 | 0 | 0 | 0 | 0 | 0 | 0
Ozone Season NOX Cap RCU - VA | 611 | 7685 | Rate Constraint in MTons | FALSE | L | Annual | Allowances Withdrawn (1:1) | Thousand Tons | 0 | 0 | 0 | 0 | 0 | 0 | 0
Ozone Season NOX Cap RCU - VA | 611 | 7685 | Rate Constraint in MTons | FALSE | L | Annual | Allowances Withdrawn (n:1) | Thousand Tons | 0 | 0 | 0 | 0 | 0 | 0 | 0
Ozone Season NOX Cap RCU - VA | 611 | 7685 | Rate Constraint in MTons | FALSE | L | Annual | Net Emissions Allowance Position | Thousand Tons | 1.1824 | 1.2809 | 0.92978 | 1.5933 | 0.87375 | 0.3335 | 0.3541
Ozone Season NOX Cap RCU - VA | 611 | 7685 | Rate Constraint in MTons | FALSE | L | Annual | Fuel Consumed | TBtu | 201.1864 | 205.1927 | 191.5938 | 221.7358 | 167.4264 | 60.6839 | 64.4287
Ozone Season NOX Cap RCU - VA | 611 | 7685 | Rate Constraint in MTons | FALSE | L | Annual | Rate | lb/MMBtu | 0.011754 | 0.012485 | 0.0097057 | 0.014371 | 0.010437 | 0.010992 | 0.010992
Ozone Season NOX Cap RCU - VA | 611 | 7685 | Rate Constraint in MTons | FALSE | L | Annual | Generation | TWh | 31.6677 | 32.3665 | 40.4622 | 66.5264 | 71.5233 | 111.3147 | 121.3087
Ozone Season NOX Cap RCU - VA | 611 | 7685 | Rate Constraint in MTons | FALSE | L | Annual | Qualifying Generation | TWh | 27.5187 | 27.9118 | 26.4794 | 30.0403 | 23.0644 | 9.181 | 9.7515
Ozone Season NOX Cap RCU - VA | 611 | 7685 | Rate Constraint in MTons | FALSE | L | Annual | Rate | lb/MWh | 0.085935 | 0.091784 | 0.070226 | 0.10607 | 0.075766 | 0.072651 | 0.072625
Ozone Season NOX Cap RCU - VA | 611 | 7685 | Rate Constraint in MTons | FALSE | L | Annual | Constraint Shadow Price | US2019$/Ton | 0 | 0 | 0 | 0 | 0 | 0 | 0
Ozone Season NOX Cap RCU - WV | 612 | 7686 | Rate Constraint in MTons | FALSE | L | Annual | Seasons Included | Seasons | Summer | Summer | Summer | Summer | Summer | Summer | Summer
Ozone Season NOX Cap RCU - WV | 612 | 7686 | Rate Constraint in MTons | FALSE | L | Annual | Standard NOX | Thousand Tons | 15.589 | 15.589 | 15.589 | 15.589 | 15.589 | 15.589 | 15.589
Ozone Season NOX Cap RCU - WV | 612 | 7686 | Rate Constraint in MTons | FALSE | L | Annual | Emissions at Affected Plants NOX | Thousand Tons | 11.9956 | 11.9635 | 10.7022 | 1.659 | 1.8936 | 1.9294 | 1.9951
Ozone Season NOX Cap RCU - WV | 612 | 7686 | Rate Constraint in MTons | FALSE | L | Annual | Allowances Purchased NOX | Thousand Tons | 0 | 0 | 0 | 0 | 0 | 0 | 0
Ozone Season NOX Cap RCU - WV | 612 | 7686 | Rate Constraint in MTons | FALSE | L | Annual | Allowances Sold NOX | Thousand Tons | 0 | 0 | 0 | 0 | 0 | 0 | 0
Ozone Season NOX Cap RCU - WV | 612 | 7686 | Rate Constraint in MTons | FALSE | L | Annual | Allowances Banked | Thousand Tons | 0 | 0 | 0 | 0 | 0 | 0 | 0
Ozone Season NOX Cap RCU - WV | 612 | 7686 | Rate Constraint in MTons | FALSE | L | Annual | Allowances Withdrawn (1:1) | Thousand Tons | 0 | 0 | 0 | 0 | 0 | 0 | 0
Ozone Season NOX Cap RCU - WV | 612 | 7686 | Rate Constraint in MTons | FALSE | L | Annual | Allowances Withdrawn (n:1) | Thousand Tons | 0 | 0 | 0 | 0 | 0 | 0 | 0
Ozone Season NOX Cap RCU - WV | 612 | 7686 | Rate Constraint in MTons | FALSE | L | Annual | Net Emissions Allowance Position | Thousand Tons | 11.9956 | 11.9635 | 10.7022 | 1.659 | 1.8936 | 1.9294 | 1.9951
Ozone Season NOX Cap RCU - WV | 612 | 7686 | Rate Constraint in MTons | FALSE | L | Annual | Fuel Consumed | TBtu | 272.8382 | 271.0879 | 280.5152 | 74.0632 | 92.2393 | 265.8282 | 277.2943
Ozone Season NOX Cap RCU - WV | 612 | 7686 | Rate Constraint in MTons | FALSE | L | Annual | Rate | lb/MMBtu | 0.087932 | 0.088263 | 0.076304 | 0.0448 | 0.041059 | 0.014516 | 0.01439
Ozone Season NOX Cap RCU - WV | 612 | 7686 | Rate Constraint in MTons | FALSE | L | Annual | Generation | TWh | 27.3296 | 27.1563 | 30.8266 | 31.3199 | 42.3051 | 92.7002 | 102.6527
Ozone Season NOX Cap RCU - WV | 612 | 7686 | Rate Constraint in MTons | FALSE | L | Annual | Qualifying Generation | TWh | 27.3296 | 27.1563 | 28.3376 | 9.1289 | 11.5373 | 39.7253 | 41.4779
Ozone Season NOX Cap RCU - WV | 612 | 7686 | Rate Constraint in MTons | FALSE | L | Annual | Rate | lb/MWh | 0.87784 | 0.88109 | 0.75534 | 0.36346 | 0.32826 | 0.097138 | 0.096202
Ozone Season NOX Cap RCU - WV | 612 | 7686 | Rate Constraint in MTons | FALSE | L | Annual | Constraint Shadow Price | US2019$/Ton | 0 | 0 | 0 | 0 | 0 | 0 | 0
Ozone Season NOX Transport - Region 1 | 657 | 7062 | Rate Constraint in MTons | FALSE | L | Annual | Seasons Included | Seasons | Summer | Summer | Summer | Summer | Summer | Summer | Summer
Ozone Season NOX Transport - Region 1 | 657 | 7062 | Rate Constraint in MTons | FALSE | L | Annual | Standard NOX | Thousand Tons | 143.408 | 143.408 | 143.408 | 143.408 | 143.408 | 143.408 | 143.408
Ozone Season NOX Transport - Region 1 | 657 | 7062 | Rate Constraint in MTons | FALSE | L | Annual | Emissions at Affected Plants NOX | Thousand Tons | 142.1194 | 130.1107 | 109.8696 | 87.9138 | 75.7854 | 52.8416 | 54.4091
Ozone Season NOX Transport - Region 1 | 657 | 7062 | Rate Constraint in MTons | FALSE | L | Annual | Allowances Purchased NOX | Thousand Tons | 0 | 0 | 0 | 0 | 0 | 0 | 0
Ozone Season NOX Transport - Region 1 | 657 | 7062 | Rate Constraint in MTons | FALSE | L | Annual | Allowances Sold NOX | Thousand Tons | 0 | 0 | 0 | 0 | 0 | 0 | 0
Ozone Season NOX Transport - Region 1 | 657 | 7062 | Rate Constraint in MTons | FALSE | L | Annual | Allowances Banked | Thousand Tons | 0 | 13.2973 | 33.5384 | 0 | 0 | 0 | 0
Ozone Season NOX Transport - Region 1 | 657 | 7062 | Rate Constraint in MTons | FALSE | L | Annual | Allowances Withdrawn (1:1) | Thousand Tons | 0 | 0 | 0 | -48.2244 | 0 | 0 | 0
Ozone Season NOX Transport - Region 1 | 657 | 7062 | Rate Constraint in MTons | FALSE | L | Annual | Allowances Withdrawn (n:1) | Thousand Tons | 0 | 0 | 0 | 0 | 0 | 0 | 0
Ozone Season NOX Transport - Region 1 | 657 | 7062 | Rate Constraint in MTons | FALSE | L | Annual | Net Emissions Allowance Position | Thousand Tons | 142.1194 | 143.408 | 143.408 | 39.6893 | 75.7854 | 52.8416 | 54.4091
Ozone Season NOX Transport - Region 1 | 657 | 7062 | Rate Constraint in MTons | FALSE | L | Annual | Fuel Consumed | TBtu | 5927.799 | 5878.2334 | 5846.8186 | 5214.1792 | 4927.1801 | 4794.7615 | 4899.6487
Ozone Season NOX Transport - Region 1 | 657 | 7062 | Rate Constraint in MTons | FALSE | L | Annual | Rate | lb/MMBtu | 0.04795 | 0.044269 | 0.037583 | 0.033721 | 0.030762 | 0.022041 | 0.022209
Ozone Season NOX Transport - Region 1 | 657 | 7062 | Rate Constraint in MTons | FALSE | L | Annual | Generation | TWh | 737.2425 | 736.1288 | 759.8251 | 705.0716 | 680.0538 | 689.8227 | 708.8232
Ozone Season NOX Transport - Region 1 | 657 | 7062 | Rate Constraint in MTons | FALSE | L | Annual | Qualifying Generation | TWh | 732.5124 | 730.2501 | 740.8854 | 677.6582 | 647.927 | 652.3919 | 666.3282
Ozone Season NOX Transport - Region 1 | 657 | 7062 | Rate Constraint in MTons | FALSE | L | Annual | Rate | lb/MWh | 0.38803 | 0.35635 | 0.29659 | 0.25946 | 0.23393 | 0.16199 | 0.16331
Ozone Season NOX Transport - Region 1 | 657 | 7062 | Rate Constraint in MTons | FALSE | L | Annual | Constraint Shadow Price | US2019$/Ton | 0 | 0 | 0 | 0 | 0 | 0 | 0
Ozone Season NOX Transport - Region 2 | 658 | 7063 | Rate Constraint in MTons | FALSE | L | Annual | Seasons Included | Seasons | Summer | Summer | Summer | Summer | Summer | Summer | Summer
Ozone Season NOX Transport - Region 2 | 658 | 7063 | Rate Constraint in MTons | FALSE | L | Annual | Standard NOX | Thousand Tons | 24.041 | 24.041 | 24.041 | 24.041 | 24.041 | 24.041 | 24.041
Ozone Season NOX Transport - Region 2 | 658 | 7063 | Rate Constraint in MTons | FALSE | L | Annual | Emissions at Affected Plants NOX | Thousand Tons | 3.3451 | 4.4373 | 2.8385 | 2.8328 | 2.5501 | 1.3808 | 1.4491
Ozone Season NOX Transport - Region 2 | 658 | 7063 | Rate Constraint in MTons | FALSE | L | Annual | Allowances Purchased NOX | Thousand Tons | 0 | 0 | 0 | 0 | 0 | 0 | 0
Ozone Season NOX Transport - Region 2 | 658 | 7063 | Rate Constraint in MTons | FALSE | L | Annual | Allowances Sold NOX | Thousand Tons | 0 | 0 | 0 | 0 | 0 | 0 | 0
Ozone Season NOX Transport - Region 2 | 658 | 7063 | Rate Constraint in MTons | FALSE | L | Annual | Allowances Banked | Thousand Tons | 0 | 0 | 0 | 0 | 0 | 0 | 0
Ozone Season NOX Transport - Region 2 | 658 | 7063 | Rate Constraint in MTons | FALSE | L | Annual | Allowances Withdrawn (1:1) | Thousand Tons | 0 | 0 | 0 | 0 | 0 | 0 | 0
Ozone Season NOX Transport - Region 2 | 658 | 7063 | Rate Constraint in MTons | FALSE | L | Annual | Allowances Withdrawn (n:1) | Thousand Tons | 0 | 0 | 0 | 0 | 0 | 0 | 0
Ozone Season NOX Transport - Region 2 | 658 | 7063 | Rate Constraint in MTons | FALSE | L | Annual | Net Emissions Allowance Position | Thousand Tons | 3.3451 | 4.4373 | 2.8385 | 2.8328 | 2.5501 | 1.3808 | 1.4491
Ozone Season NOX Transport - Region 2 | 658 | 7063 | Rate Constraint in MTons | FALSE | L | Annual | Fuel Consumed | TBtu | 248.7188 | 283.1379 | 282.4751 | 316.5644 | 311.412 | 296.2061 | 309.1638
Ozone Season NOX Transport - Region 2 | 658 | 7063 | Rate Constraint in MTons | FALSE | L | Annual | Rate | lb/MMBtu | 0.026898 | 0.031344 | 0.020098 | 0.017897 | 0.016378 | 0.0093229 | 0.0093741
Ozone Season NOX Transport - Region 2 | 658 | 7063 | Rate Constraint in MTons | FALSE | L | Annual | Generation | TWh | 46.8527 | 50.296 | 63.6539 | 69.3635 | 72.2136 | 78.266 | 79.0926
Ozone Season NOX Transport - Region 2 | 658 | 7063 | Rate Constraint in MTons | FALSE | L | Annual | Qualifying Generation | TWh | 32.4597 | 35.6677 | 36.8863 | 42.1672 | 42.3584 | 41.4379 | 42.7475
Ozone Season NOX Transport - Region 2 | 658 | 7063 | Rate Constraint in MTons | FALSE | L | Annual | Rate | lb/MWh | 0.20611 | 0.24881 | 0.15391 | 0.13436 | 0.12041 | 0.066642 | 0.067797
Ozone Season NOX Transport - Region 2 | 658 | 7063 | Rate Constraint in MTons | FALSE | L | Annual | Constraint Shadow Price | US2019$/Ton | 0 | 0 | 0 | 0 | 0 | 0 | 0
RED-Rochester MER Rate Limit v3.1 | 664 | 7518 | Rate Constraint in lbs/MMBtu | FALSE | L | Annual | Seasons Included | Seasons | Winter, WintShld, Summer | Winter, WintShld, Summer | Winter, WintShld, Summer | Winter, WintShld, Summer | Winter, WintShld, Summer | Winter, WintShld, Summer | Winter, WintShld, Summer
RED-Rochester MER Rate Limit v3.1 | 664 | 7518 | Rate Constraint in lbs/MMBtu | FALSE | L | Annual | Standard MER | lb/MMBtu | 6e-07 | 6e-07 | 6e-07 | 6e-07 | 6e-07 | 6e-07 | 6e-07
RED-Rochester MER Rate Limit v3.1 | 664 | 7518 | Rate Constraint in lbs/MMBtu | FALSE | L | Annual | Emissions at Affected Plants MER | lbs | 0.00068745 | 0.00068745 | 0.00068745 | 2.7567e-05 | 9.0475e-06 | 8.2098e-06 | 1.7754e-05
RED-Rochester MER Rate Limit v3.1 | 664 | 7518 | Rate Constraint in lbs/MMBtu | FALSE | L | Annual | Allowances Purchased MER | lbs | 0 | 0 | 0 | 0 | 0 | 0 | 0
RED-Rochester MER Rate Limit v3.1 | 664 | 7518 | Rate Constraint in lbs/MMBtu | FALSE | L | Annual | Allowances Sold MER | lbs | 0 | 0 | 0 | 0 | 0 | 0 | 0
RED-Rochester MER Rate Limit v3.1 | 664 | 7518 | Rate Constraint in lbs/MMBtu | FALSE | L | Annual | Allowances Banked | lbs | 0 | 0 | 0 | 0 | 0 | 0 | 0
RED-Rochester MER Rate Limit v3.1 | 664 | 7518 | Rate Constraint in lbs/MMBtu | FALSE | L | Annual | Allowances Withdrawn (1:1) | lbs | 0 | 0 | 0 | 0 | 0 | 0 | 0
RED-Rochester MER Rate Limit v3.1 | 664 | 7518 | Rate Constraint in lbs/MMBtu | FALSE | L | Annual | Allowances Withdrawn (n:1) | lbs | 0 | 0 | 0 | 0 | 0 | 0 | 0
RED-Rochester MER Rate Limit v3.1 | 664 | 7518 | Rate Constraint in lbs/MMBtu | FALSE | L | Annual | Net Emissions Allowance Position | lbs | 0.00068745 | 0.00068745 | 0.00068745 | 2.7567e-05 | 9.0475e-06 | 8.2098e-06 | 1.7754e-05
RED-Rochester MER Rate Limit v3.1 | 664 | 7518 | Rate Constraint in lbs/MMBtu | FALSE | L | Annual | Fuel Consumed | TBtu | 3.3872 | 3.3872 | 3.3872 | 0.1472 | 0.048998 | 0.044462 | 0.09615
RED-Rochester MER Rate Limit v3.1 | 664 | 7518 | Rate Constraint in lbs/MMBtu | FALSE | L | Annual | Rate | lb/MMBtu | 2.0296e-10 | 2.0296e-10 | 2.0296e-10 | 1.8728e-10 | 1.8465e-10 | 1.8465e-10 | 1.8465e-10
RED-Rochester MER Rate Limit v3.1 | 664 | 7518 | Rate Constraint in lbs/MMBtu | FALSE | L | Annual | Generation | TWh | 0.59161 | 0.59161 | 0.59161 | 0.023724 | 0.0077861 | 0.0070653 | 0.015279
RED-Rochester MER Rate Limit v3.1 | 664 | 7518 | Rate Constraint in lbs/MMBtu | FALSE | L | Annual | Qualifying Generation | TWh | 0.4081 | 0.4081 | 0.4081 | 0.017735 | 0.0059034 | 0.0053569 | 0.011584
RED-Rochester MER Rate Limit v3.1 | 664 | 7518 | Rate Constraint in lbs/MMBtu | FALSE | L | Annual | Rate | lb/MWh | 1.6845e-09 | 1.6845e-09 | 1.6845e-09 | 1.5544e-09 | 1.5326e-09 | 1.5326e-09 | 1.5326e-09
RED-Rochester MER Rate Limit v3.1 | 664 | 7518 | Rate Constraint in lbs/MMBtu | FALSE | L | Annual | Constraint Shadow Price | US2019$/Lb | 0 | 0 | 0 | 0 | 0 | 0 | 0
RGGI CO2 Annual Constraint v5.13 | 665 | 7118 | Rate Constraint in MTons | FALSE | L | Annual | Seasons Included | Seasons | Winter, WintShld, Summer | Winter, WintShld, Summer | Winter, WintShld, Summer | Winter, WintShld, Summer | Winter, WintShld, Summer | Winter, WintShld, Summer | Winter, WintShld, Summer
RGGI CO2 Annual Constraint v5.13 | 665 | 7118 | Rate Constraint in MTons | FALSE | L | Annual | Standard CO2 | Thousand Tons | 167362.9533 | 79712.861 | 78610.4021 | 78610.4021 | 78610.4021 | 78610.4021 | 78610.4021
RGGI CO2 Annual Constraint v5.13 | 665 | 7118 | Rate Constraint in MTons | FALSE | L | Annual | Emissions at Affected Plants CO2 | Thousand Tons | 100403.0226 | 96244.0381 | 81504.8019 | 78188.4773 | 69113.6619 | 56608.816 | 57671.6162
RGGI CO2 Annual Constraint v5.13 | 665 | 7118 | Rate Constraint in MTons | FALSE | L | Annual | Allowances Purchased CO2 | Thousand Tons | 0 | 0 | 0 | 0 | 0 | 0 | 0
RGGI CO2 Annual Constraint v5.13 | 665 | 7118 | Rate Constraint in MTons | FALSE | L | Annual | Allowances Sold CO2 | Thousand Tons | 0 | 0 | 0 | 0 | 0 | 0 | 0
RGGI CO2 Annual Constraint v5.13 | 665 | 7118 | Rate Constraint in MTons | FALSE | L | Annual | Allowances Banked | Thousand Tons | 66959.9307 | 0 | 0 | 0 | 0 | 0 | 0
RGGI CO2 Annual Constraint v5.13 | 665 | 7118 | Rate Constraint in MTons | FALSE | L | Annual | Allowances Withdrawn (1:1) | Thousand Tons | 0 | -16531.1777 | -2894.3999 | 0 | 0 | 0 | 0
RGGI CO2 Annual Constraint v5.13 | 665 | 7118 | Rate Constraint in MTons | FALSE | L | Annual | Allowances Withdrawn (n:1) | Thousand Tons | 0 | 0 | 0 | 0 | 0 | 0 | 0
RGGI CO2 Annual Constraint v5.13 | 665 | 7118 | Rate Constraint in MTons | FALSE | L | Annual | Net Emissions Allowance Position | Thousand Tons | 167362.9533 | 79712.8605 | 78610.402 | 78188.4773 | 69113.6619 | 56608.816 | 57671.6162
RGGI CO2 Annual Constraint v5.13 | 665 | 7118 | Rate Constraint in MTons | FALSE | L | Annual | Fuel Consumed | TBtu | 1641.9324 | 1571.2194 | 1331.9909 | 1262.5172 | 1120.0303 | 922.5576 | 940.3163
RGGI CO2 Annual Constraint v5.13 | 665 | 7118 | Rate Constraint in MTons | FALSE | L | Annual | Rate | lb/MMBtu | 122.2986 | 122.5087 | 122.3804 | 123.8612 | 123.4139 | 122.7215 | 122.6643
RGGI CO2 Annual Constraint v5.13 | 665 | 7118 | Rate Constraint in MTons | FALSE | L | Annual | Generation | TWh | 231.8267 | 223.5928 | 211.802 | 250.7619 | 254.9162 | 340.1653 | 356.7111
RGGI CO2 Annual Constraint v5.13 | 665 | 7118 | Rate Constraint in MTons | FALSE | L | Annual | Qualifying Generation | TWh | 224.8739 | 216.1461 | 184.181 | 173.238 | 153.9277 | 127.6972 | 130.07
RGGI CO2 Annual Constraint v5.13 | 665 | 7118 | Rate Constraint in MTons | FALSE | L | Annual | Rate | lb/MWh | 892.9717 | 890.546 | 885.0511 | 902.6711 | 898.0016 | 886.6101 | 886.7781
RGGI CO2 Annual Constraint v5.13 | 665 | 7118 | Rate Constraint in MTons | FALSE | L | Annual | Constraint Shadow Price | US2019$/Ton | 2.969 | 3.195 | 3.7665 | 0 | 0 | 0 | 0
RPS Clean Energy v6.20- CO | 667 | 7648 | Generation Constraint in GWh | FALSE | G | Annual | Seasons Included | Seasons | Winter, WintShld, Summer | Winter, WintShld, Summer | Winter, WintShld, Summer | Winter, WintShld, Summer | Winter, WintShld, Summer | Winter, WintShld, Summer | Winter, WintShld, Summer
RPS Clean Energy v6.20- CO | 667 | 7648 | Generation Constraint in GWh | FALSE | G | Annual | Standard GWh | GWh | 0 | 0 | 0 | 0 | 0 | 46825.199 | 50046.66
RPS Clean Energy v6.20- CO | 667 | 7648 | Generation Constraint in GWh | FALSE | G | Annual | Emissions at Affected Plants | GWh | 23436.4496 | 23436.9833 | 23436.9833 | 28742.7305 | 39522.7351 | 46825.199 | 50046.66
RPS Clean Energy v6.20- CO | 667 | 7648 | Generation Constraint in GWh | FALSE | G | Annual | Allowances Purchased | GWh | 0 | 0 | 0 | 0 | 0 | 0 | 0
RPS Clean Energy v6.20- CO | 667 | 7648 | Generation Constraint in GWh | FALSE | G | Annual | Allowances Sold | GWh | 0 | 0 | 0 | 0 | 0 | 0 | 0
RPS Clean Energy v6.20- CO | 667 | 7648 | Generation Constraint in GWh | FALSE | G | Annual | Allowances Banked | GWh | 0 | 0 | 0 | 0 | 0 | 0 | 0
RPS Clean Energy v6.20- CO | 667 | 7648 | Generation Constraint in GWh | FALSE | G | Annual | Allowances Withdrawn (1:1) | GWh | 0 | 0 | 0 | 0 | 0 | 0 | 0
RPS Clean Energy v6.20- CO | 667 | 7648 | Generation Constraint in GWh | FALSE | G | Annual | Allowances Withdrawn (n:1) | GWh | 0 | 0 | 0 | 0 | 0 | 0 | 0
RPS Clean Energy v6.20- CO | 667 | 7648 | Generation Constraint in GWh | FALSE | G | Annual | Net Emissions Allowance Position | GWh | 23436.4496 | 23436.9833 | 23436.9833 | 28742.7305 | 39522.7351 | 46825.199 | 50046.66
RPS Clean Energy v6.20- CO | 667 | 7648 | Generation Constraint in GWh | FALSE | G | Annual | Fuel Consumed | TBtu | 0.75764 | 0.76403 | 0.76403 | 2.5378 | 2.4496 | 2.3879 | 2.4071
RPS Clean Energy v6.20- CO | 667 | 7648 | Generation Constraint in GWh | FALSE | G | Annual | Heat Rate | MMBtu/MWh | 0.032327 | 0.0326 | 0.0326 | 0.088293 | 0.061979 | 0.050996 | 0.048097
RPS Clean Energy v6.20- CO | 667 | 7648 | Generation Constraint in GWh | FALSE | G | Annual | Generation | TWh | 23.4364 | 23.437 | 23.437 | 28.7427 | 39.5227 | 46.8252 | 50.0467
RPS Clean Energy v6.20- CO | 667 | 7648 | Generation Constraint in GWh | FALSE | G | Annual | Qualifying Generation | TWh | 23.4364 | 23.437 | 23.437 | 28.7427 | 39.5227 | 46.8252 | 50.0467
RPS Clean Energy v6.20- CO | 667 | 7648 | Generation Constraint in GWh | FALSE | G | Annual | Rate | lb/MWh | 0 | 0 | 0 | 0 | 0 | 0 | 0
RPS Clean Energy v6.20- CO | 667 | 7648 | Generation Constraint in GWh | FALSE | G | Annual | Constraint Shadow Price | US2019$/MWh | 0 | 0 | 0 | 0 | 0 | 0.82148 | 0.14278
RPS Clean Energy v6.20- IL | 668 | 7722 | Generation Constraint in GWh | FALSE | G | Annual | Seasons Included | Seasons | Winter, WintShld, Summer | Winter, WintShld, Summer | Winter, WintShld, Summer | Winter, WintShld, Summer | Winter, WintShld, Summer | Winter, WintShld, Summer | Winter, WintShld, Summer
RPS Clean Energy v6.20- IL | 668 | 7722 | Generation Constraint in GWh | FALSE | G | Annual | Standard GWh | GWh | 0 | 0 | 0 | 0 | 172178.3475 | 180856.0147 | 189279.4661
RPS Clean Energy v6.20- IL | 668 | 7722 | Generation Constraint in GWh | FALSE | G | Annual | Emissions at Affected Plants | GWh | 126610.2988 | 117182.4714 | 95575.5837 | 129337.9068 | 182258.0619 | 219575.299 | 225312.6204
RPS Clean Energy v6.20- IL | 668 | 7722 | Generation Constraint in GWh | FALSE | G | Annual | Allowances Purchased | GWh | 0 | 0 | 0 | 0 | 0 | 0 | 0
RPS Clean Energy v6.20- IL | 668 | 7722 | Generation Constraint in GWh | FALSE | G | Annual | Allowances Sold | GWh | 0 | 0 | 0 | 0 | 0 | 0 | 0
RPS Clean Energy v6.20- IL | 668 | 7722 | Generation Constraint in GWh | FALSE | G | Annual | Allowances Banked | GWh | 0 | 0 | 0 | 0 | 0 | 0 | 0
RPS Clean Energy v6.20- IL | 668 | 7722 | Generation Constraint in GWh | FALSE | G | Annual | Allowances Withdrawn (1:1) | GWh | 0 | 0 | 0 | 0 | 0 | 0 | 0
RPS Clean Energy v6.20- IL | 668 | 7722 | Generation Constraint in GWh | FALSE | G | Annual | Allowances Withdrawn (n:1) | GWh | 0 | 0 | 0 | 0 | 0 | 0 | 0
RPS Clean Energy v6.20- IL | 668 | 7722 | Generation Constraint in GWh | FALSE | G | Annual | Net Emissions Allowance Position | GWh | 126610.2988 | 117182.4714 | 95575.5837 | 129337.9068 | 182258.0619 | 219575.299 | 225312.6204
RPS Clean Energy v6.20- IL | 668 | 7722 | Generation Constraint in GWh | FALSE | G | Annual | Fuel Consumed | TBtu | 1022.8188 | 924.2415 | 493.5079 | 493.5079 | 465.7728 | 16.5125 | 16.5078
RPS Clean Energy v6.20- IL | 668 | 7722 | Generation Constraint in GWh | FALSE | G | Annual | Heat Rate | MMBtu/MWh | 8.0785 | 7.8872 | 5.1635 | 3.8156 | 2.5556 | 0.075202 | 0.073266
RPS Clean Energy v6.20- IL | 668 | 7722 | Generation Constraint in GWh | FALSE | G | Annual | Generation | TWh | 126.6103 | 117.1825 | 95.5756 | 129.3379 | 182.2581 | 219.5753 | 225.3126
RPS Clean Energy v6.20- IL | 668 | 7722 | Generation Constraint in GWh | FALSE | G | Annual | Qualifying Generation | TWh | 126.6103 | 117.1825 | 95.5756 | 129.3379 | 182.2581 | 219.5753 | 225.3126
RPS Clean Energy v6.20- IL | 668 | 7722 | Generation Constraint in GWh | FALSE | G | Annual | Rate | lb/MWh | 0 | 0 | 0 | 0 | 0 | 0 | 0
RPS Clean Energy v6.20- IL | 668 | 7722 | Generation Constraint in GWh | FALSE | G | Annual | Constraint Shadow Price | US2019$/MWh | 0 | 0 | 0 | 0 | 0 | 0 | 0
RPS Clean Energy v6.20- MA | 669 | 7649 | Generation Constraint in GWh | FALSE | G | Annual | Seasons Included | Seasons | Winter, WintShld, Summer | Winter, WintShld, Summer | Winter, WintShld, Summer | Winter, WintShld, Summer | Winter, WintShld, Summer | Winter, WintShld, Summer | Winter, WintShld, Summer
RPS Clean Energy v6.20- MA | 669 | 7649 | Generation Constraint in GWh | FALSE | G | Annual | Standard GWh | GWh | 19335.4342 | 21955.9486 | 28950.9074 | 36661.4538 | 45007.7232 | 54320.3404 | 56993.8786
RPS Clean Energy v6.20- MA | 669 | 7649 | Generation Constraint in GWh | FALSE | G | Annual | Emissions at Affected Plants | GWh | 20976.3924 | 21955.9486 | 28950.9074 | 36661.4538 | 45007.7233 | 54320.3404 | 56993.8786
RPS Clean Energy v6.20- MA | 669 | 7649 | Generation Constraint in GWh | FALSE | G | Annual | Allowances Purchased | GWh | 0 | 0 | 0 | 0 | 0 | 0 | 0
RPS Clean Energy v6.20- MA | 669 | 7649 | Generation Constraint in GWh | FALSE | G | Annual | Allowances Sold | GWh | 0 | 0 | 0 | 0 | 0 | 0 | 0
RPS Clean Energy v6.20- MA | 669 | 7649 | Generation Constraint in GWh | FALSE | G | Annual | Allowances Banked | GWh | 0 | 0 | 0 | 0 | 0 | 0 | 0
RPS Clean Energy v6.20- MA | 669 | 7649 | Generation Constraint in GWh | FALSE | G | Annual | Allowances Withdrawn (1:1) | GWh | 0 | 0 | 0 | 0 | 0 | 0 | 0
RPS Clean Energy v6.20- MA | 669 | 7649 | Generation Constraint in GWh | FALSE | G | Annual | Allowances Withdrawn (n:1) | GWh | 0 | 0 | 0 | 0 | 0 | 0 | 0
RPS Clean Energy v6.20- MA | 669 | 7649 | Generation Constraint in GWh | FALSE | G | Annual | Net Emissions Allowance Position | GWh | 20976.3924 | 21955.9486 | 28950.9074 | 36661.4538 | 45007.7233 | 54320.3404 | 56993.8786
RPS Clean Energy v6.20- MA | 669 | 7649 | Generation Constraint in GWh | FALSE | G | Annual | Fuel Consumed | TBtu | 6.1029 | 6.1029 | 6.1029 | 6.1029 | 6.1025 | 6.1029 | 6.0926
RPS Clean Energy v6.20- MA | 669 | 7649 | Generation Constraint in GWh | FALSE | G | Annual | Heat Rate | MMBtu/MWh | 0.29094 | 0.27796 | 0.2108 | 0.16647 | 0.13559 | 0.11235 | 0.1069
RPS Clean Energy v6.20- MA | 669 | 7649 | Generation Constraint in GWh | FALSE | G | Annual | Generation | TWh | 20.9764 | 21.9559 | 28.9509 | 36.6615 | 45.0077 | 54.3203 | 56.9939
RPS Clean Energy v6.20- MA | 669 | 7649 | Generation Constraint in GWh | FALSE | G | Annual | Qualifying Generation | TWh | 20.9764 | 21.9559 | 28.9509 | 36.6615 | 45.0077 | 54.3203 | 56.9939
RPS Clean Energy v6.20- MA | 669 | 7649 | Generation Constraint in GWh | FALSE | G | Annual | Rate | lb/MWh | 0 | 0 | 0 | 0 | 0 | 0 | 0
RPS Clean Energy v6.20- MA | 669 | 7649 | Generation Constraint in GWh | FALSE | G | Annual | Constraint Shadow Price | US2019$/MWh | 0 | 23.6389 | 15.7079 | 4.8819 | 2.4385 | 8.3651 | 7.2007
RPS Clean Energy v6.20- NM | 670 | 7571 | Generation Constraint in GWh | FALSE | G | Annual | Seasons Included | Seasons | Winter, WintShld, Summer | Winter, WintShld, Summer | Winter, WintShld, Summer | Winter, WintShld, Summer | Winter, WintShld, Summer | Winter, WintShld, Summer | Winter, WintShld, Summer
RPS Clean Energy v6.20- NM | 670 | 7571 | Generation Constraint in GWh | FALSE | G | Annual | Standard GWh | GWh | 0 | 0 | 0 | 0 | 21166.1568 | 29430.8188 | 31366.9551
RPS Clean Energy v6.20- NM | 670 | 7571 | Generation Constraint in GWh | FALSE | G | Annual | Emissions at Affected Plants | GWh | 17562.4877 | 21477.225 | 33964.8853 | 33964.7753 | 34016.6894 | 36302.1805 | 36296.665
RPS Clean Energy v6.20- NM | 670 | 7571 | Generation Constraint in GWh | FALSE | G | Annual | Allowances Purchased | GWh | 0 | 0 | 0 | 0 | 0 | 0 | 0
RPS Clean Energy v6.20- NM | 670 | 7571 | Generation Constraint in GWh | FALSE | G | Annual | Allowances Sold | GWh | 0 | 0 | 0 | 0 | 0 | 0 | 0
RPS Clean Energy v6.20- NM | 670 | 7571 | Generation Constraint in GWh | FALSE | G | Annual | Allowances Banked | GWh | 0 | 0 | 0 | 0 | 0 | 0 | 0
RPS Clean Energy v6.20- NM | 670 | 7571 | Generation Constraint in GWh | FALSE | G | Annual | Allowances Withdrawn (1:1) | GWh | 0 | 0 | 0 | 0 | 0 | 0 | 0
RPS Clean Energy v6.20- NM | 670 | 7571 | Generation Constraint in GWh | FALSE | G | Annual | Allowances Withdrawn (n:1) | GWh | 0 | 0 | 0 | 0 | 0 | 0 | 0
RPS Clean Energy v6.20- NM | 670 | 7571 | Generation Constraint in GWh | FALSE | G | Annual | Net Emissions Allowance Position | GWh | 17562.4877 | 21477.225 | 33964.8853 | 33964.7753 | 34016.6894 | 36302.1805 | 36296.665
RPS Clean Energy v6.20- NM | 670 | 7571 | Generation Constraint in GWh | FALSE | G | Annual | Fuel Consumed | TBtu | 0.60677 | 0.60654 | 0.60676 | 0.60582 | 1.0478 | 1.0346 | 0.98769
RPS Clean Energy v6.20- NM | 670 | 7571 | Generation Constraint in GWh | FALSE | G | Annual | Heat Rate | MMBtu/MWh | 0.034549 | 0.028241 | 0.017864 | 0.017837 | 0.030802 | 0.028501 | 0.027212
RPS Clean Energy v6.20- NM | 670 | 7571 | Generation Constraint in GWh | FALSE | G | Annual | Generation | TWh | 17.5625 | 21.4772 | 33.9649 | 33.9648 | 34.0167 | 36.3022 | 36.2967
RPS Clean Energy v6.20- NM | 670 | 7571 | Generation Constraint in GWh | FALSE | G | Annual | Qualifying Generation | TWh | 17.5625 | 21.4772 | 33.9649 | 33.9648 | 34.0167 | 36.3022 | 36.2967
RPS Clean Energy v6.20- NM | 670 | 7571 | Generation Constraint in GWh | FALSE | G | Annual | Rate | lb/MWh | 0 | 0 | 0 | 0 | 0 | 0 | 0
RPS Clean Energy v6.20- NM | 670 | 7571 | Generation Constraint in GWh | FALSE | G | Annual | Constraint Shadow Price | US2019$/MWh | 0 | 0 | 0 | 0 | 0 | 0 | 0
RPS Clean Energy v6.20- NV | 671 | 7572 | Generation Constraint in GWh | FALSE | G | Annual | Seasons Included | Seasons | Winter, WintShld, Summer | Winter, WintShld, Summer | Winter, WintShld, Summer | Winter, WintShld, Summer | Winter, WintShld, Summer | Winter, WintShld, Summer | Winter, WintShld, Summer
RPS Clean Energy v6.20- NV | 671 | 7572 | Generation Constraint in GWh | FALSE | G | Annual | Standard GWh | GWh | 0 | 0 | 0 | 0 | 0 | 52159.1862 | 55825.1187
RPS Clean Energy v6.20- NV | 671 | 7572 | Generation Constraint in GWh | FALSE | G | Annual | Emissions at Affected Plants | GWh | 25608.4259 | 25602.0692 | 25611.0243 | 25611.3086 | 25751.596 | 52159.1862 | 55825.1187
RPS Clean Energy v6.20- NV | 671 | 7572 | Generation Constraint in GWh | FALSE | G | Annual | Allowances Purchased | GWh | 0 | 0 | 0 | 0 | 0 | 0 | 0
RPS Clean Energy v6.20- NV | 671 | 7572 | Generation Constraint in GWh | FALSE | G | Annual | Allowances Sold | GWh | 0 | 0 | 0 | 0 | 0 | 0 | 0
RPS Clean Energy v6.20- NV | 671 | 7572 | Generation Constraint in GWh | FALSE | G | Annual | Allowances Banked | GWh | 0 | 0 | 0 | 0 | 0 | 0 | 0
RPS Clean Energy v6.20- NV | 671 | 7572 | Generation Constraint in GWh | FALSE | G | Annual | Allowances Withdrawn (1:1) | GWh | 0 | 0 | 0 | 0 | 0 | 0 | 0
RPS Clean Energy v6.20- NV | 671 | 7572 | Generation Constraint in GWh | FALSE | G | Annual | Allowances Withdrawn (n:1) | GWh | 0 | 0 | 0 | 0 | 0 | 0 | 0
RPS Clean Energy v6.20- NV | 671 | 7572 | Generation Constraint in GWh | FALSE | G | Annual | Net Emissions Allowance Position | GWh | 25608.4259 | 25602.0692 | 25611.0243 | 25611.3086 | 25751.596 | 52159.1862 | 55825.1187
RPS Clean Energy v6.20- NV | 671 | 7572 | Generation Constraint in GWh | FALSE | G | Annual | Fuel Consumed | TBtu | 54.9581 | 54.8846 | 54.9872 | 54.9896 | 56.1847 | 64.9759 | 64.9759
RPS Clean Energy v6.20- NV | 671 | 7572 | Generation Constraint in GWh | FALSE | G | Annual | Heat Rate | MMBtu/MWh | 2.1461 | 2.1438 | 2.147 | 2.1471 | 2.1818 | 1.2457 | 1.1639
RPS Clean Energy v6.20- NV | 671 | 7572 | Generation Constraint in GWh | FALSE | G | Annual | Generation | TWh | 25.6084 | 25.6021 | 25.611 | 25.6113 | 25.7516 | 52.1592 | 55.8251
RPS Clean Energy v6.20- NV | 671 | 7572 | Generation Constraint in GWh | FALSE | G | Annual | Qualifying Generation | TWh | 25.6084 | 25.6021 | 25.611 | 25.6113 | 25.7516 | 52.1592 | 55.8251
RPS Clean Energy v6.20- NV | 671 | 7572 | Generation Constraint in GWh | FALSE | G | Annual | Rate | lb/MWh | 0 | 0 | 0 | 0 | 0 | 0 | 0
RPS Clean Energy v6.20- NV | 671 | 7572 | Generation Constraint in GWh | FALSE | G | Annual | Constraint Shadow Price | US2019$/MWh | 0 | 0 | 0 | 0 | 0 | 9.0615 | 9.1137
RPS Clean Energy v6.20- NY | 672 | 7573 | Generation Constraint in GWh | FALSE | G | Annual | Seasons Included | Seasons | Winter, WintShld, Summer | Winter, WintShld, Summer | Winter, WintShld, Summer | Winter, WintShld, Summer | Winter, WintShld, Summer | Winter, WintShld, Summer | Winter, WintShld, Summer
RPS Clean Energy v6.20- NY | 672 | 7573 | Generation Constraint in GWh | FALSE | G | Annual | Standard GWh | GWh | 0 | 0 | 0 | 161530.6097 | 168354.6626 | 177934.5081 | 186056.4838
RPS Clean Energy v6.20- NY | 672 | 7573 | Generation Constraint in GWh | FALSE | G | Annual | Emissions at Affected Plants | GWh | 69582.2487 | 68681.9232 | 104202.8385 | 161530.6097 | 168354.6626 | 177934.5081 | 186056.4838
RPS Clean Energy v6.20- NY | 672 | 7573 | Generation Constraint in GWh | FALSE | G | Annual | Allowances Purchased | GWh | 0 | 0 | 0 | 0 | 0 | 0 | 0
RPS Clean Energy v6.20- NY | 672 | 7573 | Generation Constraint in GWh | FALSE | G | Annual | Allowances Sold | GWh | 0 | 0 | 0 | 0 | 0 | 0 | 0
RPS Clean Energy v6.20- NY | 672 | 7573 | Generation Constraint in GWh | FALSE | G | Annual | Allowances Banked | GWh | 0 | 0 | 0 | 0 | 0 | 0 | 0
RPS Clean Energy v6.20- NY | 672 | 7573 | Generation Constraint in GWh | FALSE | G | Annual | Allowances Withdrawn (1:1) | GWh | 0 | 0 | 0 | 0 | 0 | 0 | 0
RPS Clean Energy v6.20- NY | 672 | 7573 | Generation Constraint in GWh | FALSE | G | Annual | Allowances Withdrawn (n:1) | GWh | 0 | 0 | 0 | 0 | 0 | 0 | 0
RPS Clean Energy v6.20- NY | 672 | 7573 | Generation Constraint in GWh | FALSE | G | Annual | Net Emissions Allowance Position | GWh | 69582.2487 | 68681.9232 | 104202.8385 | 161530.6097 | 168354.6626 | 177934.5081 | 186056.4838
RPS Clean Energy v6.20- NY | 672 | 7573 | Generation Constraint in GWh | FALSE | G | Annual | Fuel Consumed | TBtu | 295.3175 | 179.028 | 131.0892 | 138.3378 | 138.3378 | 139.4788 | 139.4788
RPS Clean Energy v6.20- NY | 672 | 7573 | Generation Constraint in GWh | FALSE | G | Annual | Heat Rate | MMBtu/MWh | 4.2442 | 2.6066 | 1.258 | 0.85642 | 0.8217 | 0.78388 | 0.74966
RPS Clean Energy v6.20- NY | 672 | 7573 | Generation Constraint in GWh | FALSE | G | Annual | Generation | TWh | 69.5822 | 68.6819 | 104.2028 | 161.5306 | 168.3547 | 177.9345 | 186.0565
RPS Clean Energy v6.20- NY | 672 | 7573 | Generation Constraint in GWh | FALSE | G | Annual | Qualifying Generation | TWh | 69.5822 | 68.6819 | 104.2028 | 161.5306 | 168.3547 | 177.9345 | 186.0565
RPS Clean Energy v6.20- NY | 672 | 7573 | Generation Constraint in GWh | FALSE | G | Annual | Rate | lb/MWh | 0 | 0 | 0 | 0 | 0 | 0 | 0
RPS Clean Energy v6.20- NY | 672 | 7573 | Generation Constraint in GWh | FALSE | G | Annual | Constraint Shadow Price | US2019$/MWh | 0 | 0 | 0 | 10.0166 | 8.7887 | 7.9247 | 7.7325
RPS Clean Energy v6.20- OR | 673 | 7723 | Generation Constraint in GWh | FALSE | G | Annual | Seasons Included | Seasons | Winter, WintShld, Summer | Winter, WintShld, Summer | Winter, WintShld, Summer | Winter, WintShld, Summer | Winter, WintShld, Summer | Winter, WintShld, Summer | Winter, WintShld, Summer
RPS Clean Energy v6.20- OR | 673 | 7723 | Generation Constraint in GWh | FALSE | G | Annual | Standard GWh | GWh | 0 | 0 | 0 | 58415.7003 | 62199.6865 | 66419.2921 | 70580.4187
RPS Clean Energy v6.20- OR | 673 | 7723 | Generation Constraint in GWh | FALSE | G | Annual | Emissions at Affected Plants | GWh | 50761.1354 | 50699.2539 | 50657.0251 | 58415.7003 | 62199.6865 | 66419.2921 | 70580.4187
RPS Clean Energy v6.20- OR | 673 | 7723 | Generation Constraint in GWh | FALSE | G | Annual | Allowances Purchased | GWh | 0 | 0 | 0 | 0 | 0 | 0 | 0
RPS Clean Energy v6.20- OR | 673 | 7723 | Generation Constraint in GWh | FALSE | G | Annual | Allowances Sold | GWh | 0 | 0 | 0 | 0 | 0 | 0 | 0
RPS Clean Energy v6.20- OR | 673 | 7723 | Generation Constraint in GWh | FALSE | G | Annual | Allowances Banked | GWh | 0 | 0 | 0 | 0 | 0 | 0 | 0
RPS Clean Energy v6.20- OR | 673 | 7723 | Generation Constraint in GWh | FALSE | G | Annual | Allowances Withdrawn (1:1) | GWh | 0 | 0 | 0 | 0 | 0 | 0 | 0
RPS Clean Energy v6.20- OR | 673 | 7723 | Generation Constraint in GWh | FALSE | G | Annual | Allowances Withdrawn (n:1) | GWh | 0 | 0 | 0 | 0 | 0 | 0 | 0
RPS Clean Energy v6.20- OR | 673 | 7723 | Generation Constraint in GWh | FALSE | G | Annual | Net Emissions Allowance Position | GWh | 50761.1354 | 50699.2539 | 50657.0251 | 58415.7003 | 62199.6865 | 66419.2921 | 70580.4187
RPS Clean Energy v6.20- OR | 673 | 7723 | Generation Constraint in GWh | FALSE | G | Annual | Fuel Consumed | TBtu | 4.8458 | 4.0054 | 3.4319 | 1.4521 | 1.4521 | 1.4521 | 1.4521
RPS Clean Energy v6.20- OR | 673 | 7723 | Generation Constraint in GWh | FALSE | G | Annual | Heat Rate | MMBtu/MWh | 0.095463 | 0.079003 | 0.067747 | 0.024858 | 0.023346 | 0.021863 | 0.020574
RPS Clean Energy v6.20- OR | 673 | 7723 | Generation Constraint in GWh | FALSE | G | Annual | Generation | TWh | 50.7611 | 50.6993 | 50.657 | 58.4157 | 62.1997 | 66.4193 | 70.5804
RPS Clean Energy v6.20- OR | 673 | 7723 | Generation Constraint in GWh | FALSE | G | Annual | Qualifying Generation | TWh | 50.7611 | 50.6993 | 50.657 | 58.4157 | 62.1997 | 66.4193 | 70.5804
RPS Clean Energy v6.20- OR | 673 | 7723 | Generation Constraint in GWh | FALSE | G | Annual | Rate | lb/MWh | 0 | 0 | 0 | 0 | 0 | 0 | 0
RPS Clean Energy v6.20- OR | 673 | 7723 | Generation Constraint in GWh | FALSE | G | Annual | Constraint Shadow Price | US2019$/MWh | 0 | 0 | 0 | 8.979 | 3.9468 | 3.2229 | 2.3811
RPS Clean Energy v6.20- WA | 674 | 7574 | Generation Constraint in GWh | FALSE | G | Annual | Seasons Included | Seasons | Winter, WintShld, Summer | Winter, WintShld, Summer | Winter, WintShld, Summer | Winter, WintShld, Summer | Winter, WintShld, Summer | Winter, WintShld, Summer | Winter, WintShld, Summer
RPS Clean Energy v6.20- WA | 674 | 7574 | Generation Constraint in GWh | FALSE | G | Annual | Standard GWh | GWh | 0 | 98093.4257 | 103194.7638 | 109659.3296 | 116762.7178 | 124683.8609 | 132495.2257
RPS Clean Energy v6.20- WA | 674 | 7574 | Generation Constraint in GWh | FALSE | G | Annual | Emissions at Affected Plants | GWh | 98470.8371 | 98439.7042 | 103194.7638 | 109659.3296 | 116762.7178 | 124683.8609 | 132495.2257
RPS Clean Energy v6.20- WA | 674 | 7574 | Generation Constraint in GWh | FALSE | G | Annual | Allowances Purchased | GWh | 0 | 0 | 0 | 0 | 0 | 0 | 0
RPS Clean Energy v6.20- WA | 674 | 7574 | Generation Constraint in GWh | FALSE | G | Annual | Allowances Sold | GWh | 0 | 0 | 0 | 0 | 0 | 0 | 0
RPS Clean Energy v6.20- WA | 674 | 7574 | Generation Constraint in GWh | FALSE | G | Annual | Allowances Banked | GWh | 0 | 0 | 0 | 0 | 0 | 0 | 0
RPS Clean Energy v6.20- WA | 674 | 7574 | Generation Constraint in GWh | FALSE | G | Annual | Allowances Withdrawn (1:1) | GWh | 0 | 0 | 0 | 0 | 0 | 0 | 0
RPS Clean Energy v6.20- WA | 674 | 7574 | Generation Constraint in GWh | FALSE | G | Annual | Allowances Withdrawn (n:1) | GWh | 0 | 0 | 0 | 0 | 0 | 0 | 0
RPS Clean Energy v6.20- WA | 674 | 7574 | Generation Constraint in GWh | FALSE | G | Annual | Net Emissions Allowance Position | GWh | 98470.8371 | 98439.7042 | 103194.7638 | 109659.3296 | 116762.7178 | 124683.8609 | 132495.2257
RPS Clean Energy v6.20- WA | 674 | 7574 | Generation Constraint in GWh | FALSE | G | Annual | Fuel Consumed | TBtu | 99.435 | 99.1681 | 105.9201 | 104.12 | 103.943 | 18.0725 | 18.0725
RPS Clean Energy v6.20- WA | 674 | 7574 | Generation Constraint in GWh | FALSE | G | Annual | Heat Rate | MMBtu/MWh | 1.0098 | 1.0074 | 1.0264 | 0.94949 | 0.89021 | 0.14495 | 0.1364
RPS Clean Energy v6.20- WA | 674 | 7574 | Generation Constraint in GWh | FALSE | G | Annual | Generation | TWh | 98.4708 | 98.4397 | 103.1948 | 109.6593 | 116.7627 | 124.6839 | 132.4952
RPS Clean Energy v6.20- WA | 674 | 7574 | Generation Constraint in GWh | FALSE | G | Annual | Qualifying Generation | TWh | 98.4708 | 98.4397 | 103.1948 | 109.6593 | 116.7627 | 124.6839 | 132.4952
RPS Clean Energy v6.20- WA | 674 | 7574 | Generation Constraint in GWh | FALSE | G | Annual | Rate | lb/MWh | 0 | 0 | 0 | 0 | 0 | 0 | 0
RPS Clean Energy v6.20- WA | 674 | 7574 | Generation Constraint in GWh | FALSE | G | Annual | Constraint Shadow Price | US2019$/MWh | 0 | 0 | 16.775 | 10.3407 | 2.9914 | 0.65458 | 1.4997
RPS Solar v6.20- DC | 675 | 7575 | Generation Constraint in GWh | FALSE | G | Annual | Seasons Included | Seasons | Winter, WintShld, Summer | Winter, WintShld, Summer | Winter, WintShld, Summer | Winter, WintShld, Summer | Winter, WintShld, Summer | Winter, WintShld, Summer | Winter, WintShld, Summer
RPS Solar v6.20- DC | 675 | 7575 | Generation Constraint in GWh | FALSE | G | Annual | Standard GWh | GWh | 509.4472 | 576.5172 | 845.4664 | 1208.3547 | 1334.9973 | 1412.2821 | 1483.0931
RPS Solar v6.20- DC | 675 | 7575 | Generation Constraint in GWh | FALSE | G | Annual | Emissions at Affected Plants | GWh | 30.788 | 31.7861 | 31.7861 | 31.7861 | 31.7861 | 31.7861 | 31.7861
RPS Solar v6.20- DC | 675 | 7575 | Generation Constraint in GWh | FALSE | G | Annual | Allowances Purchased | GWh | 478.6592 | 544.7311 | 813.6803 | 1176.5686 | 1303.2112 | 1380.496 | 1451.307
RPS Solar v6.20- DC | 675 | 7575 | Generation Constraint in GWh | FALSE | G | Annual | Allowances Sold | GWh | 0 | 0 | 0 | 0 | 0 | 0 | 0
RPS Solar v6.20- DC | 675 | 7575 | Generation Constraint in GWh | FALSE | G | Annual | Allowances Banked | GWh | 0 | 0 | 0 | 0 | 0 | 0 | 0
RPS Solar v6.20- DC | 675 | 7575 | Generation Constraint in GWh | FALSE | G | Annual | Allowances Withdrawn (1:1) | GWh | 0 | 0 | 0 | 0 | 0 | 0 | 0
RPS Solar v6.20- DC | 675 | 7575 | Generation Constraint in GWh | FALSE | G | Annual | Allowances Withdrawn (n:1) | GWh | 0 | 0 | 0 | 0 | 0 | 0 | 0
RPS Solar v6.20- DC | 675 | 7575 | Generation Constraint in GWh | FALSE | G | Annual | Net Emissions Allowance Position | GWh | 509.4472 | 576.5172 | 845.4664 | 1208.3547 | 1334.9973 | 1412.2821 | 1483.0931
RPS Solar v6.20- DC | 675 | 7575 | Generation Constraint in GWh | FALSE | G | Annual | Fuel Consumed | TBtu | 0 | 0 | 0 | 0 | 0 | 0 | 0
RPS Solar v6.20- DC | 675 | 7575 | Generation Constraint in GWh | FALSE | G | Annual | Heat Rate | MMBtu/MWh | 0 | 0 | 0 | 0 | 0 | 0 | 0
RPS Solar v6.20- DC | 675 | 7575 | Generation Constraint in GWh | FALSE | G | Annual | Generation | TWh | 0.030788 | 0.031786 | 0.031786 | 0.031786 | 0.031786 | 0.031786 | 0.031786
RPS Solar v6.20- DC | 675 | 7575 | Generation Constraint in GWh | FALSE | G | Annual | Qualifying Generation | TWh | 0.030788 | 0.031786 | 0.031786 | 0.031786 | 0.031786 | 0.031786 | 0.031786
RPS Solar v6.20- DC | 675 | 7575 | Generation Constraint in GWh | FALSE | G | Annual | Rate | lb/MWh | 0 | 0 | 0 | 0 | 0 | 0 | 0
RPS Solar v6.20- DC | 675 | 7575 | Generation Constraint in GWh | FALSE | G | Annual | Constraint Shadow Price | US2019$/MWh | 53.115 | 53.1147 | 53.1145 | 53.1147 | 53.1147 | 53.1148 | 53.1149
RPS Solar v6.20- DE | 676 | 7576 | Generation Constraint in GWh | FALSE | G | Annual | Seasons Included | Seasons | Winter, WintShld, Summer | Winter, WintShld, Summer | Winter, WintShld, Summer | Winter, WintShld, Summer | Winter, WintShld, Summer | Winter, WintShld, Summer | Winter, WintShld, Summer
RPS Solar v6.20- DE | 676 | 7576 | Generation Constraint in GWh | FALSE | G | Annual | Standard GWh | GWh | 300.1215 | 360.2726 | 758.1652 | 800.8818 | 842.0607 | 891.5373 | 936.8156
RPS Solar v6.20- DE | 676 | 7576 | Generation Constraint in GWh | FALSE | G | Annual | Emissions at Affected Plants | GWh | 28640.1165 | 40554.9837 | 60785.6973 | 68695.5521 | 79097.1851 | 101388.5777 | 111026.1834
RPS Solar v6.20- DE | 676 | 7576 | Generation Constraint in GWh | FALSE | G | Annual | Allowances Purchased | GWh | 0 | 0 | 0 | 0 | 0 | 0 | 0
RPS Solar v6.20- DE | 676 | 7576 | Generation Constraint in GWh | FALSE | G | Annual | Allowances Sold | GWh | 0 | 0 | 0 | 0 | 0 | 0 | 0
RPS Solar v6.20- DE | 676 | 7576 | Generation Constraint in GWh | FALSE | G | Annual | Allowances Banked | GWh | 0 | 0 | 0 | 0 | 0 | 0 | 0
RPS Solar v6.20- DE | 676 | 7576 | Generation Constraint in GWh | FALSE | G | Annual | Allowances Withdrawn (1:1) | GWh | 0 | 0 | 0 | 0 | 0 | 0 | 0
RPS Solar v6.20- DE | 676 | 7576 | Generation Constraint in GWh | FALSE | G | Annual | Allowances Withdrawn (n:1) | GWh | 0 | 0 | 0 | 0 | 0 | 0 | 0
RPS Solar v6.20- DE | 676 | 7576 | Generation Constraint in GWh | FALSE | G | Annual | Net Emissions Allowance Position | GWh | 28640.1165 | 40554.9837 | 60785.6973 | 68695.5521 | 79097.1851 | 101388.5777 | 111026.1834
RPS Solar v6.20- DE | 676 | 7576 | Generation Constraint in GWh | FALSE | G | Annual | Fuel Consumed | TBtu | 0 | 0 | 0 | 0 | 0 | 0 | 0
RPS Solar v6.20- DE | 676 | 7576 | Generation Constraint in GWh | FALSE | G | Annual | Heat Rate | MMBtu/MWh | 0 | 0 | 0 | 0 | 0 | 0 | 0
RPS Solar v6.20- DE | 676 | 7576 | Generation Constraint in GWh | FALSE | G | Annual | Generation | TWh | 53.7124 | 72.6705 | 112.5111 | 120.9151 | 141.0322 | 185.0714 | 195.2979
RPS Solar v6.20- DE | 676 | 7576 | Generation Constraint in GWh | FALSE | G | Annual | Qualifying Generation | TWh | 28.6401 | 40.555 | 60.7857 | 68.6956 | 79.0972 | 101.3886 | 111.0262
RPS Solar v6.20- DE | 676 | 7576 | Generation Constraint in GWh | FALSE | G | Annual | Rate | lb/MWh | 0 | 0 | 0 | 0 | 0 | 0 | 0
RPS Solar v6.20- DE | 676 | 7576 | Generation Constraint in GWh | FALSE | G | Annual | Constraint Shadow Price | US2019$/MWh | 0 | 0 | 0 | 0 | 0 | 0 | 0
RPS Solar v6.20- IL, MO | 677 | 7580 | Generation Constraint in GWh | FALSE | G | Annual | Seasons Included | Seasons | Winter, WintShld, Summer | Winter, WintShld, Summer | Winter, WintShld, Summer | Winter, WintShld, Summer | Winter, WintShld, Summer | Winter, WintShld, Summer | Winter, WintShld, Summer
RPS Solar v6.20- IL, MO | 677 | 7580 | Generation Constraint in GWh | FALSE | G | Annual | Standard GWh | GWh | 2369.3455 | 2416.01 | 2542.9458 | 2671.125 | 2806.4304 | 2948.5164 | 3086.5232
RPS Solar v6.20- IL, MO | 677 | 7580 | Generation Constraint in GWh | FALSE | G | Annual | Emissions at Affected Plants | GWh | 10802.884 | 18407.28 | 45583.5922 | 47581.1182 | 61475.7736 | 82583.257 | 82583.257
RPS Solar v6.20- IL, MO | 677 | 7580 | Generation Constraint in GWh | FALSE | G | Annual | Allowances Purchased | GWh | 0 | 0 | 0 | 0 | 0 | 0 | 0
RPS Solar v6.20- IL, MO | 677 | 7580 | Generation Constraint in GWh | FALSE | G | Annual | Allowances Sold | GWh | 0 | 0 | 0 | 0 | 0 | 0 | 0
RPS Solar v6.20- IL, MO | 677 | 7580 | Generation Constraint in GWh | FALSE | G | Annual | Allowances Banked | GWh | 0 | 0 | 0 | 0 | 0 | 0 | 0
RPS Solar v6.20- IL, MO | 677 | 7580 | Generation Constraint in GWh | FALSE | G | Annual | Allowances Withdrawn (1:1) | GWh | 0 | 0 | 0 | 0 | 0 | 0 | 0
RPS Solar v6.20- IL, MO | 677 | 7580 | Generation Constraint in GWh | FALSE | G | Annual | Allowances Withdrawn (n:1) | GWh | 0 | 0 | 0 | 0 | 0 | 0 | 0
RPS Solar v6.20- IL, MO | 677 | 7580 | Generation Constraint in GWh | FALSE | G | Annual | Net Emissions Allowance Position | GWh | 10802.884 | 18407.28 | 45583.5922 | 47581.1182 | 61475.7736 | 82583.257 | 82583.257
RPS Solar v6.20- IL, MO | 677 | 7580 | Generation Constraint in GWh | FALSE | G | Annual | Fuel Consumed | TBtu | 0 | 0 | 0 | 0 | 0 | 0 | 0
RPS Solar v6.20- IL, MO | 677 | 7580 | Generation Constraint in GWh | FALSE | G | Annual | Heat Rate | MMBtu/MWh | 0 | 0 | 0 | 0 | 0 | 0 | 0
RPS Solar v6.20- IL, MO | 677 | 7580 | Generation Constraint in GWh | FALSE | G | Annual | Generation | TWh | 10.8029 | 18.4073 | 45.5836 | 47.5811 | 61.4758 | 82.5833 | 82.5833
RPS Solar v6.20- IL, MO | 677 | 7580 | Generation Constraint in GWh | FALSE | G | Annual | Qualifying Generation | TWh | 10.8029 | 18.4073 | 45.5836 | 47.5811 | 61.4758 | 82.5833 | 82.5833
RPS Solar v6.20- IL, MO | 677 | 7580 | Generation Constraint in GWh | FALSE | G | Annual | Rate | lb/MWh | 0 | 0 | 0 | 0 | 0 | 0 | 0
RPS Solar v6.20- IL, MO | 677 | 7580 | Generation Constraint in GWh | FALSE | G | Annual | Constraint Shadow Price | US2019$/MWh | 0 | 0 | 0 | 0 | 0 | 0 | 0
RPS Solar v6.20- MA | 678 | 7577 | Generation Constraint in GWh | FALSE | G | Annual | Seasons Included | Seasons | Winter, WintShld, Summer | Winter, WintShld, Summer | Winter, WintShld, Summer | Winter, WintShld, Summer | Winter, WintShld, Summer | Winter, WintShld, Summer | Winter, WintShld, Summer
RPS Solar v6.20- MA | 678 | 7577 | Generation Constraint in GWh | FALSE | G | Annual | Standard GWh | GWh | 120.177 | 131.4368 | 161.3784 | 194.2846 | 229.6812 | 269.2086 | 282.4585
RPS Solar v6.20- MA | 678 | 7577 | Generation Constraint in GWh | FALSE | G | Annual | Emissions at Affected Plants | GWh | 1909.8465 | 1909.8465 | 1909.8465 | 1909.8465 | 1909.8465 | 9756.1799 | 12430.9273
RPS Solar v6.20- MA | 678 | 7577 | Generation Constraint in GWh | FALSE | G | Annual | Allowances Purchased | GWh | 0 | 0 | 0 | 0 | 0 | 0 | 0
RPS Solar v6.20- MA | 678 | 7577 | Generation Constraint in GWh | FALSE | G | Annual | Allowances Sold | GWh | 0 | 0 | 0 | 0 | 0 | 0 | 0
RPS Solar v6.20- MA | 678 | 7577 | Generation Constraint in GWh | FALSE | G | Annual | Allowances Banked | GWh | 0 | 0 | 0 | 0 | 0 | 0 | 0
RPS Solar v6.20- MA | 678 | 7577 | Generation Constraint in GWh | FALSE | G | Annual | Allowances Withdrawn (1:1) | GWh | 0 | 0 | 0 | 0 | 0 | 0 | 0
RPS Solar v6.20- MA | 678 | 7577 | Generation Constraint in GWh | FALSE | G | Annual | Allowances Withdrawn (n:1) | GWh | 0 | 0 | 0 | 0 | 0 | 0 | 0
RPS Solar v6.20- MA | 678 | 7577 | Generation Constraint in GWh | FALSE | G | Annual | Net Emissions Allowance Position | GWh | 1909.8465 | 1909.8465 | 1909.8465 | 1909.8465 | 1909.8465 | 9756.1799 | 12430.9273
RPS Solar v6.20- MA | 678 | 7577 | Generation Constraint in GWh | FALSE | G | Annual | Fuel Consumed | TBtu | 0 | 0 | 0 | 0 | 0 | 0 | 0
RPS Solar v6.20- MA | 678 | 7577 | Generation Constraint in GWh | FALSE | G | Annual | Heat Rate | MMBtu/MWh | 0 | 0 | 0 | 0 | 0 | 0 | 0
RPS Solar v6.20- MA | 678 | 7577 | Generation Constraint in GWh | FALSE | G | Annual | Generation | TWh | 1.9098 | 1.9098 | 1.9098 | 1.9098 | 1.9098 | 9.7562 | 12.4309
RPS Solar v6.20- MA | 678 | 7577 | Generation Constraint in GWh | FALSE | G | Annual | Qualifying Generation | TWh | 1.9098 | 1.9098 | 1.9098 | 1.9098 | 1.9098 | 9.7562 | 12.4309
RPS Solar v6.20- MA | 678 | 7577 | Generation Constraint in GWh | FALSE | G | Annual | Rate | lb/MWh | 0 | 0 | 0 | 0 | 0 | 0 | 0
RPS Solar v6.20- MA | 678 | 7577 | Generation Constraint in GWh | FALSE | G | Annual | Constraint Shadow Price | US2019$/MWh | 0 | 0 | 0 | 0 | 0 | 0 | 0
RPS Solar v6.20- MD | 679 | 7578 | Generation Constraint in GWh | FALSE | G | Annual | Seasons Included | Seasons | Winter, WintShld, Summer | Winter, WintShld, Summer | Winter, WintShld, Summer | Winter, WintShld, Summer | Winter, WintShld, Summer | Winter, WintShld, Summer | Winter, WintShld, Summer
RPS Solar v6.20- MD | 679 | 7578 | Generation Constraint in GWh | FALSE | G | Annual | Standard GWh | GWh | 8659.7192 | 8822.7838 | 9250.0725 | 9744.1727 | 10230.2979 | 10819.5368 | 11361.101
RPS Solar v6.20- MD | 679 | 7578 | Generation Constraint in GWh | FALSE | G | Annual | Emissions at Affected Plants | GWh | 8659.7192 | 8822.7838 | 9250.0725 | 9744.1727 | 10230.2979 | 10819.5368 | 11361.101
RPS Solar v6.20- MD | 679 | 7578 | Generation Constraint in GWh | FALSE | G | Annual | Allowances Purchased | GWh | 0 | 0 | 0 | 0 | 0 | 0 | 0
RPS Solar v6.20- MD | 679 | 7578 | Generation Constraint in GWh | FALSE | G | Annual | Allowances Sold | GWh | 0 | 0 | 0 | 0 | 0 | 0 | 0
RPS Solar v6.20- MD | 679 | 7578 | Generation Constraint in GWh | FALSE | G | Annual | Allowances Banked | GWh | 0 | 0 | 0 | 0 | 0 | 0 | 0
RPS Solar v6.20- MD | 679 | 7578 | Generation Constraint in GWh | FALSE | G | Annual | Allowances Withdrawn (1:1) | GWh | 0 | 0 | 0 | 0 | 0 | 0 | 0
RPS Solar v6.20- MD | 679 | 7578 | Generation Constraint in GWh | FALSE | G | Annual | Allowances Withdrawn (n:1) | GWh | 0 | 0 | 0 | 0 | 0 | 0 | 0
RPS Solar v6.20- MD | 679 | 7578 | Generation Constraint in GWh | FALSE | G | Annual | Net Emissions Allowance Position | GWh | 8659.7192 | 8822.7838 | 9250.0725 | 9744.1727 | 10230.2979 | 10819.5368 | 11361.101
RPS Solar v6.20- MD | 679 | 7578 | Generation Constraint in GWh | FALSE | G | Annual | Fuel Consumed | TBtu | 0 | 0 | 0 | 0 | 0 | 0 | 0
RPS Solar v6.20- MD | 679 | 7578 | Generation Constraint in GWh | FALSE | G | Annual | Heat Rate | MMBtu/MWh | 0 | 0 | 0 | 0 | 0 | 0 | 0
RPS Solar v6.20- MD | 679 | 7578 | Generation Constraint in GWh | FALSE | G | Annual | Generation | TWh | 8.6597 | 8.8228 | 9.2501 | 9.7442 | 10.2303 | 10.8195 | 11.3611
RPS Solar v6.20- MD | 679 | 7578 | Generation Constraint in GWh | FALSE | G | Annual | Qualifying Generation | TWh | 8.6597 | 8.8228 | 9.2501 | 9.7442 | 10.2303 | 10.8195 | 11.3611
RPS Solar v6.20- MD | 679 | 7578 | Generation Constraint in GWh | FALSE | G | Annual | Rate | lb/MWh | 0 | 0 | 0 | 0 | 0 | 0 | 0
RPS Solar v6.20- MD | 679 | 7578 | Generation Constraint in GWh | FALSE | G | Annual | Constraint Shadow Price | US2019$/MWh | 42.483 | 25.8596 | 13.3525 | 9.3277 | 7.7723 | 5.3729 | 4.9953
RPS Solar v6.20- MN | 680 | 7579 | Generation Constraint in GWh | FALSE | G | Annual | Seasons Included | Seasons | Winter, WintShld, Summer | Winter, WintShld, Summer | Winter, WintShld, Summer | Winter, WintShld, Summer | Winter, WintShld, Summer | Winter, WintShld, Summer | Winter, WintShld, Summer
RPS Solar v6.20- MN | 680 | 7579 | Generation Constraint in GWh | FALSE | G | Annual | Standard GWh | GWh | 977.0051 | 997.1692 | 1050.158 | 1102.5384 | 1158.9645 | 1217.5754 | 1275.1836
RPS Solar v6.20- MN | 680 | 7579 | Generation Constraint in GWh | FALSE | G | Annual | Emissions at Affected Plants | GWh | 3723.845 | 5450.0019 | 5450.0019 | 5450.0019 | 5450.0019 | 5450.0019 | 5450.0019
RPS Solar v6.20- MN | 680 | 7579 | Generation Constraint in GWh | FALSE | G | Annual | Allowances Purchased | GWh | 0 | 0 | 0 | 0 | 0 | 0 | 0
RPS Solar v6.20- MN | 680 | 7579 | Generation Constraint in GWh | FALSE | G | Annual | Allowances Sold | GWh | 0 | 0 | 0 | 0 | 0 | 0 | 0
RPS Solar v6.20- MN | 680 | 7579 | Generation Constraint in GWh | FALSE | G | Annual | Allowances Banked | GWh | 0 | 0 | 0 | 0 | 0 | 0 | 0
RPS Solar v6.20- MN | 680 | 7579 | Generation Constraint in GWh | FALSE | G | Annual | Allowances Withdrawn (1:1) | GWh | 0 | 0 | 0 | 0 | 0 | 0 | 0
RPS Solar v6.20- MN | 680 | 7579 | Generation Constraint in GWh | FALSE | G | Annual | Allowances Withdrawn (n:1) | GWh | 0 | 0 | 0 | 0 | 0 | 0 | 0
RPS Solar v6.20- MN | 680 | 7579 | Generation Constraint in GWh | FALSE | G | Annual | Net Emissions Allowance Position | GWh | 3723.845 | 5450.0019 | 5450.0019 | 5450.0019 | 5450.0019 | 5450.0019 | 5450.0019
RPS Solar v6.20- MN | 680 | 7579 | Generation Constraint in GWh | FALSE | G | Annual | Fuel Consumed | TBtu | 0 | 0 | 0 | 0 | 0 | 0 | 0
RPS Solar v6.20- MN | 680 | 7579 | Generation Constraint in GWh | FALSE | G | Annual | Heat Rate | MMBtu/MWh | 0 | 0 | 0 | 0 | 0 | 0 | 0
RPS Solar v6.20- MN | 680 | 7579 | Generation Constraint in GWh | FALSE | G | Annual | Generation | TWh | 3.7238 | 5.45 | 5.45 | 5.45 | 5.45 | 5.45 | 5.45
RPS Solar v6.20- MN | 680 | 7579 | Generation Constraint in GWh | FALSE | G | Annual | Qualifying Generation | TWh | 3.7238 | 5.45 | 5.45 | 5.45 | 5.45 | 5.45 | 5.45
RPS Solar v6.20- MN | 680 | 7579 | Generation Constraint in GWh | FALSE | G | Annual | Rate | lb/MWh | 0 | 0 | 0 | 0 | 0 | 0 | 0
RPS Solar v6.20- MN | 680 | 7579 | Generation Constraint in GWh | FALSE | G | Annual | Constraint Shadow Price | US2019$/MWh | 0 | 0 | 0 | 0 | 0 | 0 | 0
RPS Solar v6.20- NC 75% limit | 681 | 7583 | Generation Constraint in GWh | FALSE | G | Annual | Seasons Included | Seasons | Winter, WintShld, Summer | Winter, WintShld, Summer | Winter, WintShld, Summer | Winter, WintShld, Summer | Winter, WintShld, Summer | Winter, WintShld, Summer | Winter, WintShld, Summer
RPS Solar v6.20- NC 75% limit | 681 | 7583 | Generation Constraint in GWh | FALSE | G | Annual | Standard GWh | GWh | 121.7248 | 124.4136 | 132.1168 | 140.0121 | 148.6164 | 157.6593 | 166.7634
RPS Solar v6.20- NC 75% limit | 681 | 7583 | Generation Constraint in GWh | FALSE | G | Annual | Emissions at Affected Plants | GWh | 7872.6485 | 7872.6485 | 7872.6485 | 7872.6485 | 7872.6485 | 7872.6485 | 7872.6485
RPS Solar v6.20- NC 75% limit | 681 | 7583 | Generation Constraint in GWh | FALSE | G | Annual | Allowances Purchased | GWh | 0 | 0 | 0 | 0 | 0 | 0 | 0
RPS Solar v6.20- NC 75% limit | 681 | 7583 | Generation Constraint in GWh | FALSE | G | Annual | Allowances Sold | GWh | 0 | 0 | 0 | 0 | 0 | 0 | 0
RPS Solar v6.20- NC 75% limit | 681 | 7583 | Generation Constraint in GWh | FALSE | G | Annual | Allowances Banked | GWh | 0 | 0 | 0 | 0 | 0 | 0 | 0
RPS Solar v6.20- NC 75% limit | 681 | 7583 | Generation Constraint in GWh | FALSE | G | Annual | Allowances Withdrawn (1:1) | GWh | 0 | 0 | 0 | 0 | 0 | 0 | 0
RPS Solar v6.20- NC 75% limit | 681 | 7583 | Generation Constraint in GWh | FALSE | G | Annual | Allowances Withdrawn (n:1) | GWh | 0 | 0 | 0 | 0 | 0 | 0 | 0
RPS Solar v6.20- NC 75% limit | 681 | 7583 | Generation Constraint in GWh | FALSE | G | Annual | Net Emissions Allowance Position | GWh | 7872.6485 | 7872.6485 | 7872.6485 | 7872.6485 | 7872.6485 | 7872.6485 | 7872.6485
RPS Solar v6.20- NC 75% limit | 681 | 7583 | Generation Constraint in GWh | FALSE | G | Annual | Fuel Consumed | TBtu | 0 | 0 | 0 | 0 | 0 | 0 | 0
RPS Solar v6.20- NC 75% limit | 681 | 7583 | Generation Constraint in GWh | FALSE | G | Annual | Heat Rate | MMBtu/MWh | 0 | 0 | 0 | 0 | 0 | 0 | 0
RPS Solar v6.20- NC 75% limit | 681 | 7583 | Generation Constraint in GWh | FALSE | G | Annual | Generation | TWh | 13.5879 | 13.5879 | 18.4453 | 18.4453 | 21.8438 | 41.5778 | 49.8076
RPS Solar v6.20- NC 75% limit | 681 | 7583 | Generation Constraint in GWh | FALSE | G | Annual | Qualifying Generation | TWh | 7.8726 | 7.8726 | 7.8726 | 7.8726 | 7.8726 | 7.8726 | 7.8726
RPS Solar v6.20- NC 75% limit | 681 | 7583 | Generation Constraint in GWh | FALSE | G | Annual | Rate | lb/MWh | 0 | 0 | 0 | 0 | 0 | 0 | 0
RPS Solar v6.20- NC 75% limit | 681 | 7583 | Generation Constraint in GWh | FALSE | G | Annual | Constraint Shadow Price | US2019$/MWh | 0 | 0 | 0 | 0 | 0 | 0 | 0
RPS Solar v6.20- NH, MA | 682 | 7581 | Generation Constraint in GWh | FALSE | G | Annual | Seasons Included | Seasons | Winter, WintShld, Summer | Winter, WintShld, Summer | Winter, WintShld, Summer | Winter, WintShld, Summer | Winter, WintShld, Summer | Winter, WintShld, Summer | Winter, WintShld, Summer
RPS Solar v6.20- NH, MA | 682 | 7581 | Generation Constraint in GWh | FALSE | G | Annual | Standard GWh | GWh | 196.8452 | 209.7899 | 244.031 | 281.5059 | 321.4622 | 366.1337 | 384.1541
RPS Solar v6.20- NH, MA | 682 | 7581 | Generation Constraint in GWh | FALSE | G | Annual | Emissions at Affected Plants | GWh | 2571.5659 | 2571.5659 | 2571.5659 | 2571.5659 | 2571.5659 | 2571.5659 | 2571.5659
RPS Solar v6.20- NH, MA | 682 | 7581 | Generation Constraint in GWh | FALSE | G | Annual | Allowances Purchased | GWh | 0 | 0 | 0 | 0 | 0 | 0 | 0
RPS Solar v6.20- NH, MA | 682 | 7581 | Generation Constraint in GWh | FALSE | G | Annual | Allowances Sold | GWh | 0 | 0 | 0 | 0 | 0 | 0 | 0
RPS Solar v6.20- NH, MA | 682 | 7581 | Generation Constraint in GWh | FALSE | G | Annual | Allowances Banked | GWh | 0 | 0 | 0 | 0 | 0 | 0 | 0
RPS Solar v6.20- NH, MA | 682 | 7581 | Generation Constraint in GWh | FALSE | G | Annual | Allowances Withdrawn (1:1) | GWh | 0 | 0 | 0 | 0 | 0 | 0 | 0
RPS Solar v6.20- NH, MA | 682 | 7581 | Generation Constraint in GWh | FALSE | G | Annual | Allowances Withdrawn (n:1) | GWh | 0 | 0 | 0 | 0 | 0 | 0 | 0
RPS Solar v6.20- NH, MA | 682 | 7581 | Generation Constraint in GWh | FALSE | G | Annual | Net Emissions Allowance Position | GWh | 2571.5659 | 2571.5659 | 2571.5659 | 2571.5659 | 2571.5659 | 2571.5659 | 2571.5659
RPS Solar v6.20- NH, MA | 682 | 7581 | Generation Constraint in GWh | FALSE | G | Annual | Fuel Consumed | TBtu | 0 | 0 | 0 | 0 | 0 | 0 | 0
RPS Solar v6.20- NH, MA | 682 | 7581 | Generation Constraint in GWh | FALSE | G | Annual | Heat Rate | MMBtu/MWh | 0 | 0 | 0 | 0 | 0 | 0 | 0
RPS Solar v6.20- NH, MA | 682 | 7581 | Generation Constraint in GWh | FALSE | G | Annual | Generation | TWh | 4.4814 | 4.4814 | 4.4814 | 4.4814 | 4.4814 | 12.3277 | 15.0025
RPS Solar v6.20- NH, MA | 682 | 7581 | Generation Constraint in GWh | FALSE | G | Annual | Qualifying Generation | TWh | 2.5716 | 2.5716 | 2.5716 | 2.5716 | 2.5716 | 2.5716 | 2.5716
RPS Solar v6.20- NH, MA | 682 | 7581 | Generation Constraint in GWh | FALSE | G | Annual | Rate | lb/MWh | 0 | 0 | 0 | 0 | 0 | 0 | 0
RPS Solar v6.20- NH, MA | 682 | 7581 | Generation Constraint in GWh | FALSE | G | Annual | Constraint Shadow Price | US2019$/MWh | 0 | 0 | 0 | 0 | 0 | 0 | 0
RPS Solar v6.20- NJ | 683 | 7582 | Generation Constraint in GWh | FALSE | G | Annual | Seasons Included | Seasons | Winter, WintShld, Summer | Winter, WintShld, Summer | Winter, WintShld, Summer | Winter, WintShld, Summer | Winter, WintShld, Summer | Winter, WintShld, Summer | Winter, WintShld, Summer
RPS Solar v6.20- NJ | 683 | 7582 | Generation Constraint in GWh | FALSE | G | Annual | Standard GWh | GWh | 2479.6831 | 1495.0385 | 782.9151 | 826.9847 | 869.4648 | 920.5499 | 967.2839
RPS Solar v6.20- NJ | 683 | 7582 | Generation Constraint in GWh | FALSE | G | Annual | Emissions at Affected Plants | GWh | 1495.0385 | 1495.0385 | 1176.4769 | 1176.4769 | 1176.4769 | 1176.4769 | 1176.4769
RPS Solar v6.20- NJ | 683 | 7582 | Generation Constraint in GWh | FALSE | G | Annual | Allowances Purchased | GWh | 984.6446 | 0 | 0 | 0 | 0 | 0 | 0
RPS Solar v6.20- NJ | 683 | 7582 | Generation Constraint in GWh | FALSE | G | Annual | Allowances Sold | GWh | 0 | 0 | 0 | 0 | 0 | 0 | 0
RPS Solar v6.20- NJ | 683 | 7582 | Generation Constraint in GWh | FALSE | G | Annual | Allowances Banked | GWh | 0 | 0 | 0 | 0 | 0 | 0 | 0
RPS Solar v6.20- NJ | 683 | 7582 | Generation Constraint in GWh | FALSE | G | Annual | Allowances Withdrawn (1:1) | GWh | 0 | 0 | 0 | 0 | 0 | 0 | 0
RPS Solar v6.20- NJ | 683 | 7582 | Generation Constraint in GWh | FALSE | G | Annual | Allowances Withdrawn (n:1) | GWh | 0 | 0 | 0 | 0 | 0 | 0 | 0
RPS Solar v6.20- NJ | 683 | 7582 | Generation Constraint in GWh | FALSE | G | Annual | Net Emissions Allowance Position | GWh | 2479.6831 | 1495.0385 | 1176.4769 | 1176.4769 | 1176.4769 | 1176.4769 | 1176.4769
RPS Solar v6.20- NJ | 683 | 7582 | Generation Constraint in GWh | FALSE | G | Annual | Fuel Consumed | TBtu | 0 | 0 | 0 | 0 | 0 | 0 | 0
RPS Solar v6.20- NJ | 683 | 7582 | Generation Constraint in GWh | FALSE | G | Annual | Heat Rate | MMBtu/MWh | 0 | 0 | 0 | 0 | 0 | 0 | 0
RPS Solar v6.20- NJ | 683 | 7582 | Generation Constraint in GWh | FALSE | G | Annual | Generation | TWh | 1.495 | 1.495 | 1.495 | 1.495 | 1.495 | 1.495 | 1.495
RPS Solar v6.20- NJ | 683 | 7582 | Generation Constraint in GWh | FALSE | G | Annual | Qualifying Generation | TWh | 1.495 | 1.495 | 1.1765 | 1.1765 | 1.1765 | 1.1765 | 1.1765
RPS Solar v6.20- NJ | 683 | 7582 | Generation Constraint in GWh | FALSE | G | Annual | Rate | lb/MWh | 0 | 0 | 0 | 0 | 0 | 0 | 0
RPS Solar v6.20- NJ | 683 | 7582 | Generation Constraint in GWh | FALSE | G | Annual | Constraint Shadow Price | US2019$/MWh | 167.842 | 56.8481 | 0 | 0 | 0 | 0 | 0
RPS Solar v6.20- PA | 684 | 7584 | Generation Constraint in GWh | FALSE | G | Annual | Seasons Included | Seasons | Winter, WintShld, Summer | Winter, WintShld, Summer | Winter, WintShld, Summer | Winter, WintShld, Summer | Winter, WintShld, Summer | Winter, WintShld, Summer | Winter, WintShld, Summer
RPS Solar v6.20- PA | 684 | 7584 | Generation Constraint in GWh | FALSE | G | Annual | Standard GWh | GWh | 758.1192 | 772.5932 | 811.185 | 854.9548 | 898.2463 | 949.3694 | 996.6917
RPS Solar v6.20- PA | 684 | 7584 | Generation Constraint in GWh | FALSE | G | Annual | Emissions at Affected Plants | GWh | 871.9928 | 871.9928 | 871.9928 | 871.9928 | 898.2463 | 949.3694 | 996.6917
RPS Solar v6.20- PA | 684 | 7584 | Generation Constraint in GWh | FALSE | G | Annual | Allowances Purchased | GWh | 0 | 0 | 0 | 0 | 0 | 0 | 0
RPS Solar v6.20- PA | 684 | 7584 | Generation Constraint in GWh | FALSE | G | Annual | Allowances Sold | GWh | 0 | 0 | 0 | 0 | 0 | 0 | 0
RPS Solar v6.20- PA | 684 | 7584 | Generation Constraint in GWh | FALSE | G | Annual | Allowances Banked | GWh | 0 | 0 | 0 | 0 | 0 | 0 | 0
RPS Solar v6.20- PA | 684 | 7584 | Generation Constraint in GWh | FALSE | G | Annual | Allowances Withdrawn (1:1) | GWh | 0 | 0 | 0 | 0 | 0 | 0 | 0
RPS Solar v6.20- PA | 684 | 7584 | Generation Constraint in GWh | FALSE | G | Annual | Allowances Withdrawn (n:1) | GWh | 0 | 0 | 0 | 0 | 0 | 0 | 0
RPS Solar v6.20- PA | 684 | 7584 | Generation Constraint in GWh | FALSE | G | Annual | Net Emissions Allowance Position | GWh | 871.9928 | 871.9928 | 871.9928 | 871.9928 | 898.2463 | 949.3694 | 996.6917
RPS Solar v6.20- PA | 684 | 7584 | Generation Constraint in GWh | FALSE | G | Annual | Fuel Consumed | TBtu | 0 | 0 | 0 | 0 | 0 | 0 | 0
RPS Solar v6.20- PA | 684 | 7584 | Generation Constraint in GWh | FALSE | G | Annual | Heat Rate | MMBtu/MWh | 0 | 0 | 0 | 0 | 0 | 0 | 0
RPS Solar v6.20- PA | 684 | 7584 | Generation Constraint in GWh | FALSE | G | Annual | Generation | TWh | 0.87199 | 0.87199 | 0.87199 | 0.87199 | 0.89825 | 0.94937 | 0.99669
RPS Solar v6.20- PA | 684 | 7584 | Generation Constraint in GWh | FALSE | G | Annual | Qualifying Generation | TWh | 0.87199 | 0.87199 | 0.87199 | 0.87199 | 0.89825 | 0.94937 | 0.99669
RPS Solar v6.20- PA | 684 | 7584 | Generation Constraint in GWh | FALSE | G | Annual | Rate | lb/MWh | 0 | 0 | 0 | 0 | 0 | 0 | 0
RPS Solar v6.20- PA | 684 | 7584 | Generation Constraint in GWh | FALSE | G | Annual | Constraint Shadow Price | US2019$/MWh | 0 | 0 | 0 | 0 | 11.9218 | 9.0624 | 8.6952
RPS v6.20- AZ | 685 | 7585 | Generation Constraint in GWh | FALSE | G | Annual | Seasons Included | Seasons | Winter, WintShld, Summer | Winter, WintShld, Summer | Winter, WintShld, Summer | Winter, WintShld, Summer | Winter, WintShld, Summer | Winter, WintShld, Summer | Winter, WintShld, Summer
RPS v6.20- AZ | 685 | 7585 | Generation Constraint in GWh | FALSE | G | Annual | Standard GWh | GWh | 7774.66 | 7975.7887 | 8513.5827 | 9075.4366 | 9718.5444 | 10402.8552 | 11102.3787
RPS v6.20- AZ | 685 | 7585 | Generation Constraint in GWh | FALSE | G | Annual | Emissions at Affected Plants | GWh | 7774.66 | 7975.7887 | 8513.5827 | 9075.4366 | 20400.6553 | 21088.0937 | 21694.8087
RPS v6.20- AZ | 685 | 7585 | Generation Constraint in GWh | FALSE | G | Annual | Allowances Purchased | GWh | 0 | 0 | 0 | 0 | 0 | 0 | 0
RPS v6.20- AZ | 685 | 7585 | Generation Constraint in GWh | FALSE | G | Annual | Allowances Sold | GWh | 0 | 0 | 0 | 0 | 0 | 0 | 0
RPS v6.20- AZ | 685 | 7585 | Generation Constraint in GWh | FALSE | G | Annual | Allowances Banked | GWh | 0 | 0 | 0 | 0 | 0 | 0 | 0
RPS v6.20- AZ | 685 | 7585 | Generation Constraint in GWh | FALSE | G | Annual | Allowances Withdrawn (1:1) | GWh | 0 | 0 | 0 | 0 | 0 | 0 | 0
RPS v6.20- AZ | 685 | 7585 | Generation Constraint in GWh | FALSE | G | Annual | Allowances Withdrawn (n:1) | GWh | 0 | 0 | 0 | 0 | 0 | 0 | 0
RPS v6.20- AZ | 685 | 7585 | Generation Constraint in GWh | FALSE | G | Annual | Net Emissions Allowance Position | GWh | 7774.66 | 7975.7887 | 8513.5827 | 9075.4366 | 20400.6553 | 21088.0937 | 21694.8087
RPS v6.20- AZ | 685 | 7585 | Generation Constraint in GWh | FALSE | G | Annual | Fuel Consumed | TBtu | 7.1473 | 7.1163 | 7.1469 | 6.6206 | 8.9606 | 8.8583 | 8.8844
RPS v6.20- AZ | 685 | 7585 | Generation Constraint in GWh | FALSE | G | Annual | Heat Rate | MMBtu/MWh | 0.60713 | 0.60464 | 0.6071 | 0.40634 | 0.30298 | 0.28567 | 0.27564
RPS v6.20- AZ | 685 | 7585 | Generation Constraint in GWh | FALSE | G | Annual | Generation | TWh | 11.7723 | 11.7695 | 11.7722 | 16.2931 | 29.5746 | 31.0088 | 32.2323
RPS v6.20- AZ | 685 | 7585 | Generation Constraint in GWh | FALSE | G | Annual | Qualifying Generation | TWh | 7.7747 | 7.9758 | 8.5136 | 9.0754 | 20.4007 | 21.0881 | 21.6948
RPS v6.20- AZ | 685 | 7585 | Generation Constraint in GWh | FALSE | G | Annual | Rate | lb/MWh | 0 | 0 | 0 | 0 | 0 | 0 | 0
RPS v6.20- AZ | 685 | 7585 | Generation Constraint in GWh | FALSE | G | Annual | Constraint Shadow Price | US2019$/MWh | 0 | 0 | 0 | 0 | 0 | 0 | 0
RPS v6.20- CA 10% Unbundled | 686 | 7674 | Generation Constraint in GWh | FALSE | G | Annual | Seasons Included | Seasons | Winter, WintShld, Summer | Winter, WintShld, Summer | Winter, WintShld, Summer | Winter, WintShld, Summer | Winter, WintShld, Summer | Winter, WintShld, Summer | Winter, WintShld, Summer
RPS v6.20- CA 10% Unbundled | 686 | 7674 | Generation Constraint in GWh | FALSE | G | Annual | Standard GWh | GWh | 13547.0594 | 15228.4534 | 19932.856 | 25360.8954 | 31398.3935 | 34563.6398 | 36779.7151
RPS v6.20- CA 10% Unbundled | 686 | 7674 | Generation Constraint in GWh | FALSE | G | Annual | Emissions at Affected Plants | GWh | 82348.4857 | 82326.9497 | 82367.6002 | 86789.1039 | 104531.9247 | 136227.5485 | 151424.4805
RPS v6.20- CA 10% Unbundled | 686 | 7674 | Generation Constraint in GWh | FALSE | G | Annual | Allowances Purchased | GWh | 0 | 0 | 0 | 0 | 0 | 0 | 0
RPS v6.20- CA 10% Unbundled | 686 | 7674 | Generation Constraint in GWh | FALSE | G | Annual | Allowances Sold | GWh | 0 | 0 | 0 | 0 | 0 | 0 | 0
RPS v6.20- CA 10% Unbundled | 686 | 7674 | Generation Constraint in GWh | FALSE | G | Annual | Allowances Banked | GWh | 0 | 0 | 0 | 0 | 0 | 0 | 0
RPS v6.20- CA 10% Unbundled | 686 | 7674 | Generation Constraint in GWh | FALSE | G | Annual | Allowances Withdrawn (1:1) | GWh | 0 | 0 | 0 | 0 | 0 | 0 | 0
RPS v6.20- CA 10% Unbundled | 686 | 7674 | Generation Constraint in GWh | FALSE | G | Annual | Allowances Withdrawn (n:1) | GWh | 0 | 0 | 0 | 0 | 0 | 0 | 0
RPS v6.20- CA 10% Unbundled | 686 | 7674 | Generation Constraint in GWh | FALSE | G | Annual | Net Emissions Allowance Position | GWh | 82348.4857 | 82326.9497 | 82367.6002 | 86789.1039 | 104531.9247 | 136227.5485 | 151424.4805
RPS v6.20- CA 10% Unbundled | 686 | 7674 | Generation Constraint in GWh | FALSE | G | Annual | Fuel Consumed | TBtu | 12.0357 | 11.8161 | 12.2125 | 13.6139 | 16.8885 | 17.1031 | 16.9548
RPS v6.20- CA 10% Unbundled | 686 | 7674 | Generation Constraint in GWh | FALSE | G | Annual | Heat Rate | MMBtu/MWh | 0.048697 | 0.038631 | 0.032034 | 0.030675 | 0.031122 | 0.026163 | 0.023896
RPS v6.20- CA 10% Unbundled | 686 | 7674 | Generation Constraint in GWh | FALSE | G | Annual | Generation | TWh | 247.1552 | 305.8734 | 381.2379 | 443.8168 | 542.6536 | 653.7068 | 709.5326
RPS v6.20- CA 10% Unbundled | 686 | 7674 | Generation Constraint in GWh | FALSE | G | Annual | Qualifying Generation | TWh | 82.3485 | 82.3269 | 82.3676 | 86.7891 | 104.5319 | 136.2275 | 151.4245
RPS v6.20- CA 10% Unbundled | 686 | 7674 | Generation Constraint in GWh | FALSE | G | Annual | Rate | lb/MWh | 0 | 0 | 0 | 0 | 0 | 0 | 0
RPS v6.20- CA 10% Unbundled | 686 | 7674 | Generation Constraint in GWh | FALSE | G | Annual | Constraint Shadow Price | US2019$/MWh | 0 | 0 | 0 | 0 | 0 | 0 | 0
RPS v6.20- CA 15% Bundled | 687 | 7666 | Generation Constraint in GWh | FALSE | G | Annual | Seasons Included | Seasons | Winter, WintShld, Summer | Winter, WintShld, Summer | Winter, WintShld, Summer | Winter, WintShld, Summer | Winter, WintShld, Summer | Winter, WintShld, Summer | Winter, WintShld, Summer
RPS v6.20- CA 15% Bundled | 687 | 7666 | Generation Constraint in GWh | FALSE | G | Annual | Standard GWh | GWh | 20320.5892 | 22842.6801 | 29899.284 | 38041.3431 | 47097.5903 | 51845.4596 | 55169.5726
RPS v6.20- CA 15% Bundled | 687 | 7666 | Generation Constraint in GWh | FALSE | G | Annual | Emissions at Affected Plants | GWh | 61088.2999 | 60984.6116 | 92457.9393 | 113376.7311 | 142403.0484 | 192194.4154 | 208113.3556
RPS v6.20- CA 15% Bundled | 687 | 7666 | Generation Constraint in GWh | FALSE | G | Annual | Allowances Purchased | GWh | 0 | 0 | 0 | 0 | 0 | 0 | 0
RPS v6.20- CA 15% Bundled | 687 | 7666 | Generation Constraint in GWh | FALSE | G | Annual | Allowances Sold | GWh | 0 | 0 | 0 | 0 | 0 | 0 | 0
RPS v6.20- CA 15% Bundled | 687 | 7666 | Generation Constraint in GWh | FALSE | G | Annual | Allowances Banked | GWh | 0 | 0 | 0 | 0 | 0 | 0 | 0
RPS v6.20- CA 15% Bundled | 687 | 7666 | Generation Constraint in GWh | FALSE | G | Annual | Allowances Withdrawn (1:1) | GWh | 0 | 0 | 0 | 0 | 0 | 0 | 0
RPS v6.20- CA 15% Bundled | 687 | 7666 | Generation Constraint in GWh | FALSE | G | Annual | Allowances Withdrawn (n:1) | GWh | 0 | 0 | 0 | 0 | 0 | 0 | 0
RPS v6.20- CA 15% Bundled | 687 | 7666 | Generation Constraint in GWh | FALSE | G | Annual | Net Emissions Allowance Position | GWh | 61088.2999 | 60984.6116 | 92457.9393 | 113376.7311 | 142403.0484 | 192194.4154 | 208113.3556
RPS v6.20- CA 15% Bundled | 687 | 7666 | Generation Constraint in GWh | FALSE | G | Annual | Fuel Consumed | TBtu | 72.0272 | 70.802 | 77.1326 | 73.3582 | 77.2873 | 85.9326 | 85.642
RPS v6.20- CA 15% Bundled | 687 | 7666 | Generation Constraint in GWh | FALSE | G | Annual | Heat Rate | MMBtu/MWh | 0.43704 | 0.31672 | 0.25808 | 0.20547 | 0.17641 | 0.16606 | 0.15345
RPS v6.20- CA 15% Bundled | 687 | 7666 | Generation Constraint in GWh | FALSE | G | Annual | Generation | TWh | 164.8067 | 223.5464 | 298.8703 | 357.0277 | 438.1217 | 517.4793 | 558.1082
RPS v6.20- CA 15% Bundled | 687 | 7666 | Generation Constraint in GWh | FALSE | G | Annual | Qualifying Generation | TWh | 61.0883 | 60.9846 | 92.4579 | 113.3767 | 142.403 | 192.1944 | 208.1134
RPS v6.20- CA 15% Bundled | 687 | 7666 | Generation Constraint in GWh | FALSE | G | Annual | Rate | lb/MWh | 0 | 0 | 0 | 0 | 0 | 0 | 0
RPS v6.20- CA 15% Bundled | 687 | 7666 | Generation Constraint in GWh | FALSE | G | Annual | Constraint Shadow Price | US2019$/MWh | 0 | 0 | 0 | 0 | 0 | 0 | 0
RPS v6.20- CO | 688 | 7587 | Generation Constraint in GWh | FALSE | G | Annual | Seasons Included | Seasons | Winter, WintShld, Summer | Winter, WintShld, Summer | Winter, WintShld, Summer | Winter, WintShld, Summer | Winter, WintShld, Summer | Winter, WintShld, Summer | Winter, WintShld, Summer
RPS v6.20- CO | 688 | 7587 | Generation Constraint in GWh | FALSE | G | Annual | Standard GWh | GWh | 13993.6659 | 14389.1875 | 15421.1064 | 16465.1071 | 17666.7843 | 18933.364 | 20235.9338
RPS v6.20- CO | 688 | 7587 | Generation Constraint in GWh | FALSE | G | Annual | Emissions at Affected Plants | GWh | 13993.6659 | 14389.1875 | 15421.1064 | 16465.1071 | 17666.7843 | 18933.364 | 20235.9338
RPS v6.20- CO | 688 | 7587 | Generation Constraint in GWh | FALSE | G | Annual | Allowances Purchased | GWh | 0 | 0 | 0 | 0 | 0 | 0 | 0
RPS v6.20- CO | 688 | 7587 | Generation Constraint in GWh | FALSE | G | Annual | Allowances Sold | GWh | 0 | 0 | 0 | 0 | 0 | 0 | 0
RPS v6.20- CO | 688 | 7587 | Generation Constraint in GWh | FALSE | G | Annual | Allowances Banked | GWh | 0 | 0 | 0 | 0 | 0 | 0 | 0
RPS v6.20- CO | 688 | 7587 | Generation Constraint in GWh | FALSE | G | Annual | Allowances Withdrawn (1:1) | GWh | 0 | 0 | 0 | 0 | 0 | 0 | 0
RPS v6.20- CO | 688 | 7587 | Generation Constraint in GWh | FALSE | G | Annual | Allowances Withdrawn (n:1) | GWh | 0 | 0 | 0 | 0 | 0 | 0 | 0
RPS v6.20- CO | 688 | 7587 | Generation Constraint in GWh | FALSE | G | Annual | Net Emissions Allowance Position | GWh | 13993.6659 | 14389.1875 | 15421.1064 | 16465.1071 | 17666.7843 | 18933.364 | 20235.9338
RPS v6.20- CO | 688 | 7587 | Generation Constraint in GWh | FALSE | G | Annual | Fuel Consumed | TBtu | 0 | 0.0065945 | 0.012811 | 0 | 0 | 0.0093527 | 0
RPS v6.20- CO | 688 | 7587 | Generation Constraint in GWh | FALSE | G | Annual | Heat Rate | MMBtu/MWh | 0 | 0.00030269 | 0.00058802 | 0 | 0 | 0.00020703 | 0
RPS v6.20- CO | 688 | 7587 | Generation Constraint in GWh | FALSE | G | Annual | Generation | TWh | 21.7859 | 21.7864 | 21.7864 | 27.0922 | 37.8722 | 45.1746 | 48.3961
RPS v6.20- CO | 688 | 7587 | Generation Constraint in GWh | FALSE | G | Annual | Qualifying Generation | TWh | 13.9937 | 14.3892 | 15.4211 | 16.4651 | 17.6668 | 18.9334 | 20.2359
RPS v6.20- CO | 688 | 7587 | Generation Constraint in GWh | FALSE | G | Annual | Rate | lb/MWh | 0 | 0 | 0 | 0 | 0 | 0 | 0
RPS v6.20- CO | 688 | 7587 | Generation Constraint in GWh | FALSE | G | Annual | Constraint Shadow Price | US2019$/MWh | 0 | 0 | 0 | 0 | 0 | 0 | 0
RPS v6.20- CT, MA, ME, NH, RI, VT | 689 | 7588 | Generation Constraint in GWh | FALSE | G | Annual | Seasons Included | Seasons | Winter, WintShld, Summer | Winter, WintShld, Summer | Winter, WintShld, Summer | Winter, WintShld, Summer | Winter, WintShld, Summer | Winter, WintShld, Summer | Winter, WintShld, Summer
RPS v6.20- CT, MA, ME, NH, RI, VT | 689 | 7588 | Generation Constraint in GWh | FALSE | G | Annual | Standard GWh | GWh | 43283.0116 | 48039.1695 | 55099.5007 | 61844.0943 | 68968.8398 | 76942.0076 | 80734.4419
RPS v6.20- CT, MA, ME, NH, RI, VT | 689 | 7588 | Generation Constraint in GWh | FALSE | G | Annual | Emissions at Affected Plants | GWh | 22560.7955 | 48039.1695 | 99554.0395 | 157742.2417 | 192911.2134 | 229811.9386 | 247508.5203
RPS v6.20- CT, MA, ME, NH, RI, VT | 689 | 7588 | Generation Constraint in GWh | FALSE | G | Annual | Allowances Purchased | GWh | 20722.2161 | 0 | 0 | 0 | 0 | 0 | 0
RPS v6.20- CT, MA, ME, NH, RI, VT | 689 | 7588 | Generation Constraint in GWh | FALSE | G | Annual | Allowances Sold | GWh | 0 | 0 | 0 | 0 | 0 | 0 | 0
RPS v6.20- CT, MA, ME, NH, RI, VT | 689 | 7588 | Generation Constraint in GWh | FALSE | G | Annual | Allowances Banked | GWh | 0 | 0 | 0 | 0 | 0 | 0 | 0
RPS v6.20- CT, MA, ME, NH, RI, VT | 689 | 7588 | Generation Constraint in GWh | FALSE | G | Annual | Allowances Withdrawn (1:1) | GWh | 0 | 0 | 0 | 0 | 0 | 0 | 0
RPS v6.20- CT, MA, ME, NH, RI, VT | 689 | 7588 | Generation Constraint in GWh | FALSE | G | Annual | Allowances Withdrawn (n:1) | GWh | 0 | 0 | 0 | 0 | 0 | 0 | 0
RPS v6.20- CT, MA, ME, NH, RI, VT | 689 | 7588 | Generation Constraint in GWh | FALSE | G | Annual | Net Emissions Allowance Position | GWh | 43283.0116 | 48039.1695 | 99554.0395 | 157742.2417 | 192911.2134 | 229811.9386 | 247508.5203
RPS v6.20- CT, MA, ME, NH, RI, VT | 689 | 7588 | Generation Constraint in GWh | FALSE | G | Annual | Fuel Consumed | TBtu | 23.2576 | 22.1007 | 35.6966 | 42.9671 | 41.7368 | 44.3577 | 44.1899
RPS v6.20- CT, MA, ME, NH, RI, VT | 689 | 7588 | Generation Constraint in GWh | FALSE | G | Annual | Heat Rate | MMBtu/MWh | 0.3006 | 0.17756 | 0.20777 | 0.18033 | 0.16245 | 0.14553 | 0.13518
RPS v6.20- CT, MA, ME, NH, RI, VT | 689 | 7588 | Generation Constraint in GWh | FALSE | G | Annual | Generation | TWh | 77.3702 | 124.47 | 171.8052 | 238.2706 | 256.9159 | 304.7941 | 326.9063
RPS v6.20- CT, MA, ME, NH, RI, VT | 689 | 7588 | Generation Constraint in GWh | FALSE | G | Annual | Qualifying Generation | TWh | 22.5608 | 48.0392 | 99.554 | 157.7422 | 192.9112 | 229.8119 | 247.5085
RPS v6.20- CT, MA, ME, NH, RI, VT | 689 | 7588 | Generation Constraint in GWh | FALSE | G | Annual | Rate | lb/MWh | 0 | 0 | 0 | 0 | 0 | 0 | 0
RPS v6.20- CT, MA, ME, NH, RI, VT | 689 | 7588 | Generation Constraint in GWh | FALSE | G | Annual | Constraint Shadow Price | US2019$/MWh | 10.624 | 4.1434 | 0 | 0 | 0 | 0 | 0
RPS v6.20- DC, DE, MD, NJ, PA | 690 | 7589 | Generation Constraint in GWh | FALSE | G | Annual | Seasons Included | Seasons | Winter, WintShld, Summer | Winter, WintShld, Summer | Winter, WintShld, Summer | Winter, WintShld, Summer | Winter, WintShld, Summer | Winter, WintShld, Summer | Winter, WintShld, Summer
RPS v6.20- DC, DE, MD, NJ, PA | 690 | 7589 | Generation Constraint in GWh | FALSE | G | Annual | Standard GWh | GWh | 81463.9498 | 90349.4299 | 97352.917 | 102672.6444 | 107864.2276 | 114122.9618 | 119867.2935
RPS v6.20- DC, DE, MD, NJ, PA | 690 | 7589 | Generation Constraint in GWh | FALSE | G | Annual | Emissions at Affected Plants | GWh | 47262.0558 | 90349.4299 | 99109.2149 | 119796.2729 | 160482.1321 | 216212.8413 | 247054.363
RPS v6.20- DC, DE, MD, NJ, PA | 690 | 7589 | Generation Constraint in GWh | FALSE | G | Annual | Allowances Purchased | GWh | 34201.894 | 0 | 0 | 0 | 0 | 0 | 0
RPS v6.20- DC, DE, MD, NJ, PA | 690 | 7589 | Generation Constraint in GWh | FALSE | G | Annual | Allowances Sold | GWh | 0 | 0 | 0 | 0 | 0 | 0 | 0
RPS v6.20- DC, DE, MD, NJ, PA | 690 | 7589 | Generation Constraint in GWh | FALSE | G | Annual | Allowances Banked | GWh | 0 | 0 | 0 | 0 | 0 | 0 | 0
RPS v6.20- DC, DE, MD, NJ, PA | 690 | 7589 | Generation Constraint in GWh | FALSE | G | Annual | Allowances Withdrawn (1:1) | GWh | 0 | 0 | 0 | 0 | 0 | 0 | 0
RPS v6.20- DC, DE, MD, NJ, PA | 690 | 7589 | Generation Constraint in GWh | FALSE | G | Annual | Allowances Withdrawn (n:1) | GWh | 0 | 0 | 0 | 0 | 0 | 0 | 0
RPS v6.20- DC, DE, MD, NJ, PA | 690 | 7589 | Generation Constraint in GWh | FALSE | G | Annual | Net Emissions Allowance Position | GWh | 81463.9498 | 90349.4299 | 99109.2149 | 119796.2729 | 160482.1321 | 216212.8413 | 247054.363
RPS v6.20- DC, DE, MD, NJ, PA | 690 | 7589 | Generation Constraint in GWh | FALSE | G | Annual | Fuel Consumed | TBtu | 60.825 | 25.8221 | 40.4676 | 39.4367 | 44.4784 | 57.2574 | 68.1701
RPS v6.20- DC, DE, MD, NJ, PA | 690 | 7589 | Generation Constraint in GWh | FALSE | G | Annual | Heat Rate | MMBtu/MWh | 0.55169 | 0.17019 | 0.20391 | 0.16699 | 0.13463 | 0.1297 | 0.14081
RPS v6.20- DC, DE, MD, NJ, PA | 690 | 7589 | Generation Constraint in GWh | FALSE | G | Annual | Generation | TWh | 110.2516 | 151.7214 | 198.458 | 236.1573 | 330.3773 | 441.4702 | 484.1408
RPS v6.20- DC, DE, MD, NJ, PA | 690 | 7589 | Generation Constraint in GWh | FALSE | G | Annual | Qualifying Generation | TWh | 47.2621 | 90.3494 | 99.1092 | 119.7963 | 160.4821 | 216.2128 | 247.0544
RPS v6.20- DC, DE, MD, NJ, PA | 690 | 7589 | Generation Constraint in GWh | FALSE | G | Annual | Rate | lb/MWh | 0 | 0 | 0 | 0 | 0 | 0 | 0
RPS v6.20- DC, DE, MD, NJ, PA | 690 | 7589 | Generation Constraint in GWh | FALSE | G | Annual | Constraint Shadow Price | US2019$/MWh | 39.837 | 4.1434 | 0 | 0 | 0 | 0 | 0
RPS v6.20- IA | 691 | 7590 | Generation Constraint in GWh | FALSE | G | Annual | Seasons Included | Seasons | Winter, WintShld, Summer | Winter, WintShld, Summer | Winter, WintShld, Summer | Winter, WintShld, Summer | Winter, WintShld, Summer | Winter, WintShld, Summer | Winter, WintShld, Summer
RPS v6.20- IA | 691 | 7590 | Generation Constraint in GWh | FALSE | G | Annual | Standard GWh | GWh | 295.8 | 295.8 | 295.8 | 295.8 | 295.8 | 295.8 | 309.8616
RPS v6.20- IA | 691 | 7590 | Generation Constraint in GWh | FALSE | G | Annual | Emissions at Affected Plants | GWh | 5218.7955 | 37006.0661 | 37006.0661 | 43786.5441 | 60523.6088 | 69322.5798 | 71372.0303
RPS v6.20- IA | 691 | 7590 | Generation Constraint in GWh | FALSE | G | Annual | Allowances Purchased | GWh | 0 | 0 | 0 | 0 | 0 | 0 | 0
RPS v6.20- IA | 691 | 7590 | Generation Constraint in GWh | FALSE | G | Annual | Allowances Sold | GWh | 0 | 0 | 0 | 0 | 0 | 0 | 0
RPS v6.20- IA | 691 | 7590 | Generation Constraint in GWh | FALSE | G | Annual | Allowances Banked | GWh | 0 | 0 | 0 | 0 | 0 | 0 | 0
RPS v6.20- IA | 691 | 7590 | Generation Constraint in GWh | FALSE | G | Annual | Allowances Withdrawn (1:1) | GWh | 0 | 0 | 0 | 0 | 0 | 0 | 0
RPS v6.20- IA | 691 | 7590 | Generation Constraint in GWh | FALSE | G | Annual | Allowances Withdrawn (n:1) | GWh | 0 | 0 | 0 | 0 | 0 | 0 | 0
RPS v6.20- IA | 691 | 7590 | Generation Constraint in GWh | FALSE | G | Annual | Net Emissions Allowance Position | GWh | 5218.7955 | 37006.0661 | 37006.0661 | 43786.5441 | 60523.6088 | 69322.5798 | 71372.0303
RPS v6.20- IA | 691 | 7590 | Generation Constraint in GWh | FALSE | G | Annual | Fuel Consumed | TBtu | 2.2373 | 2.2373 | 2.2373 | 2.2373 | 2.1538 | 2.0625 | 2.0926
RPS v6.20- IA | 691 | 7590 | Generation Constraint in GWh | FALSE | G | Annual | Heat Rate | MMBtu/MWh | 0.05469 | 0.053738 | 0.045373 | 0.043607 | 0.035475 | 0.029671 | 0.029242
RPS v6.20- IA | 691 | 7590 | Generation Constraint in GWh | FALSE | G | Annual | Generation | TWh | 40.9093 | 41.6345 | 49.3097 | 51.3073 | 60.7112 | 69.5102 | 71.5596
RPS v6.20- IA | 691 | 7590 | Generation Constraint in GWh | FALSE | G | Annual | Qualifying Generation | TWh | 5.2188 | 37.0061 | 37.0061 | 43.7865 | 60.5236 | 69.3226 | 71.372
RPS v6.20- IA | 691 | 7590 | Generation Constraint in GWh | FALSE | G | Annual | Rate | lb/MWh | 0 | 0 | 0 | 0 | 0 | 0 | 0
RPS v6.20- IA | 691 | 7590 | Generation Constraint in GWh | FALSE | G | Annual | Constraint Shadow Price | US2019$/MWh | 0 | 0 | 0 | 0 | 0 | 0 | 0
RPS v6.20- IL | 692 | 7591 | Generation Constraint in GWh | FALSE | G | Annual | Seasons Included | Seasons | Winter, WintShld, Summer | Winter, WintShld, Summer | Winter, WintShld, Summer | Winter, WintShld, Summer | Winter, WintShld, Summer | Winter, WintShld, Summer | Winter, WintShld, Summer
RPS v6.20- IL | 692 | 7591 | Generation Constraint in GWh | FALSE | G | Annual | Standard GWh | GWh | 26878.6464 | 33725.723 | 39910.905 | 46559.0678 | 73349.447 | 102728.2764 | 107512.8928
RPS v6.20- IL | 692 | 7591 | Generation Constraint in GWh | FALSE | G | Annual | Emissions at Affected Plants | GWh | 57650.7259 | 45783.2287 | 83611.7565 | 131886.2512 | 191618.5946 | 275359.5465 | 300248.4604
RPS v6.20- IL | 692 | 7591 | Generation Constraint in GWh | FALSE | G | Annual | Allowances Purchased | GWh | 0 | 0 | 0 | 0 | 0 | 0 | 0
RPS v6.20- IL | 692 | 7591 | Generation Constraint in GWh | FALSE | G | Annual | Allowances Sold | GWh | 0 | 0 | 0 | 0 | 0 | 0 | 0
RPS v6.20- IL | 692 | 7591 | Generation Constraint in GWh | FALSE | G | Annual | Allowances Banked | GWh | 0 | 0 | 0 | 0 | 0 | 0 | 0
RPS v6.20- IL | 692 | 7591 | Generation Constraint in GWh | FALSE | G | Annual | Allowances Withdrawn (1:1) | GWh | 0 | 0 | 0 | 0 | 0 | 0 | 0
RPS v6.20- IL | 692 | 7591 | Generation Constraint in GWh | FALSE | G | Annual | Allowances Withdrawn (n:1) | GWh | 0 | 0 | 0 | 0 | 0 | 0 | 0
RPS v6.20- IL | 692 | 7591 | Generation Constraint in GWh | FALSE | G | Annual | Net Emissions Allowance Position | GWh | 57650.7259 | 45783.2287 | 83611.7565 | 131886.2512 | 191618.5946 | 275359.5465 | 300248.4604
RPS v6.20- IL | 692 | 7591 | Generation Constraint in GWh | FALSE | G | Annual | Fuel Consumed | TBtu | 11.5706 | 10.8502 | 9.4917 | 12.7623 | 20.6543 | 22.3356 | 22.3966
RPS v6.20- IL | 692 | 7591 | Generation Constraint in GWh | FALSE | G | Annual | Heat Rate | MMBtu/MWh | 0.1175 | 0.091529 | 0.058954 | 0.05357 | 0.057214 | 0.04227 | 0.040266
RPS v6.20- IL | 692 | 7591 | Generation Constraint in GWh | FALSE | G | Annual | Generation | TWh | 98.474 | 118.5435 | 161.0009 | 238.237 | 361.0015 | 528.405 | 556.2179
RPS v6.20- IL | 692 | 7591 | Generation Constraint in GWh | FALSE | G | Annual | Qualifying Generation | TWh | 57.6507 | 45.7832 | 83.6118 | 131.8863 | 191.6186 | 275.3595 | 300.2485
RPS v6.20- IL | 692 | 7591 | Generation Constraint in GWh | FALSE | G | Annual | Rate | lb/MWh | 0 | 0 | 0 | 0 | 0 | 0 | 0
RPS v6.20- IL | 692 | 7591 | Generation Constraint in GWh | FALSE | G | Annual | Constraint Shadow Price | US2019$/MWh | 0 | 0 | 0 | 0 | 0 | 0 | 0
RPS v6.20- MI | 693 | 7592 | Generation Constraint in GWh | FALSE | G | Annual | Seasons Included | Seasons | Winter, WintShld, Summer | Winter, WintShld, Summer | Winter, WintShld, Summer | Winter, WintShld, Summer | Winter, WintShld, Summer | Winter, WintShld, Summer | Winter, WintShld, Summer
RPS v6.20- MI | 693 | 7592 | Generation Constraint in GWh | FALSE | G | Annual | Standard GWh | GWh | 16254.0983 | 16581.0381 | 17463.0547 | 18351.0392 | 19279.1649 | 20267.567 | 21220.8411
RPS v6.20- MI | 693 | 7592 | Generation Constraint in GWh | FALSE | G | Annual | Emissions at Affected Plants | GWh | 16254.0983 | 16581.0381 | 36520.6831 | 72120.4085 | 79508.4955 | 82541.6546 | 83916.3698
RPS v6.20- MI | 693 | 7592 | Generation Constraint in GWh | FALSE | G | Annual | Allowances Purchased | GWh | 0 | 0 | 0 | 0 | 0 | 0 | 0
RPS v6.20- MI | 693 | 7592 | Generation Constraint in GWh | FALSE | G | Annual | Allowances Sold | GWh | 0 | 0 | 0 | 0 | 0 | 0 | 0
RPS v6.20- MI | 693 | 7592 | Generation Constraint in GWh | FALSE | G | Annual | Allowances Banked | GWh | 0 | 0 | 0 | 0 | 0 | 0 | 0
RPS v6.20- MI | 693 | 7592 | Generation Constraint in GWh | FALSE | G | Annual | Allowances Withdrawn (1:1) | GWh | 0 | 0 | 0 | 0 | 0 | 0 | 0
RPS v6.20- MI | 693 | 7592 | Generation Constraint in GWh | FALSE | G | Annual | Allowances Withdrawn (n:1) | GWh | 0 | 0 | 0 | 0 | 0 | 0 | 0
RPS v6.20- MI | 693 | 7592 | Generation Constraint in GWh | FALSE | G | Annual | Net Emissions Allowance Position | GWh | 16254.0983 | 16581.0381 | 36520.6831 | 72120.4085 | 79508.4955 | 82541.6546 | 83916.3698
RPS v6.20- MI | 693 | 7592 | Generation Constraint in GWh | FALSE | G | Annual | Fuel Consumed | TBtu | 25.0593 | 12.3053 | 12.3053 | 12.3052 | 12.3047 | 18.8112 | 18.5646
RPS v6.20- MI | 693 | 7592 | Generation Constraint in GWh | FALSE | G | Annual | Heat Rate | MMBtu/MWh | 1.5417 | 0.73506 | 0.33571 | 0.17031 | 0.15454 | 0.2276 | 0.22093
RPS v6.20- MI | 693 | 7592 | Generation Constraint in GWh | FALSE | G | Annual | Generation | TWh | 16.2541 | 16.7406 | 36.6541 | 72.2539 | 79.6207 | 82.6498 | 84.0286
RPS v6.20- MI | 693 | 7592 | Generation Constraint in GWh | FALSE | G | Annual | Qualifying Generation | TWh | 16.2541 | 16.581 | 36.5207 | 72.1204 | 79.5085 | 82.5417 | 83.9164
RPS v6.20- MI | 693 | 7592 | Generation Constraint in GWh | FALSE | G | Annual | Rate | lb/MWh | 0 | 0 | 0 | 0 | 0 | 0 | 0
RPS v6.20- MI | 693 | 7592 | Generation Constraint in GWh | FALSE | G | Annual | Constraint Shadow Price | US2019$/MWh | 45.201 | 2.5246 | 0 | 0 | 0 | 0 | 0
RPS v6.20- MN | 694 | 7593 | Generation Constraint in GWh | FALSE | G | Annual | Seasons Included | Seasons | Winter, WintShld, Summer | Winter, WintShld, Summer | Winter, WintShld, Summer | Winter, WintShld, Summer | Winter, WintShld, Summer | Winter, WintShld, Summer | Winter, WintShld, Summer
RPS v6.20- MN | 694 | 7593 | Generation Constraint in GWh | FALSE | G | Annual | Standard GWh | GWh | 22734.089 | 23203.2889 | 24436.2955 | 25655.1423 | 26968.1296 | 28331.9573 | 29672.4515
RPS v6.20- MN | 694 | 7593 | Generation Constraint in GWh | FALSE | G | Annual | Emissions at Affected Plants | GWh | 22734.089 | 23436.1454 | 47506.7822 | 60422.2888 | 84850.9504 | 89456.6139 | 96501.2344
RPS v6.20- MN | 694 | 7593 | Generation Constraint in GWh | FALSE | G | Annual | Allowances Purchased | GWh | 0 | 0 | 0 | 0 | 0 | 0 | 0
RPS v6.20- MN | 694 | 7593 | Generation Constraint in GWh | FALSE | G | Annual | Allowances Sold | GWh | 0 | 0 | 0 | 0 | 0 | 0 | 0
RPS v6.20- MN | 694 | 7593 | Generation Constraint in GWh | FALSE | G | Annual | Allowances Banked | GWh | 0 | 0 | 0 | 0 | 0 | 0 | 0
RPS v6.20- MN | 694 | 7593 | Generation Constraint in GWh | FALSE | G | Annual | Allowances Withdrawn (1:1) | GWh | 0 | 0 | 0 | 0 | 0 | 0 | 0
RPS v6.20- MN | 694 | 7593 | Generation Constraint in GWh | FALSE | G | Annual | Allowances Withdrawn (n:1) | GWh | 0 | 0 | 0 | 0 | 0 | 0 | 0
RPS v6.20- MN | 694 | 7593 | Generation Constraint in GWh | FALSE | G | Annual | Net Emissions Allowance Position | GWh | 22734.089 | 23436.1454 | 47506.7822 | 60422.2888 | 84850.9504 | 89456.6139 | 96501.2344
RPS v6.20- MN | 694 | 7593 | Generation Constraint in GWh | FALSE | G | Annual | Fuel Consumed | TBtu | 9.0443 | 2.2653 | 2.2543 | 2.2244 | 2.183 | 2.1135 | 2.1777
RPS v6.20- MN | 694 | 7593 | Generation Constraint in GWh | FALSE | G | Annual | Heat Rate | MMBtu/MWh | 0.39783 | 0.096657 | 0.047452 | 0.036815 | 0.025727 | 0.023626 | 0.022566
RPS v6.20- MN | 694 | 7593 | Generation Constraint in GWh | FALSE | G | Annual | Generation | TWh | 22.7341 | 23.4361 | 47.5068 | 60.4223 | 84.851 | 89.4566 | 96.5012
RPS v6.20- MN | 694 | 7593 | Generation Constraint in GWh | FALSE | G | Annual | Qualifying Generation | TWh | 22.7341 | 23.4361 | 47.5068 | 60.4223 | 84.851 | 89.4566 | 96.5012
RPS v6.20- MN | 694 | 7593 | Generation Constraint in GWh | FALSE | G | Annual | Rate | lb/MWh | 0 | 0 | 0 | 0 | 0 | 0 | 0
RPS v6.20- MN | 694 | 7593 | Generation Constraint in GWh | FALSE | G | Annual | Constraint Shadow Price | US2019$/MWh | 46.412 | 0 | 0 | 0 | 0 | 0 | 0
RPS v6.20- MO | 695 | 7594 | Generation Constraint in GWh | FALSE | G | Annual | Seasons Included | Seasons | Winter, WintShld, Summer | Winter, WintShld, Summer | Winter, WintShld, Summer | Winter, WintShld, Summer | Winter, WintShld, Summer | Winter, WintShld, Summer | Winter, WintShld, Summer
RPS v6.20- MO | 695 | 7594 | Generation Constraint in GWh | FALSE | G | Annual | Standard GWh | GWh | 7412.6923 | 7577.7779 | 8032.1388 | 8482.7452 | 8950.2069 | 9427.0485 | 9893.2502
RPS v6.20- MO | 695 | 7594 | Generation Constraint in GWh | FALSE | G | Annual | Emissions at Affected Plants | GWh | 7412.6923 | 7577.7779 | 8032.1388 | 8482.7452 | 8950.2069 | 9427.0485 | 9893.2502
RPS v6.20- MO | 695 | 7594 | Generation Constraint in GWh | FALSE | G | Annual | Allowances Purchased | GWh | 0 | 0 | 0 | 0 | 0 | 0 | 0
RPS v6.20- MO | 695 | 7594 | Generation Constraint in GWh | FALSE | G | Annual | Allowances Sold | GWh | 0 | 0 | 0 | 0 | 0 | 0 | 0
RPS v6.20- MO | 695 | 7594 | Generation Constraint in GWh | FALSE | G | Annual | Allowances Banked | GWh | 0 | 0 | 0 | 0 | 0 | 0 | 0
RPS v6.20- MO | 695 | 7594 | Generation Constraint in GWh | FALSE | G | Annual | Allowances Withdrawn (1:1) | GWh | 0 | 0 | 0 | 0 | 0 | 0 | 0
RPS v6.20- MO | 695 | 7594 | Generation Constraint in GWh | FALSE | G | Annual | Allowances Withdrawn (n:1) | GWh | 0 | 0 | 0 | 0 | 0 | 0 | 0
RPS v6.20- MO | 695 | 7594 | Generation Constraint in GWh | FALSE | G | Annual | Net Emissions Allowance Position | GWh | 7412.6923 | 7577.7779 | 8032.1388 | 8482.7452 | 8950.2069 | 9427.0485 | 9893.2502
RPS v6.20- MO | 695 | 7594 | Generation Constraint in GWh | FALSE | G | Annual | Fuel Consumed | TBtu | 0.80339 | 1.5238 | 2.881 | 0 | 0 | 0 | 0
RPS v6.20- MO | 695 | 7594 | Generation Constraint in GWh | FALSE | G | Annual | Heat Rate | MMBtu/MWh | 0.10351 | 0.19632 | 0.35869 | 0 | 0 | 0 | 0
RPS v6.20- MO | 695 | 7594 | Generation Constraint in GWh | FALSE | G | Annual | Generation | TWh | 7.7619 | 7.7619 | 8.0321 | 21.9075 | 35.5622 | 58.8974 | 68.0404
RPS v6.20- MO | 695 | 7594 | Generation Constraint in GWh | FALSE | G | Annual | Qualifying Generation | TWh | 7.4127 | 7.5778 | 8.0321 | 8.4827 | 8.9502 | 9.427 | 9.8933
RPS v6.20- MO | 695 | 7594 | Generation Constraint in GWh | FALSE | G | Annual | Rate | lb/MWh | 0 | 0 | 0 | 0 | 0 | 0 | 0
RPS v6.20- MO | 695 | 7594 | Generation Constraint in GWh | FALSE | G | Annual | Constraint Shadow Price | US2019$/MWh | 0 | 0 | 0.69457 | 0 | 0 | 0 | 0
RPS v6.20- MT | 696 | 7595 | Generation Constraint in GWh | FALSE | G | Annual | Seasons Included | Seasons | Winter, WintShld, Summer | Winter, WintShld, Summer | Winter, WintShld, Summer | Winter, WintShld, Summer | Winter, WintShld, Summer | Winter, WintShld, Summer | Winter, WintShld, Summer
RPS v6.20- MT | 696 | 7595 | Generation Constraint in GWh | FALSE | G | Annual | Standard GWh | GWh | 1352.4873 | 1379.5289 | 1465.16 | 1564.5218 | 1669.035 | 1781.6078 | 1892.0257
RPS v6.20- MT | 696 | 7595 | Generation Constraint in GWh | FALSE | G | Annual | Emissions at Affected Plants | GWh | 3577.8719 | 5801.5334 | 5801.5323 | 5801.528 | 5803.2731 | 5803.2636 | 5803.2825
RPS v6.20- MT | 696 | 7595 | Generation Constraint in GWh | FALSE | G | Annual | Allowances Purchased | GWh | 0 | 0 | 0 | 0 | 0 | 0 | 0
RPS v6.20- MT | 696 | 7595 | Generation Constraint in GWh | FALSE | G | Annual | Allowances Sold | GWh | 0 | 0 | 0 | 0 | 0 | 0 | 0
RPS v6.20- MT | 696 | 7595 | Generation Constraint in GWh | FALSE | G | Annual | Allowances Banked | GWh | 0 | 0 | 0 | 0 | 0 | 0 | 0
RPS v6.20- MT | 696 | 7595 | Generation Constraint in GWh | FALSE | G | Annual | Allowances Withdrawn (1:1) | GWh | 0 | 0 | 0 | 0 | 0 | 0 | 0
RPS v6.20- MT | 696 | 7595 | Generation Constraint in GWh | FALSE | G | Annual | Allowances Withdrawn (n:1) | GWh | 0 | 0 | 0 | 0 | 0 | 0 | 0
RPS v6.20- MT | 696 | 7595 | Generation Constraint in GWh | FALSE | G | Annual | Net Emissions Allowance Position | GWh | 3577.8719 | 5801.5334 | 5801.5323 | 5801.528 | 5803.2731 | 5803.2636 | 5803.2825
RPS v6.20- MT | 696 | 7595 | Generation Constraint in GWh | FALSE | G | Annual | Fuel Consumed | TBtu | 0.0017288 | 0.0017288 | 0.0017199 | 0.0016828 | 0.016539 | 0.016458 | 0.016619
RPS v6.20- MT | 696 | 7595 | Generation Constraint in GWh | FALSE | G | Annual | Heat Rate | MMBtu/MWh | 0.00023417 | 0.00018 | 0.00017887 | 0.00017502 | 0.0010273 | 0.00048964 | 0.0003892
RPS v6.20- MT | 696 | 7595 | Generation Constraint in GWh | FALSE | G | Annual | Generation | TWh | 7.3824 | 9.6043 | 9.6153 | 9.6153 | 16.0991 | 33.6127 | 42.7005
RPS v6.20- MT | 696 | 7595 | Generation Constraint in GWh | FALSE | G | Annual | Qualifying Generation | TWh | 3.5779 | 5.8015 | 5.8015 | 5.8015 | 5.8033 | 5.8033 | 5.8033
RPS v6.20- MT | 696 | 7595 | Generation Constraint in GWh | FALSE | G | Annual | Rate | lb/MWh | 0 | 0 | 0 | 0 | 0 | 0 | 0
RPS v6.20- MT | 696 | 7595 | Generation Constraint in GWh | FALSE | G | Annual | Constraint Shadow Price | US2019$/MWh | 0 | 0 | 0 | 0 | 0 | 0 | 0
RPS v6.20- NC 75% limit | 697 | 7602 | Generation Constraint in GWh | FALSE | G | Annual | Seasons Included | Seasons | Winter, WintShld, Summer | Winter, WintShld, Summer | Winter, WintShld, Summer | Winter, WintShld, Summer | Winter, WintShld, Summer | Winter, WintShld, Summer | Winter, WintShld, Summer
RPS v6.20- NC 75% limit | 697 | 7602 | Generation Constraint in GWh | FALSE | G | Annual | Standard GWh | GWh | 6713.8074 | 6877.0225 | 7344.6129 | 7823.8673 | 8346.1574 | 8895.0654 | 9447.6963
RPS v6.20- NC 75% limit | 697 | 7602 | Generation Constraint in GWh | FALSE | G | Annual | Emissions at Affected Plants | GWh | 11819.2849 | 26290.521 | 32223.8445 | 31640.2767 | 45654.5531 | 71593.8648 | 85437.9865
RPS v6.20- NC 75% limit | 697 | 7602 | Generation Constraint in GWh | FALSE | G | Annual | Allowances Purchased | GWh | 0 | 0 | 0 | 0 | 0 | 0 | 0
RPS v6.20- NC 75% limit | 697 | 7602 | Generation Constraint in GWh | FALSE | G | Annual | Allowances Sold | GWh | 0 | 0 | 0 | 0 | 0 | 0 | 0
RPS v6.20- NC 75% limit | 697 | 7602 | Generation Constraint in GWh | FALSE | G | Annual | Allowances Banked | GWh | 0 | 0 | 0 | 0 | 0 | 0 | 0
RPS v6.20- NC 75% limit | 697 | 7602 | Generation Constraint in GWh | FALSE | G | Annual | Allowances Withdrawn (1:1) | GWh | 0 | 0 | 0 | 0 | 0 | 0 | 0
RPS v6.20- NC 75% limit | 697 | 7602 | Generation Constraint in GWh | FALSE | G | Annual | Allowances Withdrawn (n:1) | GWh | 0 | 0 | 0 | 0 | 0 | 0 | 0
RPS v6.20- NC 75% limit | 697 | 7602 | Generation Constraint in GWh | FALSE | G | Annual | Net Emissions Allowance Position | GWh | 11819.2849 | 26290.521 | 32223.8445 | 31640.2767 | 45654.5531 | 71593.8648 | 85437.9865
RPS v6.20- NC 75% limit | 697 | 7602 | Generation Constraint in GWh | FALSE | G | Annual | Fuel Consumed | TBtu | 7.7691 | 7.7581 | 7.748 | 7.5019 | 7.2411 | 2.543 | 2.4377
RPS v6.20- NC 75% limit | 697 | 7602 | Generation Constraint in GWh | FALSE | G | Annual | Heat Rate | MMBtu/MWh | 0.50378 | 0.2623 | 0.22501 | 0.21798 | 0.12718 | 0.03302 | 0.024848
RPS v6.20- NC 75% limit | 697 | 7602 | Generation Constraint in GWh | FALSE | G | Annual | Generation | TWh | 15.4215 | 29.5772 | 34.4333 | 34.4148 | 56.9367 | 77.014 | 98.107
RPS v6.20- NC 75% limit | 697 | 7602 | Generation Constraint in GWh | FALSE | G | Annual | Qualifying Generation | TWh | 11.8193 | 26.2905 | 32.2238 | 31.6403 | 45.6546 | 71.5939 | 85.438
RPS v6.20- NC 75% limit | 697 | 7602 | Generation Constraint in GWh | FALSE | G | Annual | Rate | lb/MWh | 0 | 0 | 0 | 0 | 0 | 0 | 0
RPS v6.20- NC 75% limit | 697 | 7602 | Generation Constraint in GWh | FALSE | G | Annual | Constraint Shadow Price | US2019$/MWh | 0 | 0 | 0 | 0 | 0 | 0 | 0
RPS v6.20- NM | 698 | 7596 | Generation Constraint in GWh | FALSE | G | Annual | Seasons Included | Seasons | Winter, WintShld, Summer | Winter, WintShld, Summer | Winter, WintShld, Summer | Winter, WintShld, Summer | Winter, WintShld, Summer | Winter, WintShld, Summer | Winter, WintShld, Summer
RPS v6.20- NM | 698 | 7596 | Generation Constraint in GWh | FALSE | G | Annual | Standard GWh | GWh | 9827.5284 | 11012.6476 | 15076.5058 | 19610.7824 | 21536.2719 | 23544.655 | 25093.564
RPS v6.20- NM | 698 | 7596 | Generation Constraint in GWh | FALSE | G | Annual | Emissions at Affected Plants | GWh | 11818.6389 | 15733.4029 | 28221.1449 | 28221.0327 | 28221.1012 | 28220.9156 | 28220.8945
RPS v6.20- NM | 698 | 7596 | Generation Constraint in GWh | FALSE | G | Annual | Allowances Purchased | GWh | 0 | 0 | 0 | 0 | 0 | 0 | 0
RPS v6.20- NM | 698 | 7596 | Generation Constraint in GWh | FALSE | G | Annual | Allowances Sold | GWh | 0 | 0 | 0 | 0 | 0 | 0 | 0
RPS v6.20- NM | 698 | 7596 | Generation Constraint in GWh | FALSE | G | Annual | Allowances Banked | GWh | 0 | 0 | 0 | 0 | 0 | 0 | 0
RPS v6.20- NM | 698 | 7596 | Generation Constraint in GWh | FALSE | G | Annual | Allowances Withdrawn (1:1) | GWh | 0 | 0 | 0 | 0 | 0 | 0 | 0
RPS v6.20- NM | 698 | 7596 | Generation Constraint in GWh | FALSE | G | Annual | Allowances Withdrawn (n:1) | GWh | 0 | 0 | 0 | 0 | 0 | 0 | 0
RPS v6.20- NM | 698 | 7596 | Generation Constraint in GWh | FALSE | G | Annual | Net Emissions Allowance Position | GWh | 11818.6389 | 15733.4029 | 28221.1449 | 28221.0327 | 28221.1012 | 28220.9156 | 28220.8945
RPS v6.20- NM | 698 | 7596 | Generation Constraint in GWh | FALSE | G | Annual | Fuel Consumed | TBtu | 0.0070871 | 0.0070871 | 0.0085451 | 0.0075451 | 0.0086738 | 0.0062772 | 0.0062418
RPS v6.20- NM | 698 | 7596 | Generation Constraint in GWh | FALSE | G | Annual | Heat Rate | MMBtu/MWh | 0.0004073 | 0.00033249 | 0.00025279 | 0.00022321 | 0.00025621 | 0.00017369 | 0.00017274
RPS v6.20- NM | 698 | 7596 | Generation Constraint in GWh | FALSE | G | Annual | Generation | TWh | 17.4004 | 21.3152 | 33.8028 | 33.8027 | 33.8546 | 36.1401 | 36.1346
RPS v6.20- NM | 698 | 7596 | Generation Constraint in GWh | FALSE | G | Annual | Qualifying Generation | TWh | 11.8186 | 15.7334 | 28.2211 | 28.221 | 28.2211 | 28.2209 | 28.2209
RPS v6.20- NM | 698 | 7596 | Generation Constraint in GWh | FALSE | G | Annual | Rate | lb/MWh | 0 | 0 | 0 | 0 | 0 | 0 | 0
RPS v6.20- NM | 698 | 7596 | Generation Constraint in GWh | FALSE | G | Annual | Constraint Shadow Price | US2019$/MWh | 0 | 0 | 0 | 0 | 0 | 0 | 0
RPS v6.20- NV | 699 | 7597 | Generation Constraint in GWh | FALSE | G | Annual | Seasons Included | Seasons | Winter, WintShld, Summer | Winter, WintShld, Summer | Winter, WintShld, Summer | Winter, WintShld, Summer | Winter, WintShld, Summer | Winter, WintShld, Summer | Winter, WintShld, Summer
RPS v6.20- NV | 699 | 7597 | Generation Constraint in GWh | FALSE | G | Annual | Standard GWh | GWh | 13362.2054 | 16353.6164 | 17530.3063 | 18730.9586 | 20124.3019 | 21588.3309 | 23105.6354
RPS v6.20- NV | 699 | 7597 | Generation Constraint in GWh | FALSE | G | Annual | Emissions at Affected Plants | GWh | 13362.2054 | 16353.6164 | 17530.3063 | 18730.9586 | 20124.3019 | 21588.3309 | 23105.6354
RPS v6.20- NV | 699 | 7597 | Generation Constraint in GWh | FALSE | G | Annual | Allowances Purchased | GWh | 0 | 0 | 0 | 0 | 0 | 0 | 0
RPS v6.20- NV | 699 | 7597 | Generation Constraint in GWh | FALSE | G | Annual | Allowances Sold | GWh | 0 | 0 | 0 | 0 | 0 | 0 | 0
RPS v6.20- NV | 699 | 7597 | Generation Constraint in GWh | FALSE | G | Annual | Allowances Banked | GWh | 0 | 0 | 0 | 0 | 0 | 0 | 0
RPS v6.20- NV | 699 | 7597 | Generation Constraint in GWh | FALSE | G | Annual | Allowances Withdrawn (1:1) | GWh | 0 | 0 | 0 | 0 | 0 | 0 | 0
RPS v6.20- NV | 699 | 7597 | Generation Constraint in GWh | FALSE | G | Annual | Allowances Withdrawn (n:1) | GWh | 0 | 0 | 0 | 0 | 0 | 0 | 0
RPS v6.20- NV | 699 | 7597 | Generation Constraint in GWh | FALSE | G | Annual | Net Emissions Allowance Position | GWh | 13362.2054 | 16353.6164 | 17530.3063 | 18730.9586 | 20124.3019 | 21588.3309 | 23105.6354
RPS v6.20- NV | 699 | 7597 | Generation Constraint in GWh | FALSE | G | Annual | Fuel Consumed | TBtu | 12.9162 | 22.3256 | 36.3088 | 36.3172 | 36.4795 | 1.1913 | 1.2454
RPS v6.20- NV | 699 | 7597 | Generation Constraint in GWh | FALSE | G | Annual | Heat Rate | MMBtu/MWh | 0.55197 | 0.95433 | 1.5515 | 1.5518 | 1.5495 | 0.023849 | 0.023228
RPS v6.20- NV | 699 | 7597 | Generation Constraint in GWh | FALSE | G | Annual | Generation | TWh | 23.4002 | 23.3939 | 23.4028 | 23.4031 | 23.5434 | 49.951 | 53.6169
RPS v6.20- NV | 699 | 7597 | Generation Constraint in GWh | FALSE | G | Annual | Qualifying Generation | TWh | 13.3622 | 16.3536 | 17.5303 | 18.731 | 20.1243 | 21.5883 | 23.1056
RPS v6.20- NV | 699 | 7597 | Generation Constraint in GWh | FALSE | G | Annual | Rate | lb/MWh | 0 | 0 | 0 | 0 | 0 | 0 | 0
RPS v6.20- NV | 699 | 7597 | Generation Constraint in GWh | FALSE | G | Annual | Constraint Shadow Price | US2019$/MWh | 0 | 0 | 0 | 0 | 0 | 0 | 0
RPS v6.20- NY | 700 | 7598 | Generation Constraint in GWh | FALSE | G | Annual | Seasons Included | Seasons | Winter, WintShld, Summer | Winter, WintShld, Summer | Winter, WintShld, Summer | Winter, WintShld, Summer | Winter, WintShld, Summer | Winter, WintShld, Summer | Winter, WintShld, Summer
RPS v6.20- NY | 700 | 7598 | Generation Constraint in GWh | FALSE | G | Annual | Standard GWh | GWh | 89461.3034 | 103865.8279 | 107829.5862 | 113071.4268 | 117848.2638 | 124554.1557 | 130239.5387
RPS v6.20- NY | 700 | 7598 | Generation Constraint in GWh | FALSE | G | Annual | Emissions at Affected Plants | GWh | 89461.3034 | 103865.8279 | 107829.5862 | 113071.4268 | 117848.2639 | 124554.1557 | 130239.5387
RPS v6.20- NY | 700 | 7598 | Generation Constraint in GWh | FALSE | G | Annual | Allowances Purchased | GWh | 0 | 0 | 0 | 0 | 0 | 0 | 0
RPS v6.20- NY | 700 | 7598 | Generation Constraint in GWh | FALSE | G | Annual | Allowances Sold | GWh | 0 | 0 | 0 | 0 | 0 | 0 | 0
RPS v6.20- NY | 700 | 7598 | Generation Constraint in GWh | FALSE | G | Annual | Allowances Banked | GWh | 0 | 0 | 0 | 0 | 0 | 0 | 0
RPS v6.20- NY | 700 | 7598 | Generation Constraint in GWh | FALSE | G | Annual | Allowances Withdrawn (1:1) | GWh | 0 | 0 | 0 | 0 | 0 | 0 | 0
RPS v6.20- NY | 700 | 7598 | Generation Constraint in GWh | FALSE | G | Annual | Allowances Withdrawn (n:1) | GWh | 0 | 0 | 0 | 0 | 0 | 0 | 0
RPS v6.20- NY | 700 | 7598 | Generation Constraint in GWh | FALSE | G | Annual | Net Emissions Allowance Position | GWh | 89461.3034 | 103865.8279 | 107829.5862 | 113071.4268 | 117848.2639 | 124554.1557 | 130239.5387
RPS v6.20- NY | 700 | 7598 | Generation Constraint in GWh | FALSE | G | Annual | Fuel Consumed | TBtu | 34.3721 | 27.3832 | 0.021469 | 0.052247 | 0.059675 | 0.056738 | 0.12998
RPS v6.20- NY | 700 | 7598 | Generation Constraint in GWh | FALSE | G | Annual | Heat Rate | MMBtu/MWh | 0.22081 | 0.11707 | 6.5469e-05 | 0.00012107 | 0.0001098 | 8.233e-05 | 0.00017496
RPS v6.20- NY | 700 | 7598 | Generation Constraint in GWh | FALSE | G | Annual | Generation | TWh | 155.662 | 233.901 | 327.9294 | 431.5564 | 543.5009 | 689.1487 | 742.9248
RPS v6.20- NY | 700 | 7598 | Generation Constraint in GWh | FALSE | G | Annual | Qualifying Generation | TWh | 89.4613 | 103.8658 | 107.8296 | 113.0714 | 117.8483 | 124.5542 | 130.2395
RPS v6.20- NY | 700 | 7598 | Generation Constraint in GWh | FALSE | G | Annual | Rate | lb/MWh | 0 | 0 | 0 | 0 | 0 | 0 | 0
RPS v6.20- NY | 700 | 7598 | Generation Constraint in GWh | FALSE | G | Annual | Constraint Shadow Price | US2019$/MWh | 39.837 | 4.1434 | 0 | 0 | 0 | 0 | 0
RPS v6.20- OH 50% limit | 701 | 7603 | Generation Constraint in GWh | FALSE | G | Annual | Seasons Included | Seasons | Winter, WintShld, Summer | Winter, WintShld, Summer | Winter, WintShld, Summer | Winter, WintShld, Summer | Winter, WintShld, Summer | Winter, WintShld, Summer | Winter, WintShld, Summer
RPS v6.20- OH 50% limit | 701 | 7603 | Generation Constraint in GWh | FALSE | G | Annual | Standard GWh | GWh | 6388.1161 | 6514.2514 | 6854.0681 | 7202.6318 | 7568.7013 | 7953.8328 | 8329.0143
RPS v6.20- OH 50% limit | 701 | 7603 | Generation Constraint in GWh | FALSE | G | Annual | Emissions at Affected Plants | GWh | 6388.1161 | 6514.2514 | 6854.0681 | 7202.6318 | 7568.7013 | 7953.8328 | 11367.8086
RPS v6.20- OH 50% limit | 701 | 7603 | Generation Constraint in GWh | FALSE | G | Annual | Allowances Purchased | GWh | 0 | 0 | 0 | 0 | 0 | 0 | 0
RPS v6.20- OH 50% limit | 701 | 7603 | Generation Constraint in GWh | FALSE | G | Annual | Allowances Sold | GWh | 0 | 0 | 0 | 0 | 0 | 0 | 0
RPS v6.20- OH 50% limit | 701 | 7603 | Generation Constraint in GWh | FALSE | G | Annual | Allowances Banked | GWh | 0 | 0 | 0 | 0 | 0 | 0 | 0
RPS v6.20- OH 50% limit | 701 | 7603 | Generation Constraint in GWh | FALSE | G | Annual | Allowances Withdrawn (1:1) | GWh | 0 | 0 | 0 | 0 | 0 | 0 | 0
RPS v6.20- OH 50% limit | 701 | 7603 | Generation Constraint in GWh | FALSE | G | Annual | Allowances Withdrawn (n:1) | GWh | 0 | 0 | 0 | 0 | 0 | 0 | 0
RPS v6.20- OH 50% limit | 701 | 7603 | Generation Constraint in GWh | FALSE | G | Annual | Net Emissions Allowance Position | GWh | 6388.1161 | 6514.2514 | 6854.0681 | 7202.6318 | 7568.7013 | 7953.8328 | 11367.8086
RPS v6.20- OH 50% limit | 701 | 7603 | Generation Constraint in GWh | FALSE | G | Annual | Fuel Consumed | TBtu | 1.8929 | 1.8319 | 0.97942 | 1.1994 | 0 | 0 | 0
RPS v6.20- OH 50% limit | 701 | 7603 | Generation Constraint in GWh | FALSE | G | Annual | Heat Rate | MMBtu/MWh | 0.20439 | 0.19893 | 0.10636 | 0.13024 | 0 | 0 | 0
RPS v6.20- OH 50% limit | 701 | 7603 | Generation Constraint in GWh | FALSE | G | Annual | Generation | TWh | 9.2612 | 9.2089 | 9.2089 | 9.2089 | 19.8766 | 26.1095 | 26.1095
RPS v6.20- OH 50% limit | 701 | 7603 | Generation Constraint in GWh | FALSE | G | Annual | Qualifying Generation | TWh | 6.3881 | 6.5143 | 6.8541 | 7.2026 | 7.5687 | 7.9538 | 11.3678
RPS v6.20- OH 50% limit | 701 | 7603 | Generation Constraint in GWh | FALSE | G | Annual | Rate | lb/MWh | 0 | 0 | 0 | 0 | 0 | 0 | 0
RPS v6.20- OH 50% limit | 701 | 7603 | Generation Constraint in GWh | FALSE | G | Annual | Constraint Shadow Price | US2019$/MWh | 39.837 | 4.1434 | 0 | 0 | 0 | 0 | 0
RPS v6.20- OR,WA | 702 | 7600 | Generation Constraint in GWh | FALSE | G | Annual | Seasons Included | Seasons | Winter, WintShld, Summer | Winter, WintShld, Summer | Winter, WintShld, Summer | Winter, WintShld, Summer | Winter, WintShld, Summer | Winter, WintShld, Summer | Winter, WintShld, Summer
RPS v6.20- OR,WA | 702 | 7600 | Generation Constraint in GWh | FALSE | G | Annual | Standard GWh | GWh | 22946.0299 | 26433.508 | 32491.1926 | 37447.3663 | 40794.327 | 43561.8003 | 46290.9195
RPS v6.20- OR,WA | 702 | 7600 | Generation Constraint in GWh | FALSE | G | Annual | Emissions at Affected Plants | GWh | 22946.0299 | 26433.508 | 32491.1926 | 37447.3662 | 40794.327 | 43561.8003 | 46290.9195
RPS v6.20- OR,WA | 702 | 7600 | Generation Constraint in GWh | FALSE | G | Annual | Allowances Purchased | GWh | 0 | 0 | 0 | 0 | 0 | 0 | 0
RPS v6.20- OR,WA | 702 | 7600 | Generation Constraint in GWh | FALSE | G | Annual | Allowances Sold | GWh | 0 | 0 | 0 | 0 | 0 | 0 | 0
RPS v6.20- OR,WA | 702 | 7600 | Generation Constraint in GWh | FALSE | G | Annual | Allowances Banked | GWh | 0 | 0 | 0 | 0 | 0 | 0 | 0
RPS v6.20- OR,WA | 702 | 7600 | Generation Constraint in GWh | FALSE | G | Annual | Allowances Withdrawn (1:1) | GWh | 0 | 0 | 0 | 0 | 0 | 0 | 0
RPS v6.20- OR,WA | 702 | 7600 | Generation Constraint in GWh | FALSE | G | Annual | Allowances Withdrawn (n:1) | GWh | 0 | 0 | 0 | 0 | 0 | 0 | 0
RPS v6.20- OR,WA | 702 | 7600 | Generation Constraint in GWh | FALSE | G | Annual | Net Emissions Allowance Position | GWh | 22946.0299 | 26433.508 | 32491.1926 | 37447.3662 | 40794.327 | 43561.8003 | 46290.9195
RPS v6.20- OR,WA | 702 | 7600 | Generation Constraint in GWh | FALSE | G | Annual | Fuel Consumed | TBtu | 0 | 0 | 6.2603 | 0 | 0 | 0 | 0
RPS v6.20- OR,WA | 702 | 7600 | Generation Constraint in GWh | FALSE | G | Annual | Heat Rate | MMBtu/MWh | 0 | 0 | 0.1778 | 0 | 0 | 0 | 0
RPS v6.20- OR,WA | 702 | 7600 | Generation Constraint in GWh | FALSE | G | Annual | Generation | TWh | 30.591 | 30.498 | 35.2109 | 49.4341 | 60.3215 | 80.6765 | 92.6489
RPS v6.20- OR,WA | 702 | 7600 | Generation Constraint in GWh | FALSE | G | Annual | Qualifying Generation | TWh | 22.946 | 26.4335 | 32.4912 | 37.4474 | 40.7943 | 43.5618 | 46.2909
RPS v6.20- OR,WA | 702 | 7600 | Generation Constraint in GWh | FALSE | G | Annual | Rate | lb/MWh | 0 | 0 | 0 | 0 | 0 | 0 | 0
RPS v6.20- OR,WA | 702 | 7600 | Generation Constraint in GWh | FALSE | G | Annual | Constraint Shadow Price | US2019$/MWh | 0 | 0 | 0 | 0 | 0 | 0 | 0
RPS v6.20- TX | 703 | 7599 | Generation Constraint in GWh | FALSE | G | Annual | Seasons Included | Seasons | Winter, WintShld, Summer | Winter, WintShld, Summer | Winter, WintShld, Summer | Winter, WintShld, Summer | Winter, WintShld, Summer | Winter, WintShld, Summer | Winter, WintShld, Summer
RPS v6.20- TX | 703 | 7599 | Generation Constraint in GWh | FALSE | G | Annual | Standard GWh | GWh | 18028.08 | 18028.08 | 18028.08 | 18028.08 | 18028.08 | 18028.08 | 19089.9238
RPS v6.20- TX | 703 | 7599 | Generation Constraint in GWh | FALSE | G | Annual | Emissions at Affected Plants | GWh | 199906.9663 | 201471.8329 | 228933.713 | 328994.8804 | 372420.1764 | 468247.7797 | 507462.6586
RPS v6.20- TX | 703 | 7599 | Generation Constraint in GWh | FALSE | G | Annual | Allowances Purchased | GWh | 0 | 0 | 0 | 0 | 0 | 0 | 0
RPS v6.20- TX | 703 | 7599 | Generation Constraint in GWh | FALSE | G | Annual | Allowances Sold | GWh | 0 | 0 | 0 | 0 | 0 | 0 | 0
RPS v6.20- TX | 703 | 7599 | Generation Constraint in GWh | FALSE | G | Annual | Allowances Banked | GWh | 0 | 0 | 0 | 0 | 0 | 0 | 0
RPS v6.20- TX | 703 | 7599 | Generation Constraint in GWh | FALSE | G | Annual | Allowances Withdrawn (1:1) | GWh | 0 | 0 | 0 | 0 | 0 | 0 | 0
RPS v6.20- TX | 703 | 7599 | Generation Constraint in GWh | FALSE | G | Annual | Allowances Withdrawn (n:1) | GWh | 0 | 0 | 0 | 0 | 0 | 0 | 0
RPS v6.20- TX | 703 | 7599 | Generation Constraint in GWh | FALSE | G | Annual | Net Emissions Allowance Position | GWh | 199906.9663 | 201471.8329 | 228933.713 | 328994.8804 | 372420.1764 | 468247.7797 | 507462.6586
RPS v6.20- TX | 703 | 7599 | Generation Constraint in GWh | FALSE | G | Annual | Fuel Consumed | TBtu | 5.3535 | 5.3384 | 6.5912 | 6.7066 | 6.7188 | 6.7145 | 6.7738
RPS v6.20- TX | 703 | 7599 | Generation Constraint in GWh | FALSE | G | Annual | Heat Rate | MMBtu/MWh | 0.026775 | 0.026492 | 0.028786 | 0.020382 | 0.018038 | 0.014332 | 0.013332
RPS v6.20- TX | 703 | 7599 | Generation Constraint in GWh | FALSE | G | Annual | Generation | TWh | 199.9481 | 201.513 | 228.9749 | 329.036 | 372.4846 | 468.5088 | 508.071
RPS v6.20- TX | 703 | 7599 | Generation Constraint in GWh | FALSE | G | Annual | Qualifying Generation | TWh | 199.907 | 201.4718 | 228.9337 | 328.9949 | 372.4202 | 468.2478 | 507.4627
RPS v6.20- TX | 703 | 7599 | Generation Constraint in GWh | FALSE | G | Annual | Rate | lb/MWh | 0 | 0 | 0 | 0 | 0 | 0 | 0
RPS v6.20- TX | 703 | 7599 | Generation Constraint in GWh | FALSE | G | Annual | Constraint Shadow Price | US2019$/MWh | 0 | 0 | 0 | 0 | 0 | 0 | 0
RPS v6.20- VA | 704 | 7654 | Generation Constraint in GWh | FALSE | G | Annual | Seasons Included | Seasons | Winter, WintShld, Summer | Winter, WintShld, Summer | Winter, WintShld, Summer | Winter, WintShld, Summer | Winter, WintShld, Summer | Winter, WintShld, Summer | Winter, WintShld, Summer
RPS v6.20- VA | 704 | 7654 | Generation Constraint in GWh | FALSE | G | Annual | Standard GWh | GWh | 26765.3304 | 32422.7259 | 50394.1343 | 73190.9466 | 99196.9719 | 110519.5762 | 118325.869
RPS v6.20- VA | 704 | 7654 | Generation Constraint in GWh | FALSE | G | Annual | Emissions at Affected Plants | GWh | 26765.3304 | 32422.7259 | 50394.1343 | 73190.9466 | 99196.9719 | 151163.9708 | 155236.0905
RPS v6.20- VA | 704 | 7654 | Generation Constraint in GWh | FALSE | G | Annual | Allowances Purchased | GWh | 0 | 0 | 0 | 0 | 0 | 0 | 0
RPS v6.20- VA | 704 | 7654 | Generation Constraint in GWh | FALSE | G | Annual | Allowances Sold | GWh | 0 | 0 | 0 | 0 | 0 | 0 | 0
RPS v6.20- VA | 704 | 7654 | Generation Constraint in GWh | FALSE | G | Annual | Allowances Banked | GWh | 0 | 0 | 0 | 0 | 0 | 0 | 0
RPS v6.20- VA | 704 | 7654 | Generation Constraint in GWh | FALSE | G | Annual | Allowances Withdrawn (1:1) | GWh | 0 | 0 | 0 | 0 | 0 | 0 | 0
RPS v6.20- VA | 704 | 7654 | Generation Constraint in GWh | FALSE | G | Annual | Allowances Withdrawn (n:1) | GWh | 0 | 0 | 0 | 0 | 0 | 0 | 0
RPS v6.20- VA | 704 | 7654 | Generation Constraint in GWh | FALSE | G | Annual | Net Emissions Allowance Position | GWh | 26765.3304 | 32422.7259 | 50394.1343 | 73190.9466 | 99196.9719 | 151163.9708 | 155236.0905
RPS v6.20- VA | 704 | 7654 | Generation Constraint in GWh | FALSE | G | Annual | Fuel Consumed | TBtu | 90.7963 | 86.3233 | 86.3081 | 87.0746 | 86.3048 | 86.362 | 86.3654
RPS v6.20- VA | 704 | 7654 | Generation Constraint in GWh | FALSE | G | Annual | Heat Rate | MMBtu/MWh | 0.95235 | 0.67432 | 0.48832 | 0.40381 | 0.28255 | 0.20989 | 0.20313
RPS v6.20- VA | 704 | 7654 | Generation Constraint in GWh | FALSE | G | Annual | Generation | TWh | 95.3391 | 128.0149 | 176.7461 | 215.6328 | 305.4541 | 411.4608 | 425.1767
RPS v6.20- VA | 704 | 7654 | Generation Constraint in GWh | FALSE | G | Annual | Qualifying Generation | TWh | 26.7653 | 32.4227 | 50.3941 | 73.1909 | 99.197 | 151.164 | 155.2361
RPS v6.20- VA | 704 | 7654 | Generation Constraint in GWh | FALSE | G | Annual | Rate | lb/MWh | 0 | 0 | 0 | 0 | 0 | 0 | 0
RPS v6.20- VA | 704 | 7654 | Generation Constraint in GWh | FALSE | G | Annual | Constraint Shadow Price | US2019$/MWh | 39.837 | 4.1434 | 0 | 0 | 0 | 0 | 0
RPS v6.20- VA - Phase II | 705 | 7655 | Generation Constraint in GWh | FALSE | G | Annual | Seasons Included | Seasons | Winter, WintShld, Summer | Winter, WintShld, Summer | Winter, WintShld, Summer | Winter, WintShld, Summer | Winter, WintShld, Summer | Winter, WintShld, Summer | Winter, WintShld, Summer
RPS v6.20- VA - Phase II | 705 | 7655 | Generation Constraint in GWh | FALSE | G | Annual | Standard GWh | GWh | 17637.7875 | 21193.3755 | 32762.2048 | 47088.9343 | 64072.7162 | 68992.4307 | 73865.5503
RPS v6.20- VA - Phase II | 705 | 7655 | Generation Constraint in GWh | FALSE | G | Annual | Emissions at Affected Plants | GWh | 25452.6452 | 35612.3857 | 66384.7384 | 83494.6613 | 91075.5644 | 98850.0787 | 98853.8763
RPS v6.20- VA - Phase II | 705 | 7655 | Generation Constraint in GWh | FALSE | G | Annual | Allowances Purchased | GWh | 0 | 0 | 0 | 0 | 0 | 0 | 0
RPS v6.20- VA - Phase II | 705 | 7655 | Generation Constraint in GWh | FALSE | G | Annual | Allowances Sold | GWh | 0 | 0 | 0 | 0 | 0 | 0 | 0
RPS v6.20- VA - Phase II | 705 | 7655 | Generation Constraint in GWh | FALSE | G | Annual | Allowances Banked | GWh | 0 | 0 | 0 | 0 | 0 | 0 | 0
RPS v6.20- VA - Phase II | 705 | 7655 | Generation Constraint in GWh | FALSE | G | Annual | Allowances Withdrawn (1:1) | GWh | 0 | 0 | 0 | 0 | 0 | 0 | 0
RPS v6.20- VA - Phase II | 705 | 7655 | Generation Constraint in GWh | FALSE | G | Annual | Allowances Withdrawn (n:1) | GWh | 0 | 0 | 0 | 0 | 0 | 0 | 0
RPS v6.20- VA - Phase II | 705 | 7655 | Generation Constraint in GWh | FALSE | G | Annual | Net Emissions Allowance Position | GWh | 25452.6452 | 35612.3857 | 66384.7384 | 83494.6613 | 91075.5644 | 98850.0787 | 98853.8763
RPS v6.20- VA - Phase II | 705 | 7655 | Generation Constraint in GWh | FALSE | G | Annual | Fuel Consumed | TBtu | 49.3453 | 24.5311 | 24.5303 | 24.5303 | 27.6225 | 27.6794 | 27.7117
RPS v6.20- VA - Phase II | 705 | 7655 | Generation Constraint in GWh | FALSE | G | Annual | Heat Rate | MMBtu/MWh | 1.9387 | 0.68884 | 0.36952 | 0.2938 | 0.30329 | 0.28001 | 0.28033
RPS v6.20- VA - Phase II | 705 | 7655 | Generation Constraint in GWh | FALSE | G | Annual | Generation | TWh | 25.4526 | 35.6124 | 66.3847 | 83.4947 | 91.0756 | 98.8501 | 98.8539
RPS v6.20- VA - Phase II | 705 | 7655 | Generation Constraint in GWh | FALSE | G | Annual | Qualifying Generation | TWh | 25.4526 | 35.6124 | 66.3847 | 83.4947 | 91.0756 | 98.8501 | 98.8539
RPS v6.20- VA - Phase II | 705 | 7655 | Generation Constraint in GWh | FALSE | G | Annual | Rate | lb/MWh | 0 | 0 | 0 | 0 | 0 | 0 | 0
RPS v6.20- VA - Phase II | 705 | 7655 | Generation Constraint in GWh | FALSE | G | Annual | Constraint Shadow Price | US2019$/MWh | 0 | 0 | 0 | 0 | 0 | 0 | 0
RPS v6.20- WI | 706 | 7601 | Generation Constraint in GWh | FALSE | G | Annual | Seasons Included | Seasons | Winter, WintShld, Summer | Winter, WintShld, Summer | Winter, WintShld, Summer | Winter, WintShld, Summer | Winter, WintShld, Summer | Winter, WintShld, Summer | Winter, WintShld, Summer
RPS v6.20- WI | 706 | 7601 | Generation Constraint in GWh | FALSE | G | Annual | Standard GWh | GWh | 6833.9937 | 6980.1925 | 7367.6732 | 7748.7075 | 8153.5896 | 8570.6363 | 8979.5025
RPS v6.20- WI | 706 | 7601 | Generation Constraint in GWh | FALSE | G | Annual | Emissions at Affected Plants | GWh | 6833.9937 | 6980.1925 | 7367.6732 | 7748.7075 | 8153.5896 | 8570.6363 | 8979.5025
RPS v6.20- WI | 706 | 7601 | Generation Constraint in GWh | FALSE | G | Annual | Allowances Purchased | GWh | 0 | 0 | 0 | 0 | 0 | 0 | 0
RPS v6.20- WI | 706 | 7601 | Generation Constraint in GWh | FALSE | G | Annual | Allowances Sold | GWh | 0 | 0 | 0 | 0 | 0 | 0 | 0
RPS v6.20- WI | 706 | 7601 | Generation Constraint in GWh | FALSE | G | Annual | Allowances Banked | GWh | 0 | 0 | 0 | 0 | 0 | 0 | 0
RPS v6.20- WI | 706 | 7601 | Generation Constraint in GWh | FALSE | G | Annual | Allowances Withdrawn (1:1) | GWh | 0 | 0 | 0 | 0 | 0 | 0 | 0
RPS v6.20- WI | 706 | 7601 | Generation Constraint in GWh | FALSE | G | Annual | Allowances Withdrawn (n:1) | GWh | 0 | 0 | 0 | 0 | 0 | 0 | 0
RPS v6.20- WI | 706 | 7601 | Generation Constraint in GWh | FALSE | G | Annual | Net Emissions Allowance Position | GWh | 6833.9937 | 6980.1925 | 7367.6732 | 7748.7075 | 8153.5896 | 8570.6363 | 8979.5025
RPS v6.20- WI | 706 | 7601 | Generation Constraint in GWh | FALSE | G | Annual | Fuel Consumed | TBtu | 7.9956 | 7.8899 | 7.8899 | 7.8879 | 0 | 0.043227 | 0
RPS v6.20- WI | 706 | 7601 | Generation Constraint in GWh | FALSE | G | Annual | Heat Rate | MMBtu/MWh | 1.17 | 1.1303 | 1.0709 | 1.018 | 0 | 0.0012587 | 0
RPS v6.20- WI | 706 | 7601 | Generation Constraint in GWh | FALSE | G | Annual | Generation | TWh | 6.834 | 6.9802 | 7.3677 | 7.7487 | 19.5886 | 34.3419 | 38.0037
RPS v6.20- WI | 706 | 7601 | Generation Constraint in GWh | FALSE | G | Annual | Qualifying Generation | TWh | 6.834 | 6.9802 | 7.3677 | 7.7487 | 8.1536 | 8.5706 | 8.9795
RPS v6.20- WI | 706 | 7601 | Generation Constraint in GWh | FALSE | G | Annual | Rate | lb/MWh | 0 | 0 | 0 | 0 | 0 | 0 | 0
RPS v6.20- WI | 706 | 7601 | Generation Constraint in GWh | FALSE | G | Annual | Constraint Shadow Price | US2019$/MWh | 11.688 | 8.0229 | 0.29051 | 0.34151 | 0 | 0 | 0
RPS-CES v6.20- CA | 707 | 7586 | Generation Constraint in GWh | FALSE | G | Annual | Seasons Included | Seasons | Winter, WintShld, Summer | Winter, WintShld, Summer | Winter, WintShld, Summer | Winter, WintShld, Summer | Winter, WintShld, Summer | Winter, WintShld, Summer | Winter, WintShld, Summer
RPS-CES v6.20- CA | 707 | 7586 | Generation Constraint in GWh | FALSE | G | Annual | Standard GWh | GWh | 135470.5944 | 152284.5342 | 199328.5602 | 253608.9542 | 313983.9352 | 345636.3976 | 367797.1508
RPS-CES v6.20- CA | 707 | 7586 | Generation Constraint in GWh | FALSE | G | Annual | Emissions at Affected Plants | GWh | 185703.3851 | 237346.0058 | 304341.0729 | 360529.7301 | 442463.5836 | 547331.4435 | 597001.5402
RPS-CES v6.20- CA | 707 | 7586 | Generation Constraint in GWh | FALSE | G | Annual | Allowances Purchased | GWh | 0 | 0 | 0 | 0 | 0 | 0 | 0
RPS-CES v6.20- CA | 707 | 7586 | Generation Constraint in GWh | FALSE | G | Annual | Allowances Sold | GWh | 0 | 0 | 0 | 0 | 0 | 0 | 0
RPS-CES v6.20- CA | 707 | 7586 | Generation Constraint in GWh | FALSE | G | Annual | Allowances Banked | GWh | 0 | 0 | 0 | 0 | 0 | 0 | 0
RPS-CES v6.20- CA | 707 | 7586 | Generation Constraint in GWh | FALSE | G | Annual | Allowances Withdrawn (1:1) | GWh | 0 | 0 | 0 | 0 | 0 | 0 | 0
RPS-CES v6.20- CA | 707 | 7586 | Generation Constraint in GWh | FALSE | G | Annual | Allowances Withdrawn (n:1) | GWh | 0 | 0 | 0 | 0 | 0 | 0 | 0
RPS-CES v6.20- CA | 707 | 7586 | Generation Constraint in GWh | FALSE | G | Annual | Net Emissions Allowance Position | GWh | 185703.3851 | 237346.0058 | 304341.0729 | 360529.7301 | 442463.5836 | 547331.4435 | 597001.5402
RPS-CES v6.20- CA | 707 | 7586 | Generation Constraint in GWh | FALSE | G | Annual | Fuel Consumed | TBtu | 348.4293 | 319.4491 | 304.3653 | 304.539 | 314.0468 | 362.0304 | 376.216
RPS-CES v6.20- CA | 707 | 7586 | Generation Constraint in GWh | FALSE | G | Annual | Heat Rate | MMBtu/MWh | 1.4098 | 1.0444 | 0.79836 | 0.68618 | 0.57872 | 0.55381 | 0.53023
RPS-CES v6.20- CA | 707 | 7586 | Generation Constraint in GWh | FALSE | G | Annual | Generation | TWh | 247.1552 | 305.8734 | 381.2379 | 443.8168 | 542.6536 | 653.7068 | 709.5326
RPS-CES v6.20- CA | 707 | 7586 | Generation Constraint in GWh | FALSE | G | Annual | Qualifying Generation | TWh | 185.7034 | 237.346 | 304.3411 | 360.5297 | 442.4636 | 547.3314 | 597.0015
RPS-CES v6.20- CA | 707 | 7586 | Generation Constraint in GWh | FALSE | G | Annual | Rate | lb/MWh | 0 | 0 | 0 | 0 | 0 | 0 | 0
RPS-CES v6.20- CA | 707 | 7586 | Generation Constraint in GWh | FALSE | G | Annual | Constraint Shadow Price | US2019$/MWh | 0 | 0 | 0 | 0 | 0 | 0 | 0
RPS-CES v6.20- CA In-State limit | 708 | 7659 | Generation Constraint in GWh | FALSE | G | Annual | Seasons Included | Seasons | Winter, WintShld, Summer | Winter, WintShld, Summer | Winter, WintShld, Summer | Winter, WintShld, Summer | Winter, WintShld, Summer | Winter, WintShld, Summer | Winter, WintShld, Summer
RPS-CES v6.20- CA In-State limit | 708 | 7659 | Generation Constraint in GWh | FALSE | G | Annual | Standard GWh | GWh | 101602.9458 | 114213.4007 | 149496.4201 | 190206.7156 | 235487.9514 | 259227.2982 | 275847.8631
RPS-CES v6.20- CA In-State limit | 708 | 7659 | Generation Constraint in GWh | FALSE | G | Annual | Emissions at Affected Plants | GWh | 103718.4352 | 162561.8197 | 206412.3937 | 243650.9649 | 295718.6125 | 325284.8382 | 349994.8
RPS-CES v6.20- CA In-State limit | 708 | 7659 | Generation Constraint in GWh | FALSE | G | Annual | Allowances Purchased | GWh | 0 | 0 | 0 | 0 | 0 | 0 | 0
RPS-CES v6.20- CA In-State limit | 708 | 7659 | Generation Constraint in GWh | FALSE | G | Annual | Allowances Sold | GWh | 0 | 0 | 0 | 0 | 0 | 0 | 0
RPS-CES v6.20- CA In-State limit | 708 | 7659 | Generation Constraint in GWh | FALSE | G | Annual | Allowances Banked | GWh | 0 | 0 | 0 | 0 | 0 | 0 | 0
RPS-CES v6.20- CA In-State limit | 708 | 7659 | Generation Constraint in GWh | FALSE | G | Annual | Allowances Withdrawn (1:1) | GWh | 0 | 0 | 0 | 0 | 0 | 0 | 0
RPS-CES v6.20- CA In-State limit | 708 | 7659 | Generation Constraint in GWh | FALSE | G | Annual | Allowances Withdrawn (n:1) | GWh | 0 | 0 | 0 | 0 | 0 | 0 | 0
RPS-CES v6.20- CA In-State limit | 708 | 7659 | Generation Constraint in GWh | FALSE | G | Annual | Net Emissions Allowance Position | GWh | 103718.4352 | 162561.8197 | 206412.3937 | 243650.9649 | 295718.6125 | 325284.8382 | 349994.8
RPS-CES v6.20- CA In-State limit | 708 | 7659 | Generation Constraint in GWh | FALSE | G | Annual | Fuel Consumed | TBtu | 284.4299 | 266.2795 | 264.7505 | 260.506 | 265.314 | 269.0541 | 283.75
RPS-CES v6.20- CA In-State limit | 708 | 7659 | Generation Constraint in GWh | FALSE | G | Annual | Heat Rate | MMBtu/MWh | 2.7423 | 1.638 | 1.1334 | 0.95243 | 0.80243 | 0.74365 | 0.73593
RPS-CES v6.20- CA In-State limit | 708 | 7659 | Generation Constraint in GWh | FALSE | G | Annual | Generation | TWh | 103.7184 | 162.5618 | 233.5942 | 273.517 | 330.6402 | 361.801 | 385.568
RPS-CES v6.20- CA In-State limit | 708 | 7659 | Generation Constraint in GWh | FALSE | G | Annual | Qualifying Generation | TWh | 103.7184 | 162.5618 | 206.4124 | 243.651 | 295.7186 | 325.2848 | 349.9948
RPS-CES v6.20- CA In-State limit | 708 | 7659 | Generation Constraint in GWh | FALSE | G | Annual | Rate | lb/MWh | 0 | 0 | 0 | 0 | 0 | 0 | 0
RPS-CES v6.20- CA In-State limit | 708 | 7659 | Generation Constraint in GWh | FALSE | G | Annual | Constraint Shadow Price | US2019$/MWh | 0 | 0 | 0 | 0 | 0 | 0 | 0
RPS-CES v6.20 Fossil Dispatch Limit - CA | 709 | 7667 | Generation Constraint in GWh | FALSE | L | Annual | Seasons Included | Seasons | Winter, WintShld, Summer | Winter, WintShld, Summer | Winter, WintShld, Summer | Winter, WintShld, Summer | Winter, WintShld, Summer | Winter, WintShld, Summer | Winter, WintShld, Summer
RPS-CES v6.20 Fossil Dispatch Limit - CA | 709 | 7667 | Generation Constraint in GWh | FALSE | L | Annual | Standard GWh | GWh | 145219.8988 | 134259.8147 | 105554.9299 | 73248.1255 | 36634.1389 | 29507.7674 | 31919.8941
RPS-CES v6.20 Fossil Dispatch Limit - CA | 709 | 7667 | Generation Constraint in GWh | FALSE | L | Annual | Emissions at Affected Plants | GWh | 124686.5955 | 92573.7444 | 74284.173 | 63718.7442 | 36634.1389 | 29507.7674 | 31919.8941
RPS-CES v6.20 Fossil Dispatch Limit - CA | 709 | 7667 | Generation Constraint in GWh | FALSE | L | Annual | Allowances Purchased | GWh | 0 | 0 | 0 | 0 | 0 | 0 | 0
RPS-CES v6.20 Fossil Dispatch Limit - CA | 709 | 7667 | Generation Constraint in GWh | FALSE | L | Annual | Allowances Sold | GWh | 0 | 0 | 0 | 0 | 0 | 0 | 0
RPS-CES v6.20 Fossil Dispatch Limit - CA | 709 | 7667 | Generation Constraint in GWh | FALSE | L | Annual | Allowances Banked | GWh | 0 | 0 | 0 | 0 | 0 | 0 | 0
RPS-CES v6.20 Fossil Dispatch Limit - CA | 709 | 7667 | Generation Constraint in GWh | FALSE | L | Annual | Allowances Withdrawn (1:1) | GWh | 0 | 0 | 0 | 0 | 0 | 0 | 0
RPS-CES v6.20 Fossil Dispatch Limit - CA | 709 | 7667 | Generation Constraint in GWh | FALSE | L | Annual | Allowances Withdrawn (n:1) | GWh | 0 | 0 | 0 | 0 | 0 | 0 | 0
RPS-CES v6.20 Fossil Dispatch Limit - CA | 709 | 7667 | Generation Constraint in GWh | FALSE | L | Annual | Net Emissions Allowance Position | GWh | 124686.5955 | 92573.7444 | 74284.173 | 63718.7442 | 36634.1389 | 29507.7674 | 31919.8941
RPS-CES v6.20 Fossil Dispatch Limit - CA | 709 | 7667 | Generation Constraint in GWh | FALSE | L | Annual | Fuel Consumed | TBtu | 916.8318 | 715.5952 | 579.0644 | 497.2789 | 288.3327 | 235.8188 | 253.3949
RPS-CES v6.20 Fossil Dispatch Limit - CA | 709 | 7667 | Generation Constraint in GWh | FALSE | L | Annual | Heat Rate | MMBtu/MWh | 7.1189 | 7.636 | 7.6494 | 7.4334 | 6.3211 | 4.6633 | 4.2768
RPS-CES v6.20 Fossil Dispatch Limit - CA | 709 | 7667 | Generation Constraint in GWh | FALSE | L | Annual | Generation | TWh | 128.7882 | 93.7131 | 75.7011 | 66.8982 | 45.6143 | 50.5695 | 59.2481
RPS-CES v6.20 Fossil Dispatch Limit - CA | 709 | 7667 | Generation Constraint in GWh | FALSE | L | Annual | Qualifying Generation | TWh | 124.6866 | 92.5737 | 74.2842 | 63.7187 | 36.6341 | 29.5078 | 31.9199
RPS-CES v6.20 Fossil Dispatch Limit - CA | 709 | 7667 | Generation Constraint in GWh | FALSE | L | Annual | Rate | lb/MWh | 0 | 0 | 0 | 0 | 0 | 0 | 0
RPS-CES v6.20 Fossil Dispatch Limit - CA | 709 | 7667 | Generation Constraint in GWh | FALSE | L | Annual | Constraint Shadow Price | US2019$/MWh | 0 | 0 | 0 | 0 | 10.5045 | 12.0564 | 10.6939
RPS-CES v6.20 Fossil Dispatch Limit - CO | 710 | 7668 | Generation Constraint in GWh | FALSE | L | Annual | Seasons Included | Seasons | Winter, WintShld, Summer | Winter, WintShld, Summer | Winter, WintShld, Summer | Winter, WintShld, Summer | Winter, WintShld, Summer | Winter, WintShld, Summer | Winter, WintShld, Summer
RPS-CES v6.20 Fossil Dispatch Limit - CO | 710 | 7668 | Generation Constraint in GWh | FALSE | L | Annual | Standard GWh | GWh | 0 | 0 | 0 | 0 | 0 | 48589.7219 | 51955.7714
RPS-CES v6.20 Fossil Dispatch Limit - CO | 710 | 7668 | Generation Constraint in GWh | FALSE | L | Annual | Emissions at Affected Plants | GWh | 0 | 0 | 0 | 0 | 0 | 38118.169 | 41365.5538
RPS-CES v6.20 Fossil Dispatch Limit - CO | 710 | 7668 | Generation Constraint in GWh | FALSE | L | Annual | Allowances Purchased | GWh | 0 | 0 | 0 | 0 | 0 | 0 | 0
RPS-CES v6.20 Fossil Dispatch Limit - CO | 710 | 7668 | Generation Constraint in GWh | FALSE | L | Annual | Allowances Sold | GWh | 0 | 0 | 0 | 0 | 0 | 0 | 0
RPS-CES v6.20 Fossil Dispatch Limit - CO | 710 | 7668 | Generation Constraint in GWh | FALSE | L | Annual | Allowances Banked | GWh | 0 | 0 | 0 | 0 | 0 | 0 | 0
RPS-CES v6.20 Fossil Dispatch Limit - CO | 710 | 7668 | Generation Constraint in GWh | FALSE | L | Annual | Allowances Withdrawn (1:1) | GWh | 0 | 0 | 0 | 0 | 0 | 0 | 0
RPS-CES v6.20 Fossil Dispatch Limit - CO | 710 | 7668 | Generation Constraint in GWh | FALSE | L | Annual | Allowances Withdrawn (n:1) | GWh | 0 | 0 | 0 | 0 | 0 | 0 | 0
RPS-CES v6.20 Fossil Dispatch Limit - CO | 710 | 7668 | Generation Constraint in GWh | FALSE | L | Annual | Net Emissions Allowance Position | GWh | 0 | 0 | 0 | 0 | 0 | 38118.169 | 41365.5538
RPS-CES v6.20 Fossil Dispatch Limit - CO | 710 | 7668 | Generation Constraint in GWh | FALSE | L | Annual | Fuel Consumed | TBtu | 0 | 0 | 0 | 0 | 0 | 265.6993 | 291.232
RPS-CES v6.20 Fossil Dispatch Limit - CO | 710 | 7668 | Generation Constraint in GWh | FALSE | L | Annual | Heat Rate | MMBtu/MWh | 0 | 0 | 0 | 0 | 0 | 6.9704 | 7.0404
RPS-CES v6.20 Fossil Dispatch Limit - CO | 710 | 7668 | Generation Constraint in GWh | FALSE | L | Annual | Generation | TWh | 0 | 0 | 0 | 0 | 0 | 38.1182 | 41.3656
RPS-CES v6.20 Fossil Dispatch Limit - CO | 710 | 7668 | Generation Constraint in GWh | FALSE | L | Annual | Qualifying Generation | TWh | 0 | 0 | 0 | 0 | 0 | 38.1182 | 41.3656
RPS-CES v6.20 Fossil Dispatch Limit - CO | 710 | 7668 | Generation Constraint in GWh | FALSE | L | Annual | Rate | lb/MWh | 0 | 0 | 0 | 0 | 0 | 0 | 0
RPS-CES v6.20 Fossil Dispatch Limit - CO | 710 | 7668 | Generation Constraint in GWh | FALSE | L | Annual | Constraint Shadow Price | US2019$/MWh | 0 | 0 | 0 | 0 | 0 | 0 | 0
RPS-CES v6.20 Fossil Dispatch Limit - NM | 711 | 7669 | Generation Constraint in GWh | FALSE | L | Annual | Seasons Included | Seasons | Winter, WintShld, Summer | Winter, WintShld, Summer | Winter, WintShld, Summer | Winter, WintShld, Summer | Winter, WintShld, Summer | Winter, WintShld, Summer | Winter, WintShld, Summer
RPS-CES v6.20 Fossil Dispatch Limit - NM | 711 | 7669 | Generation Constraint in GWh | FALSE | L | Annual | Standard GWh | GWh | 0 | 0 | 13577.5618 | 11228.3504 | 11602.6843 | 6043.5791 | 6469.595
RPS-CES v6.20 Fossil Dispatch Limit - NM | 711 | 7669 | Generation Constraint in GWh | FALSE | L | Annual | Emissions at Affected Plants | GWh | 0 | 0 | 13577.5618 | 11228.3504 | 11602.6843 | 6043.5791 | 6469.595
RPS-CES v6.20 Fossil Dispatch Limit - NM | 711 | 7669 | Generation Constraint in GWh | FALSE | L | Annual | Allowances Purchased | GWh | 0 | 0 | 0 | 0 | 0 | 0 | 0
RPS-CES v6.20 Fossil Dispatch Limit - NM | 711 | 7669 | Generation Constraint in GWh | FALSE | L | Annual | Allowances Sold | GWh | 0 | 0 | 0 | 0 | 0 | 0 | 0
RPS-CES v6.20 Fossil Dispatch Limit - NM | 711 | 7669 | Generation Constraint in GWh | FALSE | L | Annual | Allowances Banked | GWh | 0 | 0 | 0 | 0 | 0 | 0 | 0
RPS-CES v6.20 Fossil Dispatch Limit - NM | 711 | 7669 | Generation Constraint in GWh | FALSE | L | Annual | Allowances Withdrawn (1:1) | GWh | 0 | 0 | 0 | 0 | 0 | 0 | 0
RPS-CES v6.20 Fossil Dispatch Limit - NM | 711 | 7669 | Generation Constraint in GWh | FALSE | L | Annual | Allowances Withdrawn (n:1) | GWh | 0 | 0 | 0 | 0 | 0 | 0 | 0
RPS-CES v6.20 Fossil Dispatch Limit - NM | 711 | 7669 | Generation Constraint in GWh | FALSE | L | Annual | Net Emissions Allowance Position | GWh | 0 | 0 | 13577.5618 | 11228.3504 | 11602.6843 | 6043.5791 | 6469.595
RPS-CES v6.20 Fossil Dispatch Limit - NM | 711 | 7669 | Generation Constraint in GWh | FALSE | L | Annual | Fuel Consumed | TBtu | 0 | 0 | 120.7237 | 103.4389 | 107.7959 | 56.1427 | 60.2042
RPS-CES v6.20 Fossil Dispatch Limit - NM | 711 | 7669 | Generation Constraint in GWh | FALSE | L | Annual | Heat Rate | MMBtu/MWh | 0 | 0 | 8.3545 | 8.4592 | 8.4839 | 8.4795 | 8.4835
RPS-CES v6.20 Fossil Dispatch Limit - NM | 711 | 7669 | Generation Constraint in GWh | FALSE | L | Annual | Generation | TWh | 0 | 0 | 14.4501 | 12.2279 | 12.7059 | 6.621 | 7.0966
RPS-CES v6.20 Fossil Dispatch Limit - NM | 711 | 7669 | Generation Constraint in GWh | FALSE | L | Annual | Qualifying Generation | TWh | 0 | 0 | 13.5776 | 11.2284 | 11.6027 | 6.0436 | 6.4696
RPS-CES v6.20 Fossil Dispatch Limit - NM | 711 | 7669 | Generation Constraint in GWh | FALSE | L | Annual | Rate | lb/MWh | 0 | 0 | 0 | 0 | 0 | 0 | 0
RPS-CES v6.20 Fossil Dispatch Limit - NM | 711 | 7669 | Generation Constraint in GWh | FALSE | L | Annual | Constraint Shadow Price | US2019$/MWh | 0 | 0 | 0.039259 | 1.1349 | 2.2687 | 4.7161 | 5.1659
RPS-CES v6.20 Fossil Dispatch Limit - NV | 712 | 7670 | Generation Constraint in GWh | FALSE | L | Annual | Seasons Included | Seasons | Winter, WintShld, Summer | Winter, WintShld, Summer | Winter, WintShld, Summer | Winter, WintShld, Summer | Winter, WintShld, Summer | Winter, WintShld, Summer | Winter, WintShld, Summer
RPS-CES v6.20 Fossil Dispatch Limit - NV | 712 | 7670 | Generation Constraint in GWh | FALSE | L | Annual | Standard GWh | GWh | 0 | 0 | 0 | 0 | 0 | 5501.0902 | 5942.0144
RPS-CES v6.20 Fossil Dispatch Limit - NV | 712 | 7670 | Generation Constraint in GWh | FALSE | L | Annual | Emissions at Affected Plants | GWh | 0 | 0 | 0 | 0 | 0 | 5501.0902 | 5942.0144
RPS-CES v6.20 Fossil Dispatch Limit - NV | 712 | 7670 | Generation Constraint in GWh | FALSE | L | Annual | Allowances Purchased | GWh | 0 | 0 | 0 | 0 | 0 | 0 | 0
RPS-CES v6.20 Fossil Dispatch Limit - NV | 712 | 7670 | Generation Constraint in GWh | FALSE | L | Annual | Allowances Sold | GWh | 0 | 0 | 0 | 0 | 0 | 0 | 0
RPS-CES v6.20 Fossil Dispatch Limit - NV | 712 | 7670 | Generation Constraint in GWh | FALSE | L | Annual | Allowances Banked | GWh | 0 | 0 | 0 | 0 | 0 | 0 | 0
RPS-CES v6.20 Fossil Dispatch Limit - NV | 712 | 7670 | Generation Constraint in GWh | FALSE | L | Annual | Allowances Withdrawn (1:1) | GWh | 0 | 0 | 0 | 0 | 0 | 0 | 0
RPS-CES v6.20 Fossil Dispatch Limit - NV | 712 | 7670 | Generation Constraint in GWh | FALSE | L | Annual | Allowances Withdrawn (n:1) | GWh | 0 | 0 | 0 | 0 | 0 | 0 | 0
RPS-CES v6.20 Fossil Dispatch Limit - NV | 712 | 7670 | Generation Constraint in GWh | FALSE | L | Annual | Net Emissions Allowance Position | GWh | 0 | 0 | 0 | 0 | 0 | 5501.0902 | 5942.0144
RPS-CES v6.20 Fossil Dispatch Limit - NV | 712 | 7670 | Generation Constraint in GWh | FALSE | L | Annual | Fuel Consumed | TBtu | 0 | 0 | 0 | 0 | 0 | 45.7235 | 49.6526
RPS-CES v6.20 Fossil Dispatch Limit - NV | 712 | 7670 | Generation Constraint in GWh | FALSE | L | Annual | Heat Rate | MMBtu/MWh | 0 | 0 | 0 | 0 | 0 | 8.3108 | 8.3554
RPS-CES v6.20 Fossil Dispatch Limit - NV | 712 | 7670 | Generation Constraint in GWh | FALSE | L | Annual | Generation | TWh | 0 | 0 | 0 | 0 | 0 | 5.5017 | 5.9426
RPS-CES v6.20 Fossil Dispatch Limit - NV | 712 | 7670 | Generation Constraint in GWh | FALSE | L | Annual | Qualifying Generation | TWh | 0 | 0 | 0 | 0 | 0 | 5.5011 | 5.942
RPS-CES v6.20 Fossil Dispatch Limit - NV | 712 | 7670 | Generation Constraint in GWh | FALSE | L | Annual | Rate | lb/MWh | 0 | 0 | 0 | 0 | 0 | 0 | 0
RPS-CES v6.20 Fossil Dispatch Limit - NV | 712 | 7670 | Generation Constraint in GWh | FALSE | L | Annual | Constraint Shadow Price | US2019$/MWh | 0 | 0 | 0 | 0 | 0 | 9.2905 | 9.3992
RPS-CES v6.20 Fossil Dispatch Limit - NY | 713 | 7671 | Generation Constraint in GWh | FALSE | L | Annual | Seasons Included | Seasons | Winter, WintShld, Summer | Winter, WintShld, Summer | Winter, WintShld, Summer | Winter, WintShld, Summer | Winter, WintShld, Summer | Winter, WintShld, Summer | Winter, WintShld, Summer
RPS-CES v6.20 Fossil Dispatch Limit - NY | 713 | 7671 | Generation Constraint in GWh | FALSE | L | Annual | Standard GWh | GWh | 67773.4885 | 55819.6385 | 58211.5997 | 12484.2638 | 13303.2373 | 14227.081 | 15129.1259
RPS-CES v6.20 Fossil Dispatch Limit - NY | 713 | 7671 | Generation Constraint in GWh | FALSE | L | Annual | Emissions at Affected Plants | GWh | 67773.4885 | 55819.6385 | 45616.8251 | 12484.2638 | 13303.2373 | 14227.081 | 15129.1259
RPS-CES v6.20 Fossil Dispatch Limit - NY | 713 | 7671 | Generation Constraint in GWh | FALSE | L | Annual | Allowances Purchased | GWh | 0 | 0 | 0 | 0 | 0 | 0 | 0
RPS-CES v6.20 Fossil Dispatch Limit - NY | 713 | 7671 | Generation Constraint in GWh | FALSE | L | Annual | Allowances Sold | GWh | 0 | 0 | 0 | 0 | 0 | 0 | 0
RPS-CES v6.20 Fossil Dispatch Limit - NY | 713 | 7671 | Generation Constraint in GWh | FALSE | L | Annual | Allowances Banked | GWh | 0 | 0 | 0 | 0 | 0 | 0 | 0
RPS-CES v6.20 Fossil Dispatch Limit - NY | 713 | 7671 | Generation Constraint in GWh | FALSE | L | Annual | Allowances Withdrawn (1:1) | GWh | 0 | 0 | 0 | 0 | 0 | 0 | 0
RPS-CES v6.20 Fossil Dispatch Limit - NY | 713 | 7671 | Generation Constraint in GWh | FALSE | L | Annual | Allowances Withdrawn (n:1) | GWh | 0 | 0 | 0 | 0 | 0 | 0 | 0
RPS-CES v6.20 Fossil Dispatch Limit - NY | 713 | 7671 | Generation Constraint in GWh | FALSE | L | Annual | Net Emissions Allowance Position | GWh | 67773.4885 | 55819.6385 | 45616.8251 | 12484.2638 | 13303.2373 | 14227.081 | 15129.1259
RPS-CES v6.20 Fossil Dispatch Limit - NY | 713 | 7671 | Generation Constraint in GWh | FALSE | L | Annual | Fuel Consumed | TBtu | 508.7882 | 411.7817 | 331.8167 | 87.6385 | 94.2491 | 102.9838 | 110.0573
RPS-CES v6.20 Fossil Dispatch Limit - NY | 713 | 7671 | Generation Constraint in GWh | FALSE | L | Annual | Heat Rate | MMBtu/MWh | 7.5072 | 7.377 | 7.274 | 7.0089 | 7.0536 | 7.143 | 7.1488
RPS-CES v6.20 Fossil Dispatch Limit - NY | 713 | 7671 | Generation Constraint in GWh | FALSE | L | Annual | Generation | TWh | 67.7735 | 55.8196 | 45.6168 | 12.5039 | 13.3619 | 14.4175 | 15.3953
RPS-CES v6.20 Fossil Dispatch Limit - NY | 713 | 7671 | Generation Constraint in GWh | FALSE | L | Annual | Qualifying Generation | TWh | 67.7735 | 55.8196 | 45.6168 | 12.4843 | 13.3032 | 14.2271 | 15.1291
RPS-CES v6.20 Fossil Dispatch Limit - NY | 713 | 7671 | Generation Constraint in GWh | FALSE | L | Annual | Rate | lb/MWh | 0 | 0 | 0 | 0 | 0 | 0 | 0
RPS-CES v6.20 Fossil Dispatch Limit - NY | 713 | 7671 | Generation Constraint in GWh | FALSE | L | Annual | Constraint Shadow Price | US2019$/MWh | 0.16903 | 4.118 | 0 | 6.4143 | 7.0021 | 6.3019 | 6.1883
RPS-CES v6.20 Fossil Dispatch Limit - VA | 714 | 7672 | Generation Constraint in GWh | FALSE | L | Annual | Seasons Included | Seasons | Winter, WintShld, Summer | Winter, WintShld, Summer | Winter, WintShld, Summer | Winter, WintShld, Summer | Winter, WintShld, Summer | Winter, WintShld, Summer | Winter, WintShld, Summer
RPS-CES v6.20 Fossil Dispatch Limit - VA | 714 | 7672 | Generation Constraint in GWh | FALSE | L | Annual | Standard GWh | GWh | 0 | 0 | 0 | 64131.065 | 42620.7351 | 40915.0189 | 43366.2629
RPS-CES v6.20 Fossil Dispatch Limit - VA | 714 | 7672 | Generation Constraint in GWh | FALSE | L | Annual | Emissions at Affected Plants | GWh | 0 | 0 | 0 | 59806.2945 | 42620.7351 | 20961.9982 | 21777.9351
RPS-CES v6.20 Fossil Dispatch Limit - VA | 714 | 7672 | Generation Constraint in GWh | FALSE | L | Annual | Allowances Purchased | GWh | 0 | 0 | 0 | 0 | 0 | 0 | 0
RPS-CES v6.20 Fossil Dispatch Limit - VA | 714 | 7672 | Generation Constraint in GWh | FALSE | L | Annual | Allowances Sold | GWh | 0 | 0 | 0 | 0 | 0 | 0 | 0
RPS-CES v6.20 Fossil Dispatch Limit - VA | 714 | 7672 | Generation Constraint in GWh | FALSE | L | Annual | Allowances Banked | GWh | 0 | 0 | 0 | 0 | 0 | 0 | 0
RPS-CES v6.20 Fossil Dispatch Limit - VA | 714 | 7672 | Generation Constraint in GWh | FALSE | L | Annual | Allowances Withdrawn (1:1) | GWh | 0 | 0 | 0 | 0 | 0 | 0 | 0
RPS-CES v6.20 Fossil Dispatch Limit - VA | 714 | 7672 | Generation Constraint in GWh | FALSE | L | Annual | Allowances Withdrawn (n:1) | GWh | 0 | 0 | 0 | 0 | 0 | 0 | 0
RPS-CES v6.20 Fossil Dispatch Limit - VA | 714 | 7672 | Generation Constraint in GWh | FALSE | L | Annual | Net Emissions Allowance Position | GWh | 0 | 0 | 0 | 59806.2945 | 42620.7351 | 20961.9982 | 21777.9351
RPS-CES v6.20 Fossil Dispatch Limit - VA | 714 | 7672 | Generation Constraint in GWh | FALSE | L | Annual | Fuel Consumed | TBtu | 0 | 0 | 0 | 439.1988 | 307.5933 | 137.3348 | 142.7483
RPS-CES v6.20 Fossil Dispatch Limit - VA | 714 | 7672 | Generation Constraint in GWh | FALSE | L | Annual | Heat Rate | MMBtu/MWh | 0 | 0 | 0 | 3.1853 | 2.1292 | 0.57169 | 0.55782
RPS-CES v6.20 Fossil Dispatch Limit - VA | 714 | 7672 | Generation Constraint in GWh | FALSE | L | Annual | Generation | TWh | 0 | 0 | 0 | 137.8816 | 144.4666 | 240.227 | 255.9036
RPS-CES v6.20 Fossil Dispatch Limit - VA | 714 | 7672 | Generation Constraint in GWh | FALSE | L | Annual | Qualifying Generation | TWh | 0 | 0 | 0 | 59.8063 | 42.6207 | 20.962 | 21.7779
RPS-CES v6.20 Fossil Dispatch Limit - VA | 714 | 7672 | Generation Constraint in GWh | FALSE | L | Annual | Rate | lb/MWh | 0 | 0 | 0 | 0 | 0 | 0 | 0
RPS-CES v6.20 Fossil Dispatch Limit - VA | 714 | 7672 | Generation Constraint in GWh | FALSE | L | Annual | Constraint Shadow Price | US2019$/MWh | 0 | 0 | 0 | 0 | 3.3374 | 0 | 0
RPS-CES v6.20 Fossil Dispatch Limit - WA | 715 | 7673 | Generation Constraint in GWh | FALSE | L | Annual | Seasons Included | Seasons | Winter, WintShld, Summer | Winter, WintShld, Summer | Winter, WintShld, Summer | Winter, WintShld, Summer | Winter, WintShld, Summer | Winter, WintShld, Summer | Winter, WintShld, Summer
RPS-CES v6.20 Fossil Dispatch Limit - WA | 715 | 7673 | Generation Constraint in GWh | FALSE | L | Annual | Standard GWh | GWh | 0 | 10693.1098 | 11408.8734 | 12288.7021 | 13241.5378 | 14409.2972 | 15549.2847
RPS-CES v6.20 Fossil Dispatch Limit - WA | 715 | 7673 | Generation Constraint in GWh | FALSE | L | Annual | Emissions at Affected Plants | GWh | 0 | 8558.2818 | 11408.8734 | 12288.7021 | 13241.5378 | 12436.1816 | 12235.304
RPS-CES v6.20 Fossil Dispatch Limit - WA | 715 | 7673 | Generation Constraint in GWh | FALSE | L | Annual | Allowances Purchased | GWh | 0 | 0 | 0 | 0 | 0 | 0 | 0
RPS-CES v6.20 Fossil Dispatch Limit - WA | 715 | 7673 | Generation Constraint in GWh | FALSE | L | Annual | Allowances Sold | GWh | 0 | 0 | 0 | 0 | 0 | 0 | 0
RPS-CES v6.20 Fossil Dispatch Limit - WA | 715 | 7673 | Generation Constraint in GWh | FALSE | L | Annual | Allowances Banked | GWh | 0 | 0 | 0 | 0 | 0 | 0 | 0
RPS-CES v6.20 Fossil Dispatch Limit - WA | 715 | 7673 | Generation Constraint in GWh | FALSE | L | Annual | Allowances Withdrawn (1:1) | GWh | 0 | 0 | 0 | 0 | 0 | 0 | 0
RPS-CES v6.20 Fossil Dispatch Limit - WA | 715 | 7673 | Generation Constraint in GWh | FALSE | L | Annual | Allowances Withdrawn (n:1) | GWh | 0 | 0 | 0 | 0 | 0 | 0 | 0
RPS-CES v6.20 Fossil Dispatch Limit - WA | 715 | 7673 | Generation Constraint in GWh | FALSE | L | Annual | Net Emissions Allowance Position | GWh | 0 | 8558.2818 | 11408.8734 | 12288.7021 | 13241.5378 | 12436.1816 | 12235.304
RPS-CES v6.20 Fossil Dispatch Limit - WA | 715 | 7673 | Generation Constraint in GWh | FALSE | L | Annual | Fuel Consumed | TBtu | 0 | 64.951 | 86.3463 | 92.9696 | 100.0429 | 93.4403 | 91.9238
RPS-CES v6.20 Fossil Dispatch Limit - WA | 715 | 7673 | Generation Constraint in GWh | FALSE | L | Annual | Heat Rate | MMBtu/MWh | 0 | 7.418 | 7.5648 | 7.5655 | 7.5552 | 7.5136 | 7.513
RPS-CES v6.20 Fossil Dispatch Limit - WA | 715 | 7673 | Generation Constraint in GWh | FALSE | L | Annual | Generation | TWh | 0 | 8.7559 | 11.4142 | 12.2887 | 13.2415 | 12.4362 | 12.2353
RPS-CES v6.20 Fossil Dispatch Limit - WA | 715 | 7673 | Generation Constraint in GWh | FALSE | L | Annual | Qualifying Generation | TWh | 0 | 8.5583 | 11.4089 | 12.2887 | 13.2415 | 12.4362 | 12.2353
RPS-CES v6.20 Fossil Dispatch Limit - WA | 715 | 7673 | Generation Constraint in GWh | FALSE | L | Annual | Rate | lb/MWh | 0 | 0 | 0 | 0 | 0 | 0 | 0
RPS-CES v6.20 Fossil Dispatch Limit - WA | 715 | 7673 | Generation Constraint in GWh | FALSE | L | Annual | Constraint Shadow Price | US2019$/MWh | 0 | 0 | 0.3772 | 0.46499 | 1.0175 | 0 | 0
RPS-CES v6.21 Fossil Dispatch Limit - IL | 716 | 7727 | Generation Constraint in GWh | FALSE | L | Annual | Seasons Included | Seasons | Winter, WintShld, Summer | Winter, WintShld, Summer | Winter, WintShld, Summer | Winter, WintShld, Summer | Winter, WintShld, Summer | Winter, WintShld, Summer | Winter, WintShld, Summer
RPS-CES v6.21 Fossil Dispatch Limit - IL | 716 | 7727 | Generation Constraint in GWh | FALSE | L | Annual | Standard GWh | GWh | 0 | 0 | 0 | 0 | 10778.5663 | 11378.3525 | 11942.4106
RPS-CES v6.21 Fossil Dispatch Limit - IL | 716 | 7727 | Generation Constraint in GWh | FALSE | L | Annual | Emissions at Affected Plants | GWh | 0 | 0 | 0 | 0 | 10778.5663 | 11378.3525 | 11942.4106
RPS-CES v6.21 Fossil Dispatch Limit - IL | 716 | 7727 | Generation Constraint in GWh | FALSE | L | Annual | Allowances Purchased | GWh | 0 | 0 | 0 | 0 | 0 | 0 | 0
RPS-CES v6.21 Fossil Dispatch Limit - IL | 716 | 7727 | Generation Constraint in GWh | FALSE | L | Annual | Allowances Sold | GWh | 0 | 0 | 0 | 0 | 0 | 0 | 0
RPS-CES v6.21 Fossil Dispatch Limit - IL | 716 | 7727 | Generation Constraint in GWh | FALSE | L | Annual | Allowances Banked | GWh | 0 | 0 | 0 | 0 | 0 | 0 | 0
RPS-CES v6.21 Fossil Dispatch Limit - IL | 716 | 7727 | Generation Constraint in GWh | FALSE | L | Annual | Allowances Withdrawn (1:1) | GWh | 0 | 0 | 0 | 0 | 0 | 0 | 0
RPS-CES v6.21 Fossil Dispatch Limit - IL | 716 | 7727 | Generation Constraint in GWh | FALSE | L | Annual | Allowances Withdrawn (n:1) | GWh | 0 | 0 | 0 | 0 | 0 | 0 | 0
RPS-CES v6.21 Fossil Dispatch Limit - IL | 716 | 7727 | Generation Constraint in GWh | FALSE | L | Annual | Net Emissions Allowance Position | GWh | 0 | 0 | 0 | 0 | 10778.5663 | 11378.3525 | 11942.4106
RPS-CES v6.21 Fossil Dispatch Limit - IL | 716 | 7727 | Generation Constraint in GWh | FALSE | L | Annual | Fuel Consumed | TBtu | 0 | 0 | 0 | 0 | 78.6984 | 79.957 | 84.0138
RPS-CES v6.21 Fossil Dispatch Limit - IL | 716 | 7727 | Generation Constraint in GWh | FALSE | L | Annual | Heat Rate | MMBtu/MWh | 0 | 0 | 0 | 0 | 2.1199 | 1.72 | 1.9935
RPS-CES v6.21 Fossil Dispatch Limit - IL | 716 | 7727 | Generation Constraint in GWh | FALSE | L | Annual | Generation | TWh | 0 | 0 | 0 | 0 | 37.1235 | 46.4877 | 42.1433
RPS-CES v6.21 Fossil Dispatch Limit - IL | 716 | 7727 | Generation Constraint in GWh | FALSE | L | Annual | Qualifying Generation | TWh | 0 | 0 | 0 | 0 | 10.7786 | 11.3784 | 11.9424
RPS-CES v6.21 Fossil Dispatch Limit - IL | 716 | 7727 | Generation Constraint in GWh | FALSE | L | Annual | Rate | lb/MWh | 0 | 0 | 0 | 0 | 0 | 0 | 0
RPS-CES v6.21 Fossil Dispatch Limit - IL | 716 | 7727 | Generation Constraint in GWh | FALSE | L | Annual | Constraint Shadow Price | US2019$/MWh | 0 | 0 | 0 | 0 | 4.0388 | 2.1086 | 2.2886
RPS-CES v6.21 Fossil Dispatch Limit - OR | 717 | 7728 | Generation Constraint in GWh | FALSE | L | Annual | Seasons Included | Seasons | Winter, WintShld, Summer | Winter, WintShld, Summer | Winter, WintShld, Summer | Winter, WintShld, Summer | Winter, WintShld, Summer | Winter, WintShld, Summer | Winter, WintShld, Summer
RPS-CES v6.21 Fossil Dispatch Limit - OR | 717 | 7728 | Generation Constraint in GWh | FALSE | L | Annual | Standard GWh | GWh | 0 | 0 | 0 | 6546.2113 | 7053.7883 | 7675.8557 | 8283.1288
RPS-CES v6.21 Fossil Dispatch Limit - OR | 717 | 7728 | Generation Constraint in GWh | FALSE | L | Annual | Emissions at Affected Plants | GWh | 0 | 0 | 0 | 0 | 0 | 0 | 0
RPS-CES v6.21 Fossil Dispatch Limit - OR | 717 | 7728 | Generation Constraint in GWh | FALSE | L | Annual | Allowances Purchased | GWh | 0 | 0 | 0 | 0 | 0 | 0 | 0
RPS-CES v6.21 Fossil Dispatch Limit - OR | 717 | 7728 | Generation Constraint in GWh | FALSE | L | Annual | Allowances Sold | GWh | 0 | 0 | 0 | 0 | 0 | 0 | 0
RPS-CES v6.21 Fossil Dispatch Limit - OR | 717 | 7728 | Generation Constraint in GWh | FALSE | L | Annual | Allowances Banked | GWh | 0 | 0 | 0 | 0 | 0 | 0 | 0
RPS-CES v6.21 Fossil Dispatch Limit - OR | 717 | 7728 | Generation Constraint in GWh | FALSE | L | Annual | Allowances Withdrawn (1:1) | GWh | 0 | 0 | 0 | 0 | 0 | 0 | 0
RPS-CES v6.21 Fossil Dispatch Limit - OR | 717 | 7728 | Generation Constraint in GWh | FALSE | L | Annual | Allowances Withdrawn (n:1) | GWh | 0 | 0 | 0 | 0 | 0 | 0 | 0
RPS-CES v6.21 Fossil Dispatch Limit - OR | 717 | 7728 | Generation Constraint in GWh | FALSE | L | Annual | Net Emissions Allowance Position | GWh | 0 | 0 | 0 | 0 | 0 | 0 | 0
RPS-CES v6.21 Fossil Dispatch Limit - OR | 717 | 7728 | Generation Constraint in GWh | FALSE | L | Annual | Fuel Consumed | TBtu | 0 | 0 | 0 | 0 | 0 | 0 | 0
RPS-CES v6.21 Fossil Dispatch Limit - OR | 717 | 7728 | Generation Constraint in GWh | FALSE | L | Annual | Heat Rate | MMBtu/MWh | 0 | 0 | 0 | 0 | 0 | 0 | 0
RPS-CES v6.21 Fossil Dispatch Limit - OR | 717 | 7728 | Generation Constraint in GWh | FALSE | L | Annual | Generation | TWh | 0 | 0 | 0 | 0 | 0 | 0 | 0
RPS-CES v6.21 Fossil Dispatch Limit - OR | 717 | 7728 | Generation Constraint in GWh | FALSE | L | Annual | Qualifying Generation | TWh | 0 | 0 | 0 | 0 | 0 | 0 | 0
RPS-CES v6.21 Fossil Dispatch Limit - OR | 717 | 7728 | Generation Constraint in GWh | FALSE | L | Annual | Rate | lb/MWh | 0 | 0 | 0 | 0 | 0 | 0 | 0
RPS-CES v6.21 Fossil Dispatch Limit - OR | 717 | 7728 | Generation Constraint in GWh | FALSE | L | Annual | Constraint Shadow Price | US2019$/MWh | 0 | 0 | 0 | 0 | 0 | 0 | 0
Texas BART FIP v6.17 | 718 | 7538 | Rate Constraint in MTons | FALSE | L | Annual | Seasons Included | Seasons | Winter, WintShld, Summer | Winter, WintShld, Summer | Winter, WintShld, Summer | Winter, WintShld, Summer | Winter, WintShld, Summer | Winter, WintShld, Summer | Winter, WintShld, Summer
Texas BART FIP v6.17 | 718 | 7538 | Rate Constraint in MTons | FALSE | L | Annual | Standard SO2 | Thousand Tons | 248.393 | 248.393 | 248.393 | 248.393 | 248.393 | 248.393 | 248.393
Texas BART FIP v6.17 | 718 | 7538 | Rate Constraint in MTons | FALSE | L | Annual | Emissions at Affected Plants SO2 | Thousand Tons | 56.3935 | 41.2539 | 30.0328 | 25.2814 | 34.9875 | 15.8749 | 17.1243
Texas BART FIP v6.17 | 718 | 7538 | Rate Constraint in MTons | FALSE | L | Annual | Allowances Purchased SO2 | Thousand Tons | 0 | 0 | 0 | 0 | 0 | 0 | 0
Texas BART FIP v6.17 | 718 | 7538 | Rate Constraint in MTons | FALSE | L | Annual | Allowances Sold SO2 | Thousand Tons | 0 | 0 | 0 | 0 | 0 | 0 | 0
Texas BART FIP v6.17 | 718 | 7538 | Rate Constraint in MTons | FALSE | L | Annual | Allowances Banked | Thousand Tons | 0 | 0 | 0 | 0 | 0 | 0 | 0
Texas BART FIP v6.17 | 718 | 7538 | Rate Constraint in MTons | FALSE | L | Annual | Allowances Withdrawn (1:1) | Thousand Tons | 0 | 0 | 0 | 0 | 0 | 0 | 0
Texas BART FIP v6.17 | 718 | 7538 | Rate Constraint in MTons | FALSE | L | Annual | Allowances Withdrawn (n:1) | Thousand Tons | 0 | 0 | 0 | 0 | 0 | 0 | 0
Texas BART FIP v6.17 | 718 | 7538 | Rate Constraint in MTons | FALSE | L | Annual | Net Emissions Allowance Position | Thousand Tons | 56.3935 | 41.2539 | 30.0328 | 25.2814 | 34.9875 | 15.8749 | 17.1243
Texas BART FIP v6.17 | 718 | 7538 | Rate Constraint in MTons | FALSE | L | Annual | Fuel Consumed | TBtu | 391.2536 | 346.7018 | 342.2539 | 272.5109 | 326.9267 | 126.955 | 138.4516
Texas BART FIP v6.17 | 718 | 7538 | Rate Constraint in MTons | FALSE | L | Annual | Rate | lb/MMBtu | 0.28827 | 0.23798 | 0.1755 | 0.18554 | 0.21404 | 0.25009 | 0.24737
Texas BART FIP v6.17 | 718 | 7538 | Rate Constraint in MTons | FALSE | L | Annual | Generation | TWh | 43.6365 | 39.3573 | 40.9793 | 35.3865 | 41.2963 | 18.7228 | 20.256
Texas BART FIP v6.17 | 718 | 7538 | Rate Constraint in MTons | FALSE | L | Annual | Qualifying Generation | TWh | 39.7247 | 35.0726 | 34.6984 | 28.1915 | 33.3552 | 14.5667 | 15.6952
Texas BART FIP v6.17 | 718 | 7538 | Rate Constraint in MTons | FALSE | L | Annual | Rate | lb/MWh | 2.8392 | 2.3525 | 1.7311 | 1.7935 | 2.0979 | 2.1796 | 2.1821
Texas BART FIP v6.17 | 718 | 7538 | Rate Constraint in MTons | FALSE | L | Annual | Constraint Shadow Price | US2019$/Ton | 0 | 0 | 0 | 0 | 0 | 0 | 0
Texas East - NOX Cap Annual v3.1 | 719 | 7358 | Rate Constraint in MTons | FALSE | L | Annual | Seasons Included | Seasons | Winter, WintShld, Summer | Winter, WintShld, Summer | Winter, WintShld, Summer | Winter, WintShld, Summer | Winter, WintShld, Summer | Winter, WintShld, Summer | Winter, WintShld, Summer
Texas East - NOX Cap Annual v3.1 | 719 | 7358 | Rate Constraint in MTons | FALSE | L | Annual | Standard NOX | Thousand Tons | 84.5 | 84.5 | 84.5 | 84.5 | 84.5 | 84.5 | 84.5
Texas East - NOX Cap Annual v3.1 | 719 | 7358 | Rate Constraint in MTons | FALSE | L | Annual | Emissions at Affected Plants NOX | Thousand Tons | 0.2403 | 0.078063 | 0.004554 | 0.0032208 | 0.0035763 | 0.0032841 | 0.0031768
Texas East - NOX Cap Annual v3.1 | 719 | 7358 | Rate Constraint in MTons | FALSE | L | Annual | Allowances Purchased NOX | Thousand Tons | 0 | 0 | 0 | 0 | 0 | 0 | 0
Texas East - NOX Cap Annual v3.1 | 719 | 7358 | Rate Constraint in MTons | FALSE | L | Annual | Allowances Sold NOX | Thousand Tons | 0 | 0 | 0 | 0 | 0 | 0 | 0
Texas East - NOX Cap Annual v3.1 | 719 | 7358 | Rate Constraint in MTons | FALSE | L | Annual | Allowances Banked | Thousand Tons | 0 | 0 | 0 | 0 | 0 | 0 | 0
Texas East - NOX Cap Annual v3.1 | 719 | 7358 | Rate Constraint in MTons | FALSE | L | Annual | Allowances Withdrawn (1:1) | Thousand Tons | 0 | 0 | 0 | 0 | 0 | 0 | 0
Texas East - NOX Cap Annual v3.1 | 719 | 7358 | Rate Constraint in MTons | FALSE | L | Annual | Allowances Withdrawn (n:1) | Thousand Tons | 0 | 0 | 0 | 0 | 0 | 0 | 0
Texas East - NOX Cap Annual v3.1 | 719 | 7358 | Rate Constraint in MTons | FALSE | L | Annual | Net Emissions Allowance Position | Thousand Tons | 0.2403 | 0.078063 | 0.004554 | 0.0032208 | 0.0035763 | 0.0032841 | 0.0031768
Texas East - NOX Cap Annual v3.1 | 719 | 7358 | Rate Constraint in MTons | FALSE | L | Annual | Fuel Consumed | TBtu | 13.155 | 6.71 | 0.90057 | 0.70787 | 0.78599 | 0.72178 | 0.6982
Texas East - NOX Cap Annual v3.1 | 719 | 7358 | Rate Constraint in MTons | FALSE | L | Annual | Rate | lb/MMBtu | 0.036534 | 0.023268 | 0.010114 | 0.0091 | 0.0091 | 0.0091 | 0.0091
Texas East - NOX Cap Annual v3.1 | 719 | 7358 | Rate Constraint in MTons | FALSE | L | Annual | Generation | TWh | 1.2193 | 0.64642 | 0.11248 | 0.088606 | 0.098384 | 0.090346 | 0.087396
Texas East - NOX Cap Annual v3.1 | 719 | 7358 | Rate Constraint in MTons | FALSE | L | Annual | Qualifying Generation | TWh | 1.2193 | 0.64642 | 0.11248 | 0.088606 | 0.098384 | 0.090346 | 0.087396
Texas East - NOX Cap Annual v3.1 | 719 | 7358 | Rate Constraint in MTons | FALSE | L | Annual | Rate | lb/MWh | 0.39417 | 0.24153 | 0.080978 | 0.0727 | 0.0727 | 0.0727 | 0.0727
Texas East - NOX Cap Annual v3.1 | 719 | 7358 | Rate Constraint in MTons | FALSE | L | Annual | Constraint Shadow Price | US2019$/Ton | 0 | 0 | 0 | 0 | 0 | 0 | 0
Texas East - SO2 Cap Annual v3.1 | 720 | 7359 | Rate Constraint in MTons | FALSE | L | Annual | Seasons Included | Seasons | Winter, WintShld, Summer | Winter, WintShld, Summer | Winter, WintShld, Summer | Winter, WintShld, Summer | Winter, WintShld, Summer | Winter, WintShld, Summer | Winter, WintShld, Summer
Texas East - SO2 Cap Annual v3.1 | 720 | 7359 | Rate Constraint in MTons | FALSE | L | Annual | Standard SO2 | Thousand Tons | 273.95 | 273.95 | 273.95 | 273.95 | 273.95 | 273.95 | 273.95
Texas East - SO2 Cap Annual v3.1 | 720 | 7359 | Rate Constraint in MTons | FALSE | L | Annual | Emissions at Affected Plants SO2 | Thousand Tons | 0 | 0 | 0 | 0 | 0 | 0 | 0
Texas East - SO2 Cap Annual v3.1 | 720 | 7359 | Rate Constraint in MTons | FALSE | L | Annual | Allowances Purchased SO2 | Thousand Tons | 0 | 0 | 0 | 0 | 0 | 0 | 0
Texas East - SO2 Cap Annual v3.1 | 720 | 7359 | Rate Constraint in MTons | FALSE | L | Annual | Allowances Sold SO2 | Thousand Tons | 0 | 0 | 0 | 0 | 0 | 0 | 0
Texas East - SO2 Cap Annual v3.1 | 720 | 7359 | Rate Constraint in MTons | FALSE | L | Annual | Allowances Banked | Thousand Tons | 273.95 | 273.95 | 456.5833 | 547.9 | 547.9 | 547.9 | 0
Texas East - SO2 Cap Annual v3.1 | 720 | 7359 | Rate Constraint in MTons | FALSE | L | Annual | Allowances Withdrawn (1:1) | Thousand Tons | 0 | 0 | -182.6333 | -273.95 | -273.95 | -273.95 | 0
Texas East - SO2 Cap Annual v3.1 | 720 | 7359 | Rate Constraint in MTons | FALSE | L | Annual | Allowances Withdrawn (n:1) | Thousand Tons | 0 | 0 | 0 | 0 | 0 | 0 | 0
Texas East - SO2 Cap Annual v3.1 | 720 | 7359 | Rate Constraint in MTons | FALSE | L | Annual | Net Emissions Allowance Position | Thousand Tons | 273.95 | 273.95 | 273.95 | 273.95 | 273.95 | 273.95 | 0
Texas East - SO2 Cap Annual v3.1 | 720 | 7359 | Rate Constraint in MTons | FALSE | L | Annual | Fuel Consumed | TBtu | 13.155 | 6.71 | 0.90057 | 0.70787 | 0.78599 | 0.72178 | 0.6982
Texas East - SO2 Cap Annual v3.1 | 720 | 7359 | Rate Constraint in MTons | FALSE | L | Annual | Rate | lb/MMBtu | 0 | 0 | 0 | 0 | 0 | 0 | 0
Texas East - SO2 Cap Annual v3.1 | 720 | 7359 | Rate Constraint in MTons | FALSE | L | Annual | Generation | TWh | 1.2193 | 0.64642 | 0.11248 | 0.088606 | 0.098384 | 0.090346 | 0.087396
Texas East - SO2 Cap Annual v3.1 | 720 | 7359 | Rate Constraint in MTons | FALSE | L | Annual | Qualifying Generation | TWh | 1.2193 | 0.64642 | 0.11248 | 0.088606 | 0.098384 | 0.090346 | 0.087396
Texas East - SO2 Cap Annual v3.1 | 720 | 7359 | Rate Constraint in MTons | FALSE | L | Annual | Rate | lb/MWh | 0 | 0 | 0 | 0 | 0 | 0 | 0
Texas East - SO2 Cap Annual v3.1 | 720 | 7359 | Rate Constraint in MTons | FALSE | L | Annual | Constraint Shadow Price | US2019$/Ton | 0 | 0 | 0 | 0 | 0 | 0 | 0
Texas El Paso - NOX Cap Annual v3.1 | 721 | 7361 | Rate Constraint in MTons | FALSE | L | Annual | Seasons Included | Seasons | Winter, WintShld, Summer | Winter, WintShld, Summer | Winter, WintShld, Summer | Winter, WintShld, Summer | Winter, WintShld, Summer | Winter, WintShld, Summer | Winter, WintShld, Summer
Texas El Paso - NOX Cap Annual v3.1 | 721 | 7361 | Rate Constraint in MTons | FALSE | L | Annual | Standard NOX | Thousand Tons | 1.06 | 1.06 | 1.06 | 1.06 | 1.06 | 1.06 | 1.06
Texas El Paso - NOX Cap Annual v3.1 | 721 | 7361 | Rate Constraint in MTons | FALSE | L | Annual | Emissions at Affected Plants NOX | Thousand Tons | 0 | 0 | 0 | 0 | 0 | 0 | 0
Texas El Paso - NOX Cap Annual v3.1 | 721 | 7361 | Rate Constraint in MTons | FALSE | L | Annual | Allowances Purchased NOX | Thousand Tons | 0 | 0 | 0 | 0 | 0 | 0 | 0
Texas El Paso - NOX Cap Annual v3.1 | 721 | 7361 | Rate Constraint in MTons | FALSE | L | Annual | Allowances Sold NOX | Thousand Tons | 0 | 0 | 0 | 0 | 0 | 0 | 0
Texas El Paso - NOX Cap Annual v3.1 | 721 | 7361 | Rate Constraint in MTons | FALSE | L | Annual | Allowances Banked | Thousand Tons | 1.06 | 1.06 | 1.7667 | 2.12 | 2.12 | 2.12 | 0
Texas El Paso - NOX Cap Annual v3.1 | 721 | 7361 | Rate Constraint in MTons | FALSE | L | Annual | Allowances Withdrawn (1:1) | Thousand Tons | 0 | 0 | -0.70667 | -1.06 | -1.06 | -1.06 | 0
Texas El Paso - NOX Cap Annual v3.1 | 721 | 7361 | Rate Constraint in MTons | FALSE | L | Annual | Allowances Withdrawn (n:1) | Thousand Tons | 0 | 0 | 0 | 0 | 0 | 0 | 0
Texas El Paso - NOX Cap Annual v3.1 | 721 | 7361 | Rate Constraint in MTons | FALSE | L | Annual | Net Emissions Allowance Position | Thousand Tons | 1.06 | 1.06 | 1.06 | 1.06 | 1.06 | 1.06 | 0
Texas El Paso - NOX Cap Annual v3.1 | 721 | 7361 | Rate Constraint in MTons | FALSE | L | Annual | Fuel Consumed | TBtu | 0 | 0 | 0 | 0 | 0 | 0 | 0
Texas El Paso - NOX Cap Annual v3.1 | 721 | 7361 | Rate Constraint in MTons | FALSE | L | Annual | Rate | lb/MMBtu | 0 | 0 | 0 | 0 | 0 | 0 | 0
Texas El Paso - NOX Cap Annual v3.1 | 721 | 7361 | Rate Constraint in MTons | FALSE | L | Annual | Generation | TWh | 0 | 0 | 0 | 0 | 0 | 0 | 0
Texas El Paso - NOX Cap Annual v3.1 | 721 | 7361 | Rate Constraint in MTons | FALSE | L | Annual | Qualifying Generation | TWh | 0 | 0 | 0 | 0 | 0 | 0 | 0
Texas El Paso - NOX Cap Annual v3.1 | 721 | 7361 | Rate Constraint in MTons | FALSE | L | Annual | Rate | lb/MWh | 0 | 0 | 0 | 0 | 0 | 0 | 0
Texas El Paso - NOX Cap Annual v3.1 | 721 | 7361 | Rate Constraint in MTons | FALSE | L | Annual | Constraint Shadow Price | US2019$/Ton | 0 | 0 | 0 | 0 | 0 | 0 | 0
Texas Houston - NOX Cap Annual v3.1 | 722 | 7362 | Rate Constraint in MTons | FALSE | L | Annual | Seasons Included | Seasons | Winter, WintShld, Summer | Winter, WintShld, Summer | Winter, WintShld, Summer | Winter, WintShld, Summer | Winter, WintShld, Summer | Winter, WintShld, Summer | Winter, WintShld, Summer
Texas Houston - NOX Cap Annual v3.1 | 722 | 7362 | Rate Constraint in MTons | FALSE | L | Annual | Standard NOX | Thousand Tons | 17.57 | 17.57 | 17.57 | 17.57 | 17.57 | 17.57 | 17.57
Texas Houston - NOX Cap Annual v3.1 | 722 | 7362 | Rate Constraint in MTons | FALSE | L | Annual | Emissions at Affected Plants NOX | Thousand Tons | 5.6401 | 5.1384 | 5.8141 | 5.1559 | 6.1283 | 4.4825 | 4.4019
Texas Houston - NOX Cap Annual v3.1 | 722 | 7362 | Rate Constraint in MTons | FALSE | L | Annual | Allowances Purchased NOX | Thousand Tons | 0 | 0 | 0 | 0 | 0 | 0 | 0
Texas Houston - NOX Cap Annual v3.1 | 722 | 7362 | Rate Constraint in MTons | FALSE | L | Annual | Allowances Sold NOX | Thousand Tons | 0 | 0 | 0 | 0 | 0 | 0 | 0
Texas Houston - NOX Cap Annual v3.1 | 722 | 7362 | Rate Constraint in MTons | FALSE | L | Annual | Allowances Banked | Thousand Tons | 0 | 0 | 11.7559 | 0 | 11.4417 | 0 | 0
Texas Houston - NOX Cap Annual v3.1 | 722 | 7362 | Rate Constraint in MTons | FALSE | L | Annual | Allowances Withdrawn (1:1) | Thousand Tons | 0 | 0 | 0 | -14.1071 | 0 | 0 | 0
Texas Houston - NOX Cap Annual v3.1 | 722 | 7362 | Rate Constraint in MTons | FALSE | L | Annual | Allowances Withdrawn (n:1) | Thousand Tons | 0 | 0 | 0 | 0 | 0 | 0 | 0
Texas Houston - NOX Cap Annual v3.1 | 722 | 7362 | Rate Constraint in MTons | FALSE | L | Annual | Net Emissions Allowance Position | Thousand Tons | 5.6401 | 5.1384 | 17.57 | -8.9512 | 17.57 | 4.4825 | 4.4019
Texas Houston - NOX Cap Annual v3.1 | 722 | 7362 | Rate Constraint in MTons | FALSE | L | Annual | Fuel Consumed | TBtu | 398.1788 | 385.6436 | 421.4042 | 380.7072 | 406.4515 | 315.1415 | 301.8213
Texas Houston - NOX Cap Annual v3.1 | 722 | 7362 | Rate Constraint in MTons | FALSE | L | Annual | Rate | lb/MMBtu | 0.028329 | 0.026648 | 0.027594 | 0.027086 | 0.030155 | 0.028447 | 0.029169
Texas Houston - NOX Cap Annual v3.1 | 722 | 7362 | Rate Constraint in MTons | FALSE | L | Annual | Generation | TWh | 58.6614 | 57.766 | 61.8373 | 57.0151 | 58.7134 | 47.2368 | 44.7608
Texas Houston - NOX Cap Annual v3.1 | 722 | 7362 | Rate Constraint in MTons | FALSE | L | Annual | Qualifying Generation | TWh | 58.6614 | 57.766 | 61.8373 | 57.0151 | 58.7134 | 47.2368 | 44.7608
Texas Houston - NOX Cap Annual v3.1 | 722 | 7362 | Rate Constraint in MTons | FALSE | L | Annual | Rate | lb/MWh | 0.19229 | 0.1779 | 0.18804 | 0.18086 | 0.20875 | 0.18979 | 0.19668
Texas Houston - NOX Cap Annual v3.1 | 722 | 7362 | Rate Constraint in MTons | FALSE | L | Annual | Constraint Shadow Price | US2019$/Ton | 0 | 0 | 0 | 0 | 0 | 0 | 0
Texas West - NOX Cap Annual v3.1 | 723 | 7360 | Rate Constraint in MTons | FALSE | L | Annual | Seasons Included | Seasons | Winter, WintShld, Summer | Winter, WintShld, Summer | Winter, WintShld, Summer | Winter, WintShld, Summer | Winter, WintShld, Summer | Winter, WintShld, Summer | Winter, WintShld, Summer
Texas West - NOX Cap Annual v3.1 | 723 | 7360 | Rate Constraint in MTons | FALSE | L | Annual | Standard NOX | Thousand Tons | 18.1 | 18.1 | 18.1 | 18.1 | 18.1 | 18.1 | 18.1
Texas West - NOX Cap Annual v3.1 | 723 | 7360 | Rate Constraint in MTons | FALSE | L | Annual | Emissions at Affected Plants NOX | Thousand Tons | 0.19704 | 0 | 0 | 0 | 0 | 0 | 0
Texas West - NOX Cap Annual v3.1 | 723 | 7360 | Rate Constraint in MTons | FALSE | L | Annual | Allowances Purchased NOX | Thousand Tons | 0 | 0 | 0 | 0 | 0 | 0 | 0
Texas West - NOX Cap Annual v3.1 | 723 | 7360 | Rate Constraint in MTons | FALSE | L | Annual | Allowances Sold NOX | Thousand Tons | 0 | 0 | 0 | 0 | 0 | 0 | 0
Texas West - NOX Cap Annual v3.1 | 723 | 7360 | Rate Constraint in MTons | FALSE | L | Annual | Allowances Banked | Thousand Tons | 0 | 0 | 18.1 | 14.48 | 0 | 0 | 0
Texas West - NOX Cap Annual v3.1 | 723 | 7360 | Rate Constraint in MTons | FALSE | L | Annual | Allowances Withdrawn (1:1) | Thousand Tons | 0 | 0 | 0 | -18.1 | -18.1 | 0 | 0
Texas West - NOX Cap Annual v3.1 | 723 | 7360 | Rate Constraint in MTons | FALSE | L | Annual | Allowances Withdrawn (n:1) | Thousand Tons | 0 | 0 | 0 | 0 | 0 | 0 | 0
Texas West - NOX Cap Annual v3.1 | 723 | 7360 | Rate Constraint in MTons | FALSE | L | Annual | Net Emissions Allowance Position | Thousand Tons | 0.19704 | 0 | 18.1 | -3.62 | -18.1 | 0 | 0
Texas West - NOX Cap Annual v3.1 | 723 | 7360 | Rate Constraint in MTons | FALSE | L | Annual | Fuel Consumed | TBtu | 2.7524 | 0 | 0 | 0 | 0 | 0 | 0
Texas West - NOX Cap Annual v3.1 | 723 | 7360 | Rate Constraint in MTons | FALSE | L | Annual | Rate | lb/MMBtu | 0.14318 | 0 | 0 | 0 | 0 | 0 | 0
Texas West - NOX Cap Annual v3.1 | 723 | 7360 | Rate Constraint in MTons | FALSE | L | Annual | Generation | TWh | 0.25026 | 0 | 0 | 0 | 0 | 0 | 0
Texas West - NOX Cap Annual v3.1 | 723 | 7360 | Rate Constraint in MTons | FALSE | L | Annual | Qualifying Generation | TWh | 0.25026 | 0 | 0 | 0 | 0 | 0 | 0
Texas West - NOX Cap Annual v3.1 | 723 | 7360 | Rate Constraint in MTons | FALSE | L | Annual | Rate | lb/MWh | 1.5747 | 0 | 0 | 0 | 0 | 0 | 0
Texas West - NOX Cap Annual v3.1 | 723 | 7360 | Rate Constraint in MTons | FALSE | L | Annual | Constraint Shadow Price | US2019$/Ton | 0 | 0 | 0 | 0 | 0 | 0 | 0
Unit Comanche 1,2 - SO2 Rate Annual v3.1, Unit 2685 and retrofits | 725 | 7264 | Rate Constraint in lbs/MMBtu | FALSE | L | Annual | Seasons Included | Seasons | Winter, WintShld, Summer | Winter, WintShld, Summer | Winter, WintShld, Summer | Winter, WintShld, Summer | Winter, WintShld, Summer | Winter, WintShld, Summer | Winter, WintShld, Summer
Unit Comanche 1,2 - SO2 Rate Annual v3.1, Unit 2685 and retrofits | 725 | 7264 | Rate Constraint in lbs/MMBtu | FALSE | L | Annual | Standard SO2 | lb/MMBtu | 0.1 | 0.1 | 0.1 | 0.1 | 0.1 | 0.1 | 0.1
Unit Comanche 1,2 - SO2 Rate Annual v3.1, Unit 2685 and retrofits | 725 | 7264 | Rate Constraint in lbs/MMBtu | FALSE | L | Annual | Emissions at Affected Plants SO2 | Thousand Tons | 0 | 0 | 0 | 0 | 0 | 0 | 0
Unit Comanche 1,2 - SO2 Rate Annual v3.1, Unit 2685 and retrofits | 725 | 7264 | Rate Constraint in lbs/MMBtu | FALSE | L | Annual | Allowances Purchased SO2 | Thousand Tons | 0 | 0 | 0 | 0 | 0 | 0 | 0
Unit Comanche 1,2 - SO2 Rate Annual v3.1, Unit 2685 and retrofits | 725 | 7264 | Rate Constraint in lbs/MMBtu | FALSE | L | Annual | Allowances Sold SO2 | Thousand Tons | 0 | 0 | 0 | 0 | 0 | 0 | 0
Unit Comanche 1,2 - SO2 Rate Annual v3.1, Unit 2685 and retrofits | 725 | 7264 | Rate Constraint in lbs/MMBtu | FALSE | L | Annual | Allowances Banked | Thousand Tons | 0 | 0 | 0 | 0 | 0 | 0 | 0
Unit Comanche 1,2 - SO2 Rate Annual v3.1, Unit 2685 and retrofits | 725 | 7264 | Rate Constraint in lbs/MMBtu | FALSE | L | Annual | Allowances Withdrawn (1:1) | Thousand Tons | 0 | 0 | 0 | 0 | 0 | 0 | 0
Unit Comanche 1,2 - SO2 Rate Annual v3.1, Unit 2685 and retrofits | 725 | 7264 | Rate Constraint in lbs/MMBtu | FALSE | L | Annual | Allowances Withdrawn (n:1) | Thousand Tons | 0 | 0 | 0 | 0 | 0 | 0 | 0
Unit Comanche 1,2 - SO2 Rate Annual v3.1, Unit 2685 and retrofits | 725 | 7264 | Rate Constraint in lbs/MMBtu | FALSE | L | Annual | Net Emissions Allowance Position | Thousand Tons | 0 | 0 | 0 | 0 | 0 | 0 | 0
Unit Comanche 1,2 - SO2 Rate Annual v3.1, Unit 2685 and retrofits | 725 | 7264 | Rate Constraint in lbs/MMBtu | FALSE | L | Annual | Fuel Consumed | TBtu | 0 | 0 | 0 | 0 | 0 | 0 | 0
Unit Comanche 1,2 - SO2 Rate Annual v3.1, Unit 2685 and retrofits | 725 | 7264 | Rate Constraint in lbs/MMBtu | FALSE | L | Annual | Rate | lb/MMBtu | 0 | 0 | 0 | 0 | 0 | 0 | 0
Unit Comanche 1,2 - SO2 Rate Annual v3.1, Unit 2685 and retrofits | 725 | 7264 | Rate Constraint in lbs/MMBtu | FALSE | L | Annual | Generation | TWh | 0 | 0 | 0 | 0 | 0 | 0 | 0
Unit Comanche 1,2 - SO2 Rate Annual v3.1, Unit 2685 and retrofits | 725 | 7264 | Rate Constraint in lbs/MMBtu | FALSE | L | Annual | Qualifying Generation | TWh | 0 | 0 | 0 | 0 | 0 | 0 | 0
Unit Comanche 1,2 - SO2 Rate Annual v3.1, Unit 2685 and retrofits | 725 | 7264 | Rate Constraint in lbs/MMBtu | FALSE | L | Annual | Rate | lb/MWh | 0 | 0 | 0 | 0 | 0 | 0 | 0
Unit Comanche 1,2 - SO2 Rate Annual v3.1, Unit 2685 and retrofits | 725 | 7264 | Rate Constraint in lbs/MMBtu | FALSE | L | Annual | Constraint Shadow Price | US2019$/Ton | 0 | 0 | 0 | 0 | 0 | 0 | 0
Unit Comanche 3 - NOX Rate Annual v3.1, Unit 2652 and retrofits | 726 | 7267 | Rate Constraint in lbs/MMBtu | FALSE | L | Annual | Seasons Included | Seasons | Winter, WintShld, Summer | Winter, WintShld, Summer | Winter, WintShld, Summer | Winter, WintShld, Summer | Winter, WintShld, Summer | Winter, WintShld, Summer | Winter, WintShld, Summer
Unit Comanche 3 - NOX Rate Annual v3.1, Unit 2652 and retrofits | 726 | 7267 | Rate Constraint in lbs/MMBtu | FALSE | L | Annual | Standard NOX | lb/MMBtu | 0.08 | 0.08 | 0.08 | 0.08 | 0.08 | 0.08 | 0.08
Unit Comanche 3 - NOX Rate Annual v3.1, Unit 2652 and retrofits | 726 | 7267 | Rate Constraint in lbs/MMBtu | FALSE | L | Annual | Emissions at Affected Plants NOX | Thousand Tons | 1.8307 | 1.8307 | 1.8307 | 0.0073229 | 0.0073229 | 0.0073229 | 0.0073229
Unit Comanche 3 - NOX Rate Annual v3.1, Unit 2652 and retrofits | 726 | 7267 | Rate Constraint in lbs/MMBtu | FALSE | L | Annual | Allowances Purchased NOX | Thousand Tons | 0 | 0 | 0 | 0 | 0 | 0 | 0
Unit Comanche 3 - NOX Rate Annual v3.1, Unit 2652 and retrofits | 726 | 7267 | Rate Constraint in lbs/MMBtu | FALSE | L | Annual | Allowances Sold NOX | Thousand Tons | 0 | 0 | 0 | 0 | 0 | 0 | 0
Unit Comanche 3 - NOX Rate Annual v3.1, Unit 2652 and retrofits | 726 | 7267 | Rate Constraint in lbs/MMBtu | FALSE | L | Annual | Allowances Banked | Thousand Tons | 0 | 0 | 0 | 0 | 0 | 0 | 0
Unit Comanche 3 - NOX Rate Annual v3.1, Unit 2652 and retrofits | 726 | 7267 | Rate Constraint in lbs/MMBtu | FALSE | L | Annual | Allowances Withdrawn (1:1) | Thousand Tons | 0 | 0 | 0 | 0 | 0 | 0 | 0
Unit Comanche 3 - NOX Rate Annual v3.1, Unit 2652 and retrofits | 726 | 7267 | Rate Constraint in lbs/MMBtu | FALSE | L | Annual | Allowances Withdrawn (n:1) | Thousand Tons | 0 | 0 | 0 | 0 | 0 | 0 | 0
Unit Comanche 3 - NOX Rate Annual v3.1, Unit 2652 and retrofits | 726 | 7267 | Rate Constraint in lbs/MMBtu | FALSE | L | Annual | Net Emissions Allowance Position | Thousand Tons | 1.8307 | 1.8307 | 1.8307 | 0.0073229 | 0.0073229 | 0.0073229 | 0.0073229
Unit Comanche 3 - NOX Rate Annual v3.1, Unit 2652 and retrofits | 726 | 7267 | Rate Constraint in lbs/MMBtu | FALSE | L | Annual | Fuel Consumed | TBtu | 55.5016 | 55.5016 | 55.5016 | 0.22201 | 0.22201 | 0.22201 | 0.22201
Unit Comanche 3 - NOX Rate Annual v3.1, Unit 2652 and retrofits | 726 | 7267 | Rate Constraint in lbs/MMBtu | FALSE | L | Annual | Rate | lb/MMBtu | 0.06597 | 0.06597 | 0.06597 | 0.06597 | 0.06597 | 0.06597 | 0.06597
Unit Comanche 3 - NOX Rate Annual v3.1, Unit 2652 and retrofits | 726 | 7267 | Rate Constraint in lbs/MMBtu | FALSE | L | Annual | Generation | TWh | 5.3066 | 5.3066 | 5.3066 | 0.021226 | 0.021226 | 0.021226 | 0.021226
Unit Comanche 3 - NOX Rate Annual v3.1, Unit 2652 and retrofits | 726 | 7267 | Rate Constraint in lbs/MMBtu | FALSE | L | Annual | Qualifying Generation | TWh | 5.3066 | 5.3066 | 5.3066 | 0.021226 | 0.021226 | 0.021226 | 0.021226
Unit Comanche 3 - NOX Rate Annual v3.1, Unit 2652 and retrofits | 726 | 7267 | Rate Constraint in lbs/MMBtu | FALSE | L | Annual | Rate | lb/MWh | 0.68998 | 0.68998 | 0.68998 | 0.68998 | 0.68998 | 0.68998 | 0.68998
Unit Comanche 3 - NOX Rate Annual v3.1, Unit 2652 and retrofits | 726 | 7267 | Rate Constraint in lbs/MMBtu | FALSE | L | Annual | Constraint Shadow Price | US2019$/Ton | 0 | 0 | 0 | 0 | 0 | 0 | 0
Unit Comanche 3 - SO2 Rate Annual v3.1, Unit 2652 and retrofits | 727 | 7265 | Rate Constraint in lbs/MMBtu | FALSE | L | Annual | Seasons Included | Seasons | Winter, WintShld, Summer | Winter, WintShld, Summer | Winter, WintShld, Summer | Winter, WintShld, Summer | Winter, WintShld, Summer | Winter, WintShld, Summer | Winter, WintShld, Summer
Unit Comanche 3 - SO2 Rate Annual v3.1, Unit 2652 and retrofits | 727 | 7265 | Rate Constraint in lbs/MMBtu | FALSE | L | Annual | Standard SO2 | lb/MMBtu | 0.1 | 0.1 | 0.1 | 0.1 | 0.1 | 0.1 | 0.1
Unit Comanche 3 - SO2 Rate Annual v3.1, Unit 2652 and retrofits | 727 | 7265 | Rate Constraint in lbs/MMBtu | FALSE | L | Annual | Emissions at Affected Plants SO2 | Thousand Tons | 2.0485 | 2.0485 | 2.0485 | 0.0081939 | 0.0081939 | 0.0081939 | 0.0081939
Unit Comanche 3 - SO2 Rate Annual v3.1, Unit 2652 and retrofits | 727 | 7265 | Rate Constraint in lbs/MMBtu | FALSE | L | Annual | Allowances Purchased SO2 | Thousand Tons | 0 | 0 | 0 | 0 | 0 | 0 | 0
Unit Comanche 3 - SO2 Rate Annual v3.1, Unit 2652 and retrofits | 727 | 7265 | Rate Constraint in lbs/MMBtu | FALSE | L | Annual | Allowances Sold SO2 | Thousand Tons | 0 | 0 | 0 | 0 | 0 | 0 | 0
Unit Comanche 3 - SO2 Rate Annual v3.1, Unit 2652 and retrofits | 727 | 7265 | Rate Constraint in lbs/MMBtu | FALSE | L | Annual | Allowances Banked | Thousand Tons | 0 | 0 | 0 | 0 | 0 | 0 | 0
Unit Comanche 3 - SO2 Rate Annual v3.1, Unit 2652 and retrofits | 727 | 7265 | Rate Constraint in lbs/MMBtu | FALSE | L | Annual | Allowances Withdrawn (1:1) | Thousand Tons | 0 | 0 | 0 | 0 | 0 | 0 | 0
Unit Comanche 3 - SO2 Rate Annual v3.1, Unit 2652 and retrofits | 727 | 7265 | Rate Constraint in lbs/MMBtu | FALSE | L | Annual | Allowances Withdrawn (n:1) | Thousand Tons | 0 | 0 | 0 | 0 | 0 | 0 | 0
Unit Comanche 3 - SO2 Rate Annual v3.1, Unit 2652 and retrofits | 727 | 7265 | Rate Constraint in lbs/MMBtu | FALSE | L | Annual | Net Emissions Allowance Position | Thousand Tons | 2.0485 | 2.0485 | 2.0485 | 0.0081939 | 0.0081939 | 0.0081939 | 0.0081939
Unit Comanche 3 - SO2 Rate Annual v3.1, Unit 2652 and retrofits | 727 | 7265 | Rate Constraint in lbs/MMBtu | FALSE | L | Annual | Fuel Consumed | TBtu | 55.5016 | 55.5016 | 55.5016 | 0.22201 | 0.22201 | 0.22201 | 0.22201
Unit Comanche 3 - SO2 Rate Annual v3.1, Unit 2652 and retrofits | 727 | 7265 | Rate Constraint in lbs/MMBtu | FALSE | L | Annual | Rate | lb/MMBtu | 0.073817 | 0.073817 | 0.073817 | 0.073817 | 0.073817 | 0.073817 | 0.073817
Unit Comanche 3 - SO2 Rate Annual v3.1, Unit 2652 and retrofits | 727 | 7265 | Rate Constraint in lbs/MMBtu | FALSE | L | Annual | Generation | TWh | 5.3066 | 5.3066 | 5.3066 | 0.021226 | 0.021226 | 0.021226 | 0.021226
Unit Comanche 3 - SO2 Rate Annual v3.1, Unit 2652 and retrofits | 727 | 7265 | Rate Constraint in lbs/MMBtu | FALSE | L | Annual | Qualifying Generation | TWh | 5.3066 | 5.3066 | 5.3066 | 0.021226 | 0.021226 | 0.021226 | 0.021226
Unit Comanche 3 - SO2 Rate Annual v3.1, Unit 2652 and retrofits | 727 | 7265 | Rate Constraint in lbs/MMBtu | FALSE | L | Annual | Rate | lb/MWh | 0.77205 | 0.77205 | 0.77205 | 0.77205 | 0.77205 | 0.77205 | 0.77205
Unit Comanche 3 - SO2 Rate Annual v3.1, Unit 2652 and retrofits | 727 | 7265 | Rate Constraint in lbs/MMBtu | FALSE | L | Annual | Constraint Shadow Price | US2019$/Ton | 0 | 0 | 0 | 0 | 0 | 0 | 0
UT Hg Rule - MER Removal Annual v.4.10 | 728 | 7363 | MACT Fuel Choice Floor in lbs/MMBtu | FALSE | L | Annual | Seasons Included | Seasons | Winter, WintShld, Summer | Winter, WintShld, Summer | Winter, WintShld, Summer | Winter, WintShld, Summer | Winter, WintShld, Summer | Winter, WintShld, Summer | Winter, WintShld, Summer
UT Hg Rule - MER Removal Annual v.4.10 | 728 | 7363 | MACT Fuel Choice Floor in lbs/MMBtu | FALSE | L | Annual | Emission Floor | lbs/MMBtu | 6.5e-07 | 6.5e-07 | 6.5e-07 | 6.5e-07 | 6.5e-07 | 6.5e-07 | 6.5e-07
UT Hg Rule - MER Removal Annual v.4.10 | 728 | 7363 | MACT Fuel Choice Floor in lbs/MMBtu | FALSE | L | Annual | Emissions at Affected Plants MER | lbs | 43.2718 | 39.3453 | 39.8959 | 23.5646 | 2.5277 | 2.5277 | 2.5277
UT Hg Rule - MER Removal Annual v.4.10 | 728 | 7363 | MACT Fuel Choice Floor in lbs/MMBtu | FALSE | L | Annual | Allowances Purchased MER | lbs | 0 | 0 | 0 | 0 | 0 | 0 | 0
UT Hg Rule - MER Removal Annual v.4.10 | 728 | 7363 | MACT Fuel Choice Floor in lbs/MMBtu | FALSE | L | Annual | Allowances Sold MER | lbs | 0 | 0 | 0 | 0 | 0 | 0 | 0
UT Hg Rule - MER Removal Annual v.4.10 | 728 | 7363 | MACT Fuel Choice Floor in lbs/MMBtu | FALSE | L | Annual | Allowances Banked | lbs | 0 | 0 | 0 | 0 | 0 | 0 | 0
UT Hg Rule - MER Removal Annual v.4.10 | 728 | 7363 | MACT Fuel Choice Floor in lbs/MMBtu | FALSE | L | Annual | Allowances Withdrawn (1:1) | lbs | 0 | 0 | 0 | 0 | 0 | 0 | 0
UT Hg Rule - MER Removal Annual v.4.10 | 728 | 7363 | MACT Fuel Choice Floor in lbs/MMBtu | FALSE | L | Annual | Allowances Withdrawn (n:1) | lbs | 0 | 0 | 0 | 0 | 0 | 0 | 0
UT Hg Rule - MER Removal Annual v.4.10 | 728 | 7363 | MACT Fuel Choice Floor in lbs/MMBtu | FALSE | L | Annual | Net Emissions Allowance Position | lbs | 43.2718 | 39.3453 | 39.8959 | 23.5646 | 2.5277 | 2.5277 | 2.5277
UT Hg Rule - MER Removal Annual v.4.10 | 728 | 7363 | MACT Fuel Choice Floor in lbs/MMBtu | FALSE | L | Annual | Fuel Consumed | TBtu | 186.0044 | 164.9872 | 166.0097 | 101.0855 | 4.8195 | 4.8195 | 4.8195
UT Hg Rule - MER Removal Annual v.4.10 | 728 | 7363 | MACT Fuel Choice Floor in lbs/MMBtu | FALSE | L | Annual | Rate | lb/MMBtu | 2.3264e-07 | 2.3847e-07 | 2.4032e-07 | 2.3312e-07 | 5.2448e-07 | 5.2448e-07 | 5.2448e-07
UT Hg Rule - MER Removal Annual v.4.10 | 728 | 7363 | MACT Fuel Choice Floor in lbs/MMBtu | FALSE | L | Annual | Generation | TWh | 18.1508 | 16.0271 | 16.1103 | 9.8093 | 0.39594 | 0.39594 | 0.39594
UT Hg Rule - MER Removal Annual v.4.10 | 728 | 7363 | MACT Fuel Choice Floor in lbs/MMBtu | FALSE | L | Annual | Qualifying Generation | TWh | 18.1508 | 16.0271 | 16.1103 | 9.8093 | 0.39594 | 0.39594 | 0.39594
UT Hg Rule - MER Removal Annual v.4.10 | 728 | 7363 | MACT Fuel Choice Floor in lbs/MMBtu | FALSE | L | Annual | Constraint Shadow Price | US2019$/Lb | 0 | 0 | 0 | 0 | 0 | 0 | 0
Virginia City Hybrid Unit 1 SO2 Rate v6.20 | 729 | 7664 | Rate Constraint in lbs/MMBtu | FALSE | L | Annual | Seasons Included | Seasons | Winter, WintShld, Summer | Winter, WintShld, Summer | Winter, WintShld, Summer | Winter, WintShld, Summer | Winter, WintShld, Summer | Winter, WintShld, Summer | Winter, WintShld, Summer
Virginia City Hybrid Unit 1 SO2 Rate v6.20 | 729 | 7664 | Rate Constraint in lbs/MMBtu | FALSE | L | Annual | Standard SO2 | lb/MMBtu | 0.022 | 0.022 | 0.022 | 0.022 | 0.022 | 0.022 | 0.022
Virginia City Hybrid Unit 1 SO2 Rate v6.20 | 729 | 7664 | Rate Constraint in lbs/MMBtu | FALSE | L | Annual | Emissions at Affected Plants SO2 | Thousand Tons | 0.044497 | 0.069947 | 0.035697 | 0.14549 | 0.083341 | 0 | 0
Virginia City Hybrid Unit 1 SO2 Rate v6.20 | 729 | 7664 | Rate Constraint in lbs/MMBtu | FALSE | L | Annual | Allowances Purchased SO2 | Thousand Tons | 0 | 0 | 0 | 0 | 0 | 0 | 0
Virginia City Hybrid Unit 1 SO2 Rate v6.20 | 729 | 7664 | Rate Constraint in lbs/MMBtu | FALSE | L | Annual | Allowances Sold SO2 | Thousand Tons | 0 | 0 | 0 | 0 | 0 | 0 | 0
Virginia City Hybrid Unit 1 SO2 Rate v6.20 | 729 | 7664 | Rate Constraint in lbs/MMBtu | FALSE | L | Annual | Allowances Banked | Thousand Tons | 0 | 0 | 0 | 0 | 0 | 0 | 0
Virginia City Hybrid Unit 1 SO2 Rate v6.20 | 729 | 7664 | Rate Constraint in lbs/MMBtu | FALSE | L | Annual | Allowances Withdrawn (1:1) | Thousand Tons | 0 | 0 | 0 | 0 | 0 | 0 | 0
Virginia City Hybrid Unit 1 SO2 Rate v6.20 | 729 | 7664 | Rate Constraint in lbs/MMBtu | FALSE | L | Annual | Allowances Withdrawn (n:1) | Thousand Tons | 0 | 0 | 0 | 0 | 0 | 0 | 0
Virginia City Hybrid Unit 1 SO2 Rate v6.20 | 729 | 7664 | Rate Constraint in lbs/MMBtu | FALSE | L | Annual | Net Emissions Allowance Position | Thousand Tons | 0.044497 | 0.069947 | 0.035697 | 0.14549 | 0.083341 | 0 | 0
Virginia City Hybrid Unit 1 SO2 Rate v6.20 | 729 | 7664 | Rate Constraint in lbs/MMBtu | FALSE | L | Annual | Fuel Consumed | TBtu | 4.9441 | 7.7719 | 3.9663 | 16.1659 | 9.2601 | 0 | 0
Virginia City Hybrid Unit 1 SO2 Rate v6.20 | 729 | 7664 | Rate Constraint in lbs/MMBtu | FALSE | L | Annual | Rate | lb/MMBtu | 0.018 | 0.018 | 0.018 | 0.018 | 0.018 | 0 | 0
Virginia City Hybrid Unit 1 SO2 Rate v6.20 | 729 | 7664 | Rate Constraint in lbs/MMBtu | FALSE | L | Annual | Generation | TWh | 0.49724 | 0.78165 | 0.39891 | 1.6259 | 0.93131 | 0 | 0
Virginia City Hybrid Unit 1 SO2 Rate v6.20 | 729 | 7664 | Rate Constraint in lbs/MMBtu | FALSE | L | Annual | Qualifying Generation | TWh | 0.49724 | 0.78165 | 0.39891 | 1.6259 | 0.93131 | 0 | 0
Virginia City Hybrid Unit 1 SO2 Rate v6.20 | 729 | 7664 | Rate Constraint in lbs/MMBtu | FALSE | L | Annual | Rate | lb/MWh | 0.17897 | 0.17897 | 0.17897 | 0.17897 | 0.17897 | 0 | 0
Virginia City Hybrid Unit 1 SO2 Rate v6.20 | 729 | 7664 | Rate Constraint in lbs/MMBtu | FALSE | L | Annual | Constraint Shadow Price | US2019$/Ton | 0 | 0 | 0 | 0 | 0 | 0 | 0
Virginia City Hybrid Unit 2 SO2 Rate v6.20 | 730 | 7665 | Rate Constraint in lbs/MMBtu | FALSE | L | Annual | Seasons Included | Seasons | Winter, WintShld, Summer | Winter, WintShld, Summer | Winter, WintShld, Summer | Winter, WintShld, Summer | Winter, WintShld, Summer | Winter, WintShld, Summer | Winter, WintShld, Summer
Virginia City Hybrid Unit 2 SO2 Rate v6.20 | 730 | 7665 | Rate Constraint in lbs/MMBtu | FALSE | L | Annual | Standard SO2 | lb/MMBtu | 0.022 | 0.022 | 0.022 | 0.022 | 0.022 | 0.022 | 0.022
Virginia City Hybrid Unit 2 SO2 Rate v6.20 | 730 | 7665 | Rate Constraint in lbs/MMBtu | FALSE | L | Annual | Emissions at Affected Plants SO2 | Thousand Tons | 0.038465 | 0.034574 | 0.030858 | 0.10057 | 0.06253 | 0 | 0
Virginia City Hybrid Unit 2 SO2 Rate v6.20 | 730 | 7665 | Rate Constraint in lbs/MMBtu | FALSE | L | Annual | Allowances Purchased SO2 | Thousand Tons | 0 | 0 | 0 | 0 | 0 | 0 | 0
Virginia City Hybrid Unit 2 SO2 Rate v6.20 | 730 | 7665 | Rate Constraint in lbs/MMBtu | FALSE | L | Annual | Allowances Sold SO2 | Thousand Tons | 0 | 0 | 0 | 0 | 0 | 0 | 0
Virginia City Hybrid Unit 2 SO2 Rate v6.20 | 730 | 7665 | Rate Constraint in lbs/MMBtu | FALSE | L | Annual | Allowances Banked | Thousand Tons | 0 | 0 | 0 | 0 | 0 | 0 | 0
Virginia City Hybrid Unit 2 SO2 Rate v6.20 | 730 | 7665 | Rate Constraint in lbs/MMBtu | FALSE | L | Annual | Allowances Withdrawn (1:1) | Thousand Tons | 0 | 0 | 0 | 0 | 0 | 0 | 0
Virginia City Hybrid Unit 2 SO2 Rate v6.20 | 730 | 7665 | Rate Constraint in lbs/MMBtu | FALSE | L | Annual | Allowances Withdrawn (n:1) | Thousand Tons | 0 | 0 | 0 | 0 | 0 | 0 | 0
Virginia City Hybrid Unit 2 SO2 Rate v6.20 | 730 | 7665 | Rate Constraint in lbs/MMBtu | FALSE | L | Annual | Net Emissions Allowance Position | Thousand Tons | 0.038465 | 0.034574 | 0.030858 | 0.10057 | 0.06253 | 0 | 0
Virginia City Hybrid Unit 2 SO2 Rate v6.20 | 730 | 7665 | Rate Constraint in lbs/MMBtu | FALSE | L | Annual | Fuel Consumed | TBtu | 4.9441 | 4.444 | 3.9663 | 12.9269 | 8.0373 | 0 | 0
Virginia City Hybrid Unit 2 SO2 Rate v6.20 | 730 | 7665 | Rate Constraint in lbs/MMBtu | FALSE | L | Annual | Rate | lb/MMBtu | 0.01556 | 0.01556 | 0.01556 | 0.01556 | 0.01556 | 0 | 0
Virginia City Hybrid Unit 2 SO2 Rate v6.20 | 730 | 7665 | Rate Constraint in lbs/MMBtu | FALSE | L | Annual | Generation | TWh | 0.49724 | 0.44695 | 0.39891 | 1.3001 | 0.80834 | 0 | 0
Virginia City Hybrid Unit 2 SO2 Rate v6.20 | 730 | 7665 | Rate Constraint in lbs/MMBtu | FALSE | L | Annual | Qualifying Generation | TWh | 0.49724 | 0.44695 | 0.39891 | 1.3001 | 0.80834 | 0 | 0
Virginia City Hybrid Unit 2 SO2 Rate v6.20 | 730 | 7665 | Rate Constraint in lbs/MMBtu | FALSE | L | Annual | Rate | lb/MWh | 0.15471 | 0.15471 | 0.15471 | 0.15471 | 0.15471 | 0 | 0
Virginia City Hybrid Unit 2 SO2 Rate v6.20 | 730 | 7665 | Rate Constraint in lbs/MMBtu | FALSE | L | Annual | Constraint Shadow Price | US2019$/Ton | 0 | 0 | 0 | 0 | 0 | 0 | 0
WA - CO2 Penalty Annual v5.13 | 731 | 7357 | Rate Constraint in MTons | FALSE | L | Annual | Seasons Included | Seasons | Winter, WintShld, Summer | Winter, WintShld, Summer | Winter, WintShld, Summer | Winter, WintShld, Summer | Winter, WintShld, Summer | Winter, WintShld, Summer | Winter, WintShld, Summer
WA - CO2 Penalty Annual v5.13 | 731 | 7357 | Rate Constraint in MTons | FALSE | L | Annual | Standard CO2 | Thousand Tons | 0 | 0 | 0 | 0 | 0 | 0 | 0
WA - CO2 Penalty Annual v5.13 | 731 | 7357 | Rate Constraint in MTons | FALSE | L | Annual | Emissions at Affected Plants CO2 | Thousand Tons | 0 | 0 | 0 | 0 | 0 | 0 | 0
WA - CO2 Penalty Annual v5.13 | 731 | 7357 | Rate Constraint in MTons | FALSE | L | Annual | Allowances Purchased CO2 | Thousand Tons | 0 | 0 | 0 | 0 | 0 | 0 | 0
WA - CO2 Penalty Annual v5.13 | 731 | 7357 | Rate Constraint in MTons | FALSE | L | Annual | Allowances Sold CO2 | Thousand Tons | 0 | 0 | 0 | 0 | 0 | 0 | 0
WA - CO2 Penalty Annual v5.13 | 731 | 7357 | Rate Constraint in MTons | FALSE | L | Annual | Allowances Banked | Thousand Tons | 0 | 0 | 0 | 0 | 0 | 0 | 0
WA - CO2 Penalty Annual v5.13 | 731 | 7357 | Rate Constraint in MTons | FALSE | L | Annual | Allowances Withdrawn (1:1) | Thousand Tons | 0 | 0 | 0 | 0 | 0 | 0 | 0
WA - CO2 Penalty Annual v5.13 | 731 | 7357 | Rate Constraint in MTons | FALSE | L | Annual | Allowances Withdrawn (n:1) | Thousand Tons | 0 | 0 | 0 | 0 | 0 | 0 | 0
WA - CO2 Penalty Annual v5.13 | 731 | 7357 | Rate Constraint in MTons | FALSE | L | Annual | Net Emissions Allowance Position | Thousand Tons | 0 | 0 | 0 | 0 | 0 | 0 | 0
WA - CO2 Penalty Annual v5.13 | 731 | 7357 | Rate Constraint in MTons | FALSE | L | Annual | Fuel Consumed | TBtu | 0 | 0 | 0 | 0 | 0 | 0 | 0
WA - CO2 Penalty Annual v5.13 | 731 | 7357 | Rate Constraint in MTons | FALSE | L | Annual | Rate | lb/MMBtu | 0 | 0 | 0 | 0 | 0 | 0 | 0
WA - CO2 Penalty Annual v5.13 | 731 | 7357 | Rate Constraint in MTons | FALSE | L | Annual | Generation | TWh | 0 | 0 | 0 | 0 | 0 | 0 | 0
WA - CO2 Penalty Annual v5.13 | 731 | 7357 | Rate Constraint in MTons | FALSE | L | Annual | Qualifying Generation | TWh | 0 | 0 | 0 | 0 | 0 | 0 | 0
WA - CO2 Penalty Annual v5.13 | 731 | 7357 | Rate Constraint in MTons | FALSE | L | Annual | Rate | lb/MWh | 0 | 0 | 0 | 0 | 0 | 0 | 0
WA - CO2 Penalty Annual v5.13 | 731 | 7357 | Rate Constraint in MTons | FALSE | L | Annual | Constraint Shadow Price | US2019$/Ton | 1.933 | 1.9327 | 1.9325 | 0 | 0 | 0 | 0
WA - CO2 Rate Limit (New Advanced Coal with CCS) | 732 | 7364 | Rate Constraint in lbs/MWh | FALSE | L | Annual | Seasons Included | Seasons | Winter, WintShld, Summer | Winter, WintShld, Summer | Winter, WintShld, Summer | Winter, WintShld, Summer | Winter, WintShld, Summer | Winter, WintShld, Summer | Winter, WintShld, Summer
WA - CO2 Rate Limit (New Advanced Coal with CCS) | 732 | 7364 | Rate Constraint in lbs/MWh | FALSE | L | Annual | Standard CO2 | lb/MWh | 970 | 970 | 970 | 970 | 970 | 970 | 970
WA - CO2 Rate Limit (New Advanced Coal with CCS) | 732 | 7364 | Rate Constraint in lbs/MWh | FALSE | L | Annual | Emissions at Affected Plants CO2 | Thousand Tons | 0 | 0 | 0 | 0 | 0 | 0 | 0
WA - CO2 Rate Limit (New Advanced Coal with CCS) | 732 | 7364 | Rate Constraint in lbs/MWh | FALSE | L | Annual | Allowances Purchased CO2 | Thousand Tons | 0 | 0 | 0 | 0 | 0 | 0 | 0
WA - CO2 Rate Limit (New Advanced Coal with CCS) | 732 | 7364 | Rate Constraint in lbs/MWh | FALSE | L | Annual | Allowances Sold CO2 | Thousand Tons | 0 | 0 | 0 | 0 | 0 | 0 | 0
WA - CO2 Rate Limit (New Advanced Coal with CCS) | 732 | 7364 | Rate Constraint in lbs/MWh | FALSE | L | Annual | Allowances Banked | Thousand Tons | 0 | 0 | 0 | 0 | 0 | 0 | 0
WA - CO2 Rate Limit (New Advanced Coal with CCS) | 732 | 7364 | Rate Constraint in lbs/MWh | FALSE | L | Annual | Allowances Withdrawn (1:1) | Thousand Tons | 0 | 0 | 0 | 0 | 0 | 0 | 0
WA - CO2 Rate Limit (New Advanced Coal with CCS) | 732 | 7364 | Rate Constraint in lbs/MWh | FALSE | L | Annual | Allowances Withdrawn (n:1) | Thousand Tons | 0 | 0 | 0 | 0 | 0 | 0 | 0
WA - CO2 Rate Limit (New Advanced Coal with CCS) | 732 | 7364 | Rate Constraint in lbs/MWh | FALSE | L | Annual | Net Emissions Allowance Position | Thousand Tons | 0 | 0 | 0 | 0 | 0 | 0 | 0
WA - CO2 Rate Limit (New Advanced Coal with CCS) | 732 | 7364 | Rate Constraint in lbs/MWh | FALSE | L | Annual | Fuel Consumed | TBtu | 0 | 0 | 0 | 0 | 0 | 0 | 0
WA - CO2 Rate Limit (New Advanced Coal with CCS) | 732 | 7364 | Rate Constraint in lbs/MWh | FALSE | L | Annual | Rate | lb/MMBtu | 0 | 0 | 0 | 0 | 0 | 0 | 0
WA - CO2 Rate Limit (New Advanced Coal with CCS) | 732 | 7364 | Rate Constraint in lbs/MWh | FALSE | L | Annual | Generation | TWh | 0 | 0 | 0 | 0 | 0 | 0 | 0
WA - CO2 Rate Limit (New Advanced Coal with CCS) | 732 | 7364 | Rate Constraint in lbs/MWh | FALSE | L | Annual | Qualifying Generation | TWh | 0 | 0 | 0 | 0 | 0 | 0 | 0
WA - CO2 Rate Limit (New Advanced Coal with CCS) | 732 | 7364 | Rate Constraint in lbs/MWh | FALSE | L | Annual | Constraint Shadow Price | US2019$/Ton | 0 | 0 | 0 | 0 | 0 | 0 | 0
WI CC NGas NOx Annual Rate v3.1 | 733 | 7368 | Rate Constraint in lbs/MMBtu | FALSE | L | Annual | Seasons Included | Seasons | Winter, WintShld, Summer | Winter, WintShld, Summer | Winter, WintShld, Summer | Winter, WintShld, Summer | Winter, WintShld, Summer | Winter, WintShld, Summer | Winter, WintShld, Summer
WI CC NGas NOx Annual Rate v3.1 | 733 | 7368 | Rate Constraint in lbs/MMBtu | FALSE | L | Annual | Standard NOX | lb/MMBtu | 0.04 | 0.04 | 0.04 | 0.04 | 0.04 | 0.04 | 0.04
WI CC NGas NOx Annual Rate v3.1 | 733 | 7368 | Rate Constraint in lbs/MMBtu | FALSE | L | Annual | Emissions at Affected Plants NOX | Thousand Tons | 0.16213 | 0.17242 | 0.17242 | 0.17242 | 0.10072 | 0.066762 | 0.066819
WI CC NGas NOx Annual Rate v3.1 | 733 | 7368 | Rate Constraint in lbs/MMBtu | FALSE | L | Annual | Allowances Purchased NOX | Thousand Tons | 0 | 0 | 0 | 0 | 0 | 0 | 0
WI CC NGas NOx Annual Rate v3.1 | 733 | 7368 | Rate Constraint in lbs/MMBtu | FALSE | L | Annual | Allowances Sold NOX | Thousand Tons | 0 | 0 | 0 | 0 | 0 | 0 | 0
WI CC NGas NOx Annual Rate v3.1 | 733 | 7368 | Rate Constraint in lbs/MMBtu | FALSE | L | Annual | Allowances Banked | Thousand Tons | 0 | 0 | 0 | 0 | 0 | 0 | 0
WI CC NGas NOx Annual Rate v3.1 | 733 | 7368 | Rate Constraint in lbs/MMBtu | FALSE | L | Annual | Allowances Withdrawn (1:1) | Thousand Tons | 0 | 0 | 0 | 0 | 0 | 0 | 0
WI CC NGas NOx Annual Rate v3.1 | 733 | 7368 | Rate Constraint in lbs/MMBtu | FALSE | L | Annual | Allowances Withdrawn (n:1) | Thousand Tons | 0 | 0 | 0 | 0 | 0 | 0 | 0
WI CC NGas NOx Annual Rate v3.1 | 733 | 7368 | Rate Constraint in lbs/MMBtu | FALSE | L | Annual | Net Emissions Allowance Position | Thousand Tons | 0.16213 | 0.17242 | 0.17242 | 0.17242 | 0.10072 | 0.066762 | 0.066819
WI CC NGas NOx Annual Rate v3.1 | 733 | 7368 | Rate Constraint in lbs/MMBtu | FALSE | L | Annual | Fuel Consumed | TBtu | 59.9936 | 63.7999 | 63.7999 | 63.7999 | 37.2703 | 24.7038 | 24.7247
WI CC NGas NOx Annual Rate v3.1 | 733 | 7368 | Rate Constraint in lbs/MMBtu | FALSE | L | Annual | Rate | lb/MMBtu | 0.005405 | 0.005405 | 0.005405 | 0.005405 | 0.005405 | 0.005405 | 0.005405
WI CC NGas NOx Annual Rate v3.1 | 733 | 7368 | Rate Constraint in lbs/MMBtu | FALSE | L | Annual | Generation | TWh | 8.5097 | 9.0496 | 9.0496 | 9.0496 | 5.2866 | 3.5041 | 3.5071
WI CC NGas NOx Annual Rate v3.1 | 733 | 7368 | Rate Constraint in lbs/MMBtu | FALSE | L | Annual | Qualifying Generation | TWh | 8.5097 | 9.0496 | 9.0496 | 9.0496 | 5.2866 | 3.5041 | 3.5071
WI CC NGas NOx Annual Rate v3.1 | 733 | 7368 | Rate Constraint in lbs/MMBtu | FALSE | L | Annual | Rate | lb/MWh | 0.038105 | 0.038105 | 0.038105 | 0.038105 | 0.038105 | 0.038105 | 0.038105
WI CC NGas NOx Annual Rate v3.1 | 733 | 7368 | Rate Constraint in lbs/MMBtu | FALSE | L | Annual | Constraint Shadow Price | US2019$/Ton | 0 | 0 | 0 | 0 | 0 | 0 | 0
WI CoalUnits1 NOx Annual Rate v3.1 | 734 | 7365 | Rate Constraint in lbs/MMBtu | FALSE | L | Annual | Seasons Included | Seasons | Winter, WintShld, Summer | Winter, WintShld, Summer | Winter, WintShld, Summer | Winter, WintShld, Summer | Winter, WintShld, Summer | Winter, WintShld, Summer | Winter, WintShld, Summer
WI CoalUnits1 NOx Annual Rate v3.1 | 734 | 7365 | Rate Constraint in lbs/MMBtu | FALSE | L | Annual | Standard NOX | lb/MMBtu | 0.1 | 0.1 | 0.1 | 0.1 | 0.1 | 0.1 | 0.1
WI CoalUnits1 NOx Annual Rate v3.1 | 734 | 7365 | Rate Constraint in lbs/MMBtu | FALSE | L | Annual | Emissions at Affected Plants NOX | Thousand Tons | 2.5027 | 2.5046 | 0.0039906 | 0.0039903 | 0.0039903 | 0.0022261 | 0.0022261
WI CoalUnits1 NOx Annual Rate v3.1 | 734 | 7365 | Rate Constraint in lbs/MMBtu | FALSE | L | Annual | Allowances Purchased NOX | Thousand Tons | 0 | 0 | 0 | 0 | 0 | 0 | 0
WI CoalUnits1 NOx Annual Rate v3.1 | 734 | 7365 | Rate Constraint in lbs/MMBtu | FALSE | L | Annual | Allowances Sold NOX | Thousand Tons | 0 | 0 | 0 | 0 | 0 | 0 | 0
WI CoalUnits1 NOx Annual Rate v3.1 | 734 | 7365 | Rate Constraint in lbs/MMBtu | FALSE | L | Annual | Allowances Banked | Thousand Tons | 0 | 0 | 0 | 0 | 0 | 0 | 0
WI CoalUnits1 NOx Annual Rate v3.1 | 734 | 7365 | Rate Constraint in lbs/MMBtu | FALSE | L | Annual | Allowances Withdrawn (1:1) | Thousand Tons | 0 | 0 | 0 | 0 | 0 | 0 | 0
WI CoalUnits1 NOx Annual Rate v3.1 | 734 | 7365 | Rate Constraint in lbs/MMBtu | FALSE | L | Annual | Allowances Withdrawn (n:1) | Thousand Tons | 0 | 0 | 0 | 0 | 0 | 0 | 0
WI CoalUnits1 NOx Annual Rate v3.1 | 734 | 7365 | Rate Constraint in lbs/MMBtu | FALSE | L | Annual | Net Emissions Allowance Position | Thousand Tons | 2.5027 | 2.5046 | 0.0039906 | 0.0039903 | 0.0039903 | 0.0022261 | 0.0022261
WI CoalUnits1 NOx Annual Rate v3.1 | 734 | 7365 | Rate Constraint in lbs/MMBtu | FALSE | L | Annual | Fuel Consumed | TBtu | 79.7032 | 79.7636 | 0.12821 | 0.1282 | 0.1282 | 0.071523 | 0.071523
WI CoalUnits1 NOx Annual Rate v3.1 | 734 | 7365 | Rate Constraint in lbs/MMBtu | FALSE | L | Annual | Rate | lb/MMBtu | 0.0628 | 0.0628 | 0.06225 | 0.06225 | 0.06225 | 0.06225 | 0.06225
WI CoalUnits1 NOx Annual Rate v3.1 | 734 | 7365 | Rate Constraint in lbs/MMBtu | FALSE | L | Annual | Generation | TWh | 8.2855 | 8.2918 | 0.013381 | 0.01338 | 0.01338 | 0.0074647 | 0.0074647
WI CoalUnits1 NOx Annual Rate v3.1 | 734 | 7365 | Rate Constraint in lbs/MMBtu | FALSE | L | Annual | Qualifying Generation | TWh | 8.2855 | 8.2918 | 0.013381 | 0.01338 | 0.01338 | 0.0074647 | 0.0074647
WI CoalUnits1 NOx Annual Rate v3.1 | 734 | 7365 | Rate Constraint in lbs/MMBtu | FALSE | L | Annual | Rate | lb/MWh | 0.60411 | 0.60411 | 0.59645 | 0.59645 | 0.59645 | 0.59645 | 0.59645
WI CoalUnits1 NOx Annual Rate v3.1 | 734 | 7365 | Rate Constraint in lbs/MMBtu | FALSE | L | Annual | Constraint Shadow Price | US2019$/Ton | 0 | 0 | 0 | 0 | 0 | 0 | 0
WI CT DFO NOx Annual Rate v3.1 | 735 | 7367 | Rate Constraint in lbs/MMBtu | FALSE | L | Annual | Seasons Included | Seasons | Winter, WintShld, Summer | Winter, WintShld, Summer | Winter, WintShld, Summer | Winter, WintShld, Summer | Winter, WintShld, Summer | Winter, WintShld, Summer | Winter, WintShld, Summer
WI CT DFO NOx Annual Rate v3.1 | 735 | 7367 | Rate Constraint in lbs/MMBtu | FALSE | L | Annual | Standard NOX | lb/MMBtu | 0.41 | 0.41 | 0.41 | 0.41 | 0.41 | 0.41 | 0.41
WI CT DFO NOx Annual Rate v3.1 | 735 | 7367 | Rate Constraint in lbs/MMBtu | FALSE | L | Annual | Emissions at Affected Plants NOX | Thousand Tons | 0.079676 | 0.11303 | 0.22183 | 0.17183 | 0.13492 | 0.12828 | 0.14219
WI CT DFO NOx Annual Rate v3.1 | 735 | 7367 | Rate Constraint in lbs/MMBtu | FALSE | L | Annual | Allowances Purchased NOX | Thousand Tons | 0 | 0 | 0 | 0 | 0 | 0 | 0
WI CT DFO NOx Annual Rate v3.1 | 735 | 7367 | Rate Constraint in lbs/MMBtu | FALSE | L | Annual | Allowances Sold NOX | Thousand Tons | 0 | 0 | 0 | 0 | 0 | 0 | 0
WI CT DFO NOx Annual Rate v3.1 | 735 | 7367 | Rate Constraint in lbs/MMBtu | FALSE | L | Annual | Allowances Banked | Thousand Tons | 0 | 0 | 0 | 0 | 0 | 0 | 0
WI CT DFO NOx Annual Rate v3.1 | 735 | 7367 | Rate Constraint in lbs/MMBtu | FALSE | L | Annual | Allowances Withdrawn (1:1) | Thousand Tons | 0 | 0 | 0 | 0 | 0 | 0 | 0
WI CT DFO NOx Annual Rate v3.1 | 735 | 7367 | Rate Constraint in lbs/MMBtu | FALSE | L | Annual | Allowances Withdrawn (n:1) | Thousand Tons | 0 | 0 | 0 | 0 | 0 | 0 | 0
WI CT DFO NOx Annual Rate v3.1 | 735 | 7367 | Rate Constraint in lbs/MMBtu | FALSE | L | Annual | Net Emissions Allowance Position | Thousand Tons | 0.079676 | 0.11303 | 0.22183 | 0.17183 | 0.13492 | 0.12828 | 0.14219
WI CT DFO NOx Annual Rate v3.1 | 735 | 7367 | Rate Constraint in lbs/MMBtu | FALSE | L | Annual | Fuel Consumed | TBtu | 14.4865 | 20.5501 | 40.3324 | 31.2424 | 24.5317 | 23.323 | 25.8536
WI CT DFO NOx Annual Rate v3.1 | 735 | 7367 | Rate Constraint in lbs/MMBtu | FALSE | L | Annual | Rate | lb/MMBtu | 0.011 | 0.011 | 0.011 | 0.011 | 0.011 | 0.011 | 0.011
WI CT DFO NOx Annual Rate v3.1 | 735 | 7367 | Rate Constraint in lbs/MMBtu | FALSE | L | Annual | Generation | TWh | 1.5351 | 2.1778 | 4.2752 | 3.4164 | 2.7076 | 2.6578 | 2.9017
WI CT DFO NOx Annual Rate v3.1 | 735 | 7367 | Rate Constraint in lbs/MMBtu | FALSE | L | Annual | Qualifying Generation | TWh | 1.4625 | 2.0747 | 4.0719 | 3.1542 | 2.4767 | 2.3547 | 2.6102
WI CT DFO NOx Annual Rate v3.1 | 735 | 7367 | Rate Constraint in lbs/MMBtu | FALSE | L | Annual | Rate | lb/MWh | 0.10895 | 0.10895 | 0.10895 | 0.10895 | 0.10895 | 0.10895 | 0.10895
WI CT DFO NOx Annual Rate v3.1 | 735 | 7367 | Rate Constraint in lbs/MMBtu | FALSE | L | Annual | Constraint Shadow Price | US2019$/Ton | 0 | 0 | 0 | 0 | 0 | 0 | 0
WI CT NGas NOx Annual Rate v3.1 | 736 | 7366 | Rate Constraint in lbs/MMBtu | FALSE | L | Annual | Seasons Included | Seasons | Winter, WintShld, Summer | Winter, WintShld, Summer | Winter, WintShld, Summer | Winter, WintShld, Summer | Winter, WintShld, Summer | Winter, WintShld, Summer | Winter, WintShld, Summer
WI CT NGas NOx Annual Rate v3.1 | 736 | 7366 | Rate Constraint in lbs/MMBtu | FALSE | L | Annual | Standard NOX | lb/MMBtu | 0.11 | 0.11 | 0.11 | 0.11 | 0.11 | 0.11 | 0.11
WI CT NGas NOx Annual Rate v3.1 | 736 | 7366 | Rate Constraint in lbs/MMBtu | FALSE | L | Annual | Emissions at Affected Plants NOX | Thousand Tons | 0.082029 | 0.11806 | 0.22824 | 0.17183 | 0.13492 | 0.12828 | 0.14219
WI CT NGas NOx Annual Rate v3.1 | 736 | 7366 | Rate Constraint in lbs/MMBtu | FALSE | L | Annual | Allowances Purchased NOX | Thousand Tons | 0 | 0 | 0 | 0 | 0 | 0 | 0
WI CT NGas NOx Annual Rate v3.1 | 736 | 7366 | Rate Constraint in lbs/MMBtu | FALSE | L | Annual | Allowances Sold NOX | Thousand Tons | 0 | 0 | 0 | 0 | 0 | 0 | 0
WI CT NGas NOx Annual Rate v3.1 | 736 | 7366 | Rate Constraint in lbs/MMBtu | FALSE | L | Annual | Allowances Banked | Thousand Tons | 0 | 0 | 0 | 0 | 0 | 0 | 0
WI CT NGas NOx Annual Rate v3.1 | 736 | 7366 | Rate Constraint in lbs/MMBtu | FALSE | L | Annual | Allowances Withdrawn (1:1) | Thousand Tons | 0 | 0 | 0 | 0 | 0 | 0 | 0
WI CT NGas NOx Annual Rate v3.1 | 736 | 7366 | Rate Constraint in lbs/MMBtu | FALSE | L | Annual | Allowances Withdrawn (n:1) | Thousand Tons | 0 | 0 | 0 | 0 | 0 | 0 | 0
WI CT NGas NOx Annual Rate v3.1 | 736 | 7366 | Rate Constraint in lbs/MMBtu | FALSE | L | Annual | Net Emissions Allowance Position | Thousand Tons | 0.082029 | 0.11806 | 0.22824 | 0.17183 | 0.13492 | 0.12828 | 0.14219
WI CT NGas NOx Annual Rate v3.1 | 736 | 7366 | Rate Constraint in lbs/MMBtu | FALSE | L | Annual | Fuel Consumed | TBtu | 14.6506 | 20.8672 | 40.7524 | 31.2424 | 24.5317 | 23.323 | 25.8536
WI CT NGas NOx Annual Rate v3.1 | 736 | 7366 | Rate Constraint in lbs/MMBtu | FALSE | L | Annual | Rate | lb/MMBtu | 0.011198 | 0.011315 | 0.011201 | 0.011 | 0.011 | 0.011 | 0.011
WI CT NGas NOx Annual Rate v3.1 | 736 | 7366 | Rate Constraint in lbs/MMBtu | FALSE | L | Annual | Generation | TWh | 1.5484 | 2.2031 | 4.3089 | 3.4164 | 2.7076 | 2.6578 | 2.9017
WI CT NGas NOx Annual Rate v3.1 | 736 | 7366 | Rate Constraint in lbs/MMBtu | FALSE | L | Annual | Qualifying Generation | TWh | 1.4758 | 2.1001 | 4.1056 | 3.1542 | 2.4767 | 2.3547 | 2.6102
WI CT NGas NOx Annual Rate v3.1 | 736 | 7366 | Rate Constraint in lbs/MMBtu | FALSE | L | Annual | Rate | lb/MWh | 0.11117 | 0.11243 | 0.11118 | 0.10895 | 0.10895 | 0.10895 | 0.10895
WI CT NGas NOx Annual Rate v3.1 | 736 | 7366 | Rate Constraint in lbs/MMBtu | FALSE | L | Annual | Constraint Shadow Price | US2019$/Ton | 0 | 0 | 0 | 0 | 0 | 0 | 0
WI Large Coal Units Hg Rule v3.1, Unit 2658 and retrofits | 737 | 7369 | MACT Fuel Choice Floor in lbs/MMBtu | FALSE | L | Annual | Seasons Included | Seasons | Winter, WintShld, Summer | Winter, WintShld, Summer | Winter, WintShld, Summer | Winter, WintShld, Summer | Winter, WintShld, Summer | Winter, WintShld, Summer | Winter, WintShld, Summer
WI Large Coal Units Hg Rule v3.1, Unit 2658 and retrofits | 737 | 7369 | MACT Fuel Choice Floor in lbs/MMBtu | FALSE | L | Annual | Emission Floor | lbs/MMBtu | 7.92e-07 | 7.92e-07 | 7.92e-07 | 7.92e-07 | 7.92e-07 | 7.92e-07 | 7.92e-07
WI Large Coal Units Hg Rule v3.1, Unit 2658 and retrofits | 737 | 7369 | MACT Fuel Choice Floor in lbs/MMBtu | FALSE | L | Annual | Emissions at Affected Plants MER | lbs | 0 | 0 | 0 | 0 | 0 | 0 | 0
WI Large Coal Units Hg Rule v3.1, Unit 2658 and retrofits | 737 | 7369 | MACT Fuel Choice Floor in lbs/MMBtu | FALSE | L | Annual | Allowances Purchased MER | lbs | 0 | 0 | 0 | 0 | 0 | 0 | 0
WI Large Coal Units Hg Rule v3.1, Unit 2658 and retrofits | 737 | 7369 | MACT Fuel Choice Floor in lbs/MMBtu | FALSE | L | Annual | Allowances Sold MER | lbs | 0 | 0 | 0 | 0 | 0 | 0 | 0
WI Large Coal Units Hg Rule v3.1, Unit 2658 and retrofits | 737 | 7369 | MACT Fuel Choice Floor in lbs/MMBtu | FALSE | L | Annual | Allowances Banked | lbs | 0 | 0 | 0 | 0 | 0 | 0 | 0
WI Large Coal Units Hg Rule v3.1, Unit 2658 and retrofits | 737 | 7369 | MACT Fuel Choice Floor in lbs/MMBtu | FALSE | L | Annual | Allowances Withdrawn (1:1) | lbs | 0 | 0 | 0 | 0 | 0 | 0 | 0
WI Large Coal Units Hg Rule v3.1, Unit 2658 and retrofits | 737 | 7369 | MACT Fuel Choice Floor in lbs/MMBtu | FALSE | L | Annual | Allowances Withdrawn (n:1) | lbs | 0 | 0 | 0 | 0 | 0 | 0 | 0
WI Large Coal Units Hg Rule v3.1, Unit 2658 and retrofits | 737 | 7369 | MACT Fuel Choice Floor in lbs/MMBtu | FALSE | L | Annual | Net Emissions Allowance Position | lbs | 0 | 0 | 0 | 0 | 0 | 0 | 0
WI Large Coal Units Hg Rule v3.1, Unit 2658 and retrofits | 737 | 7369 | MACT Fuel Choice Floor in lbs/MMBtu | FALSE | L | Annual | Fuel Consumed | TBtu | 0 | 0 | 0 | 0 | 0 | 0 | 0
WI Large Coal Units Hg Rule v3.1, Unit 2658 and retrofits | 737 | 7369 | MACT Fuel Choice Floor in lbs/MMBtu | FALSE | L | Annual | Rate | lb/MMBtu | 0 | 0 | 0 | 0 | 0 | 0 | 0
WI Large Coal Units Hg Rule v3.1, Unit 2658 and retrofits | 737 | 7369 | MACT Fuel Choice Floor in lbs/MMBtu | FALSE | L | Annual | Generation | TWh | 0 | 0 | 0 | 0 | 0 | 0 | 0
WI Large Coal Units Hg Rule v3.1, Unit 2658 and retrofits | 737 | 7369 | MACT Fuel Choice Floor in lbs/MMBtu | FALSE | L | Annual | Qualifying Generation | TWh | 0 | 0 | 0 | 0 | 0 | 0 | 0
WI Large Coal Units Hg Rule v3.1, Unit 2658 and retrofits | 737 | 7369 | MACT Fuel Choice Floor in lbs/MMBtu | FALSE | L | Annual | Constraint Shadow Price | US2019$/Lb | 0 | 0 | 0 | 0 | 0 | 0 | 0
WI Large Coal Units Hg Rule v3.1, Unit 2659 and retrofits | 738 | 7369 | MACT Fuel Choice Floor in lbs/MMBtu | FALSE | L | Annual | Seasons Included | Seasons | Winter, WintShld, Summer | Winter, WintShld, Summer | Winter, WintShld, Summer | Winter, WintShld, Summer | Winter, WintShld, Summer | Winter, WintShld, Summer | Winter, WintShld, Summer
WI Large Coal Units Hg Rule v3.1, Unit 2659 and retrofits | 738 | 7369 | MACT Fuel Choice Floor in lbs/MMBtu | FALSE | L | Annual | Emission Floor | lbs/MMBtu | 7.92e-07 | 7.92e-07 | 7.92e-07 | 7.92e-07 | 7.92e-07 | 7.92e-07 | 7.92e-07
WI Large Coal Units Hg Rule v3.1, Unit 2659 and retrofits | 738 | 7369 | MACT Fuel Choice Floor in lbs/MMBtu | FALSE | L | Annual | Emissions at Affected Plants MER | lbs | 0 | 0 | 0 | 0 | 0 | 0 | 0
WI Large Coal Units Hg Rule v3.1, Unit 2659 and retrofits | 738 | 7369 | MACT Fuel Choice Floor in lbs/MMBtu | FALSE | L | Annual | Allowances Purchased MER | lbs | 0 | 0 | 0 | 0 | 0 | 0 | 0
WI Large Coal Units Hg Rule v3.1, Unit 2659 and retrofits | 738 | 7369 | MACT Fuel Choice Floor in lbs/MMBtu | FALSE | L | Annual | Allowances Sold MER | lbs | 0 | 0 | 0 | 0 | 0 | 0 | 0
WI Large Coal Units Hg Rule v3.1, Unit 2659 and retrofits | 738 | 7369 | MACT Fuel Choice Floor in lbs/MMBtu | FALSE | L | Annual | Allowances Banked | lbs | 0 | 0 | 0 | 0 | 0 | 0 | 0
WI Large Coal Units Hg Rule v3.1, Unit 2659 and retrofits | 738 | 7369 | MACT Fuel Choice Floor in lbs/MMBtu | FALSE | L | Annual | Allowances Withdrawn (1:1) | lbs | 0 | 0 | 0 | 0 | 0 | 0 | 0
WI Large Coal Units Hg Rule v3.1, Unit 2659 and retrofits | 738 | 7369 | MACT Fuel Choice Floor in lbs/MMBtu | FALSE | L | Annual | Allowances Withdrawn (n:1) | lbs | 0 | 0 | 0 | 0 | 0 | 0 | 0
WI Large Coal Units Hg Rule v3.1, Unit 2659 and retrofits | 738 | 7369 | MACT Fuel Choice Floor in lbs/MMBtu | FALSE | L | Annual | Net Emissions Allowance Position | lbs | 0 | 0 | 0 | 0 | 0 | 0 | 0
WI Large Coal Units Hg Rule v3.1, Unit 2659 and retrofits | 738 | 7369 | MACT Fuel Choice Floor in lbs/MMBtu | FALSE | L | Annual | Fuel Consumed | TBtu | 0 | 0 | 0 | 0 | 0 | 0 | 0
WI Large Coal Units Hg Rule v3.1, Unit 2659 and retrofits | 738 | 7369 | MACT Fuel Choice Floor in lbs/MMBtu | FALSE | L | Annual | Rate | lb/MMBtu | 0 | 0 | 0 | 0 | 0 | 0 | 0
WI Large Coal Units Hg Rule v3.1, Unit 2659 and retrofits | 738 | 7369 | MACT Fuel Choice Floor in lbs/MMBtu | FALSE | L | Annual | Generation | TWh | 0 | 0 | 0 | 0 | 0 | 0 | 0
WI Large Coal Units Hg Rule v3.1, Unit 2659 and retrofits | 738 | 7369 | MACT Fuel Choice Floor in lbs/MMBtu | FALSE | L | Annual | Qualifying Generation | TWh | 0 | 0 | 0 | 0 | 0 | 0 | 0
WI Large Coal Units Hg Rule v3.1, Unit 2659 and retrofits | 738 | 7369 | MACT Fuel Choice Floor in lbs/MMBtu | FALSE | L | Annual | Constraint Shadow Price | US2019$/Lb | 0 | 0 | 0 | 0 | 0 | 0 | 0
WI Large Coal Units Hg Rule v3.1, Unit 2660 and retrofits | 739 | 7369 | MACT Fuel Choice Floor in lbs/MMBtu | FALSE | L | Annual | Seasons Included | Seasons | Winter, WintShld, Summer | Winter, WintShld, Summer | Winter, WintShld, Summer | Winter, WintShld, Summer | Winter, WintShld, Summer | Winter, WintShld, Summer | Winter, WintShld, Summer
WI Large Coal Units Hg Rule v3.1, Unit 2660 and retrofits | 739 | 7369 | MACT Fuel Choice Floor in lbs/MMBtu | FALSE | L | Annual | Emission Floor | lbs/MMBtu | 7.92e-07 | 7.92e-07 | 7.92e-07 | 7.92e-07 | 7.92e-07 | 7.92e-07 | 7.92e-07
WI Large Coal Units Hg Rule v3.1, Unit 2660 and retrofits | 739 | 7369 | MACT Fuel Choice Floor in lbs/MMBtu | FALSE | L | Annual | Emissions at Affected Plants MER | lbs | 0 | 0 | 0 | 0 | 0 | 0 | 0
WI Large Coal Units Hg Rule v3.1, Unit 2660 and retrofits | 739 | 7369 | MACT Fuel Choice Floor in lbs/MMBtu | FALSE | L | Annual | Allowances Purchased MER | lbs | 0 | 0 | 0 | 0 | 0 | 0 | 0
WI Large Coal Units Hg Rule v3.1, Unit 2660 and retrofits | 739 | 7369 | MACT Fuel Choice Floor in lbs/MMBtu | FALSE | L | Annual | Allowances Sold MER | lbs | 0 | 0 | 0 | 0 | 0 | 0 | 0
WI Large Coal Units Hg Rule v3.1, Unit 2660 and retrofits | 739 | 7369 | MACT Fuel Choice Floor in lbs/MMBtu | FALSE | L | Annual | Allowances Banked | lbs | 0 | 0 | 0 | 0 | 0 | 0 | 0
WI Large Coal Units Hg Rule v3.1, Unit 2660 and retrofits | 739 | 7369 | MACT Fuel Choice Floor in lbs/MMBtu | FALSE | L | Annual | Allowances Withdrawn (1:1) | lbs | 0 | 0 | 0 | 0 | 0 | 0 | 0
WI Large Coal Units Hg Rule v3.1, Unit 2660 and retrofits | 739 | 7369 | MACT Fuel Choice Floor in lbs/MMBtu | FALSE | L | Annual | Allowances Withdrawn (n:1) | lbs | 0 | 0 | 0 | 0 | 0 | 0 | 0
WI Large Coal Units Hg Rule v3.1, Unit 2660 and retrofits | 739 | 7369 | MACT Fuel Choice Floor in lbs/MMBtu | FALSE | L | Annual | Net Emissions Allowance Position | lbs | 0 | 0 | 0 | 0 | 0 | 0 | 0
WI Large Coal Units Hg Rule v3.1, Unit 2660 and retrofits | 739 | 7369 | MACT Fuel Choice Floor in lbs/MMBtu | FALSE | L | Annual | Fuel Consumed | TBtu | 0 | 0 | 0 | 0 | 0 | 0 | 0
WI Large Coal Units Hg Rule v3.1, Unit 2660 and retrofits | 739 | 7369 | MACT Fuel Choice Floor in lbs/MMBtu | FALSE | L | Annual | Rate | lb/MMBtu | 0 | 0 | 0 | 0 | 0 | 0 | 0
WI Large Coal Units Hg Rule v3.1, Unit 2660 and retrofits | 739 | 7369 | MACT Fuel Choice Floor in lbs/MMBtu | FALSE | L | Annual | Generation | TWh | 0 | 0 | 0 | 0 | 0 | 0 | 0
WI Large Coal Units Hg Rule v3.1, Unit 2660 and retrofits | 739 | 7369 | MACT Fuel Choice Floor in lbs/MMBtu | FALSE | L | Annual | Qualifying Generation | TWh | 0 | 0 | 0 | 0 | 0 | 0 | 0
WI Large Coal Units Hg Rule v3.1, Unit 2660 and retrofits | 739 | 7369 | MACT Fuel Choice Floor in lbs/MMBtu | FALSE | L | Annual | Constraint Shadow Price | US2019$/Lb | 0 | 0 | 0 | 0 | 0 | 0 | 0
WI Large Coal Units Hg Rule v3.1, Unit 2661 and retrofits | 740 | 7369 | MACT Fuel Choice Floor in lbs/MMBtu | FALSE | L | Annual | Seasons Included | Seasons | Winter, WintShld, Summer | Winter, WintShld, Summer | Winter, WintShld, Summer | Winter, WintShld, Summer | Winter, WintShld, Summer | Winter, WintShld, Summer | Winter, WintShld, Summer
WI Large Coal Units Hg Rule v3.1, Unit 2661 and retrofits | 740 | 7369 | MACT Fuel Choice Floor in lbs/MMBtu | FALSE | L | Annual | Emission Floor | lbs/MMBtu | 7.92e-07 | 7.92e-07 | 7.92e-07 | 7.92e-07 | 7.92e-07 | 7.92e-07 | 7.92e-07
WI Large Coal Units Hg Rule v3.1, Unit 2661 and retrofits | 740 | 7369 | MACT Fuel Choice Floor in lbs/MMBtu | FALSE | L | Annual | Emissions at Affected Plants MER | lbs | 16.7777 | 17.7055 | 17.8307 | 16.9307 | 16.9296 | 10.8107 | 10.8107
WI Large Coal Units Hg Rule v3.1, Unit 2661 and retrofits | 740 | 7369 | MACT Fuel Choice Floor in lbs/MMBtu | FALSE | L | Annual | Allowances Purchased MER | lbs | 0 | 0 | 0 | 0 | 0 | 0 | 0
WI Large Coal Units Hg Rule v3.1, Unit 2661 and retrofits | 740 | 7369 | MACT Fuel Choice Floor in lbs/MMBtu | FALSE | L | Annual | Allowances Sold MER | lbs | 0 | 0 | 0 | 0 | 0 | 0 | 0
WI Large Coal Units Hg Rule v3.1, Unit 2661 and retrofits | 740 | 7369 | MACT Fuel Choice Floor in lbs/MMBtu | FALSE | L | Annual | Allowances Banked | lbs | 0 | 0 | 0 | 0 | 0 | 0 | 0
WI Large Coal Units Hg Rule v3.1, Unit 2661 and retrofits | 740 | 7369 | MACT Fuel Choice Floor in lbs/MMBtu | FALSE | L | Annual | Allowances Withdrawn (1:1) | lbs | 0 | 0 | 0 | 0 | 0 | 0 | 0
WI Large Coal Units Hg Rule v3.1, Unit 2661 and retrofits | 740 | 7369 | MACT Fuel Choice Floor in lbs/MMBtu | FALSE | L | Annual | Allowances Withdrawn (n:1) | lbs | 0 | 0 | 0 | 0 | 0 | 0 | 0
WI Large Coal Units Hg Rule v3.1, Unit 2661 and retrofits | 740 | 7369 | MACT Fuel Choice Floor in lbs/MMBtu | FALSE | L | Annual | Net Emissions Allowance Position | lbs | 16.7777 | 17.7055 | 17.8307 | 16.9307 | 16.9296 | 10.8107 | 10.8107
WI Large Coal Units Hg Rule v3.1, Unit 2661 and retrofits | 740 | 7369 | MACT Fuel Choice Floor in lbs/MMBtu | FALSE | L | Annual | Fuel Consumed | TBtu | 29.9001 | 31.5535 | 31.7768 | 30.1728 | 30.1707 | 19.2661 | 19.2661
WI Large Coal Units Hg Rule v3.1, Unit 2661 and retrofits | 740 | 7369 | MACT Fuel Choice Floor in lbs/MMBtu | FALSE | L | Annual | Rate | lb/MMBtu | 5.6112e-07 | 5.6112e-07 | 5.6112e-07 | 5.6112e-07 | 5.6112e-07 | 5.6112e-07 | 5.6112e-07
WI Large Coal Units Hg Rule v3.1, Unit 2661 and retrofits | 740 | 7369 | MACT Fuel Choice Floor in lbs/MMBtu | FALSE | L | Annual | Generation | TWh | 3.0892 | 3.26 | 3.2831 | 3.1174 | 3.1171 | 1.9905 | 1.9905
WI Large Coal Units Hg Rule v3.1, Unit 2661 and retrofits | 740 | 7369 | MACT Fuel Choice Floor in lbs/MMBtu | FALSE | L | Annual | Qualifying Generation | TWh | 3.0892 | 3.26 | 3.2831 | 3.1174 | 3.1171 | 1.9905 | 1.9905
WI Large Coal Units Hg Rule v3.1, Unit 2661 and retrofits | 740 | 7369 | MACT Fuel Choice Floor in lbs/MMBtu | FALSE | L | Annual | Constraint Shadow Price | US2019$/Lb | 0 | 0 | 0 | 0 | 0 | 0 | 0
WI Large Coal Units Hg Rule v3.1, Unit 3272 and retrofits | 741 | 7369 | MACT Fuel Choice Floor in lbs/MMBtu | FALSE | L | Annual | Seasons Included | Seasons | Winter, WintShld, Summer | Winter, WintShld, Summer | Winter, WintShld, Summer | Winter, WintShld, Summer | Winter, WintShld, Summer | Winter, WintShld, Summer | Winter, WintShld, Summer
WI Large Coal Units Hg Rule v3.1, Unit 3272 and retrofits | 741 | 7369 | MACT Fuel Choice Floor in lbs/MMBtu | FALSE | L | Annual | Emission Floor | lbs/MMBtu | 7.92e-07 | 7.92e-07 | 7.92e-07 | 7.92e-07 | 7.92e-07 | 7.92e-07 | 7.92e-07
WI Large Coal Units Hg Rule v3.1, Unit 3272 and retrofits | 741 | 7369 | MACT Fuel Choice Floor in lbs/MMBtu | FALSE | L | Annual | Emissions at Affected Plants MER | lbs | 2.5412 | 2.2647 | 2.9896 | 2.7718 | 3.7646 | 0 | 0
WI Large Coal Units Hg Rule v3.1, Unit 3272 and retrofits | 741 | 7369 | MACT Fuel Choice Floor in lbs/MMBtu | FALSE | L | Annual | Allowances Purchased MER | lbs | 0 | 0 | 0 | 0 | 0 | 0 | 0
WI Large Coal Units Hg Rule v3.1, Unit 3272 and retrofits | 741 | 7369 | MACT Fuel Choice Floor in lbs/MMBtu | FALSE | L | Annual | Allowances Sold MER | lbs | 0 | 0 | 0 | 0 | 0 | 0 | 0
WI Large Coal Units Hg Rule v3.1, Unit 3272 and retrofits | 741 | 7369 | MACT Fuel Choice Floor in lbs/MMBtu | FALSE | L | Annual | Allowances Banked | lbs | 0 | 0 | 0 | 0 | 0 | 0 | 0
WI Large Coal Units Hg Rule v3.1, Unit 3272 and retrofits | 741 | 7369 | MACT Fuel Choice Floor in lbs/MMBtu | FALSE | L | Annual | Allowances Withdrawn (1:1) | lbs | 0 | 0 | 0 | 0 | 0 | 0 | 0
WI Large Coal Units Hg Rule v3.1, Unit 3272 and retrofits | 741 | 7369 | MACT Fuel Choice Floor in lbs/MMBtu | FALSE | L | Annual | Allowances Withdrawn (n:1) | lbs | 0 | 0 | 0 | 0 | 0 | 0 | 0
WI Large Coal Units Hg Rule v3.1, Unit 3272 and retrofits | 741 | 7369 | MACT Fuel Choice Floor in lbs/MMBtu | FALSE | L | Annual | Net Emissions Allowance Position | lbs | 2.5412 | 2.2647 | 2.9896 | 2.7718 | 3.7646 | 0 | 0
WI Large Coal Units Hg Rule v3.1, Unit 3272 and retrofits | 741 | 7369 | MACT Fuel Choice Floor in lbs/MMBtu | FALSE | L | Annual | Fuel Consumed | TBtu | 4.5287 | 4.0361 | 5.3279 | 4.9398 | 6.709 | 0 | 0
WI Large Coal Units Hg Rule v3.1, Unit 3272 and retrofits | 741 | 7369 | MACT Fuel Choice Floor in lbs/MMBtu | FALSE | L | Annual | Rate | lb/MMBtu | 5.6112e-07 | 5.6112e-07 | 5.6112e-07 | 5.6112e-07 | 5.6112e-07 | 0 | 0
WI Large Coal Units Hg Rule v3.1, Unit 3272 and retrofits | 741 | 7369 | MACT Fuel Choice Floor in lbs/MMBtu | FALSE | L | Annual | Generation | TWh | 0.45314 | 0.40385 | 0.53311 | 0.49427 | 0.67131 | 0 | 0
WI Large Coal Units Hg Rule v3.1, Unit 3272 and retrofits | 741 | 7369 | MACT Fuel Choice Floor in lbs/MMBtu | FALSE | L | Annual | Qualifying Generation | TWh | 0.45314 | 0.40385 | 0.53311 | 0.49427 | 0.67131 | 0 | 0
WI Large Coal Units Hg Rule v3.1, Unit 3272 and retrofits | 741 | 7369 | MACT Fuel Choice Floor in lbs/MMBtu | FALSE | L | Annual | Constraint Shadow Price | US2019$/Lb | 0 | 0 | 0 | 0 | 0 | 0 | 0
WI Large Coal Units Hg Rule v3.1, Unit 3543 and retrofits | 742 | 7369 | MACT Fuel Choice Floor in lbs/MMBtu | FALSE | L | Annual | Seasons Included | Seasons | Winter, WintShld, Summer | Winter, WintShld, Summer | Winter, WintShld, Summer | Winter, WintShld, Summer | Winter, WintShld, Summer | Winter, WintShld, Summer | Winter, WintShld, Summer
WI Large Coal Units Hg Rule v3.1, Unit 3543 and retrofits | 742 | 7369 | MACT Fuel Choice Floor in lbs/MMBtu | FALSE | L | Annual | Emission Floor | lbs/MMBtu | 7.92e-07 | 7.92e-07 | 7.92e-07 | 7.92e-07 | 7.92e-07 | 7.92e-07 | 7.92e-07
WI Large Coal Units Hg Rule v3.1, Unit 3543 and retrofits | 742 | 7369 | MACT Fuel Choice Floor in lbs/MMBtu | FALSE | L | Annual | Emissions at Affected Plants MER | lbs | 11.355 | 11.586 | 7.5278 | 7.5222 | 6.7203 | 0 | 0
WI Large Coal Units Hg Rule v3.1, Unit 3543 and retrofits | 742 | 7369 | MACT Fuel Choice Floor in lbs/MMBtu | FALSE | L | Annual | Allowances Purchased MER | lbs | 0 | 0 | 0 | 0 | 0 | 0 | 0
WI Large Coal Units Hg Rule v3.1, Unit 3543 and retrofits | 742 | 7369 | MACT Fuel Choice Floor in lbs/MMBtu | FALSE | L | Annual | Allowances Sold MER | lbs | 0 | 0 | 0 | 0 | 0 | 0 | 0
WI Large Coal Units Hg Rule v3.1, Unit 3543 and retrofits | 742 | 7369 | MACT Fuel Choice Floor in lbs/MMBtu | FALSE | L | Annual | Allowances Banked | lbs | 0 | 0 | 0 | 0 | 0 | 0 | 0
WI Large Coal Units Hg Rule v3.1, Unit 3543 and retrofits | 742 | 7369 | MACT Fuel Choice Floor in lbs/MMBtu | FALSE | L | Annual | Allowances Withdrawn (1:1) | lbs | 0 | 0 | 0 | 0 | 0 | 0 | 0
WI Large Coal Units Hg Rule v3.1, Unit 3543 and retrofits | 742 | 7369 | MACT Fuel Choice Floor in lbs/MMBtu | FALSE | L | Annual | Allowances Withdrawn (n:1) | lbs | 0 | 0 | 0 | 0 | 0 | 0 | 0
WI Large Coal Units Hg Rule v3.1, Unit 3543 and retrofits | 742 | 7369 | MACT Fuel Choice Floor in lbs/MMBtu | FALSE | L | Annual | Net Emissions Allowance Position | lbs | 11.355 | 11.586 | 7.5278 | 7.5222 | 6.7203 | 0 | 0
WI Large Coal Units Hg Rule v3.1, Unit 3543 and retrofits | 742 | 7369 | MACT Fuel Choice Floor in lbs/MMBtu | FALSE | L | Annual | Fuel Consumed | TBtu | 20.0424 | 20.4501 | 13.2871 | 13.2772 | 11.8618 | 0 | 0
WI Large Coal Units Hg Rule v3.1, Unit 3543 and retrofits | 742 | 7369 | MACT Fuel Choice Floor in lbs/MMBtu | FALSE | L | Annual | Rate | lb/MMBtu | 5.6655e-07 | 5.6655e-07 | 5.6655e-07 | 5.6655e-07 | 5.6655e-07 | 0 | 0
WI Large Coal Units Hg Rule v3.1, Unit 3543 and retrofits | 742 | 7369 | MACT Fuel Choice Floor in lbs/MMBtu | FALSE | L | Annual | Generation | TWh | 1.783 | 1.8192 | 1.182 | 1.1811 | 1.0552 | 0 | 0
WI Large Coal Units Hg Rule v3.1, Unit 3543 and retrofits | 742 | 7369 | MACT Fuel Choice Floor in lbs/MMBtu | FALSE | L | Annual | Qualifying Generation | TWh | 1.783 | 1.8192 | 1.182 | 1.1811 | 1.0552 | 0 | 0
WI Large Coal Units Hg Rule v3.1, Unit 3543 and retrofits | 742 | 7369 | MACT Fuel Choice Floor in lbs/MMBtu | FALSE | L | Annual | Constraint Shadow Price | US2019$/Lb | 0 | 0 | 0 | 0 | 0 | 0 | 0
WI Large Coal Units Hg Rule v3.1, Unit 3839 and retrofits | 743 | 7369 | MACT Fuel Choice Floor in lbs/MMBtu | FALSE | L | Annual | Seasons Included | Seasons | Winter, WintShld, Summer | Winter, WintShld, Summer | Winter, WintShld, Summer | Winter, WintShld, Summer | Winter, WintShld, Summer | Winter, WintShld, Summer | Winter, WintShld, Summer
WI Large Coal Units Hg Rule v3.1, Unit 3839 and retrofits | 743 | 7369 | MACT Fuel Choice Floor in lbs/MMBtu | FALSE | L | Annual | Emission Floor | lbs/MMBtu | 7.92e-07 | 7.92e-07 | 7.92e-07 | 7.92e-07 | 7.92e-07 | 7.92e-07 | 7.92e-07
WI Large Coal Units Hg Rule v3.1, Unit 3839 and retrofits | 743 | 7369 | MACT Fuel Choice Floor in lbs/MMBtu | FALSE | L | Annual | Emissions at Affected Plants MER | lbs | 0 | 0 | 0 | 0 | 0 | 0 | 0
WI Large Coal Units Hg Rule v3.1, Unit 3839 and retrofits | 743 | 7369 | MACT Fuel Choice Floor in lbs/MMBtu | FALSE | L | Annual | Allowances Purchased MER | lbs | 0 | 0 | 0 | 0 | 0 | 0 | 0
WI Large Coal Units Hg Rule v3.1, Unit 3839 and retrofits | 743 | 7369 | MACT Fuel Choice Floor in lbs/MMBtu | FALSE | L | Annual | Allowances Sold MER | lbs | 0 | 0 | 0 | 0 | 0 | 0 | 0
WI Large Coal Units Hg Rule v3.1, Unit 3839 and retrofits | 743 | 7369 | MACT Fuel Choice Floor in lbs/MMBtu | FALSE | L | Annual | Allowances Banked | lbs | 0 | 0 | 0 | 0 | 0 | 0 | 0
WI Large Coal Units Hg Rule v3.1, Unit 3839 and retrofits | 743 | 7369 | MACT Fuel Choice Floor in lbs/MMBtu | FALSE | L | Annual | Allowances Withdrawn (1:1) | lbs | 0 | 0 | 0 | 0 | 0 | 0 | 0
WI Large Coal Units Hg Rule v3.1, Unit 3839 and retrofits | 743 | 7369 | MACT Fuel Choice Floor in lbs/MMBtu | FALSE | L | Annual | Allowances Withdrawn (n:1) | lbs | 0 | 0 | 0 | 0 | 0 | 0 | 0
WI Large Coal Units Hg Rule v3.1, Unit 3839 and retrofits | 743 | 7369 | MACT Fuel Choice Floor in lbs/MMBtu | FALSE | L | Annual | Net Emissions Allowance Position | lbs | 0 | 0 | 0 | 0 | 0 | 0 | 0
WI Large Coal Units Hg Rule v3.1, Unit 3839 and retrofits | 743 | 7369 | MACT Fuel Choice Floor in lbs/MMBtu | FALSE | L | Annual | Fuel Consumed | TBtu | 0 | 0 | 0 | 0 | 0 | 0 | 0
WI Large Coal Units Hg Rule v3.1, Unit 3839 and retrofits | 743 | 7369 | MACT Fuel Choice Floor in lbs/MMBtu | FALSE | L | Annual | Rate | lb/MMBtu | 0 | 0 | 0 | 0 | 0 | 0 | 0
WI Large Coal Units Hg Rule v3.1, Unit 3839 and retrofits | 743 | 7369 | MACT Fuel Choice Floor in lbs/MMBtu | FALSE | L | Annual | Generation | TWh | 0 | 0 | 0 | 0 | 0 | 0 | 0
WI Large Coal Units Hg Rule v3.1, Unit 3839 and retrofits | 743 | 7369 | MACT Fuel Choice Floor in lbs/MMBtu | FALSE | L | Annual | Qualifying Generation | TWh | 0 | 0 | 0 | 0 | 0 | 0 | 0
WI Large Coal Units Hg Rule v3.1, Unit 3839 and retrofits | 743 | 7369 | MACT Fuel Choice Floor in lbs/MMBtu | FALSE | L | Annual | Constraint Shadow Price | US2019$/Lb | 0 | 0 | 0 | 0 | 0 | 0 | 0
WI Large Coal Units Hg Rule v3.1, Unit 3840 and retrofits | 744 | 7369 | MACT Fuel Choice Floor in lbs/MMBtu | FALSE | L | Annual | Seasons Included | Seasons | Winter, WintShld, Summer | Winter, WintShld, Summer | Winter, WintShld, Summer | Winter, WintShld, Summer | Winter, WintShld, Summer | Winter, WintShld, Summer | Winter, WintShld, Summer
WI Large Coal Units Hg Rule v3.1, Unit 3840 and retrofits | 744 | 7369 | MACT Fuel Choice Floor in lbs/MMBtu | FALSE | L | Annual | Emission Floor | lbs/MMBtu | 7.92e-07 | 7.92e-07 | 7.92e-07 | 7.92e-07 | 7.92e-07 | 7.92e-07 | 7.92e-07
WI Large Coal Units Hg Rule v3.1, Unit 3840 and retrofits | 744 | 7369 | MACT Fuel Choice Floor in lbs/MMBtu | FALSE | L | Annual | Emissions at Affected Plants MER | lbs | 0 | 0 | 0 | 0 | 0 | 0 | 0
WI Large Coal Units Hg Rule v3.1, Unit 3840 and retrofits | 744 | 7369 | MACT Fuel Choice Floor in lbs/MMBtu | FALSE | L | Annual | Allowances Purchased MER | lbs | 0 | 0 | 0 | 0 | 0 | 0 | 0
WI Large Coal Units Hg Rule v3.1, Unit 3840 and retrofits | 744 | 7369 | MACT Fuel Choice Floor in lbs/MMBtu | FALSE | L | Annual | Allowances Sold MER | lbs | 0 | 0 | 0 | 0 | 0 | 0 | 0
WI Large Coal Units Hg Rule v3.1, Unit 3840 and retrofits | 744 | 7369 | MACT Fuel Choice Floor in lbs/MMBtu | FALSE | L | Annual | Allowances Banked | lbs | 0 | 0 | 0 | 0 | 0 | 0 | 0
WI Large Coal Units Hg Rule v3.1, Unit 3840 and retrofits | 744 | 7369 | MACT Fuel Choice Floor in lbs/MMBtu | FALSE | L | Annual | Allowances Withdrawn (1:1) | lbs | 0 | 0 | 0 | 0 | 0 | 0 | 0
WI Large Coal Units Hg Rule v3.1, Unit 3840 and retrofits | 744 | 7369 | MACT Fuel Choice Floor in lbs/MMBtu | FALSE | L | Annual | Allowances Withdrawn (n:1) | lbs | 0 | 0 | 0 | 0 | 0 | 0 | 0
WI Large Coal Units Hg Rule v3.1, Unit 3840 and retrofits | 744 | 7369 | MACT Fuel Choice Floor in lbs/MMBtu | FALSE | L | Annual | Net Emissions Allowance Position | lbs | 0 | 0 | 0 | 0 | 0 | 0 | 0
WI Large Coal Units Hg Rule v3.1, Unit 3840 and retrofits | 744 | 7369 | MACT Fuel Choice Floor in lbs/MMBtu | FALSE | L | Annual | Fuel Consumed | TBtu | 0 | 0 | 0 | 0 | 0 | 0 | 0
WI Large Coal Units Hg Rule v3.1, Unit 3840 and retrofits | 744 | 7369 | MACT Fuel Choice Floor in lbs/MMBtu | FALSE | L | Annual | Rate | lb/MMBtu | 0 | 0 | 0 | 0 | 0 | 0 | 0
WI Large Coal Units Hg Rule v3.1, Unit 3840 and retrofits | 744 | 7369 | MACT Fuel Choice Floor in lbs/MMBtu | FALSE | L | Annual | Generation | TWh | 0 | 0 | 0 | 0 | 0 | 0 | 0
WI Large Coal Units Hg Rule v3.1, Unit 3840 and retrofits | 744 | 7369 | MACT Fuel Choice Floor in lbs/MMBtu | FALSE | L | Annual | Qualifying Generation | TWh | 0 | 0 | 0 | 0 | 0 | 0 | 0
WI Large Coal Units Hg Rule v3.1, Unit 3840 and retrofits | 744 | 7369 | MACT Fuel Choice Floor in lbs/MMBtu | FALSE | L | Annual | Constraint Shadow Price | US2019$/Lb | 0 | 0 | 0 | 0 | 0 | 0 | 0
WI Large Coal Units Hg Rule v3.1, Unit 3841 and retrofits | 745 | 7369 | MACT Fuel Choice Floor in lbs/MMBtu | FALSE | L | Annual | Seasons Included | Seasons | Winter, WintShld, Summer | Winter, WintShld, Summer | Winter, WintShld, Summer | Winter, WintShld, Summer | Winter, WintShld, Summer | Winter, WintShld, Summer | Winter, WintShld, Summer
WI Large Coal Units Hg Rule v3.1, Unit 3841 and retrofits | 745 | 7369 | MACT Fuel Choice Floor in lbs/MMBtu | FALSE | L | Annual | Emission Floor | lbs/MMBtu | 7.92e-07 | 7.92e-07 | 7.92e-07 | 7.92e-07 | 7.92e-07 | 7.92e-07 | 7.92e-07
WI Large Coal Units Hg Rule v3.1, Unit 3841 and retrofits | 745 | 7369 | MACT Fuel Choice Floor in lbs/MMBtu | FALSE | L | Annual | Emissions at Affected Plants MER | lbs | 0 | 0 | 0 | 0 | 0 | 0 | 0
WI Large Coal Units Hg Rule v3.1, Unit 3841 and retrofits | 745 | 7369 | MACT Fuel Choice Floor in lbs/MMBtu | FALSE | L | Annual | Allowances Purchased MER | lbs | 0 | 0 | 0 | 0 | 0 | 0 | 0
WI Large Coal Units Hg Rule v3.1, Unit 3841 and retrofits | 745 | 7369 | MACT Fuel Choice Floor in lbs/MMBtu | FALSE | L | Annual | Allowances Sold MER | lbs | 0 | 0 | 0 | 0 | 0 | 0 | 0
WI Large Coal Units Hg Rule v3.1, Unit 3841 and retrofits | 745 | 7369 | MACT Fuel Choice Floor in lbs/MMBtu | FALSE | L | Annual | Allowances Banked | lbs | 0 | 0 | 0 | 0 | 0 | 0 | 0
WI Large Coal Units Hg Rule v3.1, Unit 3841 and retrofits | 745 | 7369 | MACT Fuel Choice Floor in lbs/MMBtu | FALSE | L | Annual | Allowances Withdrawn (1:1) | lbs | 0 | 0 | 0 | 0 | 0 | 0 | 0
WI Large Coal Units Hg Rule v3.1, Unit 3841 and retrofits | 745 | 7369 | MACT Fuel Choice Floor in lbs/MMBtu | FALSE | L | Annual | Allowances Withdrawn (n:1) | lbs | 0 | 0 | 0 | 0 | 0 | 0 | 0
WI Large Coal Units Hg Rule v3.1, Unit 3841 and retrofits | 745 | 7369 | MACT Fuel Choice Floor in lbs/MMBtu | FALSE | L | Annual | Net Emissions Allowance Position | lbs | 0 | 0 | 0 | 0 | 0 | 0 | 0
WI Large Coal Units Hg Rule v3.1, Unit 3841 and retrofits | 745 | 7369 | MACT Fuel Choice Floor in lbs/MMBtu | FALSE | L | Annual | Fuel Consumed | TBtu | 0 | 0 | 0 | 0 | 0 | 0 | 0
WI Large Coal Units Hg Rule v3.1, Unit 3841 and retrofits | 745 | 7369 | MACT Fuel Choice Floor in lbs/MMBtu | FALSE | L | Annual | Rate | lb/MMBtu | 0 | 0 | 0 | 0 | 0 | 0 | 0
WI Large Coal Units Hg Rule v3.1, Unit 3841 and retrofits | 745 | 7369 | MACT Fuel Choice Floor in lbs/MMBtu | FALSE | L | Annual | Generation | TWh | 0 | 0 | 0 | 0 | 0 | 0 | 0
WI Large Coal Units Hg Rule v3.1, Unit 3841 and retrofits | 745 | 7369 | MACT Fuel Choice Floor in lbs/MMBtu | FALSE | L | Annual | Qualifying Generation | TWh | 0 | 0 | 0 | 0 | 0 | 0 | 0
WI Large Coal Units Hg Rule v3.1, Unit 3841 and retrofits | 745 | 7369 | MACT Fuel Choice Floor in lbs/MMBtu | FALSE | L | Annual | Constraint Shadow Price | US2019$/Lb | 0 | 0 | 0 | 0 | 0 | 0 | 0
WI Large Coal Units Hg Rule v3.1, Unit 3842 and retrofits | 746 | 7369 | MACT Fuel Choice Floor in lbs/MMBtu | FALSE | L | Annual | Seasons Included | Seasons | Winter, WintShld, Summer | Winter, WintShld, Summer | Winter, WintShld, Summer | Winter, WintShld, Summer | Winter, WintShld, Summer | Winter, WintShld, Summer | Winter, WintShld, Summer
WI Large Coal Units Hg Rule v3.1, Unit 3842 and retrofits | 746 | 7369 | MACT Fuel Choice Floor in lbs/MMBtu | FALSE | L | Annual | Emission Floor | lbs/MMBtu | 7.92e-07 | 7.92e-07 | 7.92e-07 | 7.92e-07 | 7.92e-07 | 7.92e-07 | 7.92e-07
WI Large Coal Units Hg Rule v3.1, Unit 3842 and retrofits | 746 | 7369 | MACT Fuel Choice Floor in lbs/MMBtu | FALSE | L | Annual | Emissions at Affected Plants MER | lbs | 0 | 0 | 0 | 0 | 0 | 0 | 0
WI Large Coal Units Hg Rule v3.1, Unit 3842 and retrofits | 746 | 7369 | MACT Fuel Choice Floor in lbs/MMBtu | FALSE | L | Annual | Allowances Purchased MER | lbs | 0 | 0 | 0 | 0 | 0 | 0 | 0
WI Large Coal Units Hg Rule v3.1, Unit 3842 and retrofits | 746 | 7369 | MACT Fuel Choice Floor in lbs/MMBtu | FALSE | L | Annual | Allowances Sold MER | lbs | 0 | 0 | 0 | 0 | 0 | 0 | 0
WI Large Coal Units Hg Rule v3.1, Unit 3842 and retrofits | 746 | 7369 | MACT Fuel Choice Floor in lbs/MMBtu | FALSE | L | Annual | Allowances Banked | lbs | 0 | 0 | 0 | 0 | 0 | 0 | 0
WI Large Coal Units Hg Rule v3.1, Unit 3842 and retrofits | 746 | 7369 | MACT Fuel Choice Floor in lbs/MMBtu | FALSE | L | Annual | Allowances Withdrawn (1:1) | lbs | 0 | 0 | 0 | 0 | 0 | 0 | 0
WI Large Coal Units Hg Rule v3.1, Unit 3842 and retrofits | 746 | 7369 | MACT Fuel Choice Floor in lbs/MMBtu | FALSE | L | Annual | Allowances Withdrawn (n:1) | lbs | 0 | 0 | 0 | 0 | 0 | 0 | 0
WI Large Coal Units Hg Rule v3.1, Unit 3842 and retrofits | 746 | 7369 | MACT Fuel Choice Floor in lbs/MMBtu | FALSE | L | Annual | Net Emissions Allowance Position | lbs | 0 | 0 | 0 | 0 | 0 | 0 | 0
WI Large Coal Units Hg Rule v3.1, Unit 3842 and retrofits | 746 | 7369 | MACT Fuel Choice Floor in lbs/MMBtu | FALSE | L | Annual | Fuel Consumed | TBtu | 0 | 0 | 0 | 0 | 0 | 0 | 0
WI Large Coal Units Hg Rule v3.1, Unit 3842 and retrofits | 746 | 7369 | MACT Fuel Choice Floor in lbs/MMBtu | FALSE | L | Annual | Rate | lb/MMBtu | 0 | 0 | 0 | 0 | 0 | 0 | 0
WI Large Coal Units Hg Rule v3.1, Unit 3842 and retrofits | 746 | 7369 | MACT Fuel Choice Floor in lbs/MMBtu | FALSE | L | Annual | Generation | TWh | 0 | 0 | 0 | 0 | 0 | 0 | 0
WI Large Coal Units Hg Rule v3.1, Unit 3842 and retrofits | 746 | 7369 | MACT Fuel Choice Floor in lbs/MMBtu | FALSE | L | Annual | Qualifying Generation | TWh | 0 | 0 | 0 | 0 | 0 | 0 | 0
WI Large Coal Units Hg Rule v3.1, Unit 3842 and retrofits | 746 | 7369 | MACT Fuel Choice Floor in lbs/MMBtu | FALSE | L | Annual | Constraint Shadow Price | US2019$/Lb | 0 | 0 | 0 | 0 | 0 | 0 | 0
WI Large Coal Units Hg Rule v3.1, Unit 3843 and retrofits | 747 | 7369 | MACT Fuel Choice Floor in lbs/MMBtu | FALSE | L | Annual | Seasons Included | Seasons | Winter, WintShld, Summer | Winter, WintShld, Summer | Winter, WintShld, Summer | Winter, WintShld, Summer | Winter, WintShld, Summer | Winter, WintShld, Summer | Winter, WintShld, Summer
WI Large Coal Units Hg Rule v3.1, Unit 3843 and retrofits | 747 | 7369 | MACT Fuel Choice Floor in lbs/MMBtu | FALSE | L | Annual | Emission Floor | lbs/MMBtu | 7.92e-07 | 7.92e-07 | 7.92e-07 | 7.92e-07 | 7.92e-07 | 7.92e-07 | 7.92e-07
WI Large Coal Units Hg Rule v3.1, Unit 3843 and retrofits | 747 | 7369 | MACT Fuel Choice Floor in lbs/MMBtu | FALSE | L | Annual | Emissions at Affected Plants MER | lbs | 22.3073 | 22.3212 | 0 | 0 | 0 | 0 | 0
WI Large Coal Units Hg Rule v3.1, Unit 3843 and retrofits | 747 | 7369 | MACT Fuel Choice Floor in lbs/MMBtu | FALSE | L | Annual | Allowances Purchased MER | lbs | 0 | 0 | 0 | 0 | 0 | 0 | 0
WI Large Coal Units Hg Rule v3.1, Unit 3843 and retrofits | 747 | 7369 | MACT Fuel Choice Floor in lbs/MMBtu | FALSE | L | Annual | Allowances Sold MER | lbs | 0 | 0 | 0 | 0 | 0 | 0 | 0
WI Large Coal Units Hg Rule v3.1, Unit 3843 and retrofits | 747 | 7369 | MACT Fuel Choice Floor in lbs/MMBtu | FALSE | L | Annual | Allowances Banked | lbs | 0 | 0 | 0 | 0 | 0 | 0 | 0
WI Large Coal Units Hg Rule v3.1, Unit 3843 and retrofits | 747 | 7369 | MACT Fuel Choice Floor in lbs/MMBtu | FALSE | L | Annual | Allowances Withdrawn (1:1) | lbs | 0 | 0 | 0 | 0 | 0 | 0 | 0
WI Large Coal Units Hg Rule v3.1, Unit 3843 and retrofits | 747 | 7369 | MACT Fuel Choice Floor in lbs/MMBtu | FALSE | L | Annual | Allowances Withdrawn (n:1) | lbs | 0 | 0 | 0 | 0 | 0 | 0 | 0
WI Large Coal Units Hg Rule v3.1, Unit 3843 and retrofits | 747 | 7369 | MACT Fuel Choice Floor in lbs/MMBtu | FALSE | L | Annual | Net Emissions Allowance Position | lbs | 22.3073 | 22.3212 | 0 | 0 | 0 | 0 | 0
WI Large Coal Units Hg Rule v3.1, Unit 3843 and retrofits | 747 | 7369 | MACT Fuel Choice Floor in lbs/MMBtu | FALSE | L | Annual | Fuel Consumed | TBtu | 39.1581 | 39.1823 | 0 | 0 | 0 | 0 | 0
WI Large Coal Units Hg Rule v3.1, Unit 3843 and retrofits | 747 | 7369 | MACT Fuel Choice Floor in lbs/MMBtu | FALSE | L | Annual | Rate | lb/MMBtu | 5.6967e-07 | 5.6967e-07 | 0 | 0 | 0 | 0 | 0
WI Large Coal Units Hg Rule v3.1, Unit 3843 and retrofits | 747 | 7369 | MACT Fuel Choice Floor in lbs/MMBtu | FALSE | L | Annual | Generation | TWh | 4.0539 | 4.0564 | 0 | 0 | 0 | 0 | 0
WI Large Coal Units Hg Rule v3.1, Unit 3843 and retrofits | 747 | 7369 | MACT Fuel Choice Floor in lbs/MMBtu | FALSE | L | Annual | Qualifying Generation | TWh | 4.0539 | 4.0564 | 0 | 0 | 0 | 0 | 0
WI Large Coal Units Hg Rule v3.1, Unit 3843 and retrofits | 747 | 7369 | MACT Fuel Choice Floor in lbs/MMBtu | FALSE | L | Annual | Constraint Shadow Price | US2019$/Lb | 0 | 0 | 0 | 0 | 0 | 0 | 0
WI Large Coal Units Hg Rule v3.1, Unit 3844 and retrofits | 748 | 7369 | MACT Fuel Choice Floor in lbs/MMBtu | FALSE | L | Annual | Seasons Included | Seasons | Winter, WintShld, Summer | Winter, WintShld, Summer | Winter, WintShld, Summer | Winter, WintShld, Summer | Winter, WintShld, Summer | Winter, WintShld, Summer | Winter, WintShld, Summer
WI Large Coal Units Hg Rule v3.1, Unit 3844 and retrofits | 748 | 7369 | MACT Fuel Choice Floor in lbs/MMBtu | FALSE | L | Annual | Emission Floor | lbs/MMBtu | 7.92e-07 | 7.92e-07 | 7.92e-07 | 7.92e-07 | 7.92e-07 | 7.92e-07 | 7.92e-07
WI Large Coal Units Hg Rule v3.1, Unit 3844 and retrofits | 748 | 7369 | MACT Fuel Choice Floor in lbs/MMBtu | FALSE | L | Annual | Emissions at Affected Plants MER | lbs | 23.0975 | 23.1175 | 0.072427 | 0.072422 | 0.072422 | 0.040133 | 0.040133
WI Large Coal Units Hg Rule v3.1, Unit 3844 and retrofits | 748 | 7369 | MACT Fuel Choice Floor in lbs/MMBtu | FALSE | L | Annual | Allowances Purchased MER | lbs | 0 | 0 | 0 | 0 | 0 | 0 | 0
WI Large Coal Units Hg Rule v3.1, Unit 3844 and retrofits | 748 | 7369 | MACT Fuel Choice Floor in lbs/MMBtu | FALSE | L | Annual | Allowances Sold MER | lbs | 0 | 0 | 0 | 0 | 0 | 0 | 0
WI Large Coal Units Hg Rule v3.1, Unit 3844 and retrofits | 748 | 7369 | MACT Fuel Choice Floor in lbs/MMBtu | FALSE | L | Annual | Allowances Banked | lbs | 0 | 0 | 0 | 0 | 0 | 0 | 0
WI Large Coal Units Hg Rule v3.1, Unit 3844 and retrofits | 748 | 7369 | MACT Fuel Choice Floor in lbs/MMBtu | FALSE | L | Annual | Allowances Withdrawn (1:1) | lbs | 0 | 0 | 0 | 0 | 0 | 0 | 0
WI Large Coal Units Hg Rule v3.1, Unit 3844 and retrofits | 748 | 7369 | MACT Fuel Choice Floor in lbs/MMBtu | FALSE | L | Annual | Allowances Withdrawn (n:1) | lbs | 0 | 0 | 0 | 0 | 0 | 0 | 0
WI Large Coal Units Hg Rule v3.1, Unit 3844 and retrofits | 748 | 7369 | MACT Fuel Choice Floor in lbs/MMBtu | FALSE | L | Annual | Net Emissions Allowance Position | lbs | 23.0975 | 23.1175 | 0.072427 | 0.072422 | 0.072422 | 0.040133 | 0.040133
WI Large Coal Units Hg Rule v3.1, Unit 3844 and retrofits | 748 | 7369 | MACT Fuel Choice Floor in lbs/MMBtu | FALSE | L | Annual | Fuel Consumed | TBtu | 40.5451 | 40.5813 | 0.12821 | 0.1282 | 0.1282 | 0.071523 | 0.071523
WI Large Coal Units Hg Rule v3.1, Unit 3844 and retrofits | 748 | 7369 | MACT Fuel Choice Floor in lbs/MMBtu | FALSE | L | Annual | Rate | lb/MMBtu | 5.6967e-07 | 5.6966e-07 | 5.649e-07 | 5.649e-07 | 5.649e-07 | 5.6112e-07 | 5.6112e-07
WI Large Coal Units Hg Rule v3.1, Unit 3844 and retrofits | 748 | 7369 | MACT Fuel Choice Floor in lbs/MMBtu | FALSE | L | Annual | Generation | TWh | 4.2316 | 4.2354 | 0.013381 | 0.01338 | 0.01338 | 0.0074647 | 0.0074647
WI Large Coal Units Hg Rule v3.1, Unit 3844 and retrofits | 748 | 7369 | MACT Fuel Choice Floor in lbs/MMBtu | FALSE | L | Annual | Qualifying Generation | TWh | 4.2316 | 4.2354 | 0.013381 | 0.01338 | 0.01338 | 0.0074647 | 0.0074647
WI Large Coal Units Hg Rule v3.1, Unit 3844 and retrofits | 748 | 7369 | MACT Fuel Choice Floor in lbs/MMBtu | FALSE | L | Annual | Constraint Shadow Price | US2019$/Lb | 0 | 0 | 0 | 0 | 0 | 0 | 0
WI Small Coal Units Hg Rule v3.1, Unit 3610 and retrofits | 749 | 7370 | MACT Fuel Choice Floor in lbs/MMBtu | FALSE | L | Annual | Seasons Included | Seasons | Winter, WintShld, Summer | Winter, WintShld, Summer | Winter, WintShld, Summer | Winter, WintShld, Summer | Winter, WintShld, Summer | Winter, WintShld, Summer | Winter, WintShld, Summer
WI Small Coal Units Hg Rule v3.1, Unit 3610 and retrofits | 749 | 7370 | MACT Fuel Choice Floor in lbs/MMBtu | FALSE | L | Annual | Emission Floor | lbs/MMBtu | 6.91e-07 | 6.91e-07 | 6.91e-07 | 6.91e-07 | 6.91e-07 | 6.91e-07 | 6.91e-07
WI Small Coal Units Hg Rule v3.1, Unit 3610 and retrofits | 749 | 7370 | MACT Fuel Choice Floor in lbs/MMBtu | FALSE | L | Annual | Emissions at Affected Plants MER | lbs | 0.45089 | 0.34546 | 0.34546 | 0 | 0 | 0 | 0
WI Small Coal Units Hg Rule v3.1, Unit 3610 and retrofits | 749 | 7370 | MACT Fuel Choice Floor in lbs/MMBtu | FALSE | L | Annual | Allowances Purchased MER | lbs | 0 | 0 | 0 | 0 | 0 | 0 | 0
WI Small Coal Units Hg Rule v3.1, Unit 3610 and retrofits | 749 | 7370 | MACT Fuel Choice Floor in lbs/MMBtu | FALSE | L | Annual | Allowances Sold MER | lbs | 0 | 0 | 0 | 0 | 0 | 0 | 0
WI Small Coal Units Hg Rule v3.1, Unit 3610 and retrofits | 749 | 7370 | MACT Fuel Choice Floor in lbs/MMBtu | FALSE | L | Annual | Allowances Banked | lbs | 0 | 0 | 0 | 0 | 0 | 0 | 0
WI Small Coal Units Hg Rule v3.1, Unit 3610 and retrofits | 749 | 7370 | MACT Fuel Choice Floor in lbs/MMBtu | FALSE | L | Annual | Allowances Withdrawn (1:1) | lbs | 0 | 0 | 0 | 0 | 0 | 0 | 0
WI Small Coal Units Hg Rule v3.1, Unit 3610 and retrofits | 749 | 7370 | MACT Fuel Choice Floor in lbs/MMBtu | FALSE | L | Annual | Allowances Withdrawn (n:1) | lbs | 0 | 0 | 0 | 0 | 0 | 0 | 0
WI Small Coal Units Hg Rule v3.1, Unit 3610 and retrofits | 749 | 7370 | MACT Fuel Choice Floor in lbs/MMBtu | FALSE | L | Annual | Net Emissions Allowance Position | lbs | 0.45089 | 0.34546 | 0.34546 | 0 | 0 | 0 | 0
WI Small Coal Units Hg Rule v3.1, Unit 3610 and retrofits | 749 | 7370 | MACT Fuel Choice Floor in lbs/MMBtu | FALSE | L | Annual | Fuel Consumed | TBtu | 0.90723 | 0.69509 | 0.69509 | 0 | 0 | 0 | 0
WI Small Coal Units Hg Rule v3.1, Unit 3610 and retrofits | 749 | 7370 | MACT Fuel Choice Floor in lbs/MMBtu | FALSE | L | Annual | Rate | lb/MMBtu | 4.97e-07 | 4.97e-07 | 4.97e-07 | 0 | 0 | 0 | 0
WI Small Coal Units Hg Rule v3.1, Unit 3610 and retrofits | 749 | 7370 | MACT Fuel Choice Floor in lbs/MMBtu | FALSE | L | Annual | Generation | TWh | 0.071608 | 0.054864 | 0.054864 | 0 | 0 | 0 | 0
WI Small Coal Units Hg Rule v3.1, Unit 3610 and retrofits | 749 | 7370 | MACT Fuel Choice Floor in lbs/MMBtu | FALSE | L | Annual | Qualifying Generation | TWh | 0.071608 | 0.054864 | 0.054864 | 0 | 0 | 0 | 0
WI Small Coal Units Hg Rule v3.1, Unit 3610 and retrofits | 749 | 7370 | MACT Fuel Choice Floor in lbs/MMBtu | FALSE | L | Annual | Constraint Shadow Price | US2019$/Lb | 0 | 0 | 0 | 0 | 0 | 0 | 0
Zero Reserve Margin Type 3 Constraints | 750 | 7658 | MACT Fuel Choice Floor in lbs/MMBtu | FALSE | L | Annual | Seasons Included | Seasons | Winter, WintShld, Summer | Winter, WintShld, Summer | Winter, WintShld, Summer | Winter, WintShld, Summer | Winter, WintShld, Summer | Winter, WintShld, Summer | Winter, WintShld, Summer
Zero Reserve Margin Type 3 Constraints | 750 | 7658 | MACT Fuel Choice Floor in lbs/MMBtu | FALSE | L | Annual | Emission Floor | lb/MMBtu | 0 | 0 | 0 | 0 | 0 | 0 | 0
Zero Reserve Margin Type 3 Constraints | 750 | 7658 | MACT Fuel Choice Floor in lbs/MMBtu | FALSE | L | Annual | Emissions at Affected Plants NOX | Thousand Tons | 0.18184 | 0.28585 | 0.14588 | 0.59458 | 0.34059 | 0 | 0
Zero Reserve Margin Type 3 Constraints | 750 | 7658 | MACT Fuel Choice Floor in lbs/MMBtu | FALSE | L | Annual | Allowances Purchased NOX | Thousand Tons | 0 | 0 | 0 | 0 | 0 | 0 | 0
Zero Reserve Margin Type 3 Constraints | 750 | 7658 | MACT Fuel Choice Floor in lbs/MMBtu | FALSE | L | Annual | Allowances Sold NOX | Thousand Tons | 0 | 0 | 0 | 0 | 0 | 0 | 0
Zero Reserve Margin Type 3 Constraints | 750 | 7658 | MACT Fuel Choice Floor in lbs/MMBtu | FALSE | L | Annual | Allowances Banked | Thousand Tons | 0 | 0 | 0 | 0 | 0 | 0 | 0
Zero Reserve Margin Type 3 Constraints | 750 | 7658 | MACT Fuel Choice Floor in lbs/MMBtu | FALSE | L | Annual | Allowances Withdrawn (1:1) | Thousand Tons | 0 | 0 | 0 | 0 | 0 | 0 | 0
Zero Reserve Margin Type 3 Constraints | 750 | 7658 | MACT Fuel Choice Floor in lbs/MMBtu | FALSE | L | Annual | Allowances Withdrawn (n:1) | Thousand Tons | 0 | 0 | 0 | 0 | 0 | 0 | 0
Zero Reserve Margin Type 3 Constraints | 750 | 7658 | MACT Fuel Choice Floor in lbs/MMBtu | FALSE | L | Annual | Net Emissions Allowance Position | Thousand Tons | 0.18184 | 0.28585 | 0.14588 | 0.59458 | 0.34059 | 0 | 0
Zero Reserve Margin Type 3 Constraints | 750 | 7658 | MACT Fuel Choice Floor in lbs/MMBtu | FALSE | L | Annual | Fuel Consumed | TBtu | 4.9441 | 7.7719 | 3.9663 | 16.1659 | 9.2601 | 0 | 0
Zero Reserve Margin Type 3 Constraints | 750 | 7658 | MACT Fuel Choice Floor in lbs/MMBtu | FALSE | L | Annual | Rate | lb/MMBtu | 0.07356 | 0.07356 | 0.07356 | 0.07356 | 0.07356 | 0 | 0
Zero Reserve Margin Type 3 Constraints | 750 | 7658 | MACT Fuel Choice Floor in lbs/MMBtu | FALSE | L | Annual | Generation | TWh | 0.49724 | 0.78165 | 0.39891 | 1.6259 | 0.93131 | 0 | 0
Zero Reserve Margin Type 3 Constraints | 750 | 7658 | MACT Fuel Choice Floor in lbs/MMBtu | FALSE | L | Annual | Qualifying Generation | TWh | 0.49724 | 0.78165 | 0.39891 | 1.6259 | 0.93131 | 0 | 0
Zero Reserve Margin Type 3 Constraints | 750 | 7658 | MACT Fuel Choice Floor in lbs/MMBtu | FALSE | L | Annual | Constraint Shadow Price | US2019$/Ton | 0 | 0 | 0 | 0 | 0 | 0 | 0

## Table 1-16_US
EPA 2022 Reference Case
| 2028 | 2030 | 2035 | 2040 | 2045 | 2050 | 2055
1. Reserve Margin Capacity Winter [MW] | 925076.5782 | 948715.1672 | 1014640.5872 | 1092414.6775 | 1179657.6982 | 1277025.7448 | 1355526.2521
Plus Firm Contract Purchases Winter [MW] | 0 | 0 | 0 | 0 | 0 | 0 | 0
Plus Transmission In Winter [MW] | 37560.273 | 44808.885 | 43178.9913 | 42959.5615 | 44299.8663 | 53846.9446 | 59784.3228
Less Firm Contract Sales Winter [MW] | 0 | 0 | 0 | 0 | 0 | 0 | 0
Less Transmission Out Winter [MW] | 41327.4709 | 50233.6396 | 47632.8987 | 48442.1697 | 50683.1686 | 60044.6281 | 66597.075
Total Reserve Margin Capacity Winter [MW] | 921309.3804 | 943290.4125 | 1010186.6797 | 1086932.0693 | 1173274.3959 | 1270828.0613 | 1348713.4999
2. Peak Load Winter [MW] | 718710.2819 | 737145.1767 | 789503.1014 | 849334.803 | 914600.0589 | 985789.8685 | 1045852.9333
Less DSM [MW] | 0 | 0 | 0 | 0 | 0 | 0 | 0
Net Demand Winter [MW] | 718710.2819 | 737145.1767 | 789503.1014 | 849334.803 | 914600.0589 | 985789.8685 | 1045852.9333
3. Reserve Margin Winter [%] | 28.1893 | 27.9654 | 27.9522 | 27.9745 | 28.2828 | 28.9147 | 28.9582
1. Reserve Margin Capacity WintShld [MW] | 925076.5782 | 948715.1672 | 1014640.5872 | 1092414.6775 | 1179657.6982 | 1277025.7448 | 1355526.2521
Plus Firm Contract Purchases WintShld [MW] | 0 | 0 | 0 | 0 | 0 | 0 | 0
Plus Transmission In WintShld [MW] | 11896.7075 | 13472.8125 | 10526.3597 | 9482.1428 | 8726.9575 | 17406.6315 | 17639.6791
Less Firm Contract Sales WintShld [MW] | 0 | 0 | 0 | 0 | 0 | 0 | 0
Less Transmission Out WintShld [MW] | 12194.5358 | 13814.5858 | 10797.3473 | 9726.6719 | 8952.1758 | 17844.8886 | 18083.808
Total Reserve Margin Capacity WintShld [MW] | 924778.7499 | 948373.3939 | 1014369.5996 | 1092170.1483 | 1179432.4799 | 1276587.4877 | 1355082.1232
2. Peak Load WintShld [MW] | 661563.835 | 678522.2374 | 726830.9761 | 780389.6521 | 838435.3612 | 901547.1569 | 956795.6768
Less DSM [MW] | 0 | 0 | 0 | 0 | 0 | 0 | 0
Net Demand WintShld [MW] | 661563.835 | 678522.2374 | 726830.9761 | 780389.6521 | 838435.3612 | 901547.1569 | 956795.6768
3. Reserve Margin WintShld [%] | 39.7868 | 39.7704 | 39.5606 | 39.9519 | 40.6707 | 41.5996 | 41.6271
1. Reserve Margin Capacity Summer [MW] | 925076.5782 | 948715.1672 | 1014640.5872 | 1092414.6775 | 1179657.6982 | 1277025.7448 | 1355526.2521
Plus Firm Contract Purchases Summer [MW] | 0 | 0 | 0 | 0 | 0 | 0 | 0
Plus Transmission In Summer [MW] | 100528.9078 | 94322.8039 | 100443.2143 | 100138.3441 | 101138.7513 | 116833.9796 | 117272.5215
Less Firm Contract Sales Summer [MW] | 0 | 0 | 0 | 0 | 0 | 0 | 0
Less Transmission Out Summer [MW] | 96524.5329 | 90146.6612 | 94773.9493 | 93737.1848 | 94554.7107 | 110850.4086 | 111336.4814
Total Reserve Margin Capacity Summer [MW] | 929080.9532 | 952891.3098 | 1020309.8522 | 1098815.8369 | 1186241.7389 | 1283009.3158 | 1361462.2921
2. Peak Load Summer [MW] | 806492.2967 | 827171.5448 | 885759.7617 | 953967.2969 | 1029919.6944 | 1113983.9141 | 1182176.4429
Less DSM [MW] | 0 | 0 | 0 | 0 | 0 | 0 | 0
Net Demand Summer [MW] | 806492.2967 | 827171.5448 | 885759.7617 | 953967.2969 | 1029919.6944 | 1113983.9141 | 1182176.4429
3. Reserve Margin Summer [%] | 15.2002 | 15.1988 | 15.1904 | 15.1838 | 15.1781 | 15.1731 | 15.1657
1. Reserve Margin Capacity Annual [MW] | 925076.5782 | 948715.1672 | 1014640.5872 | 1092414.6775 | 1179657.6982 | 1277025.7448 | 1355526.2521
Plus Firm Contract Purchases Annual [MW] | 0 | 0 | 0 | 0 | 0 | 0 | 0
Plus Transmission In Annual [MW] | 100935.7569 | 99615.9476 | 104653.0557 | 105666.933 | 109992.7396 | 122263.1241 | 124857.476
Less Firm Contract Sales Annual [MW] | 0 | 0 | 0 | 0 | 0 | 0 | 0
Less Transmission Out Annual [MW] | 70061.919 | 71184.8879 | 71853.1288 | 70722.0367 | 74356.918 | 84668.1324 | 85952.536
Total Reserve Margin Capacity Annual [MW] | 955950.4161 | 977146.2268 | 1047440.5141 | 1127359.5739 | 1215293.5198 | 1314620.7365 | 1394431.192
(for seasonal/annual regions combined)
2. Peak Load Annual [MW] | 820489.8929 | 841254.8964 | 900341.6281 | 969689.3979 | 1047210.0541 | 1133162.4555 | 1202488.87
Less DSM [MW] | 0 | 0 | 0 | 0 | 0 | 0 | 0
Net Demand Annual [MW] | 820489.8929 | 841254.8964 | 900341.6281 | 969689.3979 | 1047210.0541 | 1133162.4555 | 1202488.87
(for seasonal/annual regions combined)
3. Reserve Margin Annual [%] | 16.5097 | 16.1534 | 16.3381 | 16.2599 | 16.0506 | 16.0134 | 15.9621
(for seasonal/annual regions combined)
3a.Local Reserves Annual [%] | 112.7469 | 112.7738 | 112.6951 | 112.6561 | 112.6477 | 112.6957 | 112.7267
(for seasonal/annual regions combined)
4. Total Generation [GWh] | 4464268.1427 | 4583756.6327 | 4905034.7392 | 5242543.1673 | 5594344.4005 | 5983763.9916 | 6353027.8627
Inter-Region Transmission [GWh] | 13170.56 | 11917.3625 | 7748.6425 | -1590.1104 | -7608.4383 | -14003.4172 | -14472.4131
Pumping & Storage Losses [GWh] | 71353.4941 | 83514.0851 | 115028.9958 | 135202.2679 | 152302.7803 | 178209.8371 | 187960.5531
Plus Purchases [GWh] | 0 | 0 | 0 | 0 | 0 | 0 | 0
Less Sales [GWh] | 0 | 0 | 0 | 0 | 0 | 0 | 0
5. Total Supply for Demand [GWh] | 4406085.2087 | 4512159.9101 | 4797754.3859 | 5105750.789 | 5434433.1819 | 5791550.7374 | 6150594.8966
6. Projected Demand [GWh] | 4405188.3141 | 4508248.9476 | 4796312.0674 | 5101697.1795 | 5428412.1453 | 5777930.6436 | 6133954.1046
Energy Not Served [GWh] | 0 | 0 | 0 | 0 | 0 | 0 | 0
Less DSM [GWh] | 0 | 0 | 0 | 0 | 0 | 0 | 0
Energy Demand Response [GWh] | 0 | 0 | 0 | 0 | 0 | 0 | 0
Net Demand [GWh] | 4405188.3141 | 4508248.9476 | 4796312.0674 | 5101697.1795 | 5428412.1453 | 5777930.6436 | 6133954.1046
7. Dumped Energy [GWh] | 896.8946 | 3910.9625 | 1442.3186 | 4053.6095 | 6021.0366 | 13620.0938 | 16640.792
8. Total Generation [GWh] | 4464268.1427 | 4583756.6327 | 4905034.7392 | 5242543.1673 | 5594344.4005 | 5983763.9916 | 6353027.8627
Less T&D Losses [GWh] | 291314.026 | 298896.8991 | 320326.3624 | 342329.7136 | 365955.5365 | 391823.8787 | 416342.9472
9. Total Sales [GWh] | 4172954.1167 | 4284859.7336 | 4584708.3768 | 4900213.4537 | 5228388.8641 | 5591940.113 | 5936684.9156
Capacity Avoided Costs [US$/kW]
ANNUAL | 103.3978 | 75.3685 | 68.5222 | 70.2893 | 66.3106 | 58.5199 | 58.8129
WINTER | 10.9451 | 9.049 | 9.4768 | 7.6199 | 8.6696 | 8.1247 | 7.9168
WINTSHLD | 0.33155 | 0.0010854 | 0.0009754 | 0.0010111 | 0.0008668 | 0.0009212 | 0.0009301
SUMMER | 93.5624 | 67.6341 | 60.4292 | 63.8975 | 59.0169 | 51.7257 | 52.2005
10. Capacity by Capacity Reporting Type [MW]
00 New Combined Cycle | 19739.6511 | 20118.0052 | 34668.7497 | 48596.9479 | 56963.677 | 82256.8592 | 90827.3424
00 New Combined Cycle with CCS Retrofit | 0 | 0 | 0 | 0 | 0 | 0 | 0
00 New Combined Cycle with CCS | 0 | 0 | 0 | 0 | 0 | 0 | 0
00 New Combustion Turbine | 38187.9022 | 42581.2093 | 67651.331 | 113357.5809 | 168474.5295 | 271599.1968 | 326387.1122
00 New Hydro | 0 | 1150 | 4025 | 6803.7767 | 6987.3186 | 6987.3186 | 6987.3186
00 New Nuclear | 0 | 0 | 0 | 0 | 0 | 0 | 0
00 New Small Modular Reactor | 0 | 0 | 0 | 0 | 0 | 0 | 0
00 New Biomass | 56.9 | 56.9 | 56.9 | 56.9 | 56.9 | 56.9 | 56.9
00 New Geothermal | 458.38 | 458.38 | 458.38 | 458.38 | 458.38 | 495.39 | 495.39
00 New Landfill Gas | 1155.4285 | 1155.4285 | 1290.6213 | 1432.3234 | 1897.1018 | 2590.307 | 3058.1701
00 New Battery Storage | 23853.2911 | 31510.0651 | 47402.41 | 57347.1979 | 66010.2698 | 80949.9306 | 85943.8266
00 New Offshore Wind | 7687.01 | 12566.9739 | 26766.9839 | 31752.7826 | 40922.554 | 46892.7643 | 54257.028
00 New Onshore Wind | 46145.8111 | 81702.8355 | 119574.3555 | 203918.7058 | 292228.253 | 423291.4355 | 474357.1425
00 New Solar PV | 77571.0283 | 106629.2283 | 170163.1335 | 209614.8529 | 253528.0958 | 324530.7443 | 343718.3029
00 New Solar Thermal | 0 | 132.94 | 4807.69 | 8580.7048 | 10804.3841 | 11143.6344 | 11542.0609
00 New Fuel Cell | 109.1 | 109.1 | 109.1 | 109.1 | 109.1 | 109.1 | 109.1
00 New Ultrasupercritical Coal without CCS | 0 | 0 | 0 | 0 | 0 | 0 | 0
00 New Ultrasupercritical Coal with 30% CCS | 0 | 0 | 0 | 0 | 0 | 0 | 0
00 New Ultrasupercritical Coal with 90% CCS | 0 | 0 | 0 | 0 | 0 | 0 | 0
00 Exist & New Distributed Solar PV | 66887.9475 | 74192.5125 | 94156.2769 | 116466.1925 | 140292.9845 | 165778.6513 | 198242.0678
00 Exist Combined Cycle | 273636.0543 | 269761.4468 | 269207.6311 | 268589.6747 | 268589.6747 | 259626.0747 | 259626.0747
00 Exist Combustion Turbine | 142501.8 | 142213.8 | 142068.7 | 141494.7 | 141494.7 | 136390.4 | 135994.9324
00 Exist Coal Steam_Uncontrolled | 554.6 | 554.6 | 552.3 | 552.3 | 552.3 | 416.1 | 416.1
00 Exist Coal Steam_ACI | 9230.2 | 7588 | 4870 | 3681 | 2497 | 1751.0807 | 1751.0807
00 Exist Coal Steam_ACI_DSI | 2714.2 | 1444.2 | 1004.2 | 1004.2 | 981 | 654 | 654
00 Exist Coal Steam_DryFGD | 60 | 60 | 60 | 60 | 60 | 60 | 60
00 Exist Coal Steam_DryFGD_ACI | 7561 | 3691.8721 | 2237.569 | 1905.569 | 1905.569 | 1319.8721 | 1319.8721
00 Exist Coal Steam_DryFGD_DSI | 0 | 0 | 0 | 0 | 0 | 0 | 0
00 Exist Coal Steam_DryFGD_SCR | 0 | 0 | 0 | 0 | 0 | 0 | 0
00 Exist Coal Steam_DryFGD_SCR_ACI | 11051 | 9315 | 8339 | 7314.8638 | 7314.8638 | 6031.2415 | 5422.2415
00 Exist Coal Steam_DryFGD_SCR_DSI | 268 | 268 | 0 | 0 | 0 | 0 | 0
00 Exist Coal Steam_DryFGD_SCR_ACI_DSI | 931 | 691 | 691 | 691 | 691 | 691 | 691
00 Exist Coal Steam_DryFGD_SNCR_ACI | 2178 | 1730 | 1730 | 1730 | 1730 | 1215 | 1215
00 Exist Coal Steam_DryFGD_SNCR_ACI_DSI | 584 | 584 | 0 | 0 | 0 | 0 | 0
00 Exist Coal Steam_DSI | 955 | 955 | 0 | 0 | 0 | 0 | 0
00 Exist Coal Steam_SCR_ACI | 4361 | 4361 | 4177 | 4177 | 4012.3474 | 4012.3474 | 4012.3474
00 Exist Coal Steam_SCR_ACI_DSI | 430 | 390 | 390 | 390 | 390 | 0 | 0
00 Exist Coal Steam_SNCR | 15.2 | 15.2 | 15.2 | 15.2 | 15.2 | 15.2 | 15.2
00 Exist Coal Steam_SCR | 0 | 0 | 0 | 0 | 0 | 0 | 0
00 Exist Coal Steam_SNCR_ACI | 0 | 0 | 0 | 0 | 0 | 0 | 0
00 Exist Coal Steam_SNCR_ACI_DSI | 1636 | 1601 | 1601 | 1601 | 1601 | 1536 | 1536
00 Exist Coal Steam_WetFGD | 2924 | 2466 | 2466 | 1557 | 199 | 3 | 3
00 Exist Coal Steam_WetFGD_ACI | 7460 | 7378 | 7375 | 7375 | 7375 | 3420.8303 | 3420.8303
00 Exist Coal Steam_WetFGD_ACI_DSI | 1025 | 1025 | 766.7315 | 766.7315 | 81.3147 | 0 | 0
00 Exist Coal Steam_WetFGD_DSI | 0 | 0 | 0 | 0 | 0 | 0 | 0
00 Exist Coal Steam_WetFGD_SCR | 35053.9427 | 31115.9427 | 25711.5839 | 14388.5839 | 12831.8538 | 8651.5839 | 8651.5839
00 Exist Coal Steam_WetFGD_SCR_DSI | 1239 | 0 | 0 | 0 | 0 | 0 | 0
00 Exist Coal Steam_WetFGD_SCR_ACI | 18060 | 17223.3336 | 12377.3336 | 10066.3336 | 10066.3336 | 7233.3336 | 7233.3336
00 Exist Coal Steam_WetFGD_SCR_ACI_DSI | 7042 | 7042 | 5152.5446 | 4601.0032 | 2237.4573 | 0 | 0
00 Exist Coal Steam_WetFGD_SNCR | 1382 | 1382 | 1380 | 1380 | 940 | 54 | 54
00 Exist Coal Steam_WetFGD_SNCR_ACI | 8792.7383 | 4335.5172 | 1415.3647 | 1136 | 745 | 745 | 745
00 Exist Coal Steam_WetFGD_SNCR_ACI_DSI | 0 | 0 | 0 | 0 | 0 | 0 | 0
00 Exist FBC_ACI_DSI | 478 | 440 | 440 | 440 | 440 | 440 | 440
00 Exist FBC_DryFGD_ACI | 136 | 136 | 136 | 136 | 136 | 0 | 0
00 Exist FBC_DryFGD_DSI | 43 | 43 | 43 | 43 | 43 | 43 | 43
00 Exist FBC_DryFGD_SNCR | 1674 | 1674 | 1674 | 1674 | 1674 | 1406 | 1138
00 Exist FBC_DryFGD_SNCR_ACI | 610 | 610 | 610 | 610 | 610 | 0 | 0
00 Exist FBC_DryFGD_SNCR_ACI_DSI | 92 | 92 | 92 | 92 | 92 | 92 | 92
00 Exist FBC_DryFGD_SNCR_DSI | 86 | 86 | 86 | 86 | 86 | 86 | 0
00 Exist FBC_DSI | 822 | 822 | 822 | 822 | 822 | 822 | 822
00 Exist FBC_SCR | 10.6 | 10.6 | 10.6 | 10.6 | 10.6 | 10.6 | 10.6
00 Exist FBC_SNCR | 53 | 53 | 53 | 53 | 53 | 53 | 53
00 Exist FBC_SNCR_ACI | 10.6 | 10.6 | 10.6 | 10.6 | 10.6 | 10.6 | 10.6
00 Exist FBC_SNCR_ACI_DSI | 305 | 305 | 305 | 305 | 305 | 305 | 305
00 Exist FBC_SNCR_DSI | 1114 | 1114 | 1114 | 1114 | 1114 | 994 | 994
00 Exist FBC_Uncontrolled | 0 | 0 | 0 | 0 | 0 | 0 | 0
00 Exist FBC_WetFGD_DSI | 51 | 51 | 51 | 51 | 51 | 51 | 51
00 Exist IGCC | 595 | 595 | 0 | 0 | 0 | 0 | 0
00 Exist Fossil_Other | 1379.3 | 1379.3 | 1379.3 | 1379.3 | 1379.3 | 1379.3 | 1379.3
00 Exist Fuel Cell | 174.8 | 174.8 | 174.8 | 174.8 | 174.8 | 174.8 | 174.8
00 Exist Hydro | 79310.2 | 79310.2 | 79310.2 | 79310.2 | 79310.2 | 79310.2 | 79310.2
00 Exist Non Fossil_Other | 4286.1 | 4286.1 | 4286.1 | 4286.1 | 4286.1 | 4286.1 | 4286.1
00 Exist Nuclear | 86827.3253 | 78084.5969 | 60346.8436 | 58673.8436 | 55702.6694 | 28224.7714 | 28224.7714
00 Exist Oil/Gas Steam | 44626.32 | 43421.8156 | 38665.7576 | 38636.2419 | 38636.2419 | 37396.4576 | 37396.4576
00 Exist Oil/Gas Steam_SCR | 6273.9 | 6273.9 | 5472.6851 | 5472.6851 | 5468.1651 | 5350.9 | 5350.9
00 Exist Oil/Gas Steam_SNCR | 6273.9 | 6273.9 | 6273.9 | 6273.9 | 6273.9 | 5559.1 | 5559.1
00 Exist Biomass | 1413.3708 | 217.5 | 171.8 | 129.8 | 125.3 | 125.3 | 125.3
00 Exist Landfill Gas | 1730.9 | 1604.9 | 1604.9 | 1604.9 | 1604.9 | 1604.9 | 1604.9
00 Exist Geothermal | 2401.6 | 2401.6 | 2401.6 | 2401.6 | 2401.6 | 2401.6 | 2401.6
00 Exist Pump Storage | 22820 | 22820 | 22820 | 22820 | 22820 | 22820 | 22820
00 Exist Energy Storage | 1035.7 | 1035.7 | 1035.7 | 1035.7 | 1035.7 | 1035.7 | 1035.7
00 Exist Solar PV | 39944.8 | 39944.8 | 39942.8 | 39942.8 | 39942.8 | 39942.8 | 39942.8
00 Exist Solar Thermal | 1486 | 1486 | 1486 | 1486 | 1486 | 1486 | 1486
00 Exist Offshore Wind | 29.3 | 29.3 | 29.3 | 29.3 | 29.3 | 29.3 | 29.3
00 Exist Onshore Wind | 113323.1 | 113323.1 | 113323.1 | 113323.1 | 113323.1 | 113323.1 | 113323.1
00 International Imports | 1000 | 1000 | 1000 | 1000 | 1000 | 1000 | 1000
00 Ret.ACI | 0 | 0 | 0 | 0 | 0 | 0 | 0
00 Ret.ACI & DryFGD | 0 | 0 | 0 | 0 | 0 | 0 | 0
00 Ret.ACI & DryFGD & HRI | 0 | 0 | 0 | 0 | 0 | 0 | 0
00 Ret.ACI & DSI | 0 | 0 | 0 | 0 | 0 | 0 | 0
00 Ret.ACI & DSI & DryFGD | 0 | 0 | 0 | 0 | 0 | 0 | 0
00 Ret.ACI & DSI & DryFGD & HRI | 0 | 0 | 0 | 0 | 0 | 0 | 0
00 Ret.ACI & DSI & HRI | 0 | 0 | 0 | 0 | 0 | 0 | 0
00 Ret.ACI & DSI & WetFGD & HRI | 0 | 0 | 0 | 0 | 0 | 0 | 0
00 Ret.ACI & HRI | 0 | 0 | 0 | 0 | 0 | 0 | 0
00 Ret.ACI & SCR | 0 | 0 | 0 | 0 | 0 | 0 | 0
00 Ret.ACI & SCR & DryFGD & HRI | 0 | 0 | 0 | 0 | 0 | 0 | 0
00 Ret.ACI & SCR & DSI | 0 | 0 | 0 | 0 | 0 | 0 | 0
00 Ret.ACI & SCR & DSI & DryFGD | 0 | 0 | 0 | 0 | 0 | 0 | 0
00 Ret.ACI & SCR & DSI & DryFGD & HRI | 0 | 0 | 0 | 0 | 0 | 0 | 0
00 Ret.ACI & SCR & DSI & HRI | 0 | 0 | 0 | 0 | 0 | 0 | 0
00 Ret.ACI & SCR & DSI & WetFGD | 0 | 0 | 0 | 0 | 0 | 0 | 0
00 Ret.ACI & SCR & DSI & WetFGD & HRI | 0 | 0 | 0 | 0 | 0 | 0 | 0
00 Ret.ACI & SCR & HRI | 0 | 0 | 0 | 0 | 0 | 0 | 0
00 Ret.ACI & SCR & WetFGD & HRI | 0 | 0 | 0 | 0 | 0 | 0 | 0
00 Ret.ACI & SNCR | 0 | 0 | 0 | 0 | 0 | 0 | 0
00 Ret.ACI & SNCR & DSI | 0 | 0 | 0 | 0 | 0 | 0 | 0
00 Ret.ACI & SNCR & DSI & DryFGD | 0 | 0 | 0 | 0 | 0 | 0 | 0
00 Ret.ACI & SNCR & DSI & DryFGD & HRI | 0 | 0 | 0 | 0 | 0 | 0 | 0
00 Ret.ACI & SNCR & DSI & HRI | 0 | 0 | 0 | 0 | 0 | 0 | 0
00 Ret.ACI & SNCR & DSI & WetFGD | 0 | 0 | 0 | 0 | 0 | 0 | 0
00 Ret.ACI & SNCR & DSI & WetFGD & HRI | 0 | 0 | 0 | 0 | 0 | 0 | 0
00 Ret.ACI & SNCR & HRI | 0 | 0 | 0 | 0 | 0 | 0 | 0
00 Ret.ACI & WetFGD | 0 | 0 | 0 | 0 | 0 | 0 | 0
00 Ret.ACI & WetFGD & DSI | 0 | 0 | 0 | 0 | 0 | 0 | 0
00 Ret.ACI & WetFGD & HRI | 0 | 0 | 0 | 0 | 0 | 0 | 0
00 Ret.C2G | 8784.34 | 8784.34 | 8213.2662 | 7155.2662 | 7155.2662 | 6550.2662 | 4997.8161
00 Ret.C2G & SCR | 0 | 0 | 0 | 0 | 0 | 0 | 0
00 Ret.CCG | 0 | 3281.1637 | 3281.1637 | 3281.1637 | 3281.1637 | 3281.1637 | 3281.1637
00 Ret.DryFGD | 0 | 0 | 0 | 0 | 0 | 0 | 0
00 Ret.DryFGD & CCS | 0 | 0 | 0 | 0 | 0 | 0 | 0
00 Ret.DryFGD & HRI | 0 | 0 | 0 | 0 | 0 | 0 | 0
00 Ret.DSI | 0 | 0 | 0 | 0 | 0 | 0 | 0
00 Ret.DSI & DryFGD | 0 | 0 | 0 | 0 | 0 | 0 | 0
00 Ret.DSI & DryFGD & HRI | 0 | 0 | 0 | 0 | 0 | 0 | 0
00 Ret.DSI & HRI | 0 | 0 | 0 | 0 | 0 | 0 | 0
00 Ret.ExistACI & DryFGD | 0 | 0 | 0 | 0 | 0 | 0 | 0
00 Ret.ExistACI & DryFGD & CCS | 0 | 0 | 0 | 0 | 0 | 0 | 0
00 Ret.ExistACI & DryFGD & HRI | 0 | 0 | 0 | 0 | 0 | 0 | 0
00 Ret.ExistACI & DryFGD & HRI & CCS | 0 | 0 | 0 | 0 | 0 | 0 | 0
00 Ret.ExistACI & DSI | 0 | 0 | 0 | 0 | 0 | 0 | 0
00 Ret.ExistACI & DSI & DryFGD | 0 | 0 | 0 | 0 | 0 | 0 | 0
00 Ret.ExistACI & DSI & DryFGD & HRI | 0 | 0 | 0 | 0 | 0 | 0 | 0
00 Ret.ExistACI & DSI & HRI | 0 | 0 | 0 | 0 | 0 | 0 | 0
00 Ret.ExistACI & HRI | 0 | 0 | 0 | 0 | 0 | 0 | 0
00 Ret.ExistACI & HRI & WetFGD | 0 | 0 | 0 | 0 | 0 | 0 | 0
00 Ret.ExistACI & SCR | 0 | 0 | 0 | 0 | 0 | 0 | 0
00 Ret.ExistACI & SCR & DryFGD | 0 | 0 | 0 | 0 | 0 | 0 | 0
00 Ret.ExistACI & SCR & DryFGD & CCS | 0 | 0 | 0 | 0 | 0 | 0 | 0
00 Ret.ExistACI & SCR & DryFGD & HRI | 0 | 0 | 0 | 0 | 0 | 0 | 0
00 Ret.ExistACI & SCR & DryFGD & HRI & CCS | 0 | 0 | 0 | 0 | 0 | 0 | 0
00 Ret.ExistACI & SCR & DSI | 0 | 0 | 0 | 0 | 0 | 0 | 0
00 Ret.ExistACI & SCR & DSI & DryFGD | 0 | 0 | 0 | 0 | 0 | 0 | 0
00 Ret.ExistACI & SCR & DSI & DryFGD & HRI | 0 | 0 | 0 | 0 | 0 | 0 | 0
00 Ret.ExistACI & SCR & DSI & HRI | 0 | 0 | 0 | 0 | 0 | 0 | 0
00 Ret.ExistACI & SCR & HRI | 0 | 0 | 0 | 0 | 0 | 0 | 0
00 Ret.ExistACI & SCR & WetFGD | 0 | 0 | 0 | 0 | 0 | 0 | 0
00 Ret.ExistACI & SCR & WetFGD & CCS | 0 | 0 | 0 | 0 | 0 | 0 | 0
00 Ret.ExistACI & SCR & WetFGD & HRI | 0 | 0 | 0 | 0 | 0 | 0 | 0
00 Ret.ExistACI & SCR & WetFGD & HRI & CCS | 0 | 0 | 0 | 0 | 0 | 0 | 0
00 Ret.ExistACI & SNCR | 0 | 0 | 0 | 0 | 0 | 0 | 0
00 Ret.ExistACI & SNCR & DryFGD | 0 | 0 | 0 | 0 | 0 | 0 | 0
00 Ret.ExistACI & SNCR & DryFGD & CCS | 0 | 0 | 0 | 0 | 0 | 0 | 0
00 Ret.ExistACI & SNCR & DryFGD & HRI | 0 | 0 | 0 | 0 | 0 | 0 | 0
00 Ret.ExistACI & SNCR & DryFGD & HRI & CCS | 0 | 0 | 0 | 0 | 0 | 0 | 0
00 Ret.ExistACI & SNCR & DSI | 0 | 0 | 0 | 0 | 0 | 0 | 0
00 Ret.ExistACI & SNCR & DSI & HRI | 0 | 0 | 0 | 0 | 0 | 0 | 0
00 Ret.ExistACI & SNCR & HRI | 0 | 0 | 0 | 0 | 0 | 0 | 0
00 Ret.ExistACI & SNCR & WetFGD | 0 | 0 | 0 | 0 | 0 | 0 | 0
00 Ret.ExistACI & SNCR & WetFGD & CCS | 0 | 0 | 0 | 0 | 0 | 0 | 0
00 Ret.ExistACI & SNCR & WetFGD & HRI | 0 | 0 | 0 | 0 | 0 | 0 | 0
00 Ret.ExistACI & SNCR & WetFGD & HRI & CCS | 0 | 0 | 0 | 0 | 0 | 0 | 0
00 Ret.ExistACI & WetFGD | 0 | 0 | 0 | 0 | 0 | 0 | 0
00 Ret.ExistACI & WetFGD & CCS | 0 | 0 | 0 | 0 | 0 | 0 | 0
00 Ret.ExistACI & WetFGD & HRI & CCS | 0 | 0 | 0 | 0 | 0 | 0 | 0
00 Ret.ExistACI_DSI & DryFGD | 0 | 0 | 0 | 0 | 0 | 0 | 0
00 Ret.ExistACI_DSI & DryFGD & CCS | 0 | 0 | 0 | 0 | 0 | 0 | 0
00 Ret.ExistACI_DSI & DryFGD & HRI | 0 | 0 | 0 | 0 | 0 | 0 | 0
00 Ret.ExistACI_DSI & DryFGD & HRI & CCS | 0 | 0 | 0 | 0 | 0 | 0 | 0
00 Ret.ExistACI_DSI & HRI | 0 | 0 | 0 | 0 | 0 | 0 | 0
00 Ret.ExistACI_DSI & SCR | 0 | 0 | 0 | 0 | 0 | 0 | 0
00 Ret.ExistACI_DSI & SCR & DryFGD | 0 | 0 | 0 | 0 | 0 | 0 | 0
00 Ret.ExistACI_DSI & SCR & DryFGD & CCS | 0 | 0 | 0 | 0 | 0 | 0 | 0
00 Ret.ExistACI_DSI & SCR & DryFGD & HRI | 0 | 0 | 0 | 0 | 0 | 0 | 0
00 Ret.ExistACI_DSI & SCR & DryFGD & HRI & CCS | 0 | 0 | 0 | 0 | 0 | 0 | 0
00 Ret.ExistACI_DSI & SCR & HRI | 0 | 0 | 0 | 0 | 0 | 0 | 0
00 Ret.ExistACI_DSI & SCR & WetFGD | 0 | 0 | 0 | 0 | 0 | 0 | 0
00 Ret.ExistACI_DSI & SCR & WetFGD & CCS | 0 | 0 | 0 | 0 | 0 | 0 | 0
00 Ret.ExistACI_DSI & SCR & WetFGD & HRI | 0 | 0 | 0 | 0 | 0 | 0 | 0
00 Ret.ExistACI_DSI & SCR & WetFGD & HRI & CCS | 0 | 0 | 0 | 0 | 0 | 0 | 0
00 Ret.ExistACI_DSI & SNCR | 0 | 0 | 0 | 0 | 0 | 0 | 0
00 Ret.ExistACI_DSI & SNCR & DryFGD | 0 | 0 | 0 | 0 | 0 | 0 | 0
00 Ret.ExistACI_DSI & SNCR & DryFGD & HRI & CCS | 0 | 0 | 0 | 0 | 0 | 0 | 0
00 Ret.ExistACI_DSI & SNCR & DryFGD & HRI | 0 | 0 | 0 | 0 | 0 | 0 | 0
00 Ret.ExistACI_DSI & SNCR & WetFGD & HRI & CCS | 0 | 0 | 0 | 0 | 0 | 0 | 0
00 Ret.ExistACI_DSI & SNCR & HRI | 0 | 0 | 0 | 0 | 0 | 0 | 0
00 Ret.ExistACI_DSI & SNCR & WetFGD | 0 | 0 | 0 | 0 | 0 | 0 | 0
00 Ret.ExistACI_DSI & SNCR & WetFGD & HRI | 0 | 0 | 0 | 0 | 0 | 0 | 0
00 Ret.ExistACI_DSI & WetFGD | 0 | 0 | 0 | 0 | 0 | 0 | 0
00 Ret.ExistACI_DSI & WetFGD & CCS | 0 | 0 | 0 | 0 | 0 | 0 | 0
00 Ret.ExistACI_DSI & WetFGD & HRI | 0 | 0 | 0 | 0 | 0 | 0 | 0
00 Ret.ExistACI_DSI & WetFGD & HRI & CCS | 0 | 0 | 0 | 0 | 0 | 0 | 0
00 Ret.ExistDryFGD & CCS | 0 | 0 | 0 | 0 | 0 | 0 | 0
00 Ret.ExistDryFGD & HRI | 0 | 0 | 0 | 0 | 0 | 0 | 0
00 Ret.ExistDryFGD & SCR | 0 | 0 | 0 | 0 | 0 | 0 | 0
00 Ret.ExistDryFGD & SCR & CCS | 0 | 0 | 0 | 0 | 0 | 0 | 0
00 Ret.ExistDryFGD & SCR & HRI | 0 | 0 | 0 | 0 | 0 | 0 | 0
00 Ret.ExistDryFGD & SNCR | 0 | 0 | 0 | 0 | 0 | 0 | 0
00 Ret.ExistDryFGD & SNCR & CCS | 0 | 0 | 0 | 0 | 0 | 0 | 0
00 Ret.ExistDryFGD & SNCR & HRI | 0 | 0 | 0 | 0 | 0 | 0 | 0
00 Ret.ExistDryFGD_ACI & CCS | 0 | 214.102 | 214.102 | 214.102 | 214.102 | 214.102 | 214.102
00 Ret.ExistDryFGD_ACI & HRI | 0 | 0 | 0 | 0 | 0 | 0 | 0
00 Ret.ExistDryFGD_ACI & HRI & CCS | 0 | 0 | 0 | 0 | 0 | 0 | 0
00 Ret.ExistDryFGD_ACI & SCR | 0 | 0 | 0 | 0 | 0 | 0 | 0
00 Ret.ExistDryFGD_ACI & SCR & CCS | 0 | 0 | 0 | 0 | 0 | 0 | 0
00 Ret.ExistDryFGD_ACI & SCR & HRI | 0 | 0 | 0 | 0 | 0 | 0 | 0
00 Ret.ExistDryFGD_ACI & SCR & HRI & CCS | 0 | 0 | 0 | 0 | 0 | 0 | 0
00 Ret.ExistDryFGD_ACI & SNCR | 0 | 0 | 0 | 0 | 0 | 0 | 0
00 Ret.ExistDryFGD_ACI & SNCR & CCS | 0 | 0 | 0 | 0 | 0 | 0 | 0
00 Ret.ExistDryFGD_ACI & SNCR & HRI | 0 | 0 | 0 | 0 | 0 | 0 | 0
00 Ret.ExistDryFGD_ACI & SNCR & HRI & CCS | 0 | 0 | 0 | 0 | 0 | 0 | 0
00 Ret.ExistDryFGD_ACI_DSI & SCR | 0 | 0 | 0 | 0 | 0 | 0 | 0
00 Ret.ExistDryFGD_ACI_DSI & SCR & CCS | 0 | 0 | 0 | 0 | 0 | 0 | 0
00 Ret.ExistDryFGD_ACI_DSI & SCR & HRI | 0 | 0 | 0 | 0 | 0 | 0 | 0
00 Ret.ExistDryFGD_ACI_DSI & SCR & HRI & CCS | 0 | 0 | 0 | 0 | 0 | 0 | 0
00 Ret.ExistDryFGD_DSI & CCS | 0 | 0 | 0 | 0 | 0 | 0 | 0
00 Ret.ExistDryFGD_DSI & HRI | 0 | 0 | 0 | 0 | 0 | 0 | 0
00 Ret.ExistDryFGD_SCR_DSI & CCS | 0 | 0 | 0 | 0 | 0 | 0 | 0
00 Ret.ExistDryFGD_SNCR & CCS | 0 | 0 | 0 | 0 | 0 | 0 | 0
00 Ret.ExistDryFGD_SNCR_ACI_DSI & CCS | 0 | 0 | 0 | 0 | 0 | 0 | 0
00 Ret.ExistDryFGD_SNCR_ACI_DSI & HRI | 0 | 0 | 0 | 0 | 0 | 0 | 0
00 Ret.ExistDryFGD_SNCR_ACI_DSI & HRI & CCS | 0 | 0 | 0 | 0 | 0 | 0 | 0
00 Ret.ExistDryFGD_SNCR_DSI & CCS | 0 | 0 | 0 | 0 | 0 | 0 | 0
00 Ret.ExistDSI & DryFGD | 0 | 0 | 0 | 0 | 0 | 0 | 0
00 Ret.ExistDSI & DryFGD & HRI | 0 | 0 | 0 | 0 | 0 | 0 | 0
00 Ret.ExistDSI & HRI | 0 | 0 | 0 | 0 | 0 | 0 | 0
00 Ret.ExistDSI & SCR | 0 | 0 | 0 | 0 | 0 | 0 | 0
00 Ret.ExistDSI & SCR & DryFGD | 0 | 0 | 0 | 0 | 0 | 0 | 0
00 Ret.ExistDSI & SCR & DryFGD & HRI | 0 | 0 | 0 | 0 | 0 | 0 | 0
00 Ret.ExistDSI & SCR & HRI | 0 | 0 | 0 | 0 | 0 | 0 | 0
00 Ret.ExistDSI & SCR & WetFGD | 0 | 0 | 0 | 0 | 0 | 0 | 0
00 Ret.ExistDSI & SCR & WetFGD & HRI | 0 | 0 | 0 | 0 | 0 | 0 | 0
00 Ret.ExistDSI & SNCR | 0 | 0 | 0 | 0 | 0 | 0 | 0
00 Ret.ExistSCR & ACI | 0 | 0 | 0 | 0 | 0 | 0 | 0
00 Ret.ExistDSI & SNCR & DryFGD | 0 | 0 | 0 | 0 | 0 | 0 | 0
00 Ret.ExistSCR & ACI & DSI | 0 | 0 | 0 | 0 | 0 | 0 | 0
00 Ret.ExistSCR & ACI & DSI & DryFGD | 0 | 0 | 0 | 0 | 0 | 0 | 0
00 Ret.ExistSCR & ACI & DSI & DryFGD & HRI | 0 | 0 | 0 | 0 | 0 | 0 | 0
00 Ret.ExistDSI & SNCR & DryFGD & HRI | 0 | 0 | 0 | 0 | 0 | 0 | 0
00 Ret.ExistDSI & SNCR & HRI | 0 | 0 | 0 | 0 | 0 | 0 | 0
00 Ret.ExistSCR & ACI & DSI & HRI | 0 | 0 | 0 | 0 | 0 | 0 | 0
00 Ret.ExistDSI & SNCR & WetFGD | 0 | 0 | 0 | 0 | 0 | 0 | 0
00 Ret.ExistSCR & ACI & DSI & WetFGD | 0 | 0 | 0 | 0 | 0 | 0 | 0
00 Ret.ExistSCR & ACI & DSI & WetFGD & HRI | 0 | 0 | 0 | 0 | 0 | 0 | 0
00 Ret.ExistSCR & ACI & HRI | 0 | 0 | 0 | 0 | 0 | 0 | 0
00 Ret.ExistDSI & SNCR & WetFGD & HRI | 0 | 0 | 0 | 0 | 0 | 0 | 0
00 Ret.ExistDSI & WetFGD | 0 | 0 | 0 | 0 | 0 | 0 | 0
00 Ret.ExistDSI & WetFGD & HRI | 0 | 0 | 0 | 0 | 0 | 0 | 0
00 Ret.ExistDSI_ACI & SNCR & DryFGD & CCS | 0 | 0 | 0 | 0 | 0 | 0 | 0
00 Ret.ExistDSI_ACI & SNCR & WetFGD & CCS | 0 | 0 | 0 | 0 | 0 | 0 | 0
00 Ret.ExistSCR_ACI & DryFGD | 0 | 0 | 0 | 0 | 0 | 0 | 0
00 Ret.ExistSCR & DSI | 0 | 0 | 0 | 0 | 0 | 0 | 0
00 Ret.ExistSCR_ACI & DryFGD & CCS | 0 | 0 | 0 | 0 | 0 | 0 | 0
00 Ret.ExistSCR_ACI & DryFGD & HRI | 0 | 0 | 0 | 0 | 0 | 0 | 0
00 Ret.ExistSCR & DSI & DryFGD | 0 | 0 | 0 | 0 | 0 | 0 | 0
00 Ret.ExistSCR_ACI & DryFGD & HRI & CCS | 0 | 0 | 0 | 0 | 0 | 0 | 0
00 Ret.ExistSCR & DSI & DryFGD & HRI | 0 | 0 | 0 | 0 | 0 | 0 | 0
00 Ret.ExistSCR & DSI & HRI | 0 | 0 | 0 | 0 | 0 | 0 | 0
00 Ret.ExistSCR_ACI & DSI & HRI | 0 | 0 | 0 | 0 | 0 | 0 | 0
00 Ret.ExistSCR_ACI & HRI | 0 | 0 | 0 | 0 | 0 | 0 | 0
00 Ret.ExistSCR_ACI & WetFGD | 0 | 0 | 0 | 0 | 0 | 0 | 0
00 Ret.ExistSCR & HRI | 0 | 0 | 0 | 0 | 0 | 0 | 0
00 Ret.ExistSCR_ACI & WetFGD & CCS | 0 | 0 | 0 | 0 | 0 | 0 | 0
00 Ret.ExistSCR_ACI & WetFGD & HRI | 0 | 0 | 0 | 0 | 0 | 0 | 0
00 Ret.ExistSCR_ACI & WetFGD & HRI & CCS | 0 | 0 | 0 | 0 | 0 | 0 | 0
00 Ret.ExistSCR_ACI_DSI & DryFGD | 0 | 0 | 0 | 0 | 0 | 0 | 0
00 Ret.ExistSCR_ACI_DSI & DryFGD & CCS | 0 | 0 | 0 | 0 | 0 | 0 | 0
00 Ret.ExistSCR_ACI_DSI & DryFGD & HRI | 0 | 0 | 0 | 0 | 0 | 0 | 0
00 Ret.ExistSCR_ACI_DSI & DryFGD & HRI & CCS | 0 | 0 | 0 | 0 | 0 | 0 | 0
00 Ret.ExistSCR_ACI_DSI & HRI | 0 | 0 | 0 | 0 | 0 | 0 | 0
00 Ret.ExistSCR_ACI_DSI & WetFGD | 0 | 0 | 0 | 0 | 0 | 0 | 0
00 Ret.ExistSCR_ACI_DSI & WetFGD & CCS | 0 | 0 | 0 | 0 | 0 | 0 | 0
00 Ret.ExistSCR_ACI_DSI & WetFGD & HRI | 0 | 0 | 0 | 0 | 0 | 0 | 0
00 Ret.ExistSCR_ACI_DSI & WetFGD & HRI & CCS | 0 | 0 | 0 | 0 | 0 | 0 | 0
00 Ret.ExistSCR_DryFGD & CCS | 0 | 0 | 0 | 0 | 0 | 0 | 0
00 Ret.ExistSCR_DryFGD & HRI | 0 | 0 | 0 | 0 | 0 | 0 | 0
00 Ret.ExistSCR_DryFGD_ACI & CCS | 0 | 0 | 0 | 0 | 0 | 0 | 0
00 Ret.ExistSCR_DryFGD_ACI & HRI | 0 | 0 | 0 | 0 | 0 | 0 | 0
00 Ret.ExistSCR_DryFGD_ACI & HRI & CCS | 0 | 0 | 0 | 0 | 0 | 0 | 0
00 Ret.ExistSCR_DryFGD_ACI_DSI & CCS | 0 | 0 | 0 | 0 | 0 | 0 | 0
00 Ret.ExistSCR_DryFGD_ACI_DSI & HRI | 0 | 0 | 0 | 0 | 0 | 0 | 0
00 Ret.ExistSCR_DryFGD_ACI_DSI & HRI & CCS | 0 | 0 | 0 | 0 | 0 | 0 | 0
00 Ret.ExistSCR_WetFGD & HRI | 0 | 0 | 0 | 0 | 0 | 0 | 0
00 Ret.ExistSCR_WetFGD & HRI & CCS | 0 | 0 | 0 | 0 | 0 | 0 | 0
00 Ret.ExistSCR_WetFGD_ACI & CCS | 0 | 319.4409 | 319.4409 | 319.4409 | 319.4409 | 319.4409 | 319.4409
00 Ret.ExistSCR_WetFGD_ACI & HRI | 0 | 0 | 0 | 0 | 0 | 0 | 0
00 Ret.ExistSCR_WetFGD_ACI & HRI & CCS | 0 | 0 | 0 | 0 | 0 | 0 | 0
00 Ret.ExistSCR_WetFGD_ACI_DSI & CCS | 0 | 0 | 0 | 0 | 0 | 0 | 0
00 Ret.ExistSCR_WetFGD_ACI_DSI & HRI | 0 | 0 | 0 | 0 | 0 | 0 | 0
00 Ret.ExistSCR_WetFGD_ACI_DSI & HRI & CCS | 0 | 0 | 0 | 0 | 0 | 0 | 0
00 Ret.ExistSCR_WetFGD_DSI & HRI | 0 | 0 | 0 | 0 | 0 | 0 | 0
00 Ret.ExistSCR_WetFGD_DSI & HRI & CCS | 0 | 0 | 0 | 0 | 0 | 0 | 0
00 Ret.ExistSNCR_ACI & DryFGD | 0 | 0 | 0 | 0 | 0 | 0 | 0
00 Ret.ExistSNCR_ACI & DryFGD & CCS | 0 | 0 | 0 | 0 | 0 | 0 | 0
00 Ret.ExistSNCR_ACI & DryFGD & HRI | 0 | 0 | 0 | 0 | 0 | 0 | 0
00 Ret.ExistSNCR_ACI & DryFGD & HRI & CCS | 0 | 0 | 0 | 0 | 0 | 0 | 0
00 Ret.ExistSNCR_ACI & DSI & HRI | 0 | 0 | 0 | 0 | 0 | 0 | 0
00 Ret.ExistSNCR_ACI & HRI | 0 | 0 | 0 | 0 | 0 | 0 | 0
00 Ret.ExistSNCR_ACI & WetFGD | 0 | 0 | 0 | 0 | 0 | 0 | 0
00 Ret.ExistSNCR_ACI & WetFGD & CCS | 0 | 0 | 0 | 0 | 0 | 0 | 0
00 Ret.ExistSNCR_ACI & WetFGD & HRI | 0 | 0 | 0 | 0 | 0 | 0 | 0
00 Ret.ExistSNCR_ACI & WetFGD & HRI & CCS | 0 | 0 | 0 | 0 | 0 | 0 | 0
00 Ret.ExistSNCR_ACI_DSI & DryFGD | 0 | 0 | 0 | 0 | 0 | 0 | 0
00 Ret.ExistSNCR_ACI_DSI & DryFGD & CCS | 0 | 0 | 0 | 0 | 0 | 0 | 0
00 Ret.ExistSNCR_ACI_DSI & DryFGD & HRI | 0 | 0 | 0 | 0 | 0 | 0 | 0
00 Ret.ExistSNCR_ACI_DSI & DryFGD & HRI & CCS | 0 | 0 | 0 | 0 | 0 | 0 | 0
00 Ret.ExistSNCR_ACI_DSI & HRI | 0 | 0 | 0 | 0 | 0 | 0 | 0
00 Ret.ExistSNCR_ACI_DSI & WetFGD | 0 | 0 | 0 | 0 | 0 | 0 | 0
00 Ret.ExistSNCR_ACI_DSI & WetFGD & CCS | 0 | 0 | 0 | 0 | 0 | 0 | 0
00 Ret.ExistSNCR_ACI_DSI & WetFGD & HRI | 0 | 0 | 0 | 0 | 0 | 0 | 0
00 Ret.ExistSNCR_ACI_DSI & WetFGD & HRI & CCS | 0 | 0 | 0 | 0 | 0 | 0 | 0
00 Ret.ExistSNCR_DryFGD & HRI | 0 | 0 | 0 | 0 | 0 | 0 | 0
00 Ret.ExistSNCR_DryFGD_ACI & CCS | 0 | 0 | 0 | 0 | 0 | 0 | 0
00 Ret.ExistSNCR_DryFGD_ACI & HRI | 0 | 0 | 0 | 0 | 0 | 0 | 0
00 Ret.ExistSNCR_DryFGD_ACI & HRI & CCS | 0 | 0 | 0 | 0 | 0 | 0 | 0
00 Ret.ExistSNCR_WetFGD & HRI | 0 | 0 | 0 | 0 | 0 | 0 | 0
00 Ret.ExistSNCR_WetFGD & HRI & CCS | 0 | 0 | 0 | 0 | 0 | 0 | 0
00 Ret.ExistSNCR_WetFGD_ACI & CCS | 0 | 0 | 0 | 0 | 0 | 0 | 0
00 Ret.ExistSNCR_WetFGD_ACI & HRI | 0 | 0 | 0 | 0 | 0 | 0 | 0
00 Ret.ExistSNCR_WetFGD_ACI & HRI & CCS | 0 | 0 | 0 | 0 | 0 | 0 | 0
00 Ret.ExistSNCR_WetFGD_ACI_DSI & CCS | 0 | 0 | 0 | 0 | 0 | 0 | 0
00 Ret.ExistSNCR_WetFGD_ACI_DSI & HRI | 0 | 0 | 0 | 0 | 0 | 0 | 0
00 Ret.ExistSNCR_WetFGD_ACI_DSI & HRI & CCS | 0 | 0 | 0 | 0 | 0 | 0 | 0
00 Ret.ExistSNCR & DryFGD & HRI | 0 | 0 | 0 | 0 | 0 | 0 | 0
00 Ret.ExistSNCR & HRI | 0 | 0 | 0 | 0 | 0 | 0 | 0
00 Ret.ExistWetFGD & CCS | 0 | 0 | 0 | 0 | 0 | 0 | 0
00 Ret.ExistWetFGD & HRI | 0 | 0 | 0 | 0 | 0 | 0 | 0
00 Ret.ExistWetFGD & HRI & CCS | 0 | 0 | 0 | 0 | 0 | 0 | 0
00 Ret.ExistWetFGD & SCR | 0 | 0 | 0 | 0 | 0 | 0 | 0
00 Ret.ExistWetFGD & SCR & CCS | 0 | 0 | 0 | 0 | 0 | 0 | 0
00 Ret.ExistWetFGD & SCR & HRI | 0 | 0 | 0 | 0 | 0 | 0 | 0
00 Ret.ExistWetFGD & SCR & HRI & CCS | 0 | 0 | 0 | 0 | 0 | 0 | 0
00 Ret.ExistWetFGD & SNCR | 0 | 0 | 0 | 0 | 0 | 0 | 0
00 Ret.ExistWetFGD & SNCR & CCS | 0 | 0 | 0 | 0 | 0 | 0 | 0
00 Ret.ExistWetFGD & SNCR & HRI | 0 | 0 | 0 | 0 | 0 | 0 | 0
00 Ret.ExistWetFGD & SNCR & HRI & CCS | 0 | 0 | 0 | 0 | 0 | 0 | 0
00 Ret.ExistWetFGD_ACI & CCS | 0 | 0 | 0 | 0 | 0 | 0 | 0
00 Ret.ExistWetFGD_ACI & HRI | 0 | 0 | 0 | 0 | 0 | 0 | 0
00 Ret.ExistWetFGD_ACI & HRI & CCS | 0 | 0 | 0 | 0 | 0 | 0 | 0
00 Ret.ExistWetFGD_ACI & SCR | 74.8106 | 34.2987 | 0 | 0 | 0 | 0 | 0
00 Ret.ExistWetFGD_ACI & SCR & CCS | 0 | 0 | 0 | 0 | 0 | 0 | 0
00 Ret.ExistWetFGD_ACI & SCR & HRI | 0 | 0 | 0 | 0 | 0 | 0 | 0
00 Ret.ExistWetFGD_ACI & SCR & HRI & CCS | 0 | 0 | 0 | 0 | 0 | 0 | 0
00 Ret.ExistWetFGD_ACI & SNCR | 0 | 0 | 0 | 0 | 0 | 0 | 0
00 Ret.ExistWetFGD_ACI & SNCR & CCS | 0 | 0 | 0 | 0 | 0 | 0 | 0
00 Ret.ExistWetFGD_ACI & SNCR & HRI | 0 | 0 | 0 | 0 | 0 | 0 | 0
00 Ret.ExistWetFGD_ACI & SNCR & HRI & CCS | 0 | 0 | 0 | 0 | 0 | 0 | 0
00 Ret.ExistWetFGD_ACI_DSI & CCS | 0 | 0 | 0 | 0 | 0 | 0 | 0
00 Ret.ExistWetFGD_ACI_DSI & HRI | 0 | 0 | 0 | 0 | 0 | 0 | 0
00 Ret.ExistWetFGD_ACI_DSI & HRI & CCS | 0 | 0 | 0 | 0 | 0 | 0 | 0
00 Ret.ExistWetFGD_ACI_DSI & SCR | 0 | 0 | 0 | 0 | 0 | 0 | 0
00 Ret.ExistWetFGD_ACI_DSI & SCR & CCS | 0 | 0 | 0 | 0 | 0 | 0 | 0
00 Ret.ExistWetFGD_ACI_DSI & SCR & HRI | 0 | 0 | 0 | 0 | 0 | 0 | 0
00 Ret.ExistWetFGD_ACI_DSI & SCR & HRI & CCS | 0 | 0 | 0 | 0 | 0 | 0 | 0
00 Ret.ExistWetFGD_ACI_DSI & SNCR | 0 | 0 | 0 | 0 | 0 | 0 | 0
00 Ret.ExistWetFGD_ACI_DSI & SNCR & CCS | 0 | 0 | 0 | 0 | 0 | 0 | 0
00 Ret.ExistWetFGD_ACI_DSI & SNCR & HRI | 0 | 0 | 0 | 0 | 0 | 0 | 0
00 Ret.ExistWetFGD_ACI_DSI & SNCR & HRI & CCS | 0 | 0 | 0 | 0 | 0 | 0 | 0
00 Ret.ExistWetFGD_DSI & CCS | 0 | 0 | 0 | 0 | 0 | 0 | 0
00 Ret.ExistWetFGD_DSI & HRI | 0 | 0 | 0 | 0 | 0 | 0 | 0
00 Ret.ExistWetFGD_DSI & SCR | 0 | 0 | 0 | 0 | 0 | 0 | 0
00 Ret.ExistSNCR_DSI & DryFGD & HRI | 0 | 0 | 0 | 0 | 0 | 0 | 0
00 Ret.ExistWetFGD_DSI & SCR & HRI | 0 | 0 | 0 | 0 | 0 | 0 | 0
00 Ret.ExistSNCR_DSI & HRI | 0 | 0 | 0 | 0 | 0 | 0 | 0
00 Ret.ExistWetFGD_DSI & SNCR | 0 | 0 | 0 | 0 | 0 | 0 | 0
00 Ret.ExistWetFGD_DSI & SNCR & HRI | 0 | 0 | 0 | 0 | 0 | 0 | 0
00 Ret.ExistWetFGD_SCR & CCS | 0 | 2.0706 | 2.0706 | 2.0706 | 2.0706 | 2.0706 | 2.0706
00 Ret.ExistWetFGD_SCR_DSI & CCS | 0 | 0 | 0 | 0 | 0 | 0 | 0
00 Ret.ExistWetFGD_SNCR & CCS | 0 | 0 | 0 | 0 | 0 | 0 | 0
00 Ret.HRI | 0 | 0 | 0 | 0 | 0 | 0 | 0
00 Ret.SCR | 0 | 0 | 0 | 0 | 0 | 0 | 0
00 Ret.SCR & DryFGD | 0 | 0 | 0 | 0 | 0 | 0 | 0
00 Ret.SCR & DryFGD & ACI | 0 | 0 | 0 | 0 | 0 | 0 | 0
00 Ret.SCR & DryFGD & CCS | 0 | 0 | 0 | 0 | 0 | 0 | 0
00 Ret.SCR & DryFGD & HRI | 0 | 0 | 0 | 0 | 0 | 0 | 0
00 Ret.SCR & DSI | 0 | 0 | 0 | 0 | 0 | 0 | 0
00 Ret.SCR & DSI & DryFGD | 0 | 0 | 0 | 0 | 0 | 0 | 0
00 Ret.SCR & DSI & DryFGD & HRI | 0 | 0 | 0 | 0 | 0 | 0 | 0
00 Ret.SCR & DSI & HRI | 0 | 0 | 0 | 0 | 0 | 0 | 0
00 Ret.SCR & DSI & WetFGD | 0 | 0 | 0 | 0 | 0 | 0 | 0
00 Ret.SCR & DSI & WetFGD & HRI | 0 | 0 | 0 | 0 | 0 | 0 | 0
00 Ret.SCR & HRI | 0 | 0 | 0 | 0 | 0 | 0 | 0
00 Ret.SCR & WetFGD | 0 | 0 | 0 | 0 | 0 | 0 | 0
00 Ret.SCR & WetFGD & ACI | 0 | 0 | 0 | 0 | 0 | 0 | 0
00 Ret.SCR & WetFGD & CCS | 0 | 0 | 0 | 0 | 0 | 0 | 0
00 Ret.SCR & WetFGD & HRI | 0 | 0 | 0 | 0 | 0 | 0 | 0
00 Ret.SNCR | 0 | 0 | 0 | 0 | 0 | 0 | 0
00 Ret.SNCR & DryFGD | 0 | 0 | 0 | 0 | 0 | 0 | 0
00 Ret.SNCR & DryFGD & ACI | 0 | 0 | 0 | 0 | 0 | 0 | 0
00 Ret.SNCR & DryFGD & ACI & HRI | 0 | 0 | 0 | 0 | 0 | 0 | 0
00 Ret.SNCR & DryFGD & CCS | 0 | 0 | 0 | 0 | 0 | 0 | 0
00 Ret.SNCR & DryFGD & HRI | 0 | 0 | 0 | 0 | 0 | 0 | 0
00 Ret.SNCR & DSI | 0 | 0 | 0 | 0 | 0 | 0 | 0
00 Ret.SNCR & DSI & HRI | 0 | 0 | 0 | 0 | 0 | 0 | 0
00 Ret.SNCR & HRI | 0 | 0 | 0 | 0 | 0 | 0 | 0
00 Ret.SNCR & WetFGD | 0 | 0 | 0 | 0 | 0 | 0 | 0
00 Ret.SNCR & WetFGD & ACI | 0 | 0 | 0 | 0 | 0 | 0 | 0
00 Ret.SNCR & WetFGD & ACI & HRI | 0 | 0 | 0 | 0 | 0 | 0 | 0
00 Ret.SNCR & WetFGD & CCS | 0 | 0 | 0 | 0 | 0 | 0 | 0
00 Ret.SNCR & WetFGD & HRI | 0 | 0 | 0 | 0 | 0 | 0 | 0
00 Ret.WetFGD | 0 | 0 | 0 | 0 | 0 | 0 | 0
00 Ret.WetFGD & CCS | 0 | 0 | 0 | 0 | 0 | 0 | 0
00 Ret.WetFGD & HRI | 0 | 0 | 0 | 0 | 0 | 0 | 0
00 Ret.FB & HRI | 0 | 0 | 0 | 0 | 0 | 0 | 0
00 Ret.FB DryFGD | 0 | 0 | 0 | 0 | 0 | 0 | 0
00 Ret.FB DryFGD & HRI | 0 | 0 | 0 | 0 | 0 | 0 | 0
00 Ret.FB DryFGD & SNCR | 0 | 0 | 0 | 0 | 0 | 0 | 0
00 Ret.FB-Exist ACI & DryFGD & HRI | 0 | 0 | 0 | 0 | 0 | 0 | 0
00 Ret.FB-Exist ACI_DSI & DryFGD & SNCR | 0 | 0 | 0 | 0 | 0 | 0 | 0
00 Ret.FB-Exist ACI_DSI & SNCR | 0 | 0 | 0 | 0 | 0 | 0 | 0
00 Ret.FB-ExistACI & HRI | 0 | 0 | 0 | 0 | 0 | 0 | 0
00 Ret.FB-ExistACI_DSI & DryFGD | 0 | 0 | 0 | 0 | 0 | 0 | 0
00 Ret.FB-ExistACI_DSI & DryFGD & HRI | 0 | 0 | 0 | 0 | 0 | 0 | 0
00 Ret.FB-ExistACI_DSI & DryFGD & SNCR | 0 | 0 | 0 | 0 | 0 | 0 | 0
00 Ret.FB-ExistACI_DSI & DryFGD & SNCR & HRI | 0 | 0 | 0 | 0 | 0 | 0 | 0
00 Ret.FB-ExistACI_DSI & HRI | 0 | 0 | 0 | 0 | 0 | 0 | 0
00 Ret.FB-ExistACI_DSI & SNCR & HRI | 0 | 0 | 0 | 0 | 0 | 0 | 0
00 Ret.FB-ExistDryFGD & HRI | 0 | 0 | 0 | 0 | 0 | 0 | 0
00 Ret.FB-ExistDryFGD_ACI & HRI | 0 | 0 | 0 | 0 | 0 | 0 | 0
00 Ret.FB-ExistDryFGD_ACI & HRI & CCS | 0 | 0 | 0 | 0 | 0 | 0 | 0
00 Ret.FB-ExistDryFGD_ACI & SNCR | 0 | 0 | 0 | 0 | 0 | 0 | 0
00 Ret.FB-ExistDryFGD_ACI & SNCR & HRI | 0 | 0 | 0 | 0 | 0 | 0 | 0
00 Ret.FB-ExistDryFGD_DSI & HRI | 0 | 0 | 0 | 0 | 0 | 0 | 0
00 Ret.FB-ExistDryFGD_DSI & SNCR | 0 | 0 | 0 | 0 | 0 | 0 | 0
00 Ret.FB-ExistDryFGD_DSI & SNCR & HRI | 0 | 0 | 0 | 0 | 0 | 0 | 0
00 Ret.FB-ExistDryFGD_SNCR & HRI | 0 | 0 | 0 | 0 | 0 | 0 | 0
00 Ret.FB-ExistDryFGD_SNCR_ACI & HRI | 0 | 0 | 0 | 0 | 0 | 0 | 0
00 Ret.FB-ExistDryFGD_SNCR_ACI & HRI & CCS | 0 | 0 | 0 | 0 | 0 | 0 | 0
00 Ret.FB-ExistDryFGD_SNCR_ACI_DSI & HRI | 0 | 0 | 0 | 0 | 0 | 0 | 0
00 Ret.FB-ExistDryFGD_SNCR_ACI_DSI & HRI & CCS | 0 | 0 | 0 | 0 | 0 | 0 | 0
00 Ret.FB-ExistWetFGD_SNCR_ACI & HRI | 0 | 0 | 0 | 0 | 0 | 0 | 0
00 Ret.FB-ExistWetFGD_SNCR_ACI & HRI & CCS | 0 | 0 | 0 | 0 | 0 | 0 | 0
00 Ret.FB-ExistDryFGD_SNCR_DSI & HRI | 0 | 0 | 0 | 0 | 0 | 0 | 0
00 Ret.FB-ExistDSI & DryFGD | 0 | 0 | 0 | 0 | 0 | 0 | 0
00 Ret.FB-ExistDSI & DryFGD & HRI | 0 | 0 | 0 | 0 | 0 | 0 | 0
00 Ret.FB-ExistDSI & DryFGD & SNCR | 0 | 0 | 0 | 0 | 0 | 0 | 0
00 Ret.FB-ExistDSI & DryFGD & SNCR & HRI | 0 | 0 | 0 | 0 | 0 | 0 | 0
00 Ret.FB-ExistDSI & HRI | 0 | 0 | 0 | 0 | 0 | 0 | 0
00 Ret.FB-ExistDSI & SNCR | 0 | 0 | 0 | 0 | 0 | 0 | 0
00 Ret.FB-ExistDSI & SNCR & HRI | 0 | 0 | 0 | 0 | 0 | 0 | 0
00 Ret.FB-ExistSNCR & DryFGD | 0 | 0 | 0 | 0 | 0 | 0 | 0
00 Ret.FB-ExistSNCR & DryFGD & HRI | 0 | 0 | 0 | 0 | 0 | 0 | 0
00 Ret.FB-ExistSNCR & HRI | 0 | 0 | 0 | 0 | 0 | 0 | 0
00 Ret.FB-ExistSNCR_ACI & HRI | 0 | 0 | 0 | 0 | 0 | 0 | 0
00 Ret.FB-ExistSNCR_ACI_DSI & DryFGD | 0 | 0 | 0 | 0 | 0 | 0 | 0
00 Ret.FB-ExistSNCR_ACI_DSI & DryFGD & HRI | 0 | 0 | 0 | 0 | 0 | 0 | 0
00 Ret.FB-ExistSNCR_ACI_DSI & HRI | 0 | 0 | 0 | 0 | 0 | 0 | 0
00 Ret.FB-ExistSNCR_DryFGD & HRI | 0 | 0 | 0 | 0 | 0 | 0 | 0
00 Ret.FB-ExistSNCR_DryFGD_ACI & HRI | 0 | 0 | 0 | 0 | 0 | 0 | 0
00 Ret.FB-ExistSNCR_DryFGD_ACI & HRI & CCS | 0 | 0 | 0 | 0 | 0 | 0 | 0
00 Ret.FB-ExistSNCR_DSI & DryFGD | 0 | 0 | 0 | 0 | 0 | 0 | 0
00 Ret.FB-ExistSNCR_DSI & DryFGD & HRI | 0 | 0 | 0 | 0 | 0 | 0 | 0
00 Ret.FB-ExistSNCR_DSI & HRI | 0 | 0 | 0 | 0 | 0 | 0 | 0
00 Ret.FB-ExistSNCR_WetFGD & HRI | 0 | 0 | 0 | 0 | 0 | 0 | 0
00 Ret.FB-ExistSNCR_WetFGD & HRI & CCS | 0 | 0 | 0 | 0 | 0 | 0 | 0
00 Ret.FB-ExistWetFGD_DSI & HRI | 0 | 0 | 0 | 0 | 0 | 0 | 0
00 Ret.FB-ExistWetFGD_DSI & SNCR | 0 | 0 | 0 | 0 | 0 | 0 | 0
00 Ret.FB-ExistWetFGD_DSI & SNCR & HRI | 0 | 0 | 0 | 0 | 0 | 0 | 0
00 Ret.FB-SNCR | 0 | 0 | 0 | 0 | 0 | 0 | 0
00 Ret.Oil/Gas Steam SCR | 0 | 0 | 0 | 0 | 0 | 0 | 0
00 Ret.ExistACI & NGC | 0 | 0 | 0 | 0 | 0 | 0 | 0
00 Ret.ExistACI_DSI & NGC | 0 | 0 | 0 | 0 | 0 | 0 | 0
00 Ret.ExistDryFGD & NGC | 0 | 0 | 0 | 0 | 0 | 0 | 0
00 Ret.ExistDryFGD_ACI & NGC | 0 | 0 | 0 | 0 | 0 | 0 | 0
00 Ret.ExistDryFGD_DSI & NGC | 0 | 0 | 0 | 0 | 0 | 0 | 0
00 Ret.ExistDryFGD_SNCR_ACI_DSI & NGC | 0 | 0 | 0 | 0 | 0 | 0 | 0
00 Ret.ExistDSI & NGC | 0 | 0 | 0 | 0 | 0 | 0 | 0
00 Ret.ExistSCR_ACI & NGC | 0 | 0 | 0 | 0 | 0 | 0 | 0
00 Ret.ExistSCR_ACI_DSI & NGC | 0 | 0 | 0 | 0 | 0 | 0 | 0
00 Ret.ExistSCR_DryFGD & NGC | 0 | 0 | 0 | 0 | 0 | 0 | 0
00 Ret.ExistSCR_DryFGD_ACI & NGC | 0 | 0 | 0 | 0 | 0 | 0 | 0
00 Ret.ExistSCR_DryFGD_ACI_DSI & NGC | 0 | 0 | 0 | 0 | 0 | 0 | 0
00 Ret.ExistSCR_WetFGD & NGC | 0 | 0 | 0 | 0 | 0 | 0 | 0
00 Ret.ExistSCR_WetFGD_ACI & NGC | 0 | 0 | 0 | 0 | 0 | 0 | 0
00 Ret.ExistSCR_WetFGD_ACI_DSI & NGC | 0 | 0 | 0 | 0 | 0 | 0 | 0
00 Ret.ExistSCR_WetFGD_DSI & NGC | 0 | 0 | 0 | 0 | 0 | 0 | 0
00 Ret.ExistSNCR & NGC | 0 | 0 | 0 | 0 | 0 | 0 | 0
00 Ret.ExistSNCR_ACI & NGC | 0 | 0 | 0 | 0 | 0 | 0 | 0
00 Ret.ExistSNCR_ACI_DSI & NGC | 0 | 0 | 0 | 0 | 0 | 0 | 0
00 Ret.ExistSNCR_DryFGD & NGC | 0 | 0 | 0 | 0 | 0 | 0 | 0
00 Ret.ExistSNCR_DryFGD_ACI & NGC | 0 | 0 | 0 | 0 | 0 | 0 | 0
00 Ret.ExistSNCR_DSI & NGC | 0 | 0 | 0 | 0 | 0 | 0 | 0
00 Ret.ExistSNCR_WetFGD & NGC | 0 | 0 | 0 | 0 | 0 | 0 | 0
00 Ret.ExistSNCR_WetFGD_ACI & NGC | 0 | 0 | 0 | 0 | 0 | 0 | 0
00 Ret.ExistSNCR_WetFGD_ACI_DSI & NGC | 0 | 0 | 0 | 0 | 0 | 0 | 0
00 Ret.ExistWetFGD & NGC | 0 | 0 | 0 | 0 | 0 | 0 | 0
00 Ret.ExistWetFGD_ACI & NGC | 0 | 0 | 0 | 0 | 0 | 0 | 0
00 Ret.ExistWetFGD_ACI_DSI & NGC | 0 | 0 | 0 | 0 | 0 | 0 | 0
00 Ret.ExistWetFGD_DSI & NGC | 0 | 0 | 0 | 0 | 0 | 0 | 0
00 Ret.FB-ExistDryFGD_DSI & NGC | 0 | 0 | 0 | 0 | 0 | 0 | 0
00 Ret.FB-ExistDryFGD_SNCR_DSI & NGC | 0 | 0 | 0 | 0 | 0 | 0 | 0
00 Ret.NGC | 0 | 0 | 0 | 0 | 0 | 0 | 0
00 CC Retirement | 976.0457 | 976.0457 | 1529.8613 | 2147.8177 | 2147.8177 | 11111.4177 | 11111.4177
00 New CC Retirement | 0 | 0 | 0 | 0 | 0 | 0 | 0
00 CT Retirement | 45 | 333 | 478.1 | 1052.1 | 1052.1 | 6156.4 | 6551.8676
00 O/G Retirement | 1483.1173 | 2687.6217 | 10667.3273 | 11754.843 | 11759.3629 | 14436.2124 | 15988.6624
00 Coal Retirement | 26121.7 | 45682.633 | 66770.4111 | 84689.4535 | 92855.9988 | 112406.6489 | 113369.6489
00 IGCC Retirement | 220 | 220 | 815 | 815 | 815 | 815 | 815
00 Nuke Retirement | 6617.8747 | 15360.6031 | 33098.3564 | 34771.3564 | 37742.5306 | 65220.4286 | 65220.4286
00 Biomass Retirement | 1965.6292 | 3161.5 | 3207.2 | 3249.2 | 3253.7 | 3253.7 | 3253.7
00 Fossil_Other Retirement | 0 | 0 | 0 | 0 | 0 | 0 | 0
00 Fuel Cell Retirement | 0 | 0 | 0 | 0 | 0 | 0 | 0
00 Geothermal Retirement | 0 | 0 | 0 | 0 | 0 | 0 | 0
00 Hydro Retirement | 0 | 0 | 0 | 0 | 0 | 0 | 0
00 Landfill Gas Retirement | 0 | 126 | 126 | 126 | 126 | 126 | 126
00 Non Fossil_Other Retirement | 0 | 0 | 0 | 0 | 0 | 0 | 0
00 Exist Dummy | 3730260.3489 | 3729881.9948 | 3715331.2503 | 3701403.0521 | 3693036.323 | 3667743.1408 | 3659172.6576
Total | 5020463.8676 | 5109730.0175 | 5293944.6265 | 5507380.9419 | 5739252.3152 | 6091907.8171 | 6262636.8638
11. Capacity Additions and Changes by Capacity Reporting Type [MW]
00 New Combined Cycle | 19739.6511 | 378.3542 | 14550.7445 | 13928.1982 | 8366.7292 | 25293.1822 | 8570.4832
00 New Combined Cycle with CCS Retrofit | 0 | 0 | 0 | 0 | 0 | 0 | 0
00 New Combined Cycle with CCS | 0 | 0 | 0 | 0 | 0 | 0 | 0
00 New Combustion Turbine | 38187.9022 | 4393.3072 | 25070.1217 | 45706.2499 | 55116.9486 | 103124.6674 | 54787.9154
00 New Hydro | 0 | 1150 | 2875 | 2778.7767 | 183.5418 | 0 | 0
00 New Nuclear | 0 | 0 | 0 | 0 | 0 | 0 | 0
00 New Small Modular Reactor | 0 | 0 | 0 | 0 | 0 | 0 | 0
00 New Biomass | 56.9 | 0 | 0 | 0 | 0 | 0 | 0
00 New Geothermal | 458.38 | 0 | 0 | 0 | 0 | 37.01 | 0
00 New Landfill Gas | 1155.4285 | 0 | 135.1928 | 141.702 | 464.7784 | 693.2052 | 467.8631
00 New Battery Storage | 23853.2911 | 7656.774 | 15892.3449 | 9944.7879 | 8663.0719 | 14939.6608 | 4993.896
00 New Offshore Wind | 7687.01 | 4879.9639 | 14200.01 | 4985.7987 | 9169.7713 | 5970.2103 | 7364.2637
00 New Onshore Wind | 46145.8111 | 35557.0244 | 37871.5201 | 84344.3502 | 88309.5472 | 131063.1826 | 51065.7069
00 New Solar PV | 77571.0283 | 29058.2 | 63533.9051 | 39451.7194 | 43913.2429 | 71002.6485 | 19187.5586
00 New Solar Thermal | 0 | 132.94 | 4674.75 | 3773.0148 | 2223.6793 | 339.2503 | 398.4264
00 New Fuel Cell | 109.1 | 0 | 0 | 0 | 0 | 0 | 0
00 New Ultrasupercritical Coal without CCS | 0 | 0 | 0 | 0 | 0 | 0 | 0
00 New Ultrasupercritical Coal with 30% CCS | 0 | 0 | 0 | 0 | 0 | 0 | 0
00 New Ultrasupercritical Coal with 90% CCS | 0 | 0 | 0 | 0 | 0 | 0 | 0
00 Exist & New Distributed Solar PV | 0 | 0 | 0 | 0 | 0 | 0 | 0
00 Exist Combined Cycle | 0 | 0 | 0 | 0 | 0 | 0 | 0
00 Exist Combustion Turbine | 0 | 0 | 0 | 0 | 0 | 0 | 0
00 Exist Coal Steam_Uncontrolled | 0 | 0 | 0 | 0 | 0 | 0 | 0
00 Exist Coal Steam_ACI | 0 | 0 | 0 | 0 | 0 | 0 | 0
00 Exist Coal Steam_ACI_DSI | 0 | 0 | 0 | 0 | 0 | 0 | 0
00 Exist Coal Steam_DryFGD | 0 | 0 | 0 | 0 | 0 | 0 | 0
00 Exist Coal Steam_DryFGD_ACI | 0 | 0 | 0 | 0 | 0 | 0 | 0
00 Exist Coal Steam_DryFGD_DSI | 0 | 0 | 0 | 0 | 0 | 0 | 0
00 Exist Coal Steam_DryFGD_SCR | 0 | 0 | 0 | 0 | 0 | 0 | 0
00 Exist Coal Steam_DryFGD_SCR_ACI | 0 | 0 | 0 | 0 | 0 | 0 | 0
00 Exist Coal Steam_DryFGD_SCR_DSI | 0 | 0 | 0 | 0 | 0 | 0 | 0
00 Exist Coal Steam_DryFGD_SCR_ACI_DSI | 0 | 0 | 0 | 0 | 0 | 0 | 0
00 Exist Coal Steam_DryFGD_SNCR_ACI | 0 | 0 | 0 | 0 | 0 | 0 | 0
00 Exist Coal Steam_DryFGD_SNCR_ACI_DSI | 0 | 0 | 0 | 0 | 0 | 0 | 0
00 Exist Coal Steam_DSI | 0 | 0 | 0 | 0 | 0 | 0 | 0
00 Exist Coal Steam_SCR_ACI | 0 | 0 | 0 | 0 | 0 | 0 | 0
00 Exist Coal Steam_SCR_ACI_DSI | 0 | 0 | 0 | 0 | 0 | 0 | 0
00 Exist Coal Steam_SNCR | 0 | 0 | 0 | 0 | 0 | 0 | 0
00 Exist Coal Steam_SCR | 0 | 0 | 0 | 0 | 0 | 0 | 0
00 Exist Coal Steam_SNCR_ACI | 0 | 0 | 0 | 0 | 0 | 0 | 0
00 Exist Coal Steam_SNCR_ACI_DSI | 0 | 0 | 0 | 0 | 0 | 0 | 0
00 Exist Coal Steam_WetFGD | 0 | 0 | 0 | 0 | 0 | 0 | 0
00 Exist Coal Steam_WetFGD_ACI | 0 | 0 | 0 | 0 | 0 | 0 | 0
00 Exist Coal Steam_WetFGD_ACI_DSI | 0 | 0 | 0 | 0 | 0 | 0 | 0
00 Exist Coal Steam_WetFGD_DSI | 0 | 0 | 0 | 0 | 0 | 0 | 0
00 Exist Coal Steam_WetFGD_SCR | 0 | 0 | 0 | 0 | 0 | 0 | 0
00 Exist Coal Steam_WetFGD_SCR_DSI | 0 | 0 | 0 | 0 | 0 | 0 | 0
00 Exist Coal Steam_WetFGD_SCR_ACI | 0 | 0 | 0 | 0 | 0 | 0 | 0
00 Exist Coal Steam_WetFGD_SCR_ACI_DSI | 0 | 0 | 0 | 0 | 0 | 0 | 0
00 Exist Coal Steam_WetFGD_SNCR | 0 | 0 | 0 | 0 | 0 | 0 | 0
00 Exist Coal Steam_WetFGD_SNCR_ACI | 0 | 0 | 0 | 0 | 0 | 0 | 0
00 Exist Coal Steam_WetFGD_SNCR_ACI_DSI | 0 | 0 | 0 | 0 | 0 | 0 | 0
00 Exist FBC_ACI_DSI | 0 | 0 | 0 | 0 | 0 | 0 | 0
00 Exist FBC_DryFGD_ACI | 0 | 0 | 0 | 0 | 0 | 0 | 0
00 Exist FBC_DryFGD_DSI | 0 | 0 | 0 | 0 | 0 | 0 | 0
00 Exist FBC_DryFGD_SNCR | 0 | 0 | 0 | 0 | 0 | 0 | 0
00 Exist FBC_DryFGD_SNCR_ACI | 0 | 0 | 0 | 0 | 0 | 0 | 0
00 Exist FBC_DryFGD_SNCR_ACI_DSI | 0 | 0 | 0 | 0 | 0 | 0 | 0
00 Exist FBC_DryFGD_SNCR_DSI | 0 | 0 | 0 | 0 | 0 | 0 | 0
00 Exist FBC_DSI | 0 | 0 | 0 | 0 | 0 | 0 | 0
00 Exist FBC_SCR | 0 | 0 | 0 | 0 | 0 | 0 | 0
00 Exist FBC_SNCR | 0 | 0 | 0 | 0 | 0 | 0 | 0
00 Exist FBC_SNCR_ACI | 0 | 0 | 0 | 0 | 0 | 0 | 0
00 Exist FBC_SNCR_ACI_DSI | 0 | 0 | 0 | 0 | 0 | 0 | 0
00 Exist FBC_SNCR_DSI | 0 | 0 | 0 | 0 | 0 | 0 | 0
00 Exist FBC_Uncontrolled | 0 | 0 | 0 | 0 | 0 | 0 | 0
00 Exist FBC_WetFGD_DSI | 0 | 0 | 0 | 0 | 0 | 0 | 0
00 Exist IGCC | 0 | 0 | 0 | 0 | 0 | 0 | 0
00 Exist Fossil_Other | 0 | 0 | 0 | 0 | 0 | 0 | 0
00 Exist Fuel Cell | 0 | 0 | 0 | 0 | 0 | 0 | 0
00 Exist Hydro | 0 | 0 | 0 | 0 | 0 | 0 | 0
00 Exist Non Fossil_Other | 0 | 0 | 0 | 0 | 0 | 0 | 0
00 Exist Nuclear | 0 | 0 | 0 | 0 | 0 | 0 | 0
00 Exist Oil/Gas Steam | 0 | 0 | 0 | 0 | 0 | 0 | 0
00 Exist Oil/Gas Steam_SCR | 0 | 0 | 0 | 0 | 0 | 0 | 0
00 Exist Oil/Gas Steam_SNCR | 0 | 0 | 0 | 0 | 0 | 0 | 0
00 Exist Biomass | 0 | 0 | 0 | 0 | 0 | 0 | 0
00 Exist Landfill Gas | 0 | 0 | 0 | 0 | 0 | 0 | 0
00 Exist Geothermal | 0 | 0 | 0 | 0 | 0 | 0 | 0
00 Exist Pump Storage | 0 | 0 | 0 | 0 | 0 | 0 | 0
00 Exist Energy Storage | 0 | 0 | 0 | 0 | 0 | 0 | 0
00 Exist Solar PV | 0 | 0 | 0 | 0 | 0 | 0 | 0
00 Exist Solar Thermal | 0 | 0 | 0 | 0 | 0 | 0 | 0
00 Exist Offshore Wind | 0 | 0 | 0 | 0 | 0 | 0 | 0
00 Exist Onshore Wind | 0 | 0 | 0 | 0 | 0 | 0 | 0
00 International Imports | 0 | 0 | 0 | 0 | 0 | 0 | 0
00 Ret.ACI | 0 | 0 | 0 | 0 | 0 | 0 | 0
00 Ret.ACI & DryFGD | 0 | 0 | 0 | 0 | 0 | 0 | 0
00 Ret.ACI & DryFGD & HRI | 0 | 0 | 0 | 0 | 0 | 0 | 0
00 Ret.ACI & DSI | 0 | 0 | 0 | 0 | 0 | 0 | 0
00 Ret.ACI & DSI & DryFGD | 0 | 0 | 0 | 0 | 0 | 0 | 0
00 Ret.ACI & DSI & DryFGD & HRI | 0 | 0 | 0 | 0 | 0 | 0 | 0
00 Ret.ACI & DSI & HRI | 0 | 0 | 0 | 0 | 0 | 0 | 0
00 Ret.ACI & DSI & WetFGD & HRI | 0 | 0 | 0 | 0 | 0 | 0 | 0
00 Ret.ACI & HRI | 0 | 0 | 0 | 0 | 0 | 0 | 0
00 Ret.ACI & SCR | 0 | 0 | 0 | 0 | 0 | 0 | 0
00 Ret.ACI & SCR & DryFGD & HRI | 0 | 0 | 0 | 0 | 0 | 0 | 0
00 Ret.ACI & SCR & DSI | 0 | 0 | 0 | 0 | 0 | 0 | 0
00 Ret.ACI & SCR & DSI & DryFGD | 0 | 0 | 0 | 0 | 0 | 0 | 0
00 Ret.ACI & SCR & DSI & DryFGD & HRI | 0 | 0 | 0 | 0 | 0 | 0 | 0
00 Ret.ACI & SCR & DSI & HRI | 0 | 0 | 0 | 0 | 0 | 0 | 0
00 Ret.ACI & SCR & DSI & WetFGD | 0 | 0 | 0 | 0 | 0 | 0 | 0
00 Ret.ACI & SCR & DSI & WetFGD & HRI | 0 | 0 | 0 | 0 | 0 | 0 | 0
00 Ret.ACI & SCR & HRI | 0 | 0 | 0 | 0 | 0 | 0 | 0
00 Ret.ACI & SCR & WetFGD & HRI | 0 | 0 | 0 | 0 | 0 | 0 | 0
00 Ret.ACI & SNCR | 0 | 0 | 0 | 0 | 0 | 0 | 0
00 Ret.ACI & SNCR & DSI | 0 | 0 | 0 | 0 | 0 | 0 | 0
00 Ret.ACI & SNCR & DSI & DryFGD | 0 | 0 | 0 | 0 | 0 | 0 | 0
00 Ret.ACI & SNCR & DSI & DryFGD & HRI | 0 | 0 | 0 | 0 | 0 | 0 | 0
00 Ret.ACI & SNCR & DSI & HRI | 0 | 0 | 0 | 0 | 0 | 0 | 0
00 Ret.ACI & SNCR & DSI & WetFGD | 0 | 0 | 0 | 0 | 0 | 0 | 0
00 Ret.ACI & SNCR & DSI & WetFGD & HRI | 0 | 0 | 0 | 0 | 0 | 0 | 0
00 Ret.ACI & SNCR & HRI | 0 | 0 | 0 | 0 | 0 | 0 | 0
00 Ret.ACI & WetFGD | 0 | 0 | 0 | 0 | 0 | 0 | 0
00 Ret.ACI & WetFGD & DSI | 0 | 0 | 0 | 0 | 0 | 0 | 0
00 Ret.ACI & WetFGD & HRI | 0 | 0 | 0 | 0 | 0 | 0 | 0
00 Ret.C2G | 9544.4573 | 0 | 1851.3588 | 0 | 0 | 0 | 0
00 Ret.C2G & SCR | 0 | 0 | 0 | 0 | 0 | 0 | 0
00 Ret.CCG | 0 | 3281.1637 | 0 | 0 | 0 | 0 | 0
00 Ret.DryFGD | 0 | 0 | 0 | 0 | 0 | 0 | 0
00 Ret.DryFGD & CCS | 0 | 0 | 0 | 0 | 0 | 0 | 0
00 Ret.DryFGD & HRI | 0 | 0 | 0 | 0 | 0 | 0 | 0
00 Ret.DSI | 0 | 0 | 0 | 0 | 0 | 0 | 0
00 Ret.DSI & DryFGD | 0 | 0 | 0 | 0 | 0 | 0 | 0
00 Ret.DSI & DryFGD & HRI | 0 | 0 | 0 | 0 | 0 | 0 | 0
00 Ret.DSI & HRI | 0 | 0 | 0 | 0 | 0 | 0 | 0
00 Ret.ExistACI & DryFGD | 0 | 0 | 0 | 0 | 0 | 0 | 0
00 Ret.ExistACI & DryFGD & CCS | 0 | 0 | 0 | 0 | 0 | 0 | 0
00 Ret.ExistACI & DryFGD & HRI | 0 | 0 | 0 | 0 | 0 | 0 | 0
00 Ret.ExistACI & DryFGD & HRI & CCS | 0 | 0 | 0 | 0 | 0 | 0 | 0
00 Ret.ExistACI & DSI | 0 | 0 | 0 | 0 | 0 | 0 | 0
00 Ret.ExistACI & DSI & DryFGD | 0 | 0 | 0 | 0 | 0 | 0 | 0
00 Ret.ExistACI & DSI & DryFGD & HRI | 0 | 0 | 0 | 0 | 0 | 0 | 0
00 Ret.ExistACI & DSI & HRI | 0 | 0 | 0 | 0 | 0 | 0 | 0
00 Ret.ExistACI & HRI | 0 | 0 | 0 | 0 | 0 | 0 | 0
00 Ret.ExistACI & HRI & WetFGD | 0 | 0 | 0 | 0 | 0 | 0 | 0
00 Ret.ExistACI & SCR | 0 | 0 | 0 | 0 | 0 | 0 | 0
00 Ret.ExistACI & SCR & DryFGD | 0 | 0 | 0 | 0 | 0 | 0 | 0
00 Ret.ExistACI & SCR & DryFGD & CCS | 0 | 0 | 0 | 0 | 0 | 0 | 0
00 Ret.ExistACI & SCR & DryFGD & HRI | 0 | 0 | 0 | 0 | 0 | 0 | 0
00 Ret.ExistACI & SCR & DryFGD & HRI & CCS | 0 | 0 | 0 | 0 | 0 | 0 | 0
00 Ret.ExistACI & SCR & DSI | 0 | 0 | 0 | 0 | 0 | 0 | 0
00 Ret.ExistACI & SCR & DSI & DryFGD | 0 | 0 | 0 | 0 | 0 | 0 | 0
00 Ret.ExistACI & SCR & DSI & DryFGD & HRI | 0 | 0 | 0 | 0 | 0 | 0 | 0
00 Ret.ExistACI & SCR & DSI & HRI | 0 | 0 | 0 | 0 | 0 | 0 | 0
00 Ret.ExistACI & SCR & HRI | 0 | 0 | 0 | 0 | 0 | 0 | 0
00 Ret.ExistACI & SCR & WetFGD | 0 | 0 | 0 | 0 | 0 | 0 | 0
00 Ret.ExistACI & SCR & WetFGD & CCS | 0 | 0 | 0 | 0 | 0 | 0 | 0
00 Ret.ExistACI & SCR & WetFGD & HRI | 0 | 0 | 0 | 0 | 0 | 0 | 0
00 Ret.ExistACI & SCR & WetFGD & HRI & CCS | 0 | 0 | 0 | 0 | 0 | 0 | 0
00 Ret.ExistACI & SNCR | 0 | 0 | 0 | 0 | 0 | 0 | 0
00 Ret.ExistACI & SNCR & DryFGD | 0 | 0 | 0 | 0 | 0 | 0 | 0
00 Ret.ExistACI & SNCR & DryFGD & CCS | 0 | 0 | 0 | 0 | 0 | 0 | 0
00 Ret.ExistACI & SNCR & DryFGD & HRI | 0 | 0 | 0 | 0 | 0 | 0 | 0
00 Ret.ExistACI & SNCR & DryFGD & HRI & CCS | 0 | 0 | 0 | 0 | 0 | 0 | 0
00 Ret.ExistACI & SNCR & DSI | 0 | 0 | 0 | 0 | 0 | 0 | 0
00 Ret.ExistACI & SNCR & DSI & HRI | 0 | 0 | 0 | 0 | 0 | 0 | 0
00 Ret.ExistACI & SNCR & HRI | 0 | 0 | 0 | 0 | 0 | 0 | 0
00 Ret.ExistACI & SNCR & WetFGD | 0 | 0 | 0 | 0 | 0 | 0 | 0
00 Ret.ExistACI & SNCR & WetFGD & CCS | 0 | 0 | 0 | 0 | 0 | 0 | 0
00 Ret.ExistACI & SNCR & WetFGD & HRI | 0 | 0 | 0 | 0 | 0 | 0 | 0
00 Ret.ExistACI & SNCR & WetFGD & HRI & CCS | 0 | 0 | 0 | 0 | 0 | 0 | 0
00 Ret.ExistACI & WetFGD | 0 | 0 | 0 | 0 | 0 | 0 | 0
00 Ret.ExistACI & WetFGD & CCS | 0 | 0 | 0 | 0 | 0 | 0 | 0
00 Ret.ExistACI & WetFGD & HRI & CCS | 0 | 0 | 0 | 0 | 0 | 0 | 0
00 Ret.ExistACI_DSI & DryFGD | 0 | 0 | 0 | 0 | 0 | 0 | 0
00 Ret.ExistACI_DSI & DryFGD & CCS | 0 | 0 | 0 | 0 | 0 | 0 | 0
00 Ret.ExistACI_DSI & DryFGD & HRI | 0 | 0 | 0 | 0 | 0 | 0 | 0
00 Ret.ExistACI_DSI & DryFGD & HRI & CCS | 0 | 0 | 0 | 0 | 0 | 0 | 0
00 Ret.ExistACI_DSI & HRI | 0 | 0 | 0 | 0 | 0 | 0 | 0
00 Ret.ExistACI_DSI & SCR | 0 | 0 | 0 | 0 | 0 | 0 | 0
00 Ret.ExistACI_DSI & SCR & DryFGD | 0 | 0 | 0 | 0 | 0 | 0 | 0
00 Ret.ExistACI_DSI & SCR & DryFGD & CCS | 0 | 0 | 0 | 0 | 0 | 0 | 0
00 Ret.ExistACI_DSI & SCR & DryFGD & HRI | 0 | 0 | 0 | 0 | 0 | 0 | 0
00 Ret.ExistACI_DSI & SCR & DryFGD & HRI & CCS | 0 | 0 | 0 | 0 | 0 | 0 | 0
00 Ret.ExistACI_DSI & SCR & HRI | 0 | 0 | 0 | 0 | 0 | 0 | 0
00 Ret.ExistACI_DSI & SCR & WetFGD | 0 | 0 | 0 | 0 | 0 | 0 | 0
00 Ret.ExistACI_DSI & SCR & WetFGD & CCS | 0 | 0 | 0 | 0 | 0 | 0 | 0
00 Ret.ExistACI_DSI & SCR & WetFGD & HRI | 0 | 0 | 0 | 0 | 0 | 0 | 0
00 Ret.ExistACI_DSI & SCR & WetFGD & HRI & CCS | 0 | 0 | 0 | 0 | 0 | 0 | 0
00 Ret.ExistACI_DSI & SNCR | 0 | 0 | 0 | 0 | 0 | 0 | 0
00 Ret.ExistACI_DSI & SNCR & DryFGD | 0 | 0 | 0 | 0 | 0 | 0 | 0
00 Ret.ExistACI_DSI & SNCR & DryFGD & HRI & CCS | 0 | 0 | 0 | 0 | 0 | 0 | 0
00 Ret.ExistACI_DSI & SNCR & DryFGD & HRI | 0 | 0 | 0 | 0 | 0 | 0 | 0
00 Ret.ExistACI_DSI & SNCR & WetFGD & HRI & CCS | 0 | 0 | 0 | 0 | 0 | 0 | 0
00 Ret.ExistACI_DSI & SNCR & HRI | 0 | 0 | 0 | 0 | 0 | 0 | 0
00 Ret.ExistACI_DSI & SNCR & WetFGD | 0 | 0 | 0 | 0 | 0 | 0 | 0
00 Ret.ExistACI_DSI & SNCR & WetFGD & HRI | 0 | 0 | 0 | 0 | 0 | 0 | 0
00 Ret.ExistACI_DSI & WetFGD | 0 | 0 | 0 | 0 | 0 | 0 | 0
00 Ret.ExistACI_DSI & WetFGD & CCS | 0 | 0 | 0 | 0 | 0 | 0 | 0
00 Ret.ExistACI_DSI & WetFGD & HRI | 0 | 0 | 0 | 0 | 0 | 0 | 0
00 Ret.ExistACI_DSI & WetFGD & HRI & CCS | 0 | 0 | 0 | 0 | 0 | 0 | 0
00 Ret.ExistDryFGD & CCS | 0 | 0 | 0 | 0 | 0 | 0 | 0
00 Ret.ExistDryFGD & HRI | 0 | 0 | 0 | 0 | 0 | 0 | 0
00 Ret.ExistDryFGD & SCR | 0 | 0 | 0 | 0 | 0 | 0 | 0
00 Ret.ExistDryFGD & SCR & CCS | 0 | 0 | 0 | 0 | 0 | 0 | 0
00 Ret.ExistDryFGD & SCR & HRI | 0 | 0 | 0 | 0 | 0 | 0 | 0
00 Ret.ExistDryFGD & SNCR | 0 | 0 | 0 | 0 | 0 | 0 | 0
00 Ret.ExistDryFGD & SNCR & CCS | 0 | 0 | 0 | 0 | 0 | 0 | 0
00 Ret.ExistDryFGD & SNCR & HRI | 0 | 0 | 0 | 0 | 0 | 0 | 0
00 Ret.ExistDryFGD_ACI & CCS | 0 | 214.102 | 0 | 0 | 0 | 0 | 0
00 Ret.ExistDryFGD_ACI & HRI | 0 | 0 | 0 | 0 | 0 | 0 | 0
00 Ret.ExistDryFGD_ACI & HRI & CCS | 0 | 0 | 0 | 0 | 0 | 0 | 0
00 Ret.ExistDryFGD_ACI & SCR | 0 | 0 | 0 | 0 | 0 | 0 | 0
00 Ret.ExistDryFGD_ACI & SCR & CCS | 0 | 0 | 0 | 0 | 0 | 0 | 0
00 Ret.ExistDryFGD_ACI & SCR & HRI | 0 | 0 | 0 | 0 | 0 | 0 | 0
00 Ret.ExistDryFGD_ACI & SCR & HRI & CCS | 0 | 0 | 0 | 0 | 0 | 0 | 0
00 Ret.ExistDryFGD_ACI & SNCR | 0 | 0 | 0 | 0 | 0 | 0 | 0
00 Ret.ExistDryFGD_ACI & SNCR & CCS | 0 | 0 | 0 | 0 | 0 | 0 | 0
00 Ret.ExistDryFGD_ACI & SNCR & HRI | 0 | 0 | 0 | 0 | 0 | 0 | 0
00 Ret.ExistDryFGD_ACI & SNCR & HRI & CCS | 0 | 0 | 0 | 0 | 0 | 0 | 0
00 Ret.ExistDryFGD_ACI_DSI & SCR | 0 | 0 | 0 | 0 | 0 | 0 | 0
00 Ret.ExistDryFGD_ACI_DSI & SCR & CCS | 0 | 0 | 0 | 0 | 0 | 0 | 0
00 Ret.ExistDryFGD_ACI_DSI & SCR & HRI | 0 | 0 | 0 | 0 | 0 | 0 | 0
00 Ret.ExistDryFGD_ACI_DSI & SCR & HRI & CCS | 0 | 0 | 0 | 0 | 0 | 0 | 0
00 Ret.ExistDryFGD_DSI & CCS | 0 | 0 | 0 | 0 | 0 | 0 | 0
00 Ret.ExistDryFGD_DSI & HRI | 0 | 0 | 0 | 0 | 0 | 0 | 0
00 Ret.ExistDryFGD_SCR_DSI & CCS | 0 | 0 | 0 | 0 | 0 | 0 | 0
00 Ret.ExistDryFGD_SNCR & CCS | 0 | 0 | 0 | 0 | 0 | 0 | 0
00 Ret.ExistDryFGD_SNCR_ACI_DSI & CCS | 0 | 0 | 0 | 0 | 0 | 0 | 0
00 Ret.ExistDryFGD_SNCR_ACI_DSI & HRI | 0 | 0 | 0 | 0 | 0 | 0 | 0
00 Ret.ExistDryFGD_SNCR_ACI_DSI & HRI & CCS | 0 | 0 | 0 | 0 | 0 | 0 | 0
00 Ret.ExistDryFGD_SNCR_DSI & CCS | 0 | 0 | 0 | 0 | 0 | 0 | 0
00 Ret.ExistDSI & DryFGD | 0 | 0 | 0 | 0 | 0 | 0 | 0
00 Ret.ExistDSI & DryFGD & HRI | 0 | 0 | 0 | 0 | 0 | 0 | 0
00 Ret.ExistDSI & HRI | 0 | 0 | 0 | 0 | 0 | 0 | 0
00 Ret.ExistDSI & SCR | 0 | 0 | 0 | 0 | 0 | 0 | 0
00 Ret.ExistDSI & SCR & DryFGD | 0 | 0 | 0 | 0 | 0 | 0 | 0
00 Ret.ExistDSI & SCR & DryFGD & HRI | 0 | 0 | 0 | 0 | 0 | 0 | 0
00 Ret.ExistDSI & SCR & HRI | 0 | 0 | 0 | 0 | 0 | 0 | 0
00 Ret.ExistDSI & SCR & WetFGD | 0 | 0 | 0 | 0 | 0 | 0 | 0
00 Ret.ExistDSI & SCR & WetFGD & HRI | 0 | 0 | 0 | 0 | 0 | 0 | 0
00 Ret.ExistDSI & SNCR | 0 | 0 | 0 | 0 | 0 | 0 | 0
00 Ret.ExistSCR & ACI | 0 | 0 | 0 | 0 | 0 | 0 | 0
00 Ret.ExistDSI & SNCR & DryFGD | 0 | 0 | 0 | 0 | 0 | 0 | 0
00 Ret.ExistSCR & ACI & DSI | 0 | 0 | 0 | 0 | 0 | 0 | 0
00 Ret.ExistSCR & ACI & DSI & DryFGD | 0 | 0 | 0 | 0 | 0 | 0 | 0
00 Ret.ExistSCR & ACI & DSI & DryFGD & HRI | 0 | 0 | 0 | 0 | 0 | 0 | 0
00 Ret.ExistDSI & SNCR & DryFGD & HRI | 0 | 0 | 0 | 0 | 0 | 0 | 0
00 Ret.ExistDSI & SNCR & HRI | 0 | 0 | 0 | 0 | 0 | 0 | 0
00 Ret.ExistSCR & ACI & DSI & HRI | 0 | 0 | 0 | 0 | 0 | 0 | 0
00 Ret.ExistDSI & SNCR & WetFGD | 0 | 0 | 0 | 0 | 0 | 0 | 0
00 Ret.ExistSCR & ACI & DSI & WetFGD | 0 | 0 | 0 | 0 | 0 | 0 | 0
00 Ret.ExistSCR & ACI & DSI & WetFGD & HRI | 0 | 0 | 0 | 0 | 0 | 0 | 0
00 Ret.ExistSCR & ACI & HRI | 0 | 0 | 0 | 0 | 0 | 0 | 0
00 Ret.ExistDSI & SNCR & WetFGD & HRI | 0 | 0 | 0 | 0 | 0 | 0 | 0
00 Ret.ExistDSI & WetFGD | 0 | 0 | 0 | 0 | 0 | 0 | 0
00 Ret.ExistDSI & WetFGD & HRI | 0 | 0 | 0 | 0 | 0 | 0 | 0
00 Ret.ExistDSI_ACI & SNCR & DryFGD & CCS | 0 | 0 | 0 | 0 | 0 | 0 | 0
00 Ret.ExistDSI_ACI & SNCR & WetFGD & CCS | 0 | 0 | 0 | 0 | 0 | 0 | 0
00 Ret.ExistSCR_ACI & DryFGD | 0 | 0 | 0 | 0 | 0 | 0 | 0
00 Ret.ExistSCR & DSI | 0 | 0 | 0 | 0 | 0 | 0 | 0
00 Ret.ExistSCR_ACI & DryFGD & CCS | 0 | 0 | 0 | 0 | 0 | 0 | 0
00 Ret.ExistSCR_ACI & DryFGD & HRI | 0 | 0 | 0 | 0 | 0 | 0 | 0
00 Ret.ExistSCR & DSI & DryFGD | 0 | 0 | 0 | 0 | 0 | 0 | 0
00 Ret.ExistSCR_ACI & DryFGD & HRI & CCS | 0 | 0 | 0 | 0 | 0 | 0 | 0
00 Ret.ExistSCR & DSI & DryFGD & HRI | 0 | 0 | 0 | 0 | 0 | 0 | 0
00 Ret.ExistSCR & DSI & HRI | 0 | 0 | 0 | 0 | 0 | 0 | 0
00 Ret.ExistSCR_ACI & DSI & HRI | 0 | 0 | 0 | 0 | 0 | 0 | 0
00 Ret.ExistSCR_ACI & HRI | 0 | 0 | 0 | 0 | 0 | 0 | 0
00 Ret.ExistSCR_ACI & WetFGD | 0 | 0 | 0 | 0 | 0 | 0 | 0
00 Ret.ExistSCR & HRI | 0 | 0 | 0 | 0 | 0 | 0 | 0
00 Ret.ExistSCR_ACI & WetFGD & CCS | 0 | 0 | 0 | 0 | 0 | 0 | 0
00 Ret.ExistSCR_ACI & WetFGD & HRI | 0 | 0 | 0 | 0 | 0 | 0 | 0
00 Ret.ExistSCR_ACI & WetFGD & HRI & CCS | 0 | 0 | 0 | 0 | 0 | 0 | 0
00 Ret.ExistSCR_ACI_DSI & DryFGD | 0 | 0 | 0 | 0 | 0 | 0 | 0
00 Ret.ExistSCR_ACI_DSI & DryFGD & CCS | 0 | 0 | 0 | 0 | 0 | 0 | 0
00 Ret.ExistSCR_ACI_DSI & DryFGD & HRI | 0 | 0 | 0 | 0 | 0 | 0 | 0
00 Ret.ExistSCR_ACI_DSI & DryFGD & HRI & CCS | 0 | 0 | 0 | 0 | 0 | 0 | 0
00 Ret.ExistSCR_ACI_DSI & HRI | 0 | 0 | 0 | 0 | 0 | 0 | 0
00 Ret.ExistSCR_ACI_DSI & WetFGD | 0 | 0 | 0 | 0 | 0 | 0 | 0
00 Ret.ExistSCR_ACI_DSI & WetFGD & CCS | 0 | 0 | 0 | 0 | 0 | 0 | 0
00 Ret.ExistSCR_ACI_DSI & WetFGD & HRI | 0 | 0 | 0 | 0 | 0 | 0 | 0
00 Ret.ExistSCR_ACI_DSI & WetFGD & HRI & CCS | 0 | 0 | 0 | 0 | 0 | 0 | 0
00 Ret.ExistSCR_DryFGD & CCS | 0 | 0 | 0 | 0 | 0 | 0 | 0
00 Ret.ExistSCR_DryFGD & HRI | 0 | 0 | 0 | 0 | 0 | 0 | 0
00 Ret.ExistSCR_DryFGD_ACI & CCS | 0 | 0 | 0 | 0 | 0 | 0 | 0
00 Ret.ExistSCR_DryFGD_ACI & HRI | 0 | 0 | 0 | 0 | 0 | 0 | 0
00 Ret.ExistSCR_DryFGD_ACI & HRI & CCS | 0 | 0 | 0 | 0 | 0 | 0 | 0
00 Ret.ExistSCR_DryFGD_ACI_DSI & CCS | 0 | 0 | 0 | 0 | 0 | 0 | 0
00 Ret.ExistSCR_DryFGD_ACI_DSI & HRI | 0 | 0 | 0 | 0 | 0 | 0 | 0
00 Ret.ExistSCR_DryFGD_ACI_DSI & HRI & CCS | 0 | 0 | 0 | 0 | 0 | 0 | 0
00 Ret.ExistSCR_WetFGD & HRI | 0 | 0 | 0 | 0 | 0 | 0 | 0
00 Ret.ExistSCR_WetFGD & HRI & CCS | 0 | 0 | 0 | 0 | 0 | 0 | 0
00 Ret.ExistSCR_WetFGD_ACI & CCS | 0 | 319.4409 | 0 | 0 | 0 | 0 | 0
00 Ret.ExistSCR_WetFGD_ACI & HRI | 0 | 0 | 0 | 0 | 0 | 0 | 0
00 Ret.ExistSCR_WetFGD_ACI & HRI & CCS | 0 | 0 | 0 | 0 | 0 | 0 | 0
00 Ret.ExistSCR_WetFGD_ACI_DSI & CCS | 0 | 0 | 0 | 0 | 0 | 0 | 0
00 Ret.ExistSCR_WetFGD_ACI_DSI & HRI | 0 | 0 | 0 | 0 | 0 | 0 | 0
00 Ret.ExistSCR_WetFGD_ACI_DSI & HRI & CCS | 0 | 0 | 0 | 0 | 0 | 0 | 0
00 Ret.ExistSCR_WetFGD_DSI & HRI | 0 | 0 | 0 | 0 | 0 | 0 | 0
00 Ret.ExistSCR_WetFGD_DSI & HRI & CCS | 0 | 0 | 0 | 0 | 0 | 0 | 0
00 Ret.ExistSNCR_ACI & DryFGD | 0 | 0 | 0 | 0 | 0 | 0 | 0
00 Ret.ExistSNCR_ACI & DryFGD & CCS | 0 | 0 | 0 | 0 | 0 | 0 | 0
00 Ret.ExistSNCR_ACI & DryFGD & HRI | 0 | 0 | 0 | 0 | 0 | 0 | 0
00 Ret.ExistSNCR_ACI & DryFGD & HRI & CCS | 0 | 0 | 0 | 0 | 0 | 0 | 0
00 Ret.ExistSNCR_ACI & DSI & HRI | 0 | 0 | 0 | 0 | 0 | 0 | 0
00 Ret.ExistSNCR_ACI & HRI | 0 | 0 | 0 | 0 | 0 | 0 | 0
00 Ret.ExistSNCR_ACI & WetFGD | 0 | 0 | 0 | 0 | 0 | 0 | 0
00 Ret.ExistSNCR_ACI & WetFGD & CCS | 0 | 0 | 0 | 0 | 0 | 0 | 0
00 Ret.ExistSNCR_ACI & WetFGD & HRI | 0 | 0 | 0 | 0 | 0 | 0 | 0
00 Ret.ExistSNCR_ACI & WetFGD & HRI & CCS | 0 | 0 | 0 | 0 | 0 | 0 | 0
00 Ret.ExistSNCR_ACI_DSI & DryFGD | 0 | 0 | 0 | 0 | 0 | 0 | 0
00 Ret.ExistSNCR_ACI_DSI & DryFGD & CCS | 0 | 0 | 0 | 0 | 0 | 0 | 0
00 Ret.ExistSNCR_ACI_DSI & DryFGD & HRI | 0 | 0 | 0 | 0 | 0 | 0 | 0
00 Ret.ExistSNCR_ACI_DSI & DryFGD & HRI & CCS | 0 | 0 | 0 | 0 | 0 | 0 | 0
00 Ret.ExistSNCR_ACI_DSI & HRI | 0 | 0 | 0 | 0 | 0 | 0 | 0
00 Ret.ExistSNCR_ACI_DSI & WetFGD | 0 | 0 | 0 | 0 | 0 | 0 | 0
00 Ret.ExistSNCR_ACI_DSI & WetFGD & CCS | 0 | 0 | 0 | 0 | 0 | 0 | 0
00 Ret.ExistSNCR_ACI_DSI & WetFGD & HRI | 0 | 0 | 0 | 0 | 0 | 0 | 0
00 Ret.ExistSNCR_ACI_DSI & WetFGD & HRI & CCS | 0 | 0 | 0 | 0 | 0 | 0 | 0
00 Ret.ExistSNCR_DryFGD & HRI | 0 | 0 | 0 | 0 | 0 | 0 | 0
00 Ret.ExistSNCR_DryFGD_ACI & CCS | 0 | 0 | 0 | 0 | 0 | 0 | 0
00 Ret.ExistSNCR_DryFGD_ACI & HRI | 0 | 0 | 0 | 0 | 0 | 0 | 0
00 Ret.ExistSNCR_DryFGD_ACI & HRI & CCS | 0 | 0 | 0 | 0 | 0 | 0 | 0
00 Ret.ExistSNCR_WetFGD & HRI | 0 | 0 | 0 | 0 | 0 | 0 | 0
00 Ret.ExistSNCR_WetFGD & HRI & CCS | 0 | 0 | 0 | 0 | 0 | 0 | 0
00 Ret.ExistSNCR_WetFGD_ACI & CCS | 0 | 0 | 0 | 0 | 0 | 0 | 0
00 Ret.ExistSNCR_WetFGD_ACI & HRI | 0 | 0 | 0 | 0 | 0 | 0 | 0
00 Ret.ExistSNCR_WetFGD_ACI & HRI & CCS | 0 | 0 | 0 | 0 | 0 | 0 | 0
00 Ret.ExistSNCR_WetFGD_ACI_DSI & CCS | 0 | 0 | 0 | 0 | 0 | 0 | 0
00 Ret.ExistSNCR_WetFGD_ACI_DSI & HRI | 0 | 0 | 0 | 0 | 0 | 0 | 0
00 Ret.ExistSNCR_WetFGD_ACI_DSI & HRI & CCS | 0 | 0 | 0 | 0 | 0 | 0 | 0
00 Ret.ExistSNCR & DryFGD & HRI | 0 | 0 | 0 | 0 | 0 | 0 | 0
00 Ret.ExistSNCR & HRI | 0 | 0 | 0 | 0 | 0 | 0 | 0
00 Ret.ExistWetFGD & CCS | 0 | 0 | 0 | 0 | 0 | 0 | 0
00 Ret.ExistWetFGD & HRI | 0 | 0 | 0 | 0 | 0 | 0 | 0
00 Ret.ExistWetFGD & HRI & CCS | 0 | 0 | 0 | 0 | 0 | 0 | 0
00 Ret.ExistWetFGD & SCR | 0 | 0 | 0 | 0 | 0 | 0 | 0
00 Ret.ExistWetFGD & SCR & CCS | 0 | 0 | 0 | 0 | 0 | 0 | 0
00 Ret.ExistWetFGD & SCR & HRI | 0 | 0 | 0 | 0 | 0 | 0 | 0
00 Ret.ExistWetFGD & SCR & HRI & CCS | 0 | 0 | 0 | 0 | 0 | 0 | 0
00 Ret.ExistWetFGD & SNCR | 0 | 0 | 0 | 0 | 0 | 0 | 0
00 Ret.ExistWetFGD & SNCR & CCS | 0 | 0 | 0 | 0 | 0 | 0 | 0
00 Ret.ExistWetFGD & SNCR & HRI | 0 | 0 | 0 | 0 | 0 | 0 | 0
00 Ret.ExistWetFGD & SNCR & HRI & CCS | 0 | 0 | 0 | 0 | 0 | 0 | 0
00 Ret.ExistWetFGD_ACI & CCS | 0 | 0 | 0 | 0 | 0 | 0 | 0
00 Ret.ExistWetFGD_ACI & HRI | 0 | 0 | 0 | 0 | 0 | 0 | 0
00 Ret.ExistWetFGD_ACI & HRI & CCS | 0 | 0 | 0 | 0 | 0 | 0 | 0
00 Ret.ExistWetFGD_ACI & SCR | 74.8106 | 0 | 0 | 0 | 0 | 0 | 0
00 Ret.ExistWetFGD_ACI & SCR & CCS | 0 | 0 | 0 | 0 | 0 | 0 | 0
00 Ret.ExistWetFGD_ACI & SCR & HRI | 0 | 0 | 0 | 0 | 0 | 0 | 0
00 Ret.ExistWetFGD_ACI & SCR & HRI & CCS | 0 | 0 | 0 | 0 | 0 | 0 | 0
00 Ret.ExistWetFGD_ACI & SNCR | 0 | 0 | 0 | 0 | 0 | 0 | 0
00 Ret.ExistWetFGD_ACI & SNCR & CCS | 0 | 0 | 0 | 0 | 0 | 0 | 0
00 Ret.ExistWetFGD_ACI & SNCR & HRI | 0 | 0 | 0 | 0 | 0 | 0 | 0
00 Ret.ExistWetFGD_ACI & SNCR & HRI & CCS | 0 | 0 | 0 | 0 | 0 | 0 | 0
00 Ret.ExistWetFGD_ACI_DSI & CCS | 0 | 0 | 0 | 0 | 0 | 0 | 0
00 Ret.ExistWetFGD_ACI_DSI & HRI | 0 | 0 | 0 | 0 | 0 | 0 | 0
00 Ret.ExistWetFGD_ACI_DSI & HRI & CCS | 0 | 0 | 0 | 0 | 0 | 0 | 0
00 Ret.ExistWetFGD_ACI_DSI & SCR | 0 | 0 | 0 | 0 | 0 | 0 | 0
00 Ret.ExistWetFGD_ACI_DSI & SCR & CCS | 0 | 0 | 0 | 0 | 0 | 0 | 0
00 Ret.ExistWetFGD_ACI_DSI & SCR & HRI | 0 | 0 | 0 | 0 | 0 | 0 | 0
00 Ret.ExistWetFGD_ACI_DSI & SCR & HRI & CCS | 0 | 0 | 0 | 0 | 0 | 0 | 0
00 Ret.ExistWetFGD_ACI_DSI & SNCR | 0 | 0 | 0 | 0 | 0 | 0 | 0
00 Ret.ExistWetFGD_ACI_DSI & SNCR & CCS | 0 | 0 | 0 | 0 | 0 | 0 | 0
00 Ret.ExistWetFGD_ACI_DSI & SNCR & HRI | 0 | 0 | 0 | 0 | 0 | 0 | 0
00 Ret.ExistWetFGD_ACI_DSI & SNCR & HRI & CCS | 0 | 0 | 0 | 0 | 0 | 0 | 0
00 Ret.ExistWetFGD_DSI & CCS | 0 | 0 | 0 | 0 | 0 | 0 | 0
00 Ret.ExistWetFGD_DSI & HRI | 0 | 0 | 0 | 0 | 0 | 0 | 0
00 Ret.ExistWetFGD_DSI & SCR | 0 | 0 | 0 | 0 | 0 | 0 | 0
00 Ret.ExistSNCR_DSI & DryFGD & HRI | 0 | 0 | 0 | 0 | 0 | 0 | 0
00 Ret.ExistWetFGD_DSI & SCR & HRI | 0 | 0 | 0 | 0 | 0 | 0 | 0
00 Ret.ExistSNCR_DSI & HRI | 0 | 0 | 0 | 0 | 0 | 0 | 0
00 Ret.ExistWetFGD_DSI & SNCR | 0 | 0 | 0 | 0 | 0 | 0 | 0
00 Ret.ExistWetFGD_DSI & SNCR & HRI | 0 | 0 | 0 | 0 | 0 | 0 | 0
00 Ret.ExistWetFGD_SCR & CCS | 0 | 2.0706 | 0 | 0 | 0 | 0 | 0
00 Ret.ExistWetFGD_SCR_DSI & CCS | 0 | 0 | 0 | 0 | 0 | 0 | 0
00 Ret.ExistWetFGD_SNCR & CCS | 0 | 0 | 0 | 0 | 0 | 0 | 0
00 Ret.HRI | 0 | 0 | 0 | 0 | 0 | 0 | 0
00 Ret.SCR | 0 | 0 | 0 | 0 | 0 | 0 | 0
00 Ret.SCR & DryFGD | 0 | 0 | 0 | 0 | 0 | 0 | 0
00 Ret.SCR & DryFGD & ACI | 0 | 0 | 0 | 0 | 0 | 0 | 0
00 Ret.SCR & DryFGD & CCS | 0 | 0 | 0 | 0 | 0 | 0 | 0
00 Ret.SCR & DryFGD & HRI | 0 | 0 | 0 | 0 | 0 | 0 | 0
00 Ret.SCR & DSI | 0 | 0 | 0 | 0 | 0 | 0 | 0
00 Ret.SCR & DSI & DryFGD | 0 | 0 | 0 | 0 | 0 | 0 | 0
00 Ret.SCR & DSI & DryFGD & HRI | 0 | 0 | 0 | 0 | 0 | 0 | 0
00 Ret.SCR & DSI & HRI | 0 | 0 | 0 | 0 | 0 | 0 | 0
00 Ret.SCR & DSI & WetFGD | 0 | 0 | 0 | 0 | 0 | 0 | 0
00 Ret.SCR & DSI & WetFGD & HRI | 0 | 0 | 0 | 0 | 0 | 0 | 0
00 Ret.SCR & HRI | 0 | 0 | 0 | 0 | 0 | 0 | 0
00 Ret.SCR & WetFGD | 0 | 0 | 0 | 0 | 0 | 0 | 0
00 Ret.SCR & WetFGD & ACI | 0 | 0 | 0 | 0 | 0 | 0 | 0
00 Ret.SCR & WetFGD & CCS | 0 | 0 | 0 | 0 | 0 | 0 | 0
00 Ret.SCR & WetFGD & HRI | 0 | 0 | 0 | 0 | 0 | 0 | 0
00 Ret.SNCR | 0 | 0 | 0 | 0 | 0 | 0 | 0
00 Ret.SNCR & DryFGD | 0 | 0 | 0 | 0 | 0 | 0 | 0
00 Ret.SNCR & DryFGD & ACI | 0 | 0 | 0 | 0 | 0 | 0 | 0
00 Ret.SNCR & DryFGD & ACI & HRI | 0 | 0 | 0 | 0 | 0 | 0 | 0
00 Ret.SNCR & DryFGD & CCS | 0 | 0 | 0 | 0 | 0 | 0 | 0
00 Ret.SNCR & DryFGD & HRI | 0 | 0 | 0 | 0 | 0 | 0 | 0
00 Ret.SNCR & DSI | 0 | 0 | 0 | 0 | 0 | 0 | 0
00 Ret.SNCR & DSI & HRI | 0 | 0 | 0 | 0 | 0 | 0 | 0
00 Ret.SNCR & HRI | 0 | 0 | 0 | 0 | 0 | 0 | 0
00 Ret.SNCR & WetFGD | 0 | 0 | 0 | 0 | 0 | 0 | 0
00 Ret.SNCR & WetFGD & ACI | 0 | 0 | 0 | 0 | 0 | 0 | 0
00 Ret.SNCR & WetFGD & ACI & HRI | 0 | 0 | 0 | 0 | 0 | 0 | 0
00 Ret.SNCR & WetFGD & CCS | 0 | 0 | 0 | 0 | 0 | 0 | 0
00 Ret.SNCR & WetFGD & HRI | 0 | 0 | 0 | 0 | 0 | 0 | 0
00 Ret.WetFGD | 0 | 0 | 0 | 0 | 0 | 0 | 0
00 Ret.WetFGD & CCS | 0 | 0 | 0 | 0 | 0 | 0 | 0
00 Ret.WetFGD & HRI | 0 | 0 | 0 | 0 | 0 | 0 | 0
00 Ret.FB & HRI | 0 | 0 | 0 | 0 | 0 | 0 | 0
00 Ret.FB DryFGD | 0 | 0 | 0 | 0 | 0 | 0 | 0
00 Ret.FB DryFGD & HRI | 0 | 0 | 0 | 0 | 0 | 0 | 0
00 Ret.FB DryFGD & SNCR | 0 | 0 | 0 | 0 | 0 | 0 | 0
00 Ret.FB-Exist ACI & DryFGD & HRI | 0 | 0 | 0 | 0 | 0 | 0 | 0
00 Ret.FB-Exist ACI_DSI & DryFGD & SNCR | 0 | 0 | 0 | 0 | 0 | 0 | 0
00 Ret.FB-Exist ACI_DSI & SNCR | 0 | 0 | 0 | 0 | 0 | 0 | 0
00 Ret.FB-ExistACI & HRI | 0 | 0 | 0 | 0 | 0 | 0 | 0
00 Ret.FB-ExistACI_DSI & DryFGD | 0 | 0 | 0 | 0 | 0 | 0 | 0
00 Ret.FB-ExistACI_DSI & DryFGD & HRI | 0 | 0 | 0 | 0 | 0 | 0 | 0
00 Ret.FB-ExistACI_DSI & DryFGD & SNCR | 0 | 0 | 0 | 0 | 0 | 0 | 0
00 Ret.FB-ExistACI_DSI & DryFGD & SNCR & HRI | 0 | 0 | 0 | 0 | 0 | 0 | 0
00 Ret.FB-ExistACI_DSI & HRI | 0 | 0 | 0 | 0 | 0 | 0 | 0
00 Ret.FB-ExistACI_DSI & SNCR & HRI | 0 | 0 | 0 | 0 | 0 | 0 | 0
00 Ret.FB-ExistDryFGD & HRI | 0 | 0 | 0 | 0 | 0 | 0 | 0
00 Ret.FB-ExistDryFGD_ACI & HRI | 0 | 0 | 0 | 0 | 0 | 0 | 0
00 Ret.FB-ExistDryFGD_ACI & HRI & CCS | 0 | 0 | 0 | 0 | 0 | 0 | 0
00 Ret.FB-ExistDryFGD_ACI & SNCR | 0 | 0 | 0 | 0 | 0 | 0 | 0
00 Ret.FB-ExistDryFGD_ACI & SNCR & HRI | 0 | 0 | 0 | 0 | 0 | 0 | 0
00 Ret.FB-ExistDryFGD_DSI & HRI | 0 | 0 | 0 | 0 | 0 | 0 | 0
00 Ret.FB-ExistDryFGD_DSI & SNCR | 0 | 0 | 0 | 0 | 0 | 0 | 0
00 Ret.FB-ExistDryFGD_DSI & SNCR & HRI | 0 | 0 | 0 | 0 | 0 | 0 | 0
00 Ret.FB-ExistDryFGD_SNCR & HRI | 0 | 0 | 0 | 0 | 0 | 0 | 0
00 Ret.FB-ExistDryFGD_SNCR_ACI & HRI | 0 | 0 | 0 | 0 | 0 | 0 | 0
00 Ret.FB-ExistDryFGD_SNCR_ACI & HRI & CCS | 0 | 0 | 0 | 0 | 0 | 0 | 0
00 Ret.FB-ExistDryFGD_SNCR_ACI_DSI & HRI | 0 | 0 | 0 | 0 | 0 | 0 | 0
00 Ret.FB-ExistDryFGD_SNCR_ACI_DSI & HRI & CCS | 0 | 0 | 0 | 0 | 0 | 0 | 0
00 Ret.FB-ExistWetFGD_SNCR_ACI & HRI | 0 | 0 | 0 | 0 | 0 | 0 | 0
00 Ret.FB-ExistWetFGD_SNCR_ACI & HRI & CCS | 0 | 0 | 0 | 0 | 0 | 0 | 0
00 Ret.FB-ExistDryFGD_SNCR_DSI & HRI | 0 | 0 | 0 | 0 | 0 | 0 | 0
00 Ret.FB-ExistDSI & DryFGD | 0 | 0 | 0 | 0 | 0 | 0 | 0
00 Ret.FB-ExistDSI & DryFGD & HRI | 0 | 0 | 0 | 0 | 0 | 0 | 0
00 Ret.FB-ExistDSI & DryFGD & SNCR | 0 | 0 | 0 | 0 | 0 | 0 | 0
00 Ret.FB-ExistDSI & DryFGD & SNCR & HRI | 0 | 0 | 0 | 0 | 0 | 0 | 0
00 Ret.FB-ExistDSI & HRI | 0 | 0 | 0 | 0 | 0 | 0 | 0
00 Ret.FB-ExistDSI & SNCR | 0 | 0 | 0 | 0 | 0 | 0 | 0
00 Ret.FB-ExistDSI & SNCR & HRI | 0 | 0 | 0 | 0 | 0 | 0 | 0
00 Ret.FB-ExistSNCR & DryFGD | 0 | 0 | 0 | 0 | 0 | 0 | 0
00 Ret.FB-ExistSNCR & DryFGD & HRI | 0 | 0 | 0 | 0 | 0 | 0 | 0
00 Ret.FB-ExistSNCR & HRI | 0 | 0 | 0 | 0 | 0 | 0 | 0
00 Ret.FB-ExistSNCR_ACI & HRI | 0 | 0 | 0 | 0 | 0 | 0 | 0
00 Ret.FB-ExistSNCR_ACI_DSI & DryFGD | 0 | 0 | 0 | 0 | 0 | 0 | 0
00 Ret.FB-ExistSNCR_ACI_DSI & DryFGD & HRI | 0 | 0 | 0 | 0 | 0 | 0 | 0
00 Ret.FB-ExistSNCR_ACI_DSI & HRI | 0 | 0 | 0 | 0 | 0 | 0 | 0
00 Ret.FB-ExistSNCR_DryFGD & HRI | 0 | 0 | 0 | 0 | 0 | 0 | 0
00 Ret.FB-ExistSNCR_DryFGD_ACI & HRI | 0 | 0 | 0 | 0 | 0 | 0 | 0
00 Ret.FB-ExistSNCR_DryFGD_ACI & HRI & CCS | 0 | 0 | 0 | 0 | 0 | 0 | 0
00 Ret.FB-ExistSNCR_DSI & DryFGD | 0 | 0 | 0 | 0 | 0 | 0 | 0
00 Ret.FB-ExistSNCR_DSI & DryFGD & HRI | 0 | 0 | 0 | 0 | 0 | 0 | 0
00 Ret.FB-ExistSNCR_DSI & HRI | 0 | 0 | 0 | 0 | 0 | 0 | 0
00 Ret.FB-ExistSNCR_WetFGD & HRI | 0 | 0 | 0 | 0 | 0 | 0 | 0
00 Ret.FB-ExistSNCR_WetFGD & HRI & CCS | 0 | 0 | 0 | 0 | 0 | 0 | 0
00 Ret.FB-ExistWetFGD_DSI & HRI | 0 | 0 | 0 | 0 | 0 | 0 | 0
00 Ret.FB-ExistWetFGD_DSI & SNCR | 0 | 0 | 0 | 0 | 0 | 0 | 0
00 Ret.FB-ExistWetFGD_DSI & SNCR & HRI | 0 | 0 | 0 | 0 | 0 | 0 | 0
00 Ret.FB-SNCR | 0 | 0 | 0 | 0 | 0 | 0 | 0
00 Ret.Oil/Gas Steam SCR | 0 | 0 | 0 | 0 | 0 | 0 | 0
00 Ret.ExistACI & NGC | 0 | 0 | 0 | 0 | 0 | 0 | 0
00 Ret.ExistACI_DSI & NGC | 0 | 0 | 0 | 0 | 0 | 0 | 0
00 Ret.ExistDryFGD & NGC | 0 | 0 | 0 | 0 | 0 | 0 | 0
00 Ret.ExistDryFGD_ACI & NGC | 0 | 0 | 0 | 0 | 0 | 0 | 0
00 Ret.ExistDryFGD_DSI & NGC | 0 | 0 | 0 | 0 | 0 | 0 | 0
00 Ret.ExistDryFGD_SNCR_ACI_DSI & NGC | 0 | 0 | 0 | 0 | 0 | 0 | 0
00 Ret.ExistDSI & NGC | 0 | 0 | 0 | 0 | 0 | 0 | 0
00 Ret.ExistSCR_ACI & NGC | 0 | 0 | 0 | 0 | 0 | 0 | 0
00 Ret.ExistSCR_ACI_DSI & NGC | 0 | 0 | 0 | 0 | 0 | 0 | 0
00 Ret.ExistSCR_DryFGD & NGC | 0 | 0 | 0 | 0 | 0 | 0 | 0
00 Ret.ExistSCR_DryFGD_ACI & NGC | 0 | 0 | 0 | 0 | 0 | 0 | 0
00 Ret.ExistSCR_DryFGD_ACI_DSI & NGC | 0 | 0 | 0 | 0 | 0 | 0 | 0
00 Ret.ExistSCR_WetFGD & NGC | 0 | 0 | 0 | 0 | 0 | 0 | 0
00 Ret.ExistSCR_WetFGD_ACI & NGC | 0 | 0 | 0 | 0 | 0 | 0 | 0
00 Ret.ExistSCR_WetFGD_ACI_DSI & NGC | 0 | 0 | 0 | 0 | 0 | 0 | 0
00 Ret.ExistSCR_WetFGD_DSI & NGC | 0 | 0 | 0 | 0 | 0 | 0 | 0
00 Ret.ExistSNCR & NGC | 0 | 0 | 0 | 0 | 0 | 0 | 0
00 Ret.ExistSNCR_ACI & NGC | 0 | 0 | 0 | 0 | 0 | 0 | 0
00 Ret.ExistSNCR_ACI_DSI & NGC | 0 | 0 | 0 | 0 | 0 | 0 | 0
00 Ret.ExistSNCR_DryFGD & NGC | 0 | 0 | 0 | 0 | 0 | 0 | 0
00 Ret.ExistSNCR_DryFGD_ACI & NGC | 0 | 0 | 0 | 0 | 0 | 0 | 0
00 Ret.ExistSNCR_DSI & NGC | 0 | 0 | 0 | 0 | 0 | 0 | 0
00 Ret.ExistSNCR_WetFGD & NGC | 0 | 0 | 0 | 0 | 0 | 0 | 0
00 Ret.ExistSNCR_WetFGD_ACI & NGC | 0 | 0 | 0 | 0 | 0 | 0 | 0
00 Ret.ExistSNCR_WetFGD_ACI_DSI & NGC | 0 | 0 | 0 | 0 | 0 | 0 | 0
00 Ret.ExistWetFGD & NGC | 0 | 0 | 0 | 0 | 0 | 0 | 0
00 Ret.ExistWetFGD_ACI & NGC | 0 | 0 | 0 | 0 | 0 | 0 | 0
00 Ret.ExistWetFGD_ACI_DSI & NGC | 0 | 0 | 0 | 0 | 0 | 0 | 0
00 Ret.ExistWetFGD_DSI & NGC | 0 | 0 | 0 | 0 | 0 | 0 | 0
00 Ret.FB-ExistDryFGD_DSI & NGC | 0 | 0 | 0 | 0 | 0 | 0 | 0
00 Ret.FB-ExistDryFGD_SNCR_DSI & NGC | 0 | 0 | 0 | 0 | 0 | 0 | 0
00 Ret.NGC | 0 | 0 | 0 | 0 | 0 | 0 | 0
00 CC Retirement | 976.0457 | 0 | 553.8157 | 617.9564 | 0 | 8963.6 | 0
00 New CC Retirement | 0 | 0 | 0 | 0 | 0 | 0 | 0
00 CT Retirement | 45 | 288 | 145.1 | 574 | 0 | 5104.3 | 395.4676
00 O/G Retirement | 1483.1173 | 1204.5044 | 7979.7056 | 1087.5157 | 4.5199 | 2676.8495 | 1552.45
00 Coal Retirement | 26121.7 | 19560.933 | 21087.7782 | 17919.0424 | 8166.5453 | 19550.6501 | 963
00 IGCC Retirement | 220 | 0 | 595 | 0 | 0 | 0 | 0
00 Nuke Retirement | 6617.8747 | 8742.7284 | 17737.7533 | 1673 | 2971.1743 | 27477.898 | 0
00 Biomass Retirement | 1965.6292 | 1195.8708 | 45.7 | 42 | 4.5 | 0 | 0
00 Fossil_Other Retirement | 0 | 0 | 0 | 0 | 0 | 0 | 0
00 Fuel Cell Retirement | 0 | 0 | 0 | 0 | 0 | 0 | 0
00 Geothermal Retirement | 0 | 0 | 0 | 0 | 0 | 0 | 0
00 Hydro Retirement | 0 | 0 | 0 | 0 | 0 | 0 | 0
00 Landfill Gas Retirement | 0 | 126 | 0 | 0 | 0 | 0 | 0
00 Non Fossil_Other Retirement | 0 | 0 | 0 | 0 | 0 | 0 | 0
00 Exist Dummy | 0 | 0 | 0 | 0 | 0 | 0 | 0
Total | 262013.137 | 118141.3775 | 228799.8006 | 226968.1123 | 227558.0501 | 416236.3148 | 149747.0311
12. Generation by Capacity Reporting Type [GWh]
00 New Combined Cycle | 148966.5326 | 153325.2135 | 264132.0033 | 369594.7248 | 416369.3865 | 594875.1222 | 650501.7086
00 New Combined Cycle with CCS Retrofit | 0 | 0 | 0 | 0 | 0 | 0 | 0
00 New Combined Cycle with CCS | 0 | 0 | 0 | 0 | 0 | 0 | 0
00 New Combustion Turbine | 48393.6214 | 56360.507 | 80150.652 | 100729.7075 | 120332.1816 | 144745.1938 | 163005.8801
00 New Hydro | 0 | 6371.5388 | 22097.9269 | 37040.8744 | 38087.7178 | 38087.7178 | 38087.7178
00 New Nuclear | 0 | 0 | 0 | 0 | 0 | 0 | 0
00 New Small Modular Reactor | 0 | 0 | 0 | 0 | 0 | 0 | 0
00 New Biomass | 338.0922 | 2.2858 | 0.81838 | 0 | 0 | 0 | 0
00 New Geothermal | 3613.8679 | 3613.8679 | 3613.8679 | 3613.8679 | 3613.8679 | 3905.6548 | 3905.6548
00 New Landfill Gas | 9095.1857 | 8124.4746 | 9176.1934 | 10439.4843 | 13795.6494 | 18533.194 | 21302.9807
00 New Battery Storage | 34628.6108 | 45034.1664 | 67511.4952 | 82011.4017 | 94783.1063 | 115599.9637 | 123497.5413
00 New Offshore Wind | 32274.7459 | 54214.1154 | 115806.9573 | 139455.6478 | 183611.6908 | 212649.2083 | 245282.5171
00 New Onshore Wind | 186347.4176 | 317166.454 | 462684.3697 | 812220.3799 | 1154174.4859 | 1644553.2622 | 1839275.5766
00 New Solar PV | 185101.5125 | 259596.1551 | 416414.6725 | 513213.181 | 623538.0601 | 799819.5333 | 846265.5789
00 New Solar Thermal | 0 | 758.561 | 24902.7095 | 43314.137 | 51904.2542 | 50366.166 | 49809.0018
00 New Fuel Cell | 709.219 | 708.5156 | 656.2824 | 570.6812 | 553.5987 | 541.444 | 560.1852
00 New Ultrasupercritical Coal without CCS | 0 | 0 | 0 | 0 | 0 | 0 | 0
00 New Ultrasupercritical Coal with 30% CCS | 0 | 0 | 0 | 0 | 0 | 0 | 0
00 New Ultrasupercritical Coal with 90% CCS | 0 | 0 | 0 | 0 | 0 | 0 | 0
00 Exist & New Distributed Solar PV | 92484.1549 | 102886.2004 | 131215.6568 | 163097.3559 | 197442.9844 | 234882.8182 | 282509.491
00 Exist Combined Cycle | 1529020.8061 | 1505985.2832 | 1472172.3128 | 1308283.5525 | 1134480.38 | 903596.7373 | 861192.8444
00 Exist Combustion Turbine | 37773.9336 | 39989.1298 | 45451.7536 | 27870.1258 | 21152.1033 | 17944.7545 | 17611.9917
00 Exist Coal Steam_Uncontrolled | 3086.0074 | 3000.8288 | 3087.1492 | 2864.4578 | 2338.7501 | 1914.8268 | 1914.8804
00 Exist Coal Steam_ACI | 52295.3174 | 42930.7907 | 30167.8051 | 21930.1217 | 13323.1846 | 9310.9099 | 9019.0411
00 Exist Coal Steam_ACI_DSI | 15243.5066 | 6322.2211 | 5160.4547 | 5121.6193 | 4707.9678 | 3139.9759 | 3139.9759
00 Exist Coal Steam_DryFGD | 0 | 0 | 0 | 0 | 0 | 0 | 0
00 Exist Coal Steam_DryFGD_ACI | 36739.6196 | 19670.1636 | 15262.6617 | 10496.2042 | 9677.6885 | 6290.6429 | 6663.4144
00 Exist Coal Steam_DryFGD_DSI | 0 | 0 | 0 | 0 | 0 | 0 | 0
00 Exist Coal Steam_DryFGD_SCR | 0 | 0 | 0 | 0 | 0 | 0 | 0
00 Exist Coal Steam_DryFGD_SCR_ACI | 42397.4206 | 40814.45 | 41389.4438 | 30825.8821 | 31183.1937 | 20440.8335 | 21825.3676
00 Exist Coal Steam_DryFGD_SCR_DSI | 1685.4508 | 1523.5119 | 0 | 0 | 0 | 0 | 0
00 Exist Coal Steam_DryFGD_SCR_ACI_DSI | 5807.5404 | 4889.1373 | 4889.1373 | 4889.1373 | 4197.412 | 3317.6198 | 3317.6198
00 Exist Coal Steam_DryFGD_SNCR_ACI | 15190.0975 | 12084.6565 | 12084.6565 | 11502.2357 | 10766.7536 | 6553.5309 | 6510.5095
00 Exist Coal Steam_DryFGD_SNCR_ACI_DSI | 3294.6212 | 3457.4786 | 0 | 0 | 0 | 0 | 0
00 Exist Coal Steam_DSI | 6170.9456 | 6359.4982 | 0 | 0 | 0 | 0 | 0
00 Exist Coal Steam_SCR_ACI | 21903.9975 | 21316.1539 | 22148.4264 | 21042.8951 | 23201.2278 | 14837.4291 | 15141.3628
00 Exist Coal Steam_SCR_ACI_DSI | 1841.2207 | 1819.243 | 1182.0238 | 1181.1385 | 1055.2269 | 0 | 0
00 Exist Coal Steam_SNCR | 111.8077 | 111.8077 | 111.8077 | 111.8077 | 111.8077 | 98.0799 | 98.0867
00 Exist Coal Steam_SCR | 0 | 0 | 0 | 0 | 0 | 0 | 0
00 Exist Coal Steam_SNCR_ACI | 0 | 0 | 0 | 0 | 0 | 0 | 0
00 Exist Coal Steam_SNCR_ACI_DSI | 2162.9558 | 1883.7435 | 4749.2984 | 4348.7163 | 0 | 0 | 0
00 Exist Coal Steam_WetFGD | 19112.5718 | 16916.0114 | 17138.6019 | 10730.1267 | 1079.8711 | 20.7954 | 20.7954
00 Exist Coal Steam_WetFGD_ACI | 30971.3504 | 36218.9972 | 37819.6869 | 34988.489 | 34877.7607 | 18705.7662 | 19093.862
00 Exist Coal Steam_WetFGD_ACI_DSI | 5176.8833 | 4746.2063 | 3033.0727 | 3516.1472 | 232.7487 | 0 | 0
00 Exist Coal Steam_WetFGD_DSI | 0 | 0 | 0 | 0 | 0 | 0 | 0
00 Exist Coal Steam_WetFGD_SCR | 183537.3253 | 164294.9312 | 152429.2811 | 75612.596 | 67307.9622 | 37594.3867 | 37838.648
00 Exist Coal Steam_WetFGD_SCR_DSI | 4381.0051 | 0 | 0 | 0 | 0 | 0 | 0
00 Exist Coal Steam_WetFGD_SCR_ACI | 89113.9261 | 89614.7139 | 68290.4927 | 50734.7885 | 47430.1913 | 27440.8961 | 28918.5168
00 Exist Coal Steam_WetFGD_SCR_ACI_DSI | 36911.1856 | 37713.1269 | 25857.189 | 22423.7281 | 6802.1476 | 0 | 0
00 Exist Coal Steam_WetFGD_SNCR | 3615.2976 | 3614.7933 | 3612.2421 | 3612.2421 | 3219.5463 | 397.2117 | 395.1987
00 Exist Coal Steam_WetFGD_SNCR_ACI | 37550.5359 | 19141.8218 | 5856.3247 | 4446.9352 | 4249.2687 | 4249.2687 | 4249.2687
00 Exist Coal Steam_WetFGD_SNCR_ACI_DSI | 0 | 0 | 0 | 0 | 0 | 0 | 0
00 Exist FBC_ACI_DSI | 476.6617 | 385.44 | 385.44 | 385.44 | 385.44 | 385.44 | 385.44
00 Exist FBC_DryFGD_ACI | 231.7048 | 200.3955 | 474.1674 | 474.1038 | 474.231 | 0 | 0
00 Exist FBC_DryFGD_DSI | 84.3536 | 72.8488 | 72.8488 | 49.0508 | 49.0508 | 146.2367 | 126.1671
00 Exist FBC_DryFGD_SNCR | 3654.555 | 3921.6864 | 4115.9441 | 2679.8821 | 3490.5838 | 4322.2813 | 4691.9613
00 Exist FBC_DryFGD_SNCR_ACI | 994.4849 | 1228.5927 | 797.8125 | 2925.9568 | 1739.6545 | 0 | 0
00 Exist FBC_DryFGD_SNCR_ACI_DSI | 669.3972 | 669.3972 | 669.3972 | 669.3972 | 588.3161 | 588.3565 | 588.3968
00 Exist FBC_DryFGD_SNCR_DSI | 151.6945 | 131.0052 | 151.6945 | 89.205 | 89.0901 | 245.1073 | 0
00 Exist FBC_DSI | 931.204 | 696.1726 | 883.1239 | 1022.0652 | 965.4901 | 463.2599 | 470.2361
00 Exist FBC_SCR | 16.1264 | 13.0413 | 35.1581 | 32.2781 | 0 | 0 | 0
00 Exist FBC_SNCR | 0 | 0 | 0 | 0 | 0 | 0 | 0
00 Exist FBC_SNCR_ACI | 16.1471 | 13.087 | 39.3824 | 39.3777 | 0 | 0 | 0
00 Exist FBC_SNCR_ACI_DSI | 267.18 | 267.18 | 267.18 | 267.18 | 267.18 | 267.18 | 267.18
00 Exist FBC_SNCR_DSI | 3847.3398 | 3681.0169 | 3366.5082 | 3573.1383 | 2277.5005 | 1982.4236 | 2043.4134
00 Exist FBC_Uncontrolled | 0 | 0 | 0 | 0 | 0 | 0 | 0
00 Exist FBC_WetFGD_DSI | 211.902 | 291.9077 | 375.1444 | 375.1444 | 375.1444 | 375.1444 | 375.1444
00 Exist IGCC | 4022.3731 | 3821.2841 | 0 | 0 | 0 | 0 | 0
00 Exist Fossil_Other | 3892.453 | 3569.1775 | 3569.1775 | 3569.1775 | 3569.1775 | 3569.1775 | 3569.1775
00 Exist Fuel Cell | 0.2871 | 14.2984 | 70.8277 | 53.8046 | 29.5945 | 28.5688 | 30.0142
00 Exist Hydro | 275333.4173 | 275333.4173 | 275333.4173 | 275333.4173 | 275333.4173 | 275333.4172 | 275333.4173
00 Exist Non Fossil_Other | 22503.3548 | 22202.318 | 22130.4178 | 22101.9904 | 22150.9031 | 22019.3296 | 22017.0998
00 Exist Nuclear | 694555.9872 | 628482.0476 | 486521.1421 | 473799.73 | 450272.263 | 228912.1657 | 228912.1657
00 Exist Oil/Gas Steam | 30855.4401 | 29486.1047 | 17995.4074 | 8503.8804 | 4232.6439 | 3963.2846 | 4054.6785
00 Exist Oil/Gas Steam_SCR | 3385.2742 | 2328.2885 | 141.5776 | 25.5753 | 11.2044 | 12.5771 | 11.7146
00 Exist Oil/Gas Steam_SNCR | 2455.0971 | 2812.3286 | 1152.2157 | 312.8344 | 314.9897 | 269.8559 | 270.166
00 Exist Biomass | 4018.8812 | 233.6388 | 448.6887 | 143.7759 | 111.091 | 101.389 | 101.1139
00 Exist Landfill Gas | 10404.8726 | 9140.5098 | 9028.7947 | 8454.5427 | 8883.297 | 8321.1821 | 8412.9803
00 Exist Geothermal | 16633.7592 | 16633.7592 | 16633.7592 | 16633.7592 | 16633.7592 | 16633.7592 | 16633.7592
00 Exist Pump Storage | 23228.2246 | 23225.5671 | 27080.672 | 29625.9969 | 31389.7754 | 32569.867 | 32884.7811
00 Exist Energy Storage | 581.6953 | 591.234 | 803.1025 | 792.1531 | 748.7531 | 808.5772 | 909.5496
00 Exist Solar PV | 85773.683 | 85773.683 | 85768.6221 | 85768.6221 | 85768.6221 | 85768.6221 | 85768.6221
00 Exist Solar Thermal | 2732.8535 | 2732.8535 | 2732.8535 | 2732.8535 | 2732.8535 | 2732.8535 | 2732.8535
00 Exist Offshore Wind | 110.8785 | 110.8785 | 110.8785 | 110.8785 | 110.8785 | 110.8785 | 110.8785
00 Exist Onshore Wind | 340858.9766 | 340858.9766 | 340858.9766 | 340858.9766 | 340858.9766 | 340858.9766 | 340858.9766
00 International Imports | 2931.096 | 2931.096 | 2931.096 | 2651.652 | 2651.652 | 2651.652 | 2651.652
00 Ret.ACI | 0 | 0 | 0 | 0 | 0 | 0 | 0
00 Ret.ACI & DryFGD | 0 | 0 | 0 | 0 | 0 | 0 | 0
00 Ret.ACI & DryFGD & HRI | 0 | 0 | 0 | 0 | 0 | 0 | 0
00 Ret.ACI & DSI | 0 | 0 | 0 | 0 | 0 | 0 | 0
00 Ret.ACI & DSI & DryFGD | 0 | 0 | 0 | 0 | 0 | 0 | 0
00 Ret.ACI & DSI & DryFGD & HRI | 0 | 0 | 0 | 0 | 0 | 0 | 0
00 Ret.ACI & DSI & HRI | 0 | 0 | 0 | 0 | 0 | 0 | 0
00 Ret.ACI & DSI & WetFGD & HRI | 0 | 0 | 0 | 0 | 0 | 0 | 0
00 Ret.ACI & HRI | 0 | 0 | 0 | 0 | 0 | 0 | 0
00 Ret.ACI & SCR | 0 | 0 | 0 | 0 | 0 | 0 | 0
00 Ret.ACI & SCR & DryFGD & HRI | 0 | 0 | 0 | 0 | 0 | 0 | 0
00 Ret.ACI & SCR & DSI | 0 | 0 | 0 | 0 | 0 | 0 | 0
00 Ret.ACI & SCR & DSI & DryFGD | 0 | 0 | 0 | 0 | 0 | 0 | 0
00 Ret.ACI & SCR & DSI & DryFGD & HRI | 0 | 0 | 0 | 0 | 0 | 0 | 0
00 Ret.ACI & SCR & DSI & HRI | 0 | 0 | 0 | 0 | 0 | 0 | 0
00 Ret.ACI & SCR & DSI & WetFGD | 0 | 0 | 0 | 0 | 0 | 0 | 0
00 Ret.ACI & SCR & DSI & WetFGD & HRI | 0 | 0 | 0 | 0 | 0 | 0 | 0
00 Ret.ACI & SCR & HRI | 0 | 0 | 0 | 0 | 0 | 0 | 0
00 Ret.ACI & SCR & WetFGD & HRI | 0 | 0 | 0 | 0 | 0 | 0 | 0
00 Ret.ACI & SNCR | 0 | 0 | 0 | 0 | 0 | 0 | 0
00 Ret.ACI & SNCR & DSI | 0 | 0 | 0 | 0 | 0 | 0 | 0
00 Ret.ACI & SNCR & DSI & DryFGD | 0 | 0 | 0 | 0 | 0 | 0 | 0
00 Ret.ACI & SNCR & DSI & DryFGD & HRI | 0 | 0 | 0 | 0 | 0 | 0 | 0
00 Ret.ACI & SNCR & DSI & HRI | 0 | 0 | 0 | 0 | 0 | 0 | 0
00 Ret.ACI & SNCR & DSI & WetFGD | 0 | 0 | 0 | 0 | 0 | 0 | 0
00 Ret.ACI & SNCR & DSI & WetFGD & HRI | 0 | 0 | 0 | 0 | 0 | 0 | 0
00 Ret.ACI & SNCR & HRI | 0 | 0 | 0 | 0 | 0 | 0 | 0
00 Ret.ACI & WetFGD | 0 | 0 | 0 | 0 | 0 | 0 | 0
00 Ret.ACI & WetFGD & DSI | 0 | 0 | 0 | 0 | 0 | 0 | 0
00 Ret.ACI & WetFGD & HRI | 0 | 0 | 0 | 0 | 0 | 0 | 0
00 Ret.C2G | 859.1786 | 890.3983 | 1642.3157 | 885.9615 | 1052.436 | 1203.2829 | 3154.4892
00 Ret.C2G & SCR | 0 | 0 | 0 | 0 | 0 | 0 | 0
00 Ret.CCG | 0 | 24402.8022 | 24402.8022 | 21980.21 | 13397.4894 | 10919.4361 | 10919.8502
00 Ret.DryFGD | 0 | 0 | 0 | 0 | 0 | 0 | 0
00 Ret.DryFGD & CCS | 0 | 0 | 0 | 0 | 0 | 0 | 0
00 Ret.DryFGD & HRI | 0 | 0 | 0 | 0 | 0 | 0 | 0
00 Ret.DSI | 0 | 0 | 0 | 0 | 0 | 0 | 0
00 Ret.DSI & DryFGD | 0 | 0 | 0 | 0 | 0 | 0 | 0
00 Ret.DSI & DryFGD & HRI | 0 | 0 | 0 | 0 | 0 | 0 | 0
00 Ret.DSI & HRI | 0 | 0 | 0 | 0 | 0 | 0 | 0
00 Ret.ExistACI & DryFGD | 0 | 0 | 0 | 0 | 0 | 0 | 0
00 Ret.ExistACI & DryFGD & CCS | 0 | 0 | 0 | 0 | 0 | 0 | 0
00 Ret.ExistACI & DryFGD & HRI | 0 | 0 | 0 | 0 | 0 | 0 | 0
00 Ret.ExistACI & DryFGD & HRI & CCS | 0 | 0 | 0 | 0 | 0 | 0 | 0
00 Ret.ExistACI & DSI | 0 | 0 | 0 | 0 | 0 | 0 | 0
00 Ret.ExistACI & DSI & DryFGD | 0 | 0 | 0 | 0 | 0 | 0 | 0
00 Ret.ExistACI & DSI & DryFGD & HRI | 0 | 0 | 0 | 0 | 0 | 0 | 0
00 Ret.ExistACI & DSI & HRI | 0 | 0 | 0 | 0 | 0 | 0 | 0
00 Ret.ExistACI & HRI | 0 | 0 | 0 | 0 | 0 | 0 | 0
00 Ret.ExistACI & HRI & WetFGD | 0 | 0 | 0 | 0 | 0 | 0 | 0
00 Ret.ExistACI & SCR | 0 | 0 | 0 | 0 | 0 | 0 | 0
00 Ret.ExistACI & SCR & DryFGD | 0 | 0 | 0 | 0 | 0 | 0 | 0
00 Ret.ExistACI & SCR & DryFGD & CCS | 0 | 0 | 0 | 0 | 0 | 0 | 0
00 Ret.ExistACI & SCR & DryFGD & HRI | 0 | 0 | 0 | 0 | 0 | 0 | 0
00 Ret.ExistACI & SCR & DryFGD & HRI & CCS | 0 | 0 | 0 | 0 | 0 | 0 | 0
00 Ret.ExistACI & SCR & DSI | 0 | 0 | 0 | 0 | 0 | 0 | 0
00 Ret.ExistACI & SCR & DSI & DryFGD | 0 | 0 | 0 | 0 | 0 | 0 | 0
00 Ret.ExistACI & SCR & DSI & DryFGD & HRI | 0 | 0 | 0 | 0 | 0 | 0 | 0
00 Ret.ExistACI & SCR & DSI & HRI | 0 | 0 | 0 | 0 | 0 | 0 | 0
00 Ret.ExistACI & SCR & HRI | 0 | 0 | 0 | 0 | 0 | 0 | 0
00 Ret.ExistACI & SCR & WetFGD | 0 | 0 | 0 | 0 | 0 | 0 | 0
00 Ret.ExistACI & SCR & WetFGD & CCS | 0 | 0 | 0 | 0 | 0 | 0 | 0
00 Ret.ExistACI & SCR & WetFGD & HRI | 0 | 0 | 0 | 0 | 0 | 0 | 0
00 Ret.ExistACI & SCR & WetFGD & HRI & CCS | 0 | 0 | 0 | 0 | 0 | 0 | 0
00 Ret.ExistACI & SNCR | 0 | 0 | 0 | 0 | 0 | 0 | 0
00 Ret.ExistACI & SNCR & DryFGD | 0 | 0 | 0 | 0 | 0 | 0 | 0
00 Ret.ExistACI & SNCR & DryFGD & CCS | 0 | 0 | 0 | 0 | 0 | 0 | 0
00 Ret.ExistACI & SNCR & DryFGD & HRI | 0 | 0 | 0 | 0 | 0 | 0 | 0
00 Ret.ExistACI & SNCR & DryFGD & HRI & CCS | 0 | 0 | 0 | 0 | 0 | 0 | 0
00 Ret.ExistACI & SNCR & DSI | 0 | 0 | 0 | 0 | 0 | 0 | 0
00 Ret.ExistACI & SNCR & DSI & HRI | 0 | 0 | 0 | 0 | 0 | 0 | 0
00 Ret.ExistACI & SNCR & HRI | 0 | 0 | 0 | 0 | 0 | 0 | 0
00 Ret.ExistACI & SNCR & WetFGD | 0 | 0 | 0 | 0 | 0 | 0 | 0
00 Ret.ExistACI & SNCR & WetFGD & CCS | 0 | 0 | 0 | 0 | 0 | 0 | 0
00 Ret.ExistACI & SNCR & WetFGD & HRI | 0 | 0 | 0 | 0 | 0 | 0 | 0
00 Ret.ExistACI & SNCR & WetFGD & HRI & CCS | 0 | 0 | 0 | 0 | 0 | 0 | 0
00 Ret.ExistACI & WetFGD | 0 | 0 | 0 | 0 | 0 | 0 | 0
00 Ret.ExistACI & WetFGD & CCS | 0 | 0 | 0 | 0 | 0 | 0 | 0
00 Ret.ExistACI & WetFGD & HRI & CCS | 0 | 0 | 0 | 0 | 0 | 0 | 0
00 Ret.ExistACI_DSI & DryFGD | 0 | 0 | 0 | 0 | 0 | 0 | 0
00 Ret.ExistACI_DSI & DryFGD & CCS | 0 | 0 | 0 | 0 | 0 | 0 | 0
00 Ret.ExistACI_DSI & DryFGD & HRI | 0 | 0 | 0 | 0 | 0 | 0 | 0
00 Ret.ExistACI_DSI & DryFGD & HRI & CCS | 0 | 0 | 0 | 0 | 0 | 0 | 0
00 Ret.ExistACI_DSI & HRI | 0 | 0 | 0 | 0 | 0 | 0 | 0
00 Ret.ExistACI_DSI & SCR | 0 | 0 | 0 | 0 | 0 | 0 | 0
00 Ret.ExistACI_DSI & SCR & DryFGD | 0 | 0 | 0 | 0 | 0 | 0 | 0
00 Ret.ExistACI_DSI & SCR & DryFGD & CCS | 0 | 0 | 0 | 0 | 0 | 0 | 0
00 Ret.ExistACI_DSI & SCR & DryFGD & HRI | 0 | 0 | 0 | 0 | 0 | 0 | 0
00 Ret.ExistACI_DSI & SCR & DryFGD & HRI & CCS | 0 | 0 | 0 | 0 | 0 | 0 | 0
00 Ret.ExistACI_DSI & SCR & HRI | 0 | 0 | 0 | 0 | 0 | 0 | 0
00 Ret.ExistACI_DSI & SCR & WetFGD | 0 | 0 | 0 | 0 | 0 | 0 | 0
00 Ret.ExistACI_DSI & SCR & WetFGD & CCS | 0 | 0 | 0 | 0 | 0 | 0 | 0
00 Ret.ExistACI_DSI & SCR & WetFGD & HRI | 0 | 0 | 0 | 0 | 0 | 0 | 0
00 Ret.ExistACI_DSI & SCR & WetFGD & HRI & CCS | 0 | 0 | 0 | 0 | 0 | 0 | 0
00 Ret.ExistACI_DSI & SNCR | 0 | 0 | 0 | 0 | 0 | 0 | 0
00 Ret.ExistACI_DSI & SNCR & DryFGD | 0 | 0 | 0 | 0 | 0 | 0 | 0
00 Ret.ExistACI_DSI & SNCR & DryFGD & HRI & CCS | 0 | 0 | 0 | 0 | 0 | 0 | 0
00 Ret.ExistACI_DSI & SNCR & DryFGD & HRI | 0 | 0 | 0 | 0 | 0 | 0 | 0
00 Ret.ExistACI_DSI & SNCR & WetFGD & HRI & CCS | 0 | 0 | 0 | 0 | 0 | 0 | 0
00 Ret.ExistACI_DSI & SNCR & HRI | 0 | 0 | 0 | 0 | 0 | 0 | 0
00 Ret.ExistACI_DSI & SNCR & WetFGD | 0 | 0 | 0 | 0 | 0 | 0 | 0
00 Ret.ExistACI_DSI & SNCR & WetFGD & HRI | 0 | 0 | 0 | 0 | 0 | 0 | 0
00 Ret.ExistACI_DSI & WetFGD | 0 | 0 | 0 | 0 | 0 | 0 | 0
00 Ret.ExistACI_DSI & WetFGD & CCS | 0 | 0 | 0 | 0 | 0 | 0 | 0
00 Ret.ExistACI_DSI & WetFGD & HRI | 0 | 0 | 0 | 0 | 0 | 0 | 0
00 Ret.ExistACI_DSI & WetFGD & HRI & CCS | 0 | 0 | 0 | 0 | 0 | 0 | 0
00 Ret.ExistDryFGD & CCS | 0 | 0 | 0 | 0 | 0 | 0 | 0
00 Ret.ExistDryFGD & HRI | 0 | 0 | 0 | 0 | 0 | 0 | 0
00 Ret.ExistDryFGD & SCR | 0 | 0 | 0 | 0 | 0 | 0 | 0
00 Ret.ExistDryFGD & SCR & CCS | 0 | 0 | 0 | 0 | 0 | 0 | 0
00 Ret.ExistDryFGD & SCR & HRI | 0 | 0 | 0 | 0 | 0 | 0 | 0
00 Ret.ExistDryFGD & SNCR | 0 | 0 | 0 | 0 | 0 | 0 | 0
00 Ret.ExistDryFGD & SNCR & CCS | 0 | 0 | 0 | 0 | 0 | 0 | 0
00 Ret.ExistDryFGD & SNCR & HRI | 0 | 0 | 0 | 0 | 0 | 0 | 0
00 Ret.ExistDryFGD_ACI & CCS | 0 | 1557.8183 | 1557.8183 | 1557.8183 | 1557.8183 | 1557.8183 | 1557.8183
00 Ret.ExistDryFGD_ACI & HRI | 0 | 0 | 0 | 0 | 0 | 0 | 0
00 Ret.ExistDryFGD_ACI & HRI & CCS | 0 | 0 | 0 | 0 | 0 | 0 | 0
00 Ret.ExistDryFGD_ACI & SCR | 0 | 0 | 0 | 0 | 0 | 0 | 0
00 Ret.ExistDryFGD_ACI & SCR & CCS | 0 | 0 | 0 | 0 | 0 | 0 | 0
00 Ret.ExistDryFGD_ACI & SCR & HRI | 0 | 0 | 0 | 0 | 0 | 0 | 0
00 Ret.ExistDryFGD_ACI & SCR & HRI & CCS | 0 | 0 | 0 | 0 | 0 | 0 | 0
00 Ret.ExistDryFGD_ACI & SNCR | 0 | 0 | 0 | 0 | 0 | 0 | 0
00 Ret.ExistDryFGD_ACI & SNCR & CCS | 0 | 0 | 0 | 0 | 0 | 0 | 0
00 Ret.ExistDryFGD_ACI & SNCR & HRI | 0 | 0 | 0 | 0 | 0 | 0 | 0
00 Ret.ExistDryFGD_ACI & SNCR & HRI & CCS | 0 | 0 | 0 | 0 | 0 | 0 | 0
00 Ret.ExistDryFGD_ACI_DSI & SCR | 0 | 0 | 0 | 0 | 0 | 0 | 0
00 Ret.ExistDryFGD_ACI_DSI & SCR & CCS | 0 | 0 | 0 | 0 | 0 | 0 | 0
00 Ret.ExistDryFGD_ACI_DSI & SCR & HRI | 0 | 0 | 0 | 0 | 0 | 0 | 0
00 Ret.ExistDryFGD_ACI_DSI & SCR & HRI & CCS | 0 | 0 | 0 | 0 | 0 | 0 | 0
00 Ret.ExistDryFGD_DSI & CCS | 0 | 0 | 0 | 0 | 0 | 0 | 0
00 Ret.ExistDryFGD_DSI & HRI | 0 | 0 | 0 | 0 | 0 | 0 | 0
00 Ret.ExistDryFGD_SCR_DSI & CCS | 0 | 0 | 0 | 0 | 0 | 0 | 0
00 Ret.ExistDryFGD_SNCR & CCS | 0 | 0 | 0 | 0 | 0 | 0 | 0
00 Ret.ExistDryFGD_SNCR_ACI_DSI & CCS | 0 | 0 | 0 | 0 | 0 | 0 | 0
00 Ret.ExistDryFGD_SNCR_ACI_DSI & HRI | 0 | 0 | 0 | 0 | 0 | 0 | 0
00 Ret.ExistDryFGD_SNCR_ACI_DSI & HRI & CCS | 0 | 0 | 0 | 0 | 0 | 0 | 0
00 Ret.ExistDryFGD_SNCR_DSI & CCS | 0 | 0 | 0 | 0 | 0 | 0 | 0
00 Ret.ExistDSI & DryFGD | 0 | 0 | 0 | 0 | 0 | 0 | 0
00 Ret.ExistDSI & DryFGD & HRI | 0 | 0 | 0 | 0 | 0 | 0 | 0
00 Ret.ExistDSI & HRI | 0 | 0 | 0 | 0 | 0 | 0 | 0
00 Ret.ExistDSI & SCR | 0 | 0 | 0 | 0 | 0 | 0 | 0
00 Ret.ExistDSI & SCR & DryFGD | 0 | 0 | 0 | 0 | 0 | 0 | 0
00 Ret.ExistDSI & SCR & DryFGD & HRI | 0 | 0 | 0 | 0 | 0 | 0 | 0
00 Ret.ExistDSI & SCR & HRI | 0 | 0 | 0 | 0 | 0 | 0 | 0
00 Ret.ExistDSI & SCR & WetFGD | 0 | 0 | 0 | 0 | 0 | 0 | 0
00 Ret.ExistDSI & SCR & WetFGD & HRI | 0 | 0 | 0 | 0 | 0 | 0 | 0
00 Ret.ExistDSI & SNCR | 0 | 0 | 0 | 0 | 0 | 0 | 0
00 Ret.ExistSCR & ACI | 0 | 0 | 0 | 0 | 0 | 0 | 0
00 Ret.ExistDSI & SNCR & DryFGD | 0 | 0 | 0 | 0 | 0 | 0 | 0
00 Ret.ExistSCR & ACI & DSI | 0 | 0 | 0 | 0 | 0 | 0 | 0
00 Ret.ExistSCR & ACI & DSI & DryFGD | 0 | 0 | 0 | 0 | 0 | 0 | 0
00 Ret.ExistSCR & ACI & DSI & DryFGD & HRI | 0 | 0 | 0 | 0 | 0 | 0 | 0
00 Ret.ExistDSI & SNCR & DryFGD & HRI | 0 | 0 | 0 | 0 | 0 | 0 | 0
00 Ret.ExistDSI & SNCR & HRI | 0 | 0 | 0 | 0 | 0 | 0 | 0
00 Ret.ExistSCR & ACI & DSI & HRI | 0 | 0 | 0 | 0 | 0 | 0 | 0
00 Ret.ExistDSI & SNCR & WetFGD | 0 | 0 | 0 | 0 | 0 | 0 | 0
00 Ret.ExistSCR & ACI & DSI & WetFGD | 0 | 0 | 0 | 0 | 0 | 0 | 0
00 Ret.ExistSCR & ACI & DSI & WetFGD & HRI | 0 | 0 | 0 | 0 | 0 | 0 | 0
00 Ret.ExistSCR & ACI & HRI | 0 | 0 | 0 | 0 | 0 | 0 | 0
00 Ret.ExistDSI & SNCR & WetFGD & HRI | 0 | 0 | 0 | 0 | 0 | 0 | 0
00 Ret.ExistDSI & WetFGD | 0 | 0 | 0 | 0 | 0 | 0 | 0
00 Ret.ExistDSI & WetFGD & HRI | 0 | 0 | 0 | 0 | 0 | 0 | 0
00 Ret.ExistDSI_ACI & SNCR & DryFGD & CCS | 0 | 0 | 0 | 0 | 0 | 0 | 0
00 Ret.ExistDSI_ACI & SNCR & WetFGD & CCS | 0 | 0 | 0 | 0 | 0 | 0 | 0
00 Ret.ExistSCR_ACI & DryFGD | 0 | 0 | 0 | 0 | 0 | 0 | 0
00 Ret.ExistSCR & DSI | 0 | 0 | 0 | 0 | 0 | 0 | 0
00 Ret.ExistSCR_ACI & DryFGD & CCS | 0 | 0 | 0 | 0 | 0 | 0 | 0
00 Ret.ExistSCR_ACI & DryFGD & HRI | 0 | 0 | 0 | 0 | 0 | 0 | 0
00 Ret.ExistSCR & DSI & DryFGD | 0 | 0 | 0 | 0 | 0 | 0 | 0
00 Ret.ExistSCR_ACI & DryFGD & HRI & CCS | 0 | 0 | 0 | 0 | 0 | 0 | 0
00 Ret.ExistSCR & DSI & DryFGD & HRI | 0 | 0 | 0 | 0 | 0 | 0 | 0
00 Ret.ExistSCR & DSI & HRI | 0 | 0 | 0 | 0 | 0 | 0 | 0
00 Ret.ExistSCR_ACI & DSI & HRI | 0 | 0 | 0 | 0 | 0 | 0 | 0
00 Ret.ExistSCR_ACI & HRI | 0 | 0 | 0 | 0 | 0 | 0 | 0
00 Ret.ExistSCR_ACI & WetFGD | 0 | 0 | 0 | 0 | 0 | 0 | 0
00 Ret.ExistSCR & HRI | 0 | 0 | 0 | 0 | 0 | 0 | 0
00 Ret.ExistSCR_ACI & WetFGD & CCS | 0 | 0 | 0 | 0 | 0 | 0 | 0
00 Ret.ExistSCR_ACI & WetFGD & HRI | 0 | 0 | 0 | 0 | 0 | 0 | 0
00 Ret.ExistSCR_ACI & WetFGD & HRI & CCS | 0 | 0 | 0 | 0 | 0 | 0 | 0
00 Ret.ExistSCR_ACI_DSI & DryFGD | 0 | 0 | 0 | 0 | 0 | 0 | 0
00 Ret.ExistSCR_ACI_DSI & DryFGD & CCS | 0 | 0 | 0 | 0 | 0 | 0 | 0
00 Ret.ExistSCR_ACI_DSI & DryFGD & HRI | 0 | 0 | 0 | 0 | 0 | 0 | 0
00 Ret.ExistSCR_ACI_DSI & DryFGD & HRI & CCS | 0 | 0 | 0 | 0 | 0 | 0 | 0
00 Ret.ExistSCR_ACI_DSI & HRI | 0 | 0 | 0 | 0 | 0 | 0 | 0
00 Ret.ExistSCR_ACI_DSI & WetFGD | 0 | 0 | 0 | 0 | 0 | 0 | 0
00 Ret.ExistSCR_ACI_DSI & WetFGD & CCS | 0 | 0 | 0 | 0 | 0 | 0 | 0
00 Ret.ExistSCR_ACI_DSI & WetFGD & HRI | 0 | 0 | 0 | 0 | 0 | 0 | 0
00 Ret.ExistSCR_ACI_DSI & WetFGD & HRI & CCS | 0 | 0 | 0 | 0 | 0 | 0 | 0
00 Ret.ExistSCR_DryFGD & CCS | 0 | 0 | 0 | 0 | 0 | 0 | 0
00 Ret.ExistSCR_DryFGD & HRI | 0 | 0 | 0 | 0 | 0 | 0 | 0
00 Ret.ExistSCR_DryFGD_ACI & CCS | 0 | 0 | 0 | 0 | 0 | 0 | 0
00 Ret.ExistSCR_DryFGD_ACI & HRI | 0 | 0 | 0 | 0 | 0 | 0 | 0
00 Ret.ExistSCR_DryFGD_ACI & HRI & CCS | 0 | 0 | 0 | 0 | 0 | 0 | 0
00 Ret.ExistSCR_DryFGD_ACI_DSI & CCS | 0 | 0 | 0 | 0 | 0 | 0 | 0
00 Ret.ExistSCR_DryFGD_ACI_DSI & HRI | 0 | 0 | 0 | 0 | 0 | 0 | 0
00 Ret.ExistSCR_DryFGD_ACI_DSI & HRI & CCS | 0 | 0 | 0 | 0 | 0 | 0 | 0
00 Ret.ExistSCR_WetFGD & HRI | 0 | 0 | 0 | 0 | 0 | 0 | 0
00 Ret.ExistSCR_WetFGD & HRI & CCS | 0 | 0 | 0 | 0 | 0 | 0 | 0
00 Ret.ExistSCR_WetFGD_ACI & CCS | 0 | 2214.2968 | 2214.2968 | 2214.2968 | 2214.2968 | 2214.2968 | 2214.2968
00 Ret.ExistSCR_WetFGD_ACI & HRI | 0 | 0 | 0 | 0 | 0 | 0 | 0
00 Ret.ExistSCR_WetFGD_ACI & HRI & CCS | 0 | 0 | 0 | 0 | 0 | 0 | 0
00 Ret.ExistSCR_WetFGD_ACI_DSI & CCS | 0 | 0 | 0 | 0 | 0 | 0 | 0
00 Ret.ExistSCR_WetFGD_ACI_DSI & HRI | 0 | 0 | 0 | 0 | 0 | 0 | 0
00 Ret.ExistSCR_WetFGD_ACI_DSI & HRI & CCS | 0 | 0 | 0 | 0 | 0 | 0 | 0
00 Ret.ExistSCR_WetFGD_DSI & HRI | 0 | 0 | 0 | 0 | 0 | 0 | 0
00 Ret.ExistSCR_WetFGD_DSI & HRI & CCS | 0 | 0 | 0 | 0 | 0 | 0 | 0
00 Ret.ExistSNCR_ACI & DryFGD | 0 | 0 | 0 | 0 | 0 | 0 | 0
00 Ret.ExistSNCR_ACI & DryFGD & CCS | 0 | 0 | 0 | 0 | 0 | 0 | 0
00 Ret.ExistSNCR_ACI & DryFGD & HRI | 0 | 0 | 0 | 0 | 0 | 0 | 0
00 Ret.ExistSNCR_ACI & DryFGD & HRI & CCS | 0 | 0 | 0 | 0 | 0 | 0 | 0
00 Ret.ExistSNCR_ACI & DSI & HRI | 0 | 0 | 0 | 0 | 0 | 0 | 0
00 Ret.ExistSNCR_ACI & HRI | 0 | 0 | 0 | 0 | 0 | 0 | 0
00 Ret.ExistSNCR_ACI & WetFGD | 0 | 0 | 0 | 0 | 0 | 0 | 0
00 Ret.ExistSNCR_ACI & WetFGD & CCS | 0 | 0 | 0 | 0 | 0 | 0 | 0
00 Ret.ExistSNCR_ACI & WetFGD & HRI | 0 | 0 | 0 | 0 | 0 | 0 | 0
00 Ret.ExistSNCR_ACI & WetFGD & HRI & CCS | 0 | 0 | 0 | 0 | 0 | 0 | 0
00 Ret.ExistSNCR_ACI_DSI & DryFGD | 0 | 0 | 0 | 0 | 0 | 0 | 0
00 Ret.ExistSNCR_ACI_DSI & DryFGD & CCS | 0 | 0 | 0 | 0 | 0 | 0 | 0
00 Ret.ExistSNCR_ACI_DSI & DryFGD & HRI | 0 | 0 | 0 | 0 | 0 | 0 | 0
00 Ret.ExistSNCR_ACI_DSI & DryFGD & HRI & CCS | 0 | 0 | 0 | 0 | 0 | 0 | 0
00 Ret.ExistSNCR_ACI_DSI & HRI | 0 | 0 | 0 | 0 | 0 | 0 | 0
00 Ret.ExistSNCR_ACI_DSI & WetFGD | 0 | 0 | 0 | 0 | 0 | 0 | 0
00 Ret.ExistSNCR_ACI_DSI & WetFGD & CCS | 0 | 0 | 0 | 0 | 0 | 0 | 0
00 Ret.ExistSNCR_ACI_DSI & WetFGD & HRI | 0 | 0 | 0 | 0 | 0 | 0 | 0
00 Ret.ExistSNCR_ACI_DSI & WetFGD & HRI & CCS | 0 | 0 | 0 | 0 | 0 | 0 | 0
00 Ret.ExistSNCR_DryFGD & HRI | 0 | 0 | 0 | 0 | 0 | 0 | 0
00 Ret.ExistSNCR_DryFGD_ACI & CCS | 0 | 0 | 0 | 0 | 0 | 0 | 0
00 Ret.ExistSNCR_DryFGD_ACI & HRI | 0 | 0 | 0 | 0 | 0 | 0 | 0
00 Ret.ExistSNCR_DryFGD_ACI & HRI & CCS | 0 | 0 | 0 | 0 | 0 | 0 | 0
00 Ret.ExistSNCR_WetFGD & HRI | 0 | 0 | 0 | 0 | 0 | 0 | 0
00 Ret.ExistSNCR_WetFGD & HRI & CCS | 0 | 0 | 0 | 0 | 0 | 0 | 0
00 Ret.ExistSNCR_WetFGD_ACI & CCS | 0 | 0 | 0 | 0 | 0 | 0 | 0
00 Ret.ExistSNCR_WetFGD_ACI & HRI | 0 | 0 | 0 | 0 | 0 | 0 | 0
00 Ret.ExistSNCR_WetFGD_ACI & HRI & CCS | 0 | 0 | 0 | 0 | 0 | 0 | 0
00 Ret.ExistSNCR_WetFGD_ACI_DSI & CCS | 0 | 0 | 0 | 0 | 0 | 0 | 0
00 Ret.ExistSNCR_WetFGD_ACI_DSI & HRI | 0 | 0 | 0 | 0 | 0 | 0 | 0
00 Ret.ExistSNCR_WetFGD_ACI_DSI & HRI & CCS | 0 | 0 | 0 | 0 | 0 | 0 | 0
00 Ret.ExistSNCR & DryFGD & HRI | 0 | 0 | 0 | 0 | 0 | 0 | 0
00 Ret.ExistSNCR & HRI | 0 | 0 | 0 | 0 | 0 | 0 | 0
00 Ret.ExistWetFGD & CCS | 0 | 0 | 0 | 0 | 0 | 0 | 0
00 Ret.ExistWetFGD & HRI | 0 | 0 | 0 | 0 | 0 | 0 | 0
00 Ret.ExistWetFGD & HRI & CCS | 0 | 0 | 0 | 0 | 0 | 0 | 0
00 Ret.ExistWetFGD & SCR | 0 | 0 | 0 | 0 | 0 | 0 | 0
00 Ret.ExistWetFGD & SCR & CCS | 0 | 0 | 0 | 0 | 0 | 0 | 0
00 Ret.ExistWetFGD & SCR & HRI | 0 | 0 | 0 | 0 | 0 | 0 | 0
00 Ret.ExistWetFGD & SCR & HRI & CCS | 0 | 0 | 0 | 0 | 0 | 0 | 0
00 Ret.ExistWetFGD & SNCR | 0 | 0 | 0 | 0 | 0 | 0 | 0
00 Ret.ExistWetFGD & SNCR & CCS | 0 | 0 | 0 | 0 | 0 | 0 | 0
00 Ret.ExistWetFGD & SNCR & HRI | 0 | 0 | 0 | 0 | 0 | 0 | 0
00 Ret.ExistWetFGD & SNCR & HRI & CCS | 0 | 0 | 0 | 0 | 0 | 0 | 0
00 Ret.ExistWetFGD_ACI & CCS | 0 | 0 | 0 | 0 | 0 | 0 | 0
00 Ret.ExistWetFGD_ACI & HRI | 0 | 0 | 0 | 0 | 0 | 0 | 0
00 Ret.ExistWetFGD_ACI & HRI & CCS | 0 | 0 | 0 | 0 | 0 | 0 | 0
00 Ret.ExistWetFGD_ACI & SCR | 529.3186 | 242.6786 | 0 | 0 | 0 | 0 | 0
00 Ret.ExistWetFGD_ACI & SCR & CCS | 0 | 0 | 0 | 0 | 0 | 0 | 0
00 Ret.ExistWetFGD_ACI & SCR & HRI | 0 | 0 | 0 | 0 | 0 | 0 | 0
00 Ret.ExistWetFGD_ACI & SCR & HRI & CCS | 0 | 0 | 0 | 0 | 0 | 0 | 0
00 Ret.ExistWetFGD_ACI & SNCR | 0 | 0 | 0 | 0 | 0 | 0 | 0
00 Ret.ExistWetFGD_ACI & SNCR & CCS | 0 | 0 | 0 | 0 | 0 | 0 | 0
00 Ret.ExistWetFGD_ACI & SNCR & HRI | 0 | 0 | 0 | 0 | 0 | 0 | 0
00 Ret.ExistWetFGD_ACI & SNCR & HRI & CCS | 0 | 0 | 0 | 0 | 0 | 0 | 0
00 Ret.ExistWetFGD_ACI_DSI & CCS | 0 | 0 | 0 | 0 | 0 | 0 | 0
00 Ret.ExistWetFGD_ACI_DSI & HRI | 0 | 0 | 0 | 0 | 0 | 0 | 0
00 Ret.ExistWetFGD_ACI_DSI & HRI & CCS | 0 | 0 | 0 | 0 | 0 | 0 | 0
00 Ret.ExistWetFGD_ACI_DSI & SCR | 0 | 0 | 0 | 0 | 0 | 0 | 0
00 Ret.ExistWetFGD_ACI_DSI & SCR & CCS | 0 | 0 | 0 | 0 | 0 | 0 | 0
00 Ret.ExistWetFGD_ACI_DSI & SCR & HRI | 0 | 0 | 0 | 0 | 0 | 0 | 0
00 Ret.ExistWetFGD_ACI_DSI & SCR & HRI & CCS | 0 | 0 | 0 | 0 | 0 | 0 | 0
00 Ret.ExistWetFGD_ACI_DSI & SNCR | 0 | 0 | 0 | 0 | 0 | 0 | 0
00 Ret.ExistWetFGD_ACI_DSI & SNCR & CCS | 0 | 0 | 0 | 0 | 0 | 0 | 0
00 Ret.ExistWetFGD_ACI_DSI & SNCR & HRI | 0 | 0 | 0 | 0 | 0 | 0 | 0
00 Ret.ExistWetFGD_ACI_DSI & SNCR & HRI & CCS | 0 | 0 | 0 | 0 | 0 | 0 | 0
00 Ret.ExistWetFGD_DSI & CCS | 0 | 0 | 0 | 0 | 0 | 0 | 0
00 Ret.ExistWetFGD_DSI & HRI | 0 | 0 | 0 | 0 | 0 | 0 | 0
00 Ret.ExistWetFGD_DSI & SCR | 0 | 0 | 0 | 0 | 0 | 0 | 0
00 Ret.ExistSNCR_DSI & DryFGD & HRI | 0 | 0 | 0 | 0 | 0 | 0 | 0
00 Ret.ExistWetFGD_DSI & SCR & HRI | 0 | 0 | 0 | 0 | 0 | 0 | 0
00 Ret.ExistSNCR_DSI & HRI | 0 | 0 | 0 | 0 | 0 | 0 | 0
00 Ret.ExistWetFGD_DSI & SNCR | 0 | 0 | 0 | 0 | 0 | 0 | 0
00 Ret.ExistWetFGD_DSI & SNCR & HRI | 0 | 0 | 0 | 0 | 0 | 0 | 0
00 Ret.ExistWetFGD_SCR & CCS | 0 | 14.6507 | 14.6507 | 14.6507 | 14.6507 | 14.6507 | 14.6507
00 Ret.ExistWetFGD_SCR_DSI & CCS | 0 | 0 | 0 | 0 | 0 | 0 | 0
00 Ret.ExistWetFGD_SNCR & CCS | 0 | 0 | 0 | 0 | 0 | 0 | 0
00 Ret.HRI | 0 | 0 | 0 | 0 | 0 | 0 | 0
00 Ret.SCR | 0 | 0 | 0 | 0 | 0 | 0 | 0
00 Ret.SCR & DryFGD | 0 | 0 | 0 | 0 | 0 | 0 | 0
00 Ret.SCR & DryFGD & ACI | 0 | 0 | 0 | 0 | 0 | 0 | 0
00 Ret.SCR & DryFGD & CCS | 0 | 0 | 0 | 0 | 0 | 0 | 0
00 Ret.SCR & DryFGD & HRI | 0 | 0 | 0 | 0 | 0 | 0 | 0
00 Ret.SCR & DSI | 0 | 0 | 0 | 0 | 0 | 0 | 0
00 Ret.SCR & DSI & DryFGD | 0 | 0 | 0 | 0 | 0 | 0 | 0
00 Ret.SCR & DSI & DryFGD & HRI | 0 | 0 | 0 | 0 | 0 | 0 | 0
00 Ret.SCR & DSI & HRI | 0 | 0 | 0 | 0 | 0 | 0 | 0
00 Ret.SCR & DSI & WetFGD | 0 | 0 | 0 | 0 | 0 | 0 | 0
00 Ret.SCR & DSI & WetFGD & HRI | 0 | 0 | 0 | 0 | 0 | 0 | 0
00 Ret.SCR & HRI | 0 | 0 | 0 | 0 | 0 | 0 | 0
00 Ret.SCR & WetFGD | 0 | 0 | 0 | 0 | 0 | 0 | 0
00 Ret.SCR & WetFGD & ACI | 0 | 0 | 0 | 0 | 0 | 0 | 0
00 Ret.SCR & WetFGD & CCS | 0 | 0 | 0 | 0 | 0 | 0 | 0
00 Ret.SCR & WetFGD & HRI | 0 | 0 | 0 | 0 | 0 | 0 | 0
00 Ret.SNCR | 0 | 0 | 0 | 0 | 0 | 0 | 0
00 Ret.SNCR & DryFGD | 0 | 0 | 0 | 0 | 0 | 0 | 0
00 Ret.SNCR & DryFGD & ACI | 0 | 0 | 0 | 0 | 0 | 0 | 0
00 Ret.SNCR & DryFGD & ACI & HRI | 0 | 0 | 0 | 0 | 0 | 0 | 0
00 Ret.SNCR & DryFGD & CCS | 0 | 0 | 0 | 0 | 0 | 0 | 0
00 Ret.SNCR & DryFGD & HRI | 0 | 0 | 0 | 0 | 0 | 0 | 0
00 Ret.SNCR & DSI | 0 | 0 | 0 | 0 | 0 | 0 | 0
00 Ret.SNCR & DSI & HRI | 0 | 0 | 0 | 0 | 0 | 0 | 0
00 Ret.SNCR & HRI | 0 | 0 | 0 | 0 | 0 | 0 | 0
00 Ret.SNCR & WetFGD | 0 | 0 | 0 | 0 | 0 | 0 | 0
00 Ret.SNCR & WetFGD & ACI | 0 | 0 | 0 | 0 | 0 | 0 | 0
00 Ret.SNCR & WetFGD & ACI & HRI | 0 | 0 | 0 | 0 | 0 | 0 | 0
00 Ret.SNCR & WetFGD & CCS | 0 | 0 | 0 | 0 | 0 | 0 | 0
00 Ret.SNCR & WetFGD & HRI | 0 | 0 | 0 | 0 | 0 | 0 | 0
00 Ret.WetFGD | 0 | 0 | 0 | 0 | 0 | 0 | 0
00 Ret.WetFGD & CCS | 0 | 0 | 0 | 0 | 0 | 0 | 0
00 Ret.WetFGD & HRI | 0 | 0 | 0 | 0 | 0 | 0 | 0
00 Ret.FB & HRI | 0 | 0 | 0 | 0 | 0 | 0 | 0
00 Ret.FB DryFGD | 0 | 0 | 0 | 0 | 0 | 0 | 0
00 Ret.FB DryFGD & HRI | 0 | 0 | 0 | 0 | 0 | 0 | 0
00 Ret.FB DryFGD & SNCR | 0 | 0 | 0 | 0 | 0 | 0 | 0
00 Ret.FB-Exist ACI & DryFGD & HRI | 0 | 0 | 0 | 0 | 0 | 0 | 0
00 Ret.FB-Exist ACI_DSI & DryFGD & SNCR | 0 | 0 | 0 | 0 | 0 | 0 | 0
00 Ret.FB-Exist ACI_DSI & SNCR | 0 | 0 | 0 | 0 | 0 | 0 | 0
00 Ret.FB-ExistACI & HRI | 0 | 0 | 0 | 0 | 0 | 0 | 0
00 Ret.FB-ExistACI_DSI & DryFGD | 0 | 0 | 0 | 0 | 0 | 0 | 0
00 Ret.FB-ExistACI_DSI & DryFGD & HRI | 0 | 0 | 0 | 0 | 0 | 0 | 0
00 Ret.FB-ExistACI_DSI & DryFGD & SNCR | 0 | 0 | 0 | 0 | 0 | 0 | 0
00 Ret.FB-ExistACI_DSI & DryFGD & SNCR & HRI | 0 | 0 | 0 | 0 | 0 | 0 | 0
00 Ret.FB-ExistACI_DSI & HRI | 0 | 0 | 0 | 0 | 0 | 0 | 0
00 Ret.FB-ExistACI_DSI & SNCR & HRI | 0 | 0 | 0 | 0 | 0 | 0 | 0
00 Ret.FB-ExistDryFGD & HRI | 0 | 0 | 0 | 0 | 0 | 0 | 0
00 Ret.FB-ExistDryFGD_ACI & HRI | 0 | 0 | 0 | 0 | 0 | 0 | 0
00 Ret.FB-ExistDryFGD_ACI & HRI & CCS | 0 | 0 | 0 | 0 | 0 | 0 | 0
00 Ret.FB-ExistDryFGD_ACI & SNCR | 0 | 0 | 0 | 0 | 0 | 0 | 0
00 Ret.FB-ExistDryFGD_ACI & SNCR & HRI | 0 | 0 | 0 | 0 | 0 | 0 | 0
00 Ret.FB-ExistDryFGD_DSI & HRI | 0 | 0 | 0 | 0 | 0 | 0 | 0
00 Ret.FB-ExistDryFGD_DSI & SNCR | 0 | 0 | 0 | 0 | 0 | 0 | 0
00 Ret.FB-ExistDryFGD_DSI & SNCR & HRI | 0 | 0 | 0 | 0 | 0 | 0 | 0
00 Ret.FB-ExistDryFGD_SNCR & HRI | 0 | 0 | 0 | 0 | 0 | 0 | 0
00 Ret.FB-ExistDryFGD_SNCR_ACI & HRI | 0 | 0 | 0 | 0 | 0 | 0 | 0
00 Ret.FB-ExistDryFGD_SNCR_ACI & HRI & CCS | 0 | 0 | 0 | 0 | 0 | 0 | 0
00 Ret.FB-ExistDryFGD_SNCR_ACI_DSI & HRI | 0 | 0 | 0 | 0 | 0 | 0 | 0
00 Ret.FB-ExistDryFGD_SNCR_ACI_DSI & HRI & CCS | 0 | 0 | 0 | 0 | 0 | 0 | 0
00 Ret.FB-ExistWetFGD_SNCR_ACI & HRI | 0 | 0 | 0 | 0 | 0 | 0 | 0
00 Ret.FB-ExistWetFGD_SNCR_ACI & HRI & CCS | 0 | 0 | 0 | 0 | 0 | 0 | 0
00 Ret.FB-ExistDryFGD_SNCR_DSI & HRI | 0 | 0 | 0 | 0 | 0 | 0 | 0
00 Ret.FB-ExistDSI & DryFGD | 0 | 0 | 0 | 0 | 0 | 0 | 0
00 Ret.FB-ExistDSI & DryFGD & HRI | 0 | 0 | 0 | 0 | 0 | 0 | 0
00 Ret.FB-ExistDSI & DryFGD & SNCR | 0 | 0 | 0 | 0 | 0 | 0 | 0
00 Ret.FB-ExistDSI & DryFGD & SNCR & HRI | 0 | 0 | 0 | 0 | 0 | 0 | 0
00 Ret.FB-ExistDSI & HRI | 0 | 0 | 0 | 0 | 0 | 0 | 0
00 Ret.FB-ExistDSI & SNCR | 0 | 0 | 0 | 0 | 0 | 0 | 0
00 Ret.FB-ExistDSI & SNCR & HRI | 0 | 0 | 0 | 0 | 0 | 0 | 0
00 Ret.FB-ExistSNCR & DryFGD | 0 | 0 | 0 | 0 | 0 | 0 | 0
00 Ret.FB-ExistSNCR & DryFGD & HRI | 0 | 0 | 0 | 0 | 0 | 0 | 0
00 Ret.FB-ExistSNCR & HRI | 0 | 0 | 0 | 0 | 0 | 0 | 0
00 Ret.FB-ExistSNCR_ACI & HRI | 0 | 0 | 0 | 0 | 0 | 0 | 0
00 Ret.FB-ExistSNCR_ACI_DSI & DryFGD | 0 | 0 | 0 | 0 | 0 | 0 | 0
00 Ret.FB-ExistSNCR_ACI_DSI & DryFGD & HRI | 0 | 0 | 0 | 0 | 0 | 0 | 0
00 Ret.FB-ExistSNCR_ACI_DSI & HRI | 0 | 0 | 0 | 0 | 0 | 0 | 0
00 Ret.FB-ExistSNCR_DryFGD & HRI | 0 | 0 | 0 | 0 | 0 | 0 | 0
00 Ret.FB-ExistSNCR_DryFGD_ACI & HRI | 0 | 0 | 0 | 0 | 0 | 0 | 0
00 Ret.FB-ExistSNCR_DryFGD_ACI & HRI & CCS | 0 | 0 | 0 | 0 | 0 | 0 | 0
00 Ret.FB-ExistSNCR_DSI & DryFGD | 0 | 0 | 0 | 0 | 0 | 0 | 0
00 Ret.FB-ExistSNCR_DSI & DryFGD & HRI | 0 | 0 | 0 | 0 | 0 | 0 | 0
00 Ret.FB-ExistSNCR_DSI & HRI | 0 | 0 | 0 | 0 | 0 | 0 | 0
00 Ret.FB-ExistSNCR_WetFGD & HRI | 0 | 0 | 0 | 0 | 0 | 0 | 0
00 Ret.FB-ExistSNCR_WetFGD & HRI & CCS | 0 | 0 | 0 | 0 | 0 | 0 | 0
00 Ret.FB-ExistWetFGD_DSI & HRI | 0 | 0 | 0 | 0 | 0 | 0 | 0
00 Ret.FB-ExistWetFGD_DSI & SNCR | 0 | 0 | 0 | 0 | 0 | 0 | 0
00 Ret.FB-ExistWetFGD_DSI & SNCR & HRI | 0 | 0 | 0 | 0 | 0 | 0 | 0
00 Ret.FB-SNCR | 0 | 0 | 0 | 0 | 0 | 0 | 0
00 Ret.Oil/Gas Steam SCR | 0 | 0 | 0 | 0 | 0 | 0 | 0
00 Ret.ExistACI & NGC | 0 | 0 | 0 | 0 | 0 | 0 | 0
00 Ret.ExistACI_DSI & NGC | 0 | 0 | 0 | 0 | 0 | 0 | 0
00 Ret.ExistDryFGD & NGC | 0 | 0 | 0 | 0 | 0 | 0 | 0
00 Ret.ExistDryFGD_ACI & NGC | 0 | 0 | 0 | 0 | 0 | 0 | 0
00 Ret.ExistDryFGD_DSI & NGC | 0 | 0 | 0 | 0 | 0 | 0 | 0
00 Ret.ExistDryFGD_SNCR_ACI_DSI & NGC | 0 | 0 | 0 | 0 | 0 | 0 | 0
00 Ret.ExistDSI & NGC | 0 | 0 | 0 | 0 | 0 | 0 | 0
00 Ret.ExistSCR_ACI & NGC | 0 | 0 | 0 | 0 | 0 | 0 | 0
00 Ret.ExistSCR_ACI_DSI & NGC | 0 | 0 | 0 | 0 | 0 | 0 | 0
00 Ret.ExistSCR_DryFGD & NGC | 0 | 0 | 0 | 0 | 0 | 0 | 0
00 Ret.ExistSCR_DryFGD_ACI & NGC | 0 | 0 | 0 | 0 | 0 | 0 | 0
00 Ret.ExistSCR_DryFGD_ACI_DSI & NGC | 0 | 0 | 0 | 0 | 0 | 0 | 0
00 Ret.ExistSCR_WetFGD & NGC | 0 | 0 | 0 | 0 | 0 | 0 | 0
00 Ret.ExistSCR_WetFGD_ACI & NGC | 0 | 0 | 0 | 0 | 0 | 0 | 0
00 Ret.ExistSCR_WetFGD_ACI_DSI & NGC | 0 | 0 | 0 | 0 | 0 | 0 | 0
00 Ret.ExistSCR_WetFGD_DSI & NGC | 0 | 0 | 0 | 0 | 0 | 0 | 0
00 Ret.ExistSNCR & NGC | 0 | 0 | 0 | 0 | 0 | 0 | 0
00 Ret.ExistSNCR_ACI & NGC | 0 | 0 | 0 | 0 | 0 | 0 | 0
00 Ret.ExistSNCR_ACI_DSI & NGC | 0 | 0 | 0 | 0 | 0 | 0 | 0
00 Ret.ExistSNCR_DryFGD & NGC | 0 | 0 | 0 | 0 | 0 | 0 | 0
00 Ret.ExistSNCR_DryFGD_ACI & NGC | 0 | 0 | 0 | 0 | 0 | 0 | 0
00 Ret.ExistSNCR_DSI & NGC | 0 | 0 | 0 | 0 | 0 | 0 | 0
00 Ret.ExistSNCR_WetFGD & NGC | 0 | 0 | 0 | 0 | 0 | 0 | 0
00 Ret.ExistSNCR_WetFGD_ACI & NGC | 0 | 0 | 0 | 0 | 0 | 0 | 0
00 Ret.ExistSNCR_WetFGD_ACI_DSI & NGC | 0 | 0 | 0 | 0 | 0 | 0 | 0
00 Ret.ExistWetFGD & NGC | 0 | 0 | 0 | 0 | 0 | 0 | 0
00 Ret.ExistWetFGD_ACI & NGC | 0 | 0 | 0 | 0 | 0 | 0 | 0
00 Ret.ExistWetFGD_ACI_DSI & NGC | 0 | 0 | 0 | 0 | 0 | 0 | 0
00 Ret.ExistWetFGD_DSI & NGC | 0 | 0 | 0 | 0 | 0 | 0 | 0
00 Ret.FB-ExistDryFGD_DSI & NGC | 0 | 0 | 0 | 0 | 0 | 0 | 0
00 Ret.FB-ExistDryFGD_SNCR_DSI & NGC | 0 | 0 | 0 | 0 | 0 | 0 | 0
00 Ret.NGC | 0 | 0 | 0 | 0 | 0 | 0 | 0
00 CC Retirement | 0 | 0 | 0 | 0 | 0 | 0 | 0
00 New CC Retirement | 0 | 0 | 0 | 0 | 0 | 0 | 0
00 CT Retirement | 0 | 0 | 0 | 0 | 0 | 0 | 0
00 O/G Retirement | 0 | 0 | 0 | 0 | 0 | 0 | 0
00 Coal Retirement | 0 | 0 | 0 | 0 | 0 | 0 | 0
00 IGCC Retirement | 0 | 0 | 0 | 0 | 0 | 0 | 0
00 Nuke Retirement | 0 | 0 | 0 | 0 | 0 | 0 | 0
00 Biomass Retirement | 0 | 0 | 0 | 0 | 0 | 0 | 0
00 Fossil_Other Retirement | 0 | 0 | 0 | 0 | 0 | 0 | 0
00 Fuel Cell Retirement | 0 | 0 | 0 | 0 | 0 | 0 | 0
00 Geothermal Retirement | 0 | 0 | 0 | 0 | 0 | 0 | 0
00 Hydro Retirement | 0 | 0 | 0 | 0 | 0 | 0 | 0
00 Landfill Gas Retirement | 0 | 0 | 0 | 0 | 0 | 0 | 0
00 Non Fossil_Other Retirement | 0 | 0 | 0 | 0 | 0 | 0 | 0
00 Exist Dummy | 0 | 0 | 0 | 0 | 0 | 0 | 0
Total | 4464268.1427 | 4583756.6327 | 4905034.7392 | 5242543.1673 | 5594344.4005 | 5983763.9916 | 6353027.8627
12a. Generation by Fuel Type [GWh]
Biomass | 4356.9734 | 235.9246 | 449.5071 | 143.7759 | 111.091 | 101.389 | 101.1139
Coal | 617184.5397 | 540558.2709 | 452137.3646 | 329439.8576 | 274043.8352 | 162124.7289 | 166061.0945
EnerStor | 38141.4021 | 48556.4964 | 71245.6937 | 85455.2068 | 98183.5114 | 119060.1929 | 127058.7429
Fwaste | 3892.453 | 3569.1775 | 3569.1775 | 3569.1775 | 3569.1775 | 3569.1775 | 3569.1775
Geothermal | 20247.6271 | 20247.6271 | 20247.6271 | 20247.6271 | 20247.6271 | 20539.4139 | 20539.4139
Hydro | 275333.4173 | 281704.956 | 297431.3441 | 312374.2916 | 313421.1351 | 313421.1351 | 313421.1351
LF Gas | 19500.0584 | 17264.9844 | 18204.9881 | 18894.027 | 22678.9464 | 26854.3761 | 29715.961
MSW | 12570.2355 | 12269.1987 | 12197.2986 | 12168.8711 | 12217.7838 | 12086.2103 | 12083.9806
NaturalGas | 1801525.6376 | 1815399.4171 | 1907076.1348 | 1837936.3771 | 1711146.3787 | 1677225.7209 | 1710438.9863
Non-Fossil | 9797.9809 | 9797.9809 | 9797.9809 | 9797.9809 | 9797.9809 | 9797.9809 | 9797.9809
Nuclear | 694555.9872 | 628482.0476 | 486521.1421 | 473799.73 | 450272.263 | 228912.1657 | 228912.1657
Oil | 19.2157 | 28.9162 | 17.479 | 0.14445 | 0.065291 | 0 | 0
Pet. Coke | 12104.432 | 12057.4537 | 12395.8911 | 1872.482 | 1568.9596 | 483.522 | 483.522
Pumps | 23228.2246 | 23225.5671 | 27080.672 | 29625.9969 | 31389.7754 | 32569.867 | 32884.7811
Solar | 273608.049 | 348861.2526 | 529818.8576 | 645028.7937 | 763943.7899 | 938687.1749 | 984576.0563
Tires | 135.1384 | 135.1384 | 135.1384 | 135.1384 | 135.1384 | 135.1384 | 135.1384
Waste Coal | 5116.061 | 5251.0619 | 5157.0673 | 5435.914 | 4543.389 | 4266.118 | 4336.6363
Wind | 559592.0187 | 712350.4245 | 919461.1821 | 1292645.8828 | 1678756.0318 | 2198172.3256 | 2425527.9488
None | 0 | 0 | 0 | 0 | 0 | 0 | 0
Solar-DER | 92484.1549 | 102886.2004 | 131215.6568 | 163097.3559 | 197442.9844 | 234882.8182 | 282509.491
Hydrogen | 874.5365 | 874.5365 | 874.5365 | 874.5365 | 874.5365 | 874.5365 | 874.5365
Total | 4464268.1427 | 4583756.6327 | 4905034.7392 | 5242543.1673 | 5594344.4005 | 5983763.9916 | 6353027.8627
13. Generation by Capacity Reporting Type [TBtu]
00 New Combined Cycle | 508.2738 | 523.1456 | 901.2184 | 1261.0572 | 1420.6523 | 2029.7139 | 2219.5118
00 New Combined Cycle with CCS Retrofit | 0 | 0 | 0 | 0 | 0 | 0 | 0
00 New Combined Cycle with CCS | 0 | 0 | 0 | 0 | 0 | 0 | 0
00 New Combustion Turbine | 165.119 | 192.302 | 273.474 | 343.6898 | 410.5734 | 493.8706 | 556.1761
00 New Hydro | 0 | 21.7397 | 75.3981 | 126.3835 | 129.9553 | 129.9553 | 129.9553
00 New Nuclear | 0 | 0 | 0 | 0 | 0 | 0 | 0
00 New Small Modular Reactor | 0 | 0 | 0 | 0 | 0 | 0 | 0
00 New Biomass | 1.1536 | 0.0077992 | 0.0027923 | 0 | 0 | 0 | 0
00 New Geothermal | 12.3305 | 12.3305 | 12.3305 | 12.3305 | 12.3305 | 13.3261 | 13.3261
00 New Landfill Gas | 31.0328 | 27.7207 | 31.3092 | 35.6195 | 47.0708 | 63.2353 | 72.6858
00 New Battery Storage | 118.1528 | 153.6566 | 230.3492 | 279.8229 | 323.4 | 394.4271 | 421.3736
00 New Offshore Wind | 110.1214 | 184.9786 | 395.1333 | 475.8227 | 626.4831 | 725.5591 | 836.9039
00 New Onshore Wind | 635.8174 | 1082.1719 | 1578.6791 | 2771.2959 | 3938.0433 | 5611.2157 | 6275.6083
00 New Solar PV | 631.5664 | 885.7421 | 1420.8069 | 1751.0834 | 2127.5119 | 2728.9842 | 2887.4582
00 New Solar Thermal | 0 | 2.5882 | 84.968 | 147.7878 | 177.0973 | 171.8494 | 169.9483
00 New Fuel Cell | 2.4199 | 2.4175 | 2.2392 | 1.9472 | 1.8889 | 1.8474 | 1.9114
00 New Ultrasupercritical Coal without CCS | 0 | 0 | 0 | 0 | 0 | 0 | 0
00 New Ultrasupercritical Coal with 30% CCS | 0 | 0 | 0 | 0 | 0 | 0 | 0
00 New Ultrasupercritical Coal with 90% CCS | 0 | 0 | 0 | 0 | 0 | 0 | 0
00 Exist & New Distributed Solar PV | 315.5559 | 351.0477 | 447.7078 | 556.4882 | 673.6755 | 801.4202 | 963.9224
00 Exist Combined Cycle | 5217.019 | 5138.4218 | 5023.0519 | 4463.8635 | 3870.8471 | 3083.0721 | 2938.39
00 Exist Combustion Turbine | 128.8847 | 136.4429 | 155.0814 | 95.0929 | 72.171 | 61.2275 | 60.0921
00 Exist Coal Steam_Uncontrolled | 10.5295 | 10.2388 | 10.5334 | 9.7735 | 7.9798 | 6.5334 | 6.5336
00 Exist Coal Steam_ACI | 178.4316 | 146.4799 | 102.9326 | 74.8256 | 45.4587 | 31.7688 | 30.773
00 Exist Coal Steam_ACI_DSI | 52.0108 | 21.5714 | 17.6075 | 17.475 | 16.0636 | 10.7136 | 10.7136
00 Exist Coal Steam_DryFGD | 0 | 0 | 0 | 0 | 0 | 0 | 0
00 Exist Coal Steam_DryFGD_ACI | 125.3556 | 67.1146 | 52.0762 | 35.813 | 33.0203 | 21.4637 | 22.7356
00 Exist Coal Steam_DryFGD_DSI | 0 | 0 | 0 | 0 | 0 | 0 | 0
00 Exist Coal Steam_DryFGD_SCR | 0 | 0 | 0 | 0 | 0 | 0 | 0
00 Exist Coal Steam_DryFGD_SCR_ACI | 144.66 | 139.2589 | 141.2208 | 105.1779 | 106.3971 | 69.7441 | 74.4682
00 Exist Coal Steam_DryFGD_SCR_DSI | 5.7508 | 5.1982 | 0 | 0 | 0 | 0 | 0
00 Exist Coal Steam_DryFGD_SCR_ACI_DSI | 19.8153 | 16.6817 | 16.6817 | 16.6817 | 14.3216 | 11.3197 | 11.3197
00 Exist Coal Steam_DryFGD_SNCR_ACI | 51.8286 | 41.2328 | 41.2328 | 39.2456 | 36.7362 | 22.3606 | 22.2139
00 Exist Coal Steam_DryFGD_SNCR_ACI_DSI | 11.2412 | 11.7969 | 0 | 0 | 0 | 0 | 0
00 Exist Coal Steam_DSI | 21.0553 | 21.6986 | 0 | 0 | 0 | 0 | 0
00 Exist Coal Steam_SCR_ACI | 74.7364 | 72.7307 | 75.5704 | 71.7984 | 79.1626 | 50.6253 | 51.6623
00 Exist Coal Steam_SCR_ACI_DSI | 6.2822 | 6.2073 | 4.0331 | 4.03 | 3.6004 | 0 | 0
00 Exist Coal Steam_SNCR | 0.38149 | 0.38149 | 0.38149 | 0.38149 | 0.38149 | 0.33465 | 0.33467
00 Exist Coal Steam_SCR | 0 | 0 | 0 | 0 | 0 | 0 | 0
00 Exist Coal Steam_SNCR_ACI | 0 | 0 | 0 | 0 | 0 | 0 | 0
00 Exist Coal Steam_SNCR_ACI_DSI | 7.38 | 6.4273 | 16.2046 | 14.8378 | 0 | 0 | 0
00 Exist Coal Steam_WetFGD | 65.2121 | 57.7174 | 58.4769 | 36.6112 | 3.6845 | 0.070954 | 0.070954
00 Exist Coal Steam_WetFGD_ACI | 105.6742 | 123.5792 | 129.0408 | 119.3807 | 119.0029 | 63.8241 | 65.1483
00 Exist Coal Steam_WetFGD_ACI_DSI | 17.6635 | 16.1941 | 10.3488 | 11.9971 | 0.79414 | 0 | 0
00 Exist Coal Steam_WetFGD_DSI | 0 | 0 | 0 | 0 | 0 | 0 | 0
00 Exist Coal Steam_WetFGD_SCR | 626.2294 | 560.5743 | 520.0887 | 257.9902 | 229.6548 | 128.272 | 129.1055
00 Exist Coal Steam_WetFGD_SCR_DSI | 14.948 | 0 | 0 | 0 | 0 | 0 | 0
00 Exist Coal Steam_WetFGD_SCR_ACI | 304.0567 | 305.7654 | 233.0072 | 173.1071 | 161.8318 | 93.6283 | 98.67
00 Exist Coal Steam_WetFGD_SCR_ACI_DSI | 125.941 | 128.6772 | 88.2247 | 76.5098 | 23.2089 | 0 | 0
00 Exist Coal Steam_WetFGD_SNCR | 12.3354 | 12.3337 | 12.325 | 12.325 | 10.9851 | 1.3553 | 1.3484
00 Exist Coal Steam_WetFGD_SNCR_ACI | 128.1224 | 65.3119 | 19.9818 | 15.1729 | 14.4985 | 14.4985 | 14.4985
00 Exist Coal Steam_WetFGD_SNCR_ACI_DSI | 0 | 0 | 0 | 0 | 0 | 0 | 0
00 Exist FBC_ACI_DSI | 1.6264 | 1.3151 | 1.3151 | 1.3151 | 1.3151 | 1.3151 | 1.3151
00 Exist FBC_DryFGD_ACI | 0.79058 | 0.68375 | 1.6179 | 1.6176 | 1.6181 | 0 | 0
00 Exist FBC_DryFGD_DSI | 0.28781 | 0.24856 | 0.24856 | 0.16736 | 0.16736 | 0.49896 | 0.43048
00 Exist FBC_DryFGD_SNCR | 12.4693 | 13.3808 | 14.0436 | 9.1438 | 11.9099 | 14.7476 | 16.009
00 Exist FBC_DryFGD_SNCR_ACI | 3.3932 | 4.192 | 2.7221 | 9.9834 | 5.9357 | 0 | 0
00 Exist FBC_DryFGD_SNCR_ACI_DSI | 2.284 | 2.284 | 2.284 | 2.284 | 2.0073 | 2.0075 | 2.0076
00 Exist FBC_DryFGD_SNCR_DSI | 0.51758 | 0.44699 | 0.51758 | 0.30437 | 0.30398 | 0.83631 | 0
00 Exist FBC_DSI | 3.1773 | 2.3753 | 3.0132 | 3.4873 | 3.2943 | 1.5806 | 1.6044
00 Exist FBC_SCR | 0.055023 | 0.044497 | 0.11996 | 0.11013 | 0 | 0 | 0
00 Exist FBC_SNCR | 0 | 0 | 0 | 0 | 0 | 0 | 0
00 Exist FBC_SNCR_ACI | 0.055094 | 0.044653 | 0.13437 | 0.13436 | 0 | 0 | 0
00 Exist FBC_SNCR_ACI_DSI | 0.91162 | 0.91162 | 0.91162 | 0.91162 | 0.91162 | 0.91162 | 0.91162
00 Exist FBC_SNCR_DSI | 13.1271 | 12.5596 | 11.4865 | 12.1915 | 7.7708 | 6.764 | 6.9721
00 Exist FBC_Uncontrolled | 0 | 0 | 0 | 0 | 0 | 0 | 0
00 Exist FBC_WetFGD_DSI | 0.72301 | 0.99599 | 1.28 | 1.28 | 1.28 | 1.28 | 1.28
00 Exist IGCC | 13.7243 | 13.0382 | 0 | 0 | 0 | 0 | 0
00 Exist Fossil_Other | 13.281 | 12.178 | 12.178 | 12.178 | 12.178 | 12.178 | 12.178
00 Exist Fuel Cell | 0.00097959 | 0.048786 | 0.24166 | 0.18358 | 0.10098 | 0.097477 | 0.10241
00 Exist Hydro | 939.4376 | 939.4376 | 939.4376 | 939.4376 | 939.4376 | 939.4376 | 939.4376
00 Exist Non Fossil_Other | 76.7814 | 75.7543 | 75.509 | 75.412 | 75.5789 | 75.13 | 75.1223
00 Exist Nuclear | 2369.825 | 2144.3807 | 1660.0101 | 1616.6047 | 1536.329 | 781.0483 | 781.0483
00 Exist Oil/Gas Steam | 105.2788 | 100.6066 | 61.4003 | 29.0152 | 14.4418 | 13.5227 | 13.8346
00 Exist Oil/Gas Steam_SCR | 11.5506 | 7.9441 | 0.48306 | 0.087263 | 0.03823 | 0.042913 | 0.03997
00 Exist Oil/Gas Steam_SNCR | 8.3768 | 9.5957 | 3.9314 | 1.0674 | 1.0747 | 0.92075 | 0.92181
00 Exist Biomass | 13.7124 | 0.79718 | 1.5309 | 0.49056 | 0.37904 | 0.34594 | 0.345
00 Exist Landfill Gas | 35.5014 | 31.1874 | 30.8062 | 28.8469 | 30.3098 | 28.3919 | 28.7051
00 Exist Geothermal | 56.7544 | 56.7544 | 56.7544 | 56.7544 | 56.7544 | 56.7544 | 56.7544
00 Exist Pump Storage | 79.2547 | 79.2456 | 92.3993 | 101.0839 | 107.1019 | 111.1284 | 112.2029
00 Exist Energy Storage | 1.9847 | 2.0173 | 2.7402 | 2.7028 | 2.5547 | 2.7589 | 3.1034
00 Exist Solar PV | 292.6598 | 292.6598 | 292.6425 | 292.6425 | 292.6425 | 292.6425 | 292.6425
00 Exist Solar Thermal | 9.3245 | 9.3245 | 9.3245 | 9.3245 | 9.3245 | 9.3245 | 9.3245
00 Exist Offshore Wind | 0.37832 | 0.37832 | 0.37832 | 0.37832 | 0.37832 | 0.37832 | 0.37832
00 Exist Onshore Wind | 1163.0108 | 1163.0108 | 1163.0108 | 1163.0108 | 1163.0108 | 1163.0108 | 1163.0108
00 International Imports | 10.0009 | 10.0009 | 10.0009 | 9.0474 | 9.0474 | 9.0474 | 9.0474
00 Ret.ACI | 0 | 0 | 0 | 0 | 0 | 0 | 0
00 Ret.ACI & DryFGD | 0 | 0 | 0 | 0 | 0 | 0 | 0
00 Ret.ACI & DryFGD & HRI | 0 | 0 | 0 | 0 | 0 | 0 | 0
00 Ret.ACI & DSI | 0 | 0 | 0 | 0 | 0 | 0 | 0
00 Ret.ACI & DSI & DryFGD | 0 | 0 | 0 | 0 | 0 | 0 | 0
00 Ret.ACI & DSI & DryFGD & HRI | 0 | 0 | 0 | 0 | 0 | 0 | 0
00 Ret.ACI & DSI & HRI | 0 | 0 | 0 | 0 | 0 | 0 | 0
00 Ret.ACI & DSI & WetFGD & HRI | 0 | 0 | 0 | 0 | 0 | 0 | 0
00 Ret.ACI & HRI | 0 | 0 | 0 | 0 | 0 | 0 | 0
00 Ret.ACI & SCR | 0 | 0 | 0 | 0 | 0 | 0 | 0
00 Ret.ACI & SCR & DryFGD & HRI | 0 | 0 | 0 | 0 | 0 | 0 | 0
00 Ret.ACI & SCR & DSI | 0 | 0 | 0 | 0 | 0 | 0 | 0
00 Ret.ACI & SCR & DSI & DryFGD | 0 | 0 | 0 | 0 | 0 | 0 | 0
00 Ret.ACI & SCR & DSI & DryFGD & HRI | 0 | 0 | 0 | 0 | 0 | 0 | 0
00 Ret.ACI & SCR & DSI & HRI | 0 | 0 | 0 | 0 | 0 | 0 | 0
00 Ret.ACI & SCR & DSI & WetFGD | 0 | 0 | 0 | 0 | 0 | 0 | 0
00 Ret.ACI & SCR & DSI & WetFGD & HRI | 0 | 0 | 0 | 0 | 0 | 0 | 0
00 Ret.ACI & SCR & HRI | 0 | 0 | 0 | 0 | 0 | 0 | 0
00 Ret.ACI & SCR & WetFGD & HRI | 0 | 0 | 0 | 0 | 0 | 0 | 0
00 Ret.ACI & SNCR | 0 | 0 | 0 | 0 | 0 | 0 | 0
00 Ret.ACI & SNCR & DSI | 0 | 0 | 0 | 0 | 0 | 0 | 0
00 Ret.ACI & SNCR & DSI & DryFGD | 0 | 0 | 0 | 0 | 0 | 0 | 0
00 Ret.ACI & SNCR & DSI & DryFGD & HRI | 0 | 0 | 0 | 0 | 0 | 0 | 0
00 Ret.ACI & SNCR & DSI & HRI | 0 | 0 | 0 | 0 | 0 | 0 | 0
00 Ret.ACI & SNCR & DSI & WetFGD | 0 | 0 | 0 | 0 | 0 | 0 | 0
00 Ret.ACI & SNCR & DSI & WetFGD & HRI | 0 | 0 | 0 | 0 | 0 | 0 | 0
00 Ret.ACI & SNCR & HRI | 0 | 0 | 0 | 0 | 0 | 0 | 0
00 Ret.ACI & WetFGD | 0 | 0 | 0 | 0 | 0 | 0 | 0
00 Ret.ACI & WetFGD & DSI | 0 | 0 | 0 | 0 | 0 | 0 | 0
00 Ret.ACI & WetFGD & HRI | 0 | 0 | 0 | 0 | 0 | 0 | 0
00 Ret.C2G | 2.9315 | 3.038 | 5.6036 | 3.0229 | 3.5909 | 4.1056 | 10.7631
00 Ret.C2G & SCR | 0 | 0 | 0 | 0 | 0 | 0 | 0
00 Ret.CCG | 0 | 83.2624 | 83.2624 | 74.9965 | 45.7122 | 37.2571 | 37.2585
00 Ret.DryFGD | 0 | 0 | 0 | 0 | 0 | 0 | 0
00 Ret.DryFGD & CCS | 0 | 0 | 0 | 0 | 0 | 0 | 0
00 Ret.DryFGD & HRI | 0 | 0 | 0 | 0 | 0 | 0 | 0
00 Ret.DSI | 0 | 0 | 0 | 0 | 0 | 0 | 0
00 Ret.DSI & DryFGD | 0 | 0 | 0 | 0 | 0 | 0 | 0
00 Ret.DSI & DryFGD & HRI | 0 | 0 | 0 | 0 | 0 | 0 | 0
00 Ret.DSI & HRI | 0 | 0 | 0 | 0 | 0 | 0 | 0
00 Ret.ExistACI & DryFGD | 0 | 0 | 0 | 0 | 0 | 0 | 0
00 Ret.ExistACI & DryFGD & CCS | 0 | 0 | 0 | 0 | 0 | 0 | 0
00 Ret.ExistACI & DryFGD & HRI | 0 | 0 | 0 | 0 | 0 | 0 | 0
00 Ret.ExistACI & DryFGD & HRI & CCS | 0 | 0 | 0 | 0 | 0 | 0 | 0
00 Ret.ExistACI & DSI | 0 | 0 | 0 | 0 | 0 | 0 | 0
00 Ret.ExistACI & DSI & DryFGD | 0 | 0 | 0 | 0 | 0 | 0 | 0
00 Ret.ExistACI & DSI & DryFGD & HRI | 0 | 0 | 0 | 0 | 0 | 0 | 0
00 Ret.ExistACI & DSI & HRI | 0 | 0 | 0 | 0 | 0 | 0 | 0
00 Ret.ExistACI & HRI | 0 | 0 | 0 | 0 | 0 | 0 | 0
00 Ret.ExistACI & HRI & WetFGD | 0 | 0 | 0 | 0 | 0 | 0 | 0
00 Ret.ExistACI & SCR | 0 | 0 | 0 | 0 | 0 | 0 | 0
00 Ret.ExistACI & SCR & DryFGD | 0 | 0 | 0 | 0 | 0 | 0 | 0
00 Ret.ExistACI & SCR & DryFGD & CCS | 0 | 0 | 0 | 0 | 0 | 0 | 0
00 Ret.ExistACI & SCR & DryFGD & HRI | 0 | 0 | 0 | 0 | 0 | 0 | 0
00 Ret.ExistACI & SCR & DryFGD & HRI & CCS | 0 | 0 | 0 | 0 | 0 | 0 | 0
00 Ret.ExistACI & SCR & DSI | 0 | 0 | 0 | 0 | 0 | 0 | 0
00 Ret.ExistACI & SCR & DSI & DryFGD | 0 | 0 | 0 | 0 | 0 | 0 | 0
00 Ret.ExistACI & SCR & DSI & DryFGD & HRI | 0 | 0 | 0 | 0 | 0 | 0 | 0
00 Ret.ExistACI & SCR & DSI & HRI | 0 | 0 | 0 | 0 | 0 | 0 | 0
00 Ret.ExistACI & SCR & HRI | 0 | 0 | 0 | 0 | 0 | 0 | 0
00 Ret.ExistACI & SCR & WetFGD | 0 | 0 | 0 | 0 | 0 | 0 | 0
00 Ret.ExistACI & SCR & WetFGD & CCS | 0 | 0 | 0 | 0 | 0 | 0 | 0
00 Ret.ExistACI & SCR & WetFGD & HRI | 0 | 0 | 0 | 0 | 0 | 0 | 0
00 Ret.ExistACI & SCR & WetFGD & HRI & CCS | 0 | 0 | 0 | 0 | 0 | 0 | 0
00 Ret.ExistACI & SNCR | 0 | 0 | 0 | 0 | 0 | 0 | 0
00 Ret.ExistACI & SNCR & DryFGD | 0 | 0 | 0 | 0 | 0 | 0 | 0
00 Ret.ExistACI & SNCR & DryFGD & CCS | 0 | 0 | 0 | 0 | 0 | 0 | 0
00 Ret.ExistACI & SNCR & DryFGD & HRI | 0 | 0 | 0 | 0 | 0 | 0 | 0
00 Ret.ExistACI & SNCR & DryFGD & HRI & CCS | 0 | 0 | 0 | 0 | 0 | 0 | 0
00 Ret.ExistACI & SNCR & DSI | 0 | 0 | 0 | 0 | 0 | 0 | 0
00 Ret.ExistACI & SNCR & DSI & HRI | 0 | 0 | 0 | 0 | 0 | 0 | 0
00 Ret.ExistACI & SNCR & HRI | 0 | 0 | 0 | 0 | 0 | 0 | 0
00 Ret.ExistACI & SNCR & WetFGD | 0 | 0 | 0 | 0 | 0 | 0 | 0
00 Ret.ExistACI & SNCR & WetFGD & CCS | 0 | 0 | 0 | 0 | 0 | 0 | 0
00 Ret.ExistACI & SNCR & WetFGD & HRI | 0 | 0 | 0 | 0 | 0 | 0 | 0
00 Ret.ExistACI & SNCR & WetFGD & HRI & CCS | 0 | 0 | 0 | 0 | 0 | 0 | 0
00 Ret.ExistACI & WetFGD | 0 | 0 | 0 | 0 | 0 | 0 | 0
00 Ret.ExistACI & WetFGD & CCS | 0 | 0 | 0 | 0 | 0 | 0 | 0
00 Ret.ExistACI & WetFGD & HRI & CCS | 0 | 0 | 0 | 0 | 0 | 0 | 0
00 Ret.ExistACI_DSI & DryFGD | 0 | 0 | 0 | 0 | 0 | 0 | 0
00 Ret.ExistACI_DSI & DryFGD & CCS | 0 | 0 | 0 | 0 | 0 | 0 | 0
00 Ret.ExistACI_DSI & DryFGD & HRI | 0 | 0 | 0 | 0 | 0 | 0 | 0
00 Ret.ExistACI_DSI & DryFGD & HRI & CCS | 0 | 0 | 0 | 0 | 0 | 0 | 0
00 Ret.ExistACI_DSI & HRI | 0 | 0 | 0 | 0 | 0 | 0 | 0
00 Ret.ExistACI_DSI & SCR | 0 | 0 | 0 | 0 | 0 | 0 | 0
00 Ret.ExistACI_DSI & SCR & DryFGD | 0 | 0 | 0 | 0 | 0 | 0 | 0
00 Ret.ExistACI_DSI & SCR & DryFGD & CCS | 0 | 0 | 0 | 0 | 0 | 0 | 0
00 Ret.ExistACI_DSI & SCR & DryFGD & HRI | 0 | 0 | 0 | 0 | 0 | 0 | 0
00 Ret.ExistACI_DSI & SCR & DryFGD & HRI & CCS | 0 | 0 | 0 | 0 | 0 | 0 | 0
00 Ret.ExistACI_DSI & SCR & HRI | 0 | 0 | 0 | 0 | 0 | 0 | 0
00 Ret.ExistACI_DSI & SCR & WetFGD | 0 | 0 | 0 | 0 | 0 | 0 | 0
00 Ret.ExistACI_DSI & SCR & WetFGD & CCS | 0 | 0 | 0 | 0 | 0 | 0 | 0
00 Ret.ExistACI_DSI & SCR & WetFGD & HRI | 0 | 0 | 0 | 0 | 0 | 0 | 0
00 Ret.ExistACI_DSI & SCR & WetFGD & HRI & CCS | 0 | 0 | 0 | 0 | 0 | 0 | 0
00 Ret.ExistACI_DSI & SNCR | 0 | 0 | 0 | 0 | 0 | 0 | 0
00 Ret.ExistACI_DSI & SNCR & DryFGD | 0 | 0 | 0 | 0 | 0 | 0 | 0
00 Ret.ExistACI_DSI & SNCR & DryFGD & HRI & CCS | 0 | 0 | 0 | 0 | 0 | 0 | 0
00 Ret.ExistACI_DSI & SNCR & DryFGD & HRI | 0 | 0 | 0 | 0 | 0 | 0 | 0
00 Ret.ExistACI_DSI & SNCR & WetFGD & HRI & CCS | 0 | 0 | 0 | 0 | 0 | 0 | 0
00 Ret.ExistACI_DSI & SNCR & HRI | 0 | 0 | 0 | 0 | 0 | 0 | 0
00 Ret.ExistACI_DSI & SNCR & WetFGD | 0 | 0 | 0 | 0 | 0 | 0 | 0
00 Ret.ExistACI_DSI & SNCR & WetFGD & HRI | 0 | 0 | 0 | 0 | 0 | 0 | 0
00 Ret.ExistACI_DSI & WetFGD | 0 | 0 | 0 | 0 | 0 | 0 | 0
00 Ret.ExistACI_DSI & WetFGD & CCS | 0 | 0 | 0 | 0 | 0 | 0 | 0
00 Ret.ExistACI_DSI & WetFGD & HRI | 0 | 0 | 0 | 0 | 0 | 0 | 0
00 Ret.ExistACI_DSI & WetFGD & HRI & CCS | 0 | 0 | 0 | 0 | 0 | 0 | 0
00 Ret.ExistDryFGD & CCS | 0 | 0 | 0 | 0 | 0 | 0 | 0
00 Ret.ExistDryFGD & HRI | 0 | 0 | 0 | 0 | 0 | 0 | 0
00 Ret.ExistDryFGD & SCR | 0 | 0 | 0 | 0 | 0 | 0 | 0
00 Ret.ExistDryFGD & SCR & CCS | 0 | 0 | 0 | 0 | 0 | 0 | 0
00 Ret.ExistDryFGD & SCR & HRI | 0 | 0 | 0 | 0 | 0 | 0 | 0
00 Ret.ExistDryFGD & SNCR | 0 | 0 | 0 | 0 | 0 | 0 | 0
00 Ret.ExistDryFGD & SNCR & CCS | 0 | 0 | 0 | 0 | 0 | 0 | 0
00 Ret.ExistDryFGD & SNCR & HRI | 0 | 0 | 0 | 0 | 0 | 0 | 0
00 Ret.ExistDryFGD_ACI & CCS | 0 | 5.3153 | 5.3153 | 5.3153 | 5.3153 | 5.3153 | 5.3153
00 Ret.ExistDryFGD_ACI & HRI | 0 | 0 | 0 | 0 | 0 | 0 | 0
00 Ret.ExistDryFGD_ACI & HRI & CCS | 0 | 0 | 0 | 0 | 0 | 0 | 0
00 Ret.ExistDryFGD_ACI & SCR | 0 | 0 | 0 | 0 | 0 | 0 | 0
00 Ret.ExistDryFGD_ACI & SCR & CCS | 0 | 0 | 0 | 0 | 0 | 0 | 0
00 Ret.ExistDryFGD_ACI & SCR & HRI | 0 | 0 | 0 | 0 | 0 | 0 | 0
00 Ret.ExistDryFGD_ACI & SCR & HRI & CCS | 0 | 0 | 0 | 0 | 0 | 0 | 0
00 Ret.ExistDryFGD_ACI & SNCR | 0 | 0 | 0 | 0 | 0 | 0 | 0
00 Ret.ExistDryFGD_ACI & SNCR & CCS | 0 | 0 | 0 | 0 | 0 | 0 | 0
00 Ret.ExistDryFGD_ACI & SNCR & HRI | 0 | 0 | 0 | 0 | 0 | 0 | 0
00 Ret.ExistDryFGD_ACI & SNCR & HRI & CCS | 0 | 0 | 0 | 0 | 0 | 0 | 0
00 Ret.ExistDryFGD_ACI_DSI & SCR | 0 | 0 | 0 | 0 | 0 | 0 | 0
00 Ret.ExistDryFGD_ACI_DSI & SCR & CCS | 0 | 0 | 0 | 0 | 0 | 0 | 0
00 Ret.ExistDryFGD_ACI_DSI & SCR & HRI | 0 | 0 | 0 | 0 | 0 | 0 | 0
00 Ret.ExistDryFGD_ACI_DSI & SCR & HRI & CCS | 0 | 0 | 0 | 0 | 0 | 0 | 0
00 Ret.ExistDryFGD_DSI & CCS | 0 | 0 | 0 | 0 | 0 | 0 | 0
00 Ret.ExistDryFGD_DSI & HRI | 0 | 0 | 0 | 0 | 0 | 0 | 0
00 Ret.ExistDryFGD_SCR_DSI & CCS | 0 | 0 | 0 | 0 | 0 | 0 | 0
00 Ret.ExistDryFGD_SNCR & CCS | 0 | 0 | 0 | 0 | 0 | 0 | 0
00 Ret.ExistDryFGD_SNCR_ACI_DSI & CCS | 0 | 0 | 0 | 0 | 0 | 0 | 0
00 Ret.ExistDryFGD_SNCR_ACI_DSI & HRI | 0 | 0 | 0 | 0 | 0 | 0 | 0
00 Ret.ExistDryFGD_SNCR_ACI_DSI & HRI & CCS | 0 | 0 | 0 | 0 | 0 | 0 | 0
00 Ret.ExistDryFGD_SNCR_DSI & CCS | 0 | 0 | 0 | 0 | 0 | 0 | 0
00 Ret.ExistDSI & DryFGD | 0 | 0 | 0 | 0 | 0 | 0 | 0
00 Ret.ExistDSI & DryFGD & HRI | 0 | 0 | 0 | 0 | 0 | 0 | 0
00 Ret.ExistDSI & HRI | 0 | 0 | 0 | 0 | 0 | 0 | 0
00 Ret.ExistDSI & SCR | 0 | 0 | 0 | 0 | 0 | 0 | 0
00 Ret.ExistDSI & SCR & DryFGD | 0 | 0 | 0 | 0 | 0 | 0 | 0
00 Ret.ExistDSI & SCR & DryFGD & HRI | 0 | 0 | 0 | 0 | 0 | 0 | 0
00 Ret.ExistDSI & SCR & HRI | 0 | 0 | 0 | 0 | 0 | 0 | 0
00 Ret.ExistDSI & SCR & WetFGD | 0 | 0 | 0 | 0 | 0 | 0 | 0
00 Ret.ExistDSI & SCR & WetFGD & HRI | 0 | 0 | 0 | 0 | 0 | 0 | 0
00 Ret.ExistDSI & SNCR | 0 | 0 | 0 | 0 | 0 | 0 | 0
00 Ret.ExistSCR & ACI | 0 | 0 | 0 | 0 | 0 | 0 | 0
00 Ret.ExistDSI & SNCR & DryFGD | 0 | 0 | 0 | 0 | 0 | 0 | 0
00 Ret.ExistSCR & ACI & DSI | 0 | 0 | 0 | 0 | 0 | 0 | 0
00 Ret.ExistSCR & ACI & DSI & DryFGD | 0 | 0 | 0 | 0 | 0 | 0 | 0
00 Ret.ExistSCR & ACI & DSI & DryFGD & HRI | 0 | 0 | 0 | 0 | 0 | 0 | 0
00 Ret.ExistDSI & SNCR & DryFGD & HRI | 0 | 0 | 0 | 0 | 0 | 0 | 0
00 Ret.ExistDSI & SNCR & HRI | 0 | 0 | 0 | 0 | 0 | 0 | 0
00 Ret.ExistSCR & ACI & DSI & HRI | 0 | 0 | 0 | 0 | 0 | 0 | 0
00 Ret.ExistDSI & SNCR & WetFGD | 0 | 0 | 0 | 0 | 0 | 0 | 0
00 Ret.ExistSCR & ACI & DSI & WetFGD | 0 | 0 | 0 | 0 | 0 | 0 | 0
00 Ret.ExistSCR & ACI & DSI & WetFGD & HRI | 0 | 0 | 0 | 0 | 0 | 0 | 0
00 Ret.ExistSCR & ACI & HRI | 0 | 0 | 0 | 0 | 0 | 0 | 0
00 Ret.ExistDSI & SNCR & WetFGD & HRI | 0 | 0 | 0 | 0 | 0 | 0 | 0
00 Ret.ExistDSI & WetFGD | 0 | 0 | 0 | 0 | 0 | 0 | 0
00 Ret.ExistDSI & WetFGD & HRI | 0 | 0 | 0 | 0 | 0 | 0 | 0
00 Ret.ExistDSI_ACI & SNCR & DryFGD & CCS | 0 | 0 | 0 | 0 | 0 | 0 | 0
00 Ret.ExistDSI_ACI & SNCR & WetFGD & CCS | 0 | 0 | 0 | 0 | 0 | 0 | 0
00 Ret.ExistSCR_ACI & DryFGD | 0 | 0 | 0 | 0 | 0 | 0 | 0
00 Ret.ExistSCR & DSI | 0 | 0 | 0 | 0 | 0 | 0 | 0
00 Ret.ExistSCR_ACI & DryFGD & CCS | 0 | 0 | 0 | 0 | 0 | 0 | 0
00 Ret.ExistSCR_ACI & DryFGD & HRI | 0 | 0 | 0 | 0 | 0 | 0 | 0
00 Ret.ExistSCR & DSI & DryFGD | 0 | 0 | 0 | 0 | 0 | 0 | 0
00 Ret.ExistSCR_ACI & DryFGD & HRI & CCS | 0 | 0 | 0 | 0 | 0 | 0 | 0
00 Ret.ExistSCR & DSI & DryFGD & HRI | 0 | 0 | 0 | 0 | 0 | 0 | 0
00 Ret.ExistSCR & DSI & HRI | 0 | 0 | 0 | 0 | 0 | 0 | 0
00 Ret.ExistSCR_ACI & DSI & HRI | 0 | 0 | 0 | 0 | 0 | 0 | 0
00 Ret.ExistSCR_ACI & HRI | 0 | 0 | 0 | 0 | 0 | 0 | 0
00 Ret.ExistSCR_ACI & WetFGD | 0 | 0 | 0 | 0 | 0 | 0 | 0
00 Ret.ExistSCR & HRI | 0 | 0 | 0 | 0 | 0 | 0 | 0
00 Ret.ExistSCR_ACI & WetFGD & CCS | 0 | 0 | 0 | 0 | 0 | 0 | 0
00 Ret.ExistSCR_ACI & WetFGD & HRI | 0 | 0 | 0 | 0 | 0 | 0 | 0
00 Ret.ExistSCR_ACI & WetFGD & HRI & CCS | 0 | 0 | 0 | 0 | 0 | 0 | 0
00 Ret.ExistSCR_ACI_DSI & DryFGD | 0 | 0 | 0 | 0 | 0 | 0 | 0
00 Ret.ExistSCR_ACI_DSI & DryFGD & CCS | 0 | 0 | 0 | 0 | 0 | 0 | 0
00 Ret.ExistSCR_ACI_DSI & DryFGD & HRI | 0 | 0 | 0 | 0 | 0 | 0 | 0
00 Ret.ExistSCR_ACI_DSI & DryFGD & HRI & CCS | 0 | 0 | 0 | 0 | 0 | 0 | 0
00 Ret.ExistSCR_ACI_DSI & HRI | 0 | 0 | 0 | 0 | 0 | 0 | 0
00 Ret.ExistSCR_ACI_DSI & WetFGD | 0 | 0 | 0 | 0 | 0 | 0 | 0
00 Ret.ExistSCR_ACI_DSI & WetFGD & CCS | 0 | 0 | 0 | 0 | 0 | 0 | 0
00 Ret.ExistSCR_ACI_DSI & WetFGD & HRI | 0 | 0 | 0 | 0 | 0 | 0 | 0
00 Ret.ExistSCR_ACI_DSI & WetFGD & HRI & CCS | 0 | 0 | 0 | 0 | 0 | 0 | 0
00 Ret.ExistSCR_DryFGD & CCS | 0 | 0 | 0 | 0 | 0 | 0 | 0
00 Ret.ExistSCR_DryFGD & HRI | 0 | 0 | 0 | 0 | 0 | 0 | 0
00 Ret.ExistSCR_DryFGD_ACI & CCS | 0 | 0 | 0 | 0 | 0 | 0 | 0
00 Ret.ExistSCR_DryFGD_ACI & HRI | 0 | 0 | 0 | 0 | 0 | 0 | 0
00 Ret.ExistSCR_DryFGD_ACI & HRI & CCS | 0 | 0 | 0 | 0 | 0 | 0 | 0
00 Ret.ExistSCR_DryFGD_ACI_DSI & CCS | 0 | 0 | 0 | 0 | 0 | 0 | 0
00 Ret.ExistSCR_DryFGD_ACI_DSI & HRI | 0 | 0 | 0 | 0 | 0 | 0 | 0
00 Ret.ExistSCR_DryFGD_ACI_DSI & HRI & CCS | 0 | 0 | 0 | 0 | 0 | 0 | 0
00 Ret.ExistSCR_WetFGD & HRI | 0 | 0 | 0 | 0 | 0 | 0 | 0
00 Ret.ExistSCR_WetFGD & HRI & CCS | 0 | 0 | 0 | 0 | 0 | 0 | 0
00 Ret.ExistSCR_WetFGD_ACI & CCS | 0 | 7.5552 | 7.5552 | 7.5552 | 7.5552 | 7.5552 | 7.5552
00 Ret.ExistSCR_WetFGD_ACI & HRI | 0 | 0 | 0 | 0 | 0 | 0 | 0
00 Ret.ExistSCR_WetFGD_ACI & HRI & CCS | 0 | 0 | 0 | 0 | 0 | 0 | 0
00 Ret.ExistSCR_WetFGD_ACI_DSI & CCS | 0 | 0 | 0 | 0 | 0 | 0 | 0
00 Ret.ExistSCR_WetFGD_ACI_DSI & HRI | 0 | 0 | 0 | 0 | 0 | 0 | 0
00 Ret.ExistSCR_WetFGD_ACI_DSI & HRI & CCS | 0 | 0 | 0 | 0 | 0 | 0 | 0
00 Ret.ExistSCR_WetFGD_DSI & HRI | 0 | 0 | 0 | 0 | 0 | 0 | 0
00 Ret.ExistSCR_WetFGD_DSI & HRI & CCS | 0 | 0 | 0 | 0 | 0 | 0 | 0
00 Ret.ExistSNCR_ACI & DryFGD | 0 | 0 | 0 | 0 | 0 | 0 | 0
00 Ret.ExistSNCR_ACI & DryFGD & CCS | 0 | 0 | 0 | 0 | 0 | 0 | 0
00 Ret.ExistSNCR_ACI & DryFGD & HRI | 0 | 0 | 0 | 0 | 0 | 0 | 0
00 Ret.ExistSNCR_ACI & DryFGD & HRI & CCS | 0 | 0 | 0 | 0 | 0 | 0 | 0
00 Ret.ExistSNCR_ACI & DSI & HRI | 0 | 0 | 0 | 0 | 0 | 0 | 0
00 Ret.ExistSNCR_ACI & HRI | 0 | 0 | 0 | 0 | 0 | 0 | 0
00 Ret.ExistSNCR_ACI & WetFGD | 0 | 0 | 0 | 0 | 0 | 0 | 0
00 Ret.ExistSNCR_ACI & WetFGD & CCS | 0 | 0 | 0 | 0 | 0 | 0 | 0
00 Ret.ExistSNCR_ACI & WetFGD & HRI | 0 | 0 | 0 | 0 | 0 | 0 | 0
00 Ret.ExistSNCR_ACI & WetFGD & HRI & CCS | 0 | 0 | 0 | 0 | 0 | 0 | 0
00 Ret.ExistSNCR_ACI_DSI & DryFGD | 0 | 0 | 0 | 0 | 0 | 0 | 0
00 Ret.ExistSNCR_ACI_DSI & DryFGD & CCS | 0 | 0 | 0 | 0 | 0 | 0 | 0
00 Ret.ExistSNCR_ACI_DSI & DryFGD & HRI | 0 | 0 | 0 | 0 | 0 | 0 | 0
00 Ret.ExistSNCR_ACI_DSI & DryFGD & HRI & CCS | 0 | 0 | 0 | 0 | 0 | 0 | 0
00 Ret.ExistSNCR_ACI_DSI & HRI | 0 | 0 | 0 | 0 | 0 | 0 | 0
00 Ret.ExistSNCR_ACI_DSI & WetFGD | 0 | 0 | 0 | 0 | 0 | 0 | 0
00 Ret.ExistSNCR_ACI_DSI & WetFGD & CCS | 0 | 0 | 0 | 0 | 0 | 0 | 0
00 Ret.ExistSNCR_ACI_DSI & WetFGD & HRI | 0 | 0 | 0 | 0 | 0 | 0 | 0
00 Ret.ExistSNCR_ACI_DSI & WetFGD & HRI & CCS | 0 | 0 | 0 | 0 | 0 | 0 | 0
00 Ret.ExistSNCR_DryFGD & HRI | 0 | 0 | 0 | 0 | 0 | 0 | 0
00 Ret.ExistSNCR_DryFGD_ACI & CCS | 0 | 0 | 0 | 0 | 0 | 0 | 0
00 Ret.ExistSNCR_DryFGD_ACI & HRI | 0 | 0 | 0 | 0 | 0 | 0 | 0
00 Ret.ExistSNCR_DryFGD_ACI & HRI & CCS | 0 | 0 | 0 | 0 | 0 | 0 | 0
00 Ret.ExistSNCR_WetFGD & HRI | 0 | 0 | 0 | 0 | 0 | 0 | 0
00 Ret.ExistSNCR_WetFGD & HRI & CCS | 0 | 0 | 0 | 0 | 0 | 0 | 0
00 Ret.ExistSNCR_WetFGD_ACI & CCS | 0 | 0 | 0 | 0 | 0 | 0 | 0
00 Ret.ExistSNCR_WetFGD_ACI & HRI | 0 | 0 | 0 | 0 | 0 | 0 | 0
00 Ret.ExistSNCR_WetFGD_ACI & HRI & CCS | 0 | 0 | 0 | 0 | 0 | 0 | 0
00 Ret.ExistSNCR_WetFGD_ACI_DSI & CCS | 0 | 0 | 0 | 0 | 0 | 0 | 0
00 Ret.ExistSNCR_WetFGD_ACI_DSI & HRI | 0 | 0 | 0 | 0 | 0 | 0 | 0
00 Ret.ExistSNCR_WetFGD_ACI_DSI & HRI & CCS | 0 | 0 | 0 | 0 | 0 | 0 | 0
00 Ret.ExistSNCR & DryFGD & HRI | 0 | 0 | 0 | 0 | 0 | 0 | 0
00 Ret.ExistSNCR & HRI | 0 | 0 | 0 | 0 | 0 | 0 | 0
00 Ret.ExistWetFGD & CCS | 0 | 0 | 0 | 0 | 0 | 0 | 0
00 Ret.ExistWetFGD & HRI | 0 | 0 | 0 | 0 | 0 | 0 | 0
00 Ret.ExistWetFGD & HRI & CCS | 0 | 0 | 0 | 0 | 0 | 0 | 0
00 Ret.ExistWetFGD & SCR | 0 | 0 | 0 | 0 | 0 | 0 | 0
00 Ret.ExistWetFGD & SCR & CCS | 0 | 0 | 0 | 0 | 0 | 0 | 0
00 Ret.ExistWetFGD & SCR & HRI | 0 | 0 | 0 | 0 | 0 | 0 | 0
00 Ret.ExistWetFGD & SCR & HRI & CCS | 0 | 0 | 0 | 0 | 0 | 0 | 0
00 Ret.ExistWetFGD & SNCR | 0 | 0 | 0 | 0 | 0 | 0 | 0
00 Ret.ExistWetFGD & SNCR & CCS | 0 | 0 | 0 | 0 | 0 | 0 | 0
00 Ret.ExistWetFGD & SNCR & HRI | 0 | 0 | 0 | 0 | 0 | 0 | 0
00 Ret.ExistWetFGD & SNCR & HRI & CCS | 0 | 0 | 0 | 0 | 0 | 0 | 0
00 Ret.ExistWetFGD_ACI & CCS | 0 | 0 | 0 | 0 | 0 | 0 | 0
00 Ret.ExistWetFGD_ACI & HRI | 0 | 0 | 0 | 0 | 0 | 0 | 0
00 Ret.ExistWetFGD_ACI & HRI & CCS | 0 | 0 | 0 | 0 | 0 | 0 | 0
00 Ret.ExistWetFGD_ACI & SCR | 1.806 | 0.82802 | 0 | 0 | 0 | 0 | 0
00 Ret.ExistWetFGD_ACI & SCR & CCS | 0 | 0 | 0 | 0 | 0 | 0 | 0
00 Ret.ExistWetFGD_ACI & SCR & HRI | 0 | 0 | 0 | 0 | 0 | 0 | 0
00 Ret.ExistWetFGD_ACI & SCR & HRI & CCS | 0 | 0 | 0 | 0 | 0 | 0 | 0
00 Ret.ExistWetFGD_ACI & SNCR | 0 | 0 | 0 | 0 | 0 | 0 | 0
00 Ret.ExistWetFGD_ACI & SNCR & CCS | 0 | 0 | 0 | 0 | 0 | 0 | 0
00 Ret.ExistWetFGD_ACI & SNCR & HRI | 0 | 0 | 0 | 0 | 0 | 0 | 0
00 Ret.ExistWetFGD_ACI & SNCR & HRI & CCS | 0 | 0 | 0 | 0 | 0 | 0 | 0
00 Ret.ExistWetFGD_ACI_DSI & CCS | 0 | 0 | 0 | 0 | 0 | 0 | 0
00 Ret.ExistWetFGD_ACI_DSI & HRI | 0 | 0 | 0 | 0 | 0 | 0 | 0
00 Ret.ExistWetFGD_ACI_DSI & HRI & CCS | 0 | 0 | 0 | 0 | 0 | 0 | 0
00 Ret.ExistWetFGD_ACI_DSI & SCR | 0 | 0 | 0 | 0 | 0 | 0 | 0
00 Ret.ExistWetFGD_ACI_DSI & SCR & CCS | 0 | 0 | 0 | 0 | 0 | 0 | 0
00 Ret.ExistWetFGD_ACI_DSI & SCR & HRI | 0 | 0 | 0 | 0 | 0 | 0 | 0
00 Ret.ExistWetFGD_ACI_DSI & SCR & HRI & CCS | 0 | 0 | 0 | 0 | 0 | 0 | 0
00 Ret.ExistWetFGD_ACI_DSI & SNCR | 0 | 0 | 0 | 0 | 0 | 0 | 0
00 Ret.ExistWetFGD_ACI_DSI & SNCR & CCS | 0 | 0 | 0 | 0 | 0 | 0 | 0
00 Ret.ExistWetFGD_ACI_DSI & SNCR & HRI | 0 | 0 | 0 | 0 | 0 | 0 | 0
00 Ret.ExistWetFGD_ACI_DSI & SNCR & HRI & CCS | 0 | 0 | 0 | 0 | 0 | 0 | 0
00 Ret.ExistWetFGD_DSI & CCS | 0 | 0 | 0 | 0 | 0 | 0 | 0
00 Ret.ExistWetFGD_DSI & HRI | 0 | 0 | 0 | 0 | 0 | 0 | 0
00 Ret.ExistWetFGD_DSI & SCR | 0 | 0 | 0 | 0 | 0 | 0 | 0
00 Ret.ExistSNCR_DSI & DryFGD & HRI | 0 | 0 | 0 | 0 | 0 | 0 | 0
00 Ret.ExistWetFGD_DSI & SCR & HRI | 0 | 0 | 0 | 0 | 0 | 0 | 0
00 Ret.ExistSNCR_DSI & HRI | 0 | 0 | 0 | 0 | 0 | 0 | 0
00 Ret.ExistWetFGD_DSI & SNCR | 0 | 0 | 0 | 0 | 0 | 0 | 0
00 Ret.ExistWetFGD_DSI & SNCR & HRI | 0 | 0 | 0 | 0 | 0 | 0 | 0
00 Ret.ExistWetFGD_SCR & CCS | 0 | 0.049988 | 0.049988 | 0.049988 | 0.049988 | 0.049988 | 0.049988
00 Ret.ExistWetFGD_SCR_DSI & CCS | 0 | 0 | 0 | 0 | 0 | 0 | 0
00 Ret.ExistWetFGD_SNCR & CCS | 0 | 0 | 0 | 0 | 0 | 0 | 0
00 Ret.HRI | 0 | 0 | 0 | 0 | 0 | 0 | 0
00 Ret.SCR | 0 | 0 | 0 | 0 | 0 | 0 | 0
00 Ret.SCR & DryFGD | 0 | 0 | 0 | 0 | 0 | 0 | 0
00 Ret.SCR & DryFGD & ACI | 0 | 0 | 0 | 0 | 0 | 0 | 0
00 Ret.SCR & DryFGD & CCS | 0 | 0 | 0 | 0 | 0 | 0 | 0
00 Ret.SCR & DryFGD & HRI | 0 | 0 | 0 | 0 | 0 | 0 | 0
00 Ret.SCR & DSI | 0 | 0 | 0 | 0 | 0 | 0 | 0
00 Ret.SCR & DSI & DryFGD | 0 | 0 | 0 | 0 | 0 | 0 | 0
00 Ret.SCR & DSI & DryFGD & HRI | 0 | 0 | 0 | 0 | 0 | 0 | 0
00 Ret.SCR & DSI & HRI | 0 | 0 | 0 | 0 | 0 | 0 | 0
00 Ret.SCR & DSI & WetFGD | 0 | 0 | 0 | 0 | 0 | 0 | 0
00 Ret.SCR & DSI & WetFGD & HRI | 0 | 0 | 0 | 0 | 0 | 0 | 0
00 Ret.SCR & HRI | 0 | 0 | 0 | 0 | 0 | 0 | 0
00 Ret.SCR & WetFGD | 0 | 0 | 0 | 0 | 0 | 0 | 0
00 Ret.SCR & WetFGD & ACI | 0 | 0 | 0 | 0 | 0 | 0 | 0
00 Ret.SCR & WetFGD & CCS | 0 | 0 | 0 | 0 | 0 | 0 | 0
00 Ret.SCR & WetFGD & HRI | 0 | 0 | 0 | 0 | 0 | 0 | 0
00 Ret.SNCR | 0 | 0 | 0 | 0 | 0 | 0 | 0
00 Ret.SNCR & DryFGD | 0 | 0 | 0 | 0 | 0 | 0 | 0
00 Ret.SNCR & DryFGD & ACI | 0 | 0 | 0 | 0 | 0 | 0 | 0
00 Ret.SNCR & DryFGD & ACI & HRI | 0 | 0 | 0 | 0 | 0 | 0 | 0
00 Ret.SNCR & DryFGD & CCS | 0 | 0 | 0 | 0 | 0 | 0 | 0
00 Ret.SNCR & DryFGD & HRI | 0 | 0 | 0 | 0 | 0 | 0 | 0
00 Ret.SNCR & DSI | 0 | 0 | 0 | 0 | 0 | 0 | 0
00 Ret.SNCR & DSI & HRI | 0 | 0 | 0 | 0 | 0 | 0 | 0
00 Ret.SNCR & HRI | 0 | 0 | 0 | 0 | 0 | 0 | 0
00 Ret.SNCR & WetFGD | 0 | 0 | 0 | 0 | 0 | 0 | 0
00 Ret.SNCR & WetFGD & ACI | 0 | 0 | 0 | 0 | 0 | 0 | 0
00 Ret.SNCR & WetFGD & ACI & HRI | 0 | 0 | 0 | 0 | 0 | 0 | 0
00 Ret.SNCR & WetFGD & CCS | 0 | 0 | 0 | 0 | 0 | 0 | 0
00 Ret.SNCR & WetFGD & HRI | 0 | 0 | 0 | 0 | 0 | 0 | 0
00 Ret.WetFGD | 0 | 0 | 0 | 0 | 0 | 0 | 0
00 Ret.WetFGD & CCS | 0 | 0 | 0 | 0 | 0 | 0 | 0
00 Ret.WetFGD & HRI | 0 | 0 | 0 | 0 | 0 | 0 | 0
00 Ret.FB & HRI | 0 | 0 | 0 | 0 | 0 | 0 | 0
00 Ret.FB DryFGD | 0 | 0 | 0 | 0 | 0 | 0 | 0
00 Ret.FB DryFGD & HRI | 0 | 0 | 0 | 0 | 0 | 0 | 0
00 Ret.FB DryFGD & SNCR | 0 | 0 | 0 | 0 | 0 | 0 | 0
00 Ret.FB-Exist ACI & DryFGD & HRI | 0 | 0 | 0 | 0 | 0 | 0 | 0
00 Ret.FB-Exist ACI_DSI & DryFGD & SNCR | 0 | 0 | 0 | 0 | 0 | 0 | 0
00 Ret.FB-Exist ACI_DSI & SNCR | 0 | 0 | 0 | 0 | 0 | 0 | 0
00 Ret.FB-ExistACI & HRI | 0 | 0 | 0 | 0 | 0 | 0 | 0
00 Ret.FB-ExistACI_DSI & DryFGD | 0 | 0 | 0 | 0 | 0 | 0 | 0
00 Ret.FB-ExistACI_DSI & DryFGD & HRI | 0 | 0 | 0 | 0 | 0 | 0 | 0
00 Ret.FB-ExistACI_DSI & DryFGD & SNCR | 0 | 0 | 0 | 0 | 0 | 0 | 0
00 Ret.FB-ExistACI_DSI & DryFGD & SNCR & HRI | 0 | 0 | 0 | 0 | 0 | 0 | 0
00 Ret.FB-ExistACI_DSI & HRI | 0 | 0 | 0 | 0 | 0 | 0 | 0
00 Ret.FB-ExistACI_DSI & SNCR & HRI | 0 | 0 | 0 | 0 | 0 | 0 | 0
00 Ret.FB-ExistDryFGD & HRI | 0 | 0 | 0 | 0 | 0 | 0 | 0
00 Ret.FB-ExistDryFGD_ACI & HRI | 0 | 0 | 0 | 0 | 0 | 0 | 0
00 Ret.FB-ExistDryFGD_ACI & HRI & CCS | 0 | 0 | 0 | 0 | 0 | 0 | 0
00 Ret.FB-ExistDryFGD_ACI & SNCR | 0 | 0 | 0 | 0 | 0 | 0 | 0
00 Ret.FB-ExistDryFGD_ACI & SNCR & HRI | 0 | 0 | 0 | 0 | 0 | 0 | 0
00 Ret.FB-ExistDryFGD_DSI & HRI | 0 | 0 | 0 | 0 | 0 | 0 | 0
00 Ret.FB-ExistDryFGD_DSI & SNCR | 0 | 0 | 0 | 0 | 0 | 0 | 0
00 Ret.FB-ExistDryFGD_DSI & SNCR & HRI | 0 | 0 | 0 | 0 | 0 | 0 | 0
00 Ret.FB-ExistDryFGD_SNCR & HRI | 0 | 0 | 0 | 0 | 0 | 0 | 0
00 Ret.FB-ExistDryFGD_SNCR_ACI & HRI | 0 | 0 | 0 | 0 | 0 | 0 | 0
00 Ret.FB-ExistDryFGD_SNCR_ACI & HRI & CCS | 0 | 0 | 0 | 0 | 0 | 0 | 0
00 Ret.FB-ExistDryFGD_SNCR_ACI_DSI & HRI | 0 | 0 | 0 | 0 | 0 | 0 | 0
00 Ret.FB-ExistDryFGD_SNCR_ACI_DSI & HRI & CCS | 0 | 0 | 0 | 0 | 0 | 0 | 0
00 Ret.FB-ExistWetFGD_SNCR_ACI & HRI | 0 | 0 | 0 | 0 | 0 | 0 | 0
00 Ret.FB-ExistWetFGD_SNCR_ACI & HRI & CCS | 0 | 0 | 0 | 0 | 0 | 0 | 0
00 Ret.FB-ExistDryFGD_SNCR_DSI & HRI | 0 | 0 | 0 | 0 | 0 | 0 | 0
00 Ret.FB-ExistDSI & DryFGD | 0 | 0 | 0 | 0 | 0 | 0 | 0
00 Ret.FB-ExistDSI & DryFGD & HRI | 0 | 0 | 0 | 0 | 0 | 0 | 0
00 Ret.FB-ExistDSI & DryFGD & SNCR | 0 | 0 | 0 | 0 | 0 | 0 | 0
00 Ret.FB-ExistDSI & DryFGD & SNCR & HRI | 0 | 0 | 0 | 0 | 0 | 0 | 0
00 Ret.FB-ExistDSI & HRI | 0 | 0 | 0 | 0 | 0 | 0 | 0
00 Ret.FB-ExistDSI & SNCR | 0 | 0 | 0 | 0 | 0 | 0 | 0
00 Ret.FB-ExistDSI & SNCR & HRI | 0 | 0 | 0 | 0 | 0 | 0 | 0
00 Ret.FB-ExistSNCR & DryFGD | 0 | 0 | 0 | 0 | 0 | 0 | 0
00 Ret.FB-ExistSNCR & DryFGD & HRI | 0 | 0 | 0 | 0 | 0 | 0 | 0
00 Ret.FB-ExistSNCR & HRI | 0 | 0 | 0 | 0 | 0 | 0 | 0
00 Ret.FB-ExistSNCR_ACI & HRI | 0 | 0 | 0 | 0 | 0 | 0 | 0
00 Ret.FB-ExistSNCR_ACI_DSI & DryFGD | 0 | 0 | 0 | 0 | 0 | 0 | 0
00 Ret.FB-ExistSNCR_ACI_DSI & DryFGD & HRI | 0 | 0 | 0 | 0 | 0 | 0 | 0
00 Ret.FB-ExistSNCR_ACI_DSI & HRI | 0 | 0 | 0 | 0 | 0 | 0 | 0
00 Ret.FB-ExistSNCR_DryFGD & HRI | 0 | 0 | 0 | 0 | 0 | 0 | 0
00 Ret.FB-ExistSNCR_DryFGD_ACI & HRI | 0 | 0 | 0 | 0 | 0 | 0 | 0
00 Ret.FB-ExistSNCR_DryFGD_ACI & HRI & CCS | 0 | 0 | 0 | 0 | 0 | 0 | 0
00 Ret.FB-ExistSNCR_DSI & DryFGD | 0 | 0 | 0 | 0 | 0 | 0 | 0
00 Ret.FB-ExistSNCR_DSI & DryFGD & HRI | 0 | 0 | 0 | 0 | 0 | 0 | 0
00 Ret.FB-ExistSNCR_DSI & HRI | 0 | 0 | 0 | 0 | 0 | 0 | 0
00 Ret.FB-ExistSNCR_WetFGD & HRI | 0 | 0 | 0 | 0 | 0 | 0 | 0
00 Ret.FB-ExistSNCR_WetFGD & HRI & CCS | 0 | 0 | 0 | 0 | 0 | 0 | 0
00 Ret.FB-ExistWetFGD_DSI & HRI | 0 | 0 | 0 | 0 | 0 | 0 | 0
00 Ret.FB-ExistWetFGD_DSI & SNCR | 0 | 0 | 0 | 0 | 0 | 0 | 0
00 Ret.FB-ExistWetFGD_DSI & SNCR & HRI | 0 | 0 | 0 | 0 | 0 | 0 | 0
00 Ret.FB-SNCR | 0 | 0 | 0 | 0 | 0 | 0 | 0
00 Ret.Oil/Gas Steam SCR | 0 | 0 | 0 | 0 | 0 | 0 | 0
00 Ret.ExistACI & NGC | 0 | 0 | 0 | 0 | 0 | 0 | 0
00 Ret.ExistACI_DSI & NGC | 0 | 0 | 0 | 0 | 0 | 0 | 0
00 Ret.ExistDryFGD & NGC | 0 | 0 | 0 | 0 | 0 | 0 | 0
00 Ret.ExistDryFGD_ACI & NGC | 0 | 0 | 0 | 0 | 0 | 0 | 0
00 Ret.ExistDryFGD_DSI & NGC | 0 | 0 | 0 | 0 | 0 | 0 | 0
00 Ret.ExistDryFGD_SNCR_ACI_DSI & NGC | 0 | 0 | 0 | 0 | 0 | 0 | 0
00 Ret.ExistDSI & NGC | 0 | 0 | 0 | 0 | 0 | 0 | 0
00 Ret.ExistSCR_ACI & NGC | 0 | 0 | 0 | 0 | 0 | 0 | 0
00 Ret.ExistSCR_ACI_DSI & NGC | 0 | 0 | 0 | 0 | 0 | 0 | 0
00 Ret.ExistSCR_DryFGD & NGC | 0 | 0 | 0 | 0 | 0 | 0 | 0
00 Ret.ExistSCR_DryFGD_ACI & NGC | 0 | 0 | 0 | 0 | 0 | 0 | 0
00 Ret.ExistSCR_DryFGD_ACI_DSI & NGC | 0 | 0 | 0 | 0 | 0 | 0 | 0
00 Ret.ExistSCR_WetFGD & NGC | 0 | 0 | 0 | 0 | 0 | 0 | 0
00 Ret.ExistSCR_WetFGD_ACI & NGC | 0 | 0 | 0 | 0 | 0 | 0 | 0
00 Ret.ExistSCR_WetFGD_ACI_DSI & NGC | 0 | 0 | 0 | 0 | 0 | 0 | 0
00 Ret.ExistSCR_WetFGD_DSI & NGC | 0 | 0 | 0 | 0 | 0 | 0 | 0
00 Ret.ExistSNCR & NGC | 0 | 0 | 0 | 0 | 0 | 0 | 0
00 Ret.ExistSNCR_ACI & NGC | 0 | 0 | 0 | 0 | 0 | 0 | 0
00 Ret.ExistSNCR_ACI_DSI & NGC | 0 | 0 | 0 | 0 | 0 | 0 | 0
00 Ret.ExistSNCR_DryFGD & NGC | 0 | 0 | 0 | 0 | 0 | 0 | 0
00 Ret.ExistSNCR_DryFGD_ACI & NGC | 0 | 0 | 0 | 0 | 0 | 0 | 0
00 Ret.ExistSNCR_DSI & NGC | 0 | 0 | 0 | 0 | 0 | 0 | 0
00 Ret.ExistSNCR_WetFGD & NGC | 0 | 0 | 0 | 0 | 0 | 0 | 0
00 Ret.ExistSNCR_WetFGD_ACI & NGC | 0 | 0 | 0 | 0 | 0 | 0 | 0
00 Ret.ExistSNCR_WetFGD_ACI_DSI & NGC | 0 | 0 | 0 | 0 | 0 | 0 | 0
00 Ret.ExistWetFGD & NGC | 0 | 0 | 0 | 0 | 0 | 0 | 0
00 Ret.ExistWetFGD_ACI & NGC | 0 | 0 | 0 | 0 | 0 | 0 | 0
00 Ret.ExistWetFGD_ACI_DSI & NGC | 0 | 0 | 0 | 0 | 0 | 0 | 0
00 Ret.ExistWetFGD_DSI & NGC | 0 | 0 | 0 | 0 | 0 | 0 | 0
00 Ret.FB-ExistDryFGD_DSI & NGC | 0 | 0 | 0 | 0 | 0 | 0 | 0
00 Ret.FB-ExistDryFGD_SNCR_DSI & NGC | 0 | 0 | 0 | 0 | 0 | 0 | 0
00 Ret.NGC | 0 | 0 | 0 | 0 | 0 | 0 | 0
00 CC Retirement | 0 | 0 | 0 | 0 | 0 | 0 | 0
00 New CC Retirement | 0 | 0 | 0 | 0 | 0 | 0 | 0
00 CT Retirement | 0 | 0 | 0 | 0 | 0 | 0 | 0
00 O/G Retirement | 0 | 0 | 0 | 0 | 0 | 0 | 0
00 Coal Retirement | 0 | 0 | 0 | 0 | 0 | 0 | 0
00 IGCC Retirement | 0 | 0 | 0 | 0 | 0 | 0 | 0
00 Nuke Retirement | 0 | 0 | 0 | 0 | 0 | 0 | 0
00 Biomass Retirement | 0 | 0 | 0 | 0 | 0 | 0 | 0
00 Fossil_Other Retirement | 0 | 0 | 0 | 0 | 0 | 0 | 0
00 Fuel Cell Retirement | 0 | 0 | 0 | 0 | 0 | 0 | 0
00 Geothermal Retirement | 0 | 0 | 0 | 0 | 0 | 0 | 0
00 Hydro Retirement | 0 | 0 | 0 | 0 | 0 | 0 | 0
00 Landfill Gas Retirement | 0 | 0 | 0 | 0 | 0 | 0 | 0
00 Non Fossil_Other Retirement | 0 | 0 | 0 | 0 | 0 | 0 | 0
00 Exist Dummy | 0 | 0 | 0 | 0 | 0 | 0 | 0
Total | 15232.0829 | 15639.7776 | 16735.9785 | 17887.5573 | 19087.9031 | 20416.6027 | 21676.5311
14. Capacity Factor by Capacity Reporting Type [%]
00 New Combined Cycle | 86.148 | 87.0011 | 86.9719 | 86.8186 | 83.4405 | 82.5562 | 81.7575
00 New Combined Cycle with CCS Retrofit | N/A | N/A | N/A | N/A | N/A | N/A | N/A
00 New Combined Cycle with CCS | N/A | N/A | N/A | N/A | N/A | N/A | N/A
00 New Combustion Turbine | 14.4663 | 15.1096 | 13.5247 | 10.1439 | 8.1535 | 6.0838 | 5.7012
00 New Hydro | N/A | 63.2474 | 62.6732 | 62.148 | 62.2258 | 62.2258 | 62.2258
00 New Nuclear | N/A | N/A | N/A | N/A | N/A | N/A | N/A
00 New Small Modular Reactor | N/A | N/A | N/A | N/A | N/A | N/A | N/A
00 New Biomass | 67.8295 | 0.45859 | 0.16419 | 0 | 0 | 0 | 0
00 New Geothermal | 90 | 90 | 90 | 90 | 90 | 90 | 90
00 New Landfill Gas | 89.8596 | 80.269 | 81.1633 | 83.202 | 83.0132 | 81.6761 | 79.5197
00 New Battery Storage | 16.5723 | 16.3151 | 16.2582 | 16.3252 | 16.3914 | 16.3019 | 16.4036
00 New Offshore Wind | 47.9293 | 49.2467 | 49.3891 | 50.1361 | 51.2193 | 51.7671 | 51.6067
00 New Onshore Wind | 46.0985 | 44.3145 | 44.1716 | 45.4687 | 45.0864 | 44.3511 | 44.2626
00 New Solar PV | 27.24 | 27.7919 | 27.9355 | 27.9493 | 28.0758 | 28.134 | 28.1061
00 New Solar Thermal | N/A | 65.1374 | 59.1297 | 57.6239 | 54.8402 | 51.595 | 49.2629
00 New Fuel Cell | 74.2081 | 74.1345 | 68.6692 | 59.7124 | 57.925 | 56.6532 | 58.6142
00 New Ultrasupercritical Coal without CCS | N/A | N/A | N/A | N/A | N/A | N/A | N/A
00 New Ultrasupercritical Coal with 30% CCS | N/A | N/A | N/A | N/A | N/A | N/A | N/A
00 New Ultrasupercritical Coal with 90% CCS | N/A | N/A | N/A | N/A | N/A | N/A | N/A
00 Exist & New Distributed Solar PV | 15.7839 | 15.8304 | 15.9086 | 15.9861 | 16.0658 | 16.174 | 16.268
00 Exist Combined Cycle | 63.7876 | 63.7289 | 62.4262 | 55.6043 | 48.2174 | 39.7303 | 37.8659
00 Exist Combustion Turbine | 3.026 | 3.2099 | 3.6521 | 2.2485 | 1.7065 | 1.5019 | 1.4784
00 Exist Coal Steam_Uncontrolled | 63.5204 | 61.7671 | 63.8085 | 59.2057 | 48.3398 | 52.5325 | 52.5339
00 Exist Coal Steam_ACI | 64.6767 | 64.5859 | 70.7149 | 68.0097 | 60.9096 | 60.699 | 58.7963
00 Exist Coal Steam_ACI_DSI | 64.1119 | 49.9733 | 58.6629 | 58.2214 | 54.7848 | 54.8081 | 54.8081
00 Exist Coal Steam_DryFGD | 0 | 0 | 0 | 0 | 0 | 0 | 0
00 Exist Coal Steam_DryFGD_ACI | 55.4691 | 60.8215 | 77.8663 | 62.8787 | 57.9753 | 54.4075 | 57.6316
00 Exist Coal Steam_DryFGD_DSI | N/A | N/A | N/A | N/A | N/A | N/A | N/A
00 Exist Coal Steam_DryFGD_SCR | N/A | N/A | N/A | N/A | N/A | N/A | N/A
00 Exist Coal Steam_DryFGD_SCR_ACI | 43.7959 | 50.0181 | 56.6593 | 48.1067 | 48.6643 | 38.689 | 45.9493
00 Exist Coal Steam_DryFGD_SCR_DSI | 71.7922 | 64.8944 | N/A | N/A | N/A | N/A | N/A
00 Exist Coal Steam_DryFGD_SCR_ACI_DSI | 71.2096 | 80.77 | 80.77 | 80.77 | 69.3425 | 54.8081 | 54.8081
00 Exist Coal Steam_DryFGD_SNCR_ACI | 79.6157 | 79.7414 | 79.7414 | 75.8983 | 71.0452 | 61.5737 | 61.1695
00 Exist Coal Steam_DryFGD_SNCR_ACI_DSI | 64.4004 | 67.5838 | N/A | N/A | N/A | N/A | N/A
00 Exist Coal Steam_DSI | 73.764 | 76.0178 | N/A | N/A | N/A | N/A | N/A
00 Exist Coal Steam_SCR_ACI | 57.3368 | 55.798 | 60.5305 | 57.5091 | 66.0098 | 42.214 | 43.0787
00 Exist Coal Steam_SCR_ACI_DSI | 48.8802 | 53.2503 | 34.5985 | 34.5726 | 30.8871 | N/A | N/A
00 Exist Coal Steam_SNCR | 83.97 | 83.97 | 83.97 | 83.97 | 83.97 | 73.6601 | 73.6652
00 Exist Coal Steam_SCR | N/A | N/A | N/A | N/A | N/A | N/A | N/A
00 Exist Coal Steam_SNCR_ACI | N/A | N/A | N/A | N/A | N/A | N/A | N/A
00 Exist Coal Steam_SNCR_ACI_DSI | 15.0925 | 13.4316 | 33.8637 | 31.0074 | 0 | 0 | 0
00 Exist Coal Steam_WetFGD | 74.617 | 78.307 | 79.3374 | 78.6705 | 61.9462 | 79.13 | 79.13
00 Exist Coal Steam_WetFGD_ACI | 47.3933 | 56.0394 | 58.5399 | 54.1576 | 53.9862 | 62.4223 | 63.7174
00 Exist Coal Steam_WetFGD_ACI_DSI | 57.6555 | 52.859 | 45.1581 | 52.3504 | 32.6749 | N/A | N/A
00 Exist Coal Steam_WetFGD_DSI | N/A | N/A | N/A | N/A | N/A | N/A | N/A
00 Exist Coal Steam_WetFGD_SCR | 59.77 | 60.275 | 67.6761 | 59.9891 | 59.8788 | 49.6048 | 49.927
00 Exist Coal Steam_WetFGD_SCR_DSI | 40.3644 | N/A | N/A | N/A | N/A | N/A | N/A
00 Exist Coal Steam_WetFGD_SCR_ACI | 56.3279 | 59.3961 | 62.9838 | 57.5348 | 53.7873 | 43.3068 | 45.6387
00 Exist Coal Steam_WetFGD_SCR_ACI_DSI | 59.8354 | 61.1354 | 57.2869 | 55.6354 | 34.7046 | N/A | N/A
00 Exist Coal Steam_WetFGD_SNCR | 29.8629 | 29.8587 | 29.8809 | 29.8809 | 39.0987 | 83.97 | 83.5444
00 Exist Coal Steam_WetFGD_SNCR_ACI | 48.7515 | 50.4009 | 47.2338 | 44.6867 | 65.1109 | 65.1109 | 65.1109
00 Exist Coal Steam_WetFGD_SNCR_ACI_DSI | N/A | N/A | N/A | N/A | N/A | N/A | N/A
00 Exist FBC_ACI_DSI | 11.3836 | 10 | 10 | 10 | 10 | 10 | 10
00 Exist FBC_DryFGD_ACI | 19.4488 | 16.8207 | 39.8005 | 39.7952 | 39.8058 | N/A | N/A
00 Exist FBC_DryFGD_DSI | 22.394 | 19.3397 | 19.3397 | 13.0219 | 13.0219 | 38.8225 | 33.4945
00 Exist FBC_DryFGD_SNCR | 24.9215 | 26.7432 | 28.0679 | 18.2749 | 23.8034 | 35.0933 | 47.0661
00 Exist FBC_DryFGD_SNCR_ACI | 18.6108 | 22.9919 | 14.9302 | 54.7563 | 32.5559 | N/A | N/A
00 Exist FBC_DryFGD_SNCR_ACI_DSI | 83.06 | 83.06 | 83.06 | 83.06 | 72.9993 | 73.0043 | 73.0093
00 Exist FBC_DryFGD_SNCR_DSI | 20.1357 | 17.3895 | 20.1357 | 11.841 | 11.8257 | 32.5352 | N/A
00 Exist FBC_DSI | 12.9321 | 9.6681 | 12.2644 | 14.1939 | 13.4082 | 6.4335 | 6.5304
00 Exist FBC_SCR | 17.3671 | 14.0447 | 37.863 | 34.7615 | 0 | 0 | 0
00 Exist FBC_SNCR | 0 | 0 | 0 | 0 | 0 | 0 | 0
00 Exist FBC_SNCR_ACI | 17.3895 | 14.0939 | 42.4124 | 42.4073 | 0 | 0 | 0
00 Exist FBC_SNCR_ACI_DSI | 10 | 10 | 10 | 10 | 10 | 10 | 10
00 Exist FBC_SNCR_DSI | 39.425 | 37.7206 | 34.4977 | 36.6151 | 23.3383 | 22.767 | 23.4674
00 Exist FBC_Uncontrolled | N/A | N/A | N/A | N/A | N/A | N/A | N/A
00 Exist FBC_WetFGD_DSI | 47.4308 | 65.3388 | 83.97 | 83.97 | 83.97 | 83.97 | 83.97
00 Exist IGCC | 77.1723 | 73.3142 | N/A | N/A | N/A | N/A | N/A
00 Exist Fossil_Other | 32.2152 | 29.5396 | 29.5396 | 29.5396 | 29.5396 | 29.5396 | 29.5396
00 Exist Fuel Cell | 0.018749 | 0.93377 | 4.6255 | 3.5138 | 1.9327 | 1.8657 | 1.9601
00 Exist Hydro | 39.6302 | 39.6302 | 39.6302 | 39.6302 | 39.6302 | 39.6302 | 39.6302
00 Exist Non Fossil_Other | 59.935 | 59.1333 | 58.9418 | 58.8661 | 58.9963 | 58.6459 | 58.64
00 Exist Nuclear | 91.316 | 91.8805 | 92.0329 | 92.182 | 92.2773 | 92.5837 | 92.5837
00 Exist Oil/Gas Steam | 7.8929 | 7.7518 | 5.3129 | 2.5126 | 1.2506 | 1.2098 | 1.2377
00 Exist Oil/Gas Steam_SCR | 6.1596 | 4.2364 | 0.29532 | 0.053348 | 0.023391 | 0.026832 | 0.024992
00 Exist Oil/Gas Steam_SNCR | 4.4671 | 5.1171 | 2.0965 | 0.56921 | 0.57313 | 0.55414 | 0.55478
00 Exist Biomass | 32.4597 | 12.2626 | 29.8138 | 12.6447 | 10.121 | 9.2371 | 9.212
00 Exist Landfill Gas | 68.6216 | 65.0157 | 64.2211 | 60.1365 | 63.1862 | 59.1879 | 59.8409
00 Exist Geothermal | 79.0652 | 79.0652 | 79.0652 | 79.0652 | 79.0652 | 79.0652 | 79.0652
00 Exist Pump Storage | 11.6197 | 11.6184 | 13.5469 | 14.8202 | 15.7025 | 16.2928 | 16.4504
00 Exist Energy Storage | 6.4115 | 6.5166 | 8.8518 | 8.7311 | 8.2528 | 8.9122 | 10.0251
00 Exist Solar PV | 24.5126 | 24.5126 | 24.5124 | 24.5124 | 24.5124 | 24.5124 | 24.5124
00 Exist Solar Thermal | 20.9939 | 20.9939 | 20.9939 | 20.9939 | 20.9939 | 20.9939 | 20.9939
00 Exist Offshore Wind | 43.1992 | 43.1992 | 43.1992 | 43.1992 | 43.1992 | 43.1992 | 43.1992
00 Exist Onshore Wind | 34.3362 | 34.3362 | 34.3362 | 34.3362 | 34.3362 | 34.3362 | 34.3362
00 International Imports | 33.46 | 33.46 | 33.46 | 30.27 | 30.27 | 30.27 | 30.27
00 Ret.ACI | N/A | N/A | N/A | N/A | N/A | N/A | N/A
00 Ret.ACI & DryFGD | N/A | N/A | N/A | N/A | N/A | N/A | N/A
00 Ret.ACI & DryFGD & HRI | N/A | N/A | N/A | N/A | N/A | N/A | N/A
00 Ret.ACI & DSI | N/A | N/A | N/A | N/A | N/A | N/A | N/A
00 Ret.ACI & DSI & DryFGD | N/A | N/A | N/A | N/A | N/A | N/A | N/A
00 Ret.ACI & DSI & DryFGD & HRI | N/A | N/A | N/A | N/A | N/A | N/A | N/A
00 Ret.ACI & DSI & HRI | N/A | N/A | N/A | N/A | N/A | N/A | N/A
00 Ret.ACI & DSI & WetFGD & HRI | N/A | N/A | N/A | N/A | N/A | N/A | N/A
00 Ret.ACI & HRI | N/A | N/A | N/A | N/A | N/A | N/A | N/A
00 Ret.ACI & SCR | N/A | N/A | N/A | N/A | N/A | N/A | N/A
00 Ret.ACI & SCR & DryFGD & HRI | N/A | N/A | N/A | N/A | N/A | N/A | N/A
00 Ret.ACI & SCR & DSI | N/A | N/A | N/A | N/A | N/A | N/A | N/A
00 Ret.ACI & SCR & DSI & DryFGD | N/A | N/A | N/A | N/A | N/A | N/A | N/A
00 Ret.ACI & SCR & DSI & DryFGD & HRI | N/A | N/A | N/A | N/A | N/A | N/A | N/A
00 Ret.ACI & SCR & DSI & HRI | N/A | N/A | N/A | N/A | N/A | N/A | N/A
00 Ret.ACI & SCR & DSI & WetFGD | N/A | N/A | N/A | N/A | N/A | N/A | N/A
00 Ret.ACI & SCR & DSI & WetFGD & HRI | N/A | N/A | N/A | N/A | N/A | N/A | N/A
00 Ret.ACI & SCR & HRI | N/A | N/A | N/A | N/A | N/A | N/A | N/A
00 Ret.ACI & SCR & WetFGD & HRI | N/A | N/A | N/A | N/A | N/A | N/A | N/A
00 Ret.ACI & SNCR | N/A | N/A | N/A | N/A | N/A | N/A | N/A
00 Ret.ACI & SNCR & DSI | N/A | N/A | N/A | N/A | N/A | N/A | N/A
00 Ret.ACI & SNCR & DSI & DryFGD | N/A | N/A | N/A | N/A | N/A | N/A | N/A
00 Ret.ACI & SNCR & DSI & DryFGD & HRI | N/A | N/A | N/A | N/A | N/A | N/A | N/A
00 Ret.ACI & SNCR & DSI & HRI | N/A | N/A | N/A | N/A | N/A | N/A | N/A
00 Ret.ACI & SNCR & DSI & WetFGD | N/A | N/A | N/A | N/A | N/A | N/A | N/A
00 Ret.ACI & SNCR & DSI & WetFGD & HRI | N/A | N/A | N/A | N/A | N/A | N/A | N/A
00 Ret.ACI & SNCR & HRI | N/A | N/A | N/A | N/A | N/A | N/A | N/A
00 Ret.ACI & WetFGD | N/A | N/A | N/A | N/A | N/A | N/A | N/A
00 Ret.ACI & WetFGD & DSI | N/A | N/A | N/A | N/A | N/A | N/A | N/A
00 Ret.ACI & WetFGD & HRI | N/A | N/A | N/A | N/A | N/A | N/A | N/A
00 Ret.C2G | 1.1165 | 1.1571 | 2.2826 | 1.4135 | 1.6791 | 2.097 | 7.2052
00 Ret.C2G & SCR | N/A | N/A | N/A | N/A | N/A | N/A | N/A
00 Ret.CCG | N/A | 84.9 | 84.9 | 76.4715 | 46.6113 | 37.9899 | 37.9913
00 Ret.DryFGD | N/A | N/A | N/A | N/A | N/A | N/A | N/A
00 Ret.DryFGD & CCS | N/A | N/A | N/A | N/A | N/A | N/A | N/A
00 Ret.DryFGD & HRI | N/A | N/A | N/A | N/A | N/A | N/A | N/A
00 Ret.DSI | N/A | N/A | N/A | N/A | N/A | N/A | N/A
00 Ret.DSI & DryFGD | N/A | N/A | N/A | N/A | N/A | N/A | N/A
00 Ret.DSI & DryFGD & HRI | N/A | N/A | N/A | N/A | N/A | N/A | N/A
00 Ret.DSI & HRI | N/A | N/A | N/A | N/A | N/A | N/A | N/A
00 Ret.ExistACI & DryFGD | N/A | N/A | N/A | N/A | N/A | N/A | N/A
00 Ret.ExistACI & DryFGD & CCS | N/A | N/A | N/A | N/A | N/A | N/A | N/A
00 Ret.ExistACI & DryFGD & HRI | N/A | N/A | N/A | N/A | N/A | N/A | N/A
00 Ret.ExistACI & DryFGD & HRI & CCS | N/A | N/A | N/A | N/A | N/A | N/A | N/A
00 Ret.ExistACI & DSI | N/A | N/A | N/A | N/A | N/A | N/A | N/A
00 Ret.ExistACI & DSI & DryFGD | N/A | N/A | N/A | N/A | N/A | N/A | N/A
00 Ret.ExistACI & DSI & DryFGD & HRI | N/A | N/A | N/A | N/A | N/A | N/A | N/A
00 Ret.ExistACI & DSI & HRI | N/A | N/A | N/A | N/A | N/A | N/A | N/A
00 Ret.ExistACI & HRI | N/A | N/A | N/A | N/A | N/A | N/A | N/A
00 Ret.ExistACI & HRI & WetFGD | N/A | N/A | N/A | N/A | N/A | N/A | N/A
00 Ret.ExistACI & SCR | N/A | N/A | N/A | N/A | N/A | N/A | N/A
00 Ret.ExistACI & SCR & DryFGD | N/A | N/A | N/A | N/A | N/A | N/A | N/A
00 Ret.ExistACI & SCR & DryFGD & CCS | N/A | N/A | N/A | N/A | N/A | N/A | N/A
00 Ret.ExistACI & SCR & DryFGD & HRI | N/A | N/A | N/A | N/A | N/A | N/A | N/A
00 Ret.ExistACI & SCR & DryFGD & HRI & CCS | N/A | N/A | N/A | N/A | N/A | N/A | N/A
00 Ret.ExistACI & SCR & DSI | N/A | N/A | N/A | N/A | N/A | N/A | N/A
00 Ret.ExistACI & SCR & DSI & DryFGD | N/A | N/A | N/A | N/A | N/A | N/A | N/A
00 Ret.ExistACI & SCR & DSI & DryFGD & HRI | N/A | N/A | N/A | N/A | N/A | N/A | N/A
00 Ret.ExistACI & SCR & DSI & HRI | N/A | N/A | N/A | N/A | N/A | N/A | N/A
00 Ret.ExistACI & SCR & HRI | N/A | N/A | N/A | N/A | N/A | N/A | N/A
00 Ret.ExistACI & SCR & WetFGD | N/A | N/A | N/A | N/A | N/A | N/A | N/A
00 Ret.ExistACI & SCR & WetFGD & CCS | N/A | N/A | N/A | N/A | N/A | N/A | N/A
00 Ret.ExistACI & SCR & WetFGD & HRI | N/A | N/A | N/A | N/A | N/A | N/A | N/A
00 Ret.ExistACI & SCR & WetFGD & HRI & CCS | N/A | N/A | N/A | N/A | N/A | N/A | N/A
00 Ret.ExistACI & SNCR | N/A | N/A | N/A | N/A | N/A | N/A | N/A
00 Ret.ExistACI & SNCR & DryFGD | N/A | N/A | N/A | N/A | N/A | N/A | N/A
00 Ret.ExistACI & SNCR & DryFGD & CCS | N/A | N/A | N/A | N/A | N/A | N/A | N/A
00 Ret.ExistACI & SNCR & DryFGD & HRI | N/A | N/A | N/A | N/A | N/A | N/A | N/A
00 Ret.ExistACI & SNCR & DryFGD & HRI & CCS | N/A | N/A | N/A | N/A | N/A | N/A | N/A
00 Ret.ExistACI & SNCR & DSI | N/A | N/A | N/A | N/A | N/A | N/A | N/A
00 Ret.ExistACI & SNCR & DSI & HRI | N/A | N/A | N/A | N/A | N/A | N/A | N/A
00 Ret.ExistACI & SNCR & HRI | N/A | N/A | N/A | N/A | N/A | N/A | N/A
00 Ret.ExistACI & SNCR & WetFGD | N/A | N/A | N/A | N/A | N/A | N/A | N/A
00 Ret.ExistACI & SNCR & WetFGD & CCS | N/A | N/A | N/A | N/A | N/A | N/A | N/A
00 Ret.ExistACI & SNCR & WetFGD & HRI | N/A | N/A | N/A | N/A | N/A | N/A | N/A
00 Ret.ExistACI & SNCR & WetFGD & HRI & CCS | N/A | N/A | N/A | N/A | N/A | N/A | N/A
00 Ret.ExistACI & WetFGD | N/A | N/A | N/A | N/A | N/A | N/A | N/A
00 Ret.ExistACI & WetFGD & CCS | N/A | N/A | N/A | N/A | N/A | N/A | N/A
00 Ret.ExistACI & WetFGD & HRI & CCS | N/A | N/A | N/A | N/A | N/A | N/A | N/A
00 Ret.ExistACI_DSI & DryFGD | N/A | N/A | N/A | N/A | N/A | N/A | N/A
00 Ret.ExistACI_DSI & DryFGD & CCS | N/A | N/A | N/A | N/A | N/A | N/A | N/A
00 Ret.ExistACI_DSI & DryFGD & HRI | N/A | N/A | N/A | N/A | N/A | N/A | N/A
00 Ret.ExistACI_DSI & DryFGD & HRI & CCS | N/A | N/A | N/A | N/A | N/A | N/A | N/A
00 Ret.ExistACI_DSI & HRI | N/A | N/A | N/A | N/A | N/A | N/A | N/A
00 Ret.ExistACI_DSI & SCR | N/A | N/A | N/A | N/A | N/A | N/A | N/A
00 Ret.ExistACI_DSI & SCR & DryFGD | N/A | N/A | N/A | N/A | N/A | N/A | N/A
00 Ret.ExistACI_DSI & SCR & DryFGD & CCS | N/A | N/A | N/A | N/A | N/A | N/A | N/A
00 Ret.ExistACI_DSI & SCR & DryFGD & HRI | N/A | N/A | N/A | N/A | N/A | N/A | N/A
00 Ret.ExistACI_DSI & SCR & DryFGD & HRI & CCS | N/A | N/A | N/A | N/A | N/A | N/A | N/A
00 Ret.ExistACI_DSI & SCR & HRI | N/A | N/A | N/A | N/A | N/A | N/A | N/A
00 Ret.ExistACI_DSI & SCR & WetFGD | N/A | N/A | N/A | N/A | N/A | N/A | N/A
00 Ret.ExistACI_DSI & SCR & WetFGD & CCS | N/A | N/A | N/A | N/A | N/A | N/A | N/A
00 Ret.ExistACI_DSI & SCR & WetFGD & HRI | N/A | N/A | N/A | N/A | N/A | N/A | N/A
00 Ret.ExistACI_DSI & SCR & WetFGD & HRI & CCS | N/A | N/A | N/A | N/A | N/A | N/A | N/A
00 Ret.ExistACI_DSI & SNCR | N/A | N/A | N/A | N/A | N/A | N/A | N/A
00 Ret.ExistACI_DSI & SNCR & DryFGD | N/A | N/A | N/A | N/A | N/A | N/A | N/A
00 Ret.ExistACI_DSI & SNCR & DryFGD & HRI & CCS | N/A | N/A | N/A | N/A | N/A | N/A | N/A
00 Ret.ExistACI_DSI & SNCR & DryFGD & HRI | N/A | N/A | N/A | N/A | N/A | N/A | N/A
00 Ret.ExistACI_DSI & SNCR & WetFGD & HRI & CCS | N/A | N/A | N/A | N/A | N/A | N/A | N/A
00 Ret.ExistACI_DSI & SNCR & HRI | N/A | N/A | N/A | N/A | N/A | N/A | N/A
00 Ret.ExistACI_DSI & SNCR & WetFGD | N/A | N/A | N/A | N/A | N/A | N/A | N/A
00 Ret.ExistACI_DSI & SNCR & WetFGD & HRI | N/A | N/A | N/A | N/A | N/A | N/A | N/A
00 Ret.ExistACI_DSI & WetFGD | N/A | N/A | N/A | N/A | N/A | N/A | N/A
00 Ret.ExistACI_DSI & WetFGD & CCS | N/A | N/A | N/A | N/A | N/A | N/A | N/A
00 Ret.ExistACI_DSI & WetFGD & HRI | N/A | N/A | N/A | N/A | N/A | N/A | N/A
00 Ret.ExistACI_DSI & WetFGD & HRI & CCS | N/A | N/A | N/A | N/A | N/A | N/A | N/A
00 Ret.ExistDryFGD & CCS | N/A | N/A | N/A | N/A | N/A | N/A | N/A
00 Ret.ExistDryFGD & HRI | N/A | N/A | N/A | N/A | N/A | N/A | N/A
00 Ret.ExistDryFGD & SCR | N/A | N/A | N/A | N/A | N/A | N/A | N/A
00 Ret.ExistDryFGD & SCR & CCS | N/A | N/A | N/A | N/A | N/A | N/A | N/A
00 Ret.ExistDryFGD & SCR & HRI | N/A | N/A | N/A | N/A | N/A | N/A | N/A
00 Ret.ExistDryFGD & SNCR | N/A | N/A | N/A | N/A | N/A | N/A | N/A
00 Ret.ExistDryFGD & SNCR & CCS | N/A | N/A | N/A | N/A | N/A | N/A | N/A
00 Ret.ExistDryFGD & SNCR & HRI | N/A | N/A | N/A | N/A | N/A | N/A | N/A
00 Ret.ExistDryFGD_ACI & CCS | N/A | 83.06 | 83.06 | 83.06 | 83.06 | 83.06 | 83.06
00 Ret.ExistDryFGD_ACI & HRI | N/A | N/A | N/A | N/A | N/A | N/A | N/A
00 Ret.ExistDryFGD_ACI & HRI & CCS | N/A | N/A | N/A | N/A | N/A | N/A | N/A
00 Ret.ExistDryFGD_ACI & SCR | N/A | N/A | N/A | N/A | N/A | N/A | N/A
00 Ret.ExistDryFGD_ACI & SCR & CCS | N/A | N/A | N/A | N/A | N/A | N/A | N/A
00 Ret.ExistDryFGD_ACI & SCR & HRI | N/A | N/A | N/A | N/A | N/A | N/A | N/A
00 Ret.ExistDryFGD_ACI & SCR & HRI & CCS | N/A | N/A | N/A | N/A | N/A | N/A | N/A
00 Ret.ExistDryFGD_ACI & SNCR | N/A | N/A | N/A | N/A | N/A | N/A | N/A
00 Ret.ExistDryFGD_ACI & SNCR & CCS | N/A | N/A | N/A | N/A | N/A | N/A | N/A
00 Ret.ExistDryFGD_ACI & SNCR & HRI | N/A | N/A | N/A | N/A | N/A | N/A | N/A
00 Ret.ExistDryFGD_ACI & SNCR & HRI & CCS | N/A | N/A | N/A | N/A | N/A | N/A | N/A
00 Ret.ExistDryFGD_ACI_DSI & SCR | N/A | N/A | N/A | N/A | N/A | N/A | N/A
00 Ret.ExistDryFGD_ACI_DSI & SCR & CCS | N/A | N/A | N/A | N/A | N/A | N/A | N/A
00 Ret.ExistDryFGD_ACI_DSI & SCR & HRI | N/A | N/A | N/A | N/A | N/A | N/A | N/A
00 Ret.ExistDryFGD_ACI_DSI & SCR & HRI & CCS | N/A | N/A | N/A | N/A | N/A | N/A | N/A
00 Ret.ExistDryFGD_DSI & CCS | N/A | N/A | N/A | N/A | N/A | N/A | N/A
00 Ret.ExistDryFGD_DSI & HRI | N/A | N/A | N/A | N/A | N/A | N/A | N/A
00 Ret.ExistDryFGD_SCR_DSI & CCS | N/A | N/A | N/A | N/A | N/A | N/A | N/A
00 Ret.ExistDryFGD_SNCR & CCS | N/A | N/A | N/A | N/A | N/A | N/A | N/A
00 Ret.ExistDryFGD_SNCR_ACI_DSI & CCS | N/A | N/A | N/A | N/A | N/A | N/A | N/A
00 Ret.ExistDryFGD_SNCR_ACI_DSI & HRI | N/A | N/A | N/A | N/A | N/A | N/A | N/A
00 Ret.ExistDryFGD_SNCR_ACI_DSI & HRI & CCS | N/A | N/A | N/A | N/A | N/A | N/A | N/A
00 Ret.ExistDryFGD_SNCR_DSI & CCS | N/A | N/A | N/A | N/A | N/A | N/A | N/A
00 Ret.ExistDSI & DryFGD | N/A | N/A | N/A | N/A | N/A | N/A | N/A
00 Ret.ExistDSI & DryFGD & HRI | N/A | N/A | N/A | N/A | N/A | N/A | N/A
00 Ret.ExistDSI & HRI | N/A | N/A | N/A | N/A | N/A | N/A | N/A
00 Ret.ExistDSI & SCR | N/A | N/A | N/A | N/A | N/A | N/A | N/A
00 Ret.ExistDSI & SCR & DryFGD | N/A | N/A | N/A | N/A | N/A | N/A | N/A
00 Ret.ExistDSI & SCR & DryFGD & HRI | N/A | N/A | N/A | N/A | N/A | N/A | N/A
00 Ret.ExistDSI & SCR & HRI | N/A | N/A | N/A | N/A | N/A | N/A | N/A
00 Ret.ExistDSI & SCR & WetFGD | N/A | N/A | N/A | N/A | N/A | N/A | N/A
00 Ret.ExistDSI & SCR & WetFGD & HRI | N/A | N/A | N/A | N/A | N/A | N/A | N/A
00 Ret.ExistDSI & SNCR | N/A | N/A | N/A | N/A | N/A | N/A | N/A
00 Ret.ExistSCR & ACI | N/A | N/A | N/A | N/A | N/A | N/A | N/A
00 Ret.ExistDSI & SNCR & DryFGD | N/A | N/A | N/A | N/A | N/A | N/A | N/A
00 Ret.ExistSCR & ACI & DSI | N/A | N/A | N/A | N/A | N/A | N/A | N/A
00 Ret.ExistSCR & ACI & DSI & DryFGD | N/A | N/A | N/A | N/A | N/A | N/A | N/A
00 Ret.ExistSCR & ACI & DSI & DryFGD & HRI | N/A | N/A | N/A | N/A | N/A | N/A | N/A
00 Ret.ExistDSI & SNCR & DryFGD & HRI | N/A | N/A | N/A | N/A | N/A | N/A | N/A
00 Ret.ExistDSI & SNCR & HRI | N/A | N/A | N/A | N/A | N/A | N/A | N/A
00 Ret.ExistSCR & ACI & DSI & HRI | N/A | N/A | N/A | N/A | N/A | N/A | N/A
00 Ret.ExistDSI & SNCR & WetFGD | N/A | N/A | N/A | N/A | N/A | N/A | N/A
00 Ret.ExistSCR & ACI & DSI & WetFGD | N/A | N/A | N/A | N/A | N/A | N/A | N/A
00 Ret.ExistSCR & ACI & DSI & WetFGD & HRI | N/A | N/A | N/A | N/A | N/A | N/A | N/A
00 Ret.ExistSCR & ACI & HRI | N/A | N/A | N/A | N/A | N/A | N/A | N/A
00 Ret.ExistDSI & SNCR & WetFGD & HRI | N/A | N/A | N/A | N/A | N/A | N/A | N/A
00 Ret.ExistDSI & WetFGD | N/A | N/A | N/A | N/A | N/A | N/A | N/A
00 Ret.ExistDSI & WetFGD & HRI | N/A | N/A | N/A | N/A | N/A | N/A | N/A
00 Ret.ExistDSI_ACI & SNCR & DryFGD & CCS | N/A | N/A | N/A | N/A | N/A | N/A | N/A
00 Ret.ExistDSI_ACI & SNCR & WetFGD & CCS | N/A | N/A | N/A | N/A | N/A | N/A | N/A
00 Ret.ExistSCR_ACI & DryFGD | N/A | N/A | N/A | N/A | N/A | N/A | N/A
00 Ret.ExistSCR & DSI | N/A | N/A | N/A | N/A | N/A | N/A | N/A
00 Ret.ExistSCR_ACI & DryFGD & CCS | N/A | N/A | N/A | N/A | N/A | N/A | N/A
00 Ret.ExistSCR_ACI & DryFGD & HRI | N/A | N/A | N/A | N/A | N/A | N/A | N/A
00 Ret.ExistSCR & DSI & DryFGD | N/A | N/A | N/A | N/A | N/A | N/A | N/A
00 Ret.ExistSCR_ACI & DryFGD & HRI & CCS | N/A | N/A | N/A | N/A | N/A | N/A | N/A
00 Ret.ExistSCR & DSI & DryFGD & HRI | N/A | N/A | N/A | N/A | N/A | N/A | N/A
00 Ret.ExistSCR & DSI & HRI | N/A | N/A | N/A | N/A | N/A | N/A | N/A
00 Ret.ExistSCR_ACI & DSI & HRI | N/A | N/A | N/A | N/A | N/A | N/A | N/A
00 Ret.ExistSCR_ACI & HRI | N/A | N/A | N/A | N/A | N/A | N/A | N/A
00 Ret.ExistSCR_ACI & WetFGD | N/A | N/A | N/A | N/A | N/A | N/A | N/A
00 Ret.ExistSCR & HRI | N/A | N/A | N/A | N/A | N/A | N/A | N/A
00 Ret.ExistSCR_ACI & WetFGD & CCS | N/A | N/A | N/A | N/A | N/A | N/A | N/A
00 Ret.ExistSCR_ACI & WetFGD & HRI | N/A | N/A | N/A | N/A | N/A | N/A | N/A
00 Ret.ExistSCR_ACI & WetFGD & HRI & CCS | N/A | N/A | N/A | N/A | N/A | N/A | N/A
00 Ret.ExistSCR_ACI_DSI & DryFGD | N/A | N/A | N/A | N/A | N/A | N/A | N/A
00 Ret.ExistSCR_ACI_DSI & DryFGD & CCS | N/A | N/A | N/A | N/A | N/A | N/A | N/A
00 Ret.ExistSCR_ACI_DSI & DryFGD & HRI | N/A | N/A | N/A | N/A | N/A | N/A | N/A
00 Ret.ExistSCR_ACI_DSI & DryFGD & HRI & CCS | N/A | N/A | N/A | N/A | N/A | N/A | N/A
00 Ret.ExistSCR_ACI_DSI & HRI | N/A | N/A | N/A | N/A | N/A | N/A | N/A
00 Ret.ExistSCR_ACI_DSI & WetFGD | N/A | N/A | N/A | N/A | N/A | N/A | N/A
00 Ret.ExistSCR_ACI_DSI & WetFGD & CCS | N/A | N/A | N/A | N/A | N/A | N/A | N/A
00 Ret.ExistSCR_ACI_DSI & WetFGD & HRI | N/A | N/A | N/A | N/A | N/A | N/A | N/A
00 Ret.ExistSCR_ACI_DSI & WetFGD & HRI & CCS | N/A | N/A | N/A | N/A | N/A | N/A | N/A
00 Ret.ExistSCR_DryFGD & CCS | N/A | N/A | N/A | N/A | N/A | N/A | N/A
00 Ret.ExistSCR_DryFGD & HRI | N/A | N/A | N/A | N/A | N/A | N/A | N/A
00 Ret.ExistSCR_DryFGD_ACI & CCS | N/A | N/A | N/A | N/A | N/A | N/A | N/A
00 Ret.ExistSCR_DryFGD_ACI & HRI | N/A | N/A | N/A | N/A | N/A | N/A | N/A
00 Ret.ExistSCR_DryFGD_ACI & HRI & CCS | N/A | N/A | N/A | N/A | N/A | N/A | N/A
00 Ret.ExistSCR_DryFGD_ACI_DSI & CCS | N/A | N/A | N/A | N/A | N/A | N/A | N/A
00 Ret.ExistSCR_DryFGD_ACI_DSI & HRI | N/A | N/A | N/A | N/A | N/A | N/A | N/A
00 Ret.ExistSCR_DryFGD_ACI_DSI & HRI & CCS | N/A | N/A | N/A | N/A | N/A | N/A | N/A
00 Ret.ExistSCR_WetFGD & HRI | N/A | N/A | N/A | N/A | N/A | N/A | N/A
00 Ret.ExistSCR_WetFGD & HRI & CCS | N/A | N/A | N/A | N/A | N/A | N/A | N/A
00 Ret.ExistSCR_WetFGD_ACI & CCS | N/A | 79.13 | 79.13 | 79.13 | 79.13 | 79.13 | 79.13
00 Ret.ExistSCR_WetFGD_ACI & HRI | N/A | N/A | N/A | N/A | N/A | N/A | N/A
00 Ret.ExistSCR_WetFGD_ACI & HRI & CCS | N/A | N/A | N/A | N/A | N/A | N/A | N/A
00 Ret.ExistSCR_WetFGD_ACI_DSI & CCS | N/A | N/A | N/A | N/A | N/A | N/A | N/A
00 Ret.ExistSCR_WetFGD_ACI_DSI & HRI | N/A | N/A | N/A | N/A | N/A | N/A | N/A
00 Ret.ExistSCR_WetFGD_ACI_DSI & HRI & CCS | N/A | N/A | N/A | N/A | N/A | N/A | N/A
00 Ret.ExistSCR_WetFGD_DSI & HRI | N/A | N/A | N/A | N/A | N/A | N/A | N/A
00 Ret.ExistSCR_WetFGD_DSI & HRI & CCS | N/A | N/A | N/A | N/A | N/A | N/A | N/A
00 Ret.ExistSNCR_ACI & DryFGD | N/A | N/A | N/A | N/A | N/A | N/A | N/A
00 Ret.ExistSNCR_ACI & DryFGD & CCS | N/A | N/A | N/A | N/A | N/A | N/A | N/A
00 Ret.ExistSNCR_ACI & DryFGD & HRI | N/A | N/A | N/A | N/A | N/A | N/A | N/A
00 Ret.ExistSNCR_ACI & DryFGD & HRI & CCS | N/A | N/A | N/A | N/A | N/A | N/A | N/A
00 Ret.ExistSNCR_ACI & DSI & HRI | N/A | N/A | N/A | N/A | N/A | N/A | N/A
00 Ret.ExistSNCR_ACI & HRI | N/A | N/A | N/A | N/A | N/A | N/A | N/A
00 Ret.ExistSNCR_ACI & WetFGD | N/A | N/A | N/A | N/A | N/A | N/A | N/A
00 Ret.ExistSNCR_ACI & WetFGD & CCS | N/A | N/A | N/A | N/A | N/A | N/A | N/A
00 Ret.ExistSNCR_ACI & WetFGD & HRI | N/A | N/A | N/A | N/A | N/A | N/A | N/A
00 Ret.ExistSNCR_ACI & WetFGD & HRI & CCS | N/A | N/A | N/A | N/A | N/A | N/A | N/A
00 Ret.ExistSNCR_ACI_DSI & DryFGD | N/A | N/A | N/A | N/A | N/A | N/A | N/A
00 Ret.ExistSNCR_ACI_DSI & DryFGD & CCS | N/A | N/A | N/A | N/A | N/A | N/A | N/A
00 Ret.ExistSNCR_ACI_DSI & DryFGD & HRI | N/A | N/A | N/A | N/A | N/A | N/A | N/A
00 Ret.ExistSNCR_ACI_DSI & DryFGD & HRI & CCS | N/A | N/A | N/A | N/A | N/A | N/A | N/A
00 Ret.ExistSNCR_ACI_DSI & HRI | N/A | N/A | N/A | N/A | N/A | N/A | N/A
00 Ret.ExistSNCR_ACI_DSI & WetFGD | N/A | N/A | N/A | N/A | N/A | N/A | N/A
00 Ret.ExistSNCR_ACI_DSI & WetFGD & CCS | N/A | N/A | N/A | N/A | N/A | N/A | N/A
00 Ret.ExistSNCR_ACI_DSI & WetFGD & HRI | N/A | N/A | N/A | N/A | N/A | N/A | N/A
00 Ret.ExistSNCR_ACI_DSI & WetFGD & HRI & CCS | N/A | N/A | N/A | N/A | N/A | N/A | N/A
00 Ret.ExistSNCR_DryFGD & HRI | N/A | N/A | N/A | N/A | N/A | N/A | N/A
00 Ret.ExistSNCR_DryFGD_ACI & CCS | N/A | N/A | N/A | N/A | N/A | N/A | N/A
00 Ret.ExistSNCR_DryFGD_ACI & HRI | N/A | N/A | N/A | N/A | N/A | N/A | N/A
00 Ret.ExistSNCR_DryFGD_ACI & HRI & CCS | N/A | N/A | N/A | N/A | N/A | N/A | N/A
00 Ret.ExistSNCR_WetFGD & HRI | N/A | N/A | N/A | N/A | N/A | N/A | N/A
00 Ret.ExistSNCR_WetFGD & HRI & CCS | N/A | N/A | N/A | N/A | N/A | N/A | N/A
00 Ret.ExistSNCR_WetFGD_ACI & CCS | N/A | N/A | N/A | N/A | N/A | N/A | N/A
00 Ret.ExistSNCR_WetFGD_ACI & HRI | N/A | N/A | N/A | N/A | N/A | N/A | N/A
00 Ret.ExistSNCR_WetFGD_ACI & HRI & CCS | N/A | N/A | N/A | N/A | N/A | N/A | N/A
00 Ret.ExistSNCR_WetFGD_ACI_DSI & CCS | N/A | N/A | N/A | N/A | N/A | N/A | N/A
00 Ret.ExistSNCR_WetFGD_ACI_DSI & HRI | N/A | N/A | N/A | N/A | N/A | N/A | N/A
00 Ret.ExistSNCR_WetFGD_ACI_DSI & HRI & CCS | N/A | N/A | N/A | N/A | N/A | N/A | N/A
00 Ret.ExistSNCR & DryFGD & HRI | N/A | N/A | N/A | N/A | N/A | N/A | N/A
00 Ret.ExistSNCR & HRI | N/A | N/A | N/A | N/A | N/A | N/A | N/A
00 Ret.ExistWetFGD & CCS | N/A | N/A | N/A | N/A | N/A | N/A | N/A
00 Ret.ExistWetFGD & HRI | N/A | N/A | N/A | N/A | N/A | N/A | N/A
00 Ret.ExistWetFGD & HRI & CCS | N/A | N/A | N/A | N/A | N/A | N/A | N/A
00 Ret.ExistWetFGD & SCR | N/A | N/A | N/A | N/A | N/A | N/A | N/A
00 Ret.ExistWetFGD & SCR & CCS | N/A | N/A | N/A | N/A | N/A | N/A | N/A
00 Ret.ExistWetFGD & SCR & HRI | N/A | N/A | N/A | N/A | N/A | N/A | N/A
00 Ret.ExistWetFGD & SCR & HRI & CCS | N/A | N/A | N/A | N/A | N/A | N/A | N/A
00 Ret.ExistWetFGD & SNCR | N/A | N/A | N/A | N/A | N/A | N/A | N/A
00 Ret.ExistWetFGD & SNCR & CCS | N/A | N/A | N/A | N/A | N/A | N/A | N/A
00 Ret.ExistWetFGD & SNCR & HRI | N/A | N/A | N/A | N/A | N/A | N/A | N/A
00 Ret.ExistWetFGD & SNCR & HRI & CCS | N/A | N/A | N/A | N/A | N/A | N/A | N/A
00 Ret.ExistWetFGD_ACI & CCS | N/A | N/A | N/A | N/A | N/A | N/A | N/A
00 Ret.ExistWetFGD_ACI & HRI | N/A | N/A | N/A | N/A | N/A | N/A | N/A
00 Ret.ExistWetFGD_ACI & HRI & CCS | N/A | N/A | N/A | N/A | N/A | N/A | N/A
00 Ret.ExistWetFGD_ACI & SCR | 80.77 | 80.77 | N/A | N/A | N/A | N/A | N/A
00 Ret.ExistWetFGD_ACI & SCR & CCS | N/A | N/A | N/A | N/A | N/A | N/A | N/A
00 Ret.ExistWetFGD_ACI & SCR & HRI | N/A | N/A | N/A | N/A | N/A | N/A | N/A
00 Ret.ExistWetFGD_ACI & SCR & HRI & CCS | N/A | N/A | N/A | N/A | N/A | N/A | N/A
00 Ret.ExistWetFGD_ACI & SNCR | N/A | N/A | N/A | N/A | N/A | N/A | N/A
00 Ret.ExistWetFGD_ACI & SNCR & CCS | N/A | N/A | N/A | N/A | N/A | N/A | N/A
00 Ret.ExistWetFGD_ACI & SNCR & HRI | N/A | N/A | N/A | N/A | N/A | N/A | N/A
00 Ret.ExistWetFGD_ACI & SNCR & HRI & CCS | N/A | N/A | N/A | N/A | N/A | N/A | N/A
00 Ret.ExistWetFGD_ACI_DSI & CCS | N/A | N/A | N/A | N/A | N/A | N/A | N/A
00 Ret.ExistWetFGD_ACI_DSI & HRI | N/A | N/A | N/A | N/A | N/A | N/A | N/A
00 Ret.ExistWetFGD_ACI_DSI & HRI & CCS | N/A | N/A | N/A | N/A | N/A | N/A | N/A
00 Ret.ExistWetFGD_ACI_DSI & SCR | N/A | N/A | N/A | N/A | N/A | N/A | N/A
00 Ret.ExistWetFGD_ACI_DSI & SCR & CCS | N/A | N/A | N/A | N/A | N/A | N/A | N/A
00 Ret.ExistWetFGD_ACI_DSI & SCR & HRI | N/A | N/A | N/A | N/A | N/A | N/A | N/A
00 Ret.ExistWetFGD_ACI_DSI & SCR & HRI & CCS | N/A | N/A | N/A | N/A | N/A | N/A | N/A
00 Ret.ExistWetFGD_ACI_DSI & SNCR | N/A | N/A | N/A | N/A | N/A | N/A | N/A
00 Ret.ExistWetFGD_ACI_DSI & SNCR & CCS | N/A | N/A | N/A | N/A | N/A | N/A | N/A
00 Ret.ExistWetFGD_ACI_DSI & SNCR & HRI | N/A | N/A | N/A | N/A | N/A | N/A | N/A
00 Ret.ExistWetFGD_ACI_DSI & SNCR & HRI & CCS | N/A | N/A | N/A | N/A | N/A | N/A | N/A
00 Ret.ExistWetFGD_DSI & CCS | N/A | N/A | N/A | N/A | N/A | N/A | N/A
00 Ret.ExistWetFGD_DSI & HRI | N/A | N/A | N/A | N/A | N/A | N/A | N/A
00 Ret.ExistWetFGD_DSI & SCR | N/A | N/A | N/A | N/A | N/A | N/A | N/A
00 Ret.ExistSNCR_DSI & DryFGD & HRI | N/A | N/A | N/A | N/A | N/A | N/A | N/A
00 Ret.ExistWetFGD_DSI & SCR & HRI | N/A | N/A | N/A | N/A | N/A | N/A | N/A
00 Ret.ExistSNCR_DSI & HRI | N/A | N/A | N/A | N/A | N/A | N/A | N/A
00 Ret.ExistWetFGD_DSI & SNCR | N/A | N/A | N/A | N/A | N/A | N/A | N/A
00 Ret.ExistWetFGD_DSI & SNCR & HRI | N/A | N/A | N/A | N/A | N/A | N/A | N/A
00 Ret.ExistWetFGD_SCR & CCS | N/A | 80.77 | 80.77 | 80.77 | 80.77 | 80.77 | 80.77
00 Ret.ExistWetFGD_SCR_DSI & CCS | N/A | N/A | N/A | N/A | N/A | N/A | N/A
00 Ret.ExistWetFGD_SNCR & CCS | N/A | N/A | N/A | N/A | N/A | N/A | N/A
00 Ret.HRI | N/A | N/A | N/A | N/A | N/A | N/A | N/A
00 Ret.SCR | N/A | N/A | N/A | N/A | N/A | N/A | N/A
00 Ret.SCR & DryFGD | N/A | N/A | N/A | N/A | N/A | N/A | N/A
00 Ret.SCR & DryFGD & ACI | N/A | N/A | N/A | N/A | N/A | N/A | N/A
00 Ret.SCR & DryFGD & CCS | N/A | N/A | N/A | N/A | N/A | N/A | N/A
00 Ret.SCR & DryFGD & HRI | N/A | N/A | N/A | N/A | N/A | N/A | N/A
00 Ret.SCR & DSI | N/A | N/A | N/A | N/A | N/A | N/A | N/A
00 Ret.SCR & DSI & DryFGD | N/A | N/A | N/A | N/A | N/A | N/A | N/A
00 Ret.SCR & DSI & DryFGD & HRI | N/A | N/A | N/A | N/A | N/A | N/A | N/A
00 Ret.SCR & DSI & HRI | N/A | N/A | N/A | N/A | N/A | N/A | N/A
00 Ret.SCR & DSI & WetFGD | N/A | N/A | N/A | N/A | N/A | N/A | N/A
00 Ret.SCR & DSI & WetFGD & HRI | N/A | N/A | N/A | N/A | N/A | N/A | N/A
00 Ret.SCR & HRI | N/A | N/A | N/A | N/A | N/A | N/A | N/A
00 Ret.SCR & WetFGD | N/A | N/A | N/A | N/A | N/A | N/A | N/A
00 Ret.SCR & WetFGD & ACI | N/A | N/A | N/A | N/A | N/A | N/A | N/A
00 Ret.SCR & WetFGD & CCS | N/A | N/A | N/A | N/A | N/A | N/A | N/A
00 Ret.SCR & WetFGD & HRI | N/A | N/A | N/A | N/A | N/A | N/A | N/A
00 Ret.SNCR | N/A | N/A | N/A | N/A | N/A | N/A | N/A
00 Ret.SNCR & DryFGD | N/A | N/A | N/A | N/A | N/A | N/A | N/A
00 Ret.SNCR & DryFGD & ACI | N/A | N/A | N/A | N/A | N/A | N/A | N/A
00 Ret.SNCR & DryFGD & ACI & HRI | N/A | N/A | N/A | N/A | N/A | N/A | N/A
00 Ret.SNCR & DryFGD & CCS | N/A | N/A | N/A | N/A | N/A | N/A | N/A
00 Ret.SNCR & DryFGD & HRI | N/A | N/A | N/A | N/A | N/A | N/A | N/A
00 Ret.SNCR & DSI | N/A | N/A | N/A | N/A | N/A | N/A | N/A
00 Ret.SNCR & DSI & HRI | N/A | N/A | N/A | N/A | N/A | N/A | N/A
00 Ret.SNCR & HRI | N/A | N/A | N/A | N/A | N/A | N/A | N/A
00 Ret.SNCR & WetFGD | N/A | N/A | N/A | N/A | N/A | N/A | N/A
00 Ret.SNCR & WetFGD & ACI | N/A | N/A | N/A | N/A | N/A | N/A | N/A
00 Ret.SNCR & WetFGD & ACI & HRI | N/A | N/A | N/A | N/A | N/A | N/A | N/A
00 Ret.SNCR & WetFGD & CCS | N/A | N/A | N/A | N/A | N/A | N/A | N/A
00 Ret.SNCR & WetFGD & HRI | N/A | N/A | N/A | N/A | N/A | N/A | N/A
00 Ret.WetFGD | N/A | N/A | N/A | N/A | N/A | N/A | N/A
00 Ret.WetFGD & CCS | N/A | N/A | N/A | N/A | N/A | N/A | N/A
00 Ret.WetFGD & HRI | N/A | N/A | N/A | N/A | N/A | N/A | N/A
00 Ret.FB & HRI | N/A | N/A | N/A | N/A | N/A | N/A | N/A
00 Ret.FB DryFGD | N/A | N/A | N/A | N/A | N/A | N/A | N/A
00 Ret.FB DryFGD & HRI | N/A | N/A | N/A | N/A | N/A | N/A | N/A
00 Ret.FB DryFGD & SNCR | N/A | N/A | N/A | N/A | N/A | N/A | N/A
00 Ret.FB-Exist ACI & DryFGD & HRI | N/A | N/A | N/A | N/A | N/A | N/A | N/A
00 Ret.FB-Exist ACI_DSI & DryFGD & SNCR | N/A | N/A | N/A | N/A | N/A | N/A | N/A
00 Ret.FB-Exist ACI_DSI & SNCR | N/A | N/A | N/A | N/A | N/A | N/A | N/A
00 Ret.FB-ExistACI & HRI | N/A | N/A | N/A | N/A | N/A | N/A | N/A
00 Ret.FB-ExistACI_DSI & DryFGD | N/A | N/A | N/A | N/A | N/A | N/A | N/A
00 Ret.FB-ExistACI_DSI & DryFGD & HRI | N/A | N/A | N/A | N/A | N/A | N/A | N/A
00 Ret.FB-ExistACI_DSI & DryFGD & SNCR | N/A | N/A | N/A | N/A | N/A | N/A | N/A
00 Ret.FB-ExistACI_DSI & DryFGD & SNCR & HRI | N/A | N/A | N/A | N/A | N/A | N/A | N/A
00 Ret.FB-ExistACI_DSI & HRI | N/A | N/A | N/A | N/A | N/A | N/A | N/A
00 Ret.FB-ExistACI_DSI & SNCR & HRI | N/A | N/A | N/A | N/A | N/A | N/A | N/A
00 Ret.FB-ExistDryFGD & HRI | N/A | N/A | N/A | N/A | N/A | N/A | N/A
00 Ret.FB-ExistDryFGD_ACI & HRI | N/A | N/A | N/A | N/A | N/A | N/A | N/A
00 Ret.FB-ExistDryFGD_ACI & HRI & CCS | N/A | N/A | N/A | N/A | N/A | N/A | N/A
00 Ret.FB-ExistDryFGD_ACI & SNCR | N/A | N/A | N/A | N/A | N/A | N/A | N/A
00 Ret.FB-ExistDryFGD_ACI & SNCR & HRI | N/A | N/A | N/A | N/A | N/A | N/A | N/A
00 Ret.FB-ExistDryFGD_DSI & HRI | N/A | N/A | N/A | N/A | N/A | N/A | N/A
00 Ret.FB-ExistDryFGD_DSI & SNCR | N/A | N/A | N/A | N/A | N/A | N/A | N/A
00 Ret.FB-ExistDryFGD_DSI & SNCR & HRI | N/A | N/A | N/A | N/A | N/A | N/A | N/A
00 Ret.FB-ExistDryFGD_SNCR & HRI | N/A | N/A | N/A | N/A | N/A | N/A | N/A
00 Ret.FB-ExistDryFGD_SNCR_ACI & HRI | N/A | N/A | N/A | N/A | N/A | N/A | N/A
00 Ret.FB-ExistDryFGD_SNCR_ACI & HRI & CCS | N/A | N/A | N/A | N/A | N/A | N/A | N/A
00 Ret.FB-ExistDryFGD_SNCR_ACI_DSI & HRI | N/A | N/A | N/A | N/A | N/A | N/A | N/A
00 Ret.FB-ExistDryFGD_SNCR_ACI_DSI & HRI & CCS | N/A | N/A | N/A | N/A | N/A | N/A | N/A
00 Ret.FB-ExistWetFGD_SNCR_ACI & HRI | N/A | N/A | N/A | N/A | N/A | N/A | N/A
00 Ret.FB-ExistWetFGD_SNCR_ACI & HRI & CCS | N/A | N/A | N/A | N/A | N/A | N/A | N/A
00 Ret.FB-ExistDryFGD_SNCR_DSI & HRI | N/A | N/A | N/A | N/A | N/A | N/A | N/A
00 Ret.FB-ExistDSI & DryFGD | N/A | N/A | N/A | N/A | N/A | N/A | N/A
00 Ret.FB-ExistDSI & DryFGD & HRI | N/A | N/A | N/A | N/A | N/A | N/A | N/A
00 Ret.FB-ExistDSI & DryFGD & SNCR | N/A | N/A | N/A | N/A | N/A | N/A | N/A
00 Ret.FB-ExistDSI & DryFGD & SNCR & HRI | N/A | N/A | N/A | N/A | N/A | N/A | N/A
00 Ret.FB-ExistDSI & HRI | N/A | N/A | N/A | N/A | N/A | N/A | N/A
00 Ret.FB-ExistDSI & SNCR | N/A | N/A | N/A | N/A | N/A | N/A | N/A
00 Ret.FB-ExistDSI & SNCR & HRI | N/A | N/A | N/A | N/A | N/A | N/A | N/A
00 Ret.FB-ExistSNCR & DryFGD | N/A | N/A | N/A | N/A | N/A | N/A | N/A
00 Ret.FB-ExistSNCR & DryFGD & HRI | N/A | N/A | N/A | N/A | N/A | N/A | N/A
00 Ret.FB-ExistSNCR & HRI | N/A | N/A | N/A | N/A | N/A | N/A | N/A
00 Ret.FB-ExistSNCR_ACI & HRI | N/A | N/A | N/A | N/A | N/A | N/A | N/A
00 Ret.FB-ExistSNCR_ACI_DSI & DryFGD | N/A | N/A | N/A | N/A | N/A | N/A | N/A
00 Ret.FB-ExistSNCR_ACI_DSI & DryFGD & HRI | N/A | N/A | N/A | N/A | N/A | N/A | N/A
00 Ret.FB-ExistSNCR_ACI_DSI & HRI | N/A | N/A | N/A | N/A | N/A | N/A | N/A
00 Ret.FB-ExistSNCR_DryFGD & HRI | N/A | N/A | N/A | N/A | N/A | N/A | N/A
00 Ret.FB-ExistSNCR_DryFGD_ACI & HRI | N/A | N/A | N/A | N/A | N/A | N/A | N/A
00 Ret.FB-ExistSNCR_DryFGD_ACI & HRI & CCS | N/A | N/A | N/A | N/A | N/A | N/A | N/A
00 Ret.FB-ExistSNCR_DSI & DryFGD | N/A | N/A | N/A | N/A | N/A | N/A | N/A
00 Ret.FB-ExistSNCR_DSI & DryFGD & HRI | N/A | N/A | N/A | N/A | N/A | N/A | N/A
00 Ret.FB-ExistSNCR_DSI & HRI | N/A | N/A | N/A | N/A | N/A | N/A | N/A
00 Ret.FB-ExistSNCR_WetFGD & HRI | N/A | N/A | N/A | N/A | N/A | N/A | N/A
00 Ret.FB-ExistSNCR_WetFGD & HRI & CCS | N/A | N/A | N/A | N/A | N/A | N/A | N/A
00 Ret.FB-ExistWetFGD_DSI & HRI | N/A | N/A | N/A | N/A | N/A | N/A | N/A
00 Ret.FB-ExistWetFGD_DSI & SNCR | N/A | N/A | N/A | N/A | N/A | N/A | N/A
00 Ret.FB-ExistWetFGD_DSI & SNCR & HRI | N/A | N/A | N/A | N/A | N/A | N/A | N/A
00 Ret.FB-SNCR | N/A | N/A | N/A | N/A | N/A | N/A | N/A
00 Ret.Oil/Gas Steam SCR | N/A | N/A | N/A | N/A | N/A | N/A | N/A
00 Ret.ExistACI & NGC | N/A | N/A | N/A | N/A | N/A | N/A | N/A
00 Ret.ExistACI_DSI & NGC | N/A | N/A | N/A | N/A | N/A | N/A | N/A
00 Ret.ExistDryFGD & NGC | N/A | N/A | N/A | N/A | N/A | N/A | N/A
00 Ret.ExistDryFGD_ACI & NGC | N/A | N/A | N/A | N/A | N/A | N/A | N/A
00 Ret.ExistDryFGD_DSI & NGC | N/A | N/A | N/A | N/A | N/A | N/A | N/A
00 Ret.ExistDryFGD_SNCR_ACI_DSI & NGC | N/A | N/A | N/A | N/A | N/A | N/A | N/A
00 Ret.ExistDSI & NGC | N/A | N/A | N/A | N/A | N/A | N/A | N/A
00 Ret.ExistSCR_ACI & NGC | N/A | N/A | N/A | N/A | N/A | N/A | N/A
00 Ret.ExistSCR_ACI_DSI & NGC | N/A | N/A | N/A | N/A | N/A | N/A | N/A
00 Ret.ExistSCR_DryFGD & NGC | N/A | N/A | N/A | N/A | N/A | N/A | N/A
00 Ret.ExistSCR_DryFGD_ACI & NGC | N/A | N/A | N/A | N/A | N/A | N/A | N/A
00 Ret.ExistSCR_DryFGD_ACI_DSI & NGC | N/A | N/A | N/A | N/A | N/A | N/A | N/A
00 Ret.ExistSCR_WetFGD & NGC | N/A | N/A | N/A | N/A | N/A | N/A | N/A
00 Ret.ExistSCR_WetFGD_ACI & NGC | N/A | N/A | N/A | N/A | N/A | N/A | N/A
00 Ret.ExistSCR_WetFGD_ACI_DSI & NGC | N/A | N/A | N/A | N/A | N/A | N/A | N/A
00 Ret.ExistSCR_WetFGD_DSI & NGC | N/A | N/A | N/A | N/A | N/A | N/A | N/A
00 Ret.ExistSNCR & NGC | N/A | N/A | N/A | N/A | N/A | N/A | N/A
00 Ret.ExistSNCR_ACI & NGC | N/A | N/A | N/A | N/A | N/A | N/A | N/A
00 Ret.ExistSNCR_ACI_DSI & NGC | N/A | N/A | N/A | N/A | N/A | N/A | N/A
00 Ret.ExistSNCR_DryFGD & NGC | N/A | N/A | N/A | N/A | N/A | N/A | N/A
00 Ret.ExistSNCR_DryFGD_ACI & NGC | N/A | N/A | N/A | N/A | N/A | N/A | N/A
00 Ret.ExistSNCR_DSI & NGC | N/A | N/A | N/A | N/A | N/A | N/A | N/A
00 Ret.ExistSNCR_WetFGD & NGC | N/A | N/A | N/A | N/A | N/A | N/A | N/A
00 Ret.ExistSNCR_WetFGD_ACI & NGC | N/A | N/A | N/A | N/A | N/A | N/A | N/A
00 Ret.ExistSNCR_WetFGD_ACI_DSI & NGC | N/A | N/A | N/A | N/A | N/A | N/A | N/A
00 Ret.ExistWetFGD & NGC | N/A | N/A | N/A | N/A | N/A | N/A | N/A
00 Ret.ExistWetFGD_ACI & NGC | N/A | N/A | N/A | N/A | N/A | N/A | N/A
00 Ret.ExistWetFGD_ACI_DSI & NGC | N/A | N/A | N/A | N/A | N/A | N/A | N/A
00 Ret.ExistWetFGD_DSI & NGC | N/A | N/A | N/A | N/A | N/A | N/A | N/A
00 Ret.FB-ExistDryFGD_DSI & NGC | N/A | N/A | N/A | N/A | N/A | N/A | N/A
00 Ret.FB-ExistDryFGD_SNCR_DSI & NGC | N/A | N/A | N/A | N/A | N/A | N/A | N/A
00 Ret.NGC | N/A | N/A | N/A | N/A | N/A | N/A | N/A
00 CC Retirement | 0 | 0 | 0 | 0 | 0 | 0 | 0
00 New CC Retirement | N/A | N/A | N/A | N/A | N/A | N/A | N/A
00 CT Retirement | 0 | 0 | 0 | 0 | 0 | 0 | 0
00 O/G Retirement | 0 | 0 | 0 | 0 | 0 | 0 | 0
00 Coal Retirement | 0 | 0 | 0 | 0 | 0 | 0 | 0
00 IGCC Retirement | 0 | 0 | 0 | 0 | 0 | 0 | 0
00 Nuke Retirement | 0 | 0 | 0 | 0 | 0 | 0 | 0
00 Biomass Retirement | 0 | 0 | 0 | 0 | 0 | 0 | 0
00 Fossil_Other Retirement | N/A | N/A | N/A | N/A | N/A | N/A | N/A
00 Fuel Cell Retirement | N/A | N/A | N/A | N/A | N/A | N/A | N/A
00 Geothermal Retirement | N/A | N/A | N/A | N/A | N/A | N/A | N/A
00 Hydro Retirement | N/A | N/A | N/A | N/A | N/A | N/A | N/A
00 Landfill Gas Retirement | N/A | 0 | 0 | 0 | 0 | 0 | 0
00 Non Fossil_Other Retirement | N/A | N/A | N/A | N/A | N/A | N/A | N/A
00 Exist Dummy | 0 | 0 | 0 | 0 | 0 | 0 | 0
Average | 10.1508 | 10.2405 | 10.5769 | 10.8666 | 11.1273 | 11.2129 | 11.5803
15. Total Annual Production Cost [Million US2019$](*)
Variable O&M | 8605.0671 | 8269.3064 | 8129.2895 | 7047.0522 | 6772.4175 | 6048.723 | 6191.7496
Fixed O&M | 54984.846 | 53878.9643 | 56057.2775 | 59237.2426 | 63814.8948 | 63321.2686 | 66444.1436
Fuel | 55572.9746 | 52069.0298 | 53405.0538 | 50293.4581 | 48787.1237 | 42269.0786 | 44497.5624
Capital | 20301.189 | 28897.0834 | 44584.3873 | 59982.8817 | 69346.4575 | 88237.4815 | 96616.5283
Pollutant Transport & Storage | 0 | -405.3612 | -398.6869 | 59.6436 | -142.7956 | -141.5724 | -140.9844
Total | 139464.0767 | 142709.0227 | 161777.3212 | 176620.2783 | 188578.0979 | 199734.9792 | 213608.9995
Sales Revenue | 0 | 0 | 0 | 0 | 0 | 0 | 0
(*) Costs include only those items that are important for determining incremental cost of pollution control
16. Emissions
CO2 Thousand Tonnes | 1393134.2274 | 1303582.8442 | 1247287.6909 | 1078215.2299 | 974786.6253 | 844162.0602 | 862148.7975
CO2 Thousand Tons | 1535667.1834 | 1436953.7086 | 1374898.9418 | 1188528.5083 | 1074518.0198 | 930529.1247 | 950356.1031
Carbon Million Tons | 418.7764 | 391.8573 | 374.9349 | 324.1117 | 293.0211 | 253.7553 | 259.1621
Carbon Million Tonnes | 379.9077 | 355.487 | 340.1354 | 294.0293 | 265.8243 | 230.203 | 235.108
HCL Thousand Tons | 3.3086 | 2.9045 | 2.5026 | 1.8395 | 1.4701 | 0.91428 | 0.93329
MER lbs | 6036.1409 | 5561.1112 | 5021.7494 | 4371.4488 | 4127.3267 | 3408.3059 | 3432.4685
NOX Thousand Tons | 608.4729 | 535.0226 | 463.9865 | 374.464 | 323.0123 | 244.1305 | 248.5112
SO2 Thousand Tons | 641.3987 | 529.8565 | 442.8737 | 364.352 | 292.1292 | 197.7425 | 200.0043

## FuelReport_ToEPA
Fuel Consumption by Fuel and Fuel Type [Tbtu]
Fuel Type | 2028 | 2030 | 2035 | 2040 | 2045 | 2050 | 2055
Biomass | 45.1474 | 1.6493 | 2.8296 | 1.0211 | 0.86192 | 0.78638 | 0.78414
EPA v6 Biomass | 45.1474 | 1.6493 | 2.8296 | 1.0211 | 0.86192 | 0.78638 | 0.78414
Coal | 6358.7927 | 5593.7086 | 4673.1955 | 3405.0218 | 2832.4299 | 1664.843 | 1706.7928
EPA v6 Coal BA | 128.7177 | 128.7008 | 128.6841 | 96.4772 | 0.2112 | 0.2112 | 0.2112
EPA v6 Coal BB | 42.0725 | 2.1309 | 2.5784 | 2.2621 | 1.1404 | 0.595 | 0.73419
EPA v6 Coal BD | 57.3955 | 48.1762 | 36.0142 | 3.2969 | 3.2969 | 3.2969 | 3.2801
EPA v6 Coal BE | 434.4466 | 414.0856 | 330.5277 | 323.9051 | 345.0329 | 171.3979 | 174.2369
EPA v6 Coal BG | 604.9593 | 596.8898 | 516.8417 | 421.6206 | 313.8629 | 174.2174 | 174.2174
EPA v6 Coal BH | 1403.1622 | 1194.5219 | 1042.8229 | 449.2104 | 226.5588 | 80.4558 | 80.0695
EPA v6 Coal LA
EPA v6 Coal LD | 0 | 0 | 0 | 0 | 0 | 0 | 0
EPA v6 Coal LE | 454.1156 | 429.6001 | 390.332 | 311.324 | 297.1385 | 122.6915 | 125.62
EPA v6 Coal LG | 87.262 | 87.262 | 87.262 | 87.262 | 87.262 | 87.262 | 87.262
EPA v6 Coal LH | 0 | 0 | 0 | 0 | 0 | 0 | 0
EPA v6 Coal SA | 2519.8031 | 2153.4413 | 1774.87 | 1272.0551 | 1210.1531 | 624.8143 | 707.2265
EPA v6 Coal SB | 517.0102 | 429.052 | 332.9516 | 407.4666 | 305.2654 | 385.7565 | 323.6274
EPA v6 Coal SD | 0 | 0 | 0 | 0 | 0 | 0 | 0
EPA v6 Coal SE | 109.848 | 109.848 | 30.3109 | 30.1418 | 42.5077 | 14.1447 | 30.3074
Hydrogen | 5.6241 | 5.6241 | 5.6241 | 5.6241 | 5.6241 | 5.6241 | 5.6241
EPA v6.21 Hydrogen | 5.6241 | 5.6241 | 5.6241 | 5.6241 | 5.6241 | 5.6241 | 5.6241
LF Gas | 221.0476 | 195.1585 | 202.5392 | 205.1596 | 239.7678 | 272.361 | 297.334
EPA v6 LFG | 221.0476 | 195.1585 | 202.5392 | 205.1596 | 239.7678 | 272.361 | 297.334
MSW | 235.219 | 229.5032 | 228.1343 | 227.5829 | 228.4967 | 226.1011 | 225.9696
EPA v6 MSW | 235.219 | 229.5032 | 228.1343 | 227.5829 | 228.4967 | 226.1011 | 225.9696
NaturalGas | 13152.084 | 13314.4068 | 13906.1215 | 13253.1645 | 12283.2197 | 11956.6871 | 12212.2108
EPA v6 Gas | 13152.084 | 13314.4068 | 13906.1215 | 13253.1645 | 12283.2197 | 11956.6871 | 12212.2108
Nuclear | 7262.2774 | 6571.4083 | 5087.0651 | 4954.05 | 4708.0468 | 2393.5056 | 2393.5056
EPA v6 Nuclear | 7262.2774 | 6571.4083 | 5087.0651 | 4954.05 | 4708.0468 | 2393.5056 | 2393.5056
Oil | 0.27583 | 0.43218 | 0.23124 | 0.0017197 | 0.00069953 | 0 | 0
EPA v6 DFO | 0.27583 | 0.43218 | 0.23124 | 0.0017197 | 0.00069953 | 0 | 0
EPA v6 RFO | 0 | 0 | 0 | 0 | 0 | 0 | 0
Pet. Coke | 120.2777 | 119.687 | 123.9838 | 21.7578 | 18.2696 | 5.046 | 5.046
EPA v6 Pet Coke | 120.2777 | 119.687 | 123.9838 | 21.7578 | 18.2696 | 5.046 | 5.046
Waste Coal | 58.1055 | 58.013 | 57.6565 | 57.5598 | 48.9865 | 48.7838 | 48.7838
EPA v6 Waste Coal | 58.1055 | 58.013 | 57.6565 | 57.5598 | 48.9865 | 48.7838 | 48.7838
Grand Total | 27458.8512 | 26089.5911 | 24287.3808 | 22130.9433 | 20365.7037 | 16573.7381 | 16896.0508
Fuel Costs by Fuel and Fuel Type[MMUS$]
Fuel Type | 2028 | 2030 | 2035 | 2040 | 2045 | 2050 | 2055
Biomass | 168.6797 | 6.1622 | 10.5719 | 3.8151 | 3.2203 | 2.9381 | 2.9297
EPA v6 Biomass | 168.6797 | 6.1622 | 10.5719 | 3.8151 | 3.2203 | 2.9381 | 2.9297
Coal | 10521.3132 | 8999.8155 | 7523.7531 | 5547.279 | 4725.0788 | 2655.0938 | 2756.5756
EPA v6 Coal BA | 196.745 | 201.4108 | 213.0039 | 150.2371 | 0.3501 | 0.37388 | 0.38714
EPA v6 Coal BB | 140.0444 | 4.9529 | 6.1365 | 5.5002 | 2.8223 | 1.5114 | 1.8649
EPA v6 Coal BD | 115.0834 | 89.7051 | 56.939 | 8.0675 | 8.2075 | 8.3524 | 8.3101
EPA v6 Coal BE | 843.7908 | 776.5546 | 636.0003 | 625.9671 | 678.6045 | 340.6479 | 351.4957
EPA v6 Coal BG | 1034.1679 | 1002.519 | 893.0719 | 765.6163 | 663.6614 | 398.4608 | 404.8563
EPA v6 Coal BH | 2446.4104 | 2116.3109 | 1861.7095 | 854.9844 | 430.1744 | 153.5993 | 155.8013
EPA v6 Coal LA
EPA v6 Coal LD | 0 | 0 | 0 | 0 | 0 | 0 | 0
EPA v6 Coal LE | 693.7091 | 618.8168 | 550.8048 | 453.7741 | 453.641 | 186.2441 | 190.5649
EPA v6 Coal LG | 130.0417 | 113.6905 | 120.97 | 125.011 | 131.7514 | 120.9527 | 120.9817
EPA v6 Coal LH | 0 | 0 | 0 | 0 | 0 | 0 | 0
EPA v6 Coal SA | 4056.621 | 3365.7957 | 2721.0155 | 1938.6922 | 1867.9944 | 851.972 | 1015.1999
EPA v6 Coal SB | 677.2315 | 540.3783 | 401.8349 | 555.7526 | 397.3303 | 563.2528 | 443.2811
EPA v6 Coal SD | 0 | 0 | 0 | 0 | 0 | 0 | 0
EPA v6 Coal SE | 187.468 | 169.6808 | 62.2669 | 63.6765 | 90.5414 | 29.7265 | 63.8324
Hydrogen | 16.4407 | 15.6721 | 16.4324 | 16.9459 | 17.4039 | 16.7903 | 17.321
EPA v6.21 Hydrogen | 16.4407 | 15.6721 | 16.4324 | 16.9459 | 17.4039 | 16.7903 | 17.321
LF Gas | 0 | 0 | 0 | 0 | 0 | 0 | 0
EPA v6 LFG | 0 | 0 | 0 | 0 | 0 | 0 | 0
MSW | 0 | 0 | 0 | 0 | 0 | 0 | 0
EPA v6 MSW | 0 | 0 | 0 | 0 | 0 | 0 | 0
NaturalGas | 39549.1631 | 38183.3581 | 41970.0909 | 41057.2519 | 40529.1955 | 37764.0272 | 39871.4463
EPA v6 Gas | 39549.1631 | 38183.3581 | 41970.0909 | 41057.2519 | 40529.1955 | 37764.0272 | 39871.4463
Nuclear | 5001.8427 | 4550.8286 | 3561.8545 | 3517.5963 | 3388.859 | 1747.395 | 1764.8698
EPA v6 Nuclear | 5001.8427 | 4550.8286 | 3561.8545 | 3517.5963 | 3388.859 | 1747.395 | 1764.8698
Oil | 5.2776 | 8.446 | 4.5452 | 0.029428 | 0.012029 | 0 | 0
EPA v6 DFO | 5.2776 | 8.446 | 4.5452 | 0.029428 | 0.012029 | 0 | 0
EPA v6 RFO | 0 | 0 | 0 | 0 | 0 | 0 | 0
Pet. Coke | 211.7826 | 210.7433 | 218.1959 | 40.0006 | 33.1629 | 10.0167 | 10.0167
EPA v6 Pet Coke | 211.7826 | 210.7433 | 218.1959 | 40.0006 | 33.1629 | 10.0167 | 10.0167
Waste Coal | 98.4749 | 94.0039 | 99.61 | 110.5397 | 90.1912 | 72.8175 | 74.4033
EPA v6 Waste Coal | 98.4749 | 94.0039 | 99.61 | 110.5397 | 90.1912 | 72.8175 | 74.4033
Grand Total | 55572.9746 | 52069.0298 | 53405.0538 | 50293.4581 | 48787.1237 | 42269.0786 | 44497.5624
Fuel Costs by Fuel and Fuel Type[US$/MMBtu]
Fuel Type | 2028 | 2030 | 2035 | 2040 | 2045 | 2050 | 2055
Biomass | 3.7362 | 3.7362 | 3.7362 | 3.7362 | 3.7362 | 3.7362 | 3.7362
EPA v6 Biomass | 3.7362 | 3.7362 | 3.7362 | 3.7362 | 3.7362 | 3.7362 | 3.7362
Coal | 1.6546 | 1.6089 | 1.61 | 1.6291 | 1.6682 | 1.5948 | 1.6151
EPA v6 Coal BA | 1.5285 | 1.565 | 1.6552 | 1.5572 | 1.6577 | 1.7703 | 1.8331
EPA v6 Coal BB | 3.3286 | 2.3244 | 2.3799 | 2.4315 | 2.4748 | 2.5401 | 2.5401
EPA v6 Coal BD | 2.0051 | 1.862 | 1.581 | 2.447 | 2.4895 | 2.5334 | 2.5334
EPA v6 Coal BE | 1.9422 | 1.8753 | 1.9242 | 1.9326 | 1.9668 | 1.9875 | 2.0173
EPA v6 Coal BG | 1.7095 | 1.6796 | 1.7279 | 1.8159 | 2.1145 | 2.2871 | 2.3239
EPA v6 Coal BH | 1.7435 | 1.7717 | 1.7853 | 1.9033 | 1.8987 | 1.9091 | 1.9458
EPA v6 Coal LA | 0 | 0 | 0 | 0 | 0 | 0 | 0
EPA v6 Coal LD | 0 | 0 | 0 | 0 | 0 | 0 | 0
EPA v6 Coal LE | 1.5276 | 1.4404 | 1.4111 | 1.4576 | 1.5267 | 1.518 | 1.517
EPA v6 Coal LG | 1.4902 | 1.3029 | 1.3863 | 1.4326 | 1.5098 | 1.3861 | 1.3864
EPA v6 Coal LH | 0 | 0 | 0 | 0 | 0 | 0 | 0
EPA v6 Coal SA | 1.6099 | 1.563 | 1.5331 | 1.5241 | 1.5436 | 1.3636 | 1.4355
EPA v6 Coal SB | 1.3099 | 1.2595 | 1.2069 | 1.3639 | 1.3016 | 1.4601 | 1.3697
EPA v6 Coal SD | 0 | 0 | 0 | 0 | 0 | 0 | 0
EPA v6 Coal SE | 1.7066 | 1.5447 | 2.0543 | 2.1126 | 2.13 | 2.1016 | 2.1062
Hydrogen | 2.9232 | 2.7866 | 2.9218 | 3.0131 | 3.0945 | 2.9854 | 3.0797
EPA v6.21 Hydrogen | 2.9232 | 2.7866 | 2.9218 | 3.0131 | 3.0945 | 2.9854 | 3.0797
LF Gas | 0 | 0 | 0 | 0 | 0 | 0 | 0
EPA v6 LFG | 0 | 0 | 0 | 0 | 0 | 0 | 0
MSW | 0 | 0 | 0 | 0 | 0 | 0 | 0
EPA v6 MSW | 0 | 0 | 0 | 0 | 0 | 0 | 0
NaturalGas | 3.0071 | 2.8678 | 3.0181 | 3.0979 | 3.2996 | 3.1584 | 3.2649
EPA v6 Gas | 3.0071 | 2.8678 | 3.0181 | 3.0979 | 3.2996 | 3.1584 | 3.2649
Nuclear | 0.68874 | 0.69252 | 0.70018 | 0.71004 | 0.7198 | 0.73006 | 0.73736
EPA v6 Nuclear | 0.68874 | 0.69252 | 0.70018 | 0.71004 | 0.7198 | 0.73006 | 0.73736
Oil | 19.1338 | 19.5428 | 19.6559 | 17.1123 | 17.1963 | 0 | 0
EPA v6 DFO | 19.1338 | 19.5428 | 19.6559 | 17.1123 | 17.1963 | 0 | 0
EPA v6 RFO | 0 | 0 | 0 | 0 | 0 | 0 | 0
Pet. Coke | 1.7608 | 1.7608 | 1.7599 | 1.8384 | 1.8152 | 1.9851 | 1.9851
EPA v6 Pet Coke | 1.7608 | 1.7608 | 1.7599 | 1.8384 | 1.8152 | 1.9851 | 1.9851
Waste Coal | 1.6948 | 1.6204 | 1.7276 | 1.9204 | 1.8411 | 1.4927 | 1.5252
EPA v6 Waste Coal | 1.6948 | 1.6204 | 1.7276 | 1.9204 | 1.8411 | 1.4927 | 1.5252
Grand Total | 2.0239 | 1.9958 | 2.1989 | 2.2725 | 2.3956 | 2.5504 | 2.6336

## Coal Pivot Tables
Coal Prices (2019$/MMBtu) | [7 empty] | Total TBtu
Coal Region | 2028 | 2030 | 2035 | 2040 | 2045 | 2050 | 2055 | 2028 | 2030 | 2035 | 2040 | 2045 | 2050 | 2055
Appalachia | 1.6979 | 1.7238 | 1.8001 | 2.056 | 2.179 | 2.4704 | 2.5239 | 2086.0968 | 1865.2491 | 1828.0745 | 1277.7855 | 1210.2555 | 895.5727 | 896.8684
Imports | 6.908 | 5.5243 | 5.2198 | 4.8239 | 4.5879 | 4.077 | 4.11 | 10.93 | 0.29036 | 0.29036 | 0.29036 | 0.29036 | 0.29036 | 0.29036
Interior | 1.3784 | 1.3553 | 1.4059 | 1.4229 | 1.4668 | 1.4525 | 1.4781 | 1512.7689 | 1444.4989 | 1162.6258 | 870.5963 | 688.1691 | 381.1523 | 381.7018
Waste Coal | 1.1754 | 1.0913 | 1.1966 | 1.3367 | 1.2603 | 0.95351 | 0.98602 | 58.1055 | 58.013 | 57.6565 | 57.5598 | 48.9865 | 48.7838 | 48.7838
West | 0.77892 | 0.78521 | 0.81937 | 0.86584 | 0.90683 | 0.98822 | 0.99649 | 4186.4276 | 3711.7756 | 3099.2546 | 2561.6266 | 2291.2356 | 1740.5593 | 1778.1479
National | 1.1499 | 1.1515 | 1.2257 | 1.2924 | 1.3653 | 1.4786 | 1.4969 | 7854.3288 | 7079.8269 | 6147.9018 | 4767.8585 | 4238.937 | 3066.3584 | 3105.7922
Coal Prices (2019$/Ton) | [7 empty] | Total Million Tons
Coal Region | 2028 | 2030 | 2035 | 2040 | 2045 | 2050 | 2055 | 2028 | 2030 | 2035 | 2040 | 2045 | 2050 | 2055
Appalachia | 42.4524 | 43.1273 | 45.2631 | 51.8805 | 54.5367 | 61.5337 | 62.794 | 83.4367 | 74.553 | 72.7026 | 50.6369 | 48.3562 | 35.9546 | 36.0487
Imports | 143.2715 | 114.5746 | 108.2594 | 100.0484 | 95.1538 | 84.5564 | 85.2415 | 0.527 | 0.014 | 0.014 | 0.014 | 0.014 | 0.014 | 0.014
Interior | 27.2656 | 26.9128 | 26.9788 | 26.6298 | 26.132 | 27.2272 | 27.6906 | 76.4796 | 72.7426 | 60.5848 | 46.5171 | 38.6277 | 20.3338 | 20.375
Waste Coal | 15.7507 | 14.6228 | 16.0339 | 17.9121 | 16.8877 | 12.777 | 13.2126 | 4.3362 | 4.3293 | 4.3027 | 4.2955 | 3.6557 | 3.6406 | 3.6406
West | 13.7295 | 13.8264 | 14.4699 | 15.1978 | 15.8216 | 17.1141 | 17.2874 | 237.5099 | 210.7933 | 175.497 | 145.939 | 131.3241 | 100.5053 | 102.4973
National | 22.4516 | 22.4936 | 24.0663 | 24.9072 | 26.0721 | 28.2572 | 28.5962 | 402.2894 | 362.4322 | 313.1011 | 247.4025 | 221.9777 | 160.4483 | 162.5756

## Final Wholesale Price
Wholesale Electricity Price (2019$/MWh)
Region Group | 2028 | 2030 | 2035 | 2040 | 2045 | 2050 | 2055
ERCOT_Tenaska Frontier Generating Station | 31.7821 | 29.7624 | 28.8713 | 29.3892 | 31.9642 | 28.4723 | 28.5602
ERCOT_Tenaska Gateway Generating Station | 31.7821 | 29.7632 | 28.8713 | 29.3892 | 31.9642 | 28.4723 | 28.5602
ERCOT_Panhandle | 27.6041 | 26.3558 | 27.8324 | 27.1395 | 25.5471 | 22.4277 | 22.4299
ERCOT_Rest | 30.686 | 30.6414 | 33.0243 | 32.219 | 32.3273 | 28.5598 | 28.6792
ERCOT_West | 28.4771 | 27.2427 | 28.7882 | 28.0583 | 26.9766 | 23.5043 | 23.5908
FRCC | 37.3959 | 39.0145 | 38.214 | 37.4574 | 40.4933 | 37.8272 | 38.43
MISO_Amite South (including DSG) | 39.376 | 38.8552 | 37.0278 | 36.5882 | 35.8485 | 32.7962 | 33.5149
MISO_Arkansas | 38.2209 | 38.1684 | 36.1626 | 35.3048 | 35.0309 | 31.6295 | 31.8181
MISO_Iowa | 37.806 | 34.4043 | 33.9031 | 31.6471 | 31.2432 | 28.0336 | 28.2561
MISO_Illinois | 39.7762 | 38.0513 | 36.0558 | 34.9897 | 33.8796 | 29.5919 | 29.7472
MISO_Indiana (including parts of Kentucky) | 46.111 | 38.4412 | 34.9019 | 36.0973 | 34.3552 | 30.5646 | 31.2304
MISO_Louisiana | 39.1253 | 38.5575 | 36.5042 | 35.7896 | 35.3167 | 32.1446 | 32.7455
MISO_Lower Michigan | 40.9587 | 39.6879 | 37.5808 | 37.2322 | 36.4021 | 33.4332 | 34.045
MISO_MT, SD, ND | 38.5663 | 33.2803 | 30.0649 | 28.6738 | 30.3962 | 27.7527 | 27.9842
MISO_Iowa-MidAmerican | 37.1086 | 33.7352 | 30.103 | 31.0345 | 29.8514 | 27.5311 | 27.8057
MISO_Minnesota and Western Wisconsin | 39.5182 | 37.7464 | 34.8514 | 34.301 | 31.9208 | 28.4481 | 28.6923
MISO_Missouri | 38.9232 | 37.9137 | 35.8022 | 34.796 | 33.5239 | 29.4264 | 29.5637
MISO_Mississippi | 40.0045 | 39.5157 | 37.4571 | 36.6899 | 36.1245 | 32.908 | 33.5549
MISO_WOTAB (including Western) | 38.8418 | 36.4946 | 33.5978 | 33.2431 | 32.5731 | 30.529 | 31.41
MISO_Wisconsin- Upper Michigan (WUMS) | 39.7587 | 38.3169 | 37.0833 | 36.293 | 34.6524 | 30.3206 | 30.7082
ISONE_Connecticut | 35.9711 | 34.8372 | 37.945 | 37.3002 | 35.7716 | 33.7228 | 34.9643
ISONE_Maine | 35.6802 | 32.4331 | 32.9774 | 30.6709 | 29.4178 | 27.5593 | 29.6065
ISONE_MA, VT, NH, RI (Rest of ISO New England) | 36.5762 | 35.4359 | 38.5959 | 37.8966 | 36.1711 | 33.5013 | 35.0676
NY_Zone A (West) | 35.1242 | 34.2701 | 32.247 | 30.148 | 31.0774 | 28.1454 | 28.6396
NY_Zone B (Genesee) | 35.6549 | 35.2518 | 33.0218 | 30.5102 | 31.6527 | 28.7093 | 29.2299
NY_Zone C&E | 36.4023 | 38.3949 | 33.5531 | 30.9441 | 32.0148 | 29.223 | 29.7798
NY_Zone D (North) | 35.562 | 37.4609 | 32.7546 | 30.0961 | 30.9908 | 28.3349 | 28.8806
NY_Zone F (Capital) | 37.9789 | 39.2821 | 34.0225 | 31.6337 | 32.9671 | 30.1276 | 30.3622
NY_Zone G-I (Downstate NY) | 39.9497 | 40.5056 | 34.7261 | 32.8331 | 34.6457 | 32.546 | 33.4523
NY_Zone J (NYC) | 41.2046 | 42.2475 | 35.6147 | 35.8548 | 35.6231 | 34.9238 | 36.4045
NY_Zone K (LI) | 42.3642 | 42.895 | 35.4832 | 33.1329 | 34.5393 | 33.3949 | 34.5342
PJM_AP | 41.1536 | 33.6084 | 34.4797 | 34.5472 | 34.441 | 31.163 | 31.6482
PJM_ATSI | 42.3824 | 34.6192 | 34.8366 | 34.7183 | 34.2423 | 31.1361 | 31.7608
PJM_ComEd | 33.4984 | 31.9067 | 36.1002 | 36.2436 | 34.6014 | 32.7329 | 33.5886
PJM_Dominion | 41.8879 | 34.2679 | 34.8878 | 34.9478 | 34.9673 | 35.0974 | 35.4382
PJM_EMAAC | 35.8201 | 32.3908 | 35.6662 | 35.9097 | 35.4725 | 33.1382 | 33.9341
PJM_PENELEC | 34.9599 | 31.695 | 33.2377 | 33.6763 | 33.0126 | 30.5263 | 30.7514
PJM_SWMAAC | 42.1968 | 36.7119 | 37.5476 | 37.8551 | 37.8464 | 34.5465 | 35.0407
PJM West | 41.9694 | 34.2895 | 35.3411 | 35.128 | 34.5123 | 31.4711 | 32.072
PJM_Western MAAC | 35.1868 | 32.021 | 35.0639 | 34.892 | 34.6406 | 31.5481 | 32.142
SERC_Central_Kentucky | 38.603 | 37.5102 | 35.9017 | 35.744 | 35.1704 | 32.2886 | 32.8634
SERC_Central_TVA | 38.9354 | 37.7478 | 36.4301 | 35.2498 | 35.1067 | 32.7779 | 32.9481
SERC_Delta_AECI | 34.3121 | 32.504 | 30.3571 | 29.8522 | 28.8611 | 27.9126 | 28.0362
SERC_Southeastern | 33.6832 | 35.7767 | 37.2873 | 36.681 | 36.6272 | 33.9197 | 34.2595
SERC_VACAR | 46.4121 | 41.5548 | 44.158 | 42.5793 | 42.1736 | 40.1237 | 41.0319
SPP_Kiamichi Energy Facility | 31.7821 | 29.7624 | 28.8713 | 29.3892 | 31.9642 | 28.4723 | 28.5602
SPP North- (Kansas, Missouri) | 35.8882 | 29.875 | 28.1774 | 27.1969 | 28.4248 | 24.9625 | 25.148
SPP Nebraska | 35.0313 | 29.6023 | 28.2253 | 28.4926 | 28.9107 | 25.3796 | 25.627
SPP SPS (Texas Panhandle) | 35.3091 | 28.9066 | 27.0062 | 25.3511 | 23.683 | 20.8585 | 20.7976
SPP_WAUE | 30.8869 | 29.128 | 27.8392 | 28.3119 | 28.8005 | 25.6077 | 25.9816
SPP West (Oklahoma, Arkansas, Louisiana) | 35.5893 | 29.731 | 27.7927 | 26.8587 | 27.8619 | 24.4395 | 24.6322
WECC_BANC | 69.081 | 73.8642 | 68.9297 | 65.8768 | 65.278 | 64.0784 | 63.2483
WECC_Northern California (not including BANC) | 60.1189 | 66.9776 | 61.212 | 59.3619 | 55.7321 | 54.5264 | 54.5708
WECC_LADWP | 60.1971 | 67.4209 | 61.1549 | 59.1297 | 61.4958 | 58.747 | 59.0482
WECC_San Diego Gas and Electric | 60.777 | 65.869 | 60.6359 | 61.2349 | 62.9542 | 60.8687 | 61.5869
WECC_Arizona | 45.3207 | 34.8428 | 36.2367 | 36.7733 | 38.3451 | 36.6042 | 37.4707
WECC_Colorado | 42.2657 | 41.4828 | 39.7065 | 39.9243 | 38.8812 | 36.4228 | 37.024
WECC_Idaho | 41.736 | 33.9882 | 38.0097 | 38.5277 | 40.3091 | 35.5232 | 35.6191
WECC_Imperial Irrigation District (IID) | 47.5918 | 50.6188 | 44.5848 | 46.0996 | 49.0794 | 48.0901 | 48.786
WECC_Montana | 39.4892 | 31.9337 | 35.1465 | 35.3541 | 36.1914 | 31.4948 | 31.5879
WECC_New Mexico | 44.0869 | 34.0509 | 36.2692 | 36.9587 | 39.217 | 38.1943 | 39.0189
WECC_Northern Nevada | 44.2605 | 33.8028 | 38.151 | 38.29 | 40.6333 | 36.5133 | 37.1663
WECC_Pacific Northwest | 41.3658 | 33.3598 | 36.8708 | 37.0396 | 39.1898 | 35.6645 | 36.3304
WECC_Southern California Edison | 61.1705 | 68.1968 | 61.6839 | 58.6008 | 60.3912 | 57.5551 | 57.7377
WECC_Southern Nevada | 45.0124 | 32.2948 | 35.4212 | 35.9393 | 38.8276 | 38.6835 | 39.1045
WECC_Utah | 42.4407 | 34.0954 | 37.9384 | 38.3401 | 40.0044 | 36.3701 | 36.9204
WECC_Wyoming | 32.561 | 28.902 | 30.123 | 35.7743 | 35.6904 | 32.4429 | 32.5493
National | 40.0123 | 37.5926 | 37.5426 | 37.0246 | 37.1046 | 34.3741 | 34.9181

## Natural Gas
EPA 2022 Reference Case - Natural Gas Results
| Delivered Natural Gas Price (2019$/MMBtu) | [21 empty] | Natural Gas Consumption in the Power Sector (Tcf)
| Winter | [6 empty] | Winter-Shoulder | [6 empty] | Summer | [7 empty] | Winter | [6 empty] | Winter-Shoulder | [6 empty] | Summer
| 2028 | 2030 | 2035 | 2040 | 2045 | 2050 | 2055 | 2028 | 2030 | 2035 | 2040 | 2045 | 2050 | 2055 | 2028 | 2030 | 2035 | 2040 | 2045 | 2050 | 2055 |  | 2028 | 2030 | 2035 | 2040 | 2045 | 2050 | 2055 | 2028 | 2030 | 2035 | 2040 | 2045 | 2050 | 2055 | 2028 | 2030 | 2035 | 2040 | 2045 | 2050 | 2055
ERC_FRNT | 3.3759 | 2.9643 | 3.1204 | 3.1384 | 3.1507 | 3.0412 | 3.1362 | 2.8703 | 2.7416 | 2.7915 | 2.8625 | 3.0241 | 2.9145 | 3.0095 | 2.6665 | 2.6932 | 2.7624 | 2.9053 | 3.0842 | 2.9747 | 3.0697 | ERC_FRNT | 0.01053 | 0.01053 | 0.01053 | 0.01053 | 0.01053 | 0 | 0 | 0.014274 | 0.014274 | 0.014274 | 0.014274 | 0 | 0 | 0 | 0.019738 | 0.019738 | 0.019738 | 0.019738 | 0.017051 | 0.017051 | 0.017051
ERC_GWAY | 3.3759 | 2.9643 | 3.1204 | 3.1384 | 3.1507 | 3.0412 | 3.1362 | 2.8703 | 2.7416 | 2.7915 | 2.8625 | 3.0241 | 2.9145 | 3.0095 | 2.6665 | 2.6932 | 2.7624 | 2.9053 | 3.0842 | 2.9747 | 3.0697 | ERC_GWAY | 0.010691 | 0.010691 | 0.010691 | 0.010691 | 0 | 0 | 0 | 0.014492 | 0 | 0.014492 | 0.014427 | 0 | 0 | 0 | 0.017311 | 0.017311 | 0.02004 | 0.02004 | 0.017311 | 0.017311 | 0.017311
ERC_PHDL | - | - | - | - | - | - | - | - | - | - | - | - | - | - | - | - | - | - | - | - | - | ERC_PHDL | - | - | - | - | - | - | - | - | - | - | - | - | - | - | - | - | - | - | - | - | -
ERC_REST | 3.3759 | 2.9643 | 3.1204 | 3.1384 | 3.1507 | 3.0412 | 3.1362 | 2.8703 | 2.7416 | 2.7915 | 2.8625 | 3.0241 | 2.9145 | 3.0095 | 2.6665 | 2.6932 | 2.7624 | 2.9053 | 3.0842 | 2.9747 | 3.0697 | ERC_REST | 0.15377 | 0.22687 | 0.26229 | 0.16636 | 0.16576 | 0.13203 | 0.1175 | 0.27047 | 0.3048 | 0.35457 | 0.22072 | 0.20831 | 0.12493 | 0.10635 | 0.5735 | 0.58354 | 0.63478 | 0.475 | 0.46115 | 0.42379 | 0.42112
ERC_WEST | 3.3538 | 2.9395 | 3.1045 | 3.1318 | 3.1343 | 3.0247 | 3.1198 | 2.8419 | 2.6958 | 2.7479 | 2.8333 | 2.9739 | 2.8643 | 2.9593 | 2.5654 | 2.6147 | 2.6631 | 2.826 | 2.9998 | 2.8903 | 2.9853 | ERC_WEST | 0.0049264 | 0.0051076 | 0.0052086 | 0.0010223 | 0.00042857 | 0.00013046 | 0.00013046 | 0.0013602 | 0.0033365 | 0.0054009 | 0.00032218 | 0.00022178 | 0.00029068 | 0.00020294 | 0.028254 | 0.026311 | 0.016802 | 0.0068701 | 0.014159 | 0.013243 | 0.01331
FRCC | 3.7074 | 3.2625 | 3.4838 | 3.4898 | 3.4401 | 3.3305 | 3.4256 | 3.1456 | 3.0196 | 3.1356 | 3.1916 | 3.2658 | 3.1562 | 3.2512 | 3.1867 | 3.5876 | 3.585 | 3.5361 | 4.8793 | 4.7697 | 4.8647 | FRCC | 0.30932 | 0.31566 | 0.33245 | 0.34522 | 0.35018 | 0.29359 | 0.31894 | 0.44699 | 0.46396 | 0.47828 | 0.48683 | 0.48504 | 0.41772 | 0.45491 | 0.71768 | 0.71745 | 0.77168 | 0.80184 | 0.75764 | 0.73631 | 0.79062
MIS_AMSO | 3.487 | 3.0559 | 3.2784 | 3.2964 | 3.2591 | 3.1495 | 3.2446 | 2.9553 | 2.8246 | 2.938 | 3.0189 | 3.0913 | 2.9817 | 3.0768 | 2.7783 | 2.827 | 2.9609 | 3.0823 | 3.2122 | 3.1026 | 3.1977 | MIS_AMSO | 0.03693 | 0.047747 | 0.045615 | 0.041921 | 0.041256 | 0.040135 | 0.037824 | 0.055905 | 0.051698 | 0.050601 | 0.052817 | 0.052743 | 0.02504 | 0.028281 | 0.089743 | 0.09211 | 0.085417 | 0.081831 | 0.081712 | 0.092977 | 0.1016
MIS_AR | 3.4259 | 3.0067 | 3.2053 | 3.2408 | 3.2215 | 3.112 | 3.207 | 2.9222 | 2.7991 | 2.894 | 2.9866 | 3.077 | 2.9674 | 3.0625 | 2.6789 | 2.7116 | 2.8133 | 2.9622 | 3.1208 | 3.0113 | 3.1063 | MIS_AR | 0.038758 | 0.046825 | 0.048092 | 0.037163 | 0.030154 | 0.019276 | 0.017225 | 0.058256 | 0.061127 | 0.061834 | 0.02717 | 0.020501 | 0.018209 | 0.015413 | 0.087156 | 0.092678 | 0.097987 | 0.089166 | 0.1006 | 0.083471 | 0.08215
MIS_IA | 3.7052 | 3.2483 | 3.4312 | 3.4316 | 3.367 | 3.2575 | 3.3525 | 3.1501 | 2.925 | 3.0126 | 3.0783 | 3.1023 | 2.9927 | 3.0877 | 2.5194 | 2.5665 | 2.6437 | 2.8018 | 2.9335 | 2.8239 | 2.9189 | MIS_IA | 0.010787 | 0.014206 | 0.014199 | 0.014138 | 0.0027703 | 0.0027703 | 0.0027703 | 0.014472 | 0.019131 | 0.0059758 | 0.0059785 | 0.0059915 | 0.00050311 | 0.00050964 | 0.03257 | 0.033213 | 0.027043 | 0.026585 | 0.020301 | 0.023036 | 0.022657
MIS_IL | 3.5629 | 3.1228 | 3.315 | 3.3516 | 3.3018 | 3.1922 | 3.2872 | 3.071 | 2.8734 | 2.9718 | 3.0679 | 3.1077 | 2.9981 | 3.0932 | 2.5385 | 2.5851 | 2.6863 | 2.8586 | 2.9935 | 2.8839 | 2.979 | MIS_IL | 0.012168 | 0.016203 | 0.020612 | 0.0093594 | 0.0016339 | 0.00026158 | 0.00026158 | 0.0097374 | 0.010831 | 0.0079311 | 0.0048425 | 0.00036015 | 0.00036394 | 0.0003287 | 0.044051 | 0.04425 | 0.045512 | 0.042843 | 0.012728 | 0.01238 | 0.012353
MIS_INKY | 3.47 | 3.0415 | 3.254 | 3.2951 | 3.2689 | 3.1593 | 3.2543 | 2.9417 | 2.8206 | 2.9302 | 3.0292 | 3.0965 | 2.9869 | 3.082 | 2.5962 | 2.6385 | 2.7464 | 2.9094 | 3.0586 | 2.949 | 3.044 | MIS_INKY | 0.02835 | 0.031489 | 0.039464 | 0.041802 | 0.018659 | 0.0089091 | 0.0086023 | 0.030936 | 0.03005 | 0.039951 | 0.039801 | 0.016223 | 0.0039856 | 0.0035189 | 0.06649 | 0.066602 | 0.062994 | 0.068093 | 0.066945 | 0.076078 | 0.080148
MIS_LA | 3.3932 | 2.97 | 3.174 | 3.2021 | 3.1758 | 3.0662 | 3.1613 | 2.8809 | 2.7528 | 2.8518 | 2.9383 | 3.0242 | 2.9147 | 3.0097 | 2.6601 | 2.6953 | 2.8057 | 2.9442 | 3.0938 | 2.9842 | 3.0792 | MIS_LA | 0.07682 | 0.088843 | 0.10371 | 0.095262 | 0.090265 | 0.080388 | 0.078793 | 0.10145 | 0.11119 | 0.12724 | 0.11169 | 0.10107 | 0.089255 | 0.078685 | 0.1591 | 0.17317 | 0.20256 | 0.19974 | 0.19792 | 0.20269 | 0.20578
MIS_LMI | 3.6249 | 3.1737 | 3.3707 | 3.4364 | 3.3673 | 3.2578 | 3.3528 | 3.1743 | 2.9636 | 3.0776 | 3.198 | 3.2135 | 3.104 | 3.199 | 2.5812 | 2.621 | 2.7339 | 2.9223 | 3.0542 | 2.9446 | 3.0397 | MIS_LMI | 0.077368 | 0.09474 | 0.098315 | 0.081282 | 0.089341 | 0.083703 | 0.088809 | 0.084571 | 0.10159 | 0.1142 | 0.079426 | 0.07763 | 0.069538 | 0.083066 | 0.17652 | 0.18965 | 0.21339 | 0.20659 | 0.22246 | 0.22987 | 0.2439
MIS_MAPP | 3.7008 | 3.261 | 3.4553 | 3.4661 | 3.4232 | 3.3136 | 3.4086 | 3.2195 | 3.0263 | 3.1171 | 3.1764 | 3.2076 | 3.0981 | 3.1931 | 2.6356 | 2.6888 | 2.7551 | 2.8898 | 3.0029 | 2.8934 | 2.9884 | MIS_MAPP | 4.0515e-05 | 0.00012692 | 5.2666e-05 | 3.8246e-05 | 4.8677e-06 | 0 | 0 | 0 | 0 | 8.3447e-06 | 0 | 0 | 0 | 0 | 0.00040041 | 0.00027031 | 0.00027629 | 7.5177e-05 | 6.4078e-05 | 6.481e-05 | 6.5176e-05
MIS_MIDA | 3.6168 | 3.1631 | 3.3485 | 3.375 | 3.3126 | 3.203 | 3.298 | 3.0928 | 2.8794 | 2.9686 | 3.044 | 3.072 | 2.9624 | 3.0575 | 2.4881 | 2.5374 | 2.6164 | 2.7773 | 2.9104 | 2.8009 | 2.8959 | MIS_MIDA | 0.004938 | 0.0053962 | 0.0052998 | 0.0014858 | 0.0013088 | 8.4263e-05 | 8.2927e-05 | 0.00040607 | 0.003059 | 0.0027688 | 0.00024996 | 0.00024655 | 0.00024804 | 0.00025116 | 0.010208 | 0.010205 | 0.0099295 | 0.0084679 | 0.0044111 | 0.0059059 | 0.0059508
MIS_MNWI | 3.9849 | 3.5302 | 3.713 | 3.7199 | 3.6506 | 3.541 | 3.6361 | 3.4613 | 3.2349 | 3.3217 | 3.3839 | 3.4016 | 3.292 | 3.3871 | 2.8303 | 2.8725 | 2.9418 | 3.0904 | 3.223 | 3.1134 | 3.2084 | MIS_MNWI | 0.015891 | 0.021377 | 0.01804 | 0.0084729 | 0.0083242 | 0.007755 | 0.005744 | 0.0049153 | 0.012065 | 0.012097 | 0.010294 | 0.0038088 | 0.0013588 | 0.0013839 | 0.044297 | 0.046677 | 0.042477 | 0.022823 | 0.016595 | 0.022374 | 0.022132
MIS_MO | 3.5628 | 3.133 | 3.3115 | 3.3339 | 3.287 | 3.1774 | 3.2725 | 3.0213 | 2.8552 | 2.943 | 3.0276 | 3.0784 | 2.9689 | 3.0639 | 2.5639 | 2.6124 | 2.6994 | 2.8569 | 2.9974 | 2.8878 | 2.9828 | MIS_MO | 0.0027095 | 0.0055898 | 0.0079311 | 0.0052011 | 0.001934 | 0.00064027 | 0.00063352 | 0.0010661 | 0.0020093 | 0.004049 | 0.0016562 | 0.001316 | 0.00027929 | 0.00027225 | 0.020402 | 0.026317 | 0.029905 | 0.029239 | 0.036975 | 0.024439 | 0.022116
MIS_MS | 3.5565 | 3.1181 | 3.3398 | 3.3522 | 3.3067 | 3.1971 | 3.2921 | 2.998 | 2.8708 | 2.9858 | 3.0563 | 3.1288 | 3.0193 | 3.1143 | 2.9287 | 3.0799 | 3.1785 | 3.2589 | 3.4639 | 3.3544 | 3.4494 | MIS_MS | 0.013461 | 0.017916 | 0.015199 | 0.014954 | 0.014323 | 0.0087188 | 0.0067883 | 0.016087 | 0.01854 | 0.0188 | 0.017416 | 0.0094683 | 0.0057157 | 0.0051622 | 0.022182 | 0.028079 | 0.028716 | 0.028725 | 0.023033 | 0.017628 | 0.017627
MIS_WOTA | 3.5261 | 3.1052 | 3.2925 | 3.305 | 3.3004 | 3.1908 | 3.2858 | 3.0147 | 2.8891 | 2.9727 | 3.0403 | 3.1617 | 3.0521 | 3.1472 | 2.7952 | 2.8264 | 2.9172 | 3.0549 | 3.2178 | 3.1083 | 3.2033 | MIS_WOTA | 0.054074 | 0.053032 | 0.050695 | 0.04147 | 0.03576 | 0.031805 | 0.03187 | 0.073581 | 0.077175 | 0.058887 | 0.050487 | 0.039217 | 0.020091 | 0.019018 | 0.11673 | 0.11768 | 0.10267 | 0.098847 | 0.098841 | 0.090875 | 0.0831
MIS_WUMS | 3.7653 | 3.3129 | 3.4956 | 3.5089 | 3.4349 | 3.3253 | 3.4204 | 3.2731 | 3.0456 | 3.1315 | 3.1902 | 3.2016 | 3.0921 | 3.1871 | 2.6419 | 2.6792 | 2.7406 | 2.8796 | 3.0132 | 2.9037 | 2.9987 | MIS_WUMS | 0.040591 | 0.047636 | 0.054151 | 0.043949 | 0.031033 | 0.01242 | 0.010321 | 0.048753 | 0.053518 | 0.060478 | 0.050636 | 0.017035 | 0.0096847 | 0.0091248 | 0.097974 | 0.10191 | 0.11206 | 0.10547 | 0.094301 | 0.084875 | 0.087361
NENG_CT | 7.6966 | 7.1868 | 7.2772 | 6.9064 | 6.527 | 6.4175 | 6.5125 | 3.5826 | 3.2264 | 3.3588 | 3.397 | 3.3923 | 3.2827 | 3.3778 | 2.3387 | 2.2982 | 2.488 | 2.5712 | 2.7675 | 2.6579 | 2.753 | NENG_CT | 0.029033 | 0.015682 | 0.0039809 | 0.0064104 | 0.010007 | 0.012343 | 0.014269 | 0.024668 | 0.020177 | 0.0050268 | 0.0016101 | 0.0020895 | 0.0026744 | 0.0023995 | 0.078192 | 0.084003 | 0.067499 | 0.0824 | 0.092276 | 0.10267 | 0.099633
NENG_ME | 7.6754 | 7.1656 | 7.2559 | 6.8851 | 6.5058 | 6.3962 | 6.4912 | 3.5614 | 3.2052 | 3.3376 | 3.3758 | 3.371 | 3.2615 | 3.3565 | 2.3175 | 2.2769 | 2.4667 | 2.55 | 2.7462 | 2.6367 | 2.7317 | NENG_ME | 0.0024683 | 0.0012207 | 0.0008104 | 0.0011141 | 0.0012115 | 0.00064683 | 0.00064365 | 0.00082255 | 0.00010811 | 3.3902e-05 | 1.7078e-05 | 2.2277e-05 | 4.7737e-06 | 4.7737e-06 | 0.0093339 | 0.0093134 | 0.0073637 | 0.0080527 | 0.0080536 | 0.0080544 | 0.0080544
NENGREST | 7.6754 | 7.1656 | 7.2559 | 6.8851 | 6.5058 | 6.3962 | 6.4912 | 3.5614 | 3.2052 | 3.3376 | 3.3758 | 3.371 | 3.2615 | 3.3565 | 2.3175 | 2.2769 | 2.4667 | 2.55 | 2.7462 | 2.6367 | 2.7317 | NENGREST | 0.03484 | 0.027441 | 0.013677 | 0.01379 | 0.012467 | 0.0033177 | 0.0035263 | 0.017555 | 0.017755 | 0.0098476 | 0.0013767 | 0.00090394 | 0.00077683 | 0.00050503 | 0.10879 | 0.10853 | 0.10046 | 0.11231 | 0.099086 | 0.084728 | 0.086075
NY_Z_A | 3.0007 | 2.6236 | 3.045 | 3.0622 | 3.1057 | 2.9962 | 3.0912 | 2.4493 | 2.3006 | 2.5734 | 2.7619 | 2.8787 | 2.7692 | 2.8642 | 2.0499 | 2.0764 | 2.3527 | 2.5476 | 2.7524 | 2.6428 | 2.7378 | NY_Z_A | 0.0067645 | 0.0063435 | 0.0064662 | 2.2929e-05 | 0 | 0 | 1.763e-05 | 0.0076906 | 0.002022 | 0.0018792 | 0 | 0 | 0 | 0 | 0.010209 | 0.0075238 | 0.0073736 | 3.9695e-05 | 9.6928e-05 | 9.5543e-05 | 0.00013891
NY_Z_B | 2.8615 | 2.479 | 2.923 | 2.9871 | 3.04 | 2.9305 | 3.0255 | 2.3741 | 2.2308 | 2.5224 | 2.72 | 2.8419 | 2.7323 | 2.8274 | 1.9814 | 2.009 | 2.3047 | 2.5051 | 2.7183 | 2.6088 | 2.7038 | NY_Z_B | 0.0032811 | 0.0032811 | 0.0032811 | 0.00030217 | 3.2712e-05 | 2.6903e-05 | 3.2865e-05 | 0.0044116 | 0.0036841 | 0.0025702 | 0 | 0 | 0 | 0 | 0.0060276 | 0.005777 | 0.005146 | 9.0255e-05 | 3.003e-05 | 0.00011823 | 0.00018193
NY_Z_C&E | 3.7079 | 3.1977 | 3.509 | 3.4139 | 3.4464 | 3.3369 | 3.4319 | 2.6655 | 2.473 | 2.7115 | 2.877 | 2.9751 | 2.8655 | 2.9606 | 2.1364 | 2.1451 | 2.4074 | 2.567 | 2.7755 | 2.6659 | 2.7609 | NY_Z_C&E | 0.019761 | 0.020906 | 0.01728 | 0.0092788 | 0.0092788 | 0.0025761 | 0.0030087 | 0.02074 | 0.017163 | 0.016575 | 0 | 0 | 0 | 0 | 0.030373 | 0.028616 | 0.027038 | 0.014557 | 0.011663 | 0.011776 | 0.011684
NY_Z_D | 5.4009 | 4.6351 | 4.6812 | 4.2676 | 4.2592 | 4.1496 | 4.2446 | 3.2482 | 2.9573 | 3.0895 | 3.191 | 3.2415 | 3.132 | 3.227 | 2.4464 | 2.4173 | 2.6127 | 2.6908 | 2.8897 | 2.7801 | 2.8751 | NY_Z_D | 1.701e-05 | 1.701e-05 | 0 | 0 | 0 | 0 | 0 | 0 | 0 | 0 | 0 | 0 | 0 | 0 | 0.00054556 | 0.00042844 | 0.00054314 | 0 | 0 | 0 | 0
NY_Z_F | 5.4009 | 4.6351 | 4.6812 | 4.2676 | 4.2592 | 4.1496 | 4.2446 | 3.2482 | 2.9573 | 3.0895 | 3.191 | 3.2415 | 3.132 | 3.227 | 2.4464 | 2.4173 | 2.6127 | 2.6908 | 2.8897 | 2.7801 | 2.8751 | NY_Z_F | 0.035709 | 0.036691 | 0.026077 | 0 | 0 | 0 | 0 | 0.040637 | 0.016132 | 0.0044118 | 0 | 0 | 0 | 0 | 0.065006 | 0.056343 | 0.05945 | 0.014602 | 0.014678 | 0.015331 | 0.013345
NY_Z_G-I | 5.4009 | 4.6351 | 4.6812 | 4.2676 | 4.2592 | 4.1496 | 4.2446 | 3.2482 | 2.9573 | 3.0895 | 3.191 | 3.2415 | 3.132 | 3.227 | 2.4464 | 2.4173 | 2.6127 | 2.6908 | 2.8897 | 2.7801 | 2.8751 | NY_Z_G-I | 0.020933 | 0.02094 | 0.020706 | 0.00080554 | 0.00091342 | 0.0039621 | 0.0062048 | 0.028373 | 0.028371 | 0.013711 | 0 | 0 | 0.00013657 | 0.00018643 | 0.039351 | 0.039318 | 0.039299 | 0.018725 | 0.020579 | 0.021516 | 0.01901
NY_Z_J | 7.2708 | 6.8002 | 6.6693 | 5.0123 | 4.8849 | 4.7754 | 4.8704 | 3.4766 | 3.1318 | 3.2221 | 3.2706 | 3.3137 | 3.2041 | 3.2991 | 2.4525 | 2.4182 | 2.6152 | 2.7042 | 2.9018 | 2.7923 | 2.8873 | NY_Z_J | 0.017603 | 0.014906 | 0.0011724 | 0.0089962 | 0.0089991 | 0.008035 | 0.008069 | 0.043276 | 0.025093 | 0.018506 | 0.0014564 | 0.0013936 | 0.0015838 | 0.0017185 | 0.091106 | 0.083351 | 0.070423 | 0.042313 | 0.051495 | 0.065738 | 0.075632
NY_Z_K | 7.2708 | 6.8002 | 6.6693 | 5.0123 | 4.8849 | 4.7754 | 4.8704 | 3.4766 | 3.1318 | 3.2221 | 3.2706 | 3.3137 | 3.2041 | 3.2991 | 2.4525 | 2.4182 | 2.6152 | 2.7042 | 2.9018 | 2.7923 | 2.8873 | NY_Z_K | 0.0036944 | 0.0024931 | 0.00049518 | 0.00080371 | 0.00050144 | 0.00050818 | 0.00068248 | 0.0072271 | 0.0024337 | 0.0019452 | 0.00019093 | 0.00013415 | 0.0002413 | 0.00045393 | 0.035946 | 0.026535 | 0.013505 | 0.00393 | 0.005382 | 0.0053266 | 0.0039505
PJM_AP | 3.0025 | 2.599 | 2.9567 | 3.0297 | 3.049 | 2.9394 | 3.0344 | 2.3335 | 2.1919 | 2.4631 | 2.6553 | 2.7583 | 2.6487 | 2.7438 | 1.9243 | 1.9533 | 2.238 | 2.4387 | 2.6363 | 2.5267 | 2.6218 | PJM_AP | 0.049306 | 0.051912 | 0.049095 | 0.048467 | 0.046805 | 0.23843 | 0.23269 | 0.056224 | 0.055878 | 0.055252 | 0.054354 | 0.038906 | 0.22753 | 0.20681 | 0.078847 | 0.078705 | 0.077388 | 0.073344 | 0.075037 | 0.35891 | 0.35988
PJM_ATSI | 3.1024 | 2.6902 | 2.9994 | 3.0579 | 3.0626 | 2.9531 | 3.0481 | 2.5679 | 2.4254 | 2.6256 | 2.7773 | 2.8654 | 2.7558 | 2.8509 | 2.154 | 2.1925 | 2.3919 | 2.5848 | 2.7555 | 2.6459 | 2.7409 | PJM_ATSI | 0.081615 | 0.08433 | 0.12614 | 0.1436 | 0.14656 | 0.14384 | 0.14306 | 0.10475 | 0.10496 | 0.16612 | 0.18591 | 0.18821 | 0.17932 | 0.15689 | 0.15884 | 0.15879 | 0.23956 | 0.26694 | 0.27497 | 0.28241 | 0.28856
PJM_COMD | 3.6428 | 3.1896 | 3.3783 | 3.4107 | 3.344 | 3.2344 | 3.3295 | 3.1362 | 2.9207 | 3.0212 | 3.1137 | 3.1334 | 3.0238 | 3.1188 | 2.5482 | 2.5922 | 2.6936 | 2.8665 | 2.9979 | 2.8883 | 2.9833 | PJM_COMD | 0.051234 | 0.053473 | 0.061628 | 0.051361 | 0.008402 | 0.0095271 | 0.010457 | 0.034087 | 0.043919 | 0.05735 | 0.040965 | 0.0044791 | 0.004755 | 0.0049372 | 0.10257 | 0.10568 | 0.12351 | 0.10656 | 0.039688 | 0.048905 | 0.051942
PJM_Dom | 3.65 | 3.2199 | 3.4552 | 3.4711 | 3.4211 | 3.3115 | 3.4065 | 2.6398 | 2.4979 | 2.716 | 2.8924 | 2.9355 | 2.8259 | 2.921 | 2.325 | 2.2553 | 2.6004 | 2.7894 | 2.8055 | 2.6959 | 2.791 | PJM_Dom | 0.064514 | 0.067047 | 0.070306 | 0.077546 | 0.042997 | 2.0311e-05 | 2.0296e-05 | 0.093974 | 0.095854 | 0.06173 | 0.063194 | 0.034174 | 2.6161e-05 | 1.6006e-05 | 0.16478 | 0.16619 | 0.15471 | 0.15956 | 0.10908 | 6.3162e-05 | 6.3162e-05
PJM_EMAC | 3.8464 | 3.421 | 3.6553 | 3.6464 | 3.6085 | 3.4989 | 3.5939 | 2.7812 | 2.6321 | 2.8469 | 3.0202 | 3.0754 | 2.9659 | 3.0609 | 2.3976 | 2.3442 | 2.6608 | 2.8322 | 2.9026 | 2.793 | 2.888 | PJM_EMAC | 0.11009 | 0.1109 | 0.12932 | 0.13494 | 0.12208 | 0.097501 | 0.10354 | 0.13553 | 0.14791 | 0.1283 | 0.10384 | 0.085312 | 0.063778 | 0.064763 | 0.25174 | 0.27759 | 0.25818 | 0.28633 | 0.29812 | 0.30115 | 0.30033
PJM_PENE | 2.7097 | 2.3231 | 2.7509 | 2.8318 | 2.883 | 2.7734 | 2.8685 | 2.222 | 2.0812 | 2.3695 | 2.5668 | 2.6873 | 2.5777 | 2.6728 | 1.8322 | 1.8637 | 2.1554 | 2.3591 | 2.5691 | 2.4595 | 2.5546 | PJM_PENE | 0.038856 | 0.04197 | 0.036069 | 0.034839 | 0.034521 | 0.034219 | 0.034135 | 0.046679 | 0.047035 | 0.047041 | 0.046155 | 0.046458 | 0.046178 | 0.046147 | 0.079417 | 0.078476 | 0.071516 | 0.065455 | 0.064486 | 0.064222 | 0.064225
PJM_SMAC | 3.7109 | 3.2839 | 3.5204 | 3.5415 | 3.5002 | 3.3906 | 3.4856 | 2.6634 | 2.515 | 2.7514 | 2.9326 | 3.0087 | 2.8991 | 2.9941 | 2.2031 | 2.2199 | 2.4885 | 2.6721 | 2.8579 | 2.7483 | 2.8434 | PJM_SMAC | 0.019478 | 0.01947 | 0.01936 | 0.019239 | 0.019234 | 0.010285 | 0.010271 | 0.02493 | 0.025237 | 0.025037 | 0.024973 | 0.024992 | 0.006661 | 0.0054674 | 0.040543 | 0.04064 | 0.039908 | 0.039531 | 0.039287 | 0.038805 | 0.038817
PJM_West | 3.3473 | 2.9192 | 3.1686 | 3.218 | 3.1926 | 3.083 | 3.178 | 2.7296 | 2.5858 | 2.7517 | 2.8882 | 2.9488 | 2.8392 | 2.9342 | 2.3508 | 2.3611 | 2.56 | 2.7445 | 2.8548 | 2.7452 | 2.8402 | PJM_West | 0.11194 | 0.11275 | 0.12404 | 0.21018 | 0.23331 | 0.21801 | 0.23947 | 0.15019 | 0.1526 | 0.16795 | 0.26707 | 0.28902 | 0.25151 | 0.27193 | 0.22125 | 0.22179 | 0.24248 | 0.3861 | 0.45066 | 0.46549 | 0.52822
PJM_WMAC | 2.8931 | 2.4949 | 2.8759 | 2.9571 | 2.9872 | 2.8776 | 2.9726 | 2.2823 | 2.1411 | 2.4186 | 2.6136 | 2.7252 | 2.6156 | 2.7106 | 1.8746 | 1.9027 | 2.189 | 2.3851 | 2.5934 | 2.4838 | 2.5789 | PJM_WMAC | 0.15006 | 0.15996 | 0.15466 | 0.1451 | 0.14509 | 0.16862 | 0.15913 | 0.14974 | 0.15552 | 0.15056 | 0.15148 | 0.13285 | 0.16942 | 0.18778 | 0.24321 | 0.23987 | 0.23434 | 0.24213 | 0.22108 | 0.26275 | 0.27353
S_C_KY | 3.5184 | 3.0948 | 3.3369 | 3.3743 | 3.3542 | 3.2446 | 3.3396 | 2.8183 | 2.6858 | 2.8611 | 2.9978 | 3.0762 | 2.9666 | 3.0617 | 2.4691 | 2.5022 | 2.6858 | 2.8609 | 3.0225 | 2.9129 | 3.0079 | S_C_KY | 0.01948 | 0.021411 | 0.030275 | 0.034699 | 0.049131 | 0.064082 | 0.060792 | 0.027206 | 0.027346 | 0.041171 | 0.046908 | 0.06738 | 0.077447 | 0.07537 | 0.038121 | 0.039608 | 0.056409 | 0.068032 | 0.095503 | 0.1329 | 0.13377
S_C_TVA | 3.4928 | 3.0609 | 3.2887 | 3.3095 | 3.2713 | 3.1617 | 3.2567 | 2.8839 | 2.7486 | 2.8836 | 2.9786 | 3.0494 | 2.9398 | 3.0348 | 2.6563 | 2.7195 | 2.8635 | 2.9942 | 3.1481 | 3.0385 | 3.1336 | S_C_TVA | 0.1195 | 0.13087 | 0.14742 | 0.12638 | 0.13559 | 0.11116 | 0.089796 | 0.17265 | 0.17331 | 0.17809 | 0.13123 | 0.13206 | 0.088715 | 0.057507 | 0.2651 | 0.26505 | 0.31011 | 0.29739 | 0.31189 | 0.36156 | 0.35146
S_D_AECI | 3.5464 | 3.1285 | 3.3036 | 3.324 | 3.2849 | 3.1753 | 3.2703 | 2.9961 | 2.8537 | 2.9409 | 3.03 | 3.0923 | 2.9827 | 3.0778 | 2.6125 | 2.6606 | 2.7516 | 2.9073 | 3.0515 | 2.9419 | 3.0369 | S_D_AECI | 0.017464 | 0.017872 | 0.017938 | 0.014428 | 0.0096082 | 0.0014869 | 0.00087269 | 0.014932 | 0.018145 | 0.018183 | 0.0093036 | 0.0013284 | 0.00082842 | 0.00059485 | 0.032135 | 0.037103 | 0.035666 | 0.030539 | 0.024538 | 0.019456 | 0.019456
S_SOU | 3.5603 | 3.122 | 3.3447 | 3.3515 | 3.302 | 3.1924 | 3.2874 | 2.9925 | 2.8635 | 2.9791 | 3.049 | 3.1185 | 3.0089 | 3.104 | 2.9225 | 3.0783 | 3.1743 | 3.2403 | 3.6395 | 3.5299 | 3.625 | S_SOU | 0.22678 | 0.24833 | 0.26361 | 0.27988 | 0.25841 | 0.20091 | 0.18247 | 0.3101 | 0.31918 | 0.32601 | 0.3426 | 0.28067 | 0.19994 | 0.17473 | 0.49298 | 0.49349 | 0.56168 | 0.59688 | 0.59332 | 0.62468 | 0.64676
S_VACA | 3.9163 | 3.4774 | 3.7096 | 3.7136 | 3.6563 | 3.5467 | 3.6417 | 3.2259 | 3.0992 | 3.2377 | 3.3248 | 3.3679 | 3.2583 | 3.3533 | 3.1185 | 3.0867 | 3.3256 | 3.4507 | 3.4588 | 3.3492 | 3.4442 | S_VACA | 0.14118 | 0.14553 | 0.14934 | 0.12986 | 0.10224 | 0.081731 | 0.086733 | 0.18096 | 0.15958 | 0.13926 | 0.11084 | 0.047799 | 0.040707 | 0.040792 | 0.2773 | 0.26617 | 0.30101 | 0.22947 | 0.207 | 0.17527 | 0.17195
SPP_KIAM | 3.2709 | 2.8735 | 3.0417 | 3.0857 | 3.0629 | 2.9534 | 3.0484 | 2.751 | 2.6435 | 2.7154 | 2.815 | 2.9009 | 2.7914 | 2.8864 | 2.4344 | 2.5129 | 2.5776 | 2.7443 | 2.8989 | 2.7894 | 2.8844 | SPP_KIAM | 0.015304 | 0.015304 | 0.015304 | 0.015304 | 0 | 0 | 0 | 0.020745 | 0.020745 | 0.020745 | 0 | 0 | 0 | 0 | 0.028686 | 0.028686 | 0.028686 | 0.028686 | 0.02478 | 0.02478 | 0.02478
SPP_N | 3.4876 | 3.0667 | 3.2472 | 3.2759 | 3.2422 | 3.1326 | 3.2276 | 2.96 | 2.8061 | 2.886 | 2.9799 | 3.0461 | 2.9365 | 3.0316 | 2.5395 | 2.6076 | 2.675 | 2.8402 | 2.9842 | 2.8746 | 2.9697 | SPP_N | 0.0026359 | 0.0053857 | 0.011729 | 0.0058051 | 0.0030659 | 0.0036174 | 0.0042682 | 0.00090633 | 0.00089908 | 0.0021933 | 0.0022142 | 0.0012883 | 0.0012051 | 0.00082368 | 0.029064 | 0.022789 | 0.024171 | 0.011608 | 0.0085327 | 0.011821 | 0.0087944
SPP_NEBR | 3.8151 | 3.3874 | 3.5749 | 3.6138 | 3.584 | 3.4744 | 3.5694 | 3.3065 | 3.1379 | 3.2146 | 3.3143 | 3.3804 | 3.2709 | 3.3659 | 2.8342 | 2.9056 | 2.9694 | 3.1411 | 3.2819 | 3.1723 | 3.2674 | SPP_NEBR | 0.00015742 | 0.00034539 | 0.00090397 | 0.00014963 | 0.00019248 | 8.6884e-05 | 8.917e-05 | 0 | 6.4019e-05 | 0.000217 | 0.00026341 | 5.5904e-05 | 0 | 0 | 0.0026781 | 0.00035373 | 0.00083507 | 0.00068394 | 0.00059156 | 0.00061857 | 0.00073412
SPP_SPS | 3.4347 | 3.0439 | 3.2198 | 3.2519 | 3.409 | 3.2994 | 3.3945 | 2.8755 | 2.7481 | 2.8141 | 2.9045 | 3.0799 | 2.9703 | 3.0654 | 2.5525 | 2.6406 | 2.7134 | 2.8977 | 3.0486 | 2.9391 | 3.0341 | SPP_SPS | 0.0011995 | 0.0023235 | 0.0074713 | 0.00070726 | 0.00029088 | 0.00035943 | 0.00046141 | 0.0001802 | 6.8466e-05 | 0.0015351 | 0.00065045 | 0.00047956 | 8.8822e-06 | 1.7785e-05 | 0.025835 | 0.013598 | 0.010228 | 0.00078835 | 0.00069047 | 7.7825e-05 | 0.0003215
SPP_WAUE | 3.4272 | 2.9806 | 3.1703 | 3.169 | 3.1181 | 3.0085 | 3.1036 | 2.911 | 2.7032 | 2.7925 | 2.8506 | 2.8781 | 2.7685 | 2.8635 | 2.3027 | 2.3532 | 2.4225 | 2.5642 | 2.6829 | 2.5734 | 2.6684 | SPP_WAUE | 0.00080985 | 0.00097963 | 0.0040379 | 0.0023737 | 0.00044716 | 0.0003497 | 0.00050736 | 2.4189e-05 | 0.0001063 | 0.00037816 | 0.0003473 | 0.00028046 | 0.00014025 | 0.00022837 | 0.0070857 | 0.0079753 | 0.0099334 | 0.0077956 | 0.0023363 | 0.0017309 | 0.0016982
SPP_WEST | 3.2709 | 2.8735 | 3.0417 | 3.0857 | 3.0629 | 2.9534 | 3.0484 | 2.751 | 2.6435 | 2.7154 | 2.815 | 2.9009 | 2.7914 | 2.8864 | 2.4344 | 2.5129 | 2.5776 | 2.7443 | 2.8989 | 2.7894 | 2.8844 | SPP_WEST | 0.033923 | 0.058216 | 0.063476 | 0.031058 | 0.02736 | 0.021322 | 0.012691 | 0.045555 | 0.046405 | 0.034322 | 0.023127 | 0.0058359 | 0.0021385 | 0.0016575 | 0.14223 | 0.13134 | 0.13297 | 0.076264 | 0.033791 | 0.032918 | 0.043049
WEC_BANC | 4.399 | 3.8204 | 3.8435 | 3.7431 | 3.671 | 3.5614 | 3.6565 | 3.4637 | 3.1566 | 3.3239 | 3.3159 | 3.4867 | 3.3772 | 3.4722 | 3.6742 | 3.1738 | 3.431 | 3.2206 | 3.0385 | 2.9289 | 3.024 | WEC_BANC | 0.017348 | 0.016567 | 0.016322 | 0.016322 | 0.016322 | 0.016322 | 0.016322 | 0.024698 | 0.02385 | 0.020867 | 0.017518 | 0.009467 | 0.0088907 | 0.0099597 | 0.032537 | 0.024818 | 0.018464 | 0.017483 | 0.0036554 | 0.0036017 | 0.0036184
WEC_CALN | 4.3339 | 3.7259 | 3.8412 | 3.7822 | 4.2898 | 4.1802 | 4.2753 | 3.3302 | 3.0649 | 3.2308 | 3.2527 | 3.5848 | 3.4752 | 3.5702 | 3.6774 | 3.2328 | 3.4453 | 3.3819 | 3.3966 | 3.287 | 3.3821 | WEC_CALN | 0.11907 | 0.1065 | 0.097607 | 0.09074 | 0.06057 | 0.042676 | 0.038777 | 0.14387 | 0.11023 | 0.078094 | 0.055909 | 0.021239 | 0.0065029 | 0.0065137 | 0.11658 | 0.092904 | 0.08958 | 0.064231 | 0.018423 | 0.015078 | 0.015088
WEC_LADW | 4.4126 | 3.7925 | 3.847 | 3.776 | 4.1388 | 4.0293 | 4.1243 | 3.3835 | 3.0968 | 3.2594 | 3.2737 | 3.5653 | 3.4558 | 3.5508 | 3.7971 | 3.2651 | 3.4764 | 3.3752 | 3.3175 | 3.2079 | 3.3029 | WEC_LADW | 0.034694 | 0.033093 | 0.031126 | 0.03096 | 0.03102 | 0.032838 | 0.032838 | 0.042996 | 0.037513 | 0.033354 | 0.031584 | 0.0147 | 0.014369 | 0.015778 | 0.045064 | 0.051094 | 0.039458 | 0.039773 | 0.024612 | 0.019787 | 0.019797
WEC_SDGE | 4.4387 | 3.7749 | 3.8608 | 3.8194 | 4.6175 | 4.5079 | 4.6029 | 3.3139 | 3.0463 | 3.2052 | 3.2414 | 3.6536 | 3.544 | 3.6391 | 3.9307 | 3.3654 | 3.532 | 3.5395 | 3.607 | 3.4974 | 3.5924 | WEC_SDGE | 0.014907 | 0.017589 | 0.017127 | 0.017121 | 0.010438 | 0.010438 | 0.010394 | 0.026054 | 0.012753 | 0.011562 | 0.011273 | 0.0038727 | 0.0038727 | 0.0046964 | 0.033008 | 0.021472 | 0.011962 | 0.012663 | 0.010689 | 0.010689 | 0.010689
WECC_AZ | 3.9465 | 3.37 | 3.6037 | 3.5657 | 4.3605 | 4.251 | 4.346 | 3.0075 | 2.7879 | 2.9529 | 2.9919 | 3.4055 | 3.2959 | 3.391 | 3.2718 | 3.0653 | 3.2798 | 3.289 | 3.3664 | 3.2568 | 3.3519 | WECC_AZ | 0.068805 | 0.054385 | 0.08243 | 0.090786 | 0.081487 | 0.092807 | 0.09933 | 0.072491 | 0.078136 | 0.09522 | 0.10486 | 0.066231 | 0.10996 | 0.14818 | 0.14834 | 0.1614 | 0.17257 | 0.1876 | 0.19224 | 0.27268 | 0.29661
WECC_CO | 3.6122 | 3.1986 | 3.4591 | 3.4499 | 3.9746 | 3.8651 | 3.9601 | 2.9492 | 2.7657 | 2.8996 | 2.9734 | 3.277 | 3.1675 | 3.2625 | 2.5412 | 2.5994 | 2.8957 | 3.0841 | 3.2139 | 3.1044 | 3.1994 | WECC_CO | 0.051756 | 0.065007 | 0.073988 | 0.083946 | 0.079448 | 0.081959 | 0.091148 | 0.050725 | 0.065665 | 0.075471 | 0.083194 | 0.069461 | 0.066796 | 0.074478 | 0.091324 | 0.107 | 0.11617 | 0.13387 | 0.11763 | 0.10817 | 0.11608
WECC_ID | 3.626 | 3.2232 | 3.5294 | 3.5079 | 4.3026 | 4.1931 | 4.2881 | 2.9227 | 2.714 | 2.8796 | 2.9212 | 3.3373 | 3.2277 | 3.3228 | 2.3226 | 2.4116 | 2.8634 | 3.0651 | 3.2399 | 3.1303 | 3.2254 | WECC_ID | 0.0053582 | 0.0084147 | 0.035617 | 0.057973 | 0.030191 | 0.015552 | 0.0096178 | 0.011418 | 0.024313 | 0.020559 | 0.025296 | 0.019011 | 0.0048084 | 0.0056648 | 0.063515 | 0.064167 | 0.051384 | 0.050061 | 0.023805 | 0.0071955 | 0.0067231
WECC_IID | 4.4263 | 3.7646 | 3.8505 | 3.809 | 4.6067 | 4.4971 | 4.5922 | 3.3034 | 3.0369 | 3.1949 | 3.2315 | 3.6439 | 3.5344 | 3.6294 | 3.9201 | 3.3564 | 3.5217 | 3.5297 | 3.5964 | 3.4868 | 3.5819 | WECC_IID | 0 | 0 | 0 | 0 | 0 | 0 | 0 | 0 | 0 | 0 | 0 | 0 | 0 | 0 | 0 | 0 | 0 | 0 | 0 | 0 | 0
WECC_MT | 3.5616 | 3.1358 | 3.339 | 3.3342 | 3.3107 | 3.2011 | 3.2962 | 3.1232 | 2.95 | 3.0426 | 3.0858 | 3.1202 | 3.0106 | 3.1056 | 2.56 | 2.6171 | 2.6706 | 2.7793 | 2.8724 | 2.7628 | 2.8578 | WECC_MT | 0 | 0 | 0.005113 | 0.014071 | 0.025898 | 0.0096679 | 0.0078623 | 0 | 0 | 0 | 0 | 0.0049606 | 0.0011214 | 9.7011e-06 | 0 | 0 | 0.0036773 | 0.0039173 | 0.0071715 | 0.0007997 | 0.00082854
WECC_NM | 3.4442 | 3.0222 | 3.2687 | 3.2443 | 3.7922 | 3.6826 | 3.7776 | 2.7764 | 2.5888 | 2.7044 | 2.7562 | 3.1073 | 2.9977 | 3.0928 | 2.6201 | 2.6102 | 2.8188 | 2.9719 | 3.1101 | 3.0005 | 3.0955 | WECC_NM | 0.0098147 | 0.012088 | 0.0094389 | 0.0093471 | 0.011779 | 0.021208 | 0.032038 | 0.022408 | 0.029603 | 0.030508 | 0.027061 | 0.041454 | 0.022473 | 0.010481 | 0.056151 | 0.057303 | 0.079137 | 0.074764 | 0.065919 | 0.038478 | 0.044299
WECC_NNV | 3.857 | 3.3689 | 3.6454 | 3.6188 | 4.4201 | 4.3105 | 4.4055 | 3.0213 | 2.8153 | 2.9916 | 3.0371 | 3.4529 | 3.3433 | 3.4383 | 2.8428 | 2.7515 | 3.0876 | 3.1989 | 3.3687 | 3.2591 | 3.3542 | WECC_NNV | 0.0072682 | 0.0086248 | 0.0088165 | 0.015426 | 0.014827 | 0.0033059 | 0.0055981 | 0.0056453 | 0.0062011 | 0.0082052 | 0.0082651 | 0.01133 | 0.00027989 | 0.00022937 | 0.010851 | 0.0089951 | 0.011258 | 0.011103 | 0.010744 | 0.0012839 | 0.001299
WECC_PNW | 3.7064 | 3.2519 | 3.4755 | 3.4399 | 3.633 | 3.5235 | 3.6185 | 2.945 | 2.7158 | 2.8643 | 2.8883 | 3.0922 | 2.9826 | 3.0777 | 2.528 | 2.4538 | 2.6908 | 2.696 | 2.7152 | 2.6056 | 2.7006 | WECC_PNW | 0.081939 | 0.068648 | 0.058448 | 0.045634 | 0.046604 | 0.046011 | 0.046004 | 0.01728 | 0.023374 | 0.042514 | 0.0462 | 0.046994 | 0.035311 | 0.030713 | 0.046066 | 0.0061785 | 0.0085069 | 0.011122 | 0.016836 | 0.02215 | 0.025222
WECC_SCE | 4.3014 | 3.6787 | 3.8401 | 3.8018 | 4.5992 | 4.4897 | 4.5847 | 3.2634 | 3.019 | 3.1843 | 3.2211 | 3.6338 | 3.5242 | 3.6192 | 3.679 | 3.2623 | 3.4525 | 3.4626 | 3.5756 | 3.4661 | 3.5611 | WECC_SCE | 0.054943 | 0.054059 | 0.049151 | 0.04043 | 0.02273 | 0.023878 | 0.027585 | 0.09678 | 0.04139 | 0.02661 | 0.016419 | 0.01151 | 0.008048 | 0.011519 | 0.083884 | 0.049163 | 0.019766 | 0.019008 | 0.018838 | 0.009543 | 0.019769
WECC_SNV | 3.9687 | 3.3976 | 3.639 | 3.6072 | 4.406 | 4.2964 | 4.3915 | 3.0249 | 2.8112 | 2.9824 | 3.0267 | 3.4452 | 3.3356 | 3.4306 | 3.2396 | 2.9813 | 3.1923 | 3.2125 | 3.3704 | 3.2608 | 3.3559 | WECC_SNV | 0.032278 | 0.032843 | 0.045771 | 0.045755 | 0.047356 | 0.013831 | 0.016006 | 0.034489 | 0.033949 | 0.037025 | 0.039586 | 0.042101 | 0.010375 | 0.0090966 | 0.047607 | 0.05729 | 0.0611 | 0.065587 | 0.072102 | 0.015322 | 0.015983
WECC_UT | 3.6539 | 3.2482 | 3.5501 | 3.5184 | 4.3173 | 4.2077 | 4.3027 | 2.9265 | 2.7292 | 2.8953 | 2.9501 | 3.368 | 3.2584 | 3.3535 | 2.494 | 2.5431 | 2.978 | 3.1763 | 3.3139 | 3.2043 | 3.2993 | WECC_UT | 0.021559 | 0.025057 | 0.034464 | 0.062854 | 0.064687 | 0.083019 | 0.089727 | 0.031686 | 0.042625 | 0.042952 | 0.070636 | 0.087254 | 0.098857 | 0.11024 | 0.067781 | 0.056988 | 0.0464 | 0.06891 | 0.10422 | 0.12422 | 0.13827
WECC_WY | 3.4115 | 2.9857 | 3.1901 | 3.2083 | 3.3222 | 3.2126 | 3.3077 | 2.877 | 2.6918 | 2.7887 | 2.8656 | 2.9998 | 2.8903 | 2.9853 | 2.3433 | 2.4099 | 2.5464 | 2.7187 | 2.8947 | 2.7852 | 2.8802 | WECC_WY | 7.8868e-08 | 1.2562e-05 | 0.001284 | 0.0023609 | 0.040487 | 0.035045 | 0.038067 | 1.8928e-06 | 1.8665e-06 | 1.5774e-07 | 0.0039877 | 0.0082404 | 0.0033551 | 0.0028565 | 0.00019243 | 0.00019663 | 0.0002063 | 0.021588 | 0.026279 | 0.025118 | 0.025676