## Summary
EPA IPM Summary Run Results
EPA Platform v6 Projections for
Continental U.S.
Less Stringent
All costs and prices are in 2019-year dollars |  | Values in red are rounded to zero, not equal to zero
NATIONWIDE EMISSIONS |  | 2028 | 2030 | 2035 | 2040 | 2045 | 2050 | 2055
SO2 (million tons) |  | 0.38502 | 0.18311 | 0.092014 | 0.062056 | 0.013488 | 0.0099311 | 0.0097778
NOx (million tons) |  | 0.45 | 0.30674 | 0.19378 | 0.15037 | 0.1029 | 0.094645 | 0.097301
CO2 (million metric tons) |  | 1213.5948 | 889.1663 | 573.0535 | 459.3473 | 387.7618 | 355.2208 | 382.5237
Hg (tons) |  | 2.4825 | 1.7776 | 1.5161 | 1.4037 | 1.0914 | 1.0486 | 1.0465
HCL (Mtons) |  | 2.5697 | 1.3139 | 0.77888 | 0.64893 | 0.12538 | 0.11602 | 0.09752
TOTAL COSTS |  | 2028 | 2030 | 2035 | 2040 | 2045 | 2050 | 2055
Total Costs (billion $) |  | 131.3716 | 129.1281 | 127.8951 | 137.6462 | 138.4504 | 141.8486 | 148.7172
PRICES |  | 2028 | 2030 | 2035 | 2040 | 2045 | 2050 | 2055
National Wholesale Electricity Price (mills/kWh) |  | 39.0898 | 35.6031 | 26.6728 | 25.6475 | 23.5447 | 20.868 | 21.9151
Natural Gas Prices (2019 $/MMBtu)
Henry Hub |  | 2.9822 | 2.6439 | 1.8413 | 2.0096 | 1.9868 | 1.7519 | 1.9187
Delivered |  | 3.025 | 2.7559 | 2.049 | 2.1374 | 2.1229 | 1.8819 | 2.0548
Minemouth Coal Prices (2019 $/MMBtu)
Appalachia |  | 1.7195 | 1.8971 | 2.1198 | 2.2797 | 2.6812 | 2.7829 | 2.8232
Imports |  | 4.1718 | 5.8944 | 5.079 | 3.9347 | 3.2024 | 3.0038 | 3.1308
Interior |  | 1.2821 | 1.2344 | 1.284 | 1.268 | 1.3689 | 1.4306 | 1.4306
Waste Coal |  | 2028: 1.179; 2030: 0.68118; 2035: 0.65367
West |  | 0.77764 | 0.84636 | 0.9394 | 0.98663 | 1.115 | 1.1962 | 1.2006
National |  | 1.1572 | 1.2599 | 1.4094 | 1.4855 | 1.8617 | 1.9576 | 1.9795
TOTAL CAPACITY (Cumulative GW) |  | 2028 | 2030 | 2035 | 2040 | 2045 | 2050 | 2055
Hydro |  | 102.1302 | 103.6137 | 107.9262 | 110.2802 | 110.2802 | 110.2802 | 110.6235
Non-Hydro Renewables |  | 315.8816 | 404.5234 | 670.2516 | 866.7175 | 1082.3162 | 1289.7172 | 1421.136
Biomass |  | 0.40572 | 0.1822 | 0.1822 | 0.1822 | 0.1822 | 0.1822 | 0.1822
Geothermal |  | 2.7781 | 2.7781 | 2.7781 | 2.7781 | 2.7781 | 2.7781 | 2.7781
Landfill Gas |  | 2.8761 | 2.8697 | 2.8697 | 2.8697 | 2.8697 | 2.8697 | 2.8791
Solar |  | 124.335 | 161.8201 | 263.6618 | 359.2071 | 431.9024 | 535.3091 | 596.9937
Wind |  | 185.4867 | 236.8733 | 400.7598 | 501.6805 | 644.5838 | 748.5781 | 818.3029
Distributed Solar PV |  | 66.8879 | 74.1925 | 94.1563 | 116.4662 | 140.293 | 165.7787 | 198.2421
Coal |  | 99.3555 | 62.1125 | 19.0152 | 16.1798 | 7.1412 | 5.6559 | 5.3879
Coal without CCS |  | 98.7605 | 49.5167 | 6.9423 | 6.9403 | 6.8082 | 5.3433 | 5.0753
IGCC without CCS |  | 0.595 | 0.595 | 0 | 0 | 0 | 0 | 0
Coal with CCS |  | 0 | 12.0008 | 12.0728 | 9.2394 | 0.33295 | 0.31252 | 0.31252
Energy Storage |  | 47.5221 | 67.9273 | 95.9116 | 117.5197 | 132.0869 | 152.4975 | 164.8553
Nuclear |  | 95.6852 | 91.8614 | 83.5765 | 78.9034 | 64.7046 | 45.2471 | 28.5089
Natural Gas |  | 465.9835 | 464.153 | 491.8404 | 529.6124 | 604.9152 | 690.2359 | 768.6667
CC without CCS |  | 309.8279 | 304.8542 | 298.6205 | 298.9618 | 296.1188 | 289.5912 | 294.4631
CC with CCS |  | 0 | 4.1188 | 7.9736 | 7.9736 | 7.9736 | 7.9736 | 7.9736
CT |  | 156.1556 | 155.1801 | 185.2464 | 222.677 | 300.8229 | 392.6711 | 466.23
Oil/Gas Steam |  | 62.5808 | 66.6659 | 63.736 | 63.6695 | 63.6415 | 60.2964 | 60.2964
Other |  | 6.9493 | 6.9493 | 6.9493 | 6.9493 | 6.9493 | 6.9493 | 6.9493
Grand Total |  | 1196.0882 | 1267.8066 | 1539.2068 | 1789.8317 | 2072.035 | 2360.8795 | 2566.4239
NEW MODELED CAPACITY (Cumulative GW) |  | 2028 | 2030 | 2035 | 2040 | 2045 | 2050 | 2055
Hydro |  | 0 | 1.4835 | 5.796 | 8.15 | 8.15 | 8.15 | 8.4933
Non-Hydro Renewables |  | 43.2992 | 131.9481 | 397.6783 | 594.1442 | 809.7429 | 1017.1439 | 1148.5627
Biomass |  | 0 | 0 | 0 | 0 | 0 | 0 | 0
Geothermal |  | 0.28923 | 0.28923 | 0.28923 | 0.28923 | 0.28923 | 0.28923 | 0.28923
Landfill Gas |  | 1.2358 | 1.2358 | 1.2358 | 1.2358 | 1.2358 | 1.2358 | 1.2452
Solar |  | 13.3471 | 50.6094 | 152.4531 | 247.9984 | 320.6937 | 424.1004 | 485.785
Wind |  | 28.4271 | 79.8137 | 243.7002 | 344.6209 | 487.5242 | 591.5185 | 661.2433
Coal |  | 0 | 0 | 0 | 0 | 0 | 0 | 0
Coal without CCS |  | 0 | 0 | 0 | 0 | 0 | 0 | 0
IGCC without CCS |  | 0 | 0 | 0 | 0 | 0 | 0 | 0
Coal with CCS |  | 0 | 0 | 0 | 0 | 0 | 0 | 0
Energy Storage |  | 30.0355 | 50.4407 | 78.425 | 100.0331 | 114.6003 | 135.0109 | 147.3687
Nuclear |  | 0 | 0 | 0 | 0 | 0 | 0 | 0
Natural Gas |  | 33.8507 | 33.9353 | 65.9778 | 104.41 | 194.3198 | 294.1016 | 372.5324
CC without CCS |  | 24.2353 | 24.2353 | 24.9377 | 25.279 | 26.0062 | 28.445 | 33.3169
CC with CCS |  | 0 | 0 | 0 | 0 | 0 | 0 | 0
CT |  | 9.6153 | 9.7 | 41.0402 | 79.131 | 168.3136 | 265.6566 | 339.2155
Other |  | 8.3267e-17 | 8.3267e-17 | 8.3267e-17 | 8.3267e-17 | 8.3267e-17 | 8.3267e-17 | 8.3267e-17
Grand Total |  | 107.1853 | 217.8076 | 547.8771 | 806.7372 | 1126.813 | 1454.4064 | 1676.957
NEW HARDWIRED CAPACITY (Cumulative GW) |  | 2028 | 2030 | 2035 | 2040 | 2045 | 2050 | 2055
Hydro |  | 0 | 0 | 0 | 0 | 0 | 0 | 0
Non-Hydro Renewables |  | 113.4375 | 113.6603 | 113.6603 | 113.6603 | 113.6603 | 113.6603 | 113.6603
Biomass |  | 0.0569 | 0.0569 | 0.0569 | 0.0569 | 0.0569 | 0.0569 | 0.0569
Geothermal |  | 0.0873 | 0.0873 | 0.0873 | 0.0873 | 0.0873 | 0.0873 | 0.0873
Landfill Gas |  | 0.029 | 0.029 | 0.029 | 0.029 | 0.029 | 0.029 | 0.029
Solar |  | 69.5571 | 69.7799 | 69.7799 | 69.7799 | 69.7799 | 69.7799 | 69.7799
Wind |  | 43.7072 | 43.7072 | 43.7072 | 43.7072 | 43.7072 | 43.7072 | 43.7072
Coal |  | 0 | 0 | 0 | 0 | 0 | 0 | 0
Coal without CCS |  | 0 | 0 | 0 | 0 | 0 | 0 | 0
IGCC without CCS |  | 0 | 0 | 0 | 0 | 0 | 0 | 0
Coal with CCS |  | 0 | 0 | 0 | 0 | 0 | 0 | 0
Energy Storage |  | 16.4509 | 16.4509 | 16.4509 | 16.4509 | 16.4509 | 16.4509 | 16.4509
Nuclear |  | 0 | 0 | 0 | 0 | 0 | 0 | 0
Natural Gas |  | 16.6052 | 16.6052 | 16.6052 | 16.6052 | 16.6052 | 16.6052 | 16.6052
CC without CCS |  | 12.4998 | 12.4998 | 12.4998 | 12.4998 | 12.4998 | 12.4998 | 12.4998
CC with CCS |  | 0 | 0 | 0 | 0 | 0 | 0 | 0
CT |  | 4.1054 | 4.1054 | 4.1054 | 4.1054 | 4.1054 | 4.1054 | 4.1054
Other |  | 0.1091 | 0.1091 | 0.1091 | 0.1091 | 0.1091 | 0.1091 | 0.1091
Grand Total |  | 146.6027 | 146.8255 | 146.8255 | 146.8255 | 146.8255 | 146.8255 | 146.8255
RETIREMENTS (GW) |  | 2028 | 2030 | 2035 | 2040 | 2045 | 2050 | 2055
CC Retirements |  | 1.5193 | 1.6213 | 3.9883 | 3.9883 | 7.5585 | 16.5249 | 16.5249
Coal Retirements |  | 57.4503 | 81.0762 | 123.5649 | 126.3983 | 135.4369 | 136.9222 | 137.1902
CT Retirements |  | 0.1759 | 1.236 | 2.5099 | 3.1701 | 14.2069 | 19.7016 | 19.7016
Nuclear Retirements |  | 0 | 2.7018 | 9.8687 | 14.5418 | 28.7406 | 48.1981 | 64.9363
O/G Retirements |  | 8.5883 | 12.4556 | 15.3647 | 15.4332 | 15.4612 | 18.8063 | 18.8063
IGCC Retirements |  | 0.22 | 0.22 | 0.815 | 0.815 | 0.815 | 0.815 | 0.815
Biomass Retirements |  | 3.0302 | 3.2537 | 3.2537 | 3.2537 | 3.2537 | 3.2537 | 3.2537
Fuel Cell Retirements |  | 0 | 0 | 0 | 0 | 0 | 0 | 0
Fossil_Other Retirements |  | 0 | 0 | 0 | 0 | 0 | 0 | 0
Geothermal Retirements |  | 0 | 0 | 0 | 0 | 0 | 0 | 0
Hydro Retirements |  | 0 | 0 | 0 | 0 | 0 | 0 | 0
Landfill Gas Retirements |  | 0.1196 | 0.126 | 0.126 | 0.126 | 0.126 | 0.126 | 0.126
Non Fossil_Other Retirements |  | 0 | 0 | 0 | 0 | 0 | 0 | 0
Energy Storage Retirements |  | 0 | 0 | 0 | 0 | 0 | 0 | 0
Grand Total |  | 71.1036 | 102.6906 | 159.4913 | 167.7265 | 205.5989 | 244.3479 | 261.3541
GENERATION MIX (thousand GWh) |  | 2028 | 2030 | 2035 | 2040 | 2045 | 2050 | 2055
Hydro |  | 294.339 | 302.9016 | 327.9437 | 345.9981 | 344.1193 | 346.8632 | 349.5368
Non-Hydro Renewables |  | 966.2202 | 1277.0455 | 2186.7507 | 2817.9027 | 3550.9131 | 4180.9213 | 4592.318
Biomass |  | 1.705 | 0.1038 | 0.004408 | 0.0044471 | 0 | 0 | 8.3e-06
Biomass Co-firing |  | 0 | 0 | 0 | 0 | 0 | 0 | 0
Geothermal |  | 19.6023 | 19.6023 | 19.6023 | 19.6023 | 19.6023 | 19.6023 | 19.6023
Landfill Gas |  | 19.949 | 18.7089 | 17.2842 | 16.687 | 15.2919 | 13.8465 | 14.0611
Solar |  | 290.2998 | 388.619 | 641.4207 | 877.6464 | 1061.5606 | 1319.238 | 1477.1129
Wind |  | 634.6641 | 850.0114 | 1508.439 | 1903.9625 | 2454.4582 | 2828.2345 | 3081.5416
Distributed Solar PV |  | 92.4842 | 102.8862 | 131.2157 | 163.0974 | 197.443 | 234.8828 | 282.5095
Coal |  | 474.2233 | 190.2533 | 90.386 | 67.828 | 4.0868 | 3.0468 | 3.0569
Coal without CCS (Biomass Co-firing is included) |  | 470.4962 | 101.7806 | 5.579 | 2.9675 | 1.7852 | 0.887 | 0.8971
IGCC without CCS |  | 3.7271 | 4.1651 | 0 | 0 | 0 | 0 | 0
Coal with CCS |  | 0 | 84.3077 | 84.807 | 64.8604 | 2.3017 | 2.1598 | 2.1598
Energy Storage |  | 65.3068 | 97.7869 | 148.8872 | 194.946 | 228.1781 | 285.5084 | 320.1654
Nuclear |  | 765.2599 | 733.7296 | 660.434 | 616.3164 | 494.9461 | 339.4297 | 213.5157
Natural Gas |  | 1781.2608 | 1868.3686 | 1417.0749 | 1171.6448 | 972.6498 | 879.241 | 946.4102
CC without CCS |  | 1740.2354 | 1773.6969 | 1285.111 | 1051.9735 | 883.9213 | 785.2594 | 834.1447
CC with CCS |  | 0 | 30.6323 | 59.3012 | 54.1383 | 41.5659 | 33.3855 | 30.5597
CT |  | 41.0254 | 64.0395 | 72.6627 | 65.5329 | 47.1626 | 60.5961 | 81.7057
Oil/Gas Steam |  | 29.6805 | 40.8619 | 16.5145 | 2.6323 | 2.0522 | 3.5579 | 2.8109
Other |  | 30.0127 | 29.371 | 29.0244 | 27.6398 | 26.8146 | 25.8077 | 25.7552
Grand Total |  | 4406.3032 | 4540.3183 | 4877.0154 | 5244.9082 | 5623.76 | 6064.376 | 6453.5689
FUEL SUPPLY AND CONSUMPTION |  | 2028 | 2030 | 2035 | 2040 | 2045 | 2050 | 2055
Coal Use by Region (million tons) |  | 313.9245 | 176.7222 | 128.9604 | 114.3312 | 66.2934 | 65.6823 | 65.6897
Power Sector |  | 247.1145 | 109.9422 | 62.9104 | 53.2212 | 2.7034 | 2.3123 | 2.3197
Appalachia |  | 2028: 48.2745; 2030: 20.5646; 2035: 10.4902; 2040: 7.562
Imports |  | 0.527 | 0.014 | 0.014 | 0.014 | 0.014 | 0.014 | 0.014
Interior |  | 48.6116 | 30.3542 | 21.6176 | 19.6172 | 0.16837 | 0.16837 | 0.16837
Waste Coal |  | 2028: 4.3362; 2030: 2.9012; 2035: 0.29553
West |  | 145.3651 | 56.1083 | 30.4931 | 26.028 | 2.5211 | 2.13 | 2.1373
Non-Power Sector |  | 66.81 | 66.78 | 66.05 | 61.11 | 63.59 | 63.37 | 63.37
Appalachia |  | 23.55 | 23.52 | 23.97 | 23.78 | 26.52 | 26.44 | 26.44
Interior |  | 9.39 | 9.39 | 9.18 | 4.84 | 4.76 | 4.69 | 4.69
West |  | 33.87 | 33.87 | 32.9 | 32.49 | 32.31 | 32.24 | 32.24
Power Sector Coal Use by Rank (million tons) |  | 242.7782 | 107.0411 | 62.6148 | 53.2212 | 2.7034 | 2.3123 | 2.3197
Bituminous |  | 90.7965 | 44.547 | 25.9515 | 21.052 | 0.043797 | 0.034614 | 0.034614
Subbituminous |  | 124.8841 | 44.6343 | 22.617 | 18.1852 | 2.4913 | 2.1094 | 2.1167
Lignite |  | 27.0976 | 17.8598 | 14.0463 | 13.984 | 0.16837 | 0.16837 | 0.16837
Natural Gas Use (Trillion cubic feet) |  | 12.5682 | 13.5461 | 9.8418 | 7.8876 | 6.7175 | 6.0905 | 6.5691
Note: Distributed Solar PV are not included in the Grand Total of "Total Capacity" and "Generation Mix"
Note on A9: ICFI: All tons are SHORT tons, unless otherwise noted as metric Mtons : thousand tons

## Retrofit Summary
EPA IPM Summary Run Results
EPA Platform v6 Projections for
Continental U.S.
Less Stringent
All costs and prices are in 2019-year dollars | Values in red are rounded to zero, not equal to zero
TOTAL CONTROLS (Cumulative GW) | 2028 | 2030 | 2035 | 2040 | 2045 | 2050 | 2055
FGD | 88.1696 | 55.9867 | 16.5754 | 13.74 | 4.7611 | 3.9897 | 3.7217
Existing Scrubber | 88.1696 | 55.9867 | 16.5754 | 13.74 | 4.7611 | 3.9897 | 3.7217
Existing Wet Scrubber | 68.552 | 42.1503 | 11.1 | 8.2666 | 0.76678 | 0.75996 | 0.75996
Existing Dry Scrubber | 19.6177 | 13.8364 | 5.4754 | 5.4734 | 3.9943 | 3.2297 | 2.9617
Retrofit Scrubber | 0 | 0 | 0 | 0 | 0 | 0 | 0
Retrofit Wet Scrubber | 0 | 0 | 0 | 0 | 0 | 0 | 0
Retrofit Dry Scrubber | 0 | 0 | 0 | 0 | 0 | 0 | 0
New Scrubber | 0 | 0 | 0 | 0 | 0 | 0 | 0
New Wet Scrubber | 0 | 0 | 0 | 0 | 0 | 0 | 0
New Dry Scrubber | 0 | 0 | 0 | 0 | 0 | 0 | 0
SCR | 80.108 | 50.6354 | 18.0391 | 15.2036 | 6.2248 | 5.6418 | 5.6418
Existing SCR | 74.9884 | 45.9403 | 13.4021 | 10.5667 | 3.5674 | 3.0001 | 3.0001
Retrofit SCR | 5.1196 | 4.6951 | 4.6369 | 4.6369 | 2.6574 | 2.6417 | 2.6417
New SCR | 0 | 0 | 0 | 0 | 0 | 0 | 0
SNCR | 10.1379 | 5.8428 | 2.8682 | 2.8682 | 2.8682 | 2.1172 | 1.8492
Existing SNCR | 9.4652 | 5.1652 | 2.1954 | 2.1954 | 2.1954 | 1.5804 | 1.3124
Retrofit SNCR | 0.67272 | 0.67756 | 0.67272 | 0.67272 | 0.67272 | 0.53678 | 0.53678
New SNCR | 0 | 0 | 0 | 0 | 0 | 0 | 0
ACI | 56.1969 | 34.6402 | 10.8677 | 10.1619 | 3.5805 | 2.8685 | 2.8685
Existing ACI | 56.1969 | 34.6402 | 10.8677 | 10.1619 | 3.5805 | 2.8685 | 2.8685
Retrofit ACI | 0 | 0 | 0 | 0 | 0 | 0 | 0
New ACI | 0 | 0 | 0 | 0 | 0 | 0 | 0
CCS | 0 | 16.1196 | 20.0464 | 17.213 | 8.3065 | 8.2861 | 8.2861
Hardwired CCS | 0 | 0 | 0 | 0 | 0 | 0 | 0
Retrofit CCS | 0 | 16.1196 | 20.0464 | 17.213 | 8.3065 | 8.2861 | 8.2861
New CCS | 0 | 0 | 0 | 0 | 0 | 0 | 0
DSI | 13.6979 | 8.2268 | 3.3582 | 3.3582 | 1.67 | 1.67 | 1.67
Existing DSI | 13.6979 | 8.2268 | 3.3582 | 3.3582 | 1.67 | 1.67 | 1.67
Retrofit DSI | 0 | 0 | 0 | 0 | 0 | 0 | 0
C2G | 9.834 | 17.7864 | 17.5336 | 17.5356 | 17.5356 | 16.1756 | 16.1756
HRI | 0 | 0 | 0 | 0 | 0 | 0 | 0
NGC | 0 | 6.1923 | 6.0012 | 6.0012 | 5.9288 | 4.7512 | 4.4832
RETROFITS (Cumulative GW) | 2028 | 2030 | 2035 | 2040 | 2045 | 2050 | 2055
FGD | 0 | 0 | 0 | 0 | 0 | 0 | 0
SCR | 5.1196 | 4.6951 | 4.6369 | 4.6369 | 2.6574 | 2.6417 | 2.6417
SNCR | 0.67272 | 0.67756 | 0.67272 | 0.67272 | 0.67272 | 0.53678 | 0.53678
ACI | 0 | 0 | 0 | 0 | 0 | 0 | 0
CCS | 0 | 16.1196 | 20.0464 | 17.213 | 8.3065 | 8.2861 | 8.2861
DSI | 0 | 0 | 0 | 0 | 0 | 0 | 0
C2G | 9.834 | 17.7864 | 17.5336 | 17.5356 | 17.5356 | 16.1756 | 16.1756
HRI | 0 | 0 | 0 | 0 | 0 | 0 | 0
NGC | 0 | 6.1923 | 6.0012 | 6.0012 | 5.9288 | 4.7512 | 4.4832
TOTAL CONTROLS IN NEEDS (GW)
FGD | 2028: 115.973
SCR | 2028: 86.402
SNCR | 2028: 17.696
ACI | 2028: 94.422
DSI | 2028: 25.752
Note on A9: ICFI: All tons are SHORT tons, unless otherwise noted as metric Mtons : thousand tons

## All Constraints
Constraint Name | Constraint # | Constraint ID | Constraint Type | Neutralized | LimitType | Constraint Time Frame | Data Field | Unit of Measure | 2028-2028(RY 2028) | 2029-2031(RY 2030) | 2032-2037(RY 2035) | 2038-2042(RY 2040) | 2043-2047(RY 2045) | 2048-2052(RY 2050) | 2053-2059(RY 2055)
#1 - SO2 Title IV Annual Constraint v5.14 | 1 | 7117 | Rate Constraint in MTons | FALSE | L | Annual | Seasons Included | Seasons | Winter, WintShld, Summer | Winter, WintShld, Summer | Winter, WintShld, Summer | Winter, WintShld, Summer | Winter, WintShld, Summer | Winter, WintShld, Summer | Winter, WintShld, Summer
#1 - SO2 Title IV Annual Constraint v5.14 | 1 | 7117 | Rate Constraint in MTons | FALSE | L | Annual | Standard SO2 | Thousand Tons | 7973.0011 | 7973.0011 | 7973.0011 | 7973.0011 | 7973.0011 | 7973.0011 | 7973.0011
#1 - SO2 Title IV Annual Constraint v5.14 | 1 | 7117 | Rate Constraint in MTons | FALSE | L | Annual | Emissions at Affected Plants SO2 | Thousand Tons | 360.6011 | 163.4943 | 82.1875 | 52.8242 | 4.7864 | 2.0704 | 2.0841
#1 - SO2 Title IV Annual Constraint v5.14 | 1 | 7117 | Rate Constraint in MTons | FALSE | L | Annual | Allowances Purchased SO2 | Thousand Tons | 0 | 0 | 0 | 0 | 0 | 0 | 0
#1 - SO2 Title IV Annual Constraint v5.14 | 1 | 7117 | Rate Constraint in MTons | FALSE | L | Annual | Allowances Sold SO2 | Thousand Tons | 0 | 0 | 0 | 0 | 0 | 0 | 0
#1 - SO2 Title IV Annual Constraint v5.14 | 1 | 7117 | Rate Constraint in MTons | FALSE | L | Annual | Allowances Banked | Thousand Tons | 0 | 0 | 0 | 0 | 0 | 0 | 0
#1 - SO2 Title IV Annual Constraint v5.14 | 1 | 7117 | Rate Constraint in MTons | FALSE | L | Annual | Allowances Withdrawn (1:1) | Thousand Tons | 0 | 0 | 0 | 0 | 0 | 0 | 0
#1 - SO2 Title IV Annual Constraint v5.14 | 1 | 7117 | Rate Constraint in MTons | FALSE | L | Annual | Allowances Withdrawn (n:1) | Thousand Tons | 0 | 0 | 0 | 0 | 0 | 0 | 0
#1 - SO2 Title IV Annual Constraint v5.14 | 1 | 7117 | Rate Constraint in MTons | FALSE | L | Annual | Net Emissions Allowance Position | Thousand Tons | 360.6011 | 163.4943 | 82.1875 | 52.8242 | 4.7864 | 2.0704 | 2.0841
#1 - SO2 Title IV Annual Constraint v5.14 | 1 | 7117 | Rate Constraint in MTons | FALSE | L | Annual | Fuel Consumed | TBtu | 17605.4842 | 15998.5623 | 11609.6356 | 9406.0861 | 6982.4195 | 6354.6514 | 6873.6478
#1 - SO2 Title IV Annual Constraint v5.14 | 1 | 7117 | Rate Constraint in MTons | FALSE | L | Annual | Rate | lb/MMBtu | 0.040965 | 0.020439 | 0.014158 | 0.011232 | 0.001371 | 0.00065161 | 0.00060639
#1 - SO2 Title IV Annual Constraint v5.14 | 1 | 7117 | Rate Constraint in MTons | FALSE | L | Annual | Generation | TWh | 2265.1747 | 2078.6937 | 1510.0936 | 1235.3498 | 974.1481 | 881.8611 | 948.4805
#1 - SO2 Title IV Annual Constraint v5.14 | 1 | 7117 | Rate Constraint in MTons | FALSE | L | Annual | Qualifying Generation | TWh | 2265.1747 | 2078.6937 | 1510.0936 | 1235.3498 | 974.1481 | 881.8611 | 948.4805
#1 - SO2 Title IV Annual Constraint v5.14 | 1 | 7117 | Rate Constraint in MTons | FALSE | L | Annual | Rate | lb/MWh | 0.31839 | 0.1573 | 0.10885 | 0.085521 | 0.0098269 | 0.0046955 | 0.0043945
#1 - SO2 Title IV Annual Constraint v5.14 | 1 | 7117 | Rate Constraint in MTons | FALSE | L | Annual | Constraint Shadow Price | US2019$/Ton | 0 | 0 | 0 | 0 | 0 | 0 | 0
#4 - NOx SIPCall Constraint v5.16 | 2 | 7116 | Rate Constraint in MTons | FALSE | L | Annual | Seasons Included | Seasons | Summer | Summer | Summer | Summer | Summer | Summer | Summer
#4 - NOx SIPCall Constraint v5.16 | 2 | 7116 | Rate Constraint in MTons | FALSE | L | Annual | Standard NOX | Thousand Tons | 72.845 | 72.845 | 72.845 | 72.845 | 72.845 | 72.845 | 72.845
#4 - NOx SIPCall Constraint v5.16 | 2 | 7116 | Rate Constraint in MTons | FALSE | L | Annual | Emissions at Affected Plants NOX | Thousand Tons | 5.6576 | 4.4867 | 3.5067 | 3.0493 | 3.1398 | 3.3855 | 3.7303
#4 - NOx SIPCall Constraint v5.16 | 2 | 7116 | Rate Constraint in MTons | FALSE | L | Annual | Allowances Purchased NOX | Thousand Tons | 0 | 0 | 0 | 0 | 0 | 0 | 0
#4 - NOx SIPCall Constraint v5.16 | 2 | 7116 | Rate Constraint in MTons | FALSE | L | Annual | Allowances Sold NOX | Thousand Tons | 0 | 0 | 0 | 0 | 0 | 0 | 0
#4 - NOx SIPCall Constraint v5.16 | 2 | 7116 | Rate Constraint in MTons | FALSE | L | Annual | Allowances Banked | Thousand Tons | 0 | 68.3583 | 26.525 | 0 | 0 | 0 | 0
#4 - NOx SIPCall Constraint v5.16 | 2 | 7116 | Rate Constraint in MTons | FALSE | L | Annual | Allowances Withdrawn (1:1) | Thousand Tons | 0 | 0 | 0 | -72.845 | 0 | 0 | 0
#4 - NOx SIPCall Constraint v5.16 | 2 | 7116 | Rate Constraint in MTons | FALSE | L | Annual | Allowances Withdrawn (n:1) | Thousand Tons | 0 | 0 | 0 | 0 | 0 | 0 | 0
#4 - NOx SIPCall Constraint v5.16 | 2 | 7116 | Rate Constraint in MTons | FALSE | L | Annual | Net Emissions Allowance Position | Thousand Tons | 5.6576 | 72.845 | 30.0317 | -69.7957 | 3.1398 | 3.3855 | 3.7303
#4 - NOx SIPCall Constraint v5.16 | 2 | 7116 | Rate Constraint in MTons | FALSE | L | Annual | Fuel Consumed | TBtu | 552.8746 | 540.2251 | 454.5307 | 398.3139 | 417.7902 | 412.7788 | 481.4669
#4 - NOx SIPCall Constraint v5.16 | 2 | 7116 | Rate Constraint in MTons | FALSE | L | Annual | Rate | lb/MMBtu | 0.020466 | 0.016611 | 0.01543 | 0.015311 | 0.01503 | 0.016404 | 0.015496
#4 - NOx SIPCall Constraint v5.16 | 2 | 7116 | Rate Constraint in MTons | FALSE | L | Annual | Generation | TWh | 81.7616 | 81.5661 | 69.7135 | 60.3548 | 63.7343 | 63.1861 | 71.6416
#4 - NOx SIPCall Constraint v5.16 | 2 | 7116 | Rate Constraint in MTons | FALSE | L | Annual | Qualifying Generation | TWh | 77.8711 | 77.2227 | 65.79 | 57.6125 | 59.5366 | 58.6271 | 66.6504
#4 - NOx SIPCall Constraint v5.16 | 2 | 7116 | Rate Constraint in MTons | FALSE | L | Annual | Rate | lb/MWh | 0.14531 | 0.1162 | 0.1066 | 0.10586 | 0.10547 | 0.11549 | 0.11194
#4 - NOx SIPCall Constraint v5.16 | 2 | 7116 | Rate Constraint in MTons | FALSE | L | Annual | Constraint Shadow Price | US2019$/Ton | 0 | 0 | 0 | 0 | 0 | 0 | 0
#6 - WRAP SO2 Policy Case Constraint | 3 | 7119 | Rate Constraint in MTons | FALSE | L | Annual | Seasons Included | Seasons | Winter, WintShld, Summer | Winter, WintShld, Summer | Winter, WintShld, Summer | Winter, WintShld, Summer | Winter, WintShld, Summer | Winter, WintShld, Summer | Winter, WintShld, Summer
#6 - WRAP SO2 Policy Case Constraint | 3 | 7119 | Rate Constraint in MTons | FALSE | L | Annual | Standard SO2 | Thousand Tons | 89.572 | 89.572 | 89.572 | 89.572 | 89.572 | 89.572 | 89.572
#6 - WRAP SO2 Policy Case Constraint | 3 | 7119 | Rate Constraint in MTons | FALSE | L | Annual | Emissions at Affected Plants SO2 | Thousand Tons | 25.1345 | 17.2512 | 14.712 | 10.7202 | 1.1699 | 1.0465 | 1.0602
#6 - WRAP SO2 Policy Case Constraint | 3 | 7119 | Rate Constraint in MTons | FALSE | L | Annual | Allowances Purchased SO2 | Thousand Tons | 0 | 0 | 0 | 0 | 0 | 0 | 0
#6 - WRAP SO2 Policy Case Constraint | 3 | 7119 | Rate Constraint in MTons | FALSE | L | Annual | Allowances Sold SO2 | Thousand Tons | 0 | 0 | 0 | 0 | 0 | 0 | 0
#6 - WRAP SO2 Policy Case Constraint | 3 | 7119 | Rate Constraint in MTons | FALSE | L | Annual | Allowances Banked | Thousand Tons | 0 | 0 | 0 | 0 | 0 | 0 | 0
#6 - WRAP SO2 Policy Case Constraint | 3 | 7119 | Rate Constraint in MTons | FALSE | L | Annual | Allowances Withdrawn (1:1) | Thousand Tons | 0 | 0 | 0 | 0 | 0 | 0 | 0
#6 - WRAP SO2 Policy Case Constraint | 3 | 7119 | Rate Constraint in MTons | FALSE | L | Annual | Allowances Withdrawn (n:1) | Thousand Tons | 0 | 0 | 0 | 0 | 0 | 0 | 0
#6 - WRAP SO2 Policy Case Constraint | 3 | 7119 | Rate Constraint in MTons | FALSE | L | Annual | Net Emissions Allowance Position | Thousand Tons | 25.1345 | 17.2512 | 14.712 | 10.7202 | 1.1699 | 1.0465 | 1.0602
#6 - WRAP SO2 Policy Case Constraint | 3 | 7119 | Rate Constraint in MTons | FALSE | L | Annual | Fuel Consumed | TBtu | 663.0618 | 643.7997 | 607.1894 | 514.9 | 287.2472 | 249.1884 | 299.9629
#6 - WRAP SO2 Policy Case Constraint | 3 | 7119 | Rate Constraint in MTons | FALSE | L | Annual | Rate | lb/MMBtu | 0.075813 | 0.053592 | 0.048459 | 0.04164 | 0.0081458 | 0.0083996 | 0.0070689
#6 - WRAP SO2 Policy Case Constraint | 3 | 7119 | Rate Constraint in MTons | FALSE | L | Annual | Generation | TWh | 74.3572 | 62.4416 | 57.1915 | 50.5539 | 35.0264 | 29.8023 | 36.5785
#6 - WRAP SO2 Policy Case Constraint | 3 | 7119 | Rate Constraint in MTons | FALSE | L | Annual | Qualifying Generation | TWh | 74.3572 | 62.4391 | 57.1538 | 50.5279 | 34.4162 | 29.2237 | 35.9169
#6 - WRAP SO2 Policy Case Constraint | 3 | 7119 | Rate Constraint in MTons | FALSE | L | Annual | Rate | lb/MWh | 0.67605 | 0.55258 | 0.51482 | 0.42433 | 0.067987 | 0.071623 | 0.059037
#6 - WRAP SO2 Policy Case Constraint | 3 | 7119 | Rate Constraint in MTons | FALSE | L | Annual | Constraint Shadow Price | US2019$/Ton | 0 | 0 | 0 | 0 | 0 | 0 | 0
#CAN - #1 National - SO2 Cap Annual v3.1 | 4 | 7604 | Rate Constraint in MTons | FALSE | L | Annual | Seasons Included | Seasons | Winter, WintShld, Summer | Winter, WintShld, Summer | Winter, WintShld, Summer | Winter, WintShld, Summer | Winter, WintShld, Summer | Winter, WintShld, Summer | Winter, WintShld, Summer
#CAN - #1 National - SO2 Cap Annual v3.1 | 4 | 7604 | Rate Constraint in MTons | FALSE | L | Annual | Standard SO2 | Thousand Tons | 948.21 | 948.21 | 948.21 | 948.21 | 948.21 | 948.21 | 948.21
#CAN - #1 National - SO2 Cap Annual v3.1 | 4 | 7604 | Rate Constraint in MTons | FALSE | L | Annual | Emissions at Affected Plants SO2 | Thousand Tons | 101.8529 | 41.6603 | 41.6603 | 41.6603 | 41.6603 | 41.6145 | 41.6603
#CAN - #1 National - SO2 Cap Annual v3.1 | 4 | 7604 | Rate Constraint in MTons | FALSE | L | Annual | Allowances Purchased SO2 | Thousand Tons | 0 | 0 | 0 | 0 | 0 | 0 | 0
#CAN - #1 National - SO2 Cap Annual v3.1 | 4 | 7604 | Rate Constraint in MTons | FALSE | L | Annual | Allowances Sold SO2 | Thousand Tons | 0 | 0 | 0 | 0 | 0 | 0 | 0
#CAN - #1 National - SO2 Cap Annual v3.1 | 4 | 7604 | Rate Constraint in MTons | FALSE | L | Annual | Allowances Banked | Thousand Tons | 0 | 0 | 0 | 0 | 0 | 0 | 0
#CAN - #1 National - SO2 Cap Annual v3.1 | 4 | 7604 | Rate Constraint in MTons | FALSE | L | Annual | Allowances Withdrawn (1:1) | Thousand Tons | 0 | 0 | 0 | 0 | 0 | 0 | 0
#CAN - #1 National - SO2 Cap Annual v3.1 | 4 | 7604 | Rate Constraint in MTons | FALSE | L | Annual | Allowances Withdrawn (n:1) | Thousand Tons | 0 | 0 | 0 | 0 | 0 | 0 | 0
#CAN - #1 National - SO2 Cap Annual v3.1 | 4 | 7604 | Rate Constraint in MTons | FALSE | L | Annual | Net Emissions Allowance Position | Thousand Tons | 101.8529 | 41.6603 | 41.6603 | 41.6603 | 41.6603 | 41.6145 | 41.6603
#CAN - #1 National - SO2 Cap Annual v3.1 | 4 | 7604 | Rate Constraint in MTons | FALSE | L | Annual | Fuel Consumed | TBtu | 677.3104 | 679.8023 | 626.6859 | 666.7663 | 726.7026 | 814.2272 | 890.6365
#CAN - #1 National - SO2 Cap Annual v3.1 | 4 | 7604 | Rate Constraint in MTons | FALSE | L | Annual | Rate | lb/MMBtu | 0.30076 | 0.12257 | 0.13295 | 0.12496 | 0.11466 | 0.10222 | 0.093552
#CAN - #1 National - SO2 Cap Annual v3.1 | 4 | 7604 | Rate Constraint in MTons | FALSE | L | Annual | Generation | TWh | 92.8678 | 97.356 | 89.3007 | 95.2108 | 103.357 | 114.7651 | 124.9627
#CAN - #1 National - SO2 Cap Annual v3.1 | 4 | 7604 | Rate Constraint in MTons | FALSE | L | Annual | Qualifying Generation | TWh | 92.8678 | 97.356 | 89.3007 | 95.2108 | 103.357 | 114.7651 | 124.9627
#CAN - #1 National - SO2 Cap Annual v3.1 | 4 | 7604 | Rate Constraint in MTons | FALSE | L | Annual | Rate | lb/MWh | 2.1935 | 0.85583 | 0.93303 | 0.87512 | 0.80614 | 0.72521 | 0.66676
#CAN - #1 National - SO2 Cap Annual v3.1 | 4 | 7604 | Rate Constraint in MTons | FALSE | L | Annual | Constraint Shadow Price | US2019$/Ton | 0 | 0 | 0 | 0 | 0 | 0 | 0
#CAN - AB - MER Cap Annual v4.12 | 5 | 7616 | Rate Constraint in MTons | FALSE | L | Annual | Seasons Included | Seasons | Winter, WintShld, Summer | Winter, WintShld, Summer | Winter, WintShld, Summer | Winter, WintShld, Summer | Winter, WintShld, Summer | Winter, WintShld, Summer | Winter, WintShld, Summer
#CAN - AB - MER Cap Annual v4.12 | 5 | 7616 | Rate Constraint in MTons | FALSE | L | Annual | Standard MER | lbs | 1300.7273 | 1300.7273 | 1300.7273 | 1300.7273 | 1300.7273 | 1300.7273 | 1300.7273
#CAN - AB - MER Cap Annual v4.12 | 5 | 7616 | Rate Constraint in MTons | FALSE | L | Annual | Emissions at Affected Plants MER | lbs | 0 | 0 | 0 | 0 | 0 | 0 | 0
#CAN - AB - MER Cap Annual v4.12 | 5 | 7616 | Rate Constraint in MTons | FALSE | L | Annual | Allowances Purchased MER | lbs | 0 | 0 | 0 | 0 | 0 | 0 | 0
#CAN - AB - MER Cap Annual v4.12 | 5 | 7616 | Rate Constraint in MTons | FALSE | L | Annual | Allowances Sold MER | lbs | 0 | 0 | 0 | 0 | 0 | 0 | 0
#CAN - AB - MER Cap Annual v4.12 | 5 | 7616 | Rate Constraint in MTons | FALSE | L | Annual | Allowances Banked | lbs | 0 | 0 | 0 | 0 | 0 | 0 | 0
#CAN - AB - MER Cap Annual v4.12 | 5 | 7616 | Rate Constraint in MTons | FALSE | L | Annual | Allowances Withdrawn (1:1) | lbs | 0 | 0 | 0 | 0 | 0 | 0 | 0
#CAN - AB - MER Cap Annual v4.12 | 5 | 7616 | Rate Constraint in MTons | FALSE | L | Annual | Allowances Withdrawn (n:1) | lbs | 0 | 0 | 0 | 0 | 0 | 0 | 0
#CAN - AB - MER Cap Annual v4.12 | 5 | 7616 | Rate Constraint in MTons | FALSE | L | Annual | Net Emissions Allowance Position | lbs | 0 | 0 | 0 | 0 | 0 | 0 | 0
#CAN - AB - MER Cap Annual v4.12 | 5 | 7616 | Rate Constraint in MTons | FALSE | L | Annual | Fuel Consumed | TBtu | 0 | 0 | 0 | 0 | 0 | 0 | 0
#CAN - AB - MER Cap Annual v4.12 | 5 | 7616 | Rate Constraint in MTons | FALSE | L | Annual | Rate | lb/MMBtu | 0 | 0 | 0 | 0 | 0 | 0 | 0
#CAN - AB - MER Cap Annual v4.12 | 5 | 7616 | Rate Constraint in MTons | FALSE | L | Annual | Generation | TWh | 0 | 0 | 0 | 0 | 0 | 0 | 0
#CAN - AB - MER Cap Annual v4.12 | 5 | 7616 | Rate Constraint in MTons | FALSE | L | Annual | Qualifying Generation | TWh | 0 | 0 | 0 | 0 | 0 | 0 | 0
#CAN - AB - MER Cap Annual v4.12 | 5 | 7616 | Rate Constraint in MTons | FALSE | L | Annual | Rate | lb/MWh | 0 | 0 | 0 | 0 | 0 | 0 | 0
#CAN - AB - MER Cap Annual v4.12 | 5 | 7616 | Rate Constraint in MTons | FALSE | L | Annual | Constraint Shadow Price | US2019$/Lb | 0 | 0 | 0 | 0 | 0 | 0 | 0
#CAN - BC - CO2 Constraint- v.6.17 | 6 | 7617 | Rate Constraint in MTons | FALSE | L | Annual | Seasons Included | Seasons | Winter, WintShld, Summer | Winter, WintShld, Summer | Winter, WintShld, Summer | Winter, WintShld, Summer | Winter, WintShld, Summer | Winter, WintShld, Summer | Winter, WintShld, Summer
#CAN - BC - CO2 Constraint- v.6.17 | 6 | 7617 | Rate Constraint in MTons | FALSE | L | Annual | Standard CO2 | Thousand Tons | 0 | 0 | 0 | 0 | 0 | 0 | 0
#CAN - BC - CO2 Constraint- v.6.17 | 6 | 7617 | Rate Constraint in MTons | FALSE | L | Annual | Emissions at Affected Plants CO2 | Thousand Tons | 0 | 0 | 0 | 107.5442 | 423.0532 | 726.1204 | 1545.4434
#CAN - BC - CO2 Constraint- v.6.17 | 6 | 7617 | Rate Constraint in MTons | FALSE | L | Annual | Allowances Purchased CO2 | Thousand Tons | 0 | 0 | 0 | -107.5442 | -423.0532 | -726.1204 | -1545.4434
#CAN - BC - CO2 Constraint- v.6.17 | 6 | 7617 | Rate Constraint in MTons | FALSE | L | Annual | Allowances Sold CO2 | Thousand Tons | 0 | 0 | 0 | 0 | 0 | 0 | 0
#CAN - BC - CO2 Constraint- v.6.17 | 6 | 7617 | Rate Constraint in MTons | FALSE | L | Annual | Allowances Banked | Thousand Tons | 0 | 0 | 0 | 0 | 0 | 0 | 0
#CAN - BC - CO2 Constraint- v.6.17 | 6 | 7617 | Rate Constraint in MTons | FALSE | L | Annual | Allowances Withdrawn (1:1) | Thousand Tons | 0 | 0 | 0 | 0 | 0 | 0 | 0
#CAN - BC - CO2 Constraint- v.6.17 | 6 | 7617 | Rate Constraint in MTons | FALSE | L | Annual | Allowances Withdrawn (n:1) | Thousand Tons | 0 | 0 | 0 | 0 | 0 | 0 | 0
#CAN - BC - CO2 Constraint- v.6.17 | 6 | 7617 | Rate Constraint in MTons | FALSE | L | Annual | Net Emissions Allowance Position | Thousand Tons | 0 | 0 | 0 | -3.7241e-07 | -8.08e-10 | -6.2222e-07 | -4.7399e-07
#CAN - BC - CO2 Constraint- v.6.17 | 6 | 7617 | Rate Constraint in MTons | FALSE | L | Annual | Fuel Consumed | TBtu | 0 | 0 | 0 | 1.6562 | 6.5316 | 11.7087 | 25.7046
#CAN - BC - CO2 Constraint- v.6.17 | 6 | 7617 | Rate Constraint in MTons | FALSE | L | Annual | Rate | lb/MMBtu | 0 | 0 | 0 | 129.8677 | 129.5406 | 124.031 | 120.2463
#CAN - BC - CO2 Constraint- v.6.17 | 6 | 7617 | Rate Constraint in MTons | FALSE | L | Annual | Generation | TWh | 0 | 0 | 0 | 0.23354 | 0.99073 | 1.8035 | 3.9718
#CAN - BC - CO2 Constraint- v.6.17 | 6 | 7617 | Rate Constraint in MTons | FALSE | L | Annual | Qualifying Generation | TWh | 0 | 0 | 0 | 0.23354 | 0.99073 | 1.8035 | 3.9718
#CAN - BC - CO2 Constraint- v.6.17 | 6 | 7617 | Rate Constraint in MTons | FALSE | L | Annual | Rate | lb/MWh | 0 | 0 | 0 | 921.0001 | 854.0262 | 805.2537 | 778.2057
#CAN - BC - CO2 Constraint- v.6.17 | 6 | 7617 | Rate Constraint in MTons | FALSE | L | Annual | Constraint Shadow Price | US2019$/Ton | 30.697 | 29.644 | 27.1673 | 24.898 | 22.818 | 20.9123 | 19.1652
#CAN - MB - Acid Rain - SO2 Cap Annual v3.1 | 7 | 7618 | Rate Constraint in MTons | FALSE | L | Annual | Seasons Included | Seasons | Winter, WintShld, Summer | Winter, WintShld, Summer | Winter, WintShld, Summer | Winter, WintShld, Summer | Winter, WintShld, Summer | Winter, WintShld, Summer | Winter, WintShld, Summer
#CAN - MB - Acid Rain - SO2 Cap Annual v3.1 | 7 | 7618 | Rate Constraint in MTons | FALSE | L | Annual | Standard SO2 | Thousand Tons | 4.41 | 4.41 | 4.41 | 4.41 | 4.41 | 4.41 | 4.41
#CAN - MB - Acid Rain - SO2 Cap Annual v3.1 | 7 | 7618 | Rate Constraint in MTons | FALSE | L | Annual | Emissions at Affected Plants SO2 | Thousand Tons | 0 | 0 | 0 | 0 | 0 | 0 | 0
#CAN - MB - Acid Rain - SO2 Cap Annual v3.1 | 7 | 7618 | Rate Constraint in MTons | FALSE | L | Annual | Allowances Purchased SO2 | Thousand Tons | 0 | 0 | 0 | 0 | 0 | 0 | 0
#CAN - MB - Acid Rain - SO2 Cap Annual v3.1 | 7 | 7618 | Rate Constraint in MTons | FALSE | L | Annual | Allowances Sold SO2 | Thousand Tons | 0 | 0 | 0 | 0 | 0 | 0 | 0
#CAN - MB - Acid Rain - SO2 Cap Annual v3.1 | 7 | 7618 | Rate Constraint in MTons | FALSE | L | Annual | Allowances Banked | Thousand Tons | 0 | 0 | 0 | 0 | 0 | 0 | 0
#CAN - MB - Acid Rain - SO2 Cap Annual v3.1 | 7 | 7618 | Rate Constraint in MTons | FALSE | L | Annual | Allowances Withdrawn (1:1) | Thousand Tons | 0 | 0 | 0 | 0 | 0 | 0 | 0
#CAN - MB - Acid Rain - SO2 Cap Annual v3.1 | 7 | 7618 | Rate Constraint in MTons | FALSE | L | Annual | Allowances Withdrawn (n:1) | Thousand Tons | 0 | 0 | 0 | 0 | 0 | 0 | 0
#CAN - MB - Acid Rain - SO2 Cap Annual v3.1 | 7 | 7618 | Rate Constraint in MTons | FALSE | L | Annual | Net Emissions Allowance Position | Thousand Tons | 0 | 0 | 0 | 0 | 0 | 0 | 0
#CAN - MB - Acid Rain - SO2 Cap Annual v3.1 | 7 | 7618 | Rate Constraint in MTons | FALSE | L | Annual | Fuel Consumed | TBtu | 0 | 0 | 0 | 0 | 0 | 0 | 0
#CAN - MB - Acid Rain - SO2 Cap Annual v3.1 | 7 | 7618 | Rate Constraint in MTons | FALSE | L | Annual | Rate | lb/MMBtu | 0 | 0 | 0 | 0 | 0 | 0 | 0
#CAN - MB - Acid Rain - SO2 Cap Annual v3.1 | 7 | 7618 | Rate Constraint in MTons | FALSE | L | Annual | Generation | TWh | 0 | 0 | 0 | 0 | 0 | 0 | 0
#CAN - MB - Acid Rain - SO2 Cap Annual v3.1 | 7 | 7618 | Rate Constraint in MTons | FALSE | L | Annual | Qualifying Generation | TWh | 0 | 0 | 0 | 0 | 0 | 0 | 0
#CAN - MB - Acid Rain - SO2 Cap Annual v3.1 | 7 | 7618 | Rate Constraint in MTons | FALSE | L | Annual | Rate | lb/MWh | 0 | 0 | 0 | 0 | 0 | 0 | 0
#CAN - MB - Acid Rain - SO2 Cap Annual v3.1 | 7 | 7618 | Rate Constraint in MTons | FALSE | L | Annual | Constraint Shadow Price | US2019$/Ton | 0 | 0 | 0 | 0 | 0 | 0 | 0
#CAN - MB - CO2 Constraint- v.6.17 | 8 | 7620 | Rate Constraint in MTons | FALSE | L | Annual | Seasons Included | Seasons | Winter, WintShld, Summer | Winter, WintShld, Summer | Winter, WintShld, Summer | Winter, WintShld, Summer | Winter, WintShld, Summer | Winter, WintShld, Summer | Winter, WintShld, Summer
#CAN - MB - CO2 Constraint- v.6.17 | 8 | 7620 | Rate Constraint in MTons | FALSE | L | Annual | Standard CO2 | Thousand Tons | 0 | 0 | 0 | 0 | 0 | 0 | 0
#CAN - MB - CO2 Constraint- v.6.17 | 8 | 7620 | Rate Constraint in MTons | FALSE | L | Annual | Emissions at Affected Plants CO2 | Thousand Tons | 0 | 0 | 0 | 0 | 0 | 0 | 0
#CAN - MB - CO2 Constraint- v.6.17 | 8 | 7620 | Rate Constraint in MTons | FALSE | L | Annual | Allowances Purchased CO2 | Thousand Tons | 0 | 0 | 0 | 0 | 0 | 0 | 0
#CAN - MB - CO2 Constraint- v.6.17 | 8 | 7620 | Rate Constraint in MTons | FALSE | L | Annual | Allowances Sold CO2 | Thousand Tons | 0 | 0 | 0 | 0 | 0 | 0 | 0
#CAN - MB - CO2 Constraint- v.6.17 | 8 | 7620 | Rate Constraint in MTons | FALSE | L | Annual | Allowances Banked | Thousand Tons | 0 | 0 | 0 | 0 | 0 | 0 | 0
#CAN - MB - CO2 Constraint- v.6.17 | 8 | 7620 | Rate Constraint in MTons | FALSE | L | Annual | Allowances Withdrawn (1:1) | Thousand Tons | 0 | 0 | 0 | 0 | 0 | 0 | 0
#CAN - MB - CO2 Constraint- v.6.17 | 8 | 7620 | Rate Constraint in MTons | FALSE | L | Annual | Allowances Withdrawn (n:1) | Thousand Tons | 0 | 0 | 0 | 0 | 0 | 0 | 0
#CAN - MB - CO2 Constraint- v.6.17 | 8 | 7620 | Rate Constraint in MTons | FALSE | L | Annual | Net Emissions Allowance Position | Thousand Tons | 0 | 0 | 0 | 0 | 0 | 0 | 0
#CAN - MB - CO2 Constraint- v.6.17 | 8 | 7620 | Rate Constraint in MTons | FALSE | L | Annual | Fuel Consumed | TBtu | 0 | 0 | 0 | 0 | 0 | 0 | 0
#CAN - MB - CO2 Constraint- v.6.17 | 8 | 7620 | Rate Constraint in MTons | FALSE | L | Annual | Rate | lb/MMBtu | 0 | 0 | 0 | 0 | 0 | 0 | 0
#CAN - MB - CO2 Constraint- v.6.17 | 8 | 7620 | Rate Constraint in MTons | FALSE | L | Annual | Generation | TWh | 0 | 0 | 0 | 0 | 0 | 0 | 0
#CAN - MB - CO2 Constraint- v.6.17 | 8 | 7620 | Rate Constraint in MTons | FALSE | L | Annual | Qualifying Generation | TWh | 0 | 0 | 0 | 0 | 0 | 0 | 0
#CAN - MB - CO2 Constraint- v.6.17 | 8 | 7620 | Rate Constraint in MTons | FALSE | L | Annual | Rate | lb/MWh | 0 | 0 | 0 | 0 | 0 | 0 | 0
#CAN - MB - CO2 Constraint- v.6.17 | 8 | 7620 | Rate Constraint in MTons | FALSE | L | Annual | Constraint Shadow Price | US2019$/Ton | 0 | 0 | 0 | 0 | 0 | 0 | 0
#CAN - MB - MER Cap Annual v4.12 | 9 | 7619 | Rate Constraint in MTons | FALSE | L | Annual | Seasons Included | Seasons | Winter, WintShld, Summer | Winter, WintShld, Summer | Winter, WintShld, Summer | Winter, WintShld, Summer | Winter, WintShld, Summer | Winter, WintShld, Summer | Winter, WintShld, Summer
#CAN - MB - MER Cap Annual v4.12 | 9 | 7619 | Rate Constraint in MTons | FALSE | L | Annual | Standard MER | lbs | 44.0925 | 44.0925 | 44.0925 | 44.0925 | 44.0925 | 44.0925 | 44.0925
#CAN - MB - MER Cap Annual v4.12 | 9 | 7619 | Rate Constraint in MTons | FALSE | L | Annual | Emissions at Affected Plants MER | lbs | 0 | 0 | 0 | 0 | 0 | 0 | 0
#CAN - MB - MER Cap Annual v4.12 | 9 | 7619 | Rate Constraint in MTons | FALSE | L | Annual | Allowances Purchased MER | lbs | 0 | 0 | 0 | 0 | 0 | 0 | 0
#CAN - MB - MER Cap Annual v4.12 | 9 | 7619 | Rate Constraint in MTons | FALSE | L | Annual | Allowances Sold MER | lbs | 0 | 0 | 0 | 0 | 0 | 0 | 0
#CAN - MB - MER Cap Annual v4.12 | 9 | 7619 | Rate Constraint in MTons | FALSE | L | Annual | Allowances Banked | lbs | 0 | 0 | 0 | 0 | 0 | 0 | 0
#CAN - MB - MER Cap Annual v4.12 | 9 | 7619 | Rate Constraint in MTons | FALSE | L | Annual | Allowances Withdrawn (1:1) | lbs | 0 | 0 | 0 | 0 | 0 | 0 | 0
#CAN - MB - MER Cap Annual v4.12 | 9 | 7619 | Rate Constraint in MTons | FALSE | L | Annual | Allowances Withdrawn (n:1) | lbs | 0 | 0 | 0 | 0 | 0 | 0 | 0
#CAN - MB - MER Cap Annual v4.12 | 9 | 7619 | Rate Constraint in MTons | FALSE | L | Annual | Net Emissions Allowance Position | lbs | 0 | 0 | 0 | 0 | 0 | 0 | 0
#CAN - MB - MER Cap Annual v4.12 | 9 | 7619 | Rate Constraint in MTons | FALSE | L | Annual | Fuel Consumed | TBtu | 0 | 0 | 0 | 0 | 0 | 0 | 0
#CAN - MB - MER Cap Annual v4.12 | 9 | 7619 | Rate Constraint in MTons | FALSE | L | Annual | Rate | lb/MMBtu | 0 | 0 | 0 | 0 | 0 | 0 | 0
#CAN - MB - MER Cap Annual v4.12 | 9 | 7619 | Rate Constraint in MTons | FALSE | L | Annual | Generation | TWh | 0 | 0 | 0 | 0 | 0 | 0 | 0
#CAN - MB - MER Cap Annual v4.12 | 9 | 7619 | Rate Constraint in MTons | FALSE | L | Annual | Qualifying Generation | TWh | 0 | 0 | 0 | 0 | 0 | 0 | 0
#CAN - MB - MER Cap Annual v4.12 | 9 | 7619 | Rate Constraint in MTons | FALSE | L | Annual | Rate | lb/MWh | 0 | 0 | 0 | 0 | 0 | 0 | 0
#CAN - MB - MER Cap Annual v4.12 | 9 | 7619 | Rate Constraint in MTons | FALSE | L | Annual | Constraint Shadow Price | US2019$/Lb | 0 | 0 | 0 | 0 | 0 | 0 | 0
#CAN - NB - Acid Rain - SO2 Cap Annual v3.1 | 10 | 7622 | Rate Constraint in MTons | FALSE | L | Annual | Seasons Included | Seasons | Winter, WintShld, Summer | Winter, WintShld, Summer | Winter, WintShld, Summer | Winter, WintShld, Summer | Winter, WintShld, Summer | Winter, WintShld, Summer | Winter, WintShld, Summer
#CAN - NB - Acid Rain - SO2 Cap Annual v3.1 | 10 | 7622 | Rate Constraint in MTons | FALSE | L | Annual | Standard SO2 | Thousand Tons | 135.58 | 135.58 | 135.58 | 135.58 | 135.58 | 135.58 | 135.58
#CAN - NB - Acid Rain - SO2 Cap Annual v3.1 | 10 | 7622 | Rate Constraint in MTons | FALSE | L | Annual | Emissions at Affected Plants SO2 | Thousand Tons | 0 | 0 | 0 | 0 | 0 | 0 | 0
#CAN - NB - Acid Rain - SO2 Cap Annual v3.1 | 10 | 7622 | Rate Constraint in MTons | FALSE | L | Annual | Allowances Purchased SO2 | Thousand Tons | 0 | 0 | 0 | 0 | 0 | 0 | 0
#CAN - NB - Acid Rain - SO2 Cap Annual v3.1 | 10 | 7622 | Rate Constraint in MTons | FALSE | L | Annual | Allowances Sold SO2 | Thousand Tons | 0 | 0 | 0 | 0 | 0 | 0 | 0
#CAN - NB - Acid Rain - SO2 Cap Annual v3.1 | 10 | 7622 | Rate Constraint in MTons | FALSE | L | Annual | Allowances Banked | Thousand Tons | 0 | 0 | 0 | 0 | 0 | 0 | 0
#CAN - NB - Acid Rain - SO2 Cap Annual v3.1 | 10 | 7622 | Rate Constraint in MTons | FALSE | L | Annual | Allowances Withdrawn (1:1) | Thousand Tons | 0 | 0 | 0 | 0 | 0 | 0 | 0
#CAN - NB - Acid Rain - SO2 Cap Annual v3.1 | 10 | 7622 | Rate Constraint in MTons | FALSE | L | Annual | Allowances Withdrawn (n:1) | Thousand Tons | 0 | 0 | 0 | 0 | 0 | 0 | 0
#CAN - NB - Acid Rain - SO2 Cap Annual v3.1 | 10 | 7622 | Rate Constraint in MTons | FALSE | L | Annual | Net Emissions Allowance Position | Thousand Tons | 0 | 0 | 0 | 0 | 0 | 0 | 0
#CAN - NB - Acid Rain - SO2 Cap Annual v3.1 | 10 | 7622 | Rate Constraint in MTons | FALSE | L | Annual | Fuel Consumed | TBtu | 6.1572 | 4.041 | 0.041776 | 0.12536 | 0.47451 | 1.3397 | 0.5551
#CAN - NB - Acid Rain - SO2 Cap Annual v3.1 | 10 | 7622 | Rate Constraint in MTons | FALSE | L | Annual | Rate | lb/MMBtu | 0 | 0 | 0 | 0 | 0 | 0 | 0
#CAN - NB - Acid Rain - SO2 Cap Annual v3.1 | 10 | 7622 | Rate Constraint in MTons | FALSE | L | Annual | Generation | TWh | 0.83477 | 0.54529 | 0.0056684 | 0.01701 | 0.062957 | 0.18146 | 0.075139
#CAN - NB - Acid Rain - SO2 Cap Annual v3.1 | 10 | 7622 | Rate Constraint in MTons | FALSE | L | Annual | Qualifying Generation | TWh | 0.83477 | 0.54529 | 0.0056684 | 0.01701 | 0.062957 | 0.18146 | 0.075139
#CAN - NB - Acid Rain - SO2 Cap Annual v3.1 | 10 | 7622 | Rate Constraint in MTons | FALSE | L | Annual | Rate | lb/MWh | 0 | 0 | 0 | 0 | 0 | 0 | 0
#CAN - NB - Acid Rain - SO2 Cap Annual v3.1 | 10 | 7622 | Rate Constraint in MTons | FALSE | L | Annual | Constraint Shadow Price | US2019$/Ton | 0 | 0 | 0 | 0 | 0 | 0 | 0
#CAN - NB - MER Cap Annual v4.12 | 11 | 7623 | Rate Constraint in MTons | FALSE | L | Annual | Seasons Included | Seasons | Winter, WintShld, Summer | Winter, WintShld, Summer | Winter, WintShld, Summer | Winter, WintShld, Summer | Winter, WintShld, Summer | Winter, WintShld, Summer | Winter, WintShld, Summer
#CAN - NB - MER Cap Annual v4.12 | 11 | 7623 | Rate Constraint in MTons | FALSE | L | Annual | Standard MER | lbs | 55.1156 | 55.1156 | 55.1156 | 55.1156 | 55.1156 | 55.1156 | 55.1156
#CAN - NB - MER Cap Annual v4.12 | 11 | 7623 | Rate Constraint in MTons | FALSE | L | Annual | Emissions at Affected Plants MER | lbs | 0 | 0 | 0 | 0 | 0 | 0 | 0
#CAN - NB - MER Cap Annual v4.12 | 11 | 7623 | Rate Constraint in MTons | FALSE | L | Annual | Allowances Purchased MER | lbs | 0 | 0 | 0 | 0 | 0 | 0 | 0
#CAN - NB - MER Cap Annual v4.12 | 11 | 7623 | Rate Constraint in MTons | FALSE | L | Annual | Allowances Sold MER | lbs | 0 | 0 | 0 | 0 | 0 | 0 | 0
#CAN - NB - MER Cap Annual v4.12 | 11 | 7623 | Rate Constraint in MTons | FALSE | L | Annual | Allowances Banked | lbs | 0 | 0 | 0 | 0 | 0 | 0 | 0
#CAN - NB - MER Cap Annual v4.12 | 11 | 7623 | Rate Constraint in MTons | FALSE | L | Annual | Allowances Withdrawn (1:1) | lbs | 0 | 0 | 0 | 0 | 0 | 0 | 0
#CAN - NB - MER Cap Annual v4.12 | 11 | 7623 | Rate Constraint in MTons | FALSE | L | Annual | Allowances Withdrawn (n:1) | lbs | 0 | 0 | 0 | 0 | 0 | 0 | 0
#CAN - NB - MER Cap Annual v4.12 | 11 | 7623 | Rate Constraint in MTons | FALSE | L | Annual | Net Emissions Allowance Position | lbs | 0 | 0 | 0 | 0 | 0 | 0 | 0
#CAN - NB - MER Cap Annual v4.12 | 11 | 7623 | Rate Constraint in MTons | FALSE | L | Annual | Fuel Consumed | TBtu | 0 | 0 | 0 | 0 | 0 | 0 | 0
#CAN - NB - MER Cap Annual v4.12 | 11 | 7623 | Rate Constraint in MTons | FALSE | L | Annual | Rate | lb/MMBtu | 0 | 0 | 0 | 0 | 0 | 0 | 0
#CAN - NB - MER Cap Annual v4.12 | 11 | 7623 | Rate Constraint in MTons | FALSE | L | Annual | Generation | TWh | 0 | 0 | 0 | 0 | 0 | 0 | 0
#CAN - NB - MER Cap Annual v4.12 | 11 | 7623 | Rate Constraint in MTons | FALSE | L | Annual | Qualifying Generation | TWh | 0 | 0 | 0 | 0 | 0 | 0 | 0
#CAN - NB - MER Cap Annual v4.12 | 11 | 7623 | Rate Constraint in MTons | FALSE | L | Annual | Rate | lb/MWh | 0 | 0 | 0 | 0 | 0 | 0 | 0
#CAN - NB - MER Cap Annual v4.12 | 11 | 7623 | Rate Constraint in MTons | FALSE | L | Annual | Constraint Shadow Price | US2019$/Lb | 0 | 0 | 0 | 0 | 0 | 0 | 0
#CAN - NL&NF - SO2 Cap Annual v3.1 | 12 | 7621 | Rate Constraint in MTons | FALSE | L | Annual | Seasons Included | Seasons | Winter, WintShld, Summer | Winter, WintShld, Summer | Winter, WintShld, Summer | Winter, WintShld, Summer | Winter, WintShld, Summer | Winter, WintShld, Summer | Winter, WintShld, Summer
#CAN - NL&NF - SO2 Cap Annual v3.1 | 12 | 7621 | Rate Constraint in MTons | FALSE | L | Annual | Standard SO2 | Thousand Tons | 16.53 | 16.53 | 16.53 | 16.53 | 16.53 | 16.53 | 16.53
#CAN - NL&NF - SO2 Cap Annual v3.1 | 12 | 7621 | Rate Constraint in MTons | FALSE | L | Annual | Emissions at Affected Plants SO2 | Thousand Tons | 0 | 0 | 0 | 0 | 0 | 0 | 0
#CAN - NL&NF - SO2 Cap Annual v3.1 | 12 | 7621 | Rate Constraint in MTons | FALSE | L | Annual | Allowances Purchased SO2 | Thousand Tons | 0 | 0 | 0 | 0 | 0 | 0 | 0
#CAN - NL&NF - SO2 Cap Annual v3.1 | 12 | 7621 | Rate Constraint in MTons | FALSE | L | Annual | Allowances Sold SO2 | Thousand Tons | 0 | 0 | 0 | 0 | 0 | 0 | 0
#CAN - NL&NF - SO2 Cap Annual v3.1 | 12 | 7621 | Rate Constraint in MTons | FALSE | L | Annual | Allowances Banked | Thousand Tons | 0 | 0 | 0 | 0 | 0 | 0 | 0
#CAN - NL&NF - SO2 Cap Annual v3.1 | 12 | 7621 | Rate Constraint in MTons | FALSE | L | Annual | Allowances Withdrawn (1:1) | Thousand Tons | 0 | 0 | 0 | 0 | 0 | 0 | 0
#CAN - NL&NF - SO2 Cap Annual v3.1 | 12 | 7621 | Rate Constraint in MTons | FALSE | L | Annual | Allowances Withdrawn (n:1) | Thousand Tons | 0 | 0 | 0 | 0 | 0 | 0 | 0
#CAN - NL&NF - SO2 Cap Annual v3.1 | 12 | 7621 | Rate Constraint in MTons | FALSE | L | Annual | Net Emissions Allowance Position | Thousand Tons | 0 | 0 | 0 | 0 | 0 | 0 | 0
#CAN - NL&NF - SO2 Cap Annual v3.1 | 12 | 7621 | Rate Constraint in MTons | FALSE | L | Annual | Fuel Consumed | TBtu | 0 | 0 | 0 | 0 | 0 | 0 | 0
#CAN - NL&NF - SO2 Cap Annual v3.1 | 12 | 7621 | Rate Constraint in MTons | FALSE | L | Annual | Rate | lb/MMBtu | 0 | 0 | 0 | 0 | 0 | 0 | 0
#CAN - NL&NF - SO2 Cap Annual v3.1 | 12 | 7621 | Rate Constraint in MTons | FALSE | L | Annual | Generation | TWh | 0 | 0 | 0 | 0 | 0 | 0 | 0
#CAN - NL&NF - SO2 Cap Annual v3.1 | 12 | 7621 | Rate Constraint in MTons | FALSE | L | Annual | Qualifying Generation | TWh | 0 | 0 | 0 | 0 | 0 | 0 | 0
#CAN - NL&NF - SO2 Cap Annual v3.1 | 12 | 7621 | Rate Constraint in MTons | FALSE | L | Annual | Rate | lb/MWh | 0 | 0 | 0 | 0 | 0 | 0 | 0
#CAN - NL&NF - SO2 Cap Annual v3.1 | 12 | 7621 | Rate Constraint in MTons | FALSE | L | Annual | Constraint Shadow Price | US2019$/Ton | 0 | 0 | 0 | 0 | 0 | 0 | 0
#CAN - NS - CO2 Cap Annual v6.20 | 13 | 7663 | Rate Constraint in MTons | FALSE | L | Annual | Seasons Included | Seasons | Winter, WintShld, Summer | Winter, WintShld, Summer | Winter, WintShld, Summer | Winter, WintShld, Summer | Winter, WintShld, Summer | Winter, WintShld, Summer | Winter, WintShld, Summer
#CAN - NS - CO2 Cap Annual v6.20 | 13 | 7663 | Rate Constraint in MTons | FALSE | L | Annual | Standard CO2 | Thousand Tons | 5924.9163 | 5924.9163 | 0 | 0 | 0 | 0 | 0
#CAN - NS - CO2 Cap Annual v6.20 | 13 | 7663 | Rate Constraint in MTons | FALSE | L | Annual | Emissions at Affected Plants CO2 | Thousand Tons | 1267.7322 | 131.634 | 0 | 0 | 0 | 0 | 0
#CAN - NS - CO2 Cap Annual v6.20 | 13 | 7663 | Rate Constraint in MTons | FALSE | L | Annual | Allowances Purchased CO2 | Thousand Tons | 0 | 0 | 0 | 0 | 0 | 0 | 0
#CAN - NS - CO2 Cap Annual v6.20 | 13 | 7663 | Rate Constraint in MTons | FALSE | L | Annual | Allowances Sold CO2 | Thousand Tons | 0 | 0 | 0 | 0 | 0 | 0 | 0
#CAN - NS - CO2 Cap Annual v6.20 | 13 | 7663 | Rate Constraint in MTons | FALSE | L | Annual | Allowances Banked | Thousand Tons | 0 | 0 | 0 | 0 | 0 | 0 | 0
#CAN - NS - CO2 Cap Annual v6.20 | 13 | 7663 | Rate Constraint in MTons | FALSE | L | Annual | Allowances Withdrawn (1:1) | Thousand Tons | 0 | 0 | 0 | 0 | 0 | 0 | 0
#CAN - NS - CO2 Cap Annual v6.20 | 13 | 7663 | Rate Constraint in MTons | FALSE | L | Annual | Allowances Withdrawn (n:1) | Thousand Tons | 0 | 0 | 0 | 0 | 0 | 0 | 0
#CAN - NS - CO2 Cap Annual v6.20 | 13 | 7663 | Rate Constraint in MTons | FALSE | L | Annual | Net Emissions Allowance Position | Thousand Tons | 1267.7322 | 131.634 | 0 | 0 | 0 | 0 | 0
#CAN - NS - CO2 Cap Annual v6.20 | 13 | 7663 | Rate Constraint in MTons | FALSE | L | Annual | Fuel Consumed | TBtu | 13.2847 | 2.0262 | 0 | 0 | 0 | 0 | 0
#CAN - NS - CO2 Cap Annual v6.20 | 13 | 7663 | Rate Constraint in MTons | FALSE | L | Annual | Rate | lb/MMBtu | 190.8559 | 129.9297 | 0 | 0 | 0 | 0 | 0
#CAN - NS - CO2 Cap Annual v6.20 | 13 | 7663 | Rate Constraint in MTons | FALSE | L | Annual | Generation | TWh | 1.262 | 0.1862 | 0 | 0 | 0 | 0 | 0
#CAN - NS - CO2 Cap Annual v6.20 | 13 | 7663 | Rate Constraint in MTons | FALSE | L | Annual | Qualifying Generation | TWh | 1.262 | 0.1862 | 0 | 0 | 0 | 0 | 0
#CAN - NS - CO2 Cap Annual v6.20 | 13 | 7663 | Rate Constraint in MTons | FALSE | L | Annual | Rate | lb/MWh | 2009.112 | 1413.8864 | 0 | 0 | 0 | 0 | 0
#CAN - NS - CO2 Cap Annual v6.20 | 13 | 7663 | Rate Constraint in MTons | FALSE | L | Annual | Constraint Shadow Price | US2019$/Ton | 0 | 0 | 0 | 0 | 0 | 0 | 0
#CAN - NS - MER Cap Annual v4.12 | 14 | 7627 | Rate Constraint in MTons | FALSE | L | Annual | Seasons Included | Seasons | Winter, WintShld, Summer | Winter, WintShld, Summer | Winter, WintShld, Summer | Winter, WintShld, Summer | Winter, WintShld, Summer | Winter, WintShld, Summer | Winter, WintShld, Summer
#CAN - NS - MER Cap Annual v4.12 | 14 | 7627 | Rate Constraint in MTons | FALSE | L | Annual | Standard MER | lbs | 77.1618 | 77.1618 | 77.1618 | 77.1618 | 77.1618 | 77.1618 | 77.1618
#CAN - NS - MER Cap Annual v4.12 | 14 | 7627 | Rate Constraint in MTons | FALSE | L | Annual | Emissions at Affected Plants MER | lbs | 40.5768 | 1.2534 | 1.2534 | 1.2534 | 1.2533 | 1.2533 | 1.2533
#CAN - NS - MER Cap Annual v4.12 | 14 | 7627 | Rate Constraint in MTons | FALSE | L | Annual | Allowances Purchased MER | lbs | 0 | 0 | 0 | 0 | 0 | 0 | 0
#CAN - NS - MER Cap Annual v4.12 | 14 | 7627 | Rate Constraint in MTons | FALSE | L | Annual | Allowances Sold MER | lbs | 0 | 0 | 0 | 0 | 0 | 0 | 0
#CAN - NS - MER Cap Annual v4.12 | 14 | 7627 | Rate Constraint in MTons | FALSE | L | Annual | Allowances Banked | lbs | 0 | 0 | 0 | 0 | 0 | 0 | 0
#CAN - NS - MER Cap Annual v4.12 | 14 | 7627 | Rate Constraint in MTons | FALSE | L | Annual | Allowances Withdrawn (1:1) | lbs | 0 | 0 | 0 | 0 | 0 | 0 | 0
#CAN - NS - MER Cap Annual v4.12 | 14 | 7627 | Rate Constraint in MTons | FALSE | L | Annual | Allowances Withdrawn (n:1) | lbs | 0 | 0 | 0 | 0 | 0 | 0 | 0
#CAN - NS - MER Cap Annual v4.12 | 14 | 7627 | Rate Constraint in MTons | FALSE | L | Annual | Net Emissions Allowance Position | lbs | 40.5768 | 1.2534 | 1.2534 | 1.2534 | 1.2533 | 1.2533 | 1.2533
#CAN - NS - MER Cap Annual v4.12 | 14 | 7627 | Rate Constraint in MTons | FALSE | L | Annual | Fuel Consumed | TBtu | 13.2847 | 2.0262 | 2.0467 | 1.2474 | 0.72287 | 0.29036 | 0.29036
#CAN - NS - MER Cap Annual v4.12 | 14 | 7627 | Rate Constraint in MTons | FALSE | L | Annual | Rate | lb/MMBtu | 3.0544e-06 | 6.186e-07 | 6.1243e-07 | 1.0048e-06 | 1.7338e-06 | 4.3163e-06 | 4.3163e-06
#CAN - NS - MER Cap Annual v4.12 | 14 | 7627 | Rate Constraint in MTons | FALSE | L | Annual | Generation | TWh | 1.262 | 0.1862 | 0.18807 | 0.11514 | 0.06728 | 0.027818 | 0.027818
#CAN - NS - MER Cap Annual v4.12 | 14 | 7627 | Rate Constraint in MTons | FALSE | L | Annual | Qualifying Generation | TWh | 1.262 | 0.1862 | 0.18807 | 0.11514 | 0.06728 | 0.027818 | 0.027818
#CAN - NS - MER Cap Annual v4.12 | 14 | 7627 | Rate Constraint in MTons | FALSE | L | Annual | Rate | lb/MWh | 3.2153e-05 | 6.7316e-06 | 6.6649e-06 | 1.0886e-05 | 1.8628e-05 | 4.5054e-05 | 4.5054e-05
#CAN - NS - MER Cap Annual v4.12 | 14 | 7627 | Rate Constraint in MTons | FALSE | L | Annual | Constraint Shadow Price | US2019$/Lb | 0 | 0 | 0 | 0 | 0 | 0 | 0
#CAN - NS - NS Power - NOX Cap Annual v3.1 | 15 | 7624 | Rate Constraint in MTons | FALSE | L | Annual | Seasons Included | Seasons | Winter, WintShld, Summer | Winter, WintShld, Summer | Winter, WintShld, Summer | Winter, WintShld, Summer | Winter, WintShld, Summer | Winter, WintShld, Summer | Winter, WintShld, Summer
#CAN - NS - NS Power - NOX Cap Annual v3.1 | 15 | 7624 | Rate Constraint in MTons | FALSE | L | Annual | Standard NOX | Thousand Tons | 16.485 | 16.485 | 16.485 | 16.485 | 16.485 | 16.485 | 16.485
#CAN - NS - NS Power - NOX Cap Annual v3.1 | 15 | 7624 | Rate Constraint in MTons | FALSE | L | Annual | Emissions at Affected Plants NOX | Thousand Tons | 3.3782 | 0.65651 | 0.65821 | 0.30235 | 0.22661 | 0.16339 | 0.15701
#CAN - NS - NS Power - NOX Cap Annual v3.1 | 15 | 7624 | Rate Constraint in MTons | FALSE | L | Annual | Allowances Purchased NOX | Thousand Tons | 0 | 0 | 0 | 0 | 0 | 0 | 0
#CAN - NS - NS Power - NOX Cap Annual v3.1 | 15 | 7624 | Rate Constraint in MTons | FALSE | L | Annual | Allowances Sold NOX | Thousand Tons | 0 | 0 | 0 | 0 | 0 | 0 | 0
#CAN - NS - NS Power - NOX Cap Annual v3.1 | 15 | 7624 | Rate Constraint in MTons | FALSE | L | Annual | Allowances Banked | Thousand Tons | 0 | 0 | 0 | 0 | 0 | 0 | 0
#CAN - NS - NS Power - NOX Cap Annual v3.1 | 15 | 7624 | Rate Constraint in MTons | FALSE | L | Annual | Allowances Withdrawn (1:1) | Thousand Tons | 0 | 0 | 0 | 0 | 0 | 0 | 0
#CAN - NS - NS Power - NOX Cap Annual v3.1 | 15 | 7624 | Rate Constraint in MTons | FALSE | L | Annual | Allowances Withdrawn (n:1) | Thousand Tons | 0 | 0 | 0 | 0 | 0 | 0 | 0
#CAN - NS - NS Power - NOX Cap Annual v3.1 | 15 | 7624 | Rate Constraint in MTons | FALSE | L | Annual | Net Emissions Allowance Position | Thousand Tons | 3.3782 | 0.65651 | 0.65821 | 0.30235 | 0.22661 | 0.16339 | 0.15701
#CAN - NS - NS Power - NOX Cap Annual v3.1 | 15 | 7624 | Rate Constraint in MTons | FALSE | L | Annual | Fuel Consumed | TBtu | 41.1163 | 23.8384 | 24.4576 | 19.4926 | 18.4838 | 15.6554 | 14.588
#CAN - NS - NS Power - NOX Cap Annual v3.1 | 15 | 7624 | Rate Constraint in MTons | FALSE | L | Annual | Rate | lb/MMBtu | 0.16432 | 0.05508 | 0.053824 | 0.031022 | 0.02452 | 0.020873 | 0.021526
#CAN - NS - NS Power - NOX Cap Annual v3.1 | 15 | 7624 | Rate Constraint in MTons | FALSE | L | Annual | Generation | TWh | 5.3542 | 3.3787 | 3.4056 | 2.8708 | 2.7756 | 2.3583 | 2.1914
#CAN - NS - NS Power - NOX Cap Annual v3.1 | 15 | 7624 | Rate Constraint in MTons | FALSE | L | Annual | Qualifying Generation | TWh | 5.3542 | 3.3787 | 3.4056 | 2.8708 | 2.7756 | 2.3583 | 2.1914
#CAN - NS - NS Power - NOX Cap Annual v3.1 | 15 | 7624 | Rate Constraint in MTons | FALSE | L | Annual | Rate | lb/MWh | 1.2619 | 0.38861 | 0.38655 | 0.21064 | 0.16329 | 0.13856 | 0.14329
#CAN - NS - NS Power - NOX Cap Annual v3.1 | 15 | 7624 | Rate Constraint in MTons | FALSE | L | Annual | Constraint Shadow Price | US2019$/Ton | 0 | 0 | 0 | 0 | 0 | 0 | 0
#CAN - NS - NS Power - SO2 Cap Annual v3.1 | 16 | 7625 | Rate Constraint in MTons | FALSE | L | Annual | Seasons Included | Seasons | Winter, WintShld, Summer | Winter, WintShld, Summer | Winter, WintShld, Summer | Winter, WintShld, Summer | Winter, WintShld, Summer | Winter, WintShld, Summer | Winter, WintShld, Summer
#CAN - NS - NS Power - SO2 Cap Annual v3.1 | 16 | 7625 | Rate Constraint in MTons | FALSE | L | Annual | Standard SO2 | Thousand Tons | 39.9587 | 39.9587 | 39.9587 | 39.9587 | 39.9587 | 39.9587 | 39.9587
#CAN - NS - NS Power - SO2 Cap Annual v3.1 | 16 | 7625 | Rate Constraint in MTons | FALSE | L | Annual | Emissions at Affected Plants SO2 | Thousand Tons | 5.1755 | 0.15905 | 0.15905 | 0.15905 | 0.15905 | 0.15905 | 0.15905
#CAN - NS - NS Power - SO2 Cap Annual v3.1 | 16 | 7625 | Rate Constraint in MTons | FALSE | L | Annual | Allowances Purchased SO2 | Thousand Tons | 0 | 0 | 0 | 0 | 0 | 0 | 0
#CAN - NS - NS Power - SO2 Cap Annual v3.1 | 16 | 7625 | Rate Constraint in MTons | FALSE | L | Annual | Allowances Sold SO2 | Thousand Tons | 0 | 0 | 0 | 0 | 0 | 0 | 0
#CAN - NS - NS Power - SO2 Cap Annual v3.1 | 16 | 7625 | Rate Constraint in MTons | FALSE | L | Annual | Allowances Banked | Thousand Tons | 0 | 0 | 0 | 0 | 0 | 0 | 0
#CAN - NS - NS Power - SO2 Cap Annual v3.1 | 16 | 7625 | Rate Constraint in MTons | FALSE | L | Annual | Allowances Withdrawn (1:1) | Thousand Tons | 0 | 0 | 0 | 0 | 0 | 0 | 0
#CAN - NS - NS Power - SO2 Cap Annual v3.1 | 16 | 7625 | Rate Constraint in MTons | FALSE | L | Annual | Allowances Withdrawn (n:1) | Thousand Tons | 0 | 0 | 0 | 0 | 0 | 0 | 0
#CAN - NS - NS Power - SO2 Cap Annual v3.1 | 16 | 7625 | Rate Constraint in MTons | FALSE | L | Annual | Net Emissions Allowance Position | Thousand Tons | 5.1755 | 0.15905 | 0.15905 | 0.15905 | 0.15905 | 0.15905 | 0.15905
#CAN - NS - NS Power - SO2 Cap Annual v3.1 | 16 | 7625 | Rate Constraint in MTons | FALSE | L | Annual | Fuel Consumed | TBtu | 41.1163 | 23.8384 | 24.4576 | 19.4926 | 18.4838 | 15.6554 | 14.588
#CAN - NS - NS Power - SO2 Cap Annual v3.1 | 16 | 7625 | Rate Constraint in MTons | FALSE | L | Annual | Rate | lb/MMBtu | 0.25175 | 0.013344 | 0.013006 | 0.016319 | 0.017209 | 0.020318 | 0.021805
#CAN - NS - NS Power - SO2 Cap Annual v3.1 | 16 | 7625 | Rate Constraint in MTons | FALSE | L | Annual | Generation | TWh | 5.3542 | 3.3787 | 3.4056 | 2.8708 | 2.7756 | 2.3583 | 2.1914
#CAN - NS - NS Power - SO2 Cap Annual v3.1 | 16 | 7625 | Rate Constraint in MTons | FALSE | L | Annual | Qualifying Generation | TWh | 5.3542 | 3.3787 | 3.4056 | 2.8708 | 2.7756 | 2.3583 | 2.1914
#CAN - NS - NS Power - SO2 Cap Annual v3.1 | 16 | 7625 | Rate Constraint in MTons | FALSE | L | Annual | Rate | lb/MWh | 1.9333 | 0.094145 | 0.093403 | 0.1108 | 0.1146 | 0.13488 | 0.14515
#CAN - NS - NS Power - SO2 Cap Annual v3.1 | 16 | 7625 | Rate Constraint in MTons | FALSE | L | Annual | Constraint Shadow Price | US2019$/Ton | 0 | 0 | 0 | 0 | 0 | 0 | 0
#CAN - NS - SO2 Cap Annual v3.1 | 17 | 7626 | Rate Constraint in MTons | FALSE | L | Annual | Seasons Included | Seasons | Winter, WintShld, Summer | Winter, WintShld, Summer | Winter, WintShld, Summer | Winter, WintShld, Summer | Winter, WintShld, Summer | Winter, WintShld, Summer | Winter, WintShld, Summer
#CAN - NS - SO2 Cap Annual v3.1 | 17 | 7626 | Rate Constraint in MTons | FALSE | L | Annual | Standard SO2 | Thousand Tons | 131.2522 | 131.2522 | 131.2522 | 131.2522 | 131.2522 | 131.2522 | 131.2522
#CAN - NS - SO2 Cap Annual v3.1 | 17 | 7626 | Rate Constraint in MTons | FALSE | L | Annual | Emissions at Affected Plants SO2 | Thousand Tons | 5.1755 | 0.15905 | 0.15905 | 0.15905 | 0.15905 | 0.15905 | 0.15905
#CAN - NS - SO2 Cap Annual v3.1 | 17 | 7626 | Rate Constraint in MTons | FALSE | L | Annual | Allowances Purchased SO2 | Thousand Tons | 0 | 0 | 0 | 0 | 0 | 0 | 0
#CAN - NS - SO2 Cap Annual v3.1 | 17 | 7626 | Rate Constraint in MTons | FALSE | L | Annual | Allowances Sold SO2 | Thousand Tons | 0 | 0 | 0 | 0 | 0 | 0 | 0
#CAN - NS - SO2 Cap Annual v3.1 | 17 | 7626 | Rate Constraint in MTons | FALSE | L | Annual | Allowances Banked | Thousand Tons | 0 | 0 | 0 | 0 | 0 | 0 | 0
#CAN - NS - SO2 Cap Annual v3.1 | 17 | 7626 | Rate Constraint in MTons | FALSE | L | Annual | Allowances Withdrawn (1:1) | Thousand Tons | 0 | 0 | 0 | 0 | 0 | 0 | 0
#CAN - NS - SO2 Cap Annual v3.1 | 17 | 7626 | Rate Constraint in MTons | FALSE | L | Annual | Allowances Withdrawn (n:1) | Thousand Tons | 0 | 0 | 0 | 0 | 0 | 0 | 0
#CAN - NS - SO2 Cap Annual v3.1 | 17 | 7626 | Rate Constraint in MTons | FALSE | L | Annual | Net Emissions Allowance Position | Thousand Tons | 5.1755 | 0.15905 | 0.15905 | 0.15905 | 0.15905 | 0.15905 | 0.15905
#CAN - NS - SO2 Cap Annual v3.1 | 17 | 7626 | Rate Constraint in MTons | FALSE | L | Annual | Fuel Consumed | TBtu | 41.1163 | 23.8384 | 24.4576 | 19.4926 | 18.4838 | 15.6554 | 14.588
#CAN - NS - SO2 Cap Annual v3.1 | 17 | 7626 | Rate Constraint in MTons | FALSE | L | Annual | Rate | lb/MMBtu | 0.25175 | 0.013344 | 0.013006 | 0.016319 | 0.017209 | 0.020318 | 0.021805
#CAN - NS - SO2 Cap Annual v3.1 | 17 | 7626 | Rate Constraint in MTons | FALSE | L | Annual | Generation | TWh | 5.3542 | 3.3787 | 3.4056 | 2.8708 | 2.7756 | 2.3583 | 2.1914
#CAN - NS - SO2 Cap Annual v3.1 | 17 | 7626 | Rate Constraint in MTons | FALSE | L | Annual | Qualifying Generation | TWh | 5.3542 | 3.3787 | 3.4056 | 2.8708 | 2.7756 | 2.3583 | 2.1914
#CAN - NS - SO2 Cap Annual v3.1 | 17 | 7626 | Rate Constraint in MTons | FALSE | L | Annual | Rate | lb/MWh | 1.9333 | 0.094145 | 0.093403 | 0.1108 | 0.1146 | 0.13488 | 0.14515
#CAN - NS - SO2 Cap Annual v3.1 | 17 | 7626 | Rate Constraint in MTons | FALSE | L | Annual | Constraint Shadow Price | US2019$/Ton | 0 | 0 | 0 | 0 | 0 | 0 | 0
#CAN - ON - NOX Cap Annual v3.1 | 18 | 7628 | Rate Constraint in MTons | FALSE | L | Annual | Seasons Included | Seasons | Winter, WintShld, Summer | Winter, WintShld, Summer | Winter, WintShld, Summer | Winter, WintShld, Summer | Winter, WintShld, Summer | Winter, WintShld, Summer | Winter, WintShld, Summer
#CAN - ON - NOX Cap Annual v3.1 | 18 | 7628 | Rate Constraint in MTons | FALSE | L | Annual | Standard NOX | Thousand Tons | 47.2891 | 47.2891 | 47.2891 | 47.2891 | 47.2891 | 47.2891 | 47.2891
#CAN - ON - NOX Cap Annual v3.1 | 18 | 7628 | Rate Constraint in MTons | FALSE | L | Annual | Emissions at Affected Plants NOX | Thousand Tons | 0.64338 | 0.93524 | 0.44415 | 0.69487 | 0.80516 | 1.139 | 1.2284
#CAN - ON - NOX Cap Annual v3.1 | 18 | 7628 | Rate Constraint in MTons | FALSE | L | Annual | Allowances Purchased NOX | Thousand Tons | 0 | 0 | 0 | 0 | 0 | 0 | 0
#CAN - ON - NOX Cap Annual v3.1 | 18 | 7628 | Rate Constraint in MTons | FALSE | L | Annual | Allowances Sold NOX | Thousand Tons | 0 | 0 | 0 | 0 | 0 | 0 | 0
#CAN - ON - NOX Cap Annual v3.1 | 18 | 7628 | Rate Constraint in MTons | FALSE | L | Annual | Allowances Banked | Thousand Tons | 0 | 0 | 0 | 0 | 0 | 0 | 0
#CAN - ON - NOX Cap Annual v3.1 | 18 | 7628 | Rate Constraint in MTons | FALSE | L | Annual | Allowances Withdrawn (1:1) | Thousand Tons | 0 | 0 | 0 | 0 | 0 | 0 | 0
#CAN - ON - NOX Cap Annual v3.1 | 18 | 7628 | Rate Constraint in MTons | FALSE | L | Annual | Allowances Withdrawn (n:1) | Thousand Tons | 0 | 0 | 0 | 0 | 0 | 0 | 0
#CAN - ON - NOX Cap Annual v3.1 | 18 | 7628 | Rate Constraint in MTons | FALSE | L | Annual | Net Emissions Allowance Position | Thousand Tons | 0.64338 | 0.93524 | 0.44415 | 0.69487 | 0.80516 | 1.139 | 1.2284
#CAN - ON - NOX Cap Annual v3.1 | 18 | 7628 | Rate Constraint in MTons | FALSE | L | Annual | Fuel Consumed | TBtu | 84.5044 | 133.4773 | 55.2677 | 90.0854 | 109.2059 | 149.2136 | 185.1672
#CAN - ON - NOX Cap Annual v3.1 | 18 | 7628 | Rate Constraint in MTons | FALSE | L | Annual | Rate | lb/MMBtu | 0.015227 | 0.014013 | 0.016073 | 0.015427 | 0.014746 | 0.015267 | 0.013269
#CAN - ON - NOX Cap Annual v3.1 | 18 | 7628 | Rate Constraint in MTons | FALSE | L | Annual | Generation | TWh | 12.1668 | 18.947 | 7.9105 | 13.0141 | 15.6473 | 21.0676 | 25.9536
#CAN - ON - NOX Cap Annual v3.1 | 18 | 7628 | Rate Constraint in MTons | FALSE | L | Annual | Qualifying Generation | TWh | 12.1668 | 18.947 | 7.9105 | 13.0141 | 15.6473 | 21.0676 | 25.9536
#CAN - ON - NOX Cap Annual v3.1 | 18 | 7628 | Rate Constraint in MTons | FALSE | L | Annual | Rate | lb/MWh | 0.10576 | 0.098721 | 0.11229 | 0.10679 | 0.10291 | 0.10813 | 0.094665
#CAN - ON - NOX Cap Annual v3.1 | 18 | 7628 | Rate Constraint in MTons | FALSE | L | Annual | Constraint Shadow Price | US2019$/Ton | 0 | 0 | 0 | 0 | 0 | 0 | 0
#CAN - ON - O3 Annex - NOX Cap Annual v3.1 | 19 | 7629 | Rate Constraint in MTons | FALSE | L | Annual | Seasons Included | Seasons | Winter, WintShld, Summer | Winter, WintShld, Summer | Winter, WintShld, Summer | Winter, WintShld, Summer | Winter, WintShld, Summer | Winter, WintShld, Summer | Winter, WintShld, Summer
#CAN - ON - O3 Annex - NOX Cap Annual v3.1 | 19 | 7629 | Rate Constraint in MTons | FALSE | L | Annual | Standard NOX | Thousand Tons | 42.9901 | 42.9901 | 42.9901 | 42.9901 | 42.9901 | 42.9901 | 42.9901
#CAN - ON - O3 Annex - NOX Cap Annual v3.1 | 19 | 7629 | Rate Constraint in MTons | FALSE | L | Annual | Emissions at Affected Plants NOX | Thousand Tons | 0.4925 | 0.72544 | 0.35247 | 0.53734 | 0.62206 | 0.84543 | 0.92692
#CAN - ON - O3 Annex - NOX Cap Annual v3.1 | 19 | 7629 | Rate Constraint in MTons | FALSE | L | Annual | Allowances Purchased NOX | Thousand Tons | 0 | 0 | 0 | 0 | 0 | 0 | 0
#CAN - ON - O3 Annex - NOX Cap Annual v3.1 | 19 | 7629 | Rate Constraint in MTons | FALSE | L | Annual | Allowances Sold NOX | Thousand Tons | 0 | 0 | 0 | 0 | 0 | 0 | 0
#CAN - ON - O3 Annex - NOX Cap Annual v3.1 | 19 | 7629 | Rate Constraint in MTons | FALSE | L | Annual | Allowances Banked | Thousand Tons | 0 | 0 | 0 | 0 | 0 | 0 | 0
#CAN - ON - O3 Annex - NOX Cap Annual v3.1 | 19 | 7629 | Rate Constraint in MTons | FALSE | L | Annual | Allowances Withdrawn (1:1) | Thousand Tons | 0 | 0 | 0 | 0 | 0 | 0 | 0
#CAN - ON - O3 Annex - NOX Cap Annual v3.1 | 19 | 7629 | Rate Constraint in MTons | FALSE | L | Annual | Allowances Withdrawn (n:1) | Thousand Tons | 0 | 0 | 0 | 0 | 0 | 0 | 0
#CAN - ON - O3 Annex - NOX Cap Annual v3.1 | 19 | 7629 | Rate Constraint in MTons | FALSE | L | Annual | Net Emissions Allowance Position | Thousand Tons | 0.4925 | 0.72544 | 0.35247 | 0.53734 | 0.62206 | 0.84543 | 0.92692
#CAN - ON - O3 Annex - NOX Cap Annual v3.1 | 19 | 7629 | Rate Constraint in MTons | FALSE | L | Annual | Fuel Consumed | TBtu | 71.319 | 109.4048 | 52.6414 | 75.7371 | 89.9567 | 110.044 | 144.5859
#CAN - ON - O3 Annex - NOX Cap Annual v3.1 | 19 | 7629 | Rate Constraint in MTons | FALSE | L | Annual | Rate | lb/MMBtu | 0.013811 | 0.013262 | 0.013391 | 0.01419 | 0.01383 | 0.015365 | 0.012822
#CAN - ON - O3 Annex - NOX Cap Annual v3.1 | 19 | 7629 | Rate Constraint in MTons | FALSE | L | Annual | Generation | TWh | 10.4216 | 15.7245 | 7.5982 | 11.1108 | 13.0794 | 15.7978 | 20.4931
#CAN - ON - O3 Annex - NOX Cap Annual v3.1 | 19 | 7629 | Rate Constraint in MTons | FALSE | L | Annual | Qualifying Generation | TWh | 10.4216 | 15.7245 | 7.5982 | 11.1108 | 13.0794 | 15.7978 | 20.4931
#CAN - ON - O3 Annex - NOX Cap Annual v3.1 | 19 | 7629 | Rate Constraint in MTons | FALSE | L | Annual | Rate | lb/MWh | 0.094514 | 0.092269 | 0.092779 | 0.096723 | 0.09512 | 0.10703 | 0.090462
#CAN - ON - O3 Annex - NOX Cap Annual v3.1 | 19 | 7629 | Rate Constraint in MTons | FALSE | L | Annual | Constraint Shadow Price | US2019$/Ton | 0 | 0 | 0 | 0 | 0 | 0 | 0
#CAN - ON - SO2 Cap Annual v3.1 | 20 | 7630 | Rate Constraint in MTons | FALSE | L | Annual | Seasons Included | Seasons | Winter, WintShld, Summer | Winter, WintShld, Summer | Winter, WintShld, Summer | Winter, WintShld, Summer | Winter, WintShld, Summer | Winter, WintShld, Summer | Winter, WintShld, Summer
#CAN - ON - SO2 Cap Annual v3.1 | 20 | 7630 | Rate Constraint in MTons | FALSE | L | Annual | Standard SO2 | Thousand Tons | 144.4026 | 144.4026 | 144.4026 | 144.4026 | 144.4026 | 144.4026 | 144.4026
#CAN - ON - SO2 Cap Annual v3.1 | 20 | 7630 | Rate Constraint in MTons | FALSE | L | Annual | Emissions at Affected Plants SO2 | Thousand Tons | 0.13696 | 0.13696 | 0.13696 | 0.13696 | 0.13696 | 0.13696 | 0.13696
#CAN - ON - SO2 Cap Annual v3.1 | 20 | 7630 | Rate Constraint in MTons | FALSE | L | Annual | Allowances Purchased SO2 | Thousand Tons | 0 | 0 | 0 | 0 | 0 | 0 | 0
#CAN - ON - SO2 Cap Annual v3.1 | 20 | 7630 | Rate Constraint in MTons | FALSE | L | Annual | Allowances Sold SO2 | Thousand Tons | 0 | 0 | 0 | 0 | 0 | 0 | 0
#CAN - ON - SO2 Cap Annual v3.1 | 20 | 7630 | Rate Constraint in MTons | FALSE | L | Annual | Allowances Banked | Thousand Tons | 0 | 0 | 0 | 0 | 0 | 0 | 0
#CAN - ON - SO2 Cap Annual v3.1 | 20 | 7630 | Rate Constraint in MTons | FALSE | L | Annual | Allowances Withdrawn (1:1) | Thousand Tons | 0 | 0 | 0 | 0 | 0 | 0 | 0
#CAN - ON - SO2 Cap Annual v3.1 | 20 | 7630 | Rate Constraint in MTons | FALSE | L | Annual | Allowances Withdrawn (n:1) | Thousand Tons | 0 | 0 | 0 | 0 | 0 | 0 | 0
#CAN - ON - SO2 Cap Annual v3.1 | 20 | 7630 | Rate Constraint in MTons | FALSE | L | Annual | Net Emissions Allowance Position | Thousand Tons | 0.13696 | 0.13696 | 0.13696 | 0.13696 | 0.13696 | 0.13696 | 0.13696
#CAN - ON - SO2 Cap Annual v3.1 | 20 | 7630 | Rate Constraint in MTons | FALSE | L | Annual | Fuel Consumed | TBtu | 84.5044 | 133.4773 | 55.2677 | 90.0854 | 109.2059 | 149.2136 | 185.1672
#CAN - ON - SO2 Cap Annual v3.1 | 20 | 7630 | Rate Constraint in MTons | FALSE | L | Annual | Rate | lb/MMBtu | 0.0032415 | 0.0020522 | 0.0049563 | 0.0030407 | 0.0025083 | 0.0018358 | 0.0014793
#CAN - ON - SO2 Cap Annual v3.1 | 20 | 7630 | Rate Constraint in MTons | FALSE | L | Annual | Generation | TWh | 12.1668 | 18.947 | 7.9105 | 13.0141 | 15.6473 | 21.0676 | 25.9536
#CAN - ON - SO2 Cap Annual v3.1 | 20 | 7630 | Rate Constraint in MTons | FALSE | L | Annual | Qualifying Generation | TWh | 12.1668 | 18.947 | 7.9105 | 13.0141 | 15.6473 | 21.0676 | 25.9536
#CAN - ON - SO2 Cap Annual v3.1 | 20 | 7630 | Rate Constraint in MTons | FALSE | L | Annual | Rate | lb/MWh | 0.022514 | 0.014457 | 0.034628 | 0.021048 | 0.017506 | 0.013002 | 0.010554
#CAN - ON - SO2 Cap Annual v3.1 | 20 | 7630 | Rate Constraint in MTons | FALSE | L | Annual | Constraint Shadow Price | US2019$/Ton | 0 | 0 | 0 | 0 | 0 | 0 | 0
#CAN - PE - Acid Rain - SO2 Cap Annual v3.1 | 21 | 7634 | Rate Constraint in MTons | FALSE | L | Annual | Seasons Included | Seasons | Winter, WintShld, Summer | Winter, WintShld, Summer | Winter, WintShld, Summer | Winter, WintShld, Summer | Winter, WintShld, Summer | Winter, WintShld, Summer | Winter, WintShld, Summer
#CAN - PE - Acid Rain - SO2 Cap Annual v3.1 | 21 | 7634 | Rate Constraint in MTons | FALSE | L | Annual | Standard SO2 | Thousand Tons | 3.31 | 3.31 | 3.31 | 3.31 | 3.31 | 3.31 | 3.31
#CAN - PE - Acid Rain - SO2 Cap Annual v3.1 | 21 | 7634 | Rate Constraint in MTons | FALSE | L | Annual | Emissions at Affected Plants SO2 | Thousand Tons | 0 | 0 | 0 | 0 | 0 | 0 | 0
#CAN - PE - Acid Rain - SO2 Cap Annual v3.1 | 21 | 7634 | Rate Constraint in MTons | FALSE | L | Annual | Allowances Purchased SO2 | Thousand Tons | 0 | 0 | 0 | 0 | 0 | 0 | 0
#CAN - PE - Acid Rain - SO2 Cap Annual v3.1 | 21 | 7634 | Rate Constraint in MTons | FALSE | L | Annual | Allowances Sold SO2 | Thousand Tons | 0 | 0 | 0 | 0 | 0 | 0 | 0
#CAN - PE - Acid Rain - SO2 Cap Annual v3.1 | 21 | 7634 | Rate Constraint in MTons | FALSE | L | Annual | Allowances Banked | Thousand Tons | 0 | 0 | 0 | 0 | 0 | 0 | 0
#CAN - PE - Acid Rain - SO2 Cap Annual v3.1 | 21 | 7634 | Rate Constraint in MTons | FALSE | L | Annual | Allowances Withdrawn (1:1) | Thousand Tons | 0 | 0 | 0 | 0 | 0 | 0 | 0
#CAN - PE - Acid Rain - SO2 Cap Annual v3.1 | 21 | 7634 | Rate Constraint in MTons | FALSE | L | Annual | Allowances Withdrawn (n:1) | Thousand Tons | 0 | 0 | 0 | 0 | 0 | 0 | 0
#CAN - PE - Acid Rain - SO2 Cap Annual v3.1 | 21 | 7634 | Rate Constraint in MTons | FALSE | L | Annual | Net Emissions Allowance Position | Thousand Tons | 0 | 0 | 0 | 0 | 0 | 0 | 0
#CAN - PE - Acid Rain - SO2 Cap Annual v3.1 | 21 | 7634 | Rate Constraint in MTons | FALSE | L | Annual | Fuel Consumed | TBtu | 7.7752 | 9.0695 | 7.9929 | 9.0428 | 10.0934 | 11.3015 | 12.0742
#CAN - PE - Acid Rain - SO2 Cap Annual v3.1 | 21 | 7634 | Rate Constraint in MTons | FALSE | L | Annual | Rate | lb/MMBtu | 0 | 0 | 0 | 0 | 0 | 0 | 0
#CAN - PE - Acid Rain - SO2 Cap Annual v3.1 | 21 | 7634 | Rate Constraint in MTons | FALSE | L | Annual | Generation | TWh | 1.1486 | 1.2816 | 1.0663 | 1.2076 | 1.3734 | 1.5247 | 1.62
#CAN - PE - Acid Rain - SO2 Cap Annual v3.1 | 21 | 7634 | Rate Constraint in MTons | FALSE | L | Annual | Qualifying Generation | TWh | 1.1486 | 1.2816 | 1.0663 | 1.2076 | 1.3734 | 1.5247 | 1.62
#CAN - PE - Acid Rain - SO2 Cap Annual v3.1 | 21 | 7634 | Rate Constraint in MTons | FALSE | L | Annual | Rate | lb/MWh | 0 | 0 | 0 | 0 | 0 | 0 | 0
#CAN - PE - Acid Rain - SO2 Cap Annual v3.1 | 21 | 7634 | Rate Constraint in MTons | FALSE | L | Annual | Constraint Shadow Price | US2019$/Ton | 0 | 0 | 0 | 0 | 0 | 0 | 0
#CAN - PQ - Acid Rain - SO2 Cap Annual v3.1 | 22 | 7632 | Rate Constraint in MTons | FALSE | L | Annual | Seasons Included | Seasons | Winter, WintShld, Summer | Winter, WintShld, Summer | Winter, WintShld, Summer | Winter, WintShld, Summer | Winter, WintShld, Summer | Winter, WintShld, Summer | Winter, WintShld, Summer
#CAN - PQ - Acid Rain - SO2 Cap Annual v3.1 | 22 | 7632 | Rate Constraint in MTons | FALSE | L | Annual | Standard SO2 | Thousand Tons | 6.61 | 6.61 | 6.61 | 6.61 | 6.61 | 6.61 | 6.61
#CAN - PQ - Acid Rain - SO2 Cap Annual v3.1 | 22 | 7632 | Rate Constraint in MTons | FALSE | L | Annual | Emissions at Affected Plants SO2 | Thousand Tons | 0 | 0 | 0 | 0 | 0 | 0 | 0
#CAN - PQ - Acid Rain - SO2 Cap Annual v3.1 | 22 | 7632 | Rate Constraint in MTons | FALSE | L | Annual | Allowances Purchased SO2 | Thousand Tons | 0 | 0 | 0 | 0 | 0 | 0 | 0
#CAN - PQ - Acid Rain - SO2 Cap Annual v3.1 | 22 | 7632 | Rate Constraint in MTons | FALSE | L | Annual | Allowances Sold SO2 | Thousand Tons | 0 | 0 | 0 | 0 | 0 | 0 | 0
#CAN - PQ - Acid Rain - SO2 Cap Annual v3.1 | 22 | 7632 | Rate Constraint in MTons | FALSE | L | Annual | Allowances Banked | Thousand Tons | 0 | 0 | 0 | 0 | 0 | 0 | 0
#CAN - PQ - Acid Rain - SO2 Cap Annual v3.1 | 22 | 7632 | Rate Constraint in MTons | FALSE | L | Annual | Allowances Withdrawn (1:1) | Thousand Tons | 0 | 0 | 0 | 0 | 0 | 0 | 0
#CAN - PQ - Acid Rain - SO2 Cap Annual v3.1 | 22 | 7632 | Rate Constraint in MTons | FALSE | L | Annual | Allowances Withdrawn (n:1) | Thousand Tons | 0 | 0 | 0 | 0 | 0 | 0 | 0
#CAN - PQ - Acid Rain - SO2 Cap Annual v3.1 | 22 | 7632 | Rate Constraint in MTons | FALSE | L | Annual | Net Emissions Allowance Position | Thousand Tons | 0 | 0 | 0 | 0 | 0 | 0 | 0
#CAN - PQ - Acid Rain - SO2 Cap Annual v3.1 | 22 | 7632 | Rate Constraint in MTons | FALSE | L | Annual | Fuel Consumed | TBtu | 7.4602 | 0 | 0 | 0 | 0 | 0 | 0
#CAN - PQ - Acid Rain - SO2 Cap Annual v3.1 | 22 | 7632 | Rate Constraint in MTons | FALSE | L | Annual | Rate | lb/MMBtu | 0 | 0 | 0 | 0 | 0 | 0 | 0
#CAN - PQ - Acid Rain - SO2 Cap Annual v3.1 | 22 | 7632 | Rate Constraint in MTons | FALSE | L | Annual | Generation | TWh | 1.132 | 0 | 0 | 0 | 0 | 0 | 0
#CAN - PQ - Acid Rain - SO2 Cap Annual v3.1 | 22 | 7632 | Rate Constraint in MTons | FALSE | L | Annual | Qualifying Generation | TWh | 1.132 | 0 | 0 | 0 | 0 | 0 | 0
#CAN - PQ - Acid Rain - SO2 Cap Annual v3.1 | 22 | 7632 | Rate Constraint in MTons | FALSE | L | Annual | Rate | lb/MWh | 0 | 0 | 0 | 0 | 0 | 0 | 0
#CAN - PQ - Acid Rain - SO2 Cap Annual v3.1 | 22 | 7632 | Rate Constraint in MTons | FALSE | L | Annual | Constraint Shadow Price | US2019$/Ton | 0 | 0 | 0 | 0 | 0 | 0 | 0
#CAN - PQ - CO2 Constraint- v.6.17 | 23 | 7633 | Rate Constraint in MTons | FALSE | L | Annual | Seasons Included | Seasons | Winter, WintShld, Summer | Winter, WintShld, Summer | Winter, WintShld, Summer | Winter, WintShld, Summer | Winter, WintShld, Summer | Winter, WintShld, Summer | Winter, WintShld, Summer
#CAN - PQ - CO2 Constraint- v.6.17 | 23 | 7633 | Rate Constraint in MTons | FALSE | L | Annual | Standard CO2 | Thousand Tons | 0 | 0 | 0 | 0 | 0 | 0 | 0
#CAN - PQ - CO2 Constraint- v.6.17 | 23 | 7633 | Rate Constraint in MTons | FALSE | L | Annual | Emissions at Affected Plants CO2 | Thousand Tons | 580.6571 | 0 | 0 | 0 | 0 | 0 | 0
#CAN - PQ - CO2 Constraint- v.6.17 | 23 | 7633 | Rate Constraint in MTons | FALSE | L | Annual | Allowances Purchased CO2 | Thousand Tons | -580.6571 | 0 | 0 | 0 | 0 | 0 | 0
#CAN - PQ - CO2 Constraint- v.6.17 | 23 | 7633 | Rate Constraint in MTons | FALSE | L | Annual | Allowances Sold CO2 | Thousand Tons | 0 | 0 | 0 | 0 | 0 | 0 | 0
#CAN - PQ - CO2 Constraint- v.6.17 | 23 | 7633 | Rate Constraint in MTons | FALSE | L | Annual | Allowances Banked | Thousand Tons | 0 | 0 | 0 | 0 | 0 | 0 | 0
#CAN - PQ - CO2 Constraint- v.6.17 | 23 | 7633 | Rate Constraint in MTons | FALSE | L | Annual | Allowances Withdrawn (1:1) | Thousand Tons | 0 | 0 | 0 | 0 | 0 | 0 | 0
#CAN - PQ - CO2 Constraint- v.6.17 | 23 | 7633 | Rate Constraint in MTons | FALSE | L | Annual | Allowances Withdrawn (n:1) | Thousand Tons | 0 | 0 | 0 | 0 | 0 | 0 | 0
#CAN - PQ - CO2 Constraint- v.6.17 | 23 | 7633 | Rate Constraint in MTons | FALSE | L | Annual | Net Emissions Allowance Position | Thousand Tons | -1.7904e-08 | 0 | 0 | 0 | 0 | 0 | 0
#CAN - PQ - CO2 Constraint- v.6.17 | 23 | 7633 | Rate Constraint in MTons | FALSE | L | Annual | Fuel Consumed | TBtu | 7.4602 | 0 | 0 | 0 | 0 | 0 | 0
#CAN - PQ - CO2 Constraint- v.6.17 | 23 | 7633 | Rate Constraint in MTons | FALSE | L | Annual | Rate | lb/MMBtu | 155.6684 | 0 | 0 | 0 | 0 | 0 | 0
#CAN - PQ - CO2 Constraint- v.6.17 | 23 | 7633 | Rate Constraint in MTons | FALSE | L | Annual | Generation | TWh | 1.132 | 0 | 0 | 0 | 0 | 0 | 0
#CAN - PQ - CO2 Constraint- v.6.17 | 23 | 7633 | Rate Constraint in MTons | FALSE | L | Annual | Qualifying Generation | TWh | 1.132 | 0 | 0 | 0 | 0 | 0 | 0
#CAN - PQ - CO2 Constraint- v.6.17 | 23 | 7633 | Rate Constraint in MTons | FALSE | L | Annual | Rate | lb/MWh | 1025.855 | 0 | 0 | 0 | 0 | 0 | 0
#CAN - PQ - CO2 Constraint- v.6.17 | 23 | 7633 | Rate Constraint in MTons | FALSE | L | Annual | Constraint Shadow Price | US2019$/Ton | 14.091 | 64.5004 | 71.6702 | 71.6703 | 71.6702 | 71.6705 | 71.6706
#CAN - PQ - O3 Annex - NOX Cap Annual v3.1 | 24 | 7631 | Rate Constraint in MTons | FALSE | L | Annual | Seasons Included | Seasons | Winter, WintShld, Summer | Winter, WintShld, Summer | Winter, WintShld, Summer | Winter, WintShld, Summer | Winter, WintShld, Summer | Winter, WintShld, Summer | Winter, WintShld, Summer
#CAN - PQ - O3 Annex - NOX Cap Annual v3.1 | 24 | 7631 | Rate Constraint in MTons | FALSE | L | Annual | Standard NOX | Thousand Tons | 5.5115 | 5.5115 | 5.5115 | 5.5115 | 5.5115 | 5.5115 | 5.5115
#CAN - PQ - O3 Annex - NOX Cap Annual v3.1 | 24 | 7631 | Rate Constraint in MTons | FALSE | L | Annual | Emissions at Affected Plants NOX | Thousand Tons | 0.055724 | 0 | 0 | 0 | 0 | 0 | 0
#CAN - PQ - O3 Annex - NOX Cap Annual v3.1 | 24 | 7631 | Rate Constraint in MTons | FALSE | L | Annual | Allowances Purchased NOX | Thousand Tons | 0 | 0 | 0 | 0 | 0 | 0 | 0
#CAN - PQ - O3 Annex - NOX Cap Annual v3.1 | 24 | 7631 | Rate Constraint in MTons | FALSE | L | Annual | Allowances Sold NOX | Thousand Tons | 0 | 0 | 0 | 0 | 0 | 0 | 0
#CAN - PQ - O3 Annex - NOX Cap Annual v3.1 | 24 | 7631 | Rate Constraint in MTons | FALSE | L | Annual | Allowances Banked | Thousand Tons | 0 | 0 | 0 | 0 | 0 | 0 | 0
#CAN - PQ - O3 Annex - NOX Cap Annual v3.1 | 24 | 7631 | Rate Constraint in MTons | FALSE | L | Annual | Allowances Withdrawn (1:1) | Thousand Tons | 0 | 0 | 0 | 0 | 0 | 0 | 0
#CAN - PQ - O3 Annex - NOX Cap Annual v3.1 | 24 | 7631 | Rate Constraint in MTons | FALSE | L | Annual | Allowances Withdrawn (n:1) | Thousand Tons | 0 | 0 | 0 | 0 | 0 | 0 | 0
#CAN - PQ - O3 Annex - NOX Cap Annual v3.1 | 24 | 7631 | Rate Constraint in MTons | FALSE | L | Annual | Net Emissions Allowance Position | Thousand Tons | 0.055724 | 0 | 0 | 0 | 0 | 0 | 0
#CAN - PQ - O3 Annex - NOX Cap Annual v3.1 | 24 | 7631 | Rate Constraint in MTons | FALSE | L | Annual | Fuel Consumed | TBtu | 7.4602 | 0 | 0 | 0 | 0 | 0 | 0
#CAN - PQ - O3 Annex - NOX Cap Annual v3.1 | 24 | 7631 | Rate Constraint in MTons | FALSE | L | Annual | Rate | lb/MMBtu | 0.014939 | 0 | 0 | 0 | 0 | 0 | 0
#CAN - PQ - O3 Annex - NOX Cap Annual v3.1 | 24 | 7631 | Rate Constraint in MTons | FALSE | L | Annual | Generation | TWh | 1.132 | 0 | 0 | 0 | 0 | 0 | 0
#CAN - PQ - O3 Annex - NOX Cap Annual v3.1 | 24 | 7631 | Rate Constraint in MTons | FALSE | L | Annual | Qualifying Generation | TWh | 1.132 | 0 | 0 | 0 | 0 | 0 | 0
#CAN - PQ - O3 Annex - NOX Cap Annual v3.1 | 24 | 7631 | Rate Constraint in MTons | FALSE | L | Annual | Rate | lb/MWh | 0.098448 | 0 | 0 | 0 | 0 | 0 | 0
#CAN - PQ - O3 Annex - NOX Cap Annual v3.1 | 24 | 7631 | Rate Constraint in MTons | FALSE | L | Annual | Constraint Shadow Price | US2019$/Ton | 0 | 0 | 0 | 0 | 0 | 0 | 0
#CAN - SK - MER Cap Annual v4.12 | 25 | 7635 | Rate Constraint in MTons | FALSE | L | Annual | Seasons Included | Seasons | Winter, WintShld, Summer | Winter, WintShld, Summer | Winter, WintShld, Summer | Winter, WintShld, Summer | Winter, WintShld, Summer | Winter, WintShld, Summer | Winter, WintShld, Summer
#CAN - SK - MER Cap Annual v4.12 | 25 | 7635 | Rate Constraint in MTons | FALSE | L | Annual | Standard MER | lbs | 947.9877 | 947.9877 | 947.9877 | 947.9877 | 947.9877 | 947.9877 | 947.9877
#CAN - SK - MER Cap Annual v4.12 | 25 | 7635 | Rate Constraint in MTons | FALSE | L | Annual | Emissions at Affected Plants MER | lbs | 663.2822 | 369.6664 | 369.6664 | 369.6664 | 369.6664 | 369.6252 | 369.6664
#CAN - SK - MER Cap Annual v4.12 | 25 | 7635 | Rate Constraint in MTons | FALSE | L | Annual | Allowances Purchased MER | lbs | 0 | 0 | 0 | 0 | 0 | 0 | 0
#CAN - SK - MER Cap Annual v4.12 | 25 | 7635 | Rate Constraint in MTons | FALSE | L | Annual | Allowances Sold MER | lbs | 0 | 0 | 0 | 0 | 0 | 0 | 0
#CAN - SK - MER Cap Annual v4.12 | 25 | 7635 | Rate Constraint in MTons | FALSE | L | Annual | Allowances Banked | lbs | 0 | 0 | 0 | 0 | 0 | 0 | 0
#CAN - SK - MER Cap Annual v4.12 | 25 | 7635 | Rate Constraint in MTons | FALSE | L | Annual | Allowances Withdrawn (1:1) | lbs | 0 | 0 | 0 | 0 | 0 | 0 | 0
#CAN - SK - MER Cap Annual v4.12 | 25 | 7635 | Rate Constraint in MTons | FALSE | L | Annual | Allowances Withdrawn (n:1) | lbs | 0 | 0 | 0 | 0 | 0 | 0 | 0
#CAN - SK - MER Cap Annual v4.12 | 25 | 7635 | Rate Constraint in MTons | FALSE | L | Annual | Net Emissions Allowance Position | lbs | 663.2822 | 369.6664 | 369.6664 | 369.6664 | 369.6664 | 369.6252 | 369.6664
#CAN - SK - MER Cap Annual v4.12 | 25 | 7635 | Rate Constraint in MTons | FALSE | L | Annual | Fuel Consumed | TBtu | 117.111 | 29.9233 | 29.9233 | 29.9233 | 29.9233 | 29.8902 | 29.9233
#CAN - SK - MER Cap Annual v4.12 | 25 | 7635 | Rate Constraint in MTons | FALSE | L | Annual | Rate | lb/MMBtu | 5.6637e-06 | 1.2354e-05 | 1.2354e-05 | 1.2354e-05 | 1.2354e-05 | 1.2366e-05 | 1.2354e-05
#CAN - SK - MER Cap Annual v4.12 | 25 | 7635 | Rate Constraint in MTons | FALSE | L | Annual | Generation | TWh | 11.2197 | 2.8668 | 2.8668 | 2.8668 | 2.8668 | 2.8636 | 2.8668
#CAN - SK - MER Cap Annual v4.12 | 25 | 7635 | Rate Constraint in MTons | FALSE | L | Annual | Qualifying Generation | TWh | 11.2197 | 2.8668 | 2.8668 | 2.8668 | 2.8668 | 2.8636 | 2.8668
#CAN - SK - MER Cap Annual v4.12 | 25 | 7635 | Rate Constraint in MTons | FALSE | L | Annual | Rate | lb/MWh | 5.9118e-05 | 0.00012895 | 0.00012895 | 0.00012895 | 0.00012895 | 0.00012908 | 0.00012895
#CAN - SK - MER Cap Annual v4.12 | 25 | 7635 | Rate Constraint in MTons | FALSE | L | Annual | Constraint Shadow Price | US2019$/Lb | 0 | 0 | 0 | 0 | 0 | 0 | 0
#CAN Aconi 1 - SO2 Rate Annual v3.1 | 26 | 7636 | Rate Constraint in lbs/MMBtu | FALSE | L | Annual | Seasons Included | Seasons | Winter, WintShld, Summer | Winter, WintShld, Summer | Winter, WintShld, Summer | Winter, WintShld, Summer | Winter, WintShld, Summer | Winter, WintShld, Summer | Winter, WintShld, Summer
#CAN Aconi 1 - SO2 Rate Annual v3.1 | 26 | 7636 | Rate Constraint in lbs/MMBtu | FALSE | L | Annual | Standard SO2 | lb/MMBtu | 0.58146 | 0.58146 | 0.58146 | 0.58146 | 0.58146 | 0.58146 | 0.58146
#CAN Aconi 1 - SO2 Rate Annual v3.1 | 26 | 7636 | Rate Constraint in lbs/MMBtu | FALSE | L | Annual | Emissions at Affected Plants SO2 | Thousand Tons | 0.097225 | 0 | 0 | 0 | 0 | 0 | 0
#CAN Aconi 1 - SO2 Rate Annual v3.1 | 26 | 7636 | Rate Constraint in lbs/MMBtu | FALSE | L | Annual | Allowances Purchased SO2 | Thousand Tons | 0 | 0 | 0 | 0 | 0 | 0 | 0
#CAN Aconi 1 - SO2 Rate Annual v3.1 | 26 | 7636 | Rate Constraint in lbs/MMBtu | FALSE | L | Annual | Allowances Sold SO2 | Thousand Tons | 0 | 0 | 0 | 0 | 0 | 0 | 0
#CAN Aconi 1 - SO2 Rate Annual v3.1 | 26 | 7636 | Rate Constraint in lbs/MMBtu | FALSE | L | Annual | Allowances Banked | Thousand Tons | 0 | 0 | 0 | 0 | 0 | 0 | 0
#CAN Aconi 1 - SO2 Rate Annual v3.1 | 26 | 7636 | Rate Constraint in lbs/MMBtu | FALSE | L | Annual | Allowances Withdrawn (1:1) | Thousand Tons | 0 | 0 | 0 | 0 | 0 | 0 | 0
#CAN Aconi 1 - SO2 Rate Annual v3.1 | 26 | 7636 | Rate Constraint in lbs/MMBtu | FALSE | L | Annual | Allowances Withdrawn (n:1) | Thousand Tons | 0 | 0 | 0 | 0 | 0 | 0 | 0
#CAN Aconi 1 - SO2 Rate Annual v3.1 | 26 | 7636 | Rate Constraint in lbs/MMBtu | FALSE | L | Annual | Net Emissions Allowance Position | Thousand Tons | 0.097225 | 0 | 0 | 0 | 0 | 0 | 0
#CAN Aconi 1 - SO2 Rate Annual v3.1 | 26 | 7636 | Rate Constraint in lbs/MMBtu | FALSE | L | Annual | Fuel Consumed | TBtu | 1.6589 | 0 | 0 | 0 | 0 | 0 | 0
#CAN Aconi 1 - SO2 Rate Annual v3.1 | 26 | 7636 | Rate Constraint in lbs/MMBtu | FALSE | L | Annual | Rate | lb/MMBtu | 0.11722 | 0 | 0 | 0 | 0 | 0 | 0
#CAN Aconi 1 - SO2 Rate Annual v3.1 | 26 | 7636 | Rate Constraint in lbs/MMBtu | FALSE | L | Annual | Generation | TWh | 0.15892 | 0 | 0 | 0 | 0 | 0 | 0
#CAN Aconi 1 - SO2 Rate Annual v3.1 | 26 | 7636 | Rate Constraint in lbs/MMBtu | FALSE | L | Annual | Qualifying Generation | TWh | 0.15892 | 0 | 0 | 0 | 0 | 0 | 0
#CAN Aconi 1 - SO2 Rate Annual v3.1 | 26 | 7636 | Rate Constraint in lbs/MMBtu | FALSE | L | Annual | Rate | lb/MWh | 1.2235 | 0 | 0 | 0 | 0 | 0 | 0
#CAN Aconi 1 - SO2 Rate Annual v3.1 | 26 | 7636 | Rate Constraint in lbs/MMBtu | FALSE | L | Annual | Constraint Shadow Price | US2019$/Ton | 0 | 0 | 0 | 0 | 0 | 0 | 0
#CAN Lingan 1-4 - SO2 Rate Annual v3.1 | 27 | 7637 | Rate Constraint in lbs/MMBtu | FALSE | L | Annual | Seasons Included | Seasons | Winter, WintShld, Summer | Winter, WintShld, Summer | Winter, WintShld, Summer | Winter, WintShld, Summer | Winter, WintShld, Summer | Winter, WintShld, Summer | Winter, WintShld, Summer
#CAN Lingan 1-4 - SO2 Rate Annual v3.1 | 27 | 7637 | Rate Constraint in lbs/MMBtu | FALSE | L | Annual | Standard SO2 | lb/MMBtu | 3.7214 | 3.7214 | 3.7214 | 3.7214 | 3.7214 | 3.7214 | 3.7214
#CAN Lingan 1-4 - SO2 Rate Annual v3.1 | 27 | 7637 | Rate Constraint in lbs/MMBtu | FALSE | L | Annual | Emissions at Affected Plants SO2 | Thousand Tons | 5.0783 | 0.15905 | 0.15905 | 0.15905 | 0.15905 | 0.15905 | 0.15905
#CAN Lingan 1-4 - SO2 Rate Annual v3.1 | 27 | 7637 | Rate Constraint in lbs/MMBtu | FALSE | L | Annual | Allowances Purchased SO2 | Thousand Tons | 0 | 0 | 0 | 0 | 0 | 0 | 0
#CAN Lingan 1-4 - SO2 Rate Annual v3.1 | 27 | 7637 | Rate Constraint in lbs/MMBtu | FALSE | L | Annual | Allowances Sold SO2 | Thousand Tons | 0 | 0 | 0 | 0 | 0 | 0 | 0
#CAN Lingan 1-4 - SO2 Rate Annual v3.1 | 27 | 7637 | Rate Constraint in lbs/MMBtu | FALSE | L | Annual | Allowances Banked | Thousand Tons | 0 | 0 | 0 | 0 | 0 | 0 | 0
#CAN Lingan 1-4 - SO2 Rate Annual v3.1 | 27 | 7637 | Rate Constraint in lbs/MMBtu | FALSE | L | Annual | Allowances Withdrawn (1:1) | Thousand Tons | 0 | 0 | 0 | 0 | 0 | 0 | 0
#CAN Lingan 1-4 - SO2 Rate Annual v3.1 | 27 | 7637 | Rate Constraint in lbs/MMBtu | FALSE | L | Annual | Allowances Withdrawn (n:1) | Thousand Tons | 0 | 0 | 0 | 0 | 0 | 0 | 0
#CAN Lingan 1-4 - SO2 Rate Annual v3.1 | 27 | 7637 | Rate Constraint in lbs/MMBtu | FALSE | L | Annual | Net Emissions Allowance Position | Thousand Tons | 5.0783 | 0.15905 | 0.15905 | 0.15905 | 0.15905 | 0.15905 | 0.15905
#CAN Lingan 1-4 - SO2 Rate Annual v3.1 | 27 | 7637 | Rate Constraint in lbs/MMBtu | FALSE | L | Annual | Fuel Consumed | TBtu | 11.6258 | 2.0262 | 2.0467 | 1.2474 | 0.72287 | 0.29036 | 0.29036
#CAN Lingan 1-4 - SO2 Rate Annual v3.1 | 27 | 7637 | Rate Constraint in lbs/MMBtu | FALSE | L | Annual | Rate | lb/MMBtu | 0.87362 | 0.15699 | 0.15542 | 0.25501 | 0.44004 | 1.0955 | 1.0955
#CAN Lingan 1-4 - SO2 Rate Annual v3.1 | 27 | 7637 | Rate Constraint in lbs/MMBtu | FALSE | L | Annual | Generation | TWh | 1.1031 | 0.1862 | 0.18807 | 0.11514 | 0.06728 | 0.027818 | 0.027818
#CAN Lingan 1-4 - SO2 Rate Annual v3.1 | 27 | 7637 | Rate Constraint in lbs/MMBtu | FALSE | L | Annual | Qualifying Generation | TWh | 1.1031 | 0.1862 | 0.18807 | 0.11514 | 0.06728 | 0.027818 | 0.027818
#CAN Lingan 1-4 - SO2 Rate Annual v3.1 | 27 | 7637 | Rate Constraint in lbs/MMBtu | FALSE | L | Annual | Rate | lb/MWh | 9.2077 | 1.7083 | 1.6914 | 2.7628 | 4.7279 | 11.4349 | 11.4349
#CAN Lingan 1-4 - SO2 Rate Annual v3.1 | 27 | 7637 | Rate Constraint in lbs/MMBtu | FALSE | L | Annual | Constraint Shadow Price | US2019$/Ton | 0 | 0 | 0 | 0 | 0 | 0 | 0
#CAN -National Coal CO2 Rate Limit- 2023- v6.20 | 28 | 7607 | Rate Constraint in lbs/MWh | FALSE | L | Annual | Seasons Included | Seasons | Winter, WintShld, Summer | Winter, WintShld, Summer | Winter, WintShld, Summer | Winter, WintShld, Summer | Winter, WintShld, Summer | Winter, WintShld, Summer | Winter, WintShld, Summer
#CAN -National Coal CO2 Rate Limit- 2023- v6.20 | 28 | 7607 | Rate Constraint in lbs/MWh | FALSE | L | Annual | Standard CO2 | lb/MWh | 925.94 | 925.94 | 925.94 | 925.94 | 925.94 | 925.94 | 925.94
#CAN -National Coal CO2 Rate Limit- 2023- v6.20 | 28 | 7607 | Rate Constraint in lbs/MWh | FALSE | L | Annual | Emissions at Affected Plants CO2 | Thousand Tons | 0 | 0 | 0 | 0 | 0 | 0 | 0
#CAN -National Coal CO2 Rate Limit- 2023- v6.20 | 28 | 7607 | Rate Constraint in lbs/MWh | FALSE | L | Annual | Allowances Purchased CO2 | Thousand Tons | 0 | 0 | 0 | 0 | 0 | 0 | 0
#CAN -National Coal CO2 Rate Limit- 2023- v6.20 | 28 | 7607 | Rate Constraint in lbs/MWh | FALSE | L | Annual | Allowances Sold CO2 | Thousand Tons | 0 | 0 | 0 | 0 | 0 | 0 | 0
#CAN -National Coal CO2 Rate Limit- 2023- v6.20 | 28 | 7607 | Rate Constraint in lbs/MWh | FALSE | L | Annual | Allowances Banked | Thousand Tons | 0 | 0 | 0 | 0 | 0 | 0 | 0
#CAN -National Coal CO2 Rate Limit- 2023- v6.20 | 28 | 7607 | Rate Constraint in lbs/MWh | FALSE | L | Annual | Allowances Withdrawn (1:1) | Thousand Tons | 0 | 0 | 0 | 0 | 0 | 0 | 0
#CAN -National Coal CO2 Rate Limit- 2023- v6.20 | 28 | 7607 | Rate Constraint in lbs/MWh | FALSE | L | Annual | Allowances Withdrawn (n:1) | Thousand Tons | 0 | 0 | 0 | 0 | 0 | 0 | 0
#CAN -National Coal CO2 Rate Limit- 2023- v6.20 | 28 | 7607 | Rate Constraint in lbs/MWh | FALSE | L | Annual | Net Emissions Allowance Position | Thousand Tons | 0 | 0 | 0 | 0 | 0 | 0 | 0
#CAN -National Coal CO2 Rate Limit- 2023- v6.20 | 28 | 7607 | Rate Constraint in lbs/MWh | FALSE | L | Annual | Fuel Consumed | TBtu | 0 | 0 | 0 | 0 | 0 | 0 | 0
#CAN -National Coal CO2 Rate Limit- 2023- v6.20 | 28 | 7607 | Rate Constraint in lbs/MWh | FALSE | L | Annual | Rate | lb/MMBtu | 0 | 0 | 0 | 0 | 0 | 0 | 0
#CAN -National Coal CO2 Rate Limit- 2023- v6.20 | 28 | 7607 | Rate Constraint in lbs/MWh | FALSE | L | Annual | Generation | TWh | 0 | 0 | 0 | 0 | 0 | 0 | 0
#CAN -National Coal CO2 Rate Limit- 2023- v6.20 | 28 | 7607 | Rate Constraint in lbs/MWh | FALSE | L | Annual | Qualifying Generation | TWh | 0 | 0 | 0 | 0 | 0 | 0 | 0
#CAN -National Coal CO2 Rate Limit- 2023- v6.20 | 28 | 7607 | Rate Constraint in lbs/MWh | FALSE | L | Annual | Constraint Shadow Price | US2019$/Ton | 0 | 0 | 0 | 0 | 0 | 0 | 0
#CAN -National Coal CO2 Rate Limit- 2028- v6.20 | 29 | 7609 | Rate Constraint in lbs/MWh | FALSE | L | Annual | Seasons Included | Seasons | Winter, WintShld, Summer | Winter, WintShld, Summer | Winter, WintShld, Summer | Winter, WintShld, Summer | Winter, WintShld, Summer | Winter, WintShld, Summer | Winter, WintShld, Summer
#CAN -National Coal CO2 Rate Limit- 2028- v6.20 | 29 | 7609 | Rate Constraint in lbs/MWh | FALSE | L | Annual | Standard CO2 | lb/MWh | 925.94 | 925.94 | 925.94 | 925.94 | 925.94 | 925.94 | 925.94
#CAN -National Coal CO2 Rate Limit- 2028- v6.20 | 29 | 7609 | Rate Constraint in lbs/MWh | FALSE | L | Annual | Emissions at Affected Plants CO2 | Thousand Tons | 0 | 0 | 0 | 0 | 0 | 0 | 0
#CAN -National Coal CO2 Rate Limit- 2028- v6.20 | 29 | 7609 | Rate Constraint in lbs/MWh | FALSE | L | Annual | Allowances Purchased CO2 | Thousand Tons | 0 | 0 | 0 | 0 | 0 | 0 | 0
#CAN -National Coal CO2 Rate Limit- 2028- v6.20 | 29 | 7609 | Rate Constraint in lbs/MWh | FALSE | L | Annual | Allowances Sold CO2 | Thousand Tons | 0 | 0 | 0 | 0 | 0 | 0 | 0
#CAN -National Coal CO2 Rate Limit- 2028- v6.20 | 29 | 7609 | Rate Constraint in lbs/MWh | FALSE | L | Annual | Allowances Banked | Thousand Tons | 0 | 0 | 0 | 0 | 0 | 0 | 0
#CAN -National Coal CO2 Rate Limit- 2028- v6.20 | 29 | 7609 | Rate Constraint in lbs/MWh | FALSE | L | Annual | Allowances Withdrawn (1:1) | Thousand Tons | 0 | 0 | 0 | 0 | 0 | 0 | 0
#CAN -National Coal CO2 Rate Limit- 2028- v6.20 | 29 | 7609 | Rate Constraint in lbs/MWh | FALSE | L | Annual | Allowances Withdrawn (n:1) | Thousand Tons | 0 | 0 | 0 | 0 | 0 | 0 | 0
#CAN -National Coal CO2 Rate Limit- 2028- v6.20 | 29 | 7609 | Rate Constraint in lbs/MWh | FALSE | L | Annual | Net Emissions Allowance Position | Thousand Tons | 0 | 0 | 0 | 0 | 0 | 0 | 0
#CAN -National Coal CO2 Rate Limit- 2028- v6.20 | 29 | 7609 | Rate Constraint in lbs/MWh | FALSE | L | Annual | Fuel Consumed | TBtu | 0 | 0 | 0 | 0 | 0 | 0 | 0
#CAN -National Coal CO2 Rate Limit- 2028- v6.20 | 29 | 7609 | Rate Constraint in lbs/MWh | FALSE | L | Annual | Rate | lb/MMBtu | 0 | 0 | 0 | 0 | 0 | 0 | 0
#CAN -National Coal CO2 Rate Limit- 2028- v6.20 | 29 | 7609 | Rate Constraint in lbs/MWh | FALSE | L | Annual | Generation | TWh | 0 | 0 | 0 | 0 | 0 | 0 | 0
#CAN -National Coal CO2 Rate Limit- 2028- v6.20 | 29 | 7609 | Rate Constraint in lbs/MWh | FALSE | L | Annual | Qualifying Generation | TWh | 0 | 0 | 0 | 0 | 0 | 0 | 0
#CAN -National Coal CO2 Rate Limit- 2028- v6.20 | 29 | 7609 | Rate Constraint in lbs/MWh | FALSE | L | Annual | Constraint Shadow Price | US2019$/Ton | 0 | 0 | 0 | 0 | 0 | 0 | 0
#CAN -National Coal CO2 Rate Limit- 2030- v6.20 | 30 | 7610 | Rate Constraint in lbs/MWh | FALSE | L | Annual | Seasons Included | Seasons | Winter, WintShld, Summer | Winter, WintShld, Summer | Winter, WintShld, Summer | Winter, WintShld, Summer | Winter, WintShld, Summer | Winter, WintShld, Summer | Winter, WintShld, Summer
#CAN -National Coal CO2 Rate Limit- 2030- v6.20 | 30 | 7610 | Rate Constraint in lbs/MWh | FALSE | L | Annual | Standard CO2 | lb/MWh | 0 | 925.94 | 925.94 | 925.94 | 925.94 | 925.94 | 925.94
#CAN -National Coal CO2 Rate Limit- 2030- v6.20 | 30 | 7610 | Rate Constraint in lbs/MWh | FALSE | L | Annual | Emissions at Affected Plants CO2 | Thousand Tons | 0 | 0 | 0 | 0 | 0 | 0 | 0
#CAN -National Coal CO2 Rate Limit- 2030- v6.20 | 30 | 7610 | Rate Constraint in lbs/MWh | FALSE | L | Annual | Allowances Purchased CO2 | Thousand Tons | 0 | 0 | 0 | 0 | 0 | 0 | 0
#CAN -National Coal CO2 Rate Limit- 2030- v6.20 | 30 | 7610 | Rate Constraint in lbs/MWh | FALSE | L | Annual | Allowances Sold CO2 | Thousand Tons | 0 | 0 | 0 | 0 | 0 | 0 | 0
#CAN -National Coal CO2 Rate Limit- 2030- v6.20 | 30 | 7610 | Rate Constraint in lbs/MWh | FALSE | L | Annual | Allowances Banked | Thousand Tons | 0 | 0 | 0 | 0 | 0 | 0 | 0
#CAN -National Coal CO2 Rate Limit- 2030- v6.20 | 30 | 7610 | Rate Constraint in lbs/MWh | FALSE | L | Annual | Allowances Withdrawn (1:1) | Thousand Tons | 0 | 0 | 0 | 0 | 0 | 0 | 0
#CAN -National Coal CO2 Rate Limit- 2030- v6.20 | 30 | 7610 | Rate Constraint in lbs/MWh | FALSE | L | Annual | Allowances Withdrawn (n:1) | Thousand Tons | 0 | 0 | 0 | 0 | 0 | 0 | 0
#CAN -National Coal CO2 Rate Limit- 2030- v6.20 | 30 | 7610 | Rate Constraint in lbs/MWh | FALSE | L | Annual | Net Emissions Allowance Position | Thousand Tons | 0 | 0 | 0 | 0 | 0 | 0 | 0
#CAN -National Coal CO2 Rate Limit- 2030- v6.20 | 30 | 7610 | Rate Constraint in lbs/MWh | FALSE | L | Annual | Fuel Consumed | TBtu | 0 | 0 | 0 | 0 | 0 | 0 | 0
#CAN -National Coal CO2 Rate Limit- 2030- v6.20 | 30 | 7610 | Rate Constraint in lbs/MWh | FALSE | L | Annual | Rate | lb/MMBtu | 0 | 0 | 0 | 0 | 0 | 0 | 0
#CAN -National Coal CO2 Rate Limit- 2030- v6.20 | 30 | 7610 | Rate Constraint in lbs/MWh | FALSE | L | Annual | Generation | TWh | 0 | 0 | 0 | 0 | 0 | 0 | 0
#CAN -National Coal CO2 Rate Limit- 2030- v6.20 | 30 | 7610 | Rate Constraint in lbs/MWh | FALSE | L | Annual | Qualifying Generation | TWh | 0 | 0 | 0 | 0 | 0 | 0 | 0
#CAN -National Coal CO2 Rate Limit- 2030- v6.20 | 30 | 7610 | Rate Constraint in lbs/MWh | FALSE | L | Annual | Constraint Shadow Price | US2019$/Ton | 0 | 222.5699 | 70.9001 | 63.7891 | 58.9198 | 66.3966 | 66.6176
#CAN -National Coal CO2 Rate Limit- NewUnit- v6.20 | 31 | 7615 | Rate Constraint in lbs/MWh | FALSE | L | Annual | Seasons Included | Seasons | Winter, WintShld, Summer | Winter, WintShld, Summer | Winter, WintShld, Summer | Winter, WintShld, Summer | Winter, WintShld, Summer | Winter, WintShld, Summer | Winter, WintShld, Summer
#CAN -National Coal CO2 Rate Limit- NewUnit- v6.20 | 31 | 7615 | Rate Constraint in lbs/MWh | FALSE | L | Annual | Standard CO2 | lb/MWh | 925.94 | 925.94 | 925.94 | 925.94 | 925.94 | 925.94 | 925.94
#CAN -National Coal CO2 Rate Limit- NewUnit- v6.20 | 31 | 7615 | Rate Constraint in lbs/MWh | FALSE | L | Annual | Emissions at Affected Plants CO2 | Thousand Tons | 0 | 0 | 0 | 0 | 0 | 0 | 0
#CAN -National Coal CO2 Rate Limit- NewUnit- v6.20 | 31 | 7615 | Rate Constraint in lbs/MWh | FALSE | L | Annual | Allowances Purchased CO2 | Thousand Tons | 0 | 0 | 0 | 0 | 0 | 0 | 0
#CAN -National Coal CO2 Rate Limit- NewUnit- v6.20 | 31 | 7615 | Rate Constraint in lbs/MWh | FALSE | L | Annual | Allowances Sold CO2 | Thousand Tons | 0 | 0 | 0 | 0 | 0 | 0 | 0
#CAN -National Coal CO2 Rate Limit- NewUnit- v6.20 | 31 | 7615 | Rate Constraint in lbs/MWh | FALSE | L | Annual | Allowances Banked | Thousand Tons | 0 | 0 | 0 | 0 | 0 | 0 | 0
#CAN -National Coal CO2 Rate Limit- NewUnit- v6.20 | 31 | 7615 | Rate Constraint in lbs/MWh | FALSE | L | Annual | Allowances Withdrawn (1:1) | Thousand Tons | 0 | 0 | 0 | 0 | 0 | 0 | 0
#CAN -National Coal CO2 Rate Limit- NewUnit- v6.20 | 31 | 7615 | Rate Constraint in lbs/MWh | FALSE | L | Annual | Allowances Withdrawn (n:1) | Thousand Tons | 0 | 0 | 0 | 0 | 0 | 0 | 0
#CAN -National Coal CO2 Rate Limit- NewUnit- v6.20 | 31 | 7615 | Rate Constraint in lbs/MWh | FALSE | L | Annual | Net Emissions Allowance Position | Thousand Tons | 0 | 0 | 0 | 0 | 0 | 0 | 0
#CAN -National Coal CO2 Rate Limit- NewUnit- v6.20 | 31 | 7615 | Rate Constraint in lbs/MWh | FALSE | L | Annual | Fuel Consumed | TBtu | 0 | 0 | 0 | 0 | 0 | 0 | 0
#CAN -National Coal CO2 Rate Limit- NewUnit- v6.20 | 31 | 7615 | Rate Constraint in lbs/MWh | FALSE | L | Annual | Rate | lb/MMBtu | 0 | 0 | 0 | 0 | 0 | 0 | 0
#CAN -National Coal CO2 Rate Limit- NewUnit- v6.20 | 31 | 7615 | Rate Constraint in lbs/MWh | FALSE | L | Annual | Generation | TWh | 0 | 0 | 0 | 0 | 0 | 0 | 0
#CAN -National Coal CO2 Rate Limit- NewUnit- v6.20 | 31 | 7615 | Rate Constraint in lbs/MWh | FALSE | L | Annual | Qualifying Generation | TWh | 0 | 0 | 0 | 0 | 0 | 0 | 0
#CAN -National Coal CO2 Rate Limit- NewUnit- v6.20 | 31 | 7615 | Rate Constraint in lbs/MWh | FALSE | L | Annual | Constraint Shadow Price | US2019$/Ton | 162.905 | 170.4675 | 101.5388 | 91.2886 | 84.2699 | 95.0473 | 95.3657
#CAN -National Large NGas CO2 Rate Limit- v6.20 | 32 | 7661 | Rate Constraint in lbs/MWh | FALSE | L | Annual | Seasons Included | Seasons | Winter, WintShld, Summer | Winter, WintShld, Summer | Winter, WintShld, Summer | Winter, WintShld, Summer | Winter, WintShld, Summer | Winter, WintShld, Summer | Winter, WintShld, Summer
#CAN -National Large NGas CO2 Rate Limit- v6.20 | 32 | 7661 | Rate Constraint in lbs/MWh | FALSE | L | Annual | Standard CO2 | lb/MWh | 925.9404 | 925.9404 | 925.9404 | 925.9404 | 925.9404 | 925.9404 | 925.9404
#CAN -National Large NGas CO2 Rate Limit- v6.20 | 32 | 7661 | Rate Constraint in lbs/MWh | FALSE | L | Annual | Emissions at Affected Plants CO2 | Thousand Tons | 27856.8441 | 33267.8611 | 31206.38 | 32876.6858 | 36469.4964 | 40691.2355 | 44354.4611
#CAN -National Large NGas CO2 Rate Limit- v6.20 | 32 | 7661 | Rate Constraint in lbs/MWh | FALSE | L | Annual | Allowances Purchased CO2 | Thousand Tons | 0 | 0 | 0 | 0 | 0 | 0 | 0
#CAN -National Large NGas CO2 Rate Limit- v6.20 | 32 | 7661 | Rate Constraint in lbs/MWh | FALSE | L | Annual | Allowances Sold CO2 | Thousand Tons | 0 | 0 | 0 | 0 | 0 | 0 | 0
#CAN -National Large NGas CO2 Rate Limit- v6.20 | 32 | 7661 | Rate Constraint in lbs/MWh | FALSE | L | Annual | Allowances Banked | Thousand Tons | 0 | 0 | 0 | 0 | 0 | 0 | 0
#CAN -National Large NGas CO2 Rate Limit- v6.20 | 32 | 7661 | Rate Constraint in lbs/MWh | FALSE | L | Annual | Allowances Withdrawn (1:1) | Thousand Tons | 0 | 0 | 0 | 0 | 0 | 0 | 0
#CAN -National Large NGas CO2 Rate Limit- v6.20 | 32 | 7661 | Rate Constraint in lbs/MWh | FALSE | L | Annual | Allowances Withdrawn (n:1) | Thousand Tons | 0 | 0 | 0 | 0 | 0 | 0 | 0
#CAN -National Large NGas CO2 Rate Limit- v6.20 | 32 | 7661 | Rate Constraint in lbs/MWh | FALSE | L | Annual | Net Emissions Allowance Position | Thousand Tons | 27856.8441 | 33267.8611 | 31206.38 | 32876.6858 | 36469.4964 | 40691.2355 | 44354.4611
#CAN -National Large NGas CO2 Rate Limit- v6.20 | 32 | 7661 | Rate Constraint in lbs/MWh | FALSE | L | Annual | Fuel Consumed | TBtu | 436.4981 | 529.0559 | 486.5879 | 509.8739 | 557.4842 | 624.316 | 686.8178
#CAN -National Large NGas CO2 Rate Limit- v6.20 | 32 | 7661 | Rate Constraint in lbs/MWh | FALSE | L | Annual | Rate | lb/MMBtu | 127.6379 | 125.7631 | 128.2661 | 128.9601 | 130.836 | 130.3546 | 129.1593
#CAN -National Large NGas CO2 Rate Limit- v6.20 | 32 | 7661 | Rate Constraint in lbs/MWh | FALSE | L | Annual | Generation | TWh | 64.1418 | 76.86 | 70.6032 | 74.0145 | 80.5918 | 89.6279 | 98.2854
#CAN -National Large NGas CO2 Rate Limit- v6.20 | 32 | 7661 | Rate Constraint in lbs/MWh | FALSE | L | Annual | Qualifying Generation | TWh | 64.1418 | 76.86 | 70.6032 | 74.0145 | 80.5918 | 89.6279 | 98.2854
#CAN -National Large NGas CO2 Rate Limit- v6.20 | 32 | 7661 | Rate Constraint in lbs/MWh | FALSE | L | Annual | Constraint Shadow Price | US2019$/Ton | 0 | 0 | 0 | 0 | 0 | 0 | 0
#CAN -National NOx Rate Limit v4.12 | 33 | 7606 | Rate Constraint in lbs/MWh | FALSE | L | Annual | Seasons Included | Seasons | Winter, WintShld, Summer | Winter, WintShld, Summer | Winter, WintShld, Summer | Winter, WintShld, Summer | Winter, WintShld, Summer | Winter, WintShld, Summer | Winter, WintShld, Summer
#CAN -National NOx Rate Limit v4.12 | 33 | 7606 | Rate Constraint in lbs/MWh | FALSE | L | Annual | Standard NOX | lb/MWh | 1.5212 | 1.5212 | 1.5212 | 1.5212 | 1.5212 | 1.5212 | 1.5212
#CAN -National NOx Rate Limit v4.12 | 33 | 7606 | Rate Constraint in lbs/MWh | FALSE | L | Annual | Emissions at Affected Plants NOX | Thousand Tons | 2.6123 | 3.0961 | 3.5768 | 3.8478 | 4.8104 | 5.7429 | 7.5905
#CAN -National NOx Rate Limit v4.12 | 33 | 7606 | Rate Constraint in lbs/MWh | FALSE | L | Annual | Allowances Purchased NOX | Thousand Tons | 0 | 0 | 0 | 0 | 0 | 0 | 0
#CAN -National NOx Rate Limit v4.12 | 33 | 7606 | Rate Constraint in lbs/MWh | FALSE | L | Annual | Allowances Sold NOX | Thousand Tons | 0 | 0 | 0 | 0 | 0 | 0 | 0
#CAN -National NOx Rate Limit v4.12 | 33 | 7606 | Rate Constraint in lbs/MWh | FALSE | L | Annual | Allowances Banked | Thousand Tons | 0 | 0 | 0 | 0 | 0 | 0 | 0
#CAN -National NOx Rate Limit v4.12 | 33 | 7606 | Rate Constraint in lbs/MWh | FALSE | L | Annual | Allowances Withdrawn (1:1) | Thousand Tons | 0 | 0 | 0 | 0 | 0 | 0 | 0
#CAN -National NOx Rate Limit v4.12 | 33 | 7606 | Rate Constraint in lbs/MWh | FALSE | L | Annual | Allowances Withdrawn (n:1) | Thousand Tons | 0 | 0 | 0 | 0 | 0 | 0 | 0
#CAN -National NOx Rate Limit v4.12 | 33 | 7606 | Rate Constraint in lbs/MWh | FALSE | L | Annual | Net Emissions Allowance Position | Thousand Tons | 2.6123 | 3.0961 | 3.5768 | 3.8478 | 4.8104 | 5.7429 | 7.5905
#CAN -National NOx Rate Limit v4.12 | 33 | 7606 | Rate Constraint in lbs/MWh | FALSE | L | Annual | Fuel Consumed | TBtu | 396.8111 | 487.7427 | 449.2917 | 472.0916 | 515.1672 | 586.7688 | 656.5773
#CAN -National NOx Rate Limit v4.12 | 33 | 7606 | Rate Constraint in lbs/MWh | FALSE | L | Annual | Rate | lb/MMBtu | 0.013166 | 0.012696 | 0.015922 | 0.016301 | 0.018675 | 0.019575 | 0.023121
#CAN -National NOx Rate Limit v4.12 | 33 | 7606 | Rate Constraint in lbs/MWh | FALSE | L | Annual | Generation | TWh | 62.5785 | 74.9677 | 69.4619 | 73.2002 | 79.989 | 90.4191 | 100.3866
#CAN -National NOx Rate Limit v4.12 | 33 | 7606 | Rate Constraint in lbs/MWh | FALSE | L | Annual | Qualifying Generation | TWh | 58.297 | 70.8071 | 65.139 | 68.3509 | 74.3197 | 83.892 | 93.414
#CAN -National NOx Rate Limit v4.12 | 33 | 7606 | Rate Constraint in lbs/MWh | FALSE | L | Annual | Constraint Shadow Price | US2019$/Ton | 0 | 0 | 0 | 0 | 0 | 0 | 0
#CAN -National Small NGas CO2 Rate Limit- v6.20 | 34 | 7662 | Rate Constraint in lbs/MWh | FALSE | L | Annual | Seasons Included | Seasons | Winter, WintShld, Summer | Winter, WintShld, Summer | Winter, WintShld, Summer | Winter, WintShld, Summer | Winter, WintShld, Summer | Winter, WintShld, Summer | Winter, WintShld, Summer
#CAN -National Small NGas CO2 Rate Limit- v6.20 | 34 | 7662 | Rate Constraint in lbs/MWh | FALSE | L | Annual | Standard CO2 | lb/MWh | 1212.541 | 1212.541 | 1212.541 | 1212.541 | 1212.541 | 1212.541 | 1212.541
#CAN -National Small NGas CO2 Rate Limit- v6.20 | 34 | 7662 | Rate Constraint in lbs/MWh | FALSE | L | Annual | Emissions at Affected Plants CO2 | Thousand Tons | 8436.276 | 9271.5201 | 8377.9517 | 9770.8965 | 10766.146 | 12634.7196 | 13728.6545
#CAN -National Small NGas CO2 Rate Limit- v6.20 | 34 | 7662 | Rate Constraint in lbs/MWh | FALSE | L | Annual | Allowances Purchased CO2 | Thousand Tons | 0 | 0 | 0 | 0 | 0 | 0 | 0
#CAN -National Small NGas CO2 Rate Limit- v6.20 | 34 | 7662 | Rate Constraint in lbs/MWh | FALSE | L | Annual | Allowances Sold CO2 | Thousand Tons | 0 | 0 | 0 | 0 | 0 | 0 | 0
#CAN -National Small NGas CO2 Rate Limit- v6.20 | 34 | 7662 | Rate Constraint in lbs/MWh | FALSE | L | Annual | Allowances Banked | Thousand Tons | 0 | 0 | 0 | 0 | 0 | 0 | 0
#CAN -National Small NGas CO2 Rate Limit- v6.20 | 34 | 7662 | Rate Constraint in lbs/MWh | FALSE | L | Annual | Allowances Withdrawn (1:1) | Thousand Tons | 0 | 0 | 0 | 0 | 0 | 0 | 0
#CAN -National Small NGas CO2 Rate Limit- v6.20 | 34 | 7662 | Rate Constraint in lbs/MWh | FALSE | L | Annual | Allowances Withdrawn (n:1) | Thousand Tons | 0 | 0 | 0 | 0 | 0 | 0 | 0
#CAN -National Small NGas CO2 Rate Limit- v6.20 | 34 | 7662 | Rate Constraint in lbs/MWh | FALSE | L | Annual | Net Emissions Allowance Position | Thousand Tons | 8436.276 | 9271.5201 | 8377.9517 | 9770.8965 | 10766.146 | 12634.7196 | 13728.6545
#CAN -National Small NGas CO2 Rate Limit- v6.20 | 34 | 7662 | Rate Constraint in lbs/MWh | FALSE | L | Annual | Fuel Consumed | TBtu | 107.4952 | 119.3546 | 106.8113 | 124.8656 | 136.8091 | 158.3658 | 171.7912
#CAN -National Small NGas CO2 Rate Limit- v6.20 | 34 | 7662 | Rate Constraint in lbs/MWh | FALSE | L | Annual | Rate | lb/MMBtu | 156.961 | 155.3609 | 156.8738 | 156.5027 | 157.3894 | 159.5637 | 159.8295
#CAN -National Small NGas CO2 Rate Limit- v6.20 | 34 | 7662 | Rate Constraint in lbs/MWh | FALSE | L | Annual | Generation | TWh | 15.883 | 17.495 | 15.4717 | 18.0952 | 19.6043 | 22.0665 | 23.55
#CAN -National Small NGas CO2 Rate Limit- v6.20 | 34 | 7662 | Rate Constraint in lbs/MWh | FALSE | L | Annual | Qualifying Generation | TWh | 15.883 | 17.495 | 15.4717 | 18.0952 | 19.6043 | 22.0665 | 23.55
#CAN -National Small NGas CO2 Rate Limit- v6.20 | 34 | 7662 | Rate Constraint in lbs/MWh | FALSE | L | Annual | Constraint Shadow Price | US2019$/Ton | 0 | 0 | 0 | 0 | 0 | 0 | 0
#CAN -National SO2 Rate Limit v4.12 | 35 | 7605 | Rate Constraint in lbs/MWh | FALSE | L | Annual | Seasons Included | Seasons | Winter, WintShld, Summer | Winter, WintShld, Summer | Winter, WintShld, Summer | Winter, WintShld, Summer | Winter, WintShld, Summer | Winter, WintShld, Summer | Winter, WintShld, Summer
#CAN -National SO2 Rate Limit v4.12 | 35 | 7605 | Rate Constraint in lbs/MWh | FALSE | L | Annual | Standard SO2 | lb/MWh | 9.3476 | 9.3476 | 9.3476 | 9.3476 | 9.3476 | 9.3476 | 9.3476
#CAN -National SO2 Rate Limit v4.12 | 35 | 7605 | Rate Constraint in lbs/MWh | FALSE | L | Annual | Emissions at Affected Plants SO2 | Thousand Tons | 0.10472 | 0.10472 | 0.10472 | 0.10472 | 0.10472 | 0.10472 | 0.10472
#CAN -National SO2 Rate Limit v4.12 | 35 | 7605 | Rate Constraint in lbs/MWh | FALSE | L | Annual | Allowances Purchased SO2 | Thousand Tons | 0 | 0 | 0 | 0 | 0 | 0 | 0
#CAN -National SO2 Rate Limit v4.12 | 35 | 7605 | Rate Constraint in lbs/MWh | FALSE | L | Annual | Allowances Sold SO2 | Thousand Tons | 0 | 0 | 0 | 0 | 0 | 0 | 0
#CAN -National SO2 Rate Limit v4.12 | 35 | 7605 | Rate Constraint in lbs/MWh | FALSE | L | Annual | Allowances Banked | Thousand Tons | 0 | 0 | 0 | 0 | 0 | 0 | 0
#CAN -National SO2 Rate Limit v4.12 | 35 | 7605 | Rate Constraint in lbs/MWh | FALSE | L | Annual | Allowances Withdrawn (1:1) | Thousand Tons | 0 | 0 | 0 | 0 | 0 | 0 | 0
#CAN -National SO2 Rate Limit v4.12 | 35 | 7605 | Rate Constraint in lbs/MWh | FALSE | L | Annual | Allowances Withdrawn (n:1) | Thousand Tons | 0 | 0 | 0 | 0 | 0 | 0 | 0
#CAN -National SO2 Rate Limit v4.12 | 35 | 7605 | Rate Constraint in lbs/MWh | FALSE | L | Annual | Net Emissions Allowance Position | Thousand Tons | 0.10472 | 0.10472 | 0.10472 | 0.10472 | 0.10472 | 0.10472 | 0.10472
#CAN -National SO2 Rate Limit v4.12 | 35 | 7605 | Rate Constraint in lbs/MWh | FALSE | L | Annual | Fuel Consumed | TBtu | 396.8111 | 487.7427 | 449.2917 | 472.0916 | 515.1672 | 586.7688 | 656.5773
#CAN -National SO2 Rate Limit v4.12 | 35 | 7605 | Rate Constraint in lbs/MWh | FALSE | L | Annual | Rate | lb/MMBtu | 0.00052779 | 0.00042939 | 0.00046614 | 0.00044363 | 0.00040654 | 0.00035693 | 0.00031898
#CAN -National SO2 Rate Limit v4.12 | 35 | 7605 | Rate Constraint in lbs/MWh | FALSE | L | Annual | Generation | TWh | 62.5785 | 74.9677 | 69.4619 | 73.2002 | 79.989 | 90.4191 | 100.3866
#CAN -National SO2 Rate Limit v4.12 | 35 | 7605 | Rate Constraint in lbs/MWh | FALSE | L | Annual | Qualifying Generation | TWh | 58.297 | 70.8071 | 65.139 | 68.3509 | 74.3197 | 83.892 | 93.414
#CAN -National SO2 Rate Limit v4.12 | 35 | 7605 | Rate Constraint in lbs/MWh | FALSE | L | Annual | Constraint Shadow Price | US2019$/Ton | 0 | 0 | 0 | 0 | 0 | 0 | 0
#CAN RPS v6.20- CNAB | 36 | 7565 | Generation Constraint in GWh | FALSE | G | Annual | Seasons Included | Seasons | Winter, WintShld, Summer | Winter, WintShld, Summer | Winter, WintShld, Summer | Winter, WintShld, Summer | Winter, WintShld, Summer | Winter, WintShld, Summer | Winter, WintShld, Summer
#CAN RPS v6.20- CNAB | 36 | 7565 | Generation Constraint in GWh | FALSE | G | Annual | Standard GWh | GWh | 0 | 25428.5463 | 26329.738 | 26715.1733 | 27433.762 | 28612.0969 | 29838.2331
#CAN RPS v6.20- CNAB | 36 | 7565 | Generation Constraint in GWh | FALSE | G | Annual | Emissions at Affected Plants | GWh | 28529.2853 | 28529.3357 | 28529.2853 | 28529.2799 | 28884.1778 | 28884.3434 | 29838.2331
#CAN RPS v6.20- CNAB | 36 | 7565 | Generation Constraint in GWh | FALSE | G | Annual | Allowances Purchased | GWh | 0 | 0 | 0 | 0 | 0 | 0 | 0
#CAN RPS v6.20- CNAB | 36 | 7565 | Generation Constraint in GWh | FALSE | G | Annual | Allowances Sold | GWh | 0 | 0 | 0 | 0 | 0 | 0 | 0
#CAN RPS v6.20- CNAB | 36 | 7565 | Generation Constraint in GWh | FALSE | G | Annual | Allowances Banked | GWh | 0 | 0 | 0 | 0 | 0 | 0 | 0
#CAN RPS v6.20- CNAB | 36 | 7565 | Generation Constraint in GWh | FALSE | G | Annual | Allowances Withdrawn (1:1) | GWh | 0 | 0 | 0 | 0 | 0 | 0 | 0
#CAN RPS v6.20- CNAB | 36 | 7565 | Generation Constraint in GWh | FALSE | G | Annual | Allowances Withdrawn (n:1) | GWh | 0 | 0 | 0 | 0 | 0 | 0 | 0
#CAN RPS v6.20- CNAB | 36 | 7565 | Generation Constraint in GWh | FALSE | G | Annual | Net Emissions Allowance Position | GWh | 28529.2853 | 28529.3357 | 28529.2853 | 28529.2799 | 28884.1778 | 28884.3434 | 29838.2331
#CAN RPS v6.20- CNAB | 36 | 7565 | Generation Constraint in GWh | FALSE | G | Annual | Fuel Consumed | TBtu | 0.51188 | 0.51231 | 0.51188 | 0.51184 | 3.5331 | 3.5345 | 3.5345
#CAN RPS v6.20- CNAB | 36 | 7565 | Generation Constraint in GWh | FALSE | G | Annual | Heat Rate | MMBtu/MWh | 0.017942 | 0.017957 | 0.017942 | 0.017941 | 0.12232 | 0.12237 | 0.11846
#CAN RPS v6.20- CNAB | 36 | 7565 | Generation Constraint in GWh | FALSE | G | Annual | Generation | TWh | 28.5293 | 28.5293 | 28.5293 | 28.5293 | 28.8842 | 28.8843 | 29.8382
#CAN RPS v6.20- CNAB | 36 | 7565 | Generation Constraint in GWh | FALSE | G | Annual | Qualifying Generation | TWh | 28.5293 | 28.5293 | 28.5293 | 28.5293 | 28.8842 | 28.8843 | 29.8382
#CAN RPS v6.20- CNAB | 36 | 7565 | Generation Constraint in GWh | FALSE | G | Annual | Rate | lb/MWh | 0 | 0 | 0 | 0 | 0 | 0 | 0
#CAN RPS v6.20- CNAB | 36 | 7565 | Generation Constraint in GWh | FALSE | G | Annual | Constraint Shadow Price | US2019$/MWh | 0 | 0 | 0 | 0 | 0 | 0 | 14.2968
#CAN RPS v6.20- CNBC | 37 | 7564 | Generation Constraint in GWh | FALSE | G | Annual | Seasons Included | Seasons | Winter, WintShld, Summer | Winter, WintShld, Summer | Winter, WintShld, Summer | Winter, WintShld, Summer | Winter, WintShld, Summer | Winter, WintShld, Summer | Winter, WintShld, Summer
#CAN RPS v6.20- CNBC | 37 | 7564 | Generation Constraint in GWh | FALSE | G | Annual | Standard GWh | GWh | 59884.5412 | 60675.4012 | 64507.8531 | 67783.2878 | 70844.7612 | 73445.6106 | 76134.7712
#CAN RPS v6.20- CNBC | 37 | 7564 | Generation Constraint in GWh | FALSE | G | Annual | Emissions at Affected Plants | GWh | 78480.3033 | 78480.3033 | 78480.3033 | 78480.3033 | 78945.4593 | 78945.4593 | 78945.4593
#CAN RPS v6.20- CNBC | 37 | 7564 | Generation Constraint in GWh | FALSE | G | Annual | Allowances Purchased | GWh | 0 | 0 | 0 | 0 | 0 | 0 | 0
#CAN RPS v6.20- CNBC | 37 | 7564 | Generation Constraint in GWh | FALSE | G | Annual | Allowances Sold | GWh | 0 | 0 | 0 | 0 | 0 | 0 | 0
#CAN RPS v6.20- CNBC | 37 | 7564 | Generation Constraint in GWh | FALSE | G | Annual | Allowances Banked | GWh | 0 | 0 | 0 | 0 | 0 | 0 | 0
#CAN RPS v6.20- CNBC | 37 | 7564 | Generation Constraint in GWh | FALSE | G | Annual | Allowances Withdrawn (1:1) | GWh | 0 | 0 | 0 | 0 | 0 | 0 | 0
#CAN RPS v6.20- CNBC | 37 | 7564 | Generation Constraint in GWh | FALSE | G | Annual | Allowances Withdrawn (n:1) | GWh | 0 | 0 | 0 | 0 | 0 | 0 | 0
#CAN RPS v6.20- CNBC | 37 | 7564 | Generation Constraint in GWh | FALSE | G | Annual | Net Emissions Allowance Position | GWh | 78480.3033 | 78480.3033 | 78480.3033 | 78480.3033 | 78945.4593 | 78945.4593 | 78945.4593
#CAN RPS v6.20- CNBC | 37 | 7564 | Generation Constraint in GWh | FALSE | G | Annual | Fuel Consumed | TBtu | 2.1575 | 2.1575 | 2.1575 | 2.1575 | 6.1174 | 6.1174 | 6.1174
#CAN RPS v6.20- CNBC | 37 | 7564 | Generation Constraint in GWh | FALSE | G | Annual | Heat Rate | MMBtu/MWh | 0.027491 | 0.027491 | 0.027491 | 0.027491 | 0.077489 | 0.077489 | 0.077489
#CAN RPS v6.20- CNBC | 37 | 7564 | Generation Constraint in GWh | FALSE | G | Annual | Generation | TWh | 78.4803 | 78.4803 | 78.4803 | 78.4803 | 78.9455 | 78.9455 | 78.9455
#CAN RPS v6.20- CNBC | 37 | 7564 | Generation Constraint in GWh | FALSE | G | Annual | Qualifying Generation | TWh | 78.4803 | 78.4803 | 78.4803 | 78.4803 | 78.9455 | 78.9455 | 78.9455
#CAN RPS v6.20- CNBC | 37 | 7564 | Generation Constraint in GWh | FALSE | G | Annual | Rate | lb/MWh | 0 | 0 | 0 | 0 | 0 | 0 | 0
#CAN RPS v6.20- CNBC | 37 | 7564 | Generation Constraint in GWh | FALSE | G | Annual | Constraint Shadow Price | US2019$/MWh | 0 | 0 | 0 | 0 | 0 | 0 | 0
#CAN RPS v6.20- CNNB | 38 | 7567 | Generation Constraint in GWh | FALSE | G | Annual | Seasons Included | Seasons | Winter, WintShld, Summer | Winter, WintShld, Summer | Winter, WintShld, Summer | Winter, WintShld, Summer | Winter, WintShld, Summer | Winter, WintShld, Summer | Winter, WintShld, Summer
#CAN RPS v6.20- CNNB | 38 | 7567 | Generation Constraint in GWh | FALSE | G | Annual | Standard GWh | GWh | 5349.8881 | 5316.2436 | 3917.3106 | 3996.2795 | 4100.8027 | 4205.9395 | 4203.4708
#CAN RPS v6.20- CNNB | 38 | 7567 | Generation Constraint in GWh | FALSE | G | Annual | Emissions at Affected Plants | GWh | 5349.8881 | 5316.2436 | 4815.5963 | 4815.5963 | 4815.5963 | 5378.8883 | 5936.0724
#CAN RPS v6.20- CNNB | 38 | 7567 | Generation Constraint in GWh | FALSE | G | Annual | Allowances Purchased | GWh | 0 | 0 | 0 | 0 | 0 | 0 | 0
#CAN RPS v6.20- CNNB | 38 | 7567 | Generation Constraint in GWh | FALSE | G | Annual | Allowances Sold | GWh | 0 | 0 | 0 | 0 | 0 | 0 | 0
#CAN RPS v6.20- CNNB | 38 | 7567 | Generation Constraint in GWh | FALSE | G | Annual | Allowances Banked | GWh | 0 | 0 | 0 | 0 | 0 | 0 | 0
#CAN RPS v6.20- CNNB | 38 | 7567 | Generation Constraint in GWh | FALSE | G | Annual | Allowances Withdrawn (1:1) | GWh | 0 | 0 | 0 | 0 | 0 | 0 | 0
#CAN RPS v6.20- CNNB | 38 | 7567 | Generation Constraint in GWh | FALSE | G | Annual | Allowances Withdrawn (n:1) | GWh | 0 | 0 | 0 | 0 | 0 | 0 | 0
#CAN RPS v6.20- CNNB | 38 | 7567 | Generation Constraint in GWh | FALSE | G | Annual | Net Emissions Allowance Position | GWh | 5349.8881 | 5316.2436 | 4815.5963 | 4815.5963 | 4815.5963 | 5378.8883 | 5936.0724
#CAN RPS v6.20- CNNB | 38 | 7567 | Generation Constraint in GWh | FALSE | G | Annual | Fuel Consumed | TBtu | 5.602 | 10.9507 | 0 | 0 | 0 | 0.19549 | 0.19781
#CAN RPS v6.20- CNNB | 38 | 7567 | Generation Constraint in GWh | FALSE | G | Annual | Heat Rate | MMBtu/MWh | 0.83478 | 1.7509 | 0 | 0 | 0 | 0.036344 | 0.033323
#CAN RPS v6.20- CNNB | 38 | 7567 | Generation Constraint in GWh | FALSE | G | Annual | Generation | TWh | 6.7107 | 6.2544 | 4.8156 | 4.8156 | 4.8156 | 5.3789 | 5.9361
#CAN RPS v6.20- CNNB | 38 | 7567 | Generation Constraint in GWh | FALSE | G | Annual | Qualifying Generation | TWh | 5.3499 | 5.3162 | 4.8156 | 4.8156 | 4.8156 | 5.3789 | 5.9361
#CAN RPS v6.20- CNNB | 38 | 7567 | Generation Constraint in GWh | FALSE | G | Annual | Rate | lb/MWh | 0 | 0 | 0 | 0 | 0 | 0 | 0
#CAN RPS v6.20- CNNB | 38 | 7567 | Generation Constraint in GWh | FALSE | G | Annual | Constraint Shadow Price | US2019$/MWh | 10.624 | 4.0243 | 0 | 0 | 0 | 0 | 0
#CAN RPS v6.20- CNNS | 39 | 7568 | Generation Constraint in GWh | FALSE | G | Annual | Seasons Included | Seasons | Winter, WintShld, Summer | Winter, WintShld, Summer | Winter, WintShld, Summer | Winter, WintShld, Summer | Winter, WintShld, Summer | Winter, WintShld, Summer | Winter, WintShld, Summer
#CAN RPS v6.20- CNNS | 39 | 7568 | Generation Constraint in GWh | FALSE | G | Annual | Standard GWh | GWh | 4401.5942 | 4402.0311 | 4566.0724 | 4649.1405 | 4609.2545 | 4642.704 | 4675.9557
#CAN RPS v6.20- CNNS | 39 | 7568 | Generation Constraint in GWh | FALSE | G | Annual | Emissions at Affected Plants | GWh | 4401.5942 | 4402.0311 | 4566.0724 | 4649.1405 | 4609.2545 | 4642.704 | 4675.9557
#CAN RPS v6.20- CNNS | 39 | 7568 | Generation Constraint in GWh | FALSE | G | Annual | Allowances Purchased | GWh | 0 | 0 | 0 | 0 | 0 | 0 | 0
#CAN RPS v6.20- CNNS | 39 | 7568 | Generation Constraint in GWh | FALSE | G | Annual | Allowances Sold | GWh | 0 | 0 | 0 | 0 | 0 | 0 | 0
#CAN RPS v6.20- CNNS | 39 | 7568 | Generation Constraint in GWh | FALSE | G | Annual | Allowances Banked | GWh | 0 | 0 | 0 | 0 | 0 | 0 | 0
#CAN RPS v6.20- CNNS | 39 | 7568 | Generation Constraint in GWh | FALSE | G | Annual | Allowances Withdrawn (1:1) | GWh | 0 | 0 | 0 | 0 | 0 | 0 | 0
#CAN RPS v6.20- CNNS | 39 | 7568 | Generation Constraint in GWh | FALSE | G | Annual | Allowances Withdrawn (n:1) | GWh | 0 | 0 | 0 | 0 | 0 | 0 | 0
#CAN RPS v6.20- CNNS | 39 | 7568 | Generation Constraint in GWh | FALSE | G | Annual | Net Emissions Allowance Position | GWh | 4401.5942 | 4402.0311 | 4566.0724 | 4649.1405 | 4609.2545 | 4642.704 | 4675.9557
#CAN RPS v6.20- CNNS | 39 | 7568 | Generation Constraint in GWh | FALSE | G | Annual | Fuel Consumed | TBtu | 0.79713 | 0.33558 | 0.33236 | 0.33217 | 0.33217 | 0.32991 | 0.32608
#CAN RPS v6.20- CNNS | 39 | 7568 | Generation Constraint in GWh | FALSE | G | Annual | Heat Rate | MMBtu/MWh | 0.1811 | 0.047961 | 0.047504 | 0.041265 | 0.039772 | 0.035567 | 0.034812
#CAN RPS v6.20- CNNS | 39 | 7568 | Generation Constraint in GWh | FALSE | G | Annual | Generation | TWh | 4.4016 | 6.997 | 6.9966 | 8.0497 | 8.3519 | 9.2758 | 9.3671
#CAN RPS v6.20- CNNS | 39 | 7568 | Generation Constraint in GWh | FALSE | G | Annual | Qualifying Generation | TWh | 4.4016 | 4.402 | 4.5661 | 4.6491 | 4.6093 | 4.6427 | 4.676
#CAN RPS v6.20- CNNS | 39 | 7568 | Generation Constraint in GWh | FALSE | G | Annual | Rate | lb/MWh | 0 | 0 | 0 | 0 | 0 | 0 | 0
#CAN RPS v6.20- CNNS | 39 | 7568 | Generation Constraint in GWh | FALSE | G | Annual | Constraint Shadow Price | US2019$/MWh | 12.927 | 4.0243 | 0 | 0 | 0 | 0 | 0
#CAN RPS v6.20- CNPE | 40 | 7569 | Generation Constraint in GWh | FALSE | G | Annual | Seasons Included | Seasons | Winter, WintShld, Summer | Winter, WintShld, Summer | Winter, WintShld, Summer | Winter, WintShld, Summer | Winter, WintShld, Summer | Winter, WintShld, Summer | Winter, WintShld, Summer
#CAN RPS v6.20- CNPE | 40 | 7569 | Generation Constraint in GWh | FALSE | G | Annual | Standard GWh | GWh | 572.7527 | 581.3031 | 627.8733 | 676.6798 | 714.5161 | 759.3255 | 806.869
#CAN RPS v6.20- CNPE | 40 | 7569 | Generation Constraint in GWh | FALSE | G | Annual | Emissions at Affected Plants | GWh | 572.7527 | 581.3031 | 650.4185 | 676.6798 | 714.5161 | 759.3255 | 806.869
#CAN RPS v6.20- CNPE | 40 | 7569 | Generation Constraint in GWh | FALSE | G | Annual | Allowances Purchased | GWh | 0 | 0 | 0 | 0 | 0 | 0 | 0
#CAN RPS v6.20- CNPE | 40 | 7569 | Generation Constraint in GWh | FALSE | G | Annual | Allowances Sold | GWh | 0 | 0 | 0 | 0 | 0 | 0 | 0
#CAN RPS v6.20- CNPE | 40 | 7569 | Generation Constraint in GWh | FALSE | G | Annual | Allowances Banked | GWh | 0 | 0 | 0 | 0 | 0 | 0 | 0
#CAN RPS v6.20- CNPE | 40 | 7569 | Generation Constraint in GWh | FALSE | G | Annual | Allowances Withdrawn (1:1) | GWh | 0 | 0 | 0 | 0 | 0 | 0 | 0
#CAN RPS v6.20- CNPE | 40 | 7569 | Generation Constraint in GWh | FALSE | G | Annual | Allowances Withdrawn (n:1) | GWh | 0 | 0 | 0 | 0 | 0 | 0 | 0
#CAN RPS v6.20- CNPE | 40 | 7569 | Generation Constraint in GWh | FALSE | G | Annual | Net Emissions Allowance Position | GWh | 572.7527 | 581.3031 | 650.4185 | 676.6798 | 714.5161 | 759.3255 | 806.869
#CAN RPS v6.20- CNPE | 40 | 7569 | Generation Constraint in GWh | FALSE | G | Annual | Fuel Consumed | TBtu | 0 | 0 | 0 | 0 | 0 | 0 | 0
#CAN RPS v6.20- CNPE | 40 | 7569 | Generation Constraint in GWh | FALSE | G | Annual | Heat Rate | MMBtu/MWh | 0 | 0 | 0 | 0 | 0 | 0 | 0
#CAN RPS v6.20- CNPE | 40 | 7569 | Generation Constraint in GWh | FALSE | G | Annual | Generation | TWh | 0.65042 | 0.65042 | 0.65042 | 0.67668 | 0.71452 | 0.75933 | 0.80687
#CAN RPS v6.20- CNPE | 40 | 7569 | Generation Constraint in GWh | FALSE | G | Annual | Qualifying Generation | TWh | 0.57275 | 0.5813 | 0.65042 | 0.67668 | 0.71452 | 0.75933 | 0.80687
#CAN RPS v6.20- CNPE | 40 | 7569 | Generation Constraint in GWh | FALSE | G | Annual | Rate | lb/MWh | 0 | 0 | 0 | 0 | 0 | 0 | 0
#CAN RPS v6.20- CNPE | 40 | 7569 | Generation Constraint in GWh | FALSE | G | Annual | Constraint Shadow Price | US2019$/MWh | 10.624 | 4.0243 | 0 | 4.9883 | 3.1624 | 2.6988 | 2.0844
#CAN RPS v6.20- CNSK | 41 | 7566 | Generation Constraint in GWh | FALSE | G | Annual | Seasons Included | Seasons | Winter, WintShld, Summer | Winter, WintShld, Summer | Winter, WintShld, Summer | Winter, WintShld, Summer | Winter, WintShld, Summer | Winter, WintShld, Summer | Winter, WintShld, Summer
#CAN RPS v6.20- CNSK | 41 | 7566 | Generation Constraint in GWh | FALSE | G | Annual | Standard GWh | GWh | 9340.9993 | 11796.5543 | 12107.253 | 12352.2781 | 12790.3311 | 13395.1774 | 14027.3052
#CAN RPS v6.20- CNSK | 41 | 7566 | Generation Constraint in GWh | FALSE | G | Annual | Emissions at Affected Plants | GWh | 9340.9993 | 11796.5543 | 12107.253 | 12352.2781 | 12790.3311 | 13395.1774 | 14027.3052
#CAN RPS v6.20- CNSK | 41 | 7566 | Generation Constraint in GWh | FALSE | G | Annual | Allowances Purchased | GWh | 0 | 0 | 0 | 0 | 0 | 0 | 0
#CAN RPS v6.20- CNSK | 41 | 7566 | Generation Constraint in GWh | FALSE | G | Annual | Allowances Sold | GWh | 0 | 0 | 0 | 0 | 0 | 0 | 0
#CAN RPS v6.20- CNSK | 41 | 7566 | Generation Constraint in GWh | FALSE | G | Annual | Allowances Banked | GWh | 0 | 0 | 0 | 0 | 0 | 0 | 0
#CAN RPS v6.20- CNSK | 41 | 7566 | Generation Constraint in GWh | FALSE | G | Annual | Allowances Withdrawn (1:1) | GWh | 0 | 0 | 0 | 0 | 0 | 0 | 0
#CAN RPS v6.20- CNSK | 41 | 7566 | Generation Constraint in GWh | FALSE | G | Annual | Allowances Withdrawn (n:1) | GWh | 0 | 0 | 0 | 0 | 0 | 0 | 0
#CAN RPS v6.20- CNSK | 41 | 7566 | Generation Constraint in GWh | FALSE | G | Annual | Net Emissions Allowance Position | GWh | 9340.9993 | 11796.5543 | 12107.253 | 12352.2781 | 12790.3311 | 13395.1774 | 14027.3052
#CAN RPS v6.20- CNSK | 41 | 7566 | Generation Constraint in GWh | FALSE | G | Annual | Fuel Consumed | TBtu | 6.9338 | 6.9338 | 6.9338 | 2.482 | 2.482 | 0.26847 | 0.26847
#CAN RPS v6.20- CNSK | 41 | 7566 | Generation Constraint in GWh | FALSE | G | Annual | Heat Rate | MMBtu/MWh | 0.74229 | 0.58778 | 0.57269 | 0.20093 | 0.19405 | 0.020042 | 0.019139
#CAN RPS v6.20- CNSK | 41 | 7566 | Generation Constraint in GWh | FALSE | G | Annual | Generation | TWh | 9.341 | 11.7966 | 12.1073 | 12.3523 | 12.7903 | 13.3952 | 14.0273
#CAN RPS v6.20- CNSK | 41 | 7566 | Generation Constraint in GWh | FALSE | G | Annual | Qualifying Generation | TWh | 9.341 | 11.7966 | 12.1073 | 12.3523 | 12.7903 | 13.3952 | 14.0273
#CAN RPS v6.20- CNSK | 41 | 7566 | Generation Constraint in GWh | FALSE | G | Annual | Rate | lb/MWh | 0 | 0 | 0 | 0 | 0 | 0 | 0
#CAN RPS v6.20- CNSK | 41 | 7566 | Generation Constraint in GWh | FALSE | G | Annual | Constraint Shadow Price | US2019$/MWh | 42.186 | 23.824 | 15.7368 | 11.9011 | 9.9064 | 8.1397 | 7.0833
#CAN Trenton 1-2 - SO2 Rate Annual v3.1 | 42 | 7638 | Rate Constraint in lbs/MMBtu | FALSE | L | Annual | Seasons Included | Seasons | Winter, WintShld, Summer | Winter, WintShld, Summer | Winter, WintShld, Summer | Winter, WintShld, Summer | Winter, WintShld, Summer | Winter, WintShld, Summer | Winter, WintShld, Summer
#CAN Trenton 1-2 - SO2 Rate Annual v3.1 | 42 | 7638 | Rate Constraint in lbs/MMBtu | FALSE | L | Annual | Standard SO2 | lb/MMBtu | 3.2097 | 3.2097 | 3.2097 | 3.2097 | 3.2097 | 3.2097 | 3.2097
#CAN Trenton 1-2 - SO2 Rate Annual v3.1 | 42 | 7638 | Rate Constraint in lbs/MMBtu | FALSE | L | Annual | Emissions at Affected Plants SO2 | Thousand Tons | 0 | 0 | 0 | 0 | 0 | 0 | 0
#CAN Trenton 1-2 - SO2 Rate Annual v3.1 | 42 | 7638 | Rate Constraint in lbs/MMBtu | FALSE | L | Annual | Allowances Purchased SO2 | Thousand Tons | 0 | 0 | 0 | 0 | 0 | 0 | 0
#CAN Trenton 1-2 - SO2 Rate Annual v3.1 | 42 | 7638 | Rate Constraint in lbs/MMBtu | FALSE | L | Annual | Allowances Sold SO2 | Thousand Tons | 0 | 0 | 0 | 0 | 0 | 0 | 0
#CAN Trenton 1-2 - SO2 Rate Annual v3.1 | 42 | 7638 | Rate Constraint in lbs/MMBtu | FALSE | L | Annual | Allowances Banked | Thousand Tons | 0 | 0 | 0 | 0 | 0 | 0 | 0
#CAN Trenton 1-2 - SO2 Rate Annual v3.1 | 42 | 7638 | Rate Constraint in lbs/MMBtu | FALSE | L | Annual | Allowances Withdrawn (1:1) | Thousand Tons | 0 | 0 | 0 | 0 | 0 | 0 | 0
#CAN Trenton 1-2 - SO2 Rate Annual v3.1 | 42 | 7638 | Rate Constraint in lbs/MMBtu | FALSE | L | Annual | Allowances Withdrawn (n:1) | Thousand Tons | 0 | 0 | 0 | 0 | 0 | 0 | 0
#CAN Trenton 1-2 - SO2 Rate Annual v3.1 | 42 | 7638 | Rate Constraint in lbs/MMBtu | FALSE | L | Annual | Net Emissions Allowance Position | Thousand Tons | 0 | 0 | 0 | 0 | 0 | 0 | 0
#CAN Trenton 1-2 - SO2 Rate Annual v3.1 | 42 | 7638 | Rate Constraint in lbs/MMBtu | FALSE | L | Annual | Fuel Consumed | TBtu | 0 | 0 | 0 | 0 | 0 | 0 | 0
#CAN Trenton 1-2 - SO2 Rate Annual v3.1 | 42 | 7638 | Rate Constraint in lbs/MMBtu | FALSE | L | Annual | Rate | lb/MMBtu | 0 | 0 | 0 | 0 | 0 | 0 | 0
#CAN Trenton 1-2 - SO2 Rate Annual v3.1 | 42 | 7638 | Rate Constraint in lbs/MMBtu | FALSE | L | Annual | Generation | TWh | 0 | 0 | 0 | 0 | 0 | 0 | 0
#CAN Trenton 1-2 - SO2 Rate Annual v3.1 | 42 | 7638 | Rate Constraint in lbs/MMBtu | FALSE | L | Annual | Qualifying Generation | TWh | 0 | 0 | 0 | 0 | 0 | 0 | 0
#CAN Trenton 1-2 - SO2 Rate Annual v3.1 | 42 | 7638 | Rate Constraint in lbs/MMBtu | FALSE | L | Annual | Rate | lb/MWh | 0 | 0 | 0 | 0 | 0 | 0 | 0
#CAN Trenton 1-2 - SO2 Rate Annual v3.1 | 42 | 7638 | Rate Constraint in lbs/MMBtu | FALSE | L | Annual | Constraint Shadow Price | US2019$/Ton | 0 | 0 | 0 | 0 | 0 | 0 | 0
#MATS - HCL Rate in 2015 | 43 | 7120 | MACT Fuel Choice Floor in lbs/MMBtu | FALSE | L | Annual | Seasons Included | Seasons | Winter, WintShld, Summer | Winter, WintShld, Summer | Winter, WintShld, Summer | Winter, WintShld, Summer | Winter, WintShld, Summer | Winter, WintShld, Summer | Winter, WintShld, Summer
#MATS - HCL Rate in 2015 | 43 | 7120 | MACT Fuel Choice Floor in lbs/MMBtu | FALSE | L | Annual | Emission Floor | lb/MMBtu | 0.002 | 0.002 | 0.002 | 0.002 | 0.002 | 0.002 | 0.002
#MATS - HCL Rate in 2015 | 43 | 7120 | MACT Fuel Choice Floor in lbs/MMBtu | FALSE | L | Annual | Emissions at Affected Plants HCL | Thousand Tons | 2.3156 | 1.0927 | 0.66824 | 0.53852 | 0.022073 | 0.019077 | 0.019135
#MATS - HCL Rate in 2015 | 43 | 7120 | MACT Fuel Choice Floor in lbs/MMBtu | FALSE | L | Annual | Allowances Purchased HCL | Thousand Tons | 0 | 0 | 0 | 0 | 0 | 0 | 0
#MATS - HCL Rate in 2015 | 43 | 7120 | MACT Fuel Choice Floor in lbs/MMBtu | FALSE | L | Annual | Allowances Sold HCL | Thousand Tons | 0 | 0 | 0 | 0 | 0 | 0 | 0
#MATS - HCL Rate in 2015 | 43 | 7120 | MACT Fuel Choice Floor in lbs/MMBtu | FALSE | L | Annual | Allowances Banked | Thousand Tons | 0 | 0 | 0 | 0 | 0 | 0 | 0
#MATS - HCL Rate in 2015 | 43 | 7120 | MACT Fuel Choice Floor in lbs/MMBtu | FALSE | L | Annual | Allowances Withdrawn (1:1) | Thousand Tons | 0 | 0 | 0 | 0 | 0 | 0 | 0
#MATS - HCL Rate in 2015 | 43 | 7120 | MACT Fuel Choice Floor in lbs/MMBtu | FALSE | L | Annual | Allowances Withdrawn (n:1) | Thousand Tons | 0 | 0 | 0 | 0 | 0 | 0 | 0
#MATS - HCL Rate in 2015 | 43 | 7120 | MACT Fuel Choice Floor in lbs/MMBtu | FALSE | L | Annual | Net Emissions Allowance Position | Thousand Tons | 2.3156 | 1.0927 | 0.66824 | 0.53852 | 0.022073 | 0.019077 | 0.019135
#MATS - HCL Rate in 2015 | 43 | 7120 | MACT Fuel Choice Floor in lbs/MMBtu | FALSE | L | Annual | Fuel Consumed | TBtu | 4811.0818 | 2349.7211 | 1336.6227 | 1015.9846 | 56.5458 | 47.1445 | 47.2671
#MATS - HCL Rate in 2015 | 43 | 7120 | MACT Fuel Choice Floor in lbs/MMBtu | FALSE | L | Annual | Rate | lb/MMBtu | 0.00096262 | 0.00093003 | 0.00099989 | 0.0010601 | 0.00078072 | 0.0008093 | 0.00080967
#MATS - HCL Rate in 2015 | 43 | 7120 | MACT Fuel Choice Floor in lbs/MMBtu | FALSE | L | Annual | Generation | TWh | 470.9786 | 190.4777 | 90.6138 | 67.8976 | 4.2111 | 3.357 | 3.3671
#MATS - HCL Rate in 2015 | 43 | 7120 | MACT Fuel Choice Floor in lbs/MMBtu | FALSE | L | Annual | Qualifying Generation | TWh | 470.9786 | 190.4777 | 90.6138 | 67.8976 | 4.2111 | 3.357 | 3.3671
#MATS - HCL Rate in 2015 | 43 | 7120 | MACT Fuel Choice Floor in lbs/MMBtu | FALSE | L | Annual | Constraint Shadow Price | US2019$/Ton | 0 | 0 | 0 | 0 | 0 | 0 | 0
#MATS - HCL Rate in 2015 (IGCC) | 44 | 7121 | MACT Fuel Choice Floor in lbs/MMBtu | FALSE | L | Annual | Seasons Included | Seasons | Winter, WintShld, Summer | Winter, WintShld, Summer | Winter, WintShld, Summer | Winter, WintShld, Summer | Winter, WintShld, Summer | Winter, WintShld, Summer | Winter, WintShld, Summer
#MATS - HCL Rate in 2015 (IGCC) | 44 | 7121 | MACT Fuel Choice Floor in lbs/MMBtu | FALSE | L | Annual | Emission Floor | lb/MMBtu | 0.005 | 0.005 | 0.005 | 0.005 | 0.005 | 0.005 | 0.005
#MATS - HCL Rate in 2015 (IGCC) | 44 | 7121 | MACT Fuel Choice Floor in lbs/MMBtu | FALSE | L | Annual | Emissions at Affected Plants HCL | Thousand Tons | 0.02119 | 0.023681 | 0 | 0 | 0 | 0 | 0
#MATS - HCL Rate in 2015 (IGCC) | 44 | 7121 | MACT Fuel Choice Floor in lbs/MMBtu | FALSE | L | Annual | Allowances Purchased HCL | Thousand Tons | 0 | 0 | 0 | 0 | 0 | 0 | 0
#MATS - HCL Rate in 2015 (IGCC) | 44 | 7121 | MACT Fuel Choice Floor in lbs/MMBtu | FALSE | L | Annual | Allowances Sold HCL | Thousand Tons | 0 | 0 | 0 | 0 | 0 | 0 | 0
#MATS - HCL Rate in 2015 (IGCC) | 44 | 7121 | MACT Fuel Choice Floor in lbs/MMBtu | FALSE | L | Annual | Allowances Banked | Thousand Tons | 0 | 0 | 0 | 0 | 0 | 0 | 0
#MATS - HCL Rate in 2015 (IGCC) | 44 | 7121 | MACT Fuel Choice Floor in lbs/MMBtu | FALSE | L | Annual | Allowances Withdrawn (1:1) | Thousand Tons | 0 | 0 | 0 | 0 | 0 | 0 | 0
#MATS - HCL Rate in 2015 (IGCC) | 44 | 7121 | MACT Fuel Choice Floor in lbs/MMBtu | FALSE | L | Annual | Allowances Withdrawn (n:1) | Thousand Tons | 0 | 0 | 0 | 0 | 0 | 0 | 0
#MATS - HCL Rate in 2015 (IGCC) | 44 | 7121 | MACT Fuel Choice Floor in lbs/MMBtu | FALSE | L | Annual | Net Emissions Allowance Position | Thousand Tons | 0.02119 | 0.023681 | 0 | 0 | 0 | 0 | 0
#MATS - HCL Rate in 2015 (IGCC) | 44 | 7121 | MACT Fuel Choice Floor in lbs/MMBtu | FALSE | L | Annual | Fuel Consumed | TBtu | 42.3808 | 47.3612 | 0 | 0 | 0 | 0 | 0
#MATS - HCL Rate in 2015 (IGCC) | 44 | 7121 | MACT Fuel Choice Floor in lbs/MMBtu | FALSE | L | Annual | Rate | lb/MMBtu | 0.001 | 0.001 | 0 | 0 | 0 | 0 | 0
#MATS - HCL Rate in 2015 (IGCC) | 44 | 7121 | MACT Fuel Choice Floor in lbs/MMBtu | FALSE | L | Annual | Generation | TWh | 3.7271 | 4.1651 | 0 | 0 | 0 | 0 | 0
#MATS - HCL Rate in 2015 (IGCC) | 44 | 7121 | MACT Fuel Choice Floor in lbs/MMBtu | FALSE | L | Annual | Qualifying Generation | TWh | 3.7271 | 4.1651 | 0 | 0 | 0 | 0 | 0
#MATS - HCL Rate in 2015 (IGCC) | 44 | 7121 | MACT Fuel Choice Floor in lbs/MMBtu | FALSE | L | Annual | Constraint Shadow Price | US2019$/Ton | 0 | 0 | 0 | 0 | 0 | 0 | 0
#MATS - HCL Rate in 2015 (PK) | 45 | 7122 | MACT Fuel Choice Floor in lbs/MMBtu | FALSE | L | Annual | Seasons Included | Seasons | Winter, WintShld, Summer | Winter, WintShld, Summer | Winter, WintShld, Summer | Winter, WintShld, Summer | Winter, WintShld, Summer | Winter, WintShld, Summer | Winter, WintShld, Summer
#MATS - HCL Rate in 2015 (PK) | 45 | 7122 | MACT Fuel Choice Floor in lbs/MMBtu | FALSE | L | Annual | Emission Floor | lb/MMBtu | 0.0005 | 0.0005 | 0.0005 | 0.0005 | 0.0005 | 0.0005 | 0.0005
#MATS - HCL Rate in 2015 (PK) | 45 | 7122 | MACT Fuel Choice Floor in lbs/MMBtu | FALSE | L | Annual | Emissions at Affected Plants HCL | Thousand Tons | 2.2937 | 1.0747 | 0.64821 | 0.51849 | 0.018418 | 0.016133 | 0.016191
#MATS - HCL Rate in 2015 (PK) | 45 | 7122 | MACT Fuel Choice Floor in lbs/MMBtu | FALSE | L | Annual | Allowances Purchased HCL | Thousand Tons | 0 | 0 | 0 | 0 | 0 | 0 | 0
#MATS - HCL Rate in 2015 (PK) | 45 | 7122 | MACT Fuel Choice Floor in lbs/MMBtu | FALSE | L | Annual | Allowances Sold HCL | Thousand Tons | 0 | 0 | 0 | 0 | 0 | 0 | 0
#MATS - HCL Rate in 2015 (PK) | 45 | 7122 | MACT Fuel Choice Floor in lbs/MMBtu | FALSE | L | Annual | Allowances Banked | Thousand Tons | 0 | 0 | 0 | 0 | 0 | 0 | 0
#MATS - HCL Rate in 2015 (PK) | 45 | 7122 | MACT Fuel Choice Floor in lbs/MMBtu | FALSE | L | Annual | Allowances Withdrawn (1:1) | Thousand Tons | 0 | 0 | 0 | 0 | 0 | 0 | 0
#MATS - HCL Rate in 2015 (PK) | 45 | 7122 | MACT Fuel Choice Floor in lbs/MMBtu | FALSE | L | Annual | Allowances Withdrawn (n:1) | Thousand Tons | 0 | 0 | 0 | 0 | 0 | 0 | 0
#MATS - HCL Rate in 2015 (PK) | 45 | 7122 | MACT Fuel Choice Floor in lbs/MMBtu | FALSE | L | Annual | Net Emissions Allowance Position | Thousand Tons | 2.2937 | 1.0747 | 0.64821 | 0.51849 | 0.018418 | 0.016133 | 0.016191
#MATS - HCL Rate in 2015 (PK) | 45 | 7122 | MACT Fuel Choice Floor in lbs/MMBtu | FALSE | L | Annual | Fuel Consumed | TBtu | 4767.2786 | 2311.6491 | 1296.5702 | 975.9321 | 49.2349 | 41.2561 | 41.3788
#MATS - HCL Rate in 2015 (PK) | 45 | 7122 | MACT Fuel Choice Floor in lbs/MMBtu | FALSE | L | Annual | Rate | lb/MMBtu | 0.00096229 | 0.00092979 | 0.00099988 | 0.0010626 | 0.00074816 | 0.00078208 | 0.00078258
#MATS - HCL Rate in 2015 (PK) | 45 | 7122 | MACT Fuel Choice Floor in lbs/MMBtu | FALSE | L | Annual | Generation | TWh | 466.7521 | 187.7873 | 87.9558 | 65.2396 | 3.726 | 2.9663 | 2.9764
#MATS - HCL Rate in 2015 (PK) | 45 | 7122 | MACT Fuel Choice Floor in lbs/MMBtu | FALSE | L | Annual | Qualifying Generation | TWh | 466.7521 | 187.7873 | 87.9558 | 65.2396 | 3.726 | 2.9663 | 2.9764
#MATS - HCL Rate in 2015 (PK) | 45 | 7122 | MACT Fuel Choice Floor in lbs/MMBtu | FALSE | L | Annual | Constraint Shadow Price | US2019$/Ton | 0 | 0 | 0 | 0 | 0 | 0 | 0
#MATS - MER Rate in 2015 (Bit and Subbit) | 46 | 7123 | MACT Fuel Choice Floor in lbs/MMBtu | FALSE | L | Annual | Seasons Included | Seasons | Winter, WintShld, Summer | Winter, WintShld, Summer | Winter, WintShld, Summer | Winter, WintShld, Summer | Winter, WintShld, Summer | Winter, WintShld, Summer | Winter, WintShld, Summer
#MATS - MER Rate in 2015 (Bit and Subbit) | 46 | 7123 | MACT Fuel Choice Floor in lbs/MMBtu | FALSE | L | Annual | Emission Floor | lbs/MMBtu | 1.2e-06 | 1.2e-06 | 1.2e-06 | 1.2e-06 | 1.2e-06 | 1.2e-06 | 1.2e-06
#MATS - MER Rate in 2015 (Bit and Subbit) | 46 | 7123 | MACT Fuel Choice Floor in lbs/MMBtu | FALSE | L | Annual | Emissions at Affected Plants MER | lbs | 2539.2979 | 1191.3884 | 738.7343 | 607.2052 | 28.038 | 24.061 | 24.1377
#MATS - MER Rate in 2015 (Bit and Subbit) | 46 | 7123 | MACT Fuel Choice Floor in lbs/MMBtu | FALSE | L | Annual | Allowances Purchased MER | lbs | 0 | 0 | 0 | 0 | 0 | 0 | 0
#MATS - MER Rate in 2015 (Bit and Subbit) | 46 | 7123 | MACT Fuel Choice Floor in lbs/MMBtu | FALSE | L | Annual | Allowances Sold MER | lbs | 0 | 0 | 0 | 0 | 0 | 0 | 0
#MATS - MER Rate in 2015 (Bit and Subbit) | 46 | 7123 | MACT Fuel Choice Floor in lbs/MMBtu | FALSE | L | Annual | Allowances Banked | lbs | 0 | 0 | 0 | 0 | 0 | 0 | 0
#MATS - MER Rate in 2015 (Bit and Subbit) | 46 | 7123 | MACT Fuel Choice Floor in lbs/MMBtu | FALSE | L | Annual | Allowances Withdrawn (1:1) | lbs | 0 | 0 | 0 | 0 | 0 | 0 | 0
#MATS - MER Rate in 2015 (Bit and Subbit) | 46 | 7123 | MACT Fuel Choice Floor in lbs/MMBtu | FALSE | L | Annual | Allowances Withdrawn (n:1) | lbs | 0 | 0 | 0 | 0 | 0 | 0 | 0
#MATS - MER Rate in 2015 (Bit and Subbit) | 46 | 7123 | MACT Fuel Choice Floor in lbs/MMBtu | FALSE | L | Annual | Net Emissions Allowance Position | lbs | 2539.2979 | 1191.3884 | 738.7343 | 607.2052 | 28.038 | 24.061 | 24.1377
#MATS - MER Rate in 2015 (Bit and Subbit) | 46 | 7123 | MACT Fuel Choice Floor in lbs/MMBtu | FALSE | L | Annual | Fuel Consumed | TBtu | 4811.0818 | 2349.7211 | 1336.6227 | 1015.9846 | 56.5458 | 47.1445 | 47.2671
#MATS - MER Rate in 2015 (Bit and Subbit) | 46 | 7123 | MACT Fuel Choice Floor in lbs/MMBtu | FALSE | L | Annual | Rate | lb/MMBtu | 5.278e-07 | 5.0703e-07 | 5.5269e-07 | 5.9765e-07 | 4.9585e-07 | 5.1037e-07 | 5.1067e-07
#MATS - MER Rate in 2015 (Bit and Subbit) | 46 | 7123 | MACT Fuel Choice Floor in lbs/MMBtu | FALSE | L | Annual | Generation | TWh | 470.9786 | 190.4777 | 90.6138 | 67.8976 | 4.2111 | 3.357 | 3.3671
#MATS - MER Rate in 2015 (Bit and Subbit) | 46 | 7123 | MACT Fuel Choice Floor in lbs/MMBtu | FALSE | L | Annual | Qualifying Generation | TWh | 470.9786 | 190.4777 | 90.6138 | 67.8976 | 4.2111 | 3.357 | 3.3671
#MATS - MER Rate in 2015 (Bit and Subbit) | 46 | 7123 | MACT Fuel Choice Floor in lbs/MMBtu | FALSE | L | Annual | Constraint Shadow Price | US2019$/Lb | 0 | 0 | 0 | 0 | 0 | 0 | 0
#MATS - MER Rate in 2015 (IGCC) | 47 | 7124 | MACT Fuel Choice Floor in lbs/MMBtu | FALSE | L | Annual | Seasons Included | Seasons | Winter, WintShld, Summer | Winter, WintShld, Summer | Winter, WintShld, Summer | Winter, WintShld, Summer | Winter, WintShld, Summer | Winter, WintShld, Summer | Winter, WintShld, Summer
#MATS - MER Rate in 2015 (IGCC) | 47 | 7124 | MACT Fuel Choice Floor in lbs/MMBtu | FALSE | L | Annual | Emission Floor | lbs/MMBtu | 3e-06 | 3e-06 | 3e-06 | 3e-06 | 3e-06 | 3e-06 | 3e-06
#MATS - MER Rate in 2015 (IGCC) | 47 | 7124 | MACT Fuel Choice Floor in lbs/MMBtu | FALSE | L | Annual | Emissions at Affected Plants MER | lbs | 32.1241 | 36.1942 | 0 | 0 | 0 | 0 | 0
#MATS - MER Rate in 2015 (IGCC) | 47 | 7124 | MACT Fuel Choice Floor in lbs/MMBtu | FALSE | L | Annual | Allowances Purchased MER | lbs | 0 | 0 | 0 | 0 | 0 | 0 | 0
#MATS - MER Rate in 2015 (IGCC) | 47 | 7124 | MACT Fuel Choice Floor in lbs/MMBtu | FALSE | L | Annual | Allowances Sold MER | lbs | 0 | 0 | 0 | 0 | 0 | 0 | 0
#MATS - MER Rate in 2015 (IGCC) | 47 | 7124 | MACT Fuel Choice Floor in lbs/MMBtu | FALSE | L | Annual | Allowances Banked | lbs | 0 | 0 | 0 | 0 | 0 | 0 | 0
#MATS - MER Rate in 2015 (IGCC) | 47 | 7124 | MACT Fuel Choice Floor in lbs/MMBtu | FALSE | L | Annual | Allowances Withdrawn (1:1) | lbs | 0 | 0 | 0 | 0 | 0 | 0 | 0
#MATS - MER Rate in 2015 (IGCC) | 47 | 7124 | MACT Fuel Choice Floor in lbs/MMBtu | FALSE | L | Annual | Allowances Withdrawn (n:1) | lbs | 0 | 0 | 0 | 0 | 0 | 0 | 0
#MATS - MER Rate in 2015 (IGCC) | 47 | 7124 | MACT Fuel Choice Floor in lbs/MMBtu | FALSE | L | Annual | Net Emissions Allowance Position | lbs | 32.1241 | 36.1942 | 0 | 0 | 0 | 0 | 0
#MATS - MER Rate in 2015 (IGCC) | 47 | 7124 | MACT Fuel Choice Floor in lbs/MMBtu | FALSE | L | Annual | Fuel Consumed | TBtu | 42.3808 | 47.3612 | 0 | 0 | 0 | 0 | 0
#MATS - MER Rate in 2015 (IGCC) | 47 | 7124 | MACT Fuel Choice Floor in lbs/MMBtu | FALSE | L | Annual | Rate | lb/MMBtu | 7.5799e-07 | 7.6422e-07 | 0 | 0 | 0 | 0 | 0
#MATS - MER Rate in 2015 (IGCC) | 47 | 7124 | MACT Fuel Choice Floor in lbs/MMBtu | FALSE | L | Annual | Generation | TWh | 3.7271 | 4.1651 | 0 | 0 | 0 | 0 | 0
#MATS - MER Rate in 2015 (IGCC) | 47 | 7124 | MACT Fuel Choice Floor in lbs/MMBtu | FALSE | L | Annual | Qualifying Generation | TWh | 3.7271 | 4.1651 | 0 | 0 | 0 | 0 | 0
#MATS - MER Rate in 2015 (IGCC) | 47 | 7124 | MACT Fuel Choice Floor in lbs/MMBtu | FALSE | L | Annual | Constraint Shadow Price | US2019$/Lb | 0 | 0 | 0 | 0 | 0 | 0 | 0
#MATS - MER Rate in 2015 (Lig) | 48 | 7125 | MACT Fuel Choice Floor in lbs/MMBtu | FALSE | L | Annual | Seasons Included | Seasons | Winter, WintShld, Summer | Winter, WintShld, Summer | Winter, WintShld, Summer | Winter, WintShld, Summer | Winter, WintShld, Summer | Winter, WintShld, Summer | Winter, WintShld, Summer
#MATS - MER Rate in 2015 (Lig) | 48 | 7125 | MACT Fuel Choice Floor in lbs/MMBtu | FALSE | L | Annual | Emission Floor | lbs/MMBtu | 4e-06 | 4e-06 | 4e-06 | 4e-06 | 4e-06 | 4e-06 | 4e-06
#MATS - MER Rate in 2015 (Lig) | 48 | 7125 | MACT Fuel Choice Floor in lbs/MMBtu | FALSE | L | Annual | Emissions at Affected Plants MER | lbs | 2539.2979 | 1191.3884 | 738.7343 | 607.2052 | 28.038 | 24.061 | 24.1377
#MATS - MER Rate in 2015 (Lig) | 48 | 7125 | MACT Fuel Choice Floor in lbs/MMBtu | FALSE | L | Annual | Allowances Purchased MER | lbs | 0 | 0 | 0 | 0 | 0 | 0 | 0
#MATS - MER Rate in 2015 (Lig) | 48 | 7125 | MACT Fuel Choice Floor in lbs/MMBtu | FALSE | L | Annual | Allowances Sold MER | lbs | 0 | 0 | 0 | 0 | 0 | 0 | 0
#MATS - MER Rate in 2015 (Lig) | 48 | 7125 | MACT Fuel Choice Floor in lbs/MMBtu | FALSE | L | Annual | Allowances Banked | lbs | 0 | 0 | 0 | 0 | 0 | 0 | 0
#MATS - MER Rate in 2015 (Lig) | 48 | 7125 | MACT Fuel Choice Floor in lbs/MMBtu | FALSE | L | Annual | Allowances Withdrawn (1:1) | lbs | 0 | 0 | 0 | 0 | 0 | 0 | 0
#MATS - MER Rate in 2015 (Lig) | 48 | 7125 | MACT Fuel Choice Floor in lbs/MMBtu | FALSE | L | Annual | Allowances Withdrawn (n:1) | lbs | 0 | 0 | 0 | 0 | 0 | 0 | 0
#MATS - MER Rate in 2015 (Lig) | 48 | 7125 | MACT Fuel Choice Floor in lbs/MMBtu | FALSE | L | Annual | Net Emissions Allowance Position | lbs | 2539.2979 | 1191.3884 | 738.7343 | 607.2052 | 28.038 | 24.061 | 24.1377
#MATS - MER Rate in 2015 (Lig) | 48 | 7125 | MACT Fuel Choice Floor in lbs/MMBtu | FALSE | L | Annual | Fuel Consumed | TBtu | 4811.0818 | 2349.7211 | 1336.6227 | 1015.9846 | 56.5458 | 47.1445 | 47.2671
#MATS - MER Rate in 2015 (Lig) | 48 | 7125 | MACT Fuel Choice Floor in lbs/MMBtu | FALSE | L | Annual | Rate | lb/MMBtu | 5.278e-07 | 5.0703e-07 | 5.5269e-07 | 5.9765e-07 | 4.9585e-07 | 5.1037e-07 | 5.1067e-07
#MATS - MER Rate in 2015 (Lig) | 48 | 7125 | MACT Fuel Choice Floor in lbs/MMBtu | FALSE | L | Annual | Generation | TWh | 470.9786 | 190.4777 | 90.6138 | 67.8976 | 4.2111 | 3.357 | 3.3671
#MATS - MER Rate in 2015 (Lig) | 48 | 7125 | MACT Fuel Choice Floor in lbs/MMBtu | FALSE | L | Annual | Qualifying Generation | TWh | 470.9786 | 190.4777 | 90.6138 | 67.8976 | 4.2111 | 3.357 | 3.3671
#MATS - MER Rate in 2015 (Lig) | 48 | 7125 | MACT Fuel Choice Floor in lbs/MMBtu | FALSE | L | Annual | Constraint Shadow Price | US2019$/Lb | 0 | 0 | 0 | 0 | 0 | 0 | 0
#MATS - MER Rate in 2015 (PK) | 49 | 7126 | MACT Fuel Choice Floor in lbs/MMBtu | FALSE | L | Annual | Seasons Included | Seasons | Winter, WintShld, Summer | Winter, WintShld, Summer | Winter, WintShld, Summer | Winter, WintShld, Summer | Winter, WintShld, Summer | Winter, WintShld, Summer | Winter, WintShld, Summer
#MATS - MER Rate in 2015 (PK) | 49 | 7126 | MACT Fuel Choice Floor in lbs/MMBtu | FALSE | L | Annual | Emission Floor | lbs/MMBtu | 2e-07 | 2e-07 | 2e-07 | 2e-07 | 2e-07 | 2e-07 | 2e-07
#MATS - MER Rate in 2015 (PK) | 49 | 7126 | MACT Fuel Choice Floor in lbs/MMBtu | FALSE | L | Annual | Emissions at Affected Plants MER | lbs | 2517.4206 | 1173.6104 | 718.9349 | 587.4059 | 24.424 | 21.1502 | 21.2269
#MATS - MER Rate in 2015 (PK) | 49 | 7126 | MACT Fuel Choice Floor in lbs/MMBtu | FALSE | L | Annual | Allowances Purchased MER | lbs | 0 | 0 | 0 | 0 | 0 | 0 | 0
#MATS - MER Rate in 2015 (PK) | 49 | 7126 | MACT Fuel Choice Floor in lbs/MMBtu | FALSE | L | Annual | Allowances Sold MER | lbs | 0 | 0 | 0 | 0 | 0 | 0 | 0
#MATS - MER Rate in 2015 (PK) | 49 | 7126 | MACT Fuel Choice Floor in lbs/MMBtu | FALSE | L | Annual | Allowances Banked | lbs | 0 | 0 | 0 | 0 | 0 | 0 | 0
#MATS - MER Rate in 2015 (PK) | 49 | 7126 | MACT Fuel Choice Floor in lbs/MMBtu | FALSE | L | Annual | Allowances Withdrawn (1:1) | lbs | 0 | 0 | 0 | 0 | 0 | 0 | 0
#MATS - MER Rate in 2015 (PK) | 49 | 7126 | MACT Fuel Choice Floor in lbs/MMBtu | FALSE | L | Annual | Allowances Withdrawn (n:1) | lbs | 0 | 0 | 0 | 0 | 0 | 0 | 0
#MATS - MER Rate in 2015 (PK) | 49 | 7126 | MACT Fuel Choice Floor in lbs/MMBtu | FALSE | L | Annual | Net Emissions Allowance Position | lbs | 2517.4206 | 1173.6104 | 718.9349 | 587.4059 | 24.424 | 21.1502 | 21.2269
#MATS - MER Rate in 2015 (PK) | 49 | 7126 | MACT Fuel Choice Floor in lbs/MMBtu | FALSE | L | Annual | Fuel Consumed | TBtu | 4767.2786 | 2311.6491 | 1296.5702 | 975.9321 | 49.2349 | 41.2561 | 41.3788
#MATS - MER Rate in 2015 (PK) | 49 | 7126 | MACT Fuel Choice Floor in lbs/MMBtu | FALSE | L | Annual | Rate | lb/MMBtu | 5.2806e-07 | 5.0769e-07 | 5.5449e-07 | 6.0189e-07 | 4.9607e-07 | 5.1266e-07 | 5.1299e-07
#MATS - MER Rate in 2015 (PK) | 49 | 7126 | MACT Fuel Choice Floor in lbs/MMBtu | FALSE | L | Annual | Generation | TWh | 466.7521 | 187.7873 | 87.9558 | 65.2396 | 3.726 | 2.9663 | 2.9764
#MATS - MER Rate in 2015 (PK) | 49 | 7126 | MACT Fuel Choice Floor in lbs/MMBtu | FALSE | L | Annual | Qualifying Generation | TWh | 466.7521 | 187.7873 | 87.9558 | 65.2396 | 3.726 | 2.9663 | 2.9764
#MATS - MER Rate in 2015 (PK) | 49 | 7126 | MACT Fuel Choice Floor in lbs/MMBtu | FALSE | L | Annual | Constraint Shadow Price | US2019$/Lb | 0 | 0 | 0 | 0 | 0 | 0 | 0
111(b) - 1000lbs/MWh CO2 - New CC | 50 | 7691 | Rate Constraint in lbs/MWh | FALSE | L | Annual | Seasons Included | Seasons | Winter, WintShld, Summer | Winter, WintShld, Summer | Winter, WintShld, Summer | Winter, WintShld, Summer | Winter, WintShld, Summer | Winter, WintShld, Summer | Winter, WintShld, Summer
111(b) - 1000lbs/MWh CO2 - New CC | 50 | 7691 | Rate Constraint in lbs/MWh | FALSE | L | Annual | Standard CO2 | lb/MWh | 1000 | 1000 | 1000 | 1000 | 1000 | 1000 | 1000
111(b) - 1000lbs/MWh CO2 - New CC | 50 | 7691 | Rate Constraint in lbs/MWh | FALSE | L | Annual | Emissions at Affected Plants CO2 | Thousand Tons | 102816.5956 | 104327.4629 | 76481.7192 | 73644.8145 | 67208.7179 | 62169.6965 | 68318.461
111(b) - 1000lbs/MWh CO2 - New CC | 50 | 7691 | Rate Constraint in lbs/MWh | FALSE | L | Annual | Allowances Purchased CO2 | Thousand Tons | 0 | 0 | 0 | 0 | 0 | 0 | 0
111(b) - 1000lbs/MWh CO2 - New CC | 50 | 7691 | Rate Constraint in lbs/MWh | FALSE | L | Annual | Allowances Sold CO2 | Thousand Tons | 0 | 0 | 0 | 0 | 0 | 0 | 0
111(b) - 1000lbs/MWh CO2 - New CC | 50 | 7691 | Rate Constraint in lbs/MWh | FALSE | L | Annual | Allowances Banked | Thousand Tons | 0 | 0 | 0 | 0 | 0 | 0 | 0
111(b) - 1000lbs/MWh CO2 - New CC | 50 | 7691 | Rate Constraint in lbs/MWh | FALSE | L | Annual | Allowances Withdrawn (1:1) | Thousand Tons | 0 | 0 | 0 | 0 | 0 | 0 | 0
111(b) - 1000lbs/MWh CO2 - New CC | 50 | 7691 | Rate Constraint in lbs/MWh | FALSE | L | Annual | Allowances Withdrawn (n:1) | Thousand Tons | 0 | 0 | 0 | 0 | 0 | 0 | 0
111(b) - 1000lbs/MWh CO2 - New CC | 50 | 7691 | Rate Constraint in lbs/MWh | FALSE | L | Annual | Net Emissions Allowance Position | Thousand Tons | 102816.5956 | 104327.4629 | 76481.7192 | 73644.8145 | 67208.7179 | 62169.6965 | 68318.461
111(b) - 1000lbs/MWh CO2 - New CC | 50 | 7691 | Rate Constraint in lbs/MWh | FALSE | L | Annual | Fuel Consumed | TBtu | 1756.3477 | 1784.8593 | 1367.9345 | 1317.7011 | 1205.9793 | 1139.7905 | 1266.5564
111(b) - 1000lbs/MWh CO2 - New CC | 50 | 7691 | Rate Constraint in lbs/MWh | FALSE | L | Annual | Rate | lb/MMBtu | 117.08 | 116.9027 | 111.8207 | 111.7777 | 111.4592 | 109.0897 | 107.8806
111(b) - 1000lbs/MWh CO2 - New CC | 50 | 7691 | Rate Constraint in lbs/MWh | FALSE | L | Annual | Generation | TWh | 275.5356 | 279.9691 | 214.5709 | 206.7464 | 189.2536 | 178.7957 | 198.6489
111(b) - 1000lbs/MWh CO2 - New CC | 50 | 7691 | Rate Constraint in lbs/MWh | FALSE | L | Annual | Qualifying Generation | TWh | 275.5356 | 279.9691 | 214.5709 | 206.7464 | 189.2536 | 178.7957 | 198.6489
111(b) - 1000lbs/MWh CO2 - New CC | 50 | 7691 | Rate Constraint in lbs/MWh | FALSE | L | Annual | Constraint Shadow Price | US2019$/Ton | 0 | 0 | 0 | 0 | 0 | 0 | 0
111(b) - 1000lbs/MWh CO2 - New CC with CCS | 51 | 7692 | Rate Constraint in lbs/MWh | FALSE | L | Annual | Seasons Included | Seasons | Winter, WintShld, Summer | Winter, WintShld, Summer | Winter, WintShld, Summer | Winter, WintShld, Summer | Winter, WintShld, Summer | Winter, WintShld, Summer | Winter, WintShld, Summer
111(b) - 1000lbs/MWh CO2 - New CC with CCS | 51 | 7692 | Rate Constraint in lbs/MWh | FALSE | L | Annual | Standard CO2 | lb/MWh | 1000 | 1000 | 1000 | 1000 | 1000 | 1000 | 1000
111(b) - 1000lbs/MWh CO2 - New CC with CCS | 51 | 7692 | Rate Constraint in lbs/MWh | FALSE | L | Annual | Emissions at Affected Plants CO2 | Thousand Tons | 0 | 0 | 0 | 0 | 0 | 0 | 0
111(b) - 1000lbs/MWh CO2 - New CC with CCS | 51 | 7692 | Rate Constraint in lbs/MWh | FALSE | L | Annual | Allowances Purchased CO2 | Thousand Tons | 0 | 0 | 0 | 0 | 0 | 0 | 0
111(b) - 1000lbs/MWh CO2 - New CC with CCS | 51 | 7692 | Rate Constraint in lbs/MWh | FALSE | L | Annual | Allowances Sold CO2 | Thousand Tons | 0 | 0 | 0 | 0 | 0 | 0 | 0
111(b) - 1000lbs/MWh CO2 - New CC with CCS | 51 | 7692 | Rate Constraint in lbs/MWh | FALSE | L | Annual | Allowances Banked | Thousand Tons | 0 | 0 | 0 | 0 | 0 | 0 | 0
111(b) - 1000lbs/MWh CO2 - New CC with CCS | 51 | 7692 | Rate Constraint in lbs/MWh | FALSE | L | Annual | Allowances Withdrawn (1:1) | Thousand Tons | 0 | 0 | 0 | 0 | 0 | 0 | 0
111(b) - 1000lbs/MWh CO2 - New CC with CCS | 51 | 7692 | Rate Constraint in lbs/MWh | FALSE | L | Annual | Allowances Withdrawn (n:1) | Thousand Tons | 0 | 0 | 0 | 0 | 0 | 0 | 0
111(b) - 1000lbs/MWh CO2 - New CC with CCS | 51 | 7692 | Rate Constraint in lbs/MWh | FALSE | L | Annual | Net Emissions Allowance Position | Thousand Tons | 0 | 0 | 0 | 0 | 0 | 0 | 0
111(b) - 1000lbs/MWh CO2 - New CC with CCS | 51 | 7692 | Rate Constraint in lbs/MWh | FALSE | L | Annual | Fuel Consumed | TBtu | 0 | 0 | 0 | 0 | 0 | 0 | 0
111(b) - 1000lbs/MWh CO2 - New CC with CCS | 51 | 7692 | Rate Constraint in lbs/MWh | FALSE | L | Annual | Rate | lb/MMBtu | 0 | 0 | 0 | 0 | 0 | 0 | 0
111(b) - 1000lbs/MWh CO2 - New CC with CCS | 51 | 7692 | Rate Constraint in lbs/MWh | FALSE | L | Annual | Generation | TWh | 0 | 0 | 0 | 0 | 0 | 0 | 0
111(b) - 1000lbs/MWh CO2 - New CC with CCS | 51 | 7692 | Rate Constraint in lbs/MWh | FALSE | L | Annual | Qualifying Generation | TWh | 0 | 0 | 0 | 0 | 0 | 0 | 0
111(b) - 1000lbs/MWh CO2 - New CC with CCS | 51 | 7692 | Rate Constraint in lbs/MWh | FALSE | L | Annual | Constraint Shadow Price | US2019$/Ton | 0 | 0 | 0 | 0 | 0 | 0 | 0
111(b) - 1400lbs/MWh CO2 - New UPC with 30% CCS | 52 | 7688 | Rate Constraint in lbs/MWh | FALSE | L | Annual | Seasons Included | Seasons | Winter, WintShld, Summer | Winter, WintShld, Summer | Winter, WintShld, Summer | Winter, WintShld, Summer | Winter, WintShld, Summer | Winter, WintShld, Summer | Winter, WintShld, Summer
111(b) - 1400lbs/MWh CO2 - New UPC with 30% CCS | 52 | 7688 | Rate Constraint in lbs/MWh | FALSE | L | Annual | Standard CO2 | lb/MWh | 1400 | 1400 | 1400 | 1400 | 1400 | 1400 | 1400
111(b) - 1400lbs/MWh CO2 - New UPC with 30% CCS | 52 | 7688 | Rate Constraint in lbs/MWh | FALSE | L | Annual | Emissions at Affected Plants CO2 | Thousand Tons | 0 | 0 | 0 | 0 | 0 | 0 | 0
111(b) - 1400lbs/MWh CO2 - New UPC with 30% CCS | 52 | 7688 | Rate Constraint in lbs/MWh | FALSE | L | Annual | Allowances Purchased CO2 | Thousand Tons | 0 | 0 | 0 | 0 | 0 | 0 | 0
111(b) - 1400lbs/MWh CO2 - New UPC with 30% CCS | 52 | 7688 | Rate Constraint in lbs/MWh | FALSE | L | Annual | Allowances Sold CO2 | Thousand Tons | 0 | 0 | 0 | 0 | 0 | 0 | 0
111(b) - 1400lbs/MWh CO2 - New UPC with 30% CCS | 52 | 7688 | Rate Constraint in lbs/MWh | FALSE | L | Annual | Allowances Banked | Thousand Tons | 0 | 0 | 0 | 0 | 0 | 0 | 0
111(b) - 1400lbs/MWh CO2 - New UPC with 30% CCS | 52 | 7688 | Rate Constraint in lbs/MWh | FALSE | L | Annual | Allowances Withdrawn (1:1) | Thousand Tons | 0 | 0 | 0 | 0 | 0 | 0 | 0
111(b) - 1400lbs/MWh CO2 - New UPC with 30% CCS | 52 | 7688 | Rate Constraint in lbs/MWh | FALSE | L | Annual | Allowances Withdrawn (n:1) | Thousand Tons | 0 | 0 | 0 | 0 | 0 | 0 | 0
111(b) - 1400lbs/MWh CO2 - New UPC with 30% CCS | 52 | 7688 | Rate Constraint in lbs/MWh | FALSE | L | Annual | Net Emissions Allowance Position | Thousand Tons | 0 | 0 | 0 | 0 | 0 | 0 | 0
111(b) - 1400lbs/MWh CO2 - New UPC with 30% CCS | 52 | 7688 | Rate Constraint in lbs/MWh | FALSE | L | Annual | Fuel Consumed | TBtu | 0 | 0 | 0 | 0 | 0 | 0 | 0
111(b) - 1400lbs/MWh CO2 - New UPC with 30% CCS | 52 | 7688 | Rate Constraint in lbs/MWh | FALSE | L | Annual | Rate | lb/MMBtu | 0 | 0 | 0 | 0 | 0 | 0 | 0
111(b) - 1400lbs/MWh CO2 - New UPC with 30% CCS | 52 | 7688 | Rate Constraint in lbs/MWh | FALSE | L | Annual | Generation | TWh | 0 | 0 | 0 | 0 | 0 | 0 | 0
111(b) - 1400lbs/MWh CO2 - New UPC with 30% CCS | 52 | 7688 | Rate Constraint in lbs/MWh | FALSE | L | Annual | Qualifying Generation | TWh | 0 | 0 | 0 | 0 | 0 | 0 | 0
111(b) - 1400lbs/MWh CO2 - New UPC with 30% CCS | 52 | 7688 | Rate Constraint in lbs/MWh | FALSE | L | Annual | Constraint Shadow Price | US2019$/Ton | 0 | 0 | 0 | 0 | 0 | 0 | 0
111(b) - 1400lbs/MWh CO2 - New UPC with 90% CCS | 53 | 7689 | Rate Constraint in lbs/MWh | FALSE | L | Annual | Seasons Included | Seasons | Winter, WintShld, Summer | Winter, WintShld, Summer | Winter, WintShld, Summer | Winter, WintShld, Summer | Winter, WintShld, Summer | Winter, WintShld, Summer | Winter, WintShld, Summer
111(b) - 1400lbs/MWh CO2 - New UPC with 90% CCS | 53 | 7689 | Rate Constraint in lbs/MWh | FALSE | L | Annual | Standard CO2 | lb/MWh | 1400 | 1400 | 1400 | 1400 | 1400 | 1400 | 1400
111(b) - 1400lbs/MWh CO2 - New UPC with 90% CCS | 53 | 7689 | Rate Constraint in lbs/MWh | FALSE | L | Annual | Emissions at Affected Plants CO2 | Thousand Tons | 0 | 0 | 0 | 0 | 0 | 0 | 0
111(b) - 1400lbs/MWh CO2 - New UPC with 90% CCS | 53 | 7689 | Rate Constraint in lbs/MWh | FALSE | L | Annual | Allowances Purchased CO2 | Thousand Tons | 0 | 0 | 0 | 0 | 0 | 0 | 0
111(b) - 1400lbs/MWh CO2 - New UPC with 90% CCS | 53 | 7689 | Rate Constraint in lbs/MWh | FALSE | L | Annual | Allowances Sold CO2 | Thousand Tons | 0 | 0 | 0 | 0 | 0 | 0 | 0
111(b) - 1400lbs/MWh CO2 - New UPC with 90% CCS | 53 | 7689 | Rate Constraint in lbs/MWh | FALSE | L | Annual | Allowances Banked | Thousand Tons | 0 | 0 | 0 | 0 | 0 | 0 | 0
111(b) - 1400lbs/MWh CO2 - New UPC with 90% CCS | 53 | 7689 | Rate Constraint in lbs/MWh | FALSE | L | Annual | Allowances Withdrawn (1:1) | Thousand Tons | 0 | 0 | 0 | 0 | 0 | 0 | 0
111(b) - 1400lbs/MWh CO2 - New UPC with 90% CCS | 53 | 7689 | Rate Constraint in lbs/MWh | FALSE | L | Annual | Allowances Withdrawn (n:1) | Thousand Tons | 0 | 0 | 0 | 0 | 0 | 0 | 0
111(b) - 1400lbs/MWh CO2 - New UPC with 90% CCS | 53 | 7689 | Rate Constraint in lbs/MWh | FALSE | L | Annual | Net Emissions Allowance Position | Thousand Tons | 0 | 0 | 0 | 0 | 0 | 0 | 0
111(b) - 1400lbs/MWh CO2 - New UPC with 90% CCS | 53 | 7689 | Rate Constraint in lbs/MWh | FALSE | L | Annual | Fuel Consumed | TBtu | 0 | 0 | 0 | 0 | 0 | 0 | 0
111(b) - 1400lbs/MWh CO2 - New UPC with 90% CCS | 53 | 7689 | Rate Constraint in lbs/MWh | FALSE | L | Annual | Rate | lb/MMBtu | 0 | 0 | 0 | 0 | 0 | 0 | 0
111(b) - 1400lbs/MWh CO2 - New UPC with 90% CCS | 53 | 7689 | Rate Constraint in lbs/MWh | FALSE | L | Annual | Generation | TWh | 0 | 0 | 0 | 0 | 0 | 0 | 0
111(b) - 1400lbs/MWh CO2 - New UPC with 90% CCS | 53 | 7689 | Rate Constraint in lbs/MWh | FALSE | L | Annual | Qualifying Generation | TWh | 0 | 0 | 0 | 0 | 0 | 0 | 0
111(b) - 1400lbs/MWh CO2 - New UPC with 90% CCS | 53 | 7689 | Rate Constraint in lbs/MWh | FALSE | L | Annual | Constraint Shadow Price | US2019$/Ton | 0 | 0 | 0 | 0 | 0 | 0 | 0
AES Somerset MER Rate Limit v3.1 | 54 | 7516 | Rate Constraint in lbs/MMBtu | FALSE | L | Annual | Seasons Included | Seasons | Winter, WintShld, Summer | Winter, WintShld, Summer | Winter, WintShld, Summer | Winter, WintShld, Summer | Winter, WintShld, Summer | Winter, WintShld, Summer | Winter, WintShld, Summer
AES Somerset MER Rate Limit v3.1 | 54 | 7516 | Rate Constraint in lbs/MMBtu | FALSE | L | Annual | Standard MER | lb/MMBtu | 6e-07 | 6e-07 | 6e-07 | 6e-07 | 6e-07 | 6e-07 | 6e-07
AES Somerset MER Rate Limit v3.1 | 54 | 7516 | Rate Constraint in lbs/MMBtu | FALSE | L | Annual | Emissions at Affected Plants MER | lbs | 0 | 0 | 0 | 0 | 0 | 0 | 0
AES Somerset MER Rate Limit v3.1 | 54 | 7516 | Rate Constraint in lbs/MMBtu | FALSE | L | Annual | Allowances Purchased MER | lbs | 0 | 0 | 0 | 0 | 0 | 0 | 0
AES Somerset MER Rate Limit v3.1 | 54 | 7516 | Rate Constraint in lbs/MMBtu | FALSE | L | Annual | Allowances Sold MER | lbs | 0 | 0 | 0 | 0 | 0 | 0 | 0
AES Somerset MER Rate Limit v3.1 | 54 | 7516 | Rate Constraint in lbs/MMBtu | FALSE | L | Annual | Allowances Banked | lbs | 0 | 0 | 0 | 0 | 0 | 0 | 0
AES Somerset MER Rate Limit v3.1 | 54 | 7516 | Rate Constraint in lbs/MMBtu | FALSE | L | Annual | Allowances Withdrawn (1:1) | lbs | 0 | 0 | 0 | 0 | 0 | 0 | 0
AES Somerset MER Rate Limit v3.1 | 54 | 7516 | Rate Constraint in lbs/MMBtu | FALSE | L | Annual | Allowances Withdrawn (n:1) | lbs | 0 | 0 | 0 | 0 | 0 | 0 | 0
AES Somerset MER Rate Limit v3.1 | 54 | 7516 | Rate Constraint in lbs/MMBtu | FALSE | L | Annual | Net Emissions Allowance Position | lbs | 0 | 0 | 0 | 0 | 0 | 0 | 0
AES Somerset MER Rate Limit v3.1 | 54 | 7516 | Rate Constraint in lbs/MMBtu | FALSE | L | Annual | Fuel Consumed | TBtu | 0 | 0 | 0 | 0 | 0 | 0 | 0
AES Somerset MER Rate Limit v3.1 | 54 | 7516 | Rate Constraint in lbs/MMBtu | FALSE | L | Annual | Rate | lb/MMBtu | 0 | 0 | 0 | 0 | 0 | 0 | 0
AES Somerset MER Rate Limit v3.1 | 54 | 7516 | Rate Constraint in lbs/MMBtu | FALSE | L | Annual | Generation | TWh | 0 | 0 | 0 | 0 | 0 | 0 | 0
AES Somerset MER Rate Limit v3.1 | 54 | 7516 | Rate Constraint in lbs/MMBtu | FALSE | L | Annual | Qualifying Generation | TWh | 0 | 0 | 0 | 0 | 0 | 0 | 0
AES Somerset MER Rate Limit v3.1 | 54 | 7516 | Rate Constraint in lbs/MMBtu | FALSE | L | Annual | Rate | lb/MWh | 0 | 0 | 0 | 0 | 0 | 0 | 0
AES Somerset MER Rate Limit v3.1 | 54 | 7516 | Rate Constraint in lbs/MMBtu | FALSE | L | Annual | Constraint Shadow Price | US2019$/Lb | 0 | 0 | 0 | 0 | 0 | 0 | 0
AZ Hg Rule - MER Removal Annual v3.1 | 55 | 7278 | MACT Fuel Choice Floor in lbs/MMBtu | FALSE | L | Annual | Seasons Included | Seasons | Winter, WintShld, Summer | Winter, WintShld, Summer | Winter, WintShld, Summer | Winter, WintShld, Summer | Winter, WintShld, Summer | Winter, WintShld, Summer | Winter, WintShld, Summer
AZ Hg Rule - MER Removal Annual v3.1 | 55 | 7278 | MACT Fuel Choice Floor in lbs/MMBtu | FALSE | L | Annual | Emission Floor | lbs/MMBtu | 8.44e-07 | 8.44e-07 | 8.44e-07 | 8.44e-07 | 8.44e-07 | 8.44e-07 | 8.44e-07
AZ Hg Rule - MER Removal Annual v3.1 | 55 | 7278 | MACT Fuel Choice Floor in lbs/MMBtu | FALSE | L | Annual | Emissions at Affected Plants MER | lbs | 23.5029 | 57.3145 | 50.9846 | 33.091 | 0 | 0 | 0
AZ Hg Rule - MER Removal Annual v3.1 | 55 | 7278 | MACT Fuel Choice Floor in lbs/MMBtu | FALSE | L | Annual | Allowances Purchased MER | lbs | 0 | 0 | 0 | 0 | 0 | 0 | 0
AZ Hg Rule - MER Removal Annual v3.1 | 55 | 7278 | MACT Fuel Choice Floor in lbs/MMBtu | FALSE | L | Annual | Allowances Sold MER | lbs | 0 | 0 | 0 | 0 | 0 | 0 | 0
AZ Hg Rule - MER Removal Annual v3.1 | 55 | 7278 | MACT Fuel Choice Floor in lbs/MMBtu | FALSE | L | Annual | Allowances Banked | lbs | 0 | 0 | 0 | 0 | 0 | 0 | 0
AZ Hg Rule - MER Removal Annual v3.1 | 55 | 7278 | MACT Fuel Choice Floor in lbs/MMBtu | FALSE | L | Annual | Allowances Withdrawn (1:1) | lbs | 0 | 0 | 0 | 0 | 0 | 0 | 0
AZ Hg Rule - MER Removal Annual v3.1 | 55 | 7278 | MACT Fuel Choice Floor in lbs/MMBtu | FALSE | L | Annual | Allowances Withdrawn (n:1) | lbs | 0 | 0 | 0 | 0 | 0 | 0 | 0
AZ Hg Rule - MER Removal Annual v3.1 | 55 | 7278 | MACT Fuel Choice Floor in lbs/MMBtu | FALSE | L | Annual | Net Emissions Allowance Position | lbs | 23.5029 | 57.3145 | 50.9846 | 33.091 | 0 | 0 | 0
AZ Hg Rule - MER Removal Annual v3.1 | 55 | 7278 | MACT Fuel Choice Floor in lbs/MMBtu | FALSE | L | Annual | Fuel Consumed | TBtu | 30.8438 | 66.2942 | 58.9727 | 58.9727 | 0 | 0 | 0
AZ Hg Rule - MER Removal Annual v3.1 | 55 | 7278 | MACT Fuel Choice Floor in lbs/MMBtu | FALSE | L | Annual | Rate | lb/MMBtu | 7.62e-07 | 8.6455e-07 | 8.6455e-07 | 5.6112e-07 | 0 | 0 | 0
AZ Hg Rule - MER Removal Annual v3.1 | 55 | 7278 | MACT Fuel Choice Floor in lbs/MMBtu | FALSE | L | Annual | Generation | TWh | 2.954 | 4.6076 | 3.8963 | 3.8963 | 0 | 0 | 0
AZ Hg Rule - MER Removal Annual v3.1 | 55 | 7278 | MACT Fuel Choice Floor in lbs/MMBtu | FALSE | L | Annual | Qualifying Generation | TWh | 2.954 | 4.6076 | 3.8963 | 3.8963 | 0 | 0 | 0
AZ Hg Rule - MER Removal Annual v3.1 | 55 | 7278 | MACT Fuel Choice Floor in lbs/MMBtu | FALSE | L | Annual | Constraint Shadow Price | US2019$/Lb | 0 | 0 | 0 | 0 | 0 | 0 | 0
BART NOX Annual- Antelope Valley 1- v5.16 | 56 | 7196 | Rate Constraint in lbs/MMBtu | FALSE | L | Annual | Seasons Included | Seasons | Winter, WintShld, Summer | Winter, WintShld, Summer | Winter, WintShld, Summer | Winter, WintShld, Summer | Winter, WintShld, Summer | Winter, WintShld, Summer | Winter, WintShld, Summer
BART NOX Annual- Antelope Valley 1- v5.16 | 56 | 7196 | Rate Constraint in lbs/MMBtu | FALSE | L | Annual | Standard NOX | lb/MMBtu | 0.17 | 0.17 | 0.17 | 0.17 | 0.17 | 0.17 | 0.17
BART NOX Annual- Antelope Valley 1- v5.16 | 56 | 7196 | Rate Constraint in lbs/MMBtu | FALSE | L | Annual | Emissions at Affected Plants NOX | Thousand Tons | 0.97395 | 0.59969 | 0.25915 | 0.25915 | 0 | 0 | 0
BART NOX Annual- Antelope Valley 1- v5.16 | 56 | 7196 | Rate Constraint in lbs/MMBtu | FALSE | L | Annual | Allowances Purchased NOX | Thousand Tons | 0 | 0 | 0 | 0 | 0 | 0 | 0
BART NOX Annual- Antelope Valley 1- v5.16 | 56 | 7196 | Rate Constraint in lbs/MMBtu | FALSE | L | Annual | Allowances Sold NOX | Thousand Tons | 0 | 0 | 0 | 0 | 0 | 0 | 0
BART NOX Annual- Antelope Valley 1- v5.16 | 56 | 7196 | Rate Constraint in lbs/MMBtu | FALSE | L | Annual | Allowances Banked | Thousand Tons | 0 | 0 | 0 | 0 | 0 | 0 | 0
BART NOX Annual- Antelope Valley 1- v5.16 | 56 | 7196 | Rate Constraint in lbs/MMBtu | FALSE | L | Annual | Allowances Withdrawn (1:1) | Thousand Tons | 0 | 0 | 0 | 0 | 0 | 0 | 0
BART NOX Annual- Antelope Valley 1- v5.16 | 56 | 7196 | Rate Constraint in lbs/MMBtu | FALSE | L | Annual | Allowances Withdrawn (n:1) | Thousand Tons | 0 | 0 | 0 | 0 | 0 | 0 | 0
BART NOX Annual- Antelope Valley 1- v5.16 | 56 | 7196 | Rate Constraint in lbs/MMBtu | FALSE | L | Annual | Net Emissions Allowance Position | Thousand Tons | 0.97395 | 0.59969 | 0.25915 | 0.25915 | 0 | 0 | 0
BART NOX Annual- Antelope Valley 1- v5.16 | 56 | 7196 | Rate Constraint in lbs/MMBtu | FALSE | L | Annual | Fuel Consumed | TBtu | 18.3903 | 16.7962 | 10.3659 | 10.3659 | 0 | 0 | 0
BART NOX Annual- Antelope Valley 1- v5.16 | 56 | 7196 | Rate Constraint in lbs/MMBtu | FALSE | L | Annual | Rate | lb/MMBtu | 0.10592 | 0.071408 | 0.05 | 0.05 | 0 | 0 | 0
BART NOX Annual- Antelope Valley 1- v5.16 | 56 | 7196 | Rate Constraint in lbs/MMBtu | FALSE | L | Annual | Generation | TWh | 1.6243 | 1.1491 | 0.58115 | 0.58115 | 0 | 0 | 0
BART NOX Annual- Antelope Valley 1- v5.16 | 56 | 7196 | Rate Constraint in lbs/MMBtu | FALSE | L | Annual | Qualifying Generation | TWh | 1.6243 | 1.1491 | 0.58115 | 0.58115 | 0 | 0 | 0
BART NOX Annual- Antelope Valley 1- v5.16 | 56 | 7196 | Rate Constraint in lbs/MMBtu | FALSE | L | Annual | Rate | lb/MWh | 1.1992 | 1.0438 | 0.89184 | 0.89184 | 0 | 0 | 0
BART NOX Annual- Antelope Valley 1- v5.16 | 56 | 7196 | Rate Constraint in lbs/MMBtu | FALSE | L | Annual | Constraint Shadow Price | US2019$/Ton | 0 | 0 | 0 | 0 | 0 | 0 | 0
BART NOX Annual- Antelope Valley 2- v5.16 | 57 | 7197 | Rate Constraint in lbs/MMBtu | FALSE | L | Annual | Seasons Included | Seasons | Winter, WintShld, Summer | Winter, WintShld, Summer | Winter, WintShld, Summer | Winter, WintShld, Summer | Winter, WintShld, Summer | Winter, WintShld, Summer | Winter, WintShld, Summer
BART NOX Annual- Antelope Valley 2- v5.16 | 57 | 7197 | Rate Constraint in lbs/MMBtu | FALSE | L | Annual | Standard NOX | lb/MMBtu | 0.17 | 0.17 | 0.17 | 0.17 | 0.17 | 0.17 | 0.17
BART NOX Annual- Antelope Valley 2- v5.16 | 57 | 7197 | Rate Constraint in lbs/MMBtu | FALSE | L | Annual | Emissions at Affected Plants NOX | Thousand Tons | 1.1905 | 0.92194 | 0.92194 | 0.92194 | 0 | 0 | 0
BART NOX Annual- Antelope Valley 2- v5.16 | 57 | 7197 | Rate Constraint in lbs/MMBtu | FALSE | L | Annual | Allowances Purchased NOX | Thousand Tons | 0 | 0 | 0 | 0 | 0 | 0 | 0
BART NOX Annual- Antelope Valley 2- v5.16 | 57 | 7197 | Rate Constraint in lbs/MMBtu | FALSE | L | Annual | Allowances Sold NOX | Thousand Tons | 0 | 0 | 0 | 0 | 0 | 0 | 0
BART NOX Annual- Antelope Valley 2- v5.16 | 57 | 7197 | Rate Constraint in lbs/MMBtu | FALSE | L | Annual | Allowances Banked | Thousand Tons | 0 | 0 | 0 | 0 | 0 | 0 | 0
BART NOX Annual- Antelope Valley 2- v5.16 | 57 | 7197 | Rate Constraint in lbs/MMBtu | FALSE | L | Annual | Allowances Withdrawn (1:1) | Thousand Tons | 0 | 0 | 0 | 0 | 0 | 0 | 0
BART NOX Annual- Antelope Valley 2- v5.16 | 57 | 7197 | Rate Constraint in lbs/MMBtu | FALSE | L | Annual | Allowances Withdrawn (n:1) | Thousand Tons | 0 | 0 | 0 | 0 | 0 | 0 | 0
BART NOX Annual- Antelope Valley 2- v5.16 | 57 | 7197 | Rate Constraint in lbs/MMBtu | FALSE | L | Annual | Net Emissions Allowance Position | Thousand Tons | 1.1905 | 0.92194 | 0.92194 | 0.92194 | 0 | 0 | 0
BART NOX Annual- Antelope Valley 2- v5.16 | 57 | 7197 | Rate Constraint in lbs/MMBtu | FALSE | L | Annual | Fuel Consumed | TBtu | 22.687 | 36.8776 | 36.8776 | 36.8776 | 0 | 0 | 0
BART NOX Annual- Antelope Valley 2- v5.16 | 57 | 7197 | Rate Constraint in lbs/MMBtu | FALSE | L | Annual | Rate | lb/MMBtu | 0.10495 | 0.05 | 0.05 | 0.05 | 0 | 0 | 0
BART NOX Annual- Antelope Valley 2- v5.16 | 57 | 7197 | Rate Constraint in lbs/MMBtu | FALSE | L | Annual | Generation | TWh | 2.0143 | 2.0845 | 2.0845 | 2.0845 | 0 | 0 | 0
BART NOX Annual- Antelope Valley 2- v5.16 | 57 | 7197 | Rate Constraint in lbs/MMBtu | FALSE | L | Annual | Qualifying Generation | TWh | 2.0143 | 2.0845 | 2.0845 | 2.0845 | 0 | 0 | 0
BART NOX Annual- Antelope Valley 2- v5.16 | 57 | 7197 | Rate Constraint in lbs/MMBtu | FALSE | L | Annual | Rate | lb/MWh | 1.1821 | 0.88457 | 0.88457 | 0.88457 | 0 | 0 | 0
BART NOX Annual- Antelope Valley 2- v5.16 | 57 | 7197 | Rate Constraint in lbs/MMBtu | FALSE | L | Annual | Constraint Shadow Price | US2019$/Ton | 0 | 0 | 0 | 0 | 0 | 0 | 0
BART NOX Annual- Arthur Kill- v5.16 | 58 | 7182 | Rate Constraint in lbs/MMBtu | FALSE | L | Annual | Seasons Included | Seasons | Winter, WintShld, Summer | Winter, WintShld, Summer | Winter, WintShld, Summer | Winter, WintShld, Summer | Winter, WintShld, Summer | Winter, WintShld, Summer | Winter, WintShld, Summer
BART NOX Annual- Arthur Kill- v5.16 | 58 | 7182 | Rate Constraint in lbs/MMBtu | FALSE | L | Annual | Standard NOX | lb/MMBtu | 0.15 | 0.15 | 0.15 | 0.15 | 0.15 | 0.15 | 0.15
BART NOX Annual- Arthur Kill- v5.16 | 58 | 7182 | Rate Constraint in lbs/MMBtu | FALSE | L | Annual | Emissions at Affected Plants NOX | Thousand Tons | 0.12612 | 0 | 0 | 0 | 0 | 0 | 0
BART NOX Annual- Arthur Kill- v5.16 | 58 | 7182 | Rate Constraint in lbs/MMBtu | FALSE | L | Annual | Allowances Purchased NOX | Thousand Tons | 0 | 0 | 0 | 0 | 0 | 0 | 0
BART NOX Annual- Arthur Kill- v5.16 | 58 | 7182 | Rate Constraint in lbs/MMBtu | FALSE | L | Annual | Allowances Sold NOX | Thousand Tons | 0 | 0 | 0 | 0 | 0 | 0 | 0
BART NOX Annual- Arthur Kill- v5.16 | 58 | 7182 | Rate Constraint in lbs/MMBtu | FALSE | L | Annual | Allowances Banked | Thousand Tons | 0 | 0 | 0 | 0 | 0 | 0 | 0
BART NOX Annual- Arthur Kill- v5.16 | 58 | 7182 | Rate Constraint in lbs/MMBtu | FALSE | L | Annual | Allowances Withdrawn (1:1) | Thousand Tons | 0 | 0 | 0 | 0 | 0 | 0 | 0
BART NOX Annual- Arthur Kill- v5.16 | 58 | 7182 | Rate Constraint in lbs/MMBtu | FALSE | L | Annual | Allowances Withdrawn (n:1) | Thousand Tons | 0 | 0 | 0 | 0 | 0 | 0 | 0
BART NOX Annual- Arthur Kill- v5.16 | 58 | 7182 | Rate Constraint in lbs/MMBtu | FALSE | L | Annual | Net Emissions Allowance Position | Thousand Tons | 0.12612 | 0 | 0 | 0 | 0 | 0 | 0
BART NOX Annual- Arthur Kill- v5.16 | 58 | 7182 | Rate Constraint in lbs/MMBtu | FALSE | L | Annual | Fuel Consumed | TBtu | 3.6936 | 0 | 0 | 0 | 0 | 0 | 0
BART NOX Annual- Arthur Kill- v5.16 | 58 | 7182 | Rate Constraint in lbs/MMBtu | FALSE | L | Annual | Rate | lb/MMBtu | 0.06829 | 0 | 0 | 0 | 0 | 0 | 0
BART NOX Annual- Arthur Kill- v5.16 | 58 | 7182 | Rate Constraint in lbs/MMBtu | FALSE | L | Annual | Generation | TWh | 0.32899 | 0 | 0 | 0 | 0 | 0 | 0
BART NOX Annual- Arthur Kill- v5.16 | 58 | 7182 | Rate Constraint in lbs/MMBtu | FALSE | L | Annual | Qualifying Generation | TWh | 0.32899 | 0 | 0 | 0 | 0 | 0 | 0
BART NOX Annual- Arthur Kill- v5.16 | 58 | 7182 | Rate Constraint in lbs/MMBtu | FALSE | L | Annual | Rate | lb/MWh | 0.76669 | 0 | 0 | 0 | 0 | 0 | 0
BART NOX Annual- Arthur Kill- v5.16 | 58 | 7182 | Rate Constraint in lbs/MMBtu | FALSE | L | Annual | Constraint Shadow Price | US2019$/Ton | 0 | 0 | 0 | 0 | 0 | 0 | 0
BART NOX Annual- Big Stone 1- v5.16 | 59 | 7161 | Rate Constraint in lbs/MMBtu | FALSE | L | Annual | Seasons Included | Seasons | Winter, WintShld, Summer | Winter, WintShld, Summer | Winter, WintShld, Summer | Winter, WintShld, Summer | Winter, WintShld, Summer | Winter, WintShld, Summer | Winter, WintShld, Summer
BART NOX Annual- Big Stone 1- v5.16 | 59 | 7161 | Rate Constraint in lbs/MMBtu | FALSE | L | Annual | Standard NOX | lb/MMBtu | 0.1 | 0.1 | 0.1 | 0.1 | 0.1 | 0.1 | 0.1
BART NOX Annual- Big Stone 1- v5.16 | 59 | 7161 | Rate Constraint in lbs/MMBtu | FALSE | L | Annual | Emissions at Affected Plants NOX | Thousand Tons | 1.2341 | 0.31191 | 0 | 0 | 0 | 0 | 0
BART NOX Annual- Big Stone 1- v5.16 | 59 | 7161 | Rate Constraint in lbs/MMBtu | FALSE | L | Annual | Allowances Purchased NOX | Thousand Tons | 0 | 0 | 0 | 0 | 0 | 0 | 0
BART NOX Annual- Big Stone 1- v5.16 | 59 | 7161 | Rate Constraint in lbs/MMBtu | FALSE | L | Annual | Allowances Sold NOX | Thousand Tons | 0 | 0 | 0 | 0 | 0 | 0 | 0
BART NOX Annual- Big Stone 1- v5.16 | 59 | 7161 | Rate Constraint in lbs/MMBtu | FALSE | L | Annual | Allowances Banked | Thousand Tons | 0 | 0 | 0 | 0 | 0 | 0 | 0
BART NOX Annual- Big Stone 1- v5.16 | 59 | 7161 | Rate Constraint in lbs/MMBtu | FALSE | L | Annual | Allowances Withdrawn (1:1) | Thousand Tons | 0 | 0 | 0 | 0 | 0 | 0 | 0
BART NOX Annual- Big Stone 1- v5.16 | 59 | 7161 | Rate Constraint in lbs/MMBtu | FALSE | L | Annual | Allowances Withdrawn (n:1) | Thousand Tons | 0 | 0 | 0 | 0 | 0 | 0 | 0
BART NOX Annual- Big Stone 1- v5.16 | 59 | 7161 | Rate Constraint in lbs/MMBtu | FALSE | L | Annual | Net Emissions Allowance Position | Thousand Tons | 1.2341 | 0.31191 | 0 | 0 | 0 | 0 | 0
BART NOX Annual- Big Stone 1- v5.16 | 59 | 7161 | Rate Constraint in lbs/MMBtu | FALSE | L | Annual | Fuel Consumed | TBtu | 32.6176 | 8.2441 | 0 | 0 | 0 | 0 | 0
BART NOX Annual- Big Stone 1- v5.16 | 59 | 7161 | Rate Constraint in lbs/MMBtu | FALSE | L | Annual | Rate | lb/MMBtu | 0.07567 | 0.07567 | 0 | 0 | 0 | 0 | 0
BART NOX Annual- Big Stone 1- v5.16 | 59 | 7161 | Rate Constraint in lbs/MMBtu | FALSE | L | Annual | Generation | TWh | 3.2857 | 0.83045 | 0 | 0 | 0 | 0 | 0
BART NOX Annual- Big Stone 1- v5.16 | 59 | 7161 | Rate Constraint in lbs/MMBtu | FALSE | L | Annual | Qualifying Generation | TWh | 3.1884 | 0.80587 | 0 | 0 | 0 | 0 | 0
BART NOX Annual- Big Stone 1- v5.16 | 59 | 7161 | Rate Constraint in lbs/MMBtu | FALSE | L | Annual | Rate | lb/MWh | 0.7741 | 0.7741 | 0 | 0 | 0 | 0 | 0
BART NOX Annual- Big Stone 1- v5.16 | 59 | 7161 | Rate Constraint in lbs/MMBtu | FALSE | L | Annual | Constraint Shadow Price | US2019$/Ton | 0 | 0 | 0 | 0 | 0 | 0 | 0
BART NOX Annual- Bowline Point 1- v6.17 | 60 | 7193 | Rate Constraint in lbs/MMBtu | FALSE | L | Annual | Seasons Included | Seasons | Winter, WintShld, Summer | Winter, WintShld, Summer | Winter, WintShld, Summer | Winter, WintShld, Summer | Winter, WintShld, Summer | Winter, WintShld, Summer | Winter, WintShld, Summer
BART NOX Annual- Bowline Point 1- v6.17 | 60 | 7193 | Rate Constraint in lbs/MMBtu | FALSE | L | Annual | Standard NOX | lb/MMBtu | 0.15 | 0.15 | 0.15 | 0.15 | 0.15 | 0.15 | 0.15
BART NOX Annual- Bowline Point 1- v6.17 | 60 | 7193 | Rate Constraint in lbs/MMBtu | FALSE | L | Annual | Emissions at Affected Plants NOX | Thousand Tons | 0 | 0 | 0 | 0 | 0 | 0 | 0
BART NOX Annual- Bowline Point 1- v6.17 | 60 | 7193 | Rate Constraint in lbs/MMBtu | FALSE | L | Annual | Allowances Purchased NOX | Thousand Tons | 0 | 0 | 0 | 0 | 0 | 0 | 0
BART NOX Annual- Bowline Point 1- v6.17 | 60 | 7193 | Rate Constraint in lbs/MMBtu | FALSE | L | Annual | Allowances Sold NOX | Thousand Tons | 0 | 0 | 0 | 0 | 0 | 0 | 0
BART NOX Annual- Bowline Point 1- v6.17 | 60 | 7193 | Rate Constraint in lbs/MMBtu | FALSE | L | Annual | Allowances Banked | Thousand Tons | 0 | 0 | 0 | 0 | 0 | 0 | 0
BART NOX Annual- Bowline Point 1- v6.17 | 60 | 7193 | Rate Constraint in lbs/MMBtu | FALSE | L | Annual | Allowances Withdrawn (1:1) | Thousand Tons | 0 | 0 | 0 | 0 | 0 | 0 | 0
BART NOX Annual- Bowline Point 1- v6.17 | 60 | 7193 | Rate Constraint in lbs/MMBtu | FALSE | L | Annual | Allowances Withdrawn (n:1) | Thousand Tons | 0 | 0 | 0 | 0 | 0 | 0 | 0
BART NOX Annual- Bowline Point 1- v6.17 | 60 | 7193 | Rate Constraint in lbs/MMBtu | FALSE | L | Annual | Net Emissions Allowance Position | Thousand Tons | 0 | 0 | 0 | 0 | 0 | 0 | 0
BART NOX Annual- Bowline Point 1- v6.17 | 60 | 7193 | Rate Constraint in lbs/MMBtu | FALSE | L | Annual | Fuel Consumed | TBtu | 0 | 0 | 0 | 0 | 0 | 0 | 0
BART NOX Annual- Bowline Point 1- v6.17 | 60 | 7193 | Rate Constraint in lbs/MMBtu | FALSE | L | Annual | Rate | lb/MMBtu | 0 | 0 | 0 | 0 | 0 | 0 | 0
BART NOX Annual- Bowline Point 1- v6.17 | 60 | 7193 | Rate Constraint in lbs/MMBtu | FALSE | L | Annual | Generation | TWh | 0 | 0 | 0 | 0 | 0 | 0 | 0
BART NOX Annual- Bowline Point 1- v6.17 | 60 | 7193 | Rate Constraint in lbs/MMBtu | FALSE | L | Annual | Qualifying Generation | TWh | 0 | 0 | 0 | 0 | 0 | 0 | 0
BART NOX Annual- Bowline Point 1- v6.17 | 60 | 7193 | Rate Constraint in lbs/MMBtu | FALSE | L | Annual | Rate | lb/MWh | 0 | 0 | 0 | 0 | 0 | 0 | 0
BART NOX Annual- Bowline Point 1- v6.17 | 60 | 7193 | Rate Constraint in lbs/MMBtu | FALSE | L | Annual | Constraint Shadow Price | US2019$/Ton | 0 | 0 | 0 | 0 | 0 | 0 | 0
BART NOX Annual- Bowline Point 2- v6.17 | 61 | 7194 | Rate Constraint in lbs/MMBtu | FALSE | L | Annual | Seasons Included | Seasons | Winter, WintShld, Summer | Winter, WintShld, Summer | Winter, WintShld, Summer | Winter, WintShld, Summer | Winter, WintShld, Summer | Winter, WintShld, Summer | Winter, WintShld, Summer
BART NOX Annual- Bowline Point 2- v6.17 | 61 | 7194 | Rate Constraint in lbs/MMBtu | FALSE | L | Annual | Standard NOX | lb/MMBtu | 0.15 | 0.15 | 0.15 | 0.15 | 0.15 | 0.15 | 0.15
BART NOX Annual- Bowline Point 2- v6.17 | 61 | 7194 | Rate Constraint in lbs/MMBtu | FALSE | L | Annual | Emissions at Affected Plants NOX | Thousand Tons | 0 | 0 | 0 | 0 | 0 | 0 | 0
BART NOX Annual- Bowline Point 2- v6.17 | 61 | 7194 | Rate Constraint in lbs/MMBtu | FALSE | L | Annual | Allowances Purchased NOX | Thousand Tons | 0 | 0 | 0 | 0 | 0 | 0 | 0
BART NOX Annual- Bowline Point 2- v6.17 | 61 | 7194 | Rate Constraint in lbs/MMBtu | FALSE | L | Annual | Allowances Sold NOX | Thousand Tons | 0 | 0 | 0 | 0 | 0 | 0 | 0
BART NOX Annual- Bowline Point 2- v6.17 | 61 | 7194 | Rate Constraint in lbs/MMBtu | FALSE | L | Annual | Allowances Banked | Thousand Tons | 0 | 0 | 0 | 0 | 0 | 0 | 0
BART NOX Annual- Bowline Point 2- v6.17 | 61 | 7194 | Rate Constraint in lbs/MMBtu | FALSE | L | Annual | Allowances Withdrawn (1:1) | Thousand Tons | 0 | 0 | 0 | 0 | 0 | 0 | 0
BART NOX Annual- Bowline Point 2- v6.17 | 61 | 7194 | Rate Constraint in lbs/MMBtu | FALSE | L | Annual | Allowances Withdrawn (n:1) | Thousand Tons | 0 | 0 | 0 | 0 | 0 | 0 | 0
BART NOX Annual- Bowline Point 2- v6.17 | 61 | 7194 | Rate Constraint in lbs/MMBtu | FALSE | L | Annual | Net Emissions Allowance Position | Thousand Tons | 0 | 0 | 0 | 0 | 0 | 0 | 0
BART NOX Annual- Bowline Point 2- v6.17 | 61 | 7194 | Rate Constraint in lbs/MMBtu | FALSE | L | Annual | Fuel Consumed | TBtu | 0 | 0 | 0 | 0 | 0 | 0 | 0
BART NOX Annual- Bowline Point 2- v6.17 | 61 | 7194 | Rate Constraint in lbs/MMBtu | FALSE | L | Annual | Rate | lb/MMBtu | 0 | 0 | 0 | 0 | 0 | 0 | 0
BART NOX Annual- Bowline Point 2- v6.17 | 61 | 7194 | Rate Constraint in lbs/MMBtu | FALSE | L | Annual | Generation | TWh | 0 | 0 | 0 | 0 | 0 | 0 | 0
BART NOX Annual- Bowline Point 2- v6.17 | 61 | 7194 | Rate Constraint in lbs/MMBtu | FALSE | L | Annual | Qualifying Generation | TWh | 0 | 0 | 0 | 0 | 0 | 0 | 0
BART NOX Annual- Bowline Point 2- v6.17 | 61 | 7194 | Rate Constraint in lbs/MMBtu | FALSE | L | Annual | Rate | lb/MWh | 0 | 0 | 0 | 0 | 0 | 0 | 0
BART NOX Annual- Bowline Point 2- v6.17 | 61 | 7194 | Rate Constraint in lbs/MMBtu | FALSE | L | Annual | Constraint Shadow Price | US2019$/Ton | 0 | 0 | 0 | 0 | 0 | 0 | 0
BART NOX Annual- E F Barrett- v5.16 | 63 | 7186 | Rate Constraint in lbs/MMBtu | FALSE | L | Annual | Seasons Included | Seasons | Winter, WintShld, Summer | Winter, WintShld, Summer | Winter, WintShld, Summer | Winter, WintShld, Summer | Winter, WintShld, Summer | Winter, WintShld, Summer | Winter, WintShld, Summer
BART NOX Annual- E F Barrett- v5.16 | 63 | 7186 | Rate Constraint in lbs/MMBtu | FALSE | L | Annual | Standard NOX | lb/MMBtu | 0.1 | 0.1 | 0.1 | 0.1 | 0.1 | 0.1 | 0.1
BART NOX Annual- E F Barrett- v5.16 | 63 | 7186 | Rate Constraint in lbs/MMBtu | FALSE | L | Annual | Emissions at Affected Plants NOX | Thousand Tons | 0 | 0 | 0 | 0 | 0 | 0 | 0
BART NOX Annual- E F Barrett- v5.16 | 63 | 7186 | Rate Constraint in lbs/MMBtu | FALSE | L | Annual | Allowances Purchased NOX | Thousand Tons | 0 | 0 | 0 | 0 | 0 | 0 | 0
BART NOX Annual- E F Barrett- v5.16 | 63 | 7186 | Rate Constraint in lbs/MMBtu | FALSE | L | Annual | Allowances Sold NOX | Thousand Tons | 0 | 0 | 0 | 0 | 0 | 0 | 0
BART NOX Annual- E F Barrett- v5.16 | 63 | 7186 | Rate Constraint in lbs/MMBtu | FALSE | L | Annual | Allowances Banked | Thousand Tons | 0 | 0 | 0 | 0 | 0 | 0 | 0
BART NOX Annual- E F Barrett- v5.16 | 63 | 7186 | Rate Constraint in lbs/MMBtu | FALSE | L | Annual | Allowances Withdrawn (1:1) | Thousand Tons | 0 | 0 | 0 | 0 | 0 | 0 | 0
BART NOX Annual- E F Barrett- v5.16 | 63 | 7186 | Rate Constraint in lbs/MMBtu | FALSE | L | Annual | Allowances Withdrawn (n:1) | Thousand Tons | 0 | 0 | 0 | 0 | 0 | 0 | 0
BART NOX Annual- E F Barrett- v5.16 | 63 | 7186 | Rate Constraint in lbs/MMBtu | FALSE | L | Annual | Net Emissions Allowance Position | Thousand Tons | 0 | 0 | 0 | 0 | 0 | 0 | 0
BART NOX Annual- E F Barrett- v5.16 | 63 | 7186 | Rate Constraint in lbs/MMBtu | FALSE | L | Annual | Fuel Consumed | TBtu | 0 | 0 | 0 | 0 | 0 | 0 | 0
BART NOX Annual- E F Barrett- v5.16 | 63 | 7186 | Rate Constraint in lbs/MMBtu | FALSE | L | Annual | Rate | lb/MMBtu | 0 | 0 | 0 | 0 | 0 | 0 | 0
BART NOX Annual- E F Barrett- v5.16 | 63 | 7186 | Rate Constraint in lbs/MMBtu | FALSE | L | Annual | Generation | TWh | 0 | 0 | 0 | 0 | 0 | 0 | 0
BART NOX Annual- E F Barrett- v5.16 | 63 | 7186 | Rate Constraint in lbs/MMBtu | FALSE | L | Annual | Qualifying Generation | TWh | 0 | 0 | 0 | 0 | 0 | 0 | 0
BART NOX Annual- E F Barrett- v5.16 | 63 | 7186 | Rate Constraint in lbs/MMBtu | FALSE | L | Annual | Rate | lb/MWh | 0 | 0 | 0 | 0 | 0 | 0 | 0
BART NOX Annual- E F Barrett- v5.16 | 63 | 7186 | Rate Constraint in lbs/MMBtu | FALSE | L | Annual | Constraint Shadow Price | US2019$/Ton | 0 | 0 | 0 | 0 | 0 | 0 | 0
BART NOX Annual- Hunter 1- v5.16 | 64 | 7175 | Rate Constraint in lbs/MMBtu | FALSE | L | Annual | Seasons Included | Seasons | Winter, WintShld, Summer | Winter, WintShld, Summer | Winter, WintShld, Summer | Winter, WintShld, Summer | Winter, WintShld, Summer | Winter, WintShld, Summer | Winter, WintShld, Summer
BART NOX Annual- Hunter 1- v5.16 | 64 | 7175 | Rate Constraint in lbs/MMBtu | FALSE | L | Annual | Standard NOX | lb/MMBtu | 0.26 | 0.26 | 0.26 | 0.26 | 0.26 | 0.26 | 0.26
BART NOX Annual- Hunter 1- v5.16 | 64 | 7175 | Rate Constraint in lbs/MMBtu | FALSE | L | Annual | Emissions at Affected Plants NOX | Thousand Tons | 0.84738 | 0.83899 | 0.83899 | 0.83899 | 0 | 0 | 0
BART NOX Annual- Hunter 1- v5.16 | 64 | 7175 | Rate Constraint in lbs/MMBtu | FALSE | L | Annual | Allowances Purchased NOX | Thousand Tons | 0 | 0 | 0 | 0 | 0 | 0 | 0
BART NOX Annual- Hunter 1- v5.16 | 64 | 7175 | Rate Constraint in lbs/MMBtu | FALSE | L | Annual | Allowances Sold NOX | Thousand Tons | 0 | 0 | 0 | 0 | 0 | 0 | 0
BART NOX Annual- Hunter 1- v5.16 | 64 | 7175 | Rate Constraint in lbs/MMBtu | FALSE | L | Annual | Allowances Banked | Thousand Tons | 0 | 0 | 0 | 0 | 0 | 0 | 0
BART NOX Annual- Hunter 1- v5.16 | 64 | 7175 | Rate Constraint in lbs/MMBtu | FALSE | L | Annual | Allowances Withdrawn (1:1) | Thousand Tons | 0 | 0 | 0 | 0 | 0 | 0 | 0
BART NOX Annual- Hunter 1- v5.16 | 64 | 7175 | Rate Constraint in lbs/MMBtu | FALSE | L | Annual | Allowances Withdrawn (n:1) | Thousand Tons | 0 | 0 | 0 | 0 | 0 | 0 | 0
BART NOX Annual- Hunter 1- v5.16 | 64 | 7175 | Rate Constraint in lbs/MMBtu | FALSE | L | Annual | Net Emissions Allowance Position | Thousand Tons | 0.84738 | 0.83899 | 0.83899 | 0.83899 | 0 | 0 | 0
BART NOX Annual- Hunter 1- v5.16 | 64 | 7175 | Rate Constraint in lbs/MMBtu | FALSE | L | Annual | Fuel Consumed | TBtu | 33.8952 | 33.5596 | 33.5596 | 33.5596 | 0 | 0 | 0
BART NOX Annual- Hunter 1- v5.16 | 64 | 7175 | Rate Constraint in lbs/MMBtu | FALSE | L | Annual | Rate | lb/MMBtu | 0.05 | 0.05 | 0.05 | 0.05 | 0 | 0 | 0
BART NOX Annual- Hunter 1- v5.16 | 64 | 7175 | Rate Constraint in lbs/MMBtu | FALSE | L | Annual | Generation | TWh | 3.2464 | 2.2168 | 2.2168 | 2.2168 | 0 | 0 | 0
BART NOX Annual- Hunter 1- v5.16 | 64 | 7175 | Rate Constraint in lbs/MMBtu | FALSE | L | Annual | Qualifying Generation | TWh | 3.2464 | 2.2168 | 2.2168 | 2.2168 | 0 | 0 | 0
BART NOX Annual- Hunter 1- v5.16 | 64 | 7175 | Rate Constraint in lbs/MMBtu | FALSE | L | Annual | Rate | lb/MWh | 0.52205 | 0.75694 | 0.75694 | 0.75694 | 0 | 0 | 0
BART NOX Annual- Hunter 1- v5.16 | 64 | 7175 | Rate Constraint in lbs/MMBtu | FALSE | L | Annual | Constraint Shadow Price | US2019$/Ton | 0 | 0 | 0 | 0 | 0 | 0 | 0
BART NOX Annual- Hunter 2- v5.16 | 65 | 7176 | Rate Constraint in lbs/MMBtu | FALSE | L | Annual | Seasons Included | Seasons | Winter, WintShld, Summer | Winter, WintShld, Summer | Winter, WintShld, Summer | Winter, WintShld, Summer | Winter, WintShld, Summer | Winter, WintShld, Summer | Winter, WintShld, Summer
BART NOX Annual- Hunter 2- v5.16 | 65 | 7176 | Rate Constraint in lbs/MMBtu | FALSE | L | Annual | Standard NOX | lb/MMBtu | 0.26 | 0.26 | 0.26 | 0.26 | 0.26 | 0.26 | 0.26
BART NOX Annual- Hunter 2- v5.16 | 65 | 7176 | Rate Constraint in lbs/MMBtu | FALSE | L | Annual | Emissions at Affected Plants NOX | Thousand Tons | 0.77098 | 0.76335 | 0.76335 | 0.76335 | 0 | 0 | 0
BART NOX Annual- Hunter 2- v5.16 | 65 | 7176 | Rate Constraint in lbs/MMBtu | FALSE | L | Annual | Allowances Purchased NOX | Thousand Tons | 0 | 0 | 0 | 0 | 0 | 0 | 0
BART NOX Annual- Hunter 2- v5.16 | 65 | 7176 | Rate Constraint in lbs/MMBtu | FALSE | L | Annual | Allowances Sold NOX | Thousand Tons | 0 | 0 | 0 | 0 | 0 | 0 | 0
BART NOX Annual- Hunter 2- v5.16 | 65 | 7176 | Rate Constraint in lbs/MMBtu | FALSE | L | Annual | Allowances Banked | Thousand Tons | 0 | 0 | 0 | 0 | 0 | 0 | 0
BART NOX Annual- Hunter 2- v5.16 | 65 | 7176 | Rate Constraint in lbs/MMBtu | FALSE | L | Annual | Allowances Withdrawn (1:1) | Thousand Tons | 0 | 0 | 0 | 0 | 0 | 0 | 0
BART NOX Annual- Hunter 2- v5.16 | 65 | 7176 | Rate Constraint in lbs/MMBtu | FALSE | L | Annual | Allowances Withdrawn (n:1) | Thousand Tons | 0 | 0 | 0 | 0 | 0 | 0 | 0
BART NOX Annual- Hunter 2- v5.16 | 65 | 7176 | Rate Constraint in lbs/MMBtu | FALSE | L | Annual | Net Emissions Allowance Position | Thousand Tons | 0.77098 | 0.76335 | 0.76335 | 0.76335 | 0 | 0 | 0
BART NOX Annual- Hunter 2- v5.16 | 65 | 7176 | Rate Constraint in lbs/MMBtu | FALSE | L | Annual | Fuel Consumed | TBtu | 30.8393 | 30.534 | 30.534 | 30.534 | 0 | 0 | 0
BART NOX Annual- Hunter 2- v5.16 | 65 | 7176 | Rate Constraint in lbs/MMBtu | FALSE | L | Annual | Rate | lb/MMBtu | 0.05 | 0.05 | 0.05 | 0.05 | 0 | 0 | 0
BART NOX Annual- Hunter 2- v5.16 | 65 | 7176 | Rate Constraint in lbs/MMBtu | FALSE | L | Annual | Generation | TWh | 2.9638 | 2.0271 | 2.0271 | 2.0271 | 0 | 0 | 0
BART NOX Annual- Hunter 2- v5.16 | 65 | 7176 | Rate Constraint in lbs/MMBtu | FALSE | L | Annual | Qualifying Generation | TWh | 2.9638 | 2.0271 | 2.0271 | 2.0271 | 0 | 0 | 0
BART NOX Annual- Hunter 2- v5.16 | 65 | 7176 | Rate Constraint in lbs/MMBtu | FALSE | L | Annual | Rate | lb/MWh | 0.52027 | 0.75314 | 0.75314 | 0.75314 | 0 | 0 | 0
BART NOX Annual- Hunter 2- v5.16 | 65 | 7176 | Rate Constraint in lbs/MMBtu | FALSE | L | Annual | Constraint Shadow Price | US2019$/Ton | 0 | 0 | 0 | 0 | 0 | 0 | 0
BART NOX Annual- Hunter 3- v6.17 | 66 | 7177 | Rate Constraint in lbs/MMBtu | FALSE | L | Annual | Seasons Included | Seasons | Winter, WintShld, Summer | Winter, WintShld, Summer | Winter, WintShld, Summer | Winter, WintShld, Summer | Winter, WintShld, Summer | Winter, WintShld, Summer | Winter, WintShld, Summer
BART NOX Annual- Hunter 3- v6.17 | 66 | 7177 | Rate Constraint in lbs/MMBtu | FALSE | L | Annual | Standard NOX | lb/MMBtu | 0.26 | 0.26 | 0.26 | 0.26 | 0.26 | 0.26 | 0.26
BART NOX Annual- Hunter 3- v6.17 | 66 | 7177 | Rate Constraint in lbs/MMBtu | FALSE | L | Annual | Emissions at Affected Plants NOX | Thousand Tons | 0.79841 | 2.435 | 2.4476 | 2.4476 | 0.016348 | 0 | 0
BART NOX Annual- Hunter 3- v6.17 | 66 | 7177 | Rate Constraint in lbs/MMBtu | FALSE | L | Annual | Allowances Purchased NOX | Thousand Tons | 0 | 0 | 0 | 0 | 0 | 0 | 0
BART NOX Annual- Hunter 3- v6.17 | 66 | 7177 | Rate Constraint in lbs/MMBtu | FALSE | L | Annual | Allowances Sold NOX | Thousand Tons | 0 | 0 | 0 | 0 | 0 | 0 | 0
BART NOX Annual- Hunter 3- v6.17 | 66 | 7177 | Rate Constraint in lbs/MMBtu | FALSE | L | Annual | Allowances Banked | Thousand Tons | 0 | 0 | 0 | 0 | 0 | 0 | 0
BART NOX Annual- Hunter 3- v6.17 | 66 | 7177 | Rate Constraint in lbs/MMBtu | FALSE | L | Annual | Allowances Withdrawn (1:1) | Thousand Tons | 0 | 0 | 0 | 0 | 0 | 0 | 0
BART NOX Annual- Hunter 3- v6.17 | 66 | 7177 | Rate Constraint in lbs/MMBtu | FALSE | L | Annual | Allowances Withdrawn (n:1) | Thousand Tons | 0 | 0 | 0 | 0 | 0 | 0 | 0
BART NOX Annual- Hunter 3- v6.17 | 66 | 7177 | Rate Constraint in lbs/MMBtu | FALSE | L | Annual | Net Emissions Allowance Position | Thousand Tons | 0.79841 | 2.435 | 2.4476 | 2.4476 | 0.016348 | 0 | 0
BART NOX Annual- Hunter 3- v6.17 | 66 | 7177 | Rate Constraint in lbs/MMBtu | FALSE | L | Annual | Fuel Consumed | TBtu | 31.9364 | 31.5591 | 31.6202 | 31.6202 | 0.2112 | 0 | 0
BART NOX Annual- Hunter 3- v6.17 | 66 | 7177 | Rate Constraint in lbs/MMBtu | FALSE | L | Annual | Rate | lb/MMBtu | 0.05 | 0.15431 | 0.15481 | 0.15481 | 0.15481 | 0 | 0
BART NOX Annual- Hunter 3- v6.17 | 66 | 7177 | Rate Constraint in lbs/MMBtu | FALSE | L | Annual | Generation | TWh | 3.0959 | 2.126 | 2.1257 | 2.1257 | 0.014198 | 0 | 0
BART NOX Annual- Hunter 3- v6.17 | 66 | 7177 | Rate Constraint in lbs/MMBtu | FALSE | L | Annual | Qualifying Generation | TWh | 3.0959 | 2.126 | 2.1257 | 2.1257 | 0.014198 | 0 | 0
BART NOX Annual- Hunter 3- v6.17 | 66 | 7177 | Rate Constraint in lbs/MMBtu | FALSE | L | Annual | Rate | lb/MWh | 0.51579 | 2.2906 | 2.3028 | 2.3028 | 2.3028 | 0 | 0
BART NOX Annual- Hunter 3- v6.17 | 66 | 7177 | Rate Constraint in lbs/MMBtu | FALSE | L | Annual | Constraint Shadow Price | US2019$/Ton | 0 | 0 | 0 | 0 | 0 | 0 | 14.0481
BART NOX Annual- Huntington 1- v5.16 | 67 | 7178 | Rate Constraint in lbs/MMBtu | FALSE | L | Annual | Seasons Included | Seasons | Winter, WintShld, Summer | Winter, WintShld, Summer | Winter, WintShld, Summer | Winter, WintShld, Summer | Winter, WintShld, Summer | Winter, WintShld, Summer | Winter, WintShld, Summer
BART NOX Annual- Huntington 1- v5.16 | 67 | 7178 | Rate Constraint in lbs/MMBtu | FALSE | L | Annual | Standard NOX | lb/MMBtu | 0.26 | 0.26 | 0.26 | 0.26 | 0.26 | 0.26 | 0.26
BART NOX Annual- Huntington 1- v5.16 | 67 | 7178 | Rate Constraint in lbs/MMBtu | FALSE | L | Annual | Emissions at Affected Plants NOX | Thousand Tons | 0 | 0 | 0 | 0 | 0 | 0 | 0
BART NOX Annual- Huntington 1- v5.16 | 67 | 7178 | Rate Constraint in lbs/MMBtu | FALSE | L | Annual | Allowances Purchased NOX | Thousand Tons | 0 | 0 | 0 | 0 | 0 | 0 | 0
BART NOX Annual- Huntington 1- v5.16 | 67 | 7178 | Rate Constraint in lbs/MMBtu | FALSE | L | Annual | Allowances Sold NOX | Thousand Tons | 0 | 0 | 0 | 0 | 0 | 0 | 0
BART NOX Annual- Huntington 1- v5.16 | 67 | 7178 | Rate Constraint in lbs/MMBtu | FALSE | L | Annual | Allowances Banked | Thousand Tons | 0 | 0 | 0 | 0 | 0 | 0 | 0
BART NOX Annual- Huntington 1- v5.16 | 67 | 7178 | Rate Constraint in lbs/MMBtu | FALSE | L | Annual | Allowances Withdrawn (1:1) | Thousand Tons | 0 | 0 | 0 | 0 | 0 | 0 | 0
BART NOX Annual- Huntington 1- v5.16 | 67 | 7178 | Rate Constraint in lbs/MMBtu | FALSE | L | Annual | Allowances Withdrawn (n:1) | Thousand Tons | 0 | 0 | 0 | 0 | 0 | 0 | 0
BART NOX Annual- Huntington 1- v5.16 | 67 | 7178 | Rate Constraint in lbs/MMBtu | FALSE | L | Annual | Net Emissions Allowance Position | Thousand Tons | 0 | 0 | 0 | 0 | 0 | 0 | 0
BART NOX Annual- Huntington 1- v5.16 | 67 | 7178 | Rate Constraint in lbs/MMBtu | FALSE | L | Annual | Fuel Consumed | TBtu | 0 | 0 | 0 | 0 | 0 | 0 | 0
BART NOX Annual- Huntington 1- v5.16 | 67 | 7178 | Rate Constraint in lbs/MMBtu | FALSE | L | Annual | Rate | lb/MMBtu | 0 | 0 | 0 | 0 | 0 | 0 | 0
BART NOX Annual- Huntington 1- v5.16 | 67 | 7178 | Rate Constraint in lbs/MMBtu | FALSE | L | Annual | Generation | TWh | 0 | 0 | 0 | 0 | 0 | 0 | 0
BART NOX Annual- Huntington 1- v5.16 | 67 | 7178 | Rate Constraint in lbs/MMBtu | FALSE | L | Annual | Qualifying Generation | TWh | 0 | 0 | 0 | 0 | 0 | 0 | 0
BART NOX Annual- Huntington 1- v5.16 | 67 | 7178 | Rate Constraint in lbs/MMBtu | FALSE | L | Annual | Rate | lb/MWh | 0 | 0 | 0 | 0 | 0 | 0 | 0
BART NOX Annual- Huntington 1- v5.16 | 67 | 7178 | Rate Constraint in lbs/MMBtu | FALSE | L | Annual | Constraint Shadow Price | US2019$/Ton | 0 | 0 | 0 | 0 | 0 | 0 | 0
BART NOX Annual- Huntington 2- v5.16 | 68 | 7179 | Rate Constraint in lbs/MMBtu | FALSE | L | Annual | Seasons Included | Seasons | Winter, WintShld, Summer | Winter, WintShld, Summer | Winter, WintShld, Summer | Winter, WintShld, Summer | Winter, WintShld, Summer | Winter, WintShld, Summer | Winter, WintShld, Summer
BART NOX Annual- Huntington 2- v5.16 | 68 | 7179 | Rate Constraint in lbs/MMBtu | FALSE | L | Annual | Standard NOX | lb/MMBtu | 0.26 | 0.26 | 0.26 | 0.26 | 0.26 | 0.26 | 0.26
BART NOX Annual- Huntington 2- v5.16 | 68 | 7179 | Rate Constraint in lbs/MMBtu | FALSE | L | Annual | Emissions at Affected Plants NOX | Thousand Tons | 0 | 0 | 0 | 0 | 0 | 0 | 0
BART NOX Annual- Huntington 2- v5.16 | 68 | 7179 | Rate Constraint in lbs/MMBtu | FALSE | L | Annual | Allowances Purchased NOX | Thousand Tons | 0 | 0 | 0 | 0 | 0 | 0 | 0
BART NOX Annual- Huntington 2- v5.16 | 68 | 7179 | Rate Constraint in lbs/MMBtu | FALSE | L | Annual | Allowances Sold NOX | Thousand Tons | 0 | 0 | 0 | 0 | 0 | 0 | 0
BART NOX Annual- Huntington 2- v5.16 | 68 | 7179 | Rate Constraint in lbs/MMBtu | FALSE | L | Annual | Allowances Banked | Thousand Tons | 0 | 0 | 0 | 0 | 0 | 0 | 0
BART NOX Annual- Huntington 2- v5.16 | 68 | 7179 | Rate Constraint in lbs/MMBtu | FALSE | L | Annual | Allowances Withdrawn (1:1) | Thousand Tons | 0 | 0 | 0 | 0 | 0 | 0 | 0
BART NOX Annual- Huntington 2- v5.16 | 68 | 7179 | Rate Constraint in lbs/MMBtu | FALSE | L | Annual | Allowances Withdrawn (n:1) | Thousand Tons | 0 | 0 | 0 | 0 | 0 | 0 | 0
BART NOX Annual- Huntington 2- v5.16 | 68 | 7179 | Rate Constraint in lbs/MMBtu | FALSE | L | Annual | Net Emissions Allowance Position | Thousand Tons | 0 | 0 | 0 | 0 | 0 | 0 | 0
BART NOX Annual- Huntington 2- v5.16 | 68 | 7179 | Rate Constraint in lbs/MMBtu | FALSE | L | Annual | Fuel Consumed | TBtu | 0 | 0 | 0 | 0 | 0 | 0 | 0
BART NOX Annual- Huntington 2- v5.16 | 68 | 7179 | Rate Constraint in lbs/MMBtu | FALSE | L | Annual | Rate | lb/MMBtu | 0 | 0 | 0 | 0 | 0 | 0 | 0
BART NOX Annual- Huntington 2- v5.16 | 68 | 7179 | Rate Constraint in lbs/MMBtu | FALSE | L | Annual | Generation | TWh | 0 | 0 | 0 | 0 | 0 | 0 | 0
BART NOX Annual- Huntington 2- v5.16 | 68 | 7179 | Rate Constraint in lbs/MMBtu | FALSE | L | Annual | Qualifying Generation | TWh | 0 | 0 | 0 | 0 | 0 | 0 | 0
BART NOX Annual- Huntington 2- v5.16 | 68 | 7179 | Rate Constraint in lbs/MMBtu | FALSE | L | Annual | Rate | lb/MWh | 0 | 0 | 0 | 0 | 0 | 0 | 0
BART NOX Annual- Huntington 2- v5.16 | 68 | 7179 | Rate Constraint in lbs/MMBtu | FALSE | L | Annual | Constraint Shadow Price | US2019$/Ton | 0 | 0 | 0 | 0 | 0 | 0 | 0
BART NOX Annual- Northport 1- v5.16 | 69 | 7187 | Rate Constraint in lbs/MMBtu | FALSE | L | Annual | Seasons Included | Seasons | Winter, WintShld, Summer | Winter, WintShld, Summer | Winter, WintShld, Summer | Winter, WintShld, Summer | Winter, WintShld, Summer | Winter, WintShld, Summer | Winter, WintShld, Summer
BART NOX Annual- Northport 1- v5.16 | 69 | 7187 | Rate Constraint in lbs/MMBtu | FALSE | L | Annual | Standard NOX | lb/MMBtu | 0.1 | 0.1 | 0.1 | 0.1 | 0.1 | 0.1 | 0.1
BART NOX Annual- Northport 1- v5.16 | 69 | 7187 | Rate Constraint in lbs/MMBtu | FALSE | L | Annual | Emissions at Affected Plants NOX | Thousand Tons | 0.14834 | 0.14834 | 0 | 0 | 0 | 0 | 0
BART NOX Annual- Northport 1- v5.16 | 69 | 7187 | Rate Constraint in lbs/MMBtu | FALSE | L | Annual | Allowances Purchased NOX | Thousand Tons | 0 | 0 | 0 | 0 | 0 | 0 | 0
BART NOX Annual- Northport 1- v5.16 | 69 | 7187 | Rate Constraint in lbs/MMBtu | FALSE | L | Annual | Allowances Sold NOX | Thousand Tons | 0 | 0 | 0 | 0 | 0 | 0 | 0
BART NOX Annual- Northport 1- v5.16 | 69 | 7187 | Rate Constraint in lbs/MMBtu | FALSE | L | Annual | Allowances Banked | Thousand Tons | 0 | 0 | 0 | 0 | 0 | 0 | 0
BART NOX Annual- Northport 1- v5.16 | 69 | 7187 | Rate Constraint in lbs/MMBtu | FALSE | L | Annual | Allowances Withdrawn (1:1) | Thousand Tons | 0 | 0 | 0 | 0 | 0 | 0 | 0
BART NOX Annual- Northport 1- v5.16 | 69 | 7187 | Rate Constraint in lbs/MMBtu | FALSE | L | Annual | Allowances Withdrawn (n:1) | Thousand Tons | 0 | 0 | 0 | 0 | 0 | 0 | 0
BART NOX Annual- Northport 1- v5.16 | 69 | 7187 | Rate Constraint in lbs/MMBtu | FALSE | L | Annual | Net Emissions Allowance Position | Thousand Tons | 0.14834 | 0.14834 | 0 | 0 | 0 | 0 | 0
BART NOX Annual- Northport 1- v5.16 | 69 | 7187 | Rate Constraint in lbs/MMBtu | FALSE | L | Annual | Fuel Consumed | TBtu | 4.5982 | 4.5982 | 0 | 0 | 0 | 0 | 0
BART NOX Annual- Northport 1- v5.16 | 69 | 7187 | Rate Constraint in lbs/MMBtu | FALSE | L | Annual | Rate | lb/MMBtu | 0.06452 | 0.06452 | 0 | 0 | 0 | 0 | 0
BART NOX Annual- Northport 1- v5.16 | 69 | 7187 | Rate Constraint in lbs/MMBtu | FALSE | L | Annual | Generation | TWh | 0.42842 | 0.42842 | 0 | 0 | 0 | 0 | 0
BART NOX Annual- Northport 1- v5.16 | 69 | 7187 | Rate Constraint in lbs/MMBtu | FALSE | L | Annual | Qualifying Generation | TWh | 0.42842 | 0.42842 | 0 | 0 | 0 | 0 | 0
BART NOX Annual- Northport 1- v5.16 | 69 | 7187 | Rate Constraint in lbs/MMBtu | FALSE | L | Annual | Rate | lb/MWh | 0.69249 | 0.69249 | 0 | 0 | 0 | 0 | 0
BART NOX Annual- Northport 1- v5.16 | 69 | 7187 | Rate Constraint in lbs/MMBtu | FALSE | L | Annual | Constraint Shadow Price | US2019$/Ton | 0 | 0 | 0 | 0 | 0 | 0 | 0
BART NOX Annual- Northport 2- v5.16 | 70 | 7188 | Rate Constraint in lbs/MMBtu | FALSE | L | Annual | Seasons Included | Seasons | Winter, WintShld, Summer | Winter, WintShld, Summer | Winter, WintShld, Summer | Winter, WintShld, Summer | Winter, WintShld, Summer | Winter, WintShld, Summer | Winter, WintShld, Summer
BART NOX Annual- Northport 2- v5.16 | 70 | 7188 | Rate Constraint in lbs/MMBtu | FALSE | L | Annual | Standard NOX | lb/MMBtu | 0.1 | 0.1 | 0.1 | 0.1 | 0.1 | 0.1 | 0.1
BART NOX Annual- Northport 2- v5.16 | 70 | 7188 | Rate Constraint in lbs/MMBtu | FALSE | L | Annual | Emissions at Affected Plants NOX | Thousand Tons | 0.13523 | 0.13523 | 0 | 0 | 0 | 0 | 0
BART NOX Annual- Northport 2- v5.16 | 70 | 7188 | Rate Constraint in lbs/MMBtu | FALSE | L | Annual | Allowances Purchased NOX | Thousand Tons | 0 | 0 | 0 | 0 | 0 | 0 | 0
BART NOX Annual- Northport 2- v5.16 | 70 | 7188 | Rate Constraint in lbs/MMBtu | FALSE | L | Annual | Allowances Sold NOX | Thousand Tons | 0 | 0 | 0 | 0 | 0 | 0 | 0
BART NOX Annual- Northport 2- v5.16 | 70 | 7188 | Rate Constraint in lbs/MMBtu | FALSE | L | Annual | Allowances Banked | Thousand Tons | 0 | 0 | 0 | 0 | 0 | 0 | 0
BART NOX Annual- Northport 2- v5.16 | 70 | 7188 | Rate Constraint in lbs/MMBtu | FALSE | L | Annual | Allowances Withdrawn (1:1) | Thousand Tons | 0 | 0 | 0 | 0 | 0 | 0 | 0
BART NOX Annual- Northport 2- v5.16 | 70 | 7188 | Rate Constraint in lbs/MMBtu | FALSE | L | Annual | Allowances Withdrawn (n:1) | Thousand Tons | 0 | 0 | 0 | 0 | 0 | 0 | 0
BART NOX Annual- Northport 2- v5.16 | 70 | 7188 | Rate Constraint in lbs/MMBtu | FALSE | L | Annual | Net Emissions Allowance Position | Thousand Tons | 0.13523 | 0.13523 | 0 | 0 | 0 | 0 | 0
BART NOX Annual- Northport 2- v5.16 | 70 | 7188 | Rate Constraint in lbs/MMBtu | FALSE | L | Annual | Fuel Consumed | TBtu | 4.4079 | 4.4079 | 0 | 0 | 0 | 0 | 0
BART NOX Annual- Northport 2- v5.16 | 70 | 7188 | Rate Constraint in lbs/MMBtu | FALSE | L | Annual | Rate | lb/MMBtu | 0.06136 | 0.06136 | 0 | 0 | 0 | 0 | 0
BART NOX Annual- Northport 2- v5.16 | 70 | 7188 | Rate Constraint in lbs/MMBtu | FALSE | L | Annual | Generation | TWh | 0.40836 | 0.40836 | 0 | 0 | 0 | 0 | 0
BART NOX Annual- Northport 2- v5.16 | 70 | 7188 | Rate Constraint in lbs/MMBtu | FALSE | L | Annual | Qualifying Generation | TWh | 0.40836 | 0.40836 | 0 | 0 | 0 | 0 | 0
BART NOX Annual- Northport 2- v5.16 | 70 | 7188 | Rate Constraint in lbs/MMBtu | FALSE | L | Annual | Rate | lb/MWh | 0.66232 | 0.66232 | 0 | 0 | 0 | 0 | 0
BART NOX Annual- Northport 2- v5.16 | 70 | 7188 | Rate Constraint in lbs/MMBtu | FALSE | L | Annual | Constraint Shadow Price | US2019$/Ton | 0 | 0 | 0 | 0 | 0 | 0 | 0
BART NOX Annual- Northport 3- v5.16 | 71 | 7189 | Rate Constraint in lbs/MMBtu | FALSE | L | Annual | Seasons Included | Seasons | Winter, WintShld, Summer | Winter, WintShld, Summer | Winter, WintShld, Summer | Winter, WintShld, Summer | Winter, WintShld, Summer | Winter, WintShld, Summer | Winter, WintShld, Summer
BART NOX Annual- Northport 3- v5.16 | 71 | 7189 | Rate Constraint in lbs/MMBtu | FALSE | L | Annual | Standard NOX | lb/MMBtu | 0.1 | 0.1 | 0.1 | 0.1 | 0.1 | 0.1 | 0.1
BART NOX Annual- Northport 3- v5.16 | 71 | 7189 | Rate Constraint in lbs/MMBtu | FALSE | L | Annual | Emissions at Affected Plants NOX | Thousand Tons | 0.15299 | 0.15299 | 0 | 0 | 0 | 0 | 0
BART NOX Annual- Northport 3- v5.16 | 71 | 7189 | Rate Constraint in lbs/MMBtu | FALSE | L | Annual | Allowances Purchased NOX | Thousand Tons | 0 | 0 | 0 | 0 | 0 | 0 | 0
BART NOX Annual- Northport 3- v5.16 | 71 | 7189 | Rate Constraint in lbs/MMBtu | FALSE | L | Annual | Allowances Sold NOX | Thousand Tons | 0 | 0 | 0 | 0 | 0 | 0 | 0
BART NOX Annual- Northport 3- v5.16 | 71 | 7189 | Rate Constraint in lbs/MMBtu | FALSE | L | Annual | Allowances Banked | Thousand Tons | 0 | 0 | 0 | 0 | 0 | 0 | 0
BART NOX Annual- Northport 3- v5.16 | 71 | 7189 | Rate Constraint in lbs/MMBtu | FALSE | L | Annual | Allowances Withdrawn (1:1) | Thousand Tons | 0 | 0 | 0 | 0 | 0 | 0 | 0
BART NOX Annual- Northport 3- v5.16 | 71 | 7189 | Rate Constraint in lbs/MMBtu | FALSE | L | Annual | Allowances Withdrawn (n:1) | Thousand Tons | 0 | 0 | 0 | 0 | 0 | 0 | 0
BART NOX Annual- Northport 3- v5.16 | 71 | 7189 | Rate Constraint in lbs/MMBtu | FALSE | L | Annual | Net Emissions Allowance Position | Thousand Tons | 0.15299 | 0.15299 | 0 | 0 | 0 | 0 | 0
BART NOX Annual- Northport 3- v5.16 | 71 | 7189 | Rate Constraint in lbs/MMBtu | FALSE | L | Annual | Fuel Consumed | TBtu | 4.7637 | 4.7637 | 0 | 0 | 0 | 0 | 0
BART NOX Annual- Northport 3- v5.16 | 71 | 7189 | Rate Constraint in lbs/MMBtu | FALSE | L | Annual | Rate | lb/MMBtu | 0.06423 | 0.06423 | 0 | 0 | 0 | 0 | 0
BART NOX Annual- Northport 3- v5.16 | 71 | 7189 | Rate Constraint in lbs/MMBtu | FALSE | L | Annual | Generation | TWh | 0.44492 | 0.44492 | 0 | 0 | 0 | 0 | 0
BART NOX Annual- Northport 3- v5.16 | 71 | 7189 | Rate Constraint in lbs/MMBtu | FALSE | L | Annual | Qualifying Generation | TWh | 0.44492 | 0.44492 | 0 | 0 | 0 | 0 | 0
BART NOX Annual- Northport 3- v5.16 | 71 | 7189 | Rate Constraint in lbs/MMBtu | FALSE | L | Annual | Rate | lb/MWh | 0.68771 | 0.68771 | 0 | 0 | 0 | 0 | 0
BART NOX Annual- Northport 3- v5.16 | 71 | 7189 | Rate Constraint in lbs/MMBtu | FALSE | L | Annual | Constraint Shadow Price | US2019$/Ton | 0 | 0 | 0 | 0 | 0 | 0 | 0
BART NOX Annual- Northport 4- v5.16 | 72 | 7190 | Rate Constraint in lbs/MMBtu | FALSE | L | Annual | Seasons Included | Seasons | Winter, WintShld, Summer | Winter, WintShld, Summer | Winter, WintShld, Summer | Winter, WintShld, Summer | Winter, WintShld, Summer | Winter, WintShld, Summer | Winter, WintShld, Summer
BART NOX Annual- Northport 4- v5.16 | 72 | 7190 | Rate Constraint in lbs/MMBtu | FALSE | L | Annual | Standard NOX | lb/MMBtu | 0.1 | 0.1 | 0.1 | 0.1 | 0.1 | 0.1 | 0.1
BART NOX Annual- Northport 4- v5.16 | 72 | 7190 | Rate Constraint in lbs/MMBtu | FALSE | L | Annual | Emissions at Affected Plants NOX | Thousand Tons | 0.124 | 0.11802 | 0 | 0 | 0 | 0 | 0
BART NOX Annual- Northport 4- v5.16 | 72 | 7190 | Rate Constraint in lbs/MMBtu | FALSE | L | Annual | Allowances Purchased NOX | Thousand Tons | 0 | 0 | 0 | 0 | 0 | 0 | 0
BART NOX Annual- Northport 4- v5.16 | 72 | 7190 | Rate Constraint in lbs/MMBtu | FALSE | L | Annual | Allowances Sold NOX | Thousand Tons | 0 | 0 | 0 | 0 | 0 | 0 | 0
BART NOX Annual- Northport 4- v5.16 | 72 | 7190 | Rate Constraint in lbs/MMBtu | FALSE | L | Annual | Allowances Banked | Thousand Tons | 0 | 0 | 0 | 0 | 0 | 0 | 0
BART NOX Annual- Northport 4- v5.16 | 72 | 7190 | Rate Constraint in lbs/MMBtu | FALSE | L | Annual | Allowances Withdrawn (1:1) | Thousand Tons | 0 | 0 | 0 | 0 | 0 | 0 | 0
BART NOX Annual- Northport 4- v5.16 | 72 | 7190 | Rate Constraint in lbs/MMBtu | FALSE | L | Annual | Allowances Withdrawn (n:1) | Thousand Tons | 0 | 0 | 0 | 0 | 0 | 0 | 0
BART NOX Annual- Northport 4- v5.16 | 72 | 7190 | Rate Constraint in lbs/MMBtu | FALSE | L | Annual | Net Emissions Allowance Position | Thousand Tons | 0.124 | 0.11802 | 0 | 0 | 0 | 0 | 0
BART NOX Annual- Northport 4- v5.16 | 72 | 7190 | Rate Constraint in lbs/MMBtu | FALSE | L | Annual | Fuel Consumed | TBtu | 4.983 | 4.7425 | 0 | 0 | 0 | 0 | 0
BART NOX Annual- Northport 4- v5.16 | 72 | 7190 | Rate Constraint in lbs/MMBtu | FALSE | L | Annual | Rate | lb/MMBtu | 0.04977 | 0.04977 | 0 | 0 | 0 | 0 | 0
BART NOX Annual- Northport 4- v5.16 | 72 | 7190 | Rate Constraint in lbs/MMBtu | FALSE | L | Annual | Generation | TWh | 0.46987 | 0.4472 | 0 | 0 | 0 | 0 | 0
BART NOX Annual- Northport 4- v5.16 | 72 | 7190 | Rate Constraint in lbs/MMBtu | FALSE | L | Annual | Qualifying Generation | TWh | 0.46987 | 0.4472 | 0 | 0 | 0 | 0 | 0
BART NOX Annual- Northport 4- v5.16 | 72 | 7190 | Rate Constraint in lbs/MMBtu | FALSE | L | Annual | Rate | lb/MWh | 0.52781 | 0.52781 | 0 | 0 | 0 | 0 | 0
BART NOX Annual- Northport 4- v5.16 | 72 | 7190 | Rate Constraint in lbs/MMBtu | FALSE | L | Annual | Constraint Shadow Price | US2019$/Ton | 0 | 0 | 0 | 0 | 0 | 0 | 0
BART NOX Annual- Ravenswood 1- v5.16 | 73 | 7183 | Rate Constraint in lbs/MMBtu | FALSE | L | Annual | Seasons Included | Seasons | Winter, WintShld, Summer | Winter, WintShld, Summer | Winter, WintShld, Summer | Winter, WintShld, Summer | Winter, WintShld, Summer | Winter, WintShld, Summer | Winter, WintShld, Summer
BART NOX Annual- Ravenswood 1- v5.16 | 73 | 7183 | Rate Constraint in lbs/MMBtu | FALSE | L | Annual | Standard NOX | lb/MMBtu | 0.15 | 0.15 | 0.15 | 0.15 | 0.15 | 0.15 | 0.15
BART NOX Annual- Ravenswood 1- v5.16 | 73 | 7183 | Rate Constraint in lbs/MMBtu | FALSE | L | Annual | Emissions at Affected Plants NOX | Thousand Tons | 0.10353 | 0 | 0 | 0 | 0 | 0 | 0
BART NOX Annual- Ravenswood 1- v5.16 | 73 | 7183 | Rate Constraint in lbs/MMBtu | FALSE | L | Annual | Allowances Purchased NOX | Thousand Tons | 0 | 0 | 0 | 0 | 0 | 0 | 0
BART NOX Annual- Ravenswood 1- v5.16 | 73 | 7183 | Rate Constraint in lbs/MMBtu | FALSE | L | Annual | Allowances Sold NOX | Thousand Tons | 0 | 0 | 0 | 0 | 0 | 0 | 0
BART NOX Annual- Ravenswood 1- v5.16 | 73 | 7183 | Rate Constraint in lbs/MMBtu | FALSE | L | Annual | Allowances Banked | Thousand Tons | 0 | 0 | 0 | 0 | 0 | 0 | 0
BART NOX Annual- Ravenswood 1- v5.16 | 73 | 7183 | Rate Constraint in lbs/MMBtu | FALSE | L | Annual | Allowances Withdrawn (1:1) | Thousand Tons | 0 | 0 | 0 | 0 | 0 | 0 | 0
BART NOX Annual- Ravenswood 1- v5.16 | 73 | 7183 | Rate Constraint in lbs/MMBtu | FALSE | L | Annual | Allowances Withdrawn (n:1) | Thousand Tons | 0 | 0 | 0 | 0 | 0 | 0 | 0
BART NOX Annual- Ravenswood 1- v5.16 | 73 | 7183 | Rate Constraint in lbs/MMBtu | FALSE | L | Annual | Net Emissions Allowance Position | Thousand Tons | 0.10353 | 0 | 0 | 0 | 0 | 0 | 0
BART NOX Annual- Ravenswood 1- v5.16 | 73 | 7183 | Rate Constraint in lbs/MMBtu | FALSE | L | Annual | Fuel Consumed | TBtu | 3.2246 | 0 | 0 | 0 | 0 | 0 | 0
BART NOX Annual- Ravenswood 1- v5.16 | 73 | 7183 | Rate Constraint in lbs/MMBtu | FALSE | L | Annual | Rate | lb/MMBtu | 0.06421 | 0 | 0 | 0 | 0 | 0 | 0
BART NOX Annual- Ravenswood 1- v5.16 | 73 | 7183 | Rate Constraint in lbs/MMBtu | FALSE | L | Annual | Generation | TWh | 0.29275 | 0 | 0 | 0 | 0 | 0 | 0
BART NOX Annual- Ravenswood 1- v5.16 | 73 | 7183 | Rate Constraint in lbs/MMBtu | FALSE | L | Annual | Qualifying Generation | TWh | 0.29275 | 0 | 0 | 0 | 0 | 0 | 0
BART NOX Annual- Ravenswood 1- v5.16 | 73 | 7183 | Rate Constraint in lbs/MMBtu | FALSE | L | Annual | Rate | lb/MWh | 0.70727 | 0 | 0 | 0 | 0 | 0 | 0
BART NOX Annual- Ravenswood 1- v5.16 | 73 | 7183 | Rate Constraint in lbs/MMBtu | FALSE | L | Annual | Constraint Shadow Price | US2019$/Ton | 0 | 0 | 0 | 0 | 0 | 0 | 0
BART NOX Annual- Ravenswood 2- v5.16 | 74 | 7184 | Rate Constraint in lbs/MMBtu | FALSE | L | Annual | Seasons Included | Seasons | Winter, WintShld, Summer | Winter, WintShld, Summer | Winter, WintShld, Summer | Winter, WintShld, Summer | Winter, WintShld, Summer | Winter, WintShld, Summer | Winter, WintShld, Summer
BART NOX Annual- Ravenswood 2- v5.16 | 74 | 7184 | Rate Constraint in lbs/MMBtu | FALSE | L | Annual | Standard NOX | lb/MMBtu | 0.15 | 0.15 | 0.15 | 0.15 | 0.15 | 0.15 | 0.15
BART NOX Annual- Ravenswood 2- v5.16 | 74 | 7184 | Rate Constraint in lbs/MMBtu | FALSE | L | Annual | Emissions at Affected Plants NOX | Thousand Tons | 0 | 0 | 0 | 0 | 0 | 0 | 0
BART NOX Annual- Ravenswood 2- v5.16 | 74 | 7184 | Rate Constraint in lbs/MMBtu | FALSE | L | Annual | Allowances Purchased NOX | Thousand Tons | 0 | 0 | 0 | 0 | 0 | 0 | 0
BART NOX Annual- Ravenswood 2- v5.16 | 74 | 7184 | Rate Constraint in lbs/MMBtu | FALSE | L | Annual | Allowances Sold NOX | Thousand Tons | 0 | 0 | 0 | 0 | 0 | 0 | 0
BART NOX Annual- Ravenswood 2- v5.16 | 74 | 7184 | Rate Constraint in lbs/MMBtu | FALSE | L | Annual | Allowances Banked | Thousand Tons | 0 | 0 | 0 | 0 | 0 | 0 | 0
BART NOX Annual- Ravenswood 2- v5.16 | 74 | 7184 | Rate Constraint in lbs/MMBtu | FALSE | L | Annual | Allowances Withdrawn (1:1) | Thousand Tons | 0 | 0 | 0 | 0 | 0 | 0 | 0
BART NOX Annual- Ravenswood 2- v5.16 | 74 | 7184 | Rate Constraint in lbs/MMBtu | FALSE | L | Annual | Allowances Withdrawn (n:1) | Thousand Tons | 0 | 0 | 0 | 0 | 0 | 0 | 0
BART NOX Annual- Ravenswood 2- v5.16 | 74 | 7184 | Rate Constraint in lbs/MMBtu | FALSE | L | Annual | Net Emissions Allowance Position | Thousand Tons | 0 | 0 | 0 | 0 | 0 | 0 | 0
BART NOX Annual- Ravenswood 2- v5.16 | 74 | 7184 | Rate Constraint in lbs/MMBtu | FALSE | L | Annual | Fuel Consumed | TBtu | 0 | 0 | 0 | 0 | 0 | 0 | 0
BART NOX Annual- Ravenswood 2- v5.16 | 74 | 7184 | Rate Constraint in lbs/MMBtu | FALSE | L | Annual | Rate | lb/MMBtu | 0 | 0 | 0 | 0 | 0 | 0 | 0
BART NOX Annual- Ravenswood 2- v5.16 | 74 | 7184 | Rate Constraint in lbs/MMBtu | FALSE | L | Annual | Generation | TWh | 0 | 0 | 0 | 0 | 0 | 0 | 0
BART NOX Annual- Ravenswood 2- v5.16 | 74 | 7184 | Rate Constraint in lbs/MMBtu | FALSE | L | Annual | Qualifying Generation | TWh | 0 | 0 | 0 | 0 | 0 | 0 | 0
BART NOX Annual- Ravenswood 2- v5.16 | 74 | 7184 | Rate Constraint in lbs/MMBtu | FALSE | L | Annual | Rate | lb/MWh | 0 | 0 | 0 | 0 | 0 | 0 | 0
BART NOX Annual- Ravenswood 2- v5.16 | 74 | 7184 | Rate Constraint in lbs/MMBtu | FALSE | L | Annual | Constraint Shadow Price | US2019$/Ton | 0 | 0 | 0 | 0 | 0 | 0 | 0
BART NOX Annual- Ravenswood 3- v5.16 | 75 | 7185 | Rate Constraint in lbs/MMBtu | FALSE | L | Annual | Seasons Included | Seasons | Winter, WintShld, Summer | Winter, WintShld, Summer | Winter, WintShld, Summer | Winter, WintShld, Summer | Winter, WintShld, Summer | Winter, WintShld, Summer | Winter, WintShld, Summer
BART NOX Annual- Ravenswood 3- v5.16 | 75 | 7185 | Rate Constraint in lbs/MMBtu | FALSE | L | Annual | Standard NOX | lb/MMBtu | 0.15 | 0.15 | 0.15 | 0.15 | 0.15 | 0.15 | 0.15
BART NOX Annual- Ravenswood 3- v5.16 | 75 | 7185 | Rate Constraint in lbs/MMBtu | FALSE | L | Annual | Emissions at Affected Plants NOX | Thousand Tons | 0 | 0 | 0 | 0 | 0 | 0 | 0
BART NOX Annual- Ravenswood 3- v5.16 | 75 | 7185 | Rate Constraint in lbs/MMBtu | FALSE | L | Annual | Allowances Purchased NOX | Thousand Tons | 0 | 0 | 0 | 0 | 0 | 0 | 0
BART NOX Annual- Ravenswood 3- v5.16 | 75 | 7185 | Rate Constraint in lbs/MMBtu | FALSE | L | Annual | Allowances Sold NOX | Thousand Tons | 0 | 0 | 0 | 0 | 0 | 0 | 0
BART NOX Annual- Ravenswood 3- v5.16 | 75 | 7185 | Rate Constraint in lbs/MMBtu | FALSE | L | Annual | Allowances Banked | Thousand Tons | 0 | 0 | 0 | 0 | 0 | 0 | 0
BART NOX Annual- Ravenswood 3- v5.16 | 75 | 7185 | Rate Constraint in lbs/MMBtu | FALSE | L | Annual | Allowances Withdrawn (1:1) | Thousand Tons | 0 | 0 | 0 | 0 | 0 | 0 | 0
BART NOX Annual- Ravenswood 3- v5.16 | 75 | 7185 | Rate Constraint in lbs/MMBtu | FALSE | L | Annual | Allowances Withdrawn (n:1) | Thousand Tons | 0 | 0 | 0 | 0 | 0 | 0 | 0
BART NOX Annual- Ravenswood 3- v5.16 | 75 | 7185 | Rate Constraint in lbs/MMBtu | FALSE | L | Annual | Net Emissions Allowance Position | Thousand Tons | 0 | 0 | 0 | 0 | 0 | 0 | 0
BART NOX Annual- Ravenswood 3- v5.16 | 75 | 7185 | Rate Constraint in lbs/MMBtu | FALSE | L | Annual | Fuel Consumed | TBtu | 0 | 0 | 0 | 0 | 0 | 0 | 0
BART NOX Annual- Ravenswood 3- v5.16 | 75 | 7185 | Rate Constraint in lbs/MMBtu | FALSE | L | Annual | Rate | lb/MMBtu | 0 | 0 | 0 | 0 | 0 | 0 | 0
BART NOX Annual- Ravenswood 3- v5.16 | 75 | 7185 | Rate Constraint in lbs/MMBtu | FALSE | L | Annual | Generation | TWh | 0 | 0 | 0 | 0 | 0 | 0 | 0
BART NOX Annual- Ravenswood 3- v5.16 | 75 | 7185 | Rate Constraint in lbs/MMBtu | FALSE | L | Annual | Qualifying Generation | TWh | 0 | 0 | 0 | 0 | 0 | 0 | 0
BART NOX Annual- Ravenswood 3- v5.16 | 75 | 7185 | Rate Constraint in lbs/MMBtu | FALSE | L | Annual | Rate | lb/MWh | 0 | 0 | 0 | 0 | 0 | 0 | 0
BART NOX Annual- Ravenswood 3- v5.16 | 75 | 7185 | Rate Constraint in lbs/MMBtu | FALSE | L | Annual | Constraint Shadow Price | US2019$/Ton | 0 | 0 | 0 | 0 | 0 | 0 | 0
BART NOX Annual- Transalta Centralia 1,2- v5.16 | 76 | 7174 | Rate Constraint in lbs/MMBtu | FALSE | L | Annual | Seasons Included | Seasons | Winter, WintShld, Summer | Winter, WintShld, Summer | Winter, WintShld, Summer | Winter, WintShld, Summer | Winter, WintShld, Summer | Winter, WintShld, Summer | Winter, WintShld, Summer
BART NOX Annual- Transalta Centralia 1,2- v5.16 | 76 | 7174 | Rate Constraint in lbs/MMBtu | FALSE | L | Annual | Standard NOX | lb/MMBtu | 0.21 | 0.21 | 0.21 | 0.21 | 0.21 | 0.21 | 0.21
BART NOX Annual- Transalta Centralia 1,2- v5.16 | 76 | 7174 | Rate Constraint in lbs/MMBtu | FALSE | L | Annual | Emissions at Affected Plants NOX | Thousand Tons | 0 | 0 | 0 | 0 | 0 | 0 | 0
BART NOX Annual- Transalta Centralia 1,2- v5.16 | 76 | 7174 | Rate Constraint in lbs/MMBtu | FALSE | L | Annual | Allowances Purchased NOX | Thousand Tons | 0 | 0 | 0 | 0 | 0 | 0 | 0
BART NOX Annual- Transalta Centralia 1,2- v5.16 | 76 | 7174 | Rate Constraint in lbs/MMBtu | FALSE | L | Annual | Allowances Sold NOX | Thousand Tons | 0 | 0 | 0 | 0 | 0 | 0 | 0
BART NOX Annual- Transalta Centralia 1,2- v5.16 | 76 | 7174 | Rate Constraint in lbs/MMBtu | FALSE | L | Annual | Allowances Banked | Thousand Tons | 0 | 0 | 0 | 0 | 0 | 0 | 0
BART NOX Annual- Transalta Centralia 1,2- v5.16 | 76 | 7174 | Rate Constraint in lbs/MMBtu | FALSE | L | Annual | Allowances Withdrawn (1:1) | Thousand Tons | 0 | 0 | 0 | 0 | 0 | 0 | 0
BART NOX Annual- Transalta Centralia 1,2- v5.16 | 76 | 7174 | Rate Constraint in lbs/MMBtu | FALSE | L | Annual | Allowances Withdrawn (n:1) | Thousand Tons | 0 | 0 | 0 | 0 | 0 | 0 | 0
BART NOX Annual- Transalta Centralia 1,2- v5.16 | 76 | 7174 | Rate Constraint in lbs/MMBtu | FALSE | L | Annual | Net Emissions Allowance Position | Thousand Tons | 0 | 0 | 0 | 0 | 0 | 0 | 0
BART NOX Annual- Transalta Centralia 1,2- v5.16 | 76 | 7174 | Rate Constraint in lbs/MMBtu | FALSE | L | Annual | Fuel Consumed | TBtu | 0 | 0 | 0 | 0 | 0 | 0 | 0
BART NOX Annual- Transalta Centralia 1,2- v5.16 | 76 | 7174 | Rate Constraint in lbs/MMBtu | FALSE | L | Annual | Rate | lb/MMBtu | 0 | 0 | 0 | 0 | 0 | 0 | 0
BART NOX Annual- Transalta Centralia 1,2- v5.16 | 76 | 7174 | Rate Constraint in lbs/MMBtu | FALSE | L | Annual | Generation | TWh | 0 | 0 | 0 | 0 | 0 | 0 | 0
BART NOX Annual- Transalta Centralia 1,2- v5.16 | 76 | 7174 | Rate Constraint in lbs/MMBtu | FALSE | L | Annual | Qualifying Generation | TWh | 0 | 0 | 0 | 0 | 0 | 0 | 0
BART NOX Annual- Transalta Centralia 1,2- v5.16 | 76 | 7174 | Rate Constraint in lbs/MMBtu | FALSE | L | Annual | Rate | lb/MWh | 0 | 0 | 0 | 0 | 0 | 0 | 0
BART NOX Annual- Transalta Centralia 1,2- v5.16 | 76 | 7174 | Rate Constraint in lbs/MMBtu | FALSE | L | Annual | Constraint Shadow Price | US2019$/Ton | 0 | 0 | 0 | 0 | 0 | 0 | 0
BART NOX Annual-Apache Station 2 -v5.13 | 77 | 7138 | Rate Constraint in lbs/MMBtu | FALSE | L | Annual | Seasons Included | Seasons | Winter, WintShld, Summer | Winter, WintShld, Summer | Winter, WintShld, Summer | Winter, WintShld, Summer | Winter, WintShld, Summer | Winter, WintShld, Summer | Winter, WintShld, Summer
BART NOX Annual-Apache Station 2 -v5.13 | 77 | 7138 | Rate Constraint in lbs/MMBtu | FALSE | L | Annual | Standard NOX | lb/MMBtu | 0.085 | 0.085 | 0.085 | 0.085 | 0.085 | 0.085 | 0.085
BART NOX Annual-Apache Station 2 -v5.13 | 77 | 7138 | Rate Constraint in lbs/MMBtu | FALSE | L | Annual | Emissions at Affected Plants NOX | Thousand Tons | 0 | 0 | 0 | 0 | 0 | 0 | 0
BART NOX Annual-Apache Station 2 -v5.13 | 77 | 7138 | Rate Constraint in lbs/MMBtu | FALSE | L | Annual | Allowances Purchased NOX | Thousand Tons | 0 | 0 | 0 | 0 | 0 | 0 | 0
BART NOX Annual-Apache Station 2 -v5.13 | 77 | 7138 | Rate Constraint in lbs/MMBtu | FALSE | L | Annual | Allowances Sold NOX | Thousand Tons | 0 | 0 | 0 | 0 | 0 | 0 | 0
BART NOX Annual-Apache Station 2 -v5.13 | 77 | 7138 | Rate Constraint in lbs/MMBtu | FALSE | L | Annual | Allowances Banked | Thousand Tons | 0 | 0 | 0 | 0 | 0 | 0 | 0
BART NOX Annual-Apache Station 2 -v5.13 | 77 | 7138 | Rate Constraint in lbs/MMBtu | FALSE | L | Annual | Allowances Withdrawn (1:1) | Thousand Tons | 0 | 0 | 0 | 0 | 0 | 0 | 0
BART NOX Annual-Apache Station 2 -v5.13 | 77 | 7138 | Rate Constraint in lbs/MMBtu | FALSE | L | Annual | Allowances Withdrawn (n:1) | Thousand Tons | 0 | 0 | 0 | 0 | 0 | 0 | 0
BART NOX Annual-Apache Station 2 -v5.13 | 77 | 7138 | Rate Constraint in lbs/MMBtu | FALSE | L | Annual | Net Emissions Allowance Position | Thousand Tons | 0 | 0 | 0 | 0 | 0 | 0 | 0
BART NOX Annual-Apache Station 2 -v5.13 | 77 | 7138 | Rate Constraint in lbs/MMBtu | FALSE | L | Annual | Fuel Consumed | TBtu | 0 | 0 | 0 | 0 | 0 | 0 | 0
BART NOX Annual-Apache Station 2 -v5.13 | 77 | 7138 | Rate Constraint in lbs/MMBtu | FALSE | L | Annual | Rate | lb/MMBtu | 0 | 0 | 0 | 0 | 0 | 0 | 0
BART NOX Annual-Apache Station 2 -v5.13 | 77 | 7138 | Rate Constraint in lbs/MMBtu | FALSE | L | Annual | Generation | TWh | 0 | 0 | 0 | 0 | 0 | 0 | 0
BART NOX Annual-Apache Station 2 -v5.13 | 77 | 7138 | Rate Constraint in lbs/MMBtu | FALSE | L | Annual | Qualifying Generation | TWh | 0 | 0 | 0 | 0 | 0 | 0 | 0
BART NOX Annual-Apache Station 2 -v5.13 | 77 | 7138 | Rate Constraint in lbs/MMBtu | FALSE | L | Annual | Rate | lb/MWh | 0 | 0 | 0 | 0 | 0 | 0 | 0
BART NOX Annual-Apache Station 2 -v5.13 | 77 | 7138 | Rate Constraint in lbs/MMBtu | FALSE | L | Annual | Constraint Shadow Price | US2019$/Ton | 0 | 0 | 0 | 0 | 0 | 0 | 0
BART NOX Annual-Apache Station 3 -v5.13 | 78 | 7139 | Rate Constraint in lbs/MMBtu | FALSE | L | Annual | Seasons Included | Seasons | Winter, WintShld, Summer | Winter, WintShld, Summer | Winter, WintShld, Summer | Winter, WintShld, Summer | Winter, WintShld, Summer | Winter, WintShld, Summer | Winter, WintShld, Summer
BART NOX Annual-Apache Station 3 -v5.13 | 78 | 7139 | Rate Constraint in lbs/MMBtu | FALSE | L | Annual | Standard NOX | lb/MMBtu | 0.23 | 0.23 | 0.23 | 0.23 | 0.23 | 0.23 | 0.23
BART NOX Annual-Apache Station 3 -v5.13 | 78 | 7139 | Rate Constraint in lbs/MMBtu | FALSE | L | Annual | Emissions at Affected Plants NOX | Thousand Tons | 0.31049 | 0 | 0 | 0 | 0 | 0 | 0
BART NOX Annual-Apache Station 3 -v5.13 | 78 | 7139 | Rate Constraint in lbs/MMBtu | FALSE | L | Annual | Allowances Purchased NOX | Thousand Tons | 0 | 0 | 0 | 0 | 0 | 0 | 0
BART NOX Annual-Apache Station 3 -v5.13 | 78 | 7139 | Rate Constraint in lbs/MMBtu | FALSE | L | Annual | Allowances Sold NOX | Thousand Tons | 0 | 0 | 0 | 0 | 0 | 0 | 0
BART NOX Annual-Apache Station 3 -v5.13 | 78 | 7139 | Rate Constraint in lbs/MMBtu | FALSE | L | Annual | Allowances Banked | Thousand Tons | 0 | 0 | 0 | 0 | 0 | 0 | 0
BART NOX Annual-Apache Station 3 -v5.13 | 78 | 7139 | Rate Constraint in lbs/MMBtu | FALSE | L | Annual | Allowances Withdrawn (1:1) | Thousand Tons | 0 | 0 | 0 | 0 | 0 | 0 | 0
BART NOX Annual-Apache Station 3 -v5.13 | 78 | 7139 | Rate Constraint in lbs/MMBtu | FALSE | L | Annual | Allowances Withdrawn (n:1) | Thousand Tons | 0 | 0 | 0 | 0 | 0 | 0 | 0
BART NOX Annual-Apache Station 3 -v5.13 | 78 | 7139 | Rate Constraint in lbs/MMBtu | FALSE | L | Annual | Net Emissions Allowance Position | Thousand Tons | 0.31049 | 0 | 0 | 0 | 0 | 0 | 0
BART NOX Annual-Apache Station 3 -v5.13 | 78 | 7139 | Rate Constraint in lbs/MMBtu | FALSE | L | Annual | Fuel Consumed | TBtu | 3.3503 | 0 | 0 | 0 | 0 | 0 | 0
BART NOX Annual-Apache Station 3 -v5.13 | 78 | 7139 | Rate Constraint in lbs/MMBtu | FALSE | L | Annual | Rate | lb/MMBtu | 0.18535 | 0 | 0 | 0 | 0 | 0 | 0
BART NOX Annual-Apache Station 3 -v5.13 | 78 | 7139 | Rate Constraint in lbs/MMBtu | FALSE | L | Annual | Generation | TWh | 0.29815 | 0 | 0 | 0 | 0 | 0 | 0
BART NOX Annual-Apache Station 3 -v5.13 | 78 | 7139 | Rate Constraint in lbs/MMBtu | FALSE | L | Annual | Qualifying Generation | TWh | 0.29815 | 0 | 0 | 0 | 0 | 0 | 0
BART NOX Annual-Apache Station 3 -v5.13 | 78 | 7139 | Rate Constraint in lbs/MMBtu | FALSE | L | Annual | Rate | lb/MWh | 2.0828 | 0 | 0 | 0 | 0 | 0 | 0
BART NOX Annual-Apache Station 3 -v5.13 | 78 | 7139 | Rate Constraint in lbs/MMBtu | FALSE | L | Annual | Constraint Shadow Price | US2019$/Ton | 0 | 0 | 0 | 0 | 0 | 0 | 0
BART NOX Annual-Big Cajun 2 -v5.14 | 79 | 7160 | Rate Constraint in lbs/MMBtu | FALSE | L | Annual | Seasons Included | Seasons | Winter, WintShld, Summer | Winter, WintShld, Summer | Winter, WintShld, Summer | Winter, WintShld, Summer | Winter, WintShld, Summer | Winter, WintShld, Summer | Winter, WintShld, Summer
BART NOX Annual-Big Cajun 2 -v5.14 | 79 | 7160 | Rate Constraint in lbs/MMBtu | FALSE | L | Annual | Standard NOX | lb/MMBtu | 0.15 | 0.15 | 0.15 | 0.15 | 0.15 | 0.15 | 0.15
BART NOX Annual-Big Cajun 2 -v5.14 | 79 | 7160 | Rate Constraint in lbs/MMBtu | FALSE | L | Annual | Emissions at Affected Plants NOX | Thousand Tons | 0 | 0 | 0 | 0 | 0 | 0 | 0
BART NOX Annual-Big Cajun 2 -v5.14 | 79 | 7160 | Rate Constraint in lbs/MMBtu | FALSE | L | Annual | Allowances Purchased NOX | Thousand Tons | 0 | 0 | 0 | 0 | 0 | 0 | 0
BART NOX Annual-Big Cajun 2 -v5.14 | 79 | 7160 | Rate Constraint in lbs/MMBtu | FALSE | L | Annual | Allowances Sold NOX | Thousand Tons | 0 | 0 | 0 | 0 | 0 | 0 | 0
BART NOX Annual-Big Cajun 2 -v5.14 | 79 | 7160 | Rate Constraint in lbs/MMBtu | FALSE | L | Annual | Allowances Banked | Thousand Tons | 0 | 0 | 0 | 0 | 0 | 0 | 0
BART NOX Annual-Big Cajun 2 -v5.14 | 79 | 7160 | Rate Constraint in lbs/MMBtu | FALSE | L | Annual | Allowances Withdrawn (1:1) | Thousand Tons | 0 | 0 | 0 | 0 | 0 | 0 | 0
BART NOX Annual-Big Cajun 2 -v5.14 | 79 | 7160 | Rate Constraint in lbs/MMBtu | FALSE | L | Annual | Allowances Withdrawn (n:1) | Thousand Tons | 0 | 0 | 0 | 0 | 0 | 0 | 0
BART NOX Annual-Big Cajun 2 -v5.14 | 79 | 7160 | Rate Constraint in lbs/MMBtu | FALSE | L | Annual | Net Emissions Allowance Position | Thousand Tons | 0 | 0 | 0 | 0 | 0 | 0 | 0
BART NOX Annual-Big Cajun 2 -v5.14 | 79 | 7160 | Rate Constraint in lbs/MMBtu | FALSE | L | Annual | Fuel Consumed | TBtu | 0 | 0 | 0 | 0 | 0 | 0 | 0
BART NOX Annual-Big Cajun 2 -v5.14 | 79 | 7160 | Rate Constraint in lbs/MMBtu | FALSE | L | Annual | Rate | lb/MMBtu | 0 | 0 | 0 | 0 | 0 | 0 | 0
BART NOX Annual-Big Cajun 2 -v5.14 | 79 | 7160 | Rate Constraint in lbs/MMBtu | FALSE | L | Annual | Generation | TWh | 0 | 0 | 0 | 0 | 0 | 0 | 0
BART NOX Annual-Big Cajun 2 -v5.14 | 79 | 7160 | Rate Constraint in lbs/MMBtu | FALSE | L | Annual | Qualifying Generation | TWh | 0 | 0 | 0 | 0 | 0 | 0 | 0
BART NOX Annual-Big Cajun 2 -v5.14 | 79 | 7160 | Rate Constraint in lbs/MMBtu | FALSE | L | Annual | Rate | lb/MWh | 0 | 0 | 0 | 0 | 0 | 0 | 0
BART NOX Annual-Big Cajun 2 -v5.14 | 79 | 7160 | Rate Constraint in lbs/MMBtu | FALSE | L | Annual | Constraint Shadow Price | US2019$/Ton | 0 | 0 | 0 | 0 | 0 | 0 | 0
BART NOX Annual-Campbell 2 -v5.14 | 80 | 7162 | Rate Constraint in lbs/MMBtu | FALSE | L | Annual | Seasons Included | Seasons | Winter, WintShld, Summer | Winter, WintShld, Summer | Winter, WintShld, Summer | Winter, WintShld, Summer | Winter, WintShld, Summer | Winter, WintShld, Summer | Winter, WintShld, Summer
BART NOX Annual-Campbell 2 -v5.14 | 80 | 7162 | Rate Constraint in lbs/MMBtu | FALSE | L | Annual | Standard NOX | lb/MMBtu | 0.08 | 0.08 | 0.08 | 0.08 | 0.08 | 0.08 | 0.08
BART NOX Annual-Campbell 2 -v5.14 | 80 | 7162 | Rate Constraint in lbs/MMBtu | FALSE | L | Annual | Emissions at Affected Plants NOX | Thousand Tons | 0 | 0 | 0 | 0 | 0 | 0 | 0
BART NOX Annual-Campbell 2 -v5.14 | 80 | 7162 | Rate Constraint in lbs/MMBtu | FALSE | L | Annual | Allowances Purchased NOX | Thousand Tons | 0 | 0 | 0 | 0 | 0 | 0 | 0
BART NOX Annual-Campbell 2 -v5.14 | 80 | 7162 | Rate Constraint in lbs/MMBtu | FALSE | L | Annual | Allowances Sold NOX | Thousand Tons | 0 | 0 | 0 | 0 | 0 | 0 | 0
BART NOX Annual-Campbell 2 -v5.14 | 80 | 7162 | Rate Constraint in lbs/MMBtu | FALSE | L | Annual | Allowances Banked | Thousand Tons | 0 | 0 | 0 | 0 | 0 | 0 | 0
BART NOX Annual-Campbell 2 -v5.14 | 80 | 7162 | Rate Constraint in lbs/MMBtu | FALSE | L | Annual | Allowances Withdrawn (1:1) | Thousand Tons | 0 | 0 | 0 | 0 | 0 | 0 | 0
BART NOX Annual-Campbell 2 -v5.14 | 80 | 7162 | Rate Constraint in lbs/MMBtu | FALSE | L | Annual | Allowances Withdrawn (n:1) | Thousand Tons | 0 | 0 | 0 | 0 | 0 | 0 | 0
BART NOX Annual-Campbell 2 -v5.14 | 80 | 7162 | Rate Constraint in lbs/MMBtu | FALSE | L | Annual | Net Emissions Allowance Position | Thousand Tons | 0 | 0 | 0 | 0 | 0 | 0 | 0
BART NOX Annual-Campbell 2 -v5.14 | 80 | 7162 | Rate Constraint in lbs/MMBtu | FALSE | L | Annual | Fuel Consumed | TBtu | 0 | 0 | 0 | 0 | 0 | 0 | 0
BART NOX Annual-Campbell 2 -v5.14 | 80 | 7162 | Rate Constraint in lbs/MMBtu | FALSE | L | Annual | Rate | lb/MMBtu | 0 | 0 | 0 | 0 | 0 | 0 | 0
BART NOX Annual-Campbell 2 -v5.14 | 80 | 7162 | Rate Constraint in lbs/MMBtu | FALSE | L | Annual | Generation | TWh | 0 | 0 | 0 | 0 | 0 | 0 | 0
BART NOX Annual-Campbell 2 -v5.14 | 80 | 7162 | Rate Constraint in lbs/MMBtu | FALSE | L | Annual | Qualifying Generation | TWh | 0 | 0 | 0 | 0 | 0 | 0 | 0
BART NOX Annual-Campbell 2 -v5.14 | 80 | 7162 | Rate Constraint in lbs/MMBtu | FALSE | L | Annual | Rate | lb/MWh | 0 | 0 | 0 | 0 | 0 | 0 | 0
BART NOX Annual-Campbell 2 -v5.14 | 80 | 7162 | Rate Constraint in lbs/MMBtu | FALSE | L | Annual | Constraint Shadow Price | US2019$/Ton | 0 | 0 | 0 | 0 | 0 | 0 | 0
BART NOX Annual-Campbell 3 -v5.14 | 81 | 7163 | Rate Constraint in lbs/MMBtu | FALSE | L | Annual | Seasons Included | Seasons | Winter, WintShld, Summer | Winter, WintShld, Summer | Winter, WintShld, Summer | Winter, WintShld, Summer | Winter, WintShld, Summer | Winter, WintShld, Summer | Winter, WintShld, Summer
BART NOX Annual-Campbell 3 -v5.14 | 81 | 7163 | Rate Constraint in lbs/MMBtu | FALSE | L | Annual | Standard NOX | lb/MMBtu | 0.08 | 0.08 | 0.08 | 0.08 | 0.08 | 0.08 | 0.08
BART NOX Annual-Campbell 3 -v5.14 | 81 | 7163 | Rate Constraint in lbs/MMBtu | FALSE | L | Annual | Emissions at Affected Plants NOX | Thousand Tons | 0 | 0 | 0 | 0 | 0 | 0 | 0
BART NOX Annual-Campbell 3 -v5.14 | 81 | 7163 | Rate Constraint in lbs/MMBtu | FALSE | L | Annual | Allowances Purchased NOX | Thousand Tons | 0 | 0 | 0 | 0 | 0 | 0 | 0
BART NOX Annual-Campbell 3 -v5.14 | 81 | 7163 | Rate Constraint in lbs/MMBtu | FALSE | L | Annual | Allowances Sold NOX | Thousand Tons | 0 | 0 | 0 | 0 | 0 | 0 | 0
BART NOX Annual-Campbell 3 -v5.14 | 81 | 7163 | Rate Constraint in lbs/MMBtu | FALSE | L | Annual | Allowances Banked | Thousand Tons | 0 | 0 | 0 | 0 | 0 | 0 | 0
BART NOX Annual-Campbell 3 -v5.14 | 81 | 7163 | Rate Constraint in lbs/MMBtu | FALSE | L | Annual | Allowances Withdrawn (1:1) | Thousand Tons | 0 | 0 | 0 | 0 | 0 | 0 | 0
BART NOX Annual-Campbell 3 -v5.14 | 81 | 7163 | Rate Constraint in lbs/MMBtu | FALSE | L | Annual | Allowances Withdrawn (n:1) | Thousand Tons | 0 | 0 | 0 | 0 | 0 | 0 | 0
BART NOX Annual-Campbell 3 -v5.14 | 81 | 7163 | Rate Constraint in lbs/MMBtu | FALSE | L | Annual | Net Emissions Allowance Position | Thousand Tons | 0 | 0 | 0 | 0 | 0 | 0 | 0
BART NOX Annual-Campbell 3 -v5.14 | 81 | 7163 | Rate Constraint in lbs/MMBtu | FALSE | L | Annual | Fuel Consumed | TBtu | 0 | 0 | 0 | 0 | 0 | 0 | 0
BART NOX Annual-Campbell 3 -v5.14 | 81 | 7163 | Rate Constraint in lbs/MMBtu | FALSE | L | Annual | Rate | lb/MMBtu | 0 | 0 | 0 | 0 | 0 | 0 | 0
BART NOX Annual-Campbell 3 -v5.14 | 81 | 7163 | Rate Constraint in lbs/MMBtu | FALSE | L | Annual | Generation | TWh | 0 | 0 | 0 | 0 | 0 | 0 | 0
BART NOX Annual-Campbell 3 -v5.14 | 81 | 7163 | Rate Constraint in lbs/MMBtu | FALSE | L | Annual | Qualifying Generation | TWh | 0 | 0 | 0 | 0 | 0 | 0 | 0
BART NOX Annual-Campbell 3 -v5.14 | 81 | 7163 | Rate Constraint in lbs/MMBtu | FALSE | L | Annual | Rate | lb/MWh | 0 | 0 | 0 | 0 | 0 | 0 | 0
BART NOX Annual-Campbell 3 -v5.14 | 81 | 7163 | Rate Constraint in lbs/MMBtu | FALSE | L | Annual | Constraint Shadow Price | US2019$/Ton | 0 | 0 | 0 | 0 | 0 | 0 | 0
BART NOX AnnualCap- Oswego Harbor 5- v5.16 | 82 | 7191 | Rate Constraint in MTons | FALSE | L | Annual | Seasons Included | Seasons | Winter, WintShld, Summer | Winter, WintShld, Summer | Winter, WintShld, Summer | Winter, WintShld, Summer | Winter, WintShld, Summer | Winter, WintShld, Summer | Winter, WintShld, Summer
BART NOX AnnualCap- Oswego Harbor 5- v5.16 | 82 | 7191 | Rate Constraint in MTons | FALSE | L | Annual | Standard NOX | Thousand Tons | 0.383 | 0.383 | 0.383 | 0.383 | 0.383 | 0.383 | 0.383
BART NOX AnnualCap- Oswego Harbor 5- v5.16 | 82 | 7191 | Rate Constraint in MTons | FALSE | L | Annual | Emissions at Affected Plants NOX | Thousand Tons | 0 | 0 | 0 | 0 | 0 | 0 | 0
BART NOX AnnualCap- Oswego Harbor 5- v5.16 | 82 | 7191 | Rate Constraint in MTons | FALSE | L | Annual | Allowances Purchased NOX | Thousand Tons | 0 | 0 | 0 | 0 | 0 | 0 | 0
BART NOX AnnualCap- Oswego Harbor 5- v5.16 | 82 | 7191 | Rate Constraint in MTons | FALSE | L | Annual | Allowances Sold NOX | Thousand Tons | 0 | 0 | 0 | 0 | 0 | 0 | 0
BART NOX AnnualCap- Oswego Harbor 5- v5.16 | 82 | 7191 | Rate Constraint in MTons | FALSE | L | Annual | Allowances Banked | Thousand Tons | 0 | 0 | 0 | 0 | 0 | 0 | 0
BART NOX AnnualCap- Oswego Harbor 5- v5.16 | 82 | 7191 | Rate Constraint in MTons | FALSE | L | Annual | Allowances Withdrawn (1:1) | Thousand Tons | 0 | 0 | 0 | 0 | 0 | 0 | 0
BART NOX AnnualCap- Oswego Harbor 5- v5.16 | 82 | 7191 | Rate Constraint in MTons | FALSE | L | Annual | Allowances Withdrawn (n:1) | Thousand Tons | 0 | 0 | 0 | 0 | 0 | 0 | 0
BART NOX AnnualCap- Oswego Harbor 5- v5.16 | 82 | 7191 | Rate Constraint in MTons | FALSE | L | Annual | Net Emissions Allowance Position | Thousand Tons | 0 | 0 | 0 | 0 | 0 | 0 | 0
BART NOX AnnualCap- Oswego Harbor 5- v5.16 | 82 | 7191 | Rate Constraint in MTons | FALSE | L | Annual | Fuel Consumed | TBtu | 0 | 0 | 0 | 0 | 0 | 0 | 0
BART NOX AnnualCap- Oswego Harbor 5- v5.16 | 82 | 7191 | Rate Constraint in MTons | FALSE | L | Annual | Rate | lb/MMBtu | 0 | 0 | 0 | 0 | 0 | 0 | 0
BART NOX AnnualCap- Oswego Harbor 5- v5.16 | 82 | 7191 | Rate Constraint in MTons | FALSE | L | Annual | Generation | TWh | 0 | 0 | 0 | 0 | 0 | 0 | 0
BART NOX AnnualCap- Oswego Harbor 5- v5.16 | 82 | 7191 | Rate Constraint in MTons | FALSE | L | Annual | Qualifying Generation | TWh | 0 | 0 | 0 | 0 | 0 | 0 | 0
BART NOX AnnualCap- Oswego Harbor 5- v5.16 | 82 | 7191 | Rate Constraint in MTons | FALSE | L | Annual | Rate | lb/MWh | 0 | 0 | 0 | 0 | 0 | 0 | 0
BART NOX AnnualCap- Oswego Harbor 5- v5.16 | 82 | 7191 | Rate Constraint in MTons | FALSE | L | Annual | Constraint Shadow Price | US2019$/Ton | 0 | 0 | 0 | 0 | 0 | 0 | 0
BART NOX AnnualCap- Oswego Harbor 6- v5.16 | 83 | 7192 | Rate Constraint in MTons | FALSE | L | Annual | Seasons Included | Seasons | Winter, WintShld, Summer | Winter, WintShld, Summer | Winter, WintShld, Summer | Winter, WintShld, Summer | Winter, WintShld, Summer | Winter, WintShld, Summer | Winter, WintShld, Summer
BART NOX AnnualCap- Oswego Harbor 6- v5.16 | 83 | 7192 | Rate Constraint in MTons | FALSE | L | Annual | Standard NOX | Thousand Tons | 0.665 | 0.665 | 0.665 | 0.665 | 0.665 | 0.665 | 0.665
BART NOX AnnualCap- Oswego Harbor 6- v5.16 | 83 | 7192 | Rate Constraint in MTons | FALSE | L | Annual | Emissions at Affected Plants NOX | Thousand Tons | 0 | 0 | 0 | 0 | 0 | 0 | 0
BART NOX AnnualCap- Oswego Harbor 6- v5.16 | 83 | 7192 | Rate Constraint in MTons | FALSE | L | Annual | Allowances Purchased NOX | Thousand Tons | 0 | 0 | 0 | 0 | 0 | 0 | 0
BART NOX AnnualCap- Oswego Harbor 6- v5.16 | 83 | 7192 | Rate Constraint in MTons | FALSE | L | Annual | Allowances Sold NOX | Thousand Tons | 0 | 0 | 0 | 0 | 0 | 0 | 0
BART NOX AnnualCap- Oswego Harbor 6- v5.16 | 83 | 7192 | Rate Constraint in MTons | FALSE | L | Annual | Allowances Banked | Thousand Tons | 0 | 0 | 0 | 0 | 0 | 0 | 0
BART NOX AnnualCap- Oswego Harbor 6- v5.16 | 83 | 7192 | Rate Constraint in MTons | FALSE | L | Annual | Allowances Withdrawn (1:1) | Thousand Tons | 0 | 0 | 0 | 0 | 0 | 0 | 0
BART NOX AnnualCap- Oswego Harbor 6- v5.16 | 83 | 7192 | Rate Constraint in MTons | FALSE | L | Annual | Allowances Withdrawn (n:1) | Thousand Tons | 0 | 0 | 0 | 0 | 0 | 0 | 0
BART NOX AnnualCap- Oswego Harbor 6- v5.16 | 83 | 7192 | Rate Constraint in MTons | FALSE | L | Annual | Net Emissions Allowance Position | Thousand Tons | 0 | 0 | 0 | 0 | 0 | 0 | 0
BART NOX AnnualCap- Oswego Harbor 6- v5.16 | 83 | 7192 | Rate Constraint in MTons | FALSE | L | Annual | Fuel Consumed | TBtu | 0 | 0 | 0 | 0 | 0 | 0 | 0
BART NOX AnnualCap- Oswego Harbor 6- v5.16 | 83 | 7192 | Rate Constraint in MTons | FALSE | L | Annual | Rate | lb/MMBtu | 0 | 0 | 0 | 0 | 0 | 0 | 0
BART NOX AnnualCap- Oswego Harbor 6- v5.16 | 83 | 7192 | Rate Constraint in MTons | FALSE | L | Annual | Generation | TWh | 0 | 0 | 0 | 0 | 0 | 0 | 0
BART NOX AnnualCap- Oswego Harbor 6- v5.16 | 83 | 7192 | Rate Constraint in MTons | FALSE | L | Annual | Qualifying Generation | TWh | 0 | 0 | 0 | 0 | 0 | 0 | 0
BART NOX AnnualCap- Oswego Harbor 6- v5.16 | 83 | 7192 | Rate Constraint in MTons | FALSE | L | Annual | Rate | lb/MWh | 0 | 0 | 0 | 0 | 0 | 0 | 0
BART NOX AnnualCap- Oswego Harbor 6- v5.16 | 83 | 7192 | Rate Constraint in MTons | FALSE | L | Annual | Constraint Shadow Price | US2019$/Ton | 0 | 0 | 0 | 0 | 0 | 0 | 0
BART NOX Annual-Cherokee 4 -v5.13 | 84 | 7140 | Rate Constraint in lbs/MMBtu | FALSE | L | Annual | Seasons Included | Seasons | Winter, WintShld, Summer | Winter, WintShld, Summer | Winter, WintShld, Summer | Winter, WintShld, Summer | Winter, WintShld, Summer | Winter, WintShld, Summer | Winter, WintShld, Summer
BART NOX Annual-Cherokee 4 -v5.13 | 84 | 7140 | Rate Constraint in lbs/MMBtu | FALSE | L | Annual | Standard NOX | lb/MMBtu | 0.12 | 0.12 | 0.12 | 0.12 | 0.12 | 0.12 | 0.12
BART NOX Annual-Cherokee 4 -v5.13 | 84 | 7140 | Rate Constraint in lbs/MMBtu | FALSE | L | Annual | Emissions at Affected Plants NOX | Thousand Tons | 0 | 0 | 0 | 0 | 0 | 0 | 0
BART NOX Annual-Cherokee 4 -v5.13 | 84 | 7140 | Rate Constraint in lbs/MMBtu | FALSE | L | Annual | Allowances Purchased NOX | Thousand Tons | 0 | 0 | 0 | 0 | 0 | 0 | 0
BART NOX Annual-Cherokee 4 -v5.13 | 84 | 7140 | Rate Constraint in lbs/MMBtu | FALSE | L | Annual | Allowances Sold NOX | Thousand Tons | 0 | 0 | 0 | 0 | 0 | 0 | 0
BART NOX Annual-Cherokee 4 -v5.13 | 84 | 7140 | Rate Constraint in lbs/MMBtu | FALSE | L | Annual | Allowances Banked | Thousand Tons | 0 | 0 | 0 | 0 | 0 | 0 | 0
BART NOX Annual-Cherokee 4 -v5.13 | 84 | 7140 | Rate Constraint in lbs/MMBtu | FALSE | L | Annual | Allowances Withdrawn (1:1) | Thousand Tons | 0 | 0 | 0 | 0 | 0 | 0 | 0
BART NOX Annual-Cherokee 4 -v5.13 | 84 | 7140 | Rate Constraint in lbs/MMBtu | FALSE | L | Annual | Allowances Withdrawn (n:1) | Thousand Tons | 0 | 0 | 0 | 0 | 0 | 0 | 0
BART NOX Annual-Cherokee 4 -v5.13 | 84 | 7140 | Rate Constraint in lbs/MMBtu | FALSE | L | Annual | Net Emissions Allowance Position | Thousand Tons | 0 | 0 | 0 | 0 | 0 | 0 | 0
BART NOX Annual-Cherokee 4 -v5.13 | 84 | 7140 | Rate Constraint in lbs/MMBtu | FALSE | L | Annual | Fuel Consumed | TBtu | 0 | 0 | 0 | 0 | 0 | 0 | 0
BART NOX Annual-Cherokee 4 -v5.13 | 84 | 7140 | Rate Constraint in lbs/MMBtu | FALSE | L | Annual | Rate | lb/MMBtu | 0 | 0 | 0 | 0 | 0 | 0 | 0
BART NOX Annual-Cherokee 4 -v5.13 | 84 | 7140 | Rate Constraint in lbs/MMBtu | FALSE | L | Annual | Generation | TWh | 0 | 0 | 0 | 0 | 0 | 0 | 0
BART NOX Annual-Cherokee 4 -v5.13 | 84 | 7140 | Rate Constraint in lbs/MMBtu | FALSE | L | Annual | Qualifying Generation | TWh | 0 | 0 | 0 | 0 | 0 | 0 | 0
BART NOX Annual-Cherokee 4 -v5.13 | 84 | 7140 | Rate Constraint in lbs/MMBtu | FALSE | L | Annual | Rate | lb/MWh | 0 | 0 | 0 | 0 | 0 | 0 | 0
BART NOX Annual-Cherokee 4 -v5.13 | 84 | 7140 | Rate Constraint in lbs/MMBtu | FALSE | L | Annual | Constraint Shadow Price | US2019$/Ton | 0 | 0 | 0 | 0 | 0 | 0 | 0
BART NOX Annual-Cholla 3 -v6.17 | 85 | 7141 | Rate Constraint in lbs/MMBtu | FALSE | L | Annual | Seasons Included | Seasons | Winter, WintShld, Summer | Winter, WintShld, Summer | Winter, WintShld, Summer | Winter, WintShld, Summer | Winter, WintShld, Summer | Winter, WintShld, Summer | Winter, WintShld, Summer
BART NOX Annual-Cholla 3 -v6.17 | 85 | 7141 | Rate Constraint in lbs/MMBtu | FALSE | L | Annual | Standard NOX | lb/MMBtu | 0.08 | 0.08 | 0.08 | 0.08 | 0.08 | 0.08 | 0.08
BART NOX Annual-Cholla 3 -v6.17 | 85 | 7141 | Rate Constraint in lbs/MMBtu | FALSE | L | Annual | Emissions at Affected Plants NOX | Thousand Tons | 0 | 0 | 0 | 0 | 0 | 0 | 0
BART NOX Annual-Cholla 3 -v6.17 | 85 | 7141 | Rate Constraint in lbs/MMBtu | FALSE | L | Annual | Allowances Purchased NOX | Thousand Tons | 0 | 0 | 0 | 0 | 0 | 0 | 0
BART NOX Annual-Cholla 3 -v6.17 | 85 | 7141 | Rate Constraint in lbs/MMBtu | FALSE | L | Annual | Allowances Sold NOX | Thousand Tons | 0 | 0 | 0 | 0 | 0 | 0 | 0
BART NOX Annual-Cholla 3 -v6.17 | 85 | 7141 | Rate Constraint in lbs/MMBtu | FALSE | L | Annual | Allowances Banked | Thousand Tons | 0 | 0 | 0 | 0 | 0 | 0 | 0
BART NOX Annual-Cholla 3 -v6.17 | 85 | 7141 | Rate Constraint in lbs/MMBtu | FALSE | L | Annual | Allowances Withdrawn (1:1) | Thousand Tons | 0 | 0 | 0 | 0 | 0 | 0 | 0
BART NOX Annual-Cholla 3 -v6.17 | 85 | 7141 | Rate Constraint in lbs/MMBtu | FALSE | L | Annual | Allowances Withdrawn (n:1) | Thousand Tons | 0 | 0 | 0 | 0 | 0 | 0 | 0
BART NOX Annual-Cholla 3 -v6.17 | 85 | 7141 | Rate Constraint in lbs/MMBtu | FALSE | L | Annual | Net Emissions Allowance Position | Thousand Tons | 0 | 0 | 0 | 0 | 0 | 0 | 0
BART NOX Annual-Cholla 3 -v6.17 | 85 | 7141 | Rate Constraint in lbs/MMBtu | FALSE | L | Annual | Fuel Consumed | TBtu | 0 | 0 | 0 | 0 | 0 | 0 | 0
BART NOX Annual-Cholla 3 -v6.17 | 85 | 7141 | Rate Constraint in lbs/MMBtu | FALSE | L | Annual | Rate | lb/MMBtu | 0 | 0 | 0 | 0 | 0 | 0 | 0
BART NOX Annual-Cholla 3 -v6.17 | 85 | 7141 | Rate Constraint in lbs/MMBtu | FALSE | L | Annual | Generation | TWh | 0 | 0 | 0 | 0 | 0 | 0 | 0
BART NOX Annual-Cholla 3 -v6.17 | 85 | 7141 | Rate Constraint in lbs/MMBtu | FALSE | L | Annual | Qualifying Generation | TWh | 0 | 0 | 0 | 0 | 0 | 0 | 0
BART NOX Annual-Cholla 3 -v6.17 | 85 | 7141 | Rate Constraint in lbs/MMBtu | FALSE | L | Annual | Rate | lb/MWh | 0 | 0 | 0 | 0 | 0 | 0 | 0
BART NOX Annual-Cholla 3 -v6.17 | 85 | 7141 | Rate Constraint in lbs/MMBtu | FALSE | L | Annual | Constraint Shadow Price | US2019$/Ton | 0 | 0 | 0 | 0 | 0 | 0 | 0
BART NOX Annual-Cholla 4 -v6.17 | 86 | 7142 | Rate Constraint in lbs/MMBtu | FALSE | L | Annual | Seasons Included | Seasons | Winter, WintShld, Summer | Winter, WintShld, Summer | Winter, WintShld, Summer | Winter, WintShld, Summer | Winter, WintShld, Summer | Winter, WintShld, Summer | Winter, WintShld, Summer
BART NOX Annual-Cholla 4 -v6.17 | 86 | 7142 | Rate Constraint in lbs/MMBtu | FALSE | L | Annual | Standard NOX | lb/MMBtu | 0.08 | 0.08 | 0.08 | 0.08 | 0.08 | 0.08 | 0.08
BART NOX Annual-Cholla 4 -v6.17 | 86 | 7142 | Rate Constraint in lbs/MMBtu | FALSE | L | Annual | Emissions at Affected Plants NOX | Thousand Tons | 0 | 0 | 0 | 0 | 0 | 0 | 0
BART NOX Annual-Cholla 4 -v6.17 | 86 | 7142 | Rate Constraint in lbs/MMBtu | FALSE | L | Annual | Allowances Purchased NOX | Thousand Tons | 0 | 0 | 0 | 0 | 0 | 0 | 0
BART NOX Annual-Cholla 4 -v6.17 | 86 | 7142 | Rate Constraint in lbs/MMBtu | FALSE | L | Annual | Allowances Sold NOX | Thousand Tons | 0 | 0 | 0 | 0 | 0 | 0 | 0
BART NOX Annual-Cholla 4 -v6.17 | 86 | 7142 | Rate Constraint in lbs/MMBtu | FALSE | L | Annual | Allowances Banked | Thousand Tons | 0 | 0 | 0 | 0 | 0 | 0 | 0
BART NOX Annual-Cholla 4 -v6.17 | 86 | 7142 | Rate Constraint in lbs/MMBtu | FALSE | L | Annual | Allowances Withdrawn (1:1) | Thousand Tons | 0 | 0 | 0 | 0 | 0 | 0 | 0
BART NOX Annual-Cholla 4 -v6.17 | 86 | 7142 | Rate Constraint in lbs/MMBtu | FALSE | L | Annual | Allowances Withdrawn (n:1) | Thousand Tons | 0 | 0 | 0 | 0 | 0 | 0 | 0
BART NOX Annual-Cholla 4 -v6.17 | 86 | 7142 | Rate Constraint in lbs/MMBtu | FALSE | L | Annual | Net Emissions Allowance Position | Thousand Tons | 0 | 0 | 0 | 0 | 0 | 0 | 0
BART NOX Annual-Cholla 4 -v6.17 | 86 | 7142 | Rate Constraint in lbs/MMBtu | FALSE | L | Annual | Fuel Consumed | TBtu | 0 | 0 | 0 | 0 | 0 | 0 | 0
BART NOX Annual-Cholla 4 -v6.17 | 86 | 7142 | Rate Constraint in lbs/MMBtu | FALSE | L | Annual | Rate | lb/MMBtu | 0 | 0 | 0 | 0 | 0 | 0 | 0
BART NOX Annual-Cholla 4 -v6.17 | 86 | 7142 | Rate Constraint in lbs/MMBtu | FALSE | L | Annual | Generation | TWh | 0 | 0 | 0 | 0 | 0 | 0 | 0
BART NOX Annual-Cholla 4 -v6.17 | 86 | 7142 | Rate Constraint in lbs/MMBtu | FALSE | L | Annual | Qualifying Generation | TWh | 0 | 0 | 0 | 0 | 0 | 0 | 0
BART NOX Annual-Cholla 4 -v6.17 | 86 | 7142 | Rate Constraint in lbs/MMBtu | FALSE | L | Annual | Rate | lb/MWh | 0 | 0 | 0 | 0 | 0 | 0 | 0
BART NOX Annual-Cholla 4 -v6.17 | 86 | 7142 | Rate Constraint in lbs/MMBtu | FALSE | L | Annual | Constraint Shadow Price | US2019$/Ton | 0 | 0 | 0 | 0 | 0 | 0 | 0
BART NOX Annual-Comanche 2 -v5.13 | 87 | 7127 | Rate Constraint in lbs/MMBtu | FALSE | L | Annual | Seasons Included | Seasons | Winter, WintShld, Summer | Winter, WintShld, Summer | Winter, WintShld, Summer | Winter, WintShld, Summer | Winter, WintShld, Summer | Winter, WintShld, Summer | Winter, WintShld, Summer
BART NOX Annual-Comanche 2 -v5.13 | 87 | 7127 | Rate Constraint in lbs/MMBtu | FALSE | L | Annual | Standard NOX | lb/MMBtu | 0.2 | 0.2 | 0.2 | 0.2 | 0.2 | 0.2 | 0.2
BART NOX Annual-Comanche 2 -v5.13 | 87 | 7127 | Rate Constraint in lbs/MMBtu | FALSE | L | Annual | Emissions at Affected Plants NOX | Thousand Tons | 0 | 0 | 0 | 0 | 0 | 0 | 0
BART NOX Annual-Comanche 2 -v5.13 | 87 | 7127 | Rate Constraint in lbs/MMBtu | FALSE | L | Annual | Allowances Purchased NOX | Thousand Tons | 0 | 0 | 0 | 0 | 0 | 0 | 0
BART NOX Annual-Comanche 2 -v5.13 | 87 | 7127 | Rate Constraint in lbs/MMBtu | FALSE | L | Annual | Allowances Sold NOX | Thousand Tons | 0 | 0 | 0 | 0 | 0 | 0 | 0
BART NOX Annual-Comanche 2 -v5.13 | 87 | 7127 | Rate Constraint in lbs/MMBtu | FALSE | L | Annual | Allowances Banked | Thousand Tons | 0 | 0 | 0 | 0 | 0 | 0 | 0
BART NOX Annual-Comanche 2 -v5.13 | 87 | 7127 | Rate Constraint in lbs/MMBtu | FALSE | L | Annual | Allowances Withdrawn (1:1) | Thousand Tons | 0 | 0 | 0 | 0 | 0 | 0 | 0
BART NOX Annual-Comanche 2 -v5.13 | 87 | 7127 | Rate Constraint in lbs/MMBtu | FALSE | L | Annual | Allowances Withdrawn (n:1) | Thousand Tons | 0 | 0 | 0 | 0 | 0 | 0 | 0
BART NOX Annual-Comanche 2 -v5.13 | 87 | 7127 | Rate Constraint in lbs/MMBtu | FALSE | L | Annual | Net Emissions Allowance Position | Thousand Tons | 0 | 0 | 0 | 0 | 0 | 0 | 0
BART NOX Annual-Comanche 2 -v5.13 | 87 | 7127 | Rate Constraint in lbs/MMBtu | FALSE | L | Annual | Fuel Consumed | TBtu | 0 | 0 | 0 | 0 | 0 | 0 | 0
BART NOX Annual-Comanche 2 -v5.13 | 87 | 7127 | Rate Constraint in lbs/MMBtu | FALSE | L | Annual | Rate | lb/MMBtu | 0 | 0 | 0 | 0 | 0 | 0 | 0
BART NOX Annual-Comanche 2 -v5.13 | 87 | 7127 | Rate Constraint in lbs/MMBtu | FALSE | L | Annual | Generation | TWh | 0 | 0 | 0 | 0 | 0 | 0 | 0
BART NOX Annual-Comanche 2 -v5.13 | 87 | 7127 | Rate Constraint in lbs/MMBtu | FALSE | L | Annual | Qualifying Generation | TWh | 0 | 0 | 0 | 0 | 0 | 0 | 0
BART NOX Annual-Comanche 2 -v5.13 | 87 | 7127 | Rate Constraint in lbs/MMBtu | FALSE | L | Annual | Rate | lb/MWh | 0 | 0 | 0 | 0 | 0 | 0 | 0
BART NOX Annual-Comanche 2 -v5.13 | 87 | 7127 | Rate Constraint in lbs/MMBtu | FALSE | L | Annual | Constraint Shadow Price | US2019$/Ton | 0 | 0 | 0 | 0 | 0 | 0 | 0
BART NOX Annual-Craig C2 -v5.13 | 89 | 7128 | Rate Constraint in lbs/MMBtu | FALSE | L | Annual | Seasons Included | Seasons | Winter, WintShld, Summer | Winter, WintShld, Summer | Winter, WintShld, Summer | Winter, WintShld, Summer | Winter, WintShld, Summer | Winter, WintShld, Summer | Winter, WintShld, Summer
BART NOX Annual-Craig C2 -v5.13 | 89 | 7128 | Rate Constraint in lbs/MMBtu | FALSE | L | Annual | Standard NOX | lb/MMBtu | 0.08 | 0.08 | 0.08 | 0.08 | 0.08 | 0.08 | 0.08
BART NOX Annual-Craig C2 -v5.13 | 89 | 7128 | Rate Constraint in lbs/MMBtu | FALSE | L | Annual | Emissions at Affected Plants NOX | Thousand Tons | 0.31122 | 0.0089266 | 0.0089266 | 0.0089266 | 0.0089266 | 0 | 0
BART NOX Annual-Craig C2 -v5.13 | 89 | 7128 | Rate Constraint in lbs/MMBtu | FALSE | L | Annual | Allowances Purchased NOX | Thousand Tons | 0 | 0 | 0 | 0 | 0 | 0 | 0
BART NOX Annual-Craig C2 -v5.13 | 89 | 7128 | Rate Constraint in lbs/MMBtu | FALSE | L | Annual | Allowances Sold NOX | Thousand Tons | 0 | 0 | 0 | 0 | 0 | 0 | 0
BART NOX Annual-Craig C2 -v5.13 | 89 | 7128 | Rate Constraint in lbs/MMBtu | FALSE | L | Annual | Allowances Banked | Thousand Tons | 0 | 0 | 0 | 0 | 0 | 0 | 0
BART NOX Annual-Craig C2 -v5.13 | 89 | 7128 | Rate Constraint in lbs/MMBtu | FALSE | L | Annual | Allowances Withdrawn (1:1) | Thousand Tons | 0 | 0 | 0 | 0 | 0 | 0 | 0
BART NOX Annual-Craig C2 -v5.13 | 89 | 7128 | Rate Constraint in lbs/MMBtu | FALSE | L | Annual | Allowances Withdrawn (n:1) | Thousand Tons | 0 | 0 | 0 | 0 | 0 | 0 | 0
BART NOX Annual-Craig C2 -v5.13 | 89 | 7128 | Rate Constraint in lbs/MMBtu | FALSE | L | Annual | Net Emissions Allowance Position | Thousand Tons | 0.31122 | 0.0089266 | 0.0089266 | 0.0089266 | 0.0089266 | 0 | 0
BART NOX Annual-Craig C2 -v5.13 | 89 | 7128 | Rate Constraint in lbs/MMBtu | FALSE | L | Annual | Fuel Consumed | TBtu | 9.8989 | 0.28393 | 0.28393 | 0.28393 | 0.28393 | 0 | 0
BART NOX Annual-Craig C2 -v5.13 | 89 | 7128 | Rate Constraint in lbs/MMBtu | FALSE | L | Annual | Rate | lb/MMBtu | 0.06288 | 0.06288 | 0.06288 | 0.06288 | 0.06288 | 0 | 0
BART NOX Annual-Craig C2 -v5.13 | 89 | 7128 | Rate Constraint in lbs/MMBtu | FALSE | L | Annual | Generation | TWh | 0.96669 | 0.018722 | 0.018722 | 0.018722 | 0.018722 | 0 | 0
BART NOX Annual-Craig C2 -v5.13 | 89 | 7128 | Rate Constraint in lbs/MMBtu | FALSE | L | Annual | Qualifying Generation | TWh | 0.96669 | 0.018722 | 0.018722 | 0.018722 | 0.018722 | 0 | 0
BART NOX Annual-Craig C2 -v5.13 | 89 | 7128 | Rate Constraint in lbs/MMBtu | FALSE | L | Annual | Rate | lb/MWh | 0.64389 | 0.95362 | 0.95362 | 0.95362 | 0.95362 | 0 | 0
BART NOX Annual-Craig C2 -v5.13 | 89 | 7128 | Rate Constraint in lbs/MMBtu | FALSE | L | Annual | Constraint Shadow Price | US2019$/Ton | 0 | 0 | 0 | 0 | 0 | 0 | 0
BART NOX Annual-Dave Johnston 4 -v5.14 | 90 | 7164 | Rate Constraint in lbs/MMBtu | FALSE | L | Annual | Seasons Included | Seasons | Winter, WintShld, Summer | Winter, WintShld, Summer | Winter, WintShld, Summer | Winter, WintShld, Summer | Winter, WintShld, Summer | Winter, WintShld, Summer | Winter, WintShld, Summer
BART NOX Annual-Dave Johnston 4 -v5.14 | 90 | 7164 | Rate Constraint in lbs/MMBtu | FALSE | L | Annual | Standard NOX | lb/MMBtu | 0.15 | 0.15 | 0.15 | 0.15 | 0.15 | 0.15 | 0.15
BART NOX Annual-Dave Johnston 4 -v5.14 | 90 | 7164 | Rate Constraint in lbs/MMBtu | FALSE | L | Annual | Emissions at Affected Plants NOX | Thousand Tons | 0 | 0 | 0 | 0 | 0 | 0 | 0
BART NOX Annual-Dave Johnston 4 -v5.14 | 90 | 7164 | Rate Constraint in lbs/MMBtu | FALSE | L | Annual | Allowances Purchased NOX | Thousand Tons | 0 | 0 | 0 | 0 | 0 | 0 | 0
BART NOX Annual-Dave Johnston 4 -v5.14 | 90 | 7164 | Rate Constraint in lbs/MMBtu | FALSE | L | Annual | Allowances Sold NOX | Thousand Tons | 0 | 0 | 0 | 0 | 0 | 0 | 0
BART NOX Annual-Dave Johnston 4 -v5.14 | 90 | 7164 | Rate Constraint in lbs/MMBtu | FALSE | L | Annual | Allowances Banked | Thousand Tons | 0 | 0 | 0 | 0 | 0 | 0 | 0
BART NOX Annual-Dave Johnston 4 -v5.14 | 90 | 7164 | Rate Constraint in lbs/MMBtu | FALSE | L | Annual | Allowances Withdrawn (1:1) | Thousand Tons | 0 | 0 | 0 | 0 | 0 | 0 | 0
BART NOX Annual-Dave Johnston 4 -v5.14 | 90 | 7164 | Rate Constraint in lbs/MMBtu | FALSE | L | Annual | Allowances Withdrawn (n:1) | Thousand Tons | 0 | 0 | 0 | 0 | 0 | 0 | 0
BART NOX Annual-Dave Johnston 4 -v5.14 | 90 | 7164 | Rate Constraint in lbs/MMBtu | FALSE | L | Annual | Net Emissions Allowance Position | Thousand Tons | 0 | 0 | 0 | 0 | 0 | 0 | 0
BART NOX Annual-Dave Johnston 4 -v5.14 | 90 | 7164 | Rate Constraint in lbs/MMBtu | FALSE | L | Annual | Fuel Consumed | TBtu | 0 | 0 | 0 | 0 | 0 | 0 | 0
BART NOX Annual-Dave Johnston 4 -v5.14 | 90 | 7164 | Rate Constraint in lbs/MMBtu | FALSE | L | Annual | Rate | lb/MMBtu | 0 | 0 | 0 | 0 | 0 | 0 | 0
BART NOX Annual-Dave Johnston 4 -v5.14 | 90 | 7164 | Rate Constraint in lbs/MMBtu | FALSE | L | Annual | Generation | TWh | 0 | 0 | 0 | 0 | 0 | 0 | 0
BART NOX Annual-Dave Johnston 4 -v5.14 | 90 | 7164 | Rate Constraint in lbs/MMBtu | FALSE | L | Annual | Qualifying Generation | TWh | 0 | 0 | 0 | 0 | 0 | 0 | 0
BART NOX Annual-Dave Johnston 4 -v5.14 | 90 | 7164 | Rate Constraint in lbs/MMBtu | FALSE | L | Annual | Rate | lb/MWh | 0 | 0 | 0 | 0 | 0 | 0 | 0
BART NOX Annual-Dave Johnston 4 -v5.14 | 90 | 7164 | Rate Constraint in lbs/MMBtu | FALSE | L | Annual | Constraint Shadow Price | US2019$/Ton | 0 | 0 | 0 | 0 | 0 | 0 | 0
BART NOX Annual-Four Corners 4 -v5.14 | 91 | 7129 | Rate Constraint in lbs/MMBtu | FALSE | L | Annual | Seasons Included | Seasons | Winter, WintShld, Summer | Winter, WintShld, Summer | Winter, WintShld, Summer | Winter, WintShld, Summer | Winter, WintShld, Summer | Winter, WintShld, Summer | Winter, WintShld, Summer
BART NOX Annual-Four Corners 4 -v5.14 | 91 | 7129 | Rate Constraint in lbs/MMBtu | FALSE | L | Annual | Standard NOX | lb/MMBtu | 0.098 | 0.098 | 0.098 | 0.098 | 0.098 | 0.098 | 0.098
BART NOX Annual-Four Corners 4 -v5.14 | 91 | 7129 | Rate Constraint in lbs/MMBtu | FALSE | L | Annual | Emissions at Affected Plants NOX | Thousand Tons | 1.1879 | 0.33712 | 0 | 0 | 0 | 0 | 0
BART NOX Annual-Four Corners 4 -v5.14 | 91 | 7129 | Rate Constraint in lbs/MMBtu | FALSE | L | Annual | Allowances Purchased NOX | Thousand Tons | 0 | 0 | 0 | 0 | 0 | 0 | 0
BART NOX Annual-Four Corners 4 -v5.14 | 91 | 7129 | Rate Constraint in lbs/MMBtu | FALSE | L | Annual | Allowances Sold NOX | Thousand Tons | 0 | 0 | 0 | 0 | 0 | 0 | 0
BART NOX Annual-Four Corners 4 -v5.14 | 91 | 7129 | Rate Constraint in lbs/MMBtu | FALSE | L | Annual | Allowances Banked | Thousand Tons | 0 | 0 | 0 | 0 | 0 | 0 | 0
BART NOX Annual-Four Corners 4 -v5.14 | 91 | 7129 | Rate Constraint in lbs/MMBtu | FALSE | L | Annual | Allowances Withdrawn (1:1) | Thousand Tons | 0 | 0 | 0 | 0 | 0 | 0 | 0
BART NOX Annual-Four Corners 4 -v5.14 | 91 | 7129 | Rate Constraint in lbs/MMBtu | FALSE | L | Annual | Allowances Withdrawn (n:1) | Thousand Tons | 0 | 0 | 0 | 0 | 0 | 0 | 0
BART NOX Annual-Four Corners 4 -v5.14 | 91 | 7129 | Rate Constraint in lbs/MMBtu | FALSE | L | Annual | Net Emissions Allowance Position | Thousand Tons | 1.1879 | 0.33712 | 0 | 0 | 0 | 0 | 0
BART NOX Annual-Four Corners 4 -v5.14 | 91 | 7129 | Rate Constraint in lbs/MMBtu | FALSE | L | Annual | Fuel Consumed | TBtu | 40.8295 | 11.5868 | 0 | 0 | 0 | 0 | 0
BART NOX Annual-Four Corners 4 -v5.14 | 91 | 7129 | Rate Constraint in lbs/MMBtu | FALSE | L | Annual | Rate | lb/MMBtu | 0.05819 | 0.05819 | 0 | 0 | 0 | 0 | 0
BART NOX Annual-Four Corners 4 -v5.14 | 91 | 7129 | Rate Constraint in lbs/MMBtu | FALSE | L | Annual | Generation | TWh | 4.1786 | 1.1858 | 0 | 0 | 0 | 0 | 0
BART NOX Annual-Four Corners 4 -v5.14 | 91 | 7129 | Rate Constraint in lbs/MMBtu | FALSE | L | Annual | Qualifying Generation | TWh | 4.1786 | 1.1858 | 0 | 0 | 0 | 0 | 0
BART NOX Annual-Four Corners 4 -v5.14 | 91 | 7129 | Rate Constraint in lbs/MMBtu | FALSE | L | Annual | Rate | lb/MWh | 0.56857 | 0.56857 | 0 | 0 | 0 | 0 | 0
BART NOX Annual-Four Corners 4 -v5.14 | 91 | 7129 | Rate Constraint in lbs/MMBtu | FALSE | L | Annual | Constraint Shadow Price | US2019$/Ton | 0 | 0 | 0 | 0 | 0 | 0 | 0
BART NOX Annual-Four Corners 5 -v5.14 | 92 | 7130 | Rate Constraint in lbs/MMBtu | FALSE | L | Annual | Seasons Included | Seasons | Winter, WintShld, Summer | Winter, WintShld, Summer | Winter, WintShld, Summer | Winter, WintShld, Summer | Winter, WintShld, Summer | Winter, WintShld, Summer | Winter, WintShld, Summer
BART NOX Annual-Four Corners 5 -v5.14 | 92 | 7130 | Rate Constraint in lbs/MMBtu | FALSE | L | Annual | Standard NOX | lb/MMBtu | 0.098 | 0.098 | 0.098 | 0.098 | 0.098 | 0.098 | 0.098
BART NOX Annual-Four Corners 5 -v5.14 | 92 | 7130 | Rate Constraint in lbs/MMBtu | FALSE | L | Annual | Emissions at Affected Plants NOX | Thousand Tons | 1.5695 | 0.42548 | 0 | 0 | 0 | 0 | 0
BART NOX Annual-Four Corners 5 -v5.14 | 92 | 7130 | Rate Constraint in lbs/MMBtu | FALSE | L | Annual | Allowances Purchased NOX | Thousand Tons | 0 | 0 | 0 | 0 | 0 | 0 | 0
BART NOX Annual-Four Corners 5 -v5.14 | 92 | 7130 | Rate Constraint in lbs/MMBtu | FALSE | L | Annual | Allowances Sold NOX | Thousand Tons | 0 | 0 | 0 | 0 | 0 | 0 | 0
BART NOX Annual-Four Corners 5 -v5.14 | 92 | 7130 | Rate Constraint in lbs/MMBtu | FALSE | L | Annual | Allowances Banked | Thousand Tons | 0 | 0 | 0 | 0 | 0 | 0 | 0
BART NOX Annual-Four Corners 5 -v5.14 | 92 | 7130 | Rate Constraint in lbs/MMBtu | FALSE | L | Annual | Allowances Withdrawn (1:1) | Thousand Tons | 0 | 0 | 0 | 0 | 0 | 0 | 0
BART NOX Annual-Four Corners 5 -v5.14 | 92 | 7130 | Rate Constraint in lbs/MMBtu | FALSE | L | Annual | Allowances Withdrawn (n:1) | Thousand Tons | 0 | 0 | 0 | 0 | 0 | 0 | 0
BART NOX Annual-Four Corners 5 -v5.14 | 92 | 7130 | Rate Constraint in lbs/MMBtu | FALSE | L | Annual | Net Emissions Allowance Position | Thousand Tons | 1.5695 | 0.42548 | 0 | 0 | 0 | 0 | 0
BART NOX Annual-Four Corners 5 -v5.14 | 92 | 7130 | Rate Constraint in lbs/MMBtu | FALSE | L | Annual | Fuel Consumed | TBtu | 48.5991 | 13.1747 | 0 | 0 | 0 | 0 | 0
BART NOX Annual-Four Corners 5 -v5.14 | 92 | 7130 | Rate Constraint in lbs/MMBtu | FALSE | L | Annual | Rate | lb/MMBtu | 0.06459 | 0.06459 | 0 | 0 | 0 | 0 | 0
BART NOX Annual-Four Corners 5 -v5.14 | 92 | 7130 | Rate Constraint in lbs/MMBtu | FALSE | L | Annual | Generation | TWh | 4.9764 | 1.349 | 0 | 0 | 0 | 0 | 0
BART NOX Annual-Four Corners 5 -v5.14 | 92 | 7130 | Rate Constraint in lbs/MMBtu | FALSE | L | Annual | Qualifying Generation | TWh | 4.9764 | 1.349 | 0 | 0 | 0 | 0 | 0
BART NOX Annual-Four Corners 5 -v5.14 | 92 | 7130 | Rate Constraint in lbs/MMBtu | FALSE | L | Annual | Rate | lb/MWh | 0.63079 | 0.63079 | 0 | 0 | 0 | 0 | 0
BART NOX Annual-Four Corners 5 -v5.14 | 92 | 7130 | Rate Constraint in lbs/MMBtu | FALSE | L | Annual | Constraint Shadow Price | US2019$/Ton | 0 | 0 | 0 | 0 | 0 | 0 | 0
BART NOX Annual-Gerald Gentleman 1 -v5.14 | 93 | 7131 | Rate Constraint in lbs/MMBtu | FALSE | L | Annual | Seasons Included | Seasons | Winter, WintShld, Summer | Winter, WintShld, Summer | Winter, WintShld, Summer | Winter, WintShld, Summer | Winter, WintShld, Summer | Winter, WintShld, Summer | Winter, WintShld, Summer
BART NOX Annual-Gerald Gentleman 1 -v5.14 | 93 | 7131 | Rate Constraint in lbs/MMBtu | FALSE | L | Annual | Standard NOX | lb/MMBtu | 0.23 | 0.23 | 0.23 | 0.23 | 0.23 | 0.23 | 0.23
BART NOX Annual-Gerald Gentleman 1 -v5.14 | 93 | 7131 | Rate Constraint in lbs/MMBtu | FALSE | L | Annual | Emissions at Affected Plants NOX | Thousand Tons | 4.866 | 0 | 0 | 0 | 0 | 0 | 0
BART NOX Annual-Gerald Gentleman 1 -v5.14 | 93 | 7131 | Rate Constraint in lbs/MMBtu | FALSE | L | Annual | Allowances Purchased NOX | Thousand Tons | 0 | 0 | 0 | 0 | 0 | 0 | 0
BART NOX Annual-Gerald Gentleman 1 -v5.14 | 93 | 7131 | Rate Constraint in lbs/MMBtu | FALSE | L | Annual | Allowances Sold NOX | Thousand Tons | 0 | 0 | 0 | 0 | 0 | 0 | 0
BART NOX Annual-Gerald Gentleman 1 -v5.14 | 93 | 7131 | Rate Constraint in lbs/MMBtu | FALSE | L | Annual | Allowances Banked | Thousand Tons | 0 | 0 | 0 | 0 | 0 | 0 | 0
BART NOX Annual-Gerald Gentleman 1 -v5.14 | 93 | 7131 | Rate Constraint in lbs/MMBtu | FALSE | L | Annual | Allowances Withdrawn (1:1) | Thousand Tons | 0 | 0 | 0 | 0 | 0 | 0 | 0
BART NOX Annual-Gerald Gentleman 1 -v5.14 | 93 | 7131 | Rate Constraint in lbs/MMBtu | FALSE | L | Annual | Allowances Withdrawn (n:1) | Thousand Tons | 0 | 0 | 0 | 0 | 0 | 0 | 0
BART NOX Annual-Gerald Gentleman 1 -v5.14 | 93 | 7131 | Rate Constraint in lbs/MMBtu | FALSE | L | Annual | Net Emissions Allowance Position | Thousand Tons | 4.866 | 0 | 0 | 0 | 0 | 0 | 0
BART NOX Annual-Gerald Gentleman 1 -v5.14 | 93 | 7131 | Rate Constraint in lbs/MMBtu | FALSE | L | Annual | Fuel Consumed | TBtu | 47.2447 | 0 | 0 | 0 | 0 | 0 | 0
BART NOX Annual-Gerald Gentleman 1 -v5.14 | 93 | 7131 | Rate Constraint in lbs/MMBtu | FALSE | L | Annual | Rate | lb/MMBtu | 0.20599 | 0 | 0 | 0 | 0 | 0 | 0
BART NOX Annual-Gerald Gentleman 1 -v5.14 | 93 | 7131 | Rate Constraint in lbs/MMBtu | FALSE | L | Annual | Generation | TWh | 4.7052 | 0 | 0 | 0 | 0 | 0 | 0
BART NOX Annual-Gerald Gentleman 1 -v5.14 | 93 | 7131 | Rate Constraint in lbs/MMBtu | FALSE | L | Annual | Qualifying Generation | TWh | 4.7052 | 0 | 0 | 0 | 0 | 0 | 0
BART NOX Annual-Gerald Gentleman 1 -v5.14 | 93 | 7131 | Rate Constraint in lbs/MMBtu | FALSE | L | Annual | Rate | lb/MWh | 2.0683 | 0 | 0 | 0 | 0 | 0 | 0
BART NOX Annual-Gerald Gentleman 1 -v5.14 | 93 | 7131 | Rate Constraint in lbs/MMBtu | FALSE | L | Annual | Constraint Shadow Price | US2019$/Ton | 0 | 0 | 0 | 0 | 0 | 0 | 0
BART NOX Annual-Gerald Gentleman 2 -v5.14 | 94 | 7132 | Rate Constraint in lbs/MMBtu | FALSE | L | Annual | Seasons Included | Seasons | Winter, WintShld, Summer | Winter, WintShld, Summer | Winter, WintShld, Summer | Winter, WintShld, Summer | Winter, WintShld, Summer | Winter, WintShld, Summer | Winter, WintShld, Summer
BART NOX Annual-Gerald Gentleman 2 -v5.14 | 94 | 7132 | Rate Constraint in lbs/MMBtu | FALSE | L | Annual | Standard NOX | lb/MMBtu | 0.23 | 0.23 | 0.23 | 0.23 | 0.23 | 0.23 | 0.23
BART NOX Annual-Gerald Gentleman 2 -v5.14 | 94 | 7132 | Rate Constraint in lbs/MMBtu | FALSE | L | Annual | Emissions at Affected Plants NOX | Thousand Tons | 3.9319 | 0 | 0 | 0 | 0 | 0 | 0
BART NOX Annual-Gerald Gentleman 2 -v5.14 | 94 | 7132 | Rate Constraint in lbs/MMBtu | FALSE | L | Annual | Allowances Purchased NOX | Thousand Tons | 0 | 0 | 0 | 0 | 0 | 0 | 0
BART NOX Annual-Gerald Gentleman 2 -v5.14 | 94 | 7132 | Rate Constraint in lbs/MMBtu | FALSE | L | Annual | Allowances Sold NOX | Thousand Tons | 0 | 0 | 0 | 0 | 0 | 0 | 0
BART NOX Annual-Gerald Gentleman 2 -v5.14 | 94 | 7132 | Rate Constraint in lbs/MMBtu | FALSE | L | Annual | Allowances Banked | Thousand Tons | 0 | 0 | 0 | 0 | 0 | 0 | 0
BART NOX Annual-Gerald Gentleman 2 -v5.14 | 94 | 7132 | Rate Constraint in lbs/MMBtu | FALSE | L | Annual | Allowances Withdrawn (1:1) | Thousand Tons | 0 | 0 | 0 | 0 | 0 | 0 | 0
BART NOX Annual-Gerald Gentleman 2 -v5.14 | 94 | 7132 | Rate Constraint in lbs/MMBtu | FALSE | L | Annual | Allowances Withdrawn (n:1) | Thousand Tons | 0 | 0 | 0 | 0 | 0 | 0 | 0
BART NOX Annual-Gerald Gentleman 2 -v5.14 | 94 | 7132 | Rate Constraint in lbs/MMBtu | FALSE | L | Annual | Net Emissions Allowance Position | Thousand Tons | 3.9319 | 0 | 0 | 0 | 0 | 0 | 0
BART NOX Annual-Gerald Gentleman 2 -v5.14 | 94 | 7132 | Rate Constraint in lbs/MMBtu | FALSE | L | Annual | Fuel Consumed | TBtu | 49.865 | 0 | 0 | 0 | 0 | 0 | 0
BART NOX Annual-Gerald Gentleman 2 -v5.14 | 94 | 7132 | Rate Constraint in lbs/MMBtu | FALSE | L | Annual | Rate | lb/MMBtu | 0.1577 | 0 | 0 | 0 | 0 | 0 | 0
BART NOX Annual-Gerald Gentleman 2 -v5.14 | 94 | 7132 | Rate Constraint in lbs/MMBtu | FALSE | L | Annual | Generation | TWh | 4.9528 | 0 | 0 | 0 | 0 | 0 | 0
BART NOX Annual-Gerald Gentleman 2 -v5.14 | 94 | 7132 | Rate Constraint in lbs/MMBtu | FALSE | L | Annual | Qualifying Generation | TWh | 4.9528 | 0 | 0 | 0 | 0 | 0 | 0
BART NOX Annual-Gerald Gentleman 2 -v5.14 | 94 | 7132 | Rate Constraint in lbs/MMBtu | FALSE | L | Annual | Rate | lb/MWh | 1.5877 | 0 | 0 | 0 | 0 | 0 | 0
BART NOX Annual-Gerald Gentleman 2 -v5.14 | 94 | 7132 | Rate Constraint in lbs/MMBtu | FALSE | L | Annual | Constraint Shadow Price | US2019$/Ton | 0 | 0 | 0 | 0 | 0 | 0 | 0
BART NOX Annual-Hayden H1 -v5.13 | 95 | 7133 | Rate Constraint in lbs/MMBtu | FALSE | L | Annual | Seasons Included | Seasons | Winter, WintShld, Summer | Winter, WintShld, Summer | Winter, WintShld, Summer | Winter, WintShld, Summer | Winter, WintShld, Summer | Winter, WintShld, Summer | Winter, WintShld, Summer
BART NOX Annual-Hayden H1 -v5.13 | 95 | 7133 | Rate Constraint in lbs/MMBtu | FALSE | L | Annual | Standard NOX | lb/MMBtu | 0.08 | 0.08 | 0.08 | 0.08 | 0.08 | 0.08 | 0.08
BART NOX Annual-Hayden H1 -v5.13 | 95 | 7133 | Rate Constraint in lbs/MMBtu | FALSE | L | Annual | Emissions at Affected Plants NOX | Thousand Tons | 0 | 0 | 0 | 0 | 0 | 0 | 0
BART NOX Annual-Hayden H1 -v5.13 | 95 | 7133 | Rate Constraint in lbs/MMBtu | FALSE | L | Annual | Allowances Purchased NOX | Thousand Tons | 0 | 0 | 0 | 0 | 0 | 0 | 0
BART NOX Annual-Hayden H1 -v5.13 | 95 | 7133 | Rate Constraint in lbs/MMBtu | FALSE | L | Annual | Allowances Sold NOX | Thousand Tons | 0 | 0 | 0 | 0 | 0 | 0 | 0
BART NOX Annual-Hayden H1 -v5.13 | 95 | 7133 | Rate Constraint in lbs/MMBtu | FALSE | L | Annual | Allowances Banked | Thousand Tons | 0 | 0 | 0 | 0 | 0 | 0 | 0
BART NOX Annual-Hayden H1 -v5.13 | 95 | 7133 | Rate Constraint in lbs/MMBtu | FALSE | L | Annual | Allowances Withdrawn (1:1) | Thousand Tons | 0 | 0 | 0 | 0 | 0 | 0 | 0
BART NOX Annual-Hayden H1 -v5.13 | 95 | 7133 | Rate Constraint in lbs/MMBtu | FALSE | L | Annual | Allowances Withdrawn (n:1) | Thousand Tons | 0 | 0 | 0 | 0 | 0 | 0 | 0
BART NOX Annual-Hayden H1 -v5.13 | 95 | 7133 | Rate Constraint in lbs/MMBtu | FALSE | L | Annual | Net Emissions Allowance Position | Thousand Tons | 0 | 0 | 0 | 0 | 0 | 0 | 0
BART NOX Annual-Hayden H1 -v5.13 | 95 | 7133 | Rate Constraint in lbs/MMBtu | FALSE | L | Annual | Fuel Consumed | TBtu | 0 | 0 | 0 | 0 | 0 | 0 | 0
BART NOX Annual-Hayden H1 -v5.13 | 95 | 7133 | Rate Constraint in lbs/MMBtu | FALSE | L | Annual | Rate | lb/MMBtu | 0 | 0 | 0 | 0 | 0 | 0 | 0
BART NOX Annual-Hayden H1 -v5.13 | 95 | 7133 | Rate Constraint in lbs/MMBtu | FALSE | L | Annual | Generation | TWh | 0 | 0 | 0 | 0 | 0 | 0 | 0
BART NOX Annual-Hayden H1 -v5.13 | 95 | 7133 | Rate Constraint in lbs/MMBtu | FALSE | L | Annual | Qualifying Generation | TWh | 0 | 0 | 0 | 0 | 0 | 0 | 0
BART NOX Annual-Hayden H1 -v5.13 | 95 | 7133 | Rate Constraint in lbs/MMBtu | FALSE | L | Annual | Rate | lb/MWh | 0 | 0 | 0 | 0 | 0 | 0 | 0
BART NOX Annual-Hayden H1 -v5.13 | 95 | 7133 | Rate Constraint in lbs/MMBtu | FALSE | L | Annual | Constraint Shadow Price | US2019$/Ton | 0 | 0 | 0 | 0 | 0 | 0 | 0
BART NOX Annual-Hayden H2 -v5.13 | 96 | 7134 | Rate Constraint in lbs/MMBtu | FALSE | L | Annual | Seasons Included | Seasons | Winter, WintShld, Summer | Winter, WintShld, Summer | Winter, WintShld, Summer | Winter, WintShld, Summer | Winter, WintShld, Summer | Winter, WintShld, Summer | Winter, WintShld, Summer
BART NOX Annual-Hayden H2 -v5.13 | 96 | 7134 | Rate Constraint in lbs/MMBtu | FALSE | L | Annual | Standard NOX | lb/MMBtu | 0.07 | 0.07 | 0.07 | 0.07 | 0.07 | 0.07 | 0.07
BART NOX Annual-Hayden H2 -v5.13 | 96 | 7134 | Rate Constraint in lbs/MMBtu | FALSE | L | Annual | Emissions at Affected Plants NOX | Thousand Tons | 0 | 0 | 0 | 0 | 0 | 0 | 0
BART NOX Annual-Hayden H2 -v5.13 | 96 | 7134 | Rate Constraint in lbs/MMBtu | FALSE | L | Annual | Allowances Purchased NOX | Thousand Tons | 0 | 0 | 0 | 0 | 0 | 0 | 0
BART NOX Annual-Hayden H2 -v5.13 | 96 | 7134 | Rate Constraint in lbs/MMBtu | FALSE | L | Annual | Allowances Sold NOX | Thousand Tons | 0 | 0 | 0 | 0 | 0 | 0 | 0
BART NOX Annual-Hayden H2 -v5.13 | 96 | 7134 | Rate Constraint in lbs/MMBtu | FALSE | L | Annual | Allowances Banked | Thousand Tons | 0 | 0 | 0 | 0 | 0 | 0 | 0
BART NOX Annual-Hayden H2 -v5.13 | 96 | 7134 | Rate Constraint in lbs/MMBtu | FALSE | L | Annual | Allowances Withdrawn (1:1) | Thousand Tons | 0 | 0 | 0 | 0 | 0 | 0 | 0
BART NOX Annual-Hayden H2 -v5.13 | 96 | 7134 | Rate Constraint in lbs/MMBtu | FALSE | L | Annual | Allowances Withdrawn (n:1) | Thousand Tons | 0 | 0 | 0 | 0 | 0 | 0 | 0
BART NOX Annual-Hayden H2 -v5.13 | 96 | 7134 | Rate Constraint in lbs/MMBtu | FALSE | L | Annual | Net Emissions Allowance Position | Thousand Tons | 0 | 0 | 0 | 0 | 0 | 0 | 0
BART NOX Annual-Hayden H2 -v5.13 | 96 | 7134 | Rate Constraint in lbs/MMBtu | FALSE | L | Annual | Fuel Consumed | TBtu | 0 | 0 | 0 | 0 | 0 | 0 | 0
BART NOX Annual-Hayden H2 -v5.13 | 96 | 7134 | Rate Constraint in lbs/MMBtu | FALSE | L | Annual | Rate | lb/MMBtu | 0 | 0 | 0 | 0 | 0 | 0 | 0
BART NOX Annual-Hayden H2 -v5.13 | 96 | 7134 | Rate Constraint in lbs/MMBtu | FALSE | L | Annual | Generation | TWh | 0 | 0 | 0 | 0 | 0 | 0 | 0
BART NOX Annual-Hayden H2 -v5.13 | 96 | 7134 | Rate Constraint in lbs/MMBtu | FALSE | L | Annual | Qualifying Generation | TWh | 0 | 0 | 0 | 0 | 0 | 0 | 0
BART NOX Annual-Hayden H2 -v5.13 | 96 | 7134 | Rate Constraint in lbs/MMBtu | FALSE | L | Annual | Rate | lb/MWh | 0 | 0 | 0 | 0 | 0 | 0 | 0
BART NOX Annual-Hayden H2 -v5.13 | 96 | 7134 | Rate Constraint in lbs/MMBtu | FALSE | L | Annual | Constraint Shadow Price | US2019$/Ton | 0 | 0 | 0 | 0 | 0 | 0 | 0
BART NOX Annual-Jeffrey Energy Center 1 -v5.13 | 97 | 7145 | Rate Constraint in lbs/MMBtu | FALSE | L | Annual | Seasons Included | Seasons | Winter, WintShld, Summer | Winter, WintShld, Summer | Winter, WintShld, Summer | Winter, WintShld, Summer | Winter, WintShld, Summer | Winter, WintShld, Summer | Winter, WintShld, Summer
BART NOX Annual-Jeffrey Energy Center 1 -v5.13 | 97 | 7145 | Rate Constraint in lbs/MMBtu | FALSE | L | Annual | Standard NOX | lb/MMBtu | 0.15 | 0.15 | 0.15 | 0.15 | 0.15 | 0.15 | 0.15
BART NOX Annual-Jeffrey Energy Center 1 -v5.13 | 97 | 7145 | Rate Constraint in lbs/MMBtu | FALSE | L | Annual | Emissions at Affected Plants NOX | Thousand Tons | 0.8082 | 0 | 0 | 0 | 0 | 0 | 0
BART NOX Annual-Jeffrey Energy Center 1 -v5.13 | 97 | 7145 | Rate Constraint in lbs/MMBtu | FALSE | L | Annual | Allowances Purchased NOX | Thousand Tons | 0 | 0 | 0 | 0 | 0 | 0 | 0
BART NOX Annual-Jeffrey Energy Center 1 -v5.13 | 97 | 7145 | Rate Constraint in lbs/MMBtu | FALSE | L | Annual | Allowances Sold NOX | Thousand Tons | 0 | 0 | 0 | 0 | 0 | 0 | 0
BART NOX Annual-Jeffrey Energy Center 1 -v5.13 | 97 | 7145 | Rate Constraint in lbs/MMBtu | FALSE | L | Annual | Allowances Banked | Thousand Tons | 0 | 0 | 0 | 0 | 0 | 0 | 0
BART NOX Annual-Jeffrey Energy Center 1 -v5.13 | 97 | 7145 | Rate Constraint in lbs/MMBtu | FALSE | L | Annual | Allowances Withdrawn (1:1) | Thousand Tons | 0 | 0 | 0 | 0 | 0 | 0 | 0
BART NOX Annual-Jeffrey Energy Center 1 -v5.13 | 97 | 7145 | Rate Constraint in lbs/MMBtu | FALSE | L | Annual | Allowances Withdrawn (n:1) | Thousand Tons | 0 | 0 | 0 | 0 | 0 | 0 | 0
BART NOX Annual-Jeffrey Energy Center 1 -v5.13 | 97 | 7145 | Rate Constraint in lbs/MMBtu | FALSE | L | Annual | Net Emissions Allowance Position | Thousand Tons | 0.8082 | 0 | 0 | 0 | 0 | 0 | 0
BART NOX Annual-Jeffrey Energy Center 1 -v5.13 | 97 | 7145 | Rate Constraint in lbs/MMBtu | FALSE | L | Annual | Fuel Consumed | TBtu | 40.4909 | 0 | 0 | 0 | 0 | 0 | 0
BART NOX Annual-Jeffrey Energy Center 1 -v5.13 | 97 | 7145 | Rate Constraint in lbs/MMBtu | FALSE | L | Annual | Rate | lb/MMBtu | 0.03992 | 0 | 0 | 0 | 0 | 0 | 0
BART NOX Annual-Jeffrey Energy Center 1 -v5.13 | 97 | 7145 | Rate Constraint in lbs/MMBtu | FALSE | L | Annual | Generation | TWh | 3.6843 | 0 | 0 | 0 | 0 | 0 | 0
BART NOX Annual-Jeffrey Energy Center 1 -v5.13 | 97 | 7145 | Rate Constraint in lbs/MMBtu | FALSE | L | Annual | Qualifying Generation | TWh | 3.6843 | 0 | 0 | 0 | 0 | 0 | 0
BART NOX Annual-Jeffrey Energy Center 1 -v5.13 | 97 | 7145 | Rate Constraint in lbs/MMBtu | FALSE | L | Annual | Rate | lb/MWh | 0.43872 | 0 | 0 | 0 | 0 | 0 | 0
BART NOX Annual-Jeffrey Energy Center 1 -v5.13 | 97 | 7145 | Rate Constraint in lbs/MMBtu | FALSE | L | Annual | Constraint Shadow Price | US2019$/Ton | 0 | 0 | 0 | 0 | 0 | 0 | 0
BART NOX Annual-Jeffrey Energy Center 2 -v5.13 | 98 | 7146 | Rate Constraint in lbs/MMBtu | FALSE | L | Annual | Seasons Included | Seasons | Winter, WintShld, Summer | Winter, WintShld, Summer | Winter, WintShld, Summer | Winter, WintShld, Summer | Winter, WintShld, Summer | Winter, WintShld, Summer | Winter, WintShld, Summer
BART NOX Annual-Jeffrey Energy Center 2 -v5.13 | 98 | 7146 | Rate Constraint in lbs/MMBtu | FALSE | L | Annual | Standard NOX | lb/MMBtu | 0.15 | 0.15 | 0.15 | 0.15 | 0.15 | 0.15 | 0.15
BART NOX Annual-Jeffrey Energy Center 2 -v5.13 | 98 | 7146 | Rate Constraint in lbs/MMBtu | FALSE | L | Annual | Emissions at Affected Plants NOX | Thousand Tons | 0.44432 | 0 | 0 | 0 | 0 | 0 | 0
BART NOX Annual-Jeffrey Energy Center 2 -v5.13 | 98 | 7146 | Rate Constraint in lbs/MMBtu | FALSE | L | Annual | Allowances Purchased NOX | Thousand Tons | 0 | 0 | 0 | 0 | 0 | 0 | 0
BART NOX Annual-Jeffrey Energy Center 2 -v5.13 | 98 | 7146 | Rate Constraint in lbs/MMBtu | FALSE | L | Annual | Allowances Sold NOX | Thousand Tons | 0 | 0 | 0 | 0 | 0 | 0 | 0
BART NOX Annual-Jeffrey Energy Center 2 -v5.13 | 98 | 7146 | Rate Constraint in lbs/MMBtu | FALSE | L | Annual | Allowances Banked | Thousand Tons | 0 | 0 | 0 | 0 | 0 | 0 | 0
BART NOX Annual-Jeffrey Energy Center 2 -v5.13 | 98 | 7146 | Rate Constraint in lbs/MMBtu | FALSE | L | Annual | Allowances Withdrawn (1:1) | Thousand Tons | 0 | 0 | 0 | 0 | 0 | 0 | 0
BART NOX Annual-Jeffrey Energy Center 2 -v5.13 | 98 | 7146 | Rate Constraint in lbs/MMBtu | FALSE | L | Annual | Allowances Withdrawn (n:1) | Thousand Tons | 0 | 0 | 0 | 0 | 0 | 0 | 0
BART NOX Annual-Jeffrey Energy Center 2 -v5.13 | 98 | 7146 | Rate Constraint in lbs/MMBtu | FALSE | L | Annual | Net Emissions Allowance Position | Thousand Tons | 0.44432 | 0 | 0 | 0 | 0 | 0 | 0
BART NOX Annual-Jeffrey Energy Center 2 -v5.13 | 98 | 7146 | Rate Constraint in lbs/MMBtu | FALSE | L | Annual | Fuel Consumed | TBtu | 8.8865 | 0 | 0 | 0 | 0 | 0 | 0
BART NOX Annual-Jeffrey Energy Center 2 -v5.13 | 98 | 7146 | Rate Constraint in lbs/MMBtu | FALSE | L | Annual | Rate | lb/MMBtu | 0.1 | 0 | 0 | 0 | 0 | 0 | 0
BART NOX Annual-Jeffrey Energy Center 2 -v5.13 | 98 | 7146 | Rate Constraint in lbs/MMBtu | FALSE | L | Annual | Generation | TWh | 0.78935 | 0 | 0 | 0 | 0 | 0 | 0
BART NOX Annual-Jeffrey Energy Center 2 -v5.13 | 98 | 7146 | Rate Constraint in lbs/MMBtu | FALSE | L | Annual | Qualifying Generation | TWh | 0.78935 | 0 | 0 | 0 | 0 | 0 | 0
BART NOX Annual-Jeffrey Energy Center 2 -v5.13 | 98 | 7146 | Rate Constraint in lbs/MMBtu | FALSE | L | Annual | Rate | lb/MWh | 1.1258 | 0 | 0 | 0 | 0 | 0 | 0
BART NOX Annual-Jeffrey Energy Center 2 -v5.13 | 98 | 7146 | Rate Constraint in lbs/MMBtu | FALSE | L | Annual | Constraint Shadow Price | US2019$/Ton | 0 | 0 | 0 | 0 | 0 | 0 | 0
BART NOX Annual-Jim Bridger 1 -v5.14 | 99 | 7165 | Rate Constraint in lbs/MMBtu | FALSE | L | Annual | Seasons Included | Seasons | Winter, WintShld, Summer | Winter, WintShld, Summer | Winter, WintShld, Summer | Winter, WintShld, Summer | Winter, WintShld, Summer | Winter, WintShld, Summer | Winter, WintShld, Summer
BART NOX Annual-Jim Bridger 1 -v5.14 | 99 | 7165 | Rate Constraint in lbs/MMBtu | FALSE | L | Annual | Standard NOX | lb/MMBtu | 0.07 | 0.07 | 0.07 | 0.07 | 0.07 | 0.07 | 0.07
BART NOX Annual-Jim Bridger 1 -v5.14 | 99 | 7165 | Rate Constraint in lbs/MMBtu | FALSE | L | Annual | Emissions at Affected Plants NOX | Thousand Tons | 0 | 0 | 0 | 0 | 0 | 0 | 0
BART NOX Annual-Jim Bridger 1 -v5.14 | 99 | 7165 | Rate Constraint in lbs/MMBtu | FALSE | L | Annual | Allowances Purchased NOX | Thousand Tons | 0 | 0 | 0 | 0 | 0 | 0 | 0
BART NOX Annual-Jim Bridger 1 -v5.14 | 99 | 7165 | Rate Constraint in lbs/MMBtu | FALSE | L | Annual | Allowances Sold NOX | Thousand Tons | 0 | 0 | 0 | 0 | 0 | 0 | 0
BART NOX Annual-Jim Bridger 1 -v5.14 | 99 | 7165 | Rate Constraint in lbs/MMBtu | FALSE | L | Annual | Allowances Banked | Thousand Tons | 0 | 0 | 0 | 0 | 0 | 0 | 0
BART NOX Annual-Jim Bridger 1 -v5.14 | 99 | 7165 | Rate Constraint in lbs/MMBtu | FALSE | L | Annual | Allowances Withdrawn (1:1) | Thousand Tons | 0 | 0 | 0 | 0 | 0 | 0 | 0
BART NOX Annual-Jim Bridger 1 -v5.14 | 99 | 7165 | Rate Constraint in lbs/MMBtu | FALSE | L | Annual | Allowances Withdrawn (n:1) | Thousand Tons | 0 | 0 | 0 | 0 | 0 | 0 | 0
BART NOX Annual-Jim Bridger 1 -v5.14 | 99 | 7165 | Rate Constraint in lbs/MMBtu | FALSE | L | Annual | Net Emissions Allowance Position | Thousand Tons | 0 | 0 | 0 | 0 | 0 | 0 | 0
BART NOX Annual-Jim Bridger 1 -v5.14 | 99 | 7165 | Rate Constraint in lbs/MMBtu | FALSE | L | Annual | Fuel Consumed | TBtu | 0 | 0 | 0 | 0 | 0 | 0 | 0
BART NOX Annual-Jim Bridger 1 -v5.14 | 99 | 7165 | Rate Constraint in lbs/MMBtu | FALSE | L | Annual | Rate | lb/MMBtu | 0 | 0 | 0 | 0 | 0 | 0 | 0
BART NOX Annual-Jim Bridger 1 -v5.14 | 99 | 7165 | Rate Constraint in lbs/MMBtu | FALSE | L | Annual | Generation | TWh | 0 | 0 | 0 | 0 | 0 | 0 | 0
BART NOX Annual-Jim Bridger 1 -v5.14 | 99 | 7165 | Rate Constraint in lbs/MMBtu | FALSE | L | Annual | Qualifying Generation | TWh | 0 | 0 | 0 | 0 | 0 | 0 | 0
BART NOX Annual-Jim Bridger 1 -v5.14 | 99 | 7165 | Rate Constraint in lbs/MMBtu | FALSE | L | Annual | Rate | lb/MWh | 0 | 0 | 0 | 0 | 0 | 0 | 0
BART NOX Annual-Jim Bridger 1 -v5.14 | 99 | 7165 | Rate Constraint in lbs/MMBtu | FALSE | L | Annual | Constraint Shadow Price | US2019$/Ton | 36022.285 | 99.5556 | 5285.6773 | 33300.1204 | 44450.6208 | 44388.6452 | 35030.323
BART NOX Annual-Jim Bridger 2 -v5.14 | 100 | 7166 | Rate Constraint in lbs/MMBtu | FALSE | L | Annual | Seasons Included | Seasons | Winter, WintShld, Summer | Winter, WintShld, Summer | Winter, WintShld, Summer | Winter, WintShld, Summer | Winter, WintShld, Summer | Winter, WintShld, Summer | Winter, WintShld, Summer
BART NOX Annual-Jim Bridger 2 -v5.14 | 100 | 7166 | Rate Constraint in lbs/MMBtu | FALSE | L | Annual | Standard NOX | lb/MMBtu | 0.07 | 0.07 | 0.07 | 0.07 | 0.07 | 0.07 | 0.07
BART NOX Annual-Jim Bridger 2 -v5.14 | 100 | 7166 | Rate Constraint in lbs/MMBtu | FALSE | L | Annual | Emissions at Affected Plants NOX | Thousand Tons | 0 | 0 | 0 | 0 | 0 | 0 | 0
BART NOX Annual-Jim Bridger 2 -v5.14 | 100 | 7166 | Rate Constraint in lbs/MMBtu | FALSE | L | Annual | Allowances Purchased NOX | Thousand Tons | 0 | 0 | 0 | 0 | 0 | 0 | 0
BART NOX Annual-Jim Bridger 2 -v5.14 | 100 | 7166 | Rate Constraint in lbs/MMBtu | FALSE | L | Annual | Allowances Sold NOX | Thousand Tons | 0 | 0 | 0 | 0 | 0 | 0 | 0
BART NOX Annual-Jim Bridger 2 -v5.14 | 100 | 7166 | Rate Constraint in lbs/MMBtu | FALSE | L | Annual | Allowances Banked | Thousand Tons | 0 | 0 | 0 | 0 | 0 | 0 | 0
BART NOX Annual-Jim Bridger 2 -v5.14 | 100 | 7166 | Rate Constraint in lbs/MMBtu | FALSE | L | Annual | Allowances Withdrawn (1:1) | Thousand Tons | 0 | 0 | 0 | 0 | 0 | 0 | 0
BART NOX Annual-Jim Bridger 2 -v5.14 | 100 | 7166 | Rate Constraint in lbs/MMBtu | FALSE | L | Annual | Allowances Withdrawn (n:1) | Thousand Tons | 0 | 0 | 0 | 0 | 0 | 0 | 0
BART NOX Annual-Jim Bridger 2 -v5.14 | 100 | 7166 | Rate Constraint in lbs/MMBtu | FALSE | L | Annual | Net Emissions Allowance Position | Thousand Tons | 0 | 0 | 0 | 0 | 0 | 0 | 0
BART NOX Annual-Jim Bridger 2 -v5.14 | 100 | 7166 | Rate Constraint in lbs/MMBtu | FALSE | L | Annual | Fuel Consumed | TBtu | 0 | 0 | 0 | 0 | 0 | 0 | 0
BART NOX Annual-Jim Bridger 2 -v5.14 | 100 | 7166 | Rate Constraint in lbs/MMBtu | FALSE | L | Annual | Rate | lb/MMBtu | 0 | 0 | 0 | 0 | 0 | 0 | 0
BART NOX Annual-Jim Bridger 2 -v5.14 | 100 | 7166 | Rate Constraint in lbs/MMBtu | FALSE | L | Annual | Generation | TWh | 0 | 0 | 0 | 0 | 0 | 0 | 0
BART NOX Annual-Jim Bridger 2 -v5.14 | 100 | 7166 | Rate Constraint in lbs/MMBtu | FALSE | L | Annual | Qualifying Generation | TWh | 0 | 0 | 0 | 0 | 0 | 0 | 0
BART NOX Annual-Jim Bridger 2 -v5.14 | 100 | 7166 | Rate Constraint in lbs/MMBtu | FALSE | L | Annual | Rate | lb/MWh | 0 | 0 | 0 | 0 | 0 | 0 | 0
BART NOX Annual-Jim Bridger 2 -v5.14 | 100 | 7166 | Rate Constraint in lbs/MMBtu | FALSE | L | Annual | Constraint Shadow Price | US2019$/Ton | 35853.699 | 37.8696 | 5210.5447 | 33447.746 | 44576.4932 | 44476.516 | 34863.6486
BART NOX Annual-Jim Bridger 3 -v5.14 | 101 | 7167 | Rate Constraint in lbs/MMBtu | FALSE | L | Annual | Seasons Included | Seasons | Winter, WintShld, Summer | Winter, WintShld, Summer | Winter, WintShld, Summer | Winter, WintShld, Summer | Winter, WintShld, Summer | Winter, WintShld, Summer | Winter, WintShld, Summer
BART NOX Annual-Jim Bridger 3 -v5.14 | 101 | 7167 | Rate Constraint in lbs/MMBtu | FALSE | L | Annual | Standard NOX | lb/MMBtu | 0.07 | 0.07 | 0.07 | 0.07 | 0.07 | 0.07 | 0.07
BART NOX Annual-Jim Bridger 3 -v5.14 | 101 | 7167 | Rate Constraint in lbs/MMBtu | FALSE | L | Annual | Emissions at Affected Plants NOX | Thousand Tons | 0.66526 | 0.97885 | 0.97885 | 0 | 0 | 0 | 0
BART NOX Annual-Jim Bridger 3 -v5.14 | 101 | 7167 | Rate Constraint in lbs/MMBtu | FALSE | L | Annual | Allowances Purchased NOX | Thousand Tons | 0 | 0 | 0 | 0 | 0 | 0 | 0
BART NOX Annual-Jim Bridger 3 -v5.14 | 101 | 7167 | Rate Constraint in lbs/MMBtu | FALSE | L | Annual | Allowances Sold NOX | Thousand Tons | 0 | 0 | 0 | 0 | 0 | 0 | 0
BART NOX Annual-Jim Bridger 3 -v5.14 | 101 | 7167 | Rate Constraint in lbs/MMBtu | FALSE | L | Annual | Allowances Banked | Thousand Tons | 0 | 0 | 0 | 0 | 0 | 0 | 0
BART NOX Annual-Jim Bridger 3 -v5.14 | 101 | 7167 | Rate Constraint in lbs/MMBtu | FALSE | L | Annual | Allowances Withdrawn (1:1) | Thousand Tons | 0 | 0 | 0 | 0 | 0 | 0 | 0
BART NOX Annual-Jim Bridger 3 -v5.14 | 101 | 7167 | Rate Constraint in lbs/MMBtu | FALSE | L | Annual | Allowances Withdrawn (n:1) | Thousand Tons | 0 | 0 | 0 | 0 | 0 | 0 | 0
BART NOX Annual-Jim Bridger 3 -v5.14 | 101 | 7167 | Rate Constraint in lbs/MMBtu | FALSE | L | Annual | Net Emissions Allowance Position | Thousand Tons | 0.66526 | 0.97885 | 0.97885 | 0 | 0 | 0 | 0
BART NOX Annual-Jim Bridger 3 -v5.14 | 101 | 7167 | Rate Constraint in lbs/MMBtu | FALSE | L | Annual | Fuel Consumed | TBtu | 25.7255 | 37.852 | 37.852 | 0 | 0 | 0 | 0
BART NOX Annual-Jim Bridger 3 -v5.14 | 101 | 7167 | Rate Constraint in lbs/MMBtu | FALSE | L | Annual | Rate | lb/MMBtu | 0.05172 | 0.05172 | 0.05172 | 0 | 0 | 0 | 0
BART NOX Annual-Jim Bridger 3 -v5.14 | 101 | 7167 | Rate Constraint in lbs/MMBtu | FALSE | L | Annual | Generation | TWh | 2.4639 | 2.4246 | 2.4246 | 0 | 0 | 0 | 0
BART NOX Annual-Jim Bridger 3 -v5.14 | 101 | 7167 | Rate Constraint in lbs/MMBtu | FALSE | L | Annual | Qualifying Generation | TWh | 2.4639 | 2.4246 | 2.4246 | 0 | 0 | 0 | 0
BART NOX Annual-Jim Bridger 3 -v5.14 | 101 | 7167 | Rate Constraint in lbs/MMBtu | FALSE | L | Annual | Rate | lb/MWh | 0.54001 | 0.80743 | 0.80743 | 0 | 0 | 0 | 0
BART NOX Annual-Jim Bridger 3 -v5.14 | 101 | 7167 | Rate Constraint in lbs/MMBtu | FALSE | L | Annual | Constraint Shadow Price | US2019$/Ton | 0 | 0 | 0 | 0 | 0 | 0 | 0
BART NOX Annual-Jim Bridger 4 -v5.14 | 102 | 7168 | Rate Constraint in lbs/MMBtu | FALSE | L | Annual | Seasons Included | Seasons | Winter, WintShld, Summer | Winter, WintShld, Summer | Winter, WintShld, Summer | Winter, WintShld, Summer | Winter, WintShld, Summer | Winter, WintShld, Summer | Winter, WintShld, Summer
BART NOX Annual-Jim Bridger 4 -v5.14 | 102 | 7168 | Rate Constraint in lbs/MMBtu | FALSE | L | Annual | Standard NOX | lb/MMBtu | 0.07 | 0.07 | 0.07 | 0.07 | 0.07 | 0.07 | 0.07
BART NOX Annual-Jim Bridger 4 -v5.14 | 102 | 7168 | Rate Constraint in lbs/MMBtu | FALSE | L | Annual | Emissions at Affected Plants NOX | Thousand Tons | 0.57694 | 1.0483 | 1.0483 | 0 | 0 | 0 | 0
BART NOX Annual-Jim Bridger 4 -v5.14 | 102 | 7168 | Rate Constraint in lbs/MMBtu | FALSE | L | Annual | Allowances Purchased NOX | Thousand Tons | 0 | 0 | 0 | 0 | 0 | 0 | 0
BART NOX Annual-Jim Bridger 4 -v5.14 | 102 | 7168 | Rate Constraint in lbs/MMBtu | FALSE | L | Annual | Allowances Sold NOX | Thousand Tons | 0 | 0 | 0 | 0 | 0 | 0 | 0
BART NOX Annual-Jim Bridger 4 -v5.14 | 102 | 7168 | Rate Constraint in lbs/MMBtu | FALSE | L | Annual | Allowances Banked | Thousand Tons | 0 | 0 | 0 | 0 | 0 | 0 | 0
BART NOX Annual-Jim Bridger 4 -v5.14 | 102 | 7168 | Rate Constraint in lbs/MMBtu | FALSE | L | Annual | Allowances Withdrawn (1:1) | Thousand Tons | 0 | 0 | 0 | 0 | 0 | 0 | 0
BART NOX Annual-Jim Bridger 4 -v5.14 | 102 | 7168 | Rate Constraint in lbs/MMBtu | FALSE | L | Annual | Allowances Withdrawn (n:1) | Thousand Tons | 0 | 0 | 0 | 0 | 0 | 0 | 0
BART NOX Annual-Jim Bridger 4 -v5.14 | 102 | 7168 | Rate Constraint in lbs/MMBtu | FALSE | L | Annual | Net Emissions Allowance Position | Thousand Tons | 0.57694 | 1.0483 | 1.0483 | 0 | 0 | 0 | 0
BART NOX Annual-Jim Bridger 4 -v5.14 | 102 | 7168 | Rate Constraint in lbs/MMBtu | FALSE | L | Annual | Fuel Consumed | TBtu | 21.1605 | 38.4468 | 38.4468 | 0 | 0 | 0 | 0
BART NOX Annual-Jim Bridger 4 -v5.14 | 102 | 7168 | Rate Constraint in lbs/MMBtu | FALSE | L | Annual | Rate | lb/MMBtu | 0.05453 | 0.05453 | 0.05453 | 0 | 0 | 0 | 0
BART NOX Annual-Jim Bridger 4 -v5.14 | 102 | 7168 | Rate Constraint in lbs/MMBtu | FALSE | L | Annual | Generation | TWh | 2.022 | 2.454 | 2.454 | 0 | 0 | 0 | 0
BART NOX Annual-Jim Bridger 4 -v5.14 | 102 | 7168 | Rate Constraint in lbs/MMBtu | FALSE | L | Annual | Qualifying Generation | TWh | 2.022 | 2.454 | 2.454 | 0 | 0 | 0 | 0
BART NOX Annual-Jim Bridger 4 -v5.14 | 102 | 7168 | Rate Constraint in lbs/MMBtu | FALSE | L | Annual | Rate | lb/MWh | 0.57066 | 0.85432 | 0.85432 | 0 | 0 | 0 | 0
BART NOX Annual-Jim Bridger 4 -v5.14 | 102 | 7168 | Rate Constraint in lbs/MMBtu | FALSE | L | Annual | Constraint Shadow Price | US2019$/Ton | 0 | 0 | 0 | 0 | 0 | 0 | 0
BART NOX Annual-La Cygne 1 & 2 -v5.13 | 103 | 7147 | Rate Constraint in lbs/MMBtu | FALSE | L | Annual | Seasons Included | Seasons | Winter, WintShld, Summer | Winter, WintShld, Summer | Winter, WintShld, Summer | Winter, WintShld, Summer | Winter, WintShld, Summer | Winter, WintShld, Summer | Winter, WintShld, Summer
BART NOX Annual-La Cygne 1 & 2 -v5.13 | 103 | 7147 | Rate Constraint in lbs/MMBtu | FALSE | L | Annual | Standard NOX | lb/MMBtu | 0.13 | 0.13 | 0.13 | 0.13 | 0.13 | 0.13 | 0.13
BART NOX Annual-La Cygne 1 & 2 -v5.13 | 103 | 7147 | Rate Constraint in lbs/MMBtu | FALSE | L | Annual | Emissions at Affected Plants NOX | Thousand Tons | 1.8615 | 0 | 0 | 0 | 0 | 0 | 0
BART NOX Annual-La Cygne 1 & 2 -v5.13 | 103 | 7147 | Rate Constraint in lbs/MMBtu | FALSE | L | Annual | Allowances Purchased NOX | Thousand Tons | 0 | 0 | 0 | 0 | 0 | 0 | 0
BART NOX Annual-La Cygne 1 & 2 -v5.13 | 103 | 7147 | Rate Constraint in lbs/MMBtu | FALSE | L | Annual | Allowances Sold NOX | Thousand Tons | 0 | 0 | 0 | 0 | 0 | 0 | 0
BART NOX Annual-La Cygne 1 & 2 -v5.13 | 103 | 7147 | Rate Constraint in lbs/MMBtu | FALSE | L | Annual | Allowances Banked | Thousand Tons | 0 | 0 | 0 | 0 | 0 | 0 | 0
BART NOX Annual-La Cygne 1 & 2 -v5.13 | 103 | 7147 | Rate Constraint in lbs/MMBtu | FALSE | L | Annual | Allowances Withdrawn (1:1) | Thousand Tons | 0 | 0 | 0 | 0 | 0 | 0 | 0
BART NOX Annual-La Cygne 1 & 2 -v5.13 | 103 | 7147 | Rate Constraint in lbs/MMBtu | FALSE | L | Annual | Allowances Withdrawn (n:1) | Thousand Tons | 0 | 0 | 0 | 0 | 0 | 0 | 0
BART NOX Annual-La Cygne 1 & 2 -v5.13 | 103 | 7147 | Rate Constraint in lbs/MMBtu | FALSE | L | Annual | Net Emissions Allowance Position | Thousand Tons | 1.8615 | 0 | 0 | 0 | 0 | 0 | 0
BART NOX Annual-La Cygne 1 & 2 -v5.13 | 103 | 7147 | Rate Constraint in lbs/MMBtu | FALSE | L | Annual | Fuel Consumed | TBtu | 38.7564 | 0 | 0 | 0 | 0 | 0 | 0
BART NOX Annual-La Cygne 1 & 2 -v5.13 | 103 | 7147 | Rate Constraint in lbs/MMBtu | FALSE | L | Annual | Rate | lb/MMBtu | 0.09606 | 0 | 0 | 0 | 0 | 0 | 0
BART NOX Annual-La Cygne 1 & 2 -v5.13 | 103 | 7147 | Rate Constraint in lbs/MMBtu | FALSE | L | Annual | Generation | TWh | 3.706 | 0 | 0 | 0 | 0 | 0 | 0
BART NOX Annual-La Cygne 1 & 2 -v5.13 | 103 | 7147 | Rate Constraint in lbs/MMBtu | FALSE | L | Annual | Qualifying Generation | TWh | 3.706 | 0 | 0 | 0 | 0 | 0 | 0
BART NOX Annual-La Cygne 1 & 2 -v5.13 | 103 | 7147 | Rate Constraint in lbs/MMBtu | FALSE | L | Annual | Rate | lb/MWh | 1.0046 | 0 | 0 | 0 | 0 | 0 | 0
BART NOX Annual-La Cygne 1 & 2 -v5.13 | 103 | 7147 | Rate Constraint in lbs/MMBtu | FALSE | L | Annual | Constraint Shadow Price | US2019$/Ton | 0 | 0 | 0 | 0 | 0 | 0 | 0
BART NOX Annual-Laramie 1 -v5.14 | 104 | 7169 | Rate Constraint in lbs/MMBtu | FALSE | L | Annual | Seasons Included | Seasons | Winter, WintShld, Summer | Winter, WintShld, Summer | Winter, WintShld, Summer | Winter, WintShld, Summer | Winter, WintShld, Summer | Winter, WintShld, Summer | Winter, WintShld, Summer
BART NOX Annual-Laramie 1 -v5.14 | 104 | 7169 | Rate Constraint in lbs/MMBtu | FALSE | L | Annual | Standard NOX | lb/MMBtu | 0.06 | 0.06 | 0.06 | 0.06 | 0.06 | 0.06 | 0.06
BART NOX Annual-Laramie 1 -v5.14 | 104 | 7169 | Rate Constraint in lbs/MMBtu | FALSE | L | Annual | Emissions at Affected Plants NOX | Thousand Tons | 1.211 | 1.211 | 1.211 | 1.211 | 0 | 0 | 0
BART NOX Annual-Laramie 1 -v5.14 | 104 | 7169 | Rate Constraint in lbs/MMBtu | FALSE | L | Annual | Allowances Purchased NOX | Thousand Tons | 0 | 0 | 0 | 0 | 0 | 0 | 0
BART NOX Annual-Laramie 1 -v5.14 | 104 | 7169 | Rate Constraint in lbs/MMBtu | FALSE | L | Annual | Allowances Sold NOX | Thousand Tons | 0 | 0 | 0 | 0 | 0 | 0 | 0
BART NOX Annual-Laramie 1 -v5.14 | 104 | 7169 | Rate Constraint in lbs/MMBtu | FALSE | L | Annual | Allowances Banked | Thousand Tons | 0 | 0 | 0 | 0 | 0 | 0 | 0
BART NOX Annual-Laramie 1 -v5.14 | 104 | 7169 | Rate Constraint in lbs/MMBtu | FALSE | L | Annual | Allowances Withdrawn (1:1) | Thousand Tons | 0 | 0 | 0 | 0 | 0 | 0 | 0
BART NOX Annual-Laramie 1 -v5.14 | 104 | 7169 | Rate Constraint in lbs/MMBtu | FALSE | L | Annual | Allowances Withdrawn (n:1) | Thousand Tons | 0 | 0 | 0 | 0 | 0 | 0 | 0
BART NOX Annual-Laramie 1 -v5.14 | 104 | 7169 | Rate Constraint in lbs/MMBtu | FALSE | L | Annual | Net Emissions Allowance Position | Thousand Tons | 1.211 | 1.211 | 1.211 | 1.211 | 0 | 0 | 0
BART NOX Annual-Laramie 1 -v5.14 | 104 | 7169 | Rate Constraint in lbs/MMBtu | FALSE | L | Annual | Fuel Consumed | TBtu | 40.3725 | 40.3725 | 40.3725 | 40.3725 | 0 | 0 | 0
BART NOX Annual-Laramie 1 -v5.14 | 104 | 7169 | Rate Constraint in lbs/MMBtu | FALSE | L | Annual | Rate | lb/MMBtu | 0.05999 | 0.05999 | 0.05999 | 0.05999 | 0 | 0 | 0
BART NOX Annual-Laramie 1 -v5.14 | 104 | 7169 | Rate Constraint in lbs/MMBtu | FALSE | L | Annual | Generation | TWh | 3.9511 | 2.6703 | 2.6703 | 2.6703 | 0 | 0 | 0
BART NOX Annual-Laramie 1 -v5.14 | 104 | 7169 | Rate Constraint in lbs/MMBtu | FALSE | L | Annual | Qualifying Generation | TWh | 3.9511 | 2.6703 | 2.6703 | 2.6703 | 0 | 0 | 0
BART NOX Annual-Laramie 1 -v5.14 | 104 | 7169 | Rate Constraint in lbs/MMBtu | FALSE | L | Annual | Rate | lb/MWh | 0.61298 | 0.907 | 0.907 | 0.907 | 0 | 0 | 0
BART NOX Annual-Laramie 1 -v5.14 | 104 | 7169 | Rate Constraint in lbs/MMBtu | FALSE | L | Annual | Constraint Shadow Price | US2019$/Ton | 0 | 0 | 0 | 0 | 0 | 0 | 0
BART NOX Annual-Laramie 2 -v5.14 | 105 | 7170 | Rate Constraint in lbs/MMBtu | FALSE | L | Annual | Seasons Included | Seasons | Winter, WintShld, Summer | Winter, WintShld, Summer | Winter, WintShld, Summer | Winter, WintShld, Summer | Winter, WintShld, Summer | Winter, WintShld, Summer | Winter, WintShld, Summer
BART NOX Annual-Laramie 2 -v5.14 | 105 | 7170 | Rate Constraint in lbs/MMBtu | FALSE | L | Annual | Standard NOX | lb/MMBtu | 0.15 | 0.15 | 0.15 | 0.15 | 0.15 | 0.15 | 0.15
BART NOX Annual-Laramie 2 -v5.14 | 105 | 7170 | Rate Constraint in lbs/MMBtu | FALSE | L | Annual | Emissions at Affected Plants NOX | Thousand Tons | 1.014 | 1.004 | 1.004 | 1.004 | 0 | 0 | 0
BART NOX Annual-Laramie 2 -v5.14 | 105 | 7170 | Rate Constraint in lbs/MMBtu | FALSE | L | Annual | Allowances Purchased NOX | Thousand Tons | 0 | 0 | 0 | 0 | 0 | 0 | 0
BART NOX Annual-Laramie 2 -v5.14 | 105 | 7170 | Rate Constraint in lbs/MMBtu | FALSE | L | Annual | Allowances Sold NOX | Thousand Tons | 0 | 0 | 0 | 0 | 0 | 0 | 0
BART NOX Annual-Laramie 2 -v5.14 | 105 | 7170 | Rate Constraint in lbs/MMBtu | FALSE | L | Annual | Allowances Banked | Thousand Tons | 0 | 0 | 0 | 0 | 0 | 0 | 0
BART NOX Annual-Laramie 2 -v5.14 | 105 | 7170 | Rate Constraint in lbs/MMBtu | FALSE | L | Annual | Allowances Withdrawn (1:1) | Thousand Tons | 0 | 0 | 0 | 0 | 0 | 0 | 0
BART NOX Annual-Laramie 2 -v5.14 | 105 | 7170 | Rate Constraint in lbs/MMBtu | FALSE | L | Annual | Allowances Withdrawn (n:1) | Thousand Tons | 0 | 0 | 0 | 0 | 0 | 0 | 0
BART NOX Annual-Laramie 2 -v5.14 | 105 | 7170 | Rate Constraint in lbs/MMBtu | FALSE | L | Annual | Net Emissions Allowance Position | Thousand Tons | 1.014 | 1.004 | 1.004 | 1.004 | 0 | 0 | 0
BART NOX Annual-Laramie 2 -v5.14 | 105 | 7170 | Rate Constraint in lbs/MMBtu | FALSE | L | Annual | Fuel Consumed | TBtu | 40.5608 | 40.1592 | 40.1592 | 40.1592 | 0 | 0 | 0
BART NOX Annual-Laramie 2 -v5.14 | 105 | 7170 | Rate Constraint in lbs/MMBtu | FALSE | L | Annual | Rate | lb/MMBtu | 0.05 | 0.05 | 0.05 | 0.05 | 0 | 0 | 0
BART NOX Annual-Laramie 2 -v5.14 | 105 | 7170 | Rate Constraint in lbs/MMBtu | FALSE | L | Annual | Generation | TWh | 3.9284 | 2.6543 | 2.6543 | 2.6543 | 0 | 0 | 0
BART NOX Annual-Laramie 2 -v5.14 | 105 | 7170 | Rate Constraint in lbs/MMBtu | FALSE | L | Annual | Qualifying Generation | TWh | 3.9284 | 2.6543 | 2.6543 | 2.6543 | 0 | 0 | 0
BART NOX Annual-Laramie 2 -v5.14 | 105 | 7170 | Rate Constraint in lbs/MMBtu | FALSE | L | Annual | Rate | lb/MWh | 0.51626 | 0.7565 | 0.7565 | 0.7565 | 0 | 0 | 0
BART NOX Annual-Laramie 2 -v5.14 | 105 | 7170 | Rate Constraint in lbs/MMBtu | FALSE | L | Annual | Constraint Shadow Price | US2019$/Ton | 0 | 0 | 0 | 0 | 0 | 0 | 0
BART NOX Annual-Laramie 3 -v5.14 | 106 | 7195 | Rate Constraint in lbs/MMBtu | FALSE | L | Annual | Seasons Included | Seasons | Winter, WintShld, Summer | Winter, WintShld, Summer | Winter, WintShld, Summer | Winter, WintShld, Summer | Winter, WintShld, Summer | Winter, WintShld, Summer | Winter, WintShld, Summer
BART NOX Annual-Laramie 3 -v5.14 | 106 | 7195 | Rate Constraint in lbs/MMBtu | FALSE | L | Annual | Standard NOX | lb/MMBtu | 0.15 | 0.15 | 0.15 | 0.15 | 0.15 | 0.15 | 0.15
BART NOX Annual-Laramie 3 -v5.14 | 106 | 7195 | Rate Constraint in lbs/MMBtu | FALSE | L | Annual | Emissions at Affected Plants NOX | Thousand Tons | 1.0113 | 0.9518 | 1.0013 | 1.0013 | 0.18277 | 0.14721 | 0.14721
BART NOX Annual-Laramie 3 -v5.14 | 106 | 7195 | Rate Constraint in lbs/MMBtu | FALSE | L | Annual | Allowances Purchased NOX | Thousand Tons | 0 | 0 | 0 | 0 | 0 | 0 | 0
BART NOX Annual-Laramie 3 -v5.14 | 106 | 7195 | Rate Constraint in lbs/MMBtu | FALSE | L | Annual | Allowances Sold NOX | Thousand Tons | 0 | 0 | 0 | 0 | 0 | 0 | 0
BART NOX Annual-Laramie 3 -v5.14 | 106 | 7195 | Rate Constraint in lbs/MMBtu | FALSE | L | Annual | Allowances Banked | Thousand Tons | 0 | 0 | 0 | 0 | 0 | 0 | 0
BART NOX Annual-Laramie 3 -v5.14 | 106 | 7195 | Rate Constraint in lbs/MMBtu | FALSE | L | Annual | Allowances Withdrawn (1:1) | Thousand Tons | 0 | 0 | 0 | 0 | 0 | 0 | 0
BART NOX Annual-Laramie 3 -v5.14 | 106 | 7195 | Rate Constraint in lbs/MMBtu | FALSE | L | Annual | Allowances Withdrawn (n:1) | Thousand Tons | 0 | 0 | 0 | 0 | 0 | 0 | 0
BART NOX Annual-Laramie 3 -v5.14 | 106 | 7195 | Rate Constraint in lbs/MMBtu | FALSE | L | Annual | Net Emissions Allowance Position | Thousand Tons | 1.0113 | 0.9518 | 1.0013 | 1.0013 | 0.18277 | 0.14721 | 0.14721
BART NOX Annual-Laramie 3 -v5.14 | 106 | 7195 | Rate Constraint in lbs/MMBtu | FALSE | L | Annual | Fuel Consumed | TBtu | 40.453 | 38.0719 | 40.0525 | 40.0525 | 7.3109 | 5.8883 | 5.8883
BART NOX Annual-Laramie 3 -v5.14 | 106 | 7195 | Rate Constraint in lbs/MMBtu | FALSE | L | Annual | Rate | lb/MMBtu | 0.05 | 0.05 | 0.05 | 0.05 | 0.05 | 0.05 | 0.05
BART NOX Annual-Laramie 3 -v5.14 | 106 | 7195 | Rate Constraint in lbs/MMBtu | FALSE | L | Annual | Generation | TWh | 3.9284 | 2.6904 | 2.658 | 2.658 | 0.48516 | 0.39076 | 0.39076
BART NOX Annual-Laramie 3 -v5.14 | 106 | 7195 | Rate Constraint in lbs/MMBtu | FALSE | L | Annual | Qualifying Generation | TWh | 3.9284 | 2.6904 | 2.658 | 2.658 | 0.48516 | 0.39076 | 0.39076
BART NOX Annual-Laramie 3 -v5.14 | 106 | 7195 | Rate Constraint in lbs/MMBtu | FALSE | L | Annual | Rate | lb/MWh | 0.51488 | 0.70754 | 0.75344 | 0.75344 | 0.75344 | 0.75344 | 0.75344
BART NOX Annual-Laramie 3 -v5.14 | 106 | 7195 | Rate Constraint in lbs/MMBtu | FALSE | L | Annual | Constraint Shadow Price | US2019$/Ton | 0 | 0 | 0 | 0 | 0 | 0 | 0
BART NOX Annual-Lawrence 4 -v5.14 | 107 | 7180 | Rate Constraint in lbs/MMBtu | FALSE | L | Annual | Seasons Included | Seasons | Winter, WintShld, Summer | Winter, WintShld, Summer | Winter, WintShld, Summer | Winter, WintShld, Summer | Winter, WintShld, Summer | Winter, WintShld, Summer | Winter, WintShld, Summer
BART NOX Annual-Lawrence 4 -v5.14 | 107 | 7180 | Rate Constraint in lbs/MMBtu | FALSE | L | Annual | Standard NOX | lb/MMBtu | 0.18 | 0.18 | 0.18 | 0.18 | 0.18 | 0.18 | 0.18
BART NOX Annual-Lawrence 4 -v5.14 | 107 | 7180 | Rate Constraint in lbs/MMBtu | FALSE | L | Annual | Emissions at Affected Plants NOX | Thousand Tons | 0 | 0 | 0 | 0 | 0 | 0 | 0
BART NOX Annual-Lawrence 4 -v5.14 | 107 | 7180 | Rate Constraint in lbs/MMBtu | FALSE | L | Annual | Allowances Purchased NOX | Thousand Tons | 0 | 0 | 0 | 0 | 0 | 0 | 0
BART NOX Annual-Lawrence 4 -v5.14 | 107 | 7180 | Rate Constraint in lbs/MMBtu | FALSE | L | Annual | Allowances Sold NOX | Thousand Tons | 0 | 0 | 0 | 0 | 0 | 0 | 0
BART NOX Annual-Lawrence 4 -v5.14 | 107 | 7180 | Rate Constraint in lbs/MMBtu | FALSE | L | Annual | Allowances Banked | Thousand Tons | 0 | 0 | 0 | 0 | 0 | 0 | 0
BART NOX Annual-Lawrence 4 -v5.14 | 107 | 7180 | Rate Constraint in lbs/MMBtu | FALSE | L | Annual | Allowances Withdrawn (1:1) | Thousand Tons | 0 | 0 | 0 | 0 | 0 | 0 | 0
BART NOX Annual-Lawrence 4 -v5.14 | 107 | 7180 | Rate Constraint in lbs/MMBtu | FALSE | L | Annual | Allowances Withdrawn (n:1) | Thousand Tons | 0 | 0 | 0 | 0 | 0 | 0 | 0
BART NOX Annual-Lawrence 4 -v5.14 | 107 | 7180 | Rate Constraint in lbs/MMBtu | FALSE | L | Annual | Net Emissions Allowance Position | Thousand Tons | 0 | 0 | 0 | 0 | 0 | 0 | 0
BART NOX Annual-Lawrence 4 -v5.14 | 107 | 7180 | Rate Constraint in lbs/MMBtu | FALSE | L | Annual | Fuel Consumed | TBtu | 0 | 0 | 0 | 0 | 0 | 0 | 0
BART NOX Annual-Lawrence 4 -v5.14 | 107 | 7180 | Rate Constraint in lbs/MMBtu | FALSE | L | Annual | Rate | lb/MMBtu | 0 | 0 | 0 | 0 | 0 | 0 | 0
BART NOX Annual-Lawrence 4 -v5.14 | 107 | 7180 | Rate Constraint in lbs/MMBtu | FALSE | L | Annual | Generation | TWh | 0 | 0 | 0 | 0 | 0 | 0 | 0
BART NOX Annual-Lawrence 4 -v5.14 | 107 | 7180 | Rate Constraint in lbs/MMBtu | FALSE | L | Annual | Qualifying Generation | TWh | 0 | 0 | 0 | 0 | 0 | 0 | 0
BART NOX Annual-Lawrence 4 -v5.14 | 107 | 7180 | Rate Constraint in lbs/MMBtu | FALSE | L | Annual | Rate | lb/MWh | 0 | 0 | 0 | 0 | 0 | 0 | 0
BART NOX Annual-Lawrence 4 -v5.14 | 107 | 7180 | Rate Constraint in lbs/MMBtu | FALSE | L | Annual | Constraint Shadow Price | US2019$/Ton | 0 | 0 | 0 | 0 | 0 | 0 | 0
BART NOX Annual-Lawrence 5 -v5.14 | 108 | 7181 | Rate Constraint in lbs/MMBtu | FALSE | L | Annual | Seasons Included | Seasons | Winter, WintShld, Summer | Winter, WintShld, Summer | Winter, WintShld, Summer | Winter, WintShld, Summer | Winter, WintShld, Summer | Winter, WintShld, Summer | Winter, WintShld, Summer
BART NOX Annual-Lawrence 5 -v5.14 | 108 | 7181 | Rate Constraint in lbs/MMBtu | FALSE | L | Annual | Standard NOX | lb/MMBtu | 0.15 | 0.15 | 0.15 | 0.15 | 0.15 | 0.15 | 0.15
BART NOX Annual-Lawrence 5 -v5.14 | 108 | 7181 | Rate Constraint in lbs/MMBtu | FALSE | L | Annual | Emissions at Affected Plants NOX | Thousand Tons | 0 | 0 | 0 | 0 | 0 | 0 | 0
BART NOX Annual-Lawrence 5 -v5.14 | 108 | 7181 | Rate Constraint in lbs/MMBtu | FALSE | L | Annual | Allowances Purchased NOX | Thousand Tons | 0 | 0 | 0 | 0 | 0 | 0 | 0
BART NOX Annual-Lawrence 5 -v5.14 | 108 | 7181 | Rate Constraint in lbs/MMBtu | FALSE | L | Annual | Allowances Sold NOX | Thousand Tons | 0 | 0 | 0 | 0 | 0 | 0 | 0
BART NOX Annual-Lawrence 5 -v5.14 | 108 | 7181 | Rate Constraint in lbs/MMBtu | FALSE | L | Annual | Allowances Banked | Thousand Tons | 0 | 0 | 0 | 0 | 0 | 0 | 0
BART NOX Annual-Lawrence 5 -v5.14 | 108 | 7181 | Rate Constraint in lbs/MMBtu | FALSE | L | Annual | Allowances Withdrawn (1:1) | Thousand Tons | 0 | 0 | 0 | 0 | 0 | 0 | 0
BART NOX Annual-Lawrence 5 -v5.14 | 108 | 7181 | Rate Constraint in lbs/MMBtu | FALSE | L | Annual | Allowances Withdrawn (n:1) | Thousand Tons | 0 | 0 | 0 | 0 | 0 | 0 | 0
BART NOX Annual-Lawrence 5 -v5.14 | 108 | 7181 | Rate Constraint in lbs/MMBtu | FALSE | L | Annual | Net Emissions Allowance Position | Thousand Tons | 0 | 0 | 0 | 0 | 0 | 0 | 0
BART NOX Annual-Lawrence 5 -v5.14 | 108 | 7181 | Rate Constraint in lbs/MMBtu | FALSE | L | Annual | Fuel Consumed | TBtu | 0 | 0 | 0 | 0 | 0 | 0 | 0
BART NOX Annual-Lawrence 5 -v5.14 | 108 | 7181 | Rate Constraint in lbs/MMBtu | FALSE | L | Annual | Rate | lb/MMBtu | 0 | 0 | 0 | 0 | 0 | 0 | 0
BART NOX Annual-Lawrence 5 -v5.14 | 108 | 7181 | Rate Constraint in lbs/MMBtu | FALSE | L | Annual | Generation | TWh | 0 | 0 | 0 | 0 | 0 | 0 | 0
BART NOX Annual-Lawrence 5 -v5.14 | 108 | 7181 | Rate Constraint in lbs/MMBtu | FALSE | L | Annual | Qualifying Generation | TWh | 0 | 0 | 0 | 0 | 0 | 0 | 0
BART NOX Annual-Lawrence 5 -v5.14 | 108 | 7181 | Rate Constraint in lbs/MMBtu | FALSE | L | Annual | Rate | lb/MWh | 0 | 0 | 0 | 0 | 0 | 0 | 0
BART NOX Annual-Lawrence 5 -v5.14 | 108 | 7181 | Rate Constraint in lbs/MMBtu | FALSE | L | Annual | Constraint Shadow Price | US2019$/Ton | 0 | 0 | 0 | 0 | 0 | 0 | 0
BART NOX Annual-Leland Olds 1 -v5.13 | 109 | 7148 | Rate Constraint in lbs/MMBtu | FALSE | L | Annual | Seasons Included | Seasons | Winter, WintShld, Summer | Winter, WintShld, Summer | Winter, WintShld, Summer | Winter, WintShld, Summer | Winter, WintShld, Summer | Winter, WintShld, Summer | Winter, WintShld, Summer
BART NOX Annual-Leland Olds 1 -v5.13 | 109 | 7148 | Rate Constraint in lbs/MMBtu | FALSE | L | Annual | Standard NOX | lb/MMBtu | 0.19 | 0.19 | 0.19 | 0.19 | 0.19 | 0.19 | 0.19
BART NOX Annual-Leland Olds 1 -v5.13 | 109 | 7148 | Rate Constraint in lbs/MMBtu | FALSE | L | Annual | Emissions at Affected Plants NOX | Thousand Tons | 1.0943 | 0 | 0 | 0 | 0 | 0 | 0
BART NOX Annual-Leland Olds 1 -v5.13 | 109 | 7148 | Rate Constraint in lbs/MMBtu | FALSE | L | Annual | Allowances Purchased NOX | Thousand Tons | 0 | 0 | 0 | 0 | 0 | 0 | 0
BART NOX Annual-Leland Olds 1 -v5.13 | 109 | 7148 | Rate Constraint in lbs/MMBtu | FALSE | L | Annual | Allowances Sold NOX | Thousand Tons | 0 | 0 | 0 | 0 | 0 | 0 | 0
BART NOX Annual-Leland Olds 1 -v5.13 | 109 | 7148 | Rate Constraint in lbs/MMBtu | FALSE | L | Annual | Allowances Banked | Thousand Tons | 0 | 0 | 0 | 0 | 0 | 0 | 0
BART NOX Annual-Leland Olds 1 -v5.13 | 109 | 7148 | Rate Constraint in lbs/MMBtu | FALSE | L | Annual | Allowances Withdrawn (1:1) | Thousand Tons | 0 | 0 | 0 | 0 | 0 | 0 | 0
BART NOX Annual-Leland Olds 1 -v5.13 | 109 | 7148 | Rate Constraint in lbs/MMBtu | FALSE | L | Annual | Allowances Withdrawn (n:1) | Thousand Tons | 0 | 0 | 0 | 0 | 0 | 0 | 0
BART NOX Annual-Leland Olds 1 -v5.13 | 109 | 7148 | Rate Constraint in lbs/MMBtu | FALSE | L | Annual | Net Emissions Allowance Position | Thousand Tons | 1.0943 | 0 | 0 | 0 | 0 | 0 | 0
BART NOX Annual-Leland Olds 1 -v5.13 | 109 | 7148 | Rate Constraint in lbs/MMBtu | FALSE | L | Annual | Fuel Consumed | TBtu | 15.4741 | 0 | 0 | 0 | 0 | 0 | 0
BART NOX Annual-Leland Olds 1 -v5.13 | 109 | 7148 | Rate Constraint in lbs/MMBtu | FALSE | L | Annual | Rate | lb/MMBtu | 0.14144 | 0 | 0 | 0 | 0 | 0 | 0
BART NOX Annual-Leland Olds 1 -v5.13 | 109 | 7148 | Rate Constraint in lbs/MMBtu | FALSE | L | Annual | Generation | TWh | 1.3057 | 0 | 0 | 0 | 0 | 0 | 0
BART NOX Annual-Leland Olds 1 -v5.13 | 109 | 7148 | Rate Constraint in lbs/MMBtu | FALSE | L | Annual | Qualifying Generation | TWh | 1.3057 | 0 | 0 | 0 | 0 | 0 | 0
BART NOX Annual-Leland Olds 1 -v5.13 | 109 | 7148 | Rate Constraint in lbs/MMBtu | FALSE | L | Annual | Rate | lb/MWh | 1.6762 | 0 | 0 | 0 | 0 | 0 | 0
BART NOX Annual-Leland Olds 1 -v5.13 | 109 | 7148 | Rate Constraint in lbs/MMBtu | FALSE | L | Annual | Constraint Shadow Price | US2019$/Ton | 0 | 0 | 0 | 0 | 0 | 0 | 0
BART NOX Annual-Leland Olds 2 -v5.13 | 110 | 7149 | Rate Constraint in lbs/MMBtu | FALSE | L | Annual | Seasons Included | Seasons | Winter, WintShld, Summer | Winter, WintShld, Summer | Winter, WintShld, Summer | Winter, WintShld, Summer | Winter, WintShld, Summer | Winter, WintShld, Summer | Winter, WintShld, Summer
BART NOX Annual-Leland Olds 2 -v5.13 | 110 | 7149 | Rate Constraint in lbs/MMBtu | FALSE | L | Annual | Standard NOX | lb/MMBtu | 0.35 | 0.35 | 0.35 | 0.35 | 0.35 | 0.35 | 0.35
BART NOX Annual-Leland Olds 2 -v5.13 | 110 | 7149 | Rate Constraint in lbs/MMBtu | FALSE | L | Annual | Emissions at Affected Plants NOX | Thousand Tons | 4.946 | 0 | 0 | 0 | 0 | 0 | 0
BART NOX Annual-Leland Olds 2 -v5.13 | 110 | 7149 | Rate Constraint in lbs/MMBtu | FALSE | L | Annual | Allowances Purchased NOX | Thousand Tons | 0 | 0 | 0 | 0 | 0 | 0 | 0
BART NOX Annual-Leland Olds 2 -v5.13 | 110 | 7149 | Rate Constraint in lbs/MMBtu | FALSE | L | Annual | Allowances Sold NOX | Thousand Tons | 0 | 0 | 0 | 0 | 0 | 0 | 0
BART NOX Annual-Leland Olds 2 -v5.13 | 110 | 7149 | Rate Constraint in lbs/MMBtu | FALSE | L | Annual | Allowances Banked | Thousand Tons | 0 | 0 | 0 | 0 | 0 | 0 | 0
BART NOX Annual-Leland Olds 2 -v5.13 | 110 | 7149 | Rate Constraint in lbs/MMBtu | FALSE | L | Annual | Allowances Withdrawn (1:1) | Thousand Tons | 0 | 0 | 0 | 0 | 0 | 0 | 0
BART NOX Annual-Leland Olds 2 -v5.13 | 110 | 7149 | Rate Constraint in lbs/MMBtu | FALSE | L | Annual | Allowances Withdrawn (n:1) | Thousand Tons | 0 | 0 | 0 | 0 | 0 | 0 | 0
BART NOX Annual-Leland Olds 2 -v5.13 | 110 | 7149 | Rate Constraint in lbs/MMBtu | FALSE | L | Annual | Net Emissions Allowance Position | Thousand Tons | 4.946 | 0 | 0 | 0 | 0 | 0 | 0
BART NOX Annual-Leland Olds 2 -v5.13 | 110 | 7149 | Rate Constraint in lbs/MMBtu | FALSE | L | Annual | Fuel Consumed | TBtu | 34.2676 | 0 | 0 | 0 | 0 | 0 | 0
BART NOX Annual-Leland Olds 2 -v5.13 | 110 | 7149 | Rate Constraint in lbs/MMBtu | FALSE | L | Annual | Rate | lb/MMBtu | 0.28867 | 0 | 0 | 0 | 0 | 0 | 0
BART NOX Annual-Leland Olds 2 -v5.13 | 110 | 7149 | Rate Constraint in lbs/MMBtu | FALSE | L | Annual | Generation | TWh | 2.9161 | 0 | 0 | 0 | 0 | 0 | 0
BART NOX Annual-Leland Olds 2 -v5.13 | 110 | 7149 | Rate Constraint in lbs/MMBtu | FALSE | L | Annual | Qualifying Generation | TWh | 2.9161 | 0 | 0 | 0 | 0 | 0 | 0
BART NOX Annual-Leland Olds 2 -v5.13 | 110 | 7149 | Rate Constraint in lbs/MMBtu | FALSE | L | Annual | Rate | lb/MWh | 3.3922 | 0 | 0 | 0 | 0 | 0 | 0
BART NOX Annual-Leland Olds 2 -v5.13 | 110 | 7149 | Rate Constraint in lbs/MMBtu | FALSE | L | Annual | Constraint Shadow Price | US2019$/Ton | 0 | 0 | 0 | 0 | 0 | 0 | 0
BART NOX Annual-Martin Drake 6 -v5.13 | 111 | 7135 | Rate Constraint in lbs/MMBtu | FALSE | L | Annual | Seasons Included | Seasons | Winter, WintShld, Summer | Winter, WintShld, Summer | Winter, WintShld, Summer | Winter, WintShld, Summer | Winter, WintShld, Summer | Winter, WintShld, Summer | Winter, WintShld, Summer
BART NOX Annual-Martin Drake 6 -v5.13 | 111 | 7135 | Rate Constraint in lbs/MMBtu | FALSE | L | Annual | Standard NOX | lb/MMBtu | 0.31 | 0.31 | 0.31 | 0.31 | 0.31 | 0.31 | 0.31
BART NOX Annual-Martin Drake 6 -v5.13 | 111 | 7135 | Rate Constraint in lbs/MMBtu | FALSE | L | Annual | Emissions at Affected Plants NOX | Thousand Tons | 0 | 0 | 0 | 0 | 0 | 0 | 0
BART NOX Annual-Martin Drake 6 -v5.13 | 111 | 7135 | Rate Constraint in lbs/MMBtu | FALSE | L | Annual | Allowances Purchased NOX | Thousand Tons | 0 | 0 | 0 | 0 | 0 | 0 | 0
BART NOX Annual-Martin Drake 6 -v5.13 | 111 | 7135 | Rate Constraint in lbs/MMBtu | FALSE | L | Annual | Allowances Sold NOX | Thousand Tons | 0 | 0 | 0 | 0 | 0 | 0 | 0
BART NOX Annual-Martin Drake 6 -v5.13 | 111 | 7135 | Rate Constraint in lbs/MMBtu | FALSE | L | Annual | Allowances Banked | Thousand Tons | 0 | 0 | 0 | 0 | 0 | 0 | 0
BART NOX Annual-Martin Drake 6 -v5.13 | 111 | 7135 | Rate Constraint in lbs/MMBtu | FALSE | L | Annual | Allowances Withdrawn (1:1) | Thousand Tons | 0 | 0 | 0 | 0 | 0 | 0 | 0
BART NOX Annual-Martin Drake 6 -v5.13 | 111 | 7135 | Rate Constraint in lbs/MMBtu | FALSE | L | Annual | Allowances Withdrawn (n:1) | Thousand Tons | 0 | 0 | 0 | 0 | 0 | 0 | 0
BART NOX Annual-Martin Drake 6 -v5.13 | 111 | 7135 | Rate Constraint in lbs/MMBtu | FALSE | L | Annual | Net Emissions Allowance Position | Thousand Tons | 0 | 0 | 0 | 0 | 0 | 0 | 0
BART NOX Annual-Martin Drake 6 -v5.13 | 111 | 7135 | Rate Constraint in lbs/MMBtu | FALSE | L | Annual | Fuel Consumed | TBtu | 0 | 0 | 0 | 0 | 0 | 0 | 0
BART NOX Annual-Martin Drake 6 -v5.13 | 111 | 7135 | Rate Constraint in lbs/MMBtu | FALSE | L | Annual | Rate | lb/MMBtu | 0 | 0 | 0 | 0 | 0 | 0 | 0
BART NOX Annual-Martin Drake 6 -v5.13 | 111 | 7135 | Rate Constraint in lbs/MMBtu | FALSE | L | Annual | Generation | TWh | 0 | 0 | 0 | 0 | 0 | 0 | 0
BART NOX Annual-Martin Drake 6 -v5.13 | 111 | 7135 | Rate Constraint in lbs/MMBtu | FALSE | L | Annual | Qualifying Generation | TWh | 0 | 0 | 0 | 0 | 0 | 0 | 0
BART NOX Annual-Martin Drake 6 -v5.13 | 111 | 7135 | Rate Constraint in lbs/MMBtu | FALSE | L | Annual | Rate | lb/MWh | 0 | 0 | 0 | 0 | 0 | 0 | 0
BART NOX Annual-Martin Drake 6 -v5.13 | 111 | 7135 | Rate Constraint in lbs/MMBtu | FALSE | L | Annual | Constraint Shadow Price | US2019$/Ton | 0 | 0 | 0 | 0 | 0 | 0 | 0
BART NOX Annual-Martin Drake 7 -v5.13 | 112 | 7136 | Rate Constraint in lbs/MMBtu | FALSE | L | Annual | Seasons Included | Seasons | Winter, WintShld, Summer | Winter, WintShld, Summer | Winter, WintShld, Summer | Winter, WintShld, Summer | Winter, WintShld, Summer | Winter, WintShld, Summer | Winter, WintShld, Summer
BART NOX Annual-Martin Drake 7 -v5.13 | 112 | 7136 | Rate Constraint in lbs/MMBtu | FALSE | L | Annual | Standard NOX | lb/MMBtu | 0.29 | 0.29 | 0.29 | 0.29 | 0.29 | 0.29 | 0.29
BART NOX Annual-Martin Drake 7 -v5.13 | 112 | 7136 | Rate Constraint in lbs/MMBtu | FALSE | L | Annual | Emissions at Affected Plants NOX | Thousand Tons | 0 | 0 | 0 | 0 | 0 | 0 | 0
BART NOX Annual-Martin Drake 7 -v5.13 | 112 | 7136 | Rate Constraint in lbs/MMBtu | FALSE | L | Annual | Allowances Purchased NOX | Thousand Tons | 0 | 0 | 0 | 0 | 0 | 0 | 0
BART NOX Annual-Martin Drake 7 -v5.13 | 112 | 7136 | Rate Constraint in lbs/MMBtu | FALSE | L | Annual | Allowances Sold NOX | Thousand Tons | 0 | 0 | 0 | 0 | 0 | 0 | 0
BART NOX Annual-Martin Drake 7 -v5.13 | 112 | 7136 | Rate Constraint in lbs/MMBtu | FALSE | L | Annual | Allowances Banked | Thousand Tons | 0 | 0 | 0 | 0 | 0 | 0 | 0
BART NOX Annual-Martin Drake 7 -v5.13 | 112 | 7136 | Rate Constraint in lbs/MMBtu | FALSE | L | Annual | Allowances Withdrawn (1:1) | Thousand Tons | 0 | 0 | 0 | 0 | 0 | 0 | 0
BART NOX Annual-Martin Drake 7 -v5.13 | 112 | 7136 | Rate Constraint in lbs/MMBtu | FALSE | L | Annual | Allowances Withdrawn (n:1) | Thousand Tons | 0 | 0 | 0 | 0 | 0 | 0 | 0
BART NOX Annual-Martin Drake 7 -v5.13 | 112 | 7136 | Rate Constraint in lbs/MMBtu | FALSE | L | Annual | Net Emissions Allowance Position | Thousand Tons | 0 | 0 | 0 | 0 | 0 | 0 | 0
BART NOX Annual-Martin Drake 7 -v5.13 | 112 | 7136 | Rate Constraint in lbs/MMBtu | FALSE | L | Annual | Fuel Consumed | TBtu | 0 | 0 | 0 | 0 | 0 | 0 | 0
BART NOX Annual-Martin Drake 7 -v5.13 | 112 | 7136 | Rate Constraint in lbs/MMBtu | FALSE | L | Annual | Rate | lb/MMBtu | 0 | 0 | 0 | 0 | 0 | 0 | 0
BART NOX Annual-Martin Drake 7 -v5.13 | 112 | 7136 | Rate Constraint in lbs/MMBtu | FALSE | L | Annual | Generation | TWh | 0 | 0 | 0 | 0 | 0 | 0 | 0
BART NOX Annual-Martin Drake 7 -v5.13 | 112 | 7136 | Rate Constraint in lbs/MMBtu | FALSE | L | Annual | Qualifying Generation | TWh | 0 | 0 | 0 | 0 | 0 | 0 | 0
BART NOX Annual-Martin Drake 7 -v5.13 | 112 | 7136 | Rate Constraint in lbs/MMBtu | FALSE | L | Annual | Rate | lb/MWh | 0 | 0 | 0 | 0 | 0 | 0 | 0
BART NOX Annual-Martin Drake 7 -v5.13 | 112 | 7136 | Rate Constraint in lbs/MMBtu | FALSE | L | Annual | Constraint Shadow Price | US2019$/Ton | 0 | 0 | 0 | 0 | 0 | 0 | 0
BART NOX Annual-Merrimack 2 -v5.13 | 113 | 7150 | Rate Constraint in lbs/MMBtu | FALSE | L | Annual | Seasons Included | Seasons | Winter, WintShld, Summer | Winter, WintShld, Summer | Winter, WintShld, Summer | Winter, WintShld, Summer | Winter, WintShld, Summer | Winter, WintShld, Summer | Winter, WintShld, Summer
BART NOX Annual-Merrimack 2 -v5.13 | 113 | 7150 | Rate Constraint in lbs/MMBtu | FALSE | L | Annual | Standard NOX | lb/MMBtu | 0.3 | 0.3 | 0.3 | 0.3 | 0.3 | 0.3 | 0.3
BART NOX Annual-Merrimack 2 -v5.13 | 113 | 7150 | Rate Constraint in lbs/MMBtu | FALSE | L | Annual | Emissions at Affected Plants NOX | Thousand Tons | 0 | 0 | 0 | 0 | 0 | 0 | 0
BART NOX Annual-Merrimack 2 -v5.13 | 113 | 7150 | Rate Constraint in lbs/MMBtu | FALSE | L | Annual | Allowances Purchased NOX | Thousand Tons | 0 | 0 | 0 | 0 | 0 | 0 | 0
BART NOX Annual-Merrimack 2 -v5.13 | 113 | 7150 | Rate Constraint in lbs/MMBtu | FALSE | L | Annual | Allowances Sold NOX | Thousand Tons | 0 | 0 | 0 | 0 | 0 | 0 | 0
BART NOX Annual-Merrimack 2 -v5.13 | 113 | 7150 | Rate Constraint in lbs/MMBtu | FALSE | L | Annual | Allowances Banked | Thousand Tons | 0 | 0 | 0 | 0 | 0 | 0 | 0
BART NOX Annual-Merrimack 2 -v5.13 | 113 | 7150 | Rate Constraint in lbs/MMBtu | FALSE | L | Annual | Allowances Withdrawn (1:1) | Thousand Tons | 0 | 0 | 0 | 0 | 0 | 0 | 0
BART NOX Annual-Merrimack 2 -v5.13 | 113 | 7150 | Rate Constraint in lbs/MMBtu | FALSE | L | Annual | Allowances Withdrawn (n:1) | Thousand Tons | 0 | 0 | 0 | 0 | 0 | 0 | 0
BART NOX Annual-Merrimack 2 -v5.13 | 113 | 7150 | Rate Constraint in lbs/MMBtu | FALSE | L | Annual | Net Emissions Allowance Position | Thousand Tons | 0 | 0 | 0 | 0 | 0 | 0 | 0
BART NOX Annual-Merrimack 2 -v5.13 | 113 | 7150 | Rate Constraint in lbs/MMBtu | FALSE | L | Annual | Fuel Consumed | TBtu | 0 | 0 | 0 | 0 | 0 | 0 | 0
BART NOX Annual-Merrimack 2 -v5.13 | 113 | 7150 | Rate Constraint in lbs/MMBtu | FALSE | L | Annual | Rate | lb/MMBtu | 0 | 0 | 0 | 0 | 0 | 0 | 0
BART NOX Annual-Merrimack 2 -v5.13 | 113 | 7150 | Rate Constraint in lbs/MMBtu | FALSE | L | Annual | Generation | TWh | 0 | 0 | 0 | 0 | 0 | 0 | 0
BART NOX Annual-Merrimack 2 -v5.13 | 113 | 7150 | Rate Constraint in lbs/MMBtu | FALSE | L | Annual | Qualifying Generation | TWh | 0 | 0 | 0 | 0 | 0 | 0 | 0
BART NOX Annual-Merrimack 2 -v5.13 | 113 | 7150 | Rate Constraint in lbs/MMBtu | FALSE | L | Annual | Rate | lb/MWh | 0 | 0 | 0 | 0 | 0 | 0 | 0
BART NOX Annual-Merrimack 2 -v5.13 | 113 | 7150 | Rate Constraint in lbs/MMBtu | FALSE | L | Annual | Constraint Shadow Price | US2019$/Ton | 0 | 0 | 0 | 0 | 0 | 0 | 0
BART NOX Annual-Milton R Young B1 -v5.13 | 114 | 7151 | Rate Constraint in lbs/MMBtu | FALSE | L | Annual | Seasons Included | Seasons | Winter, WintShld, Summer | Winter, WintShld, Summer | Winter, WintShld, Summer | Winter, WintShld, Summer | Winter, WintShld, Summer | Winter, WintShld, Summer | Winter, WintShld, Summer
BART NOX Annual-Milton R Young B1 -v5.13 | 114 | 7151 | Rate Constraint in lbs/MMBtu | FALSE | L | Annual | Standard NOX | lb/MMBtu | 0.36 | 0.36 | 0.36 | 0.36 | 0.36 | 0.36 | 0.36
BART NOX Annual-Milton R Young B1 -v5.13 | 114 | 7151 | Rate Constraint in lbs/MMBtu | FALSE | L | Annual | Emissions at Affected Plants NOX | Thousand Tons | 2.5442 | 0 | 0 | 0 | 0 | 0 | 0
BART NOX Annual-Milton R Young B1 -v5.13 | 114 | 7151 | Rate Constraint in lbs/MMBtu | FALSE | L | Annual | Allowances Purchased NOX | Thousand Tons | 0 | 0 | 0 | 0 | 0 | 0 | 0
BART NOX Annual-Milton R Young B1 -v5.13 | 114 | 7151 | Rate Constraint in lbs/MMBtu | FALSE | L | Annual | Allowances Sold NOX | Thousand Tons | 0 | 0 | 0 | 0 | 0 | 0 | 0
BART NOX Annual-Milton R Young B1 -v5.13 | 114 | 7151 | Rate Constraint in lbs/MMBtu | FALSE | L | Annual | Allowances Banked | Thousand Tons | 0 | 0 | 0 | 0 | 0 | 0 | 0
BART NOX Annual-Milton R Young B1 -v5.13 | 114 | 7151 | Rate Constraint in lbs/MMBtu | FALSE | L | Annual | Allowances Withdrawn (1:1) | Thousand Tons | 0 | 0 | 0 | 0 | 0 | 0 | 0
BART NOX Annual-Milton R Young B1 -v5.13 | 114 | 7151 | Rate Constraint in lbs/MMBtu | FALSE | L | Annual | Allowances Withdrawn (n:1) | Thousand Tons | 0 | 0 | 0 | 0 | 0 | 0 | 0
BART NOX Annual-Milton R Young B1 -v5.13 | 114 | 7151 | Rate Constraint in lbs/MMBtu | FALSE | L | Annual | Net Emissions Allowance Position | Thousand Tons | 2.5442 | 0 | 0 | 0 | 0 | 0 | 0
BART NOX Annual-Milton R Young B1 -v5.13 | 114 | 7151 | Rate Constraint in lbs/MMBtu | FALSE | L | Annual | Fuel Consumed | TBtu | 19.0411 | 0 | 0 | 0 | 0 | 0 | 0
BART NOX Annual-Milton R Young B1 -v5.13 | 114 | 7151 | Rate Constraint in lbs/MMBtu | FALSE | L | Annual | Rate | lb/MMBtu | 0.26723 | 0 | 0 | 0 | 0 | 0 | 0
BART NOX Annual-Milton R Young B1 -v5.13 | 114 | 7151 | Rate Constraint in lbs/MMBtu | FALSE | L | Annual | Generation | TWh | 1.6371 | 0 | 0 | 0 | 0 | 0 | 0
BART NOX Annual-Milton R Young B1 -v5.13 | 114 | 7151 | Rate Constraint in lbs/MMBtu | FALSE | L | Annual | Qualifying Generation | TWh | 1.6371 | 0 | 0 | 0 | 0 | 0 | 0
BART NOX Annual-Milton R Young B1 -v5.13 | 114 | 7151 | Rate Constraint in lbs/MMBtu | FALSE | L | Annual | Rate | lb/MWh | 3.1082 | 0 | 0 | 0 | 0 | 0 | 0
BART NOX Annual-Milton R Young B1 -v5.13 | 114 | 7151 | Rate Constraint in lbs/MMBtu | FALSE | L | Annual | Constraint Shadow Price | US2019$/Ton | 0 | 0 | 0 | 0 | 0 | 0 | 0
BART NOX Annual-Milton R Young B2 -v5.13 | 115 | 7152 | Rate Constraint in lbs/MMBtu | FALSE | L | Annual | Seasons Included | Seasons | Winter, WintShld, Summer | Winter, WintShld, Summer | Winter, WintShld, Summer | Winter, WintShld, Summer | Winter, WintShld, Summer | Winter, WintShld, Summer | Winter, WintShld, Summer
BART NOX Annual-Milton R Young B2 -v5.13 | 115 | 7152 | Rate Constraint in lbs/MMBtu | FALSE | L | Annual | Standard NOX | lb/MMBtu | 0.35 | 0.35 | 0.35 | 0.35 | 0.35 | 0.35 | 0.35
BART NOX Annual-Milton R Young B2 -v5.13 | 115 | 7152 | Rate Constraint in lbs/MMBtu | FALSE | L | Annual | Emissions at Affected Plants NOX | Thousand Tons | 4.7406 | 1.2647 | 0 | 0 | 0 | 0 | 0
BART NOX Annual-Milton R Young B2 -v5.13 | 115 | 7152 | Rate Constraint in lbs/MMBtu | FALSE | L | Annual | Allowances Purchased NOX | Thousand Tons | 0 | 0 | 0 | 0 | 0 | 0 | 0
BART NOX Annual-Milton R Young B2 -v5.13 | 115 | 7152 | Rate Constraint in lbs/MMBtu | FALSE | L | Annual | Allowances Sold NOX | Thousand Tons | 0 | 0 | 0 | 0 | 0 | 0 | 0
BART NOX Annual-Milton R Young B2 -v5.13 | 115 | 7152 | Rate Constraint in lbs/MMBtu | FALSE | L | Annual | Allowances Banked | Thousand Tons | 0 | 0 | 0 | 0 | 0 | 0 | 0
BART NOX Annual-Milton R Young B2 -v5.13 | 115 | 7152 | Rate Constraint in lbs/MMBtu | FALSE | L | Annual | Allowances Withdrawn (1:1) | Thousand Tons | 0 | 0 | 0 | 0 | 0 | 0 | 0
BART NOX Annual-Milton R Young B2 -v5.13 | 115 | 7152 | Rate Constraint in lbs/MMBtu | FALSE | L | Annual | Allowances Withdrawn (n:1) | Thousand Tons | 0 | 0 | 0 | 0 | 0 | 0 | 0
BART NOX Annual-Milton R Young B2 -v5.13 | 115 | 7152 | Rate Constraint in lbs/MMBtu | FALSE | L | Annual | Net Emissions Allowance Position | Thousand Tons | 4.7406 | 1.2647 | 0 | 0 | 0 | 0 | 0
BART NOX Annual-Milton R Young B2 -v5.13 | 115 | 7152 | Rate Constraint in lbs/MMBtu | FALSE | L | Annual | Fuel Consumed | TBtu | 33.44 | 8.9208 | 0 | 0 | 0 | 0 | 0
BART NOX Annual-Milton R Young B2 -v5.13 | 115 | 7152 | Rate Constraint in lbs/MMBtu | FALSE | L | Annual | Rate | lb/MMBtu | 0.28353 | 0.28353 | 0 | 0 | 0 | 0 | 0
BART NOX Annual-Milton R Young B2 -v5.13 | 115 | 7152 | Rate Constraint in lbs/MMBtu | FALSE | L | Annual | Generation | TWh | 2.9356 | 0.78314 | 0 | 0 | 0 | 0 | 0
BART NOX Annual-Milton R Young B2 -v5.13 | 115 | 7152 | Rate Constraint in lbs/MMBtu | FALSE | L | Annual | Qualifying Generation | TWh | 2.9356 | 0.78314 | 0 | 0 | 0 | 0 | 0
BART NOX Annual-Milton R Young B2 -v5.13 | 115 | 7152 | Rate Constraint in lbs/MMBtu | FALSE | L | Annual | Rate | lb/MWh | 3.2297 | 3.2297 | 0 | 0 | 0 | 0 | 0
BART NOX Annual-Milton R Young B2 -v5.13 | 115 | 7152 | Rate Constraint in lbs/MMBtu | FALSE | L | Annual | Constraint Shadow Price | US2019$/Ton | 0 | 0 | 0 | 0 | 0 | 0 | 0
BART NOX Annual-Muskogee 4 -v6.17 | 116 | 7153 | Rate Constraint in lbs/MMBtu | FALSE | L | Annual | Seasons Included | Seasons | Winter, WintShld, Summer | Winter, WintShld, Summer | Winter, WintShld, Summer | Winter, WintShld, Summer | Winter, WintShld, Summer | Winter, WintShld, Summer | Winter, WintShld, Summer
BART NOX Annual-Muskogee 4 -v6.17 | 116 | 7153 | Rate Constraint in lbs/MMBtu | FALSE | L | Annual | Standard NOX | lb/MMBtu | 0.15 | 0.15 | 0.15 | 0.15 | 0.15 | 0.15 | 0.15
BART NOX Annual-Muskogee 4 -v6.17 | 116 | 7153 | Rate Constraint in lbs/MMBtu | FALSE | L | Annual | Emissions at Affected Plants NOX | Thousand Tons | 0 | 0 | 0 | 0 | 0 | 0 | 0
BART NOX Annual-Muskogee 4 -v6.17 | 116 | 7153 | Rate Constraint in lbs/MMBtu | FALSE | L | Annual | Allowances Purchased NOX | Thousand Tons | 0 | 0 | 0 | 0 | 0 | 0 | 0
BART NOX Annual-Muskogee 4 -v6.17 | 116 | 7153 | Rate Constraint in lbs/MMBtu | FALSE | L | Annual | Allowances Sold NOX | Thousand Tons | 0 | 0 | 0 | 0 | 0 | 0 | 0
BART NOX Annual-Muskogee 4 -v6.17 | 116 | 7153 | Rate Constraint in lbs/MMBtu | FALSE | L | Annual | Allowances Banked | Thousand Tons | 0 | 0 | 0 | 0 | 0 | 0 | 0
BART NOX Annual-Muskogee 4 -v6.17 | 116 | 7153 | Rate Constraint in lbs/MMBtu | FALSE | L | Annual | Allowances Withdrawn (1:1) | Thousand Tons | 0 | 0 | 0 | 0 | 0 | 0 | 0
BART NOX Annual-Muskogee 4 -v6.17 | 116 | 7153 | Rate Constraint in lbs/MMBtu | FALSE | L | Annual | Allowances Withdrawn (n:1) | Thousand Tons | 0 | 0 | 0 | 0 | 0 | 0 | 0
BART NOX Annual-Muskogee 4 -v6.17 | 116 | 7153 | Rate Constraint in lbs/MMBtu | FALSE | L | Annual | Net Emissions Allowance Position | Thousand Tons | 0 | 0 | 0 | 0 | 0 | 0 | 0
BART NOX Annual-Muskogee 4 -v6.17 | 116 | 7153 | Rate Constraint in lbs/MMBtu | FALSE | L | Annual | Fuel Consumed | TBtu | 0 | 0 | 0 | 0 | 0 | 0 | 0
BART NOX Annual-Muskogee 4 -v6.17 | 116 | 7153 | Rate Constraint in lbs/MMBtu | FALSE | L | Annual | Rate | lb/MMBtu | 0 | 0 | 0 | 0 | 0 | 0 | 0
BART NOX Annual-Muskogee 4 -v6.17 | 116 | 7153 | Rate Constraint in lbs/MMBtu | FALSE | L | Annual | Generation | TWh | 0 | 0 | 0 | 0 | 0 | 0 | 0
BART NOX Annual-Muskogee 4 -v6.17 | 116 | 7153 | Rate Constraint in lbs/MMBtu | FALSE | L | Annual | Qualifying Generation | TWh | 0 | 0 | 0 | 0 | 0 | 0 | 0
BART NOX Annual-Muskogee 4 -v6.17 | 116 | 7153 | Rate Constraint in lbs/MMBtu | FALSE | L | Annual | Rate | lb/MWh | 0 | 0 | 0 | 0 | 0 | 0 | 0
BART NOX Annual-Muskogee 4 -v6.17 | 116 | 7153 | Rate Constraint in lbs/MMBtu | FALSE | L | Annual | Constraint Shadow Price | US2019$/Ton | 0 | 0 | 0 | 0 | 0 | 0 | 0
BART NOX Annual-Muskogee 5 -v6.17 | 117 | 7154 | Rate Constraint in lbs/MMBtu | FALSE | L | Annual | Seasons Included | Seasons | Winter, WintShld, Summer | Winter, WintShld, Summer | Winter, WintShld, Summer | Winter, WintShld, Summer | Winter, WintShld, Summer | Winter, WintShld, Summer | Winter, WintShld, Summer
BART NOX Annual-Muskogee 5 -v6.17 | 117 | 7154 | Rate Constraint in lbs/MMBtu | FALSE | L | Annual | Standard NOX | lb/MMBtu | 0.15 | 0.15 | 0.15 | 0.15 | 0.15 | 0.15 | 0.15
BART NOX Annual-Muskogee 5 -v6.17 | 117 | 7154 | Rate Constraint in lbs/MMBtu | FALSE | L | Annual | Emissions at Affected Plants NOX | Thousand Tons | 0 | 0 | 0 | 0 | 0 | 0 | 0
BART NOX Annual-Muskogee 5 -v6.17 | 117 | 7154 | Rate Constraint in lbs/MMBtu | FALSE | L | Annual | Allowances Purchased NOX | Thousand Tons | 0 | 0 | 0 | 0 | 0 | 0 | 0
BART NOX Annual-Muskogee 5 -v6.17 | 117 | 7154 | Rate Constraint in lbs/MMBtu | FALSE | L | Annual | Allowances Sold NOX | Thousand Tons | 0 | 0 | 0 | 0 | 0 | 0 | 0
BART NOX Annual-Muskogee 5 -v6.17 | 117 | 7154 | Rate Constraint in lbs/MMBtu | FALSE | L | Annual | Allowances Banked | Thousand Tons | 0 | 0 | 0 | 0 | 0 | 0 | 0
BART NOX Annual-Muskogee 5 -v6.17 | 117 | 7154 | Rate Constraint in lbs/MMBtu | FALSE | L | Annual | Allowances Withdrawn (1:1) | Thousand Tons | 0 | 0 | 0 | 0 | 0 | 0 | 0
BART NOX Annual-Muskogee 5 -v6.17 | 117 | 7154 | Rate Constraint in lbs/MMBtu | FALSE | L | Annual | Allowances Withdrawn (n:1) | Thousand Tons | 0 | 0 | 0 | 0 | 0 | 0 | 0
BART NOX Annual-Muskogee 5 -v6.17 | 117 | 7154 | Rate Constraint in lbs/MMBtu | FALSE | L | Annual | Net Emissions Allowance Position | Thousand Tons | 0 | 0 | 0 | 0 | 0 | 0 | 0
BART NOX Annual-Muskogee 5 -v6.17 | 117 | 7154 | Rate Constraint in lbs/MMBtu | FALSE | L | Annual | Fuel Consumed | TBtu | 0 | 0 | 0 | 0 | 0 | 0 | 0
BART NOX Annual-Muskogee 5 -v6.17 | 117 | 7154 | Rate Constraint in lbs/MMBtu | FALSE | L | Annual | Rate | lb/MMBtu | 0 | 0 | 0 | 0 | 0 | 0 | 0
BART NOX Annual-Muskogee 5 -v6.17 | 117 | 7154 | Rate Constraint in lbs/MMBtu | FALSE | L | Annual | Generation | TWh | 0 | 0 | 0 | 0 | 0 | 0 | 0
BART NOX Annual-Muskogee 5 -v6.17 | 117 | 7154 | Rate Constraint in lbs/MMBtu | FALSE | L | Annual | Qualifying Generation | TWh | 0 | 0 | 0 | 0 | 0 | 0 | 0
BART NOX Annual-Muskogee 5 -v6.17 | 117 | 7154 | Rate Constraint in lbs/MMBtu | FALSE | L | Annual | Rate | lb/MWh | 0 | 0 | 0 | 0 | 0 | 0 | 0
BART NOX Annual-Muskogee 5 -v6.17 | 117 | 7154 | Rate Constraint in lbs/MMBtu | FALSE | L | Annual | Constraint Shadow Price | US2019$/Ton | 0 | 0 | 0 | 0 | 0 | 0 | 0
BART NOX Annual-Naughton 1 -v5.14 | 118 | 7171 | Rate Constraint in lbs/MMBtu | FALSE | L | Annual | Seasons Included | Seasons | Winter, WintShld, Summer | Winter, WintShld, Summer | Winter, WintShld, Summer | Winter, WintShld, Summer | Winter, WintShld, Summer | Winter, WintShld, Summer | Winter, WintShld, Summer
BART NOX Annual-Naughton 1 -v5.14 | 118 | 7171 | Rate Constraint in lbs/MMBtu | FALSE | L | Annual | Standard NOX | lb/MMBtu | 0.26 | 0.26 | 0.26 | 0.26 | 0.26 | 0.26 | 0.26
BART NOX Annual-Naughton 1 -v5.14 | 118 | 7171 | Rate Constraint in lbs/MMBtu | FALSE | L | Annual | Emissions at Affected Plants NOX | Thousand Tons | 0.002021 | 0.0080981 | 0 | 0 | 0 | 0 | 0
BART NOX Annual-Naughton 1 -v5.14 | 118 | 7171 | Rate Constraint in lbs/MMBtu | FALSE | L | Annual | Allowances Purchased NOX | Thousand Tons | 0 | 0 | 0 | 0 | 0 | 0 | 0
BART NOX Annual-Naughton 1 -v5.14 | 118 | 7171 | Rate Constraint in lbs/MMBtu | FALSE | L | Annual | Allowances Sold NOX | Thousand Tons | 0 | 0 | 0 | 0 | 0 | 0 | 0
BART NOX Annual-Naughton 1 -v5.14 | 118 | 7171 | Rate Constraint in lbs/MMBtu | FALSE | L | Annual | Allowances Banked | Thousand Tons | 0 | 0 | 0 | 0 | 0 | 0 | 0
BART NOX Annual-Naughton 1 -v5.14 | 118 | 7171 | Rate Constraint in lbs/MMBtu | FALSE | L | Annual | Allowances Withdrawn (1:1) | Thousand Tons | 0 | 0 | 0 | 0 | 0 | 0 | 0
BART NOX Annual-Naughton 1 -v5.14 | 118 | 7171 | Rate Constraint in lbs/MMBtu | FALSE | L | Annual | Allowances Withdrawn (n:1) | Thousand Tons | 0 | 0 | 0 | 0 | 0 | 0 | 0
BART NOX Annual-Naughton 1 -v5.14 | 118 | 7171 | Rate Constraint in lbs/MMBtu | FALSE | L | Annual | Net Emissions Allowance Position | Thousand Tons | 0.002021 | 0.0080981 | 0 | 0 | 0 | 0 | 0
BART NOX Annual-Naughton 1 -v5.14 | 118 | 7171 | Rate Constraint in lbs/MMBtu | FALSE | L | Annual | Fuel Consumed | TBtu | 0.05503 | 0.22051 | 0 | 0 | 0 | 0 | 0
BART NOX Annual-Naughton 1 -v5.14 | 118 | 7171 | Rate Constraint in lbs/MMBtu | FALSE | L | Annual | Rate | lb/MMBtu | 0.07345 | 0.07345 | 0 | 0 | 0 | 0 | 0
BART NOX Annual-Naughton 1 -v5.14 | 118 | 7171 | Rate Constraint in lbs/MMBtu | FALSE | L | Annual | Generation | TWh | 0.0047719 | 0.019121 | 0 | 0 | 0 | 0 | 0
BART NOX Annual-Naughton 1 -v5.14 | 118 | 7171 | Rate Constraint in lbs/MMBtu | FALSE | L | Annual | Qualifying Generation | TWh | 0.0047719 | 0.019121 | 0 | 0 | 0 | 0 | 0
BART NOX Annual-Naughton 1 -v5.14 | 118 | 7171 | Rate Constraint in lbs/MMBtu | FALSE | L | Annual | Rate | lb/MWh | 0.84704 | 0.84704 | 0 | 0 | 0 | 0 | 0
BART NOX Annual-Naughton 1 -v5.14 | 118 | 7171 | Rate Constraint in lbs/MMBtu | FALSE | L | Annual | Constraint Shadow Price | US2019$/Ton | 0 | 0 | 0 | 0 | 0 | 0 | 0
BART NOX Annual-Naughton 2 -v5.14 | 119 | 7172 | Rate Constraint in lbs/MMBtu | FALSE | L | Annual | Seasons Included | Seasons | Winter, WintShld, Summer | Winter, WintShld, Summer | Winter, WintShld, Summer | Winter, WintShld, Summer | Winter, WintShld, Summer | Winter, WintShld, Summer | Winter, WintShld, Summer
BART NOX Annual-Naughton 2 -v5.14 | 119 | 7172 | Rate Constraint in lbs/MMBtu | FALSE | L | Annual | Standard NOX | lb/MMBtu | 0.26 | 0.26 | 0.26 | 0.26 | 0.26 | 0.26 | 0.26
BART NOX Annual-Naughton 2 -v5.14 | 119 | 7172 | Rate Constraint in lbs/MMBtu | FALSE | L | Annual | Emissions at Affected Plants NOX | Thousand Tons | 0.0024988 | 0.019644 | 0 | 0 | 0 | 0 | 0
BART NOX Annual-Naughton 2 -v5.14 | 119 | 7172 | Rate Constraint in lbs/MMBtu | FALSE | L | Annual | Allowances Purchased NOX | Thousand Tons | 0 | 0 | 0 | 0 | 0 | 0 | 0
BART NOX Annual-Naughton 2 -v5.14 | 119 | 7172 | Rate Constraint in lbs/MMBtu | FALSE | L | Annual | Allowances Sold NOX | Thousand Tons | 0 | 0 | 0 | 0 | 0 | 0 | 0
BART NOX Annual-Naughton 2 -v5.14 | 119 | 7172 | Rate Constraint in lbs/MMBtu | FALSE | L | Annual | Allowances Banked | Thousand Tons | 0 | 0 | 0 | 0 | 0 | 0 | 0
BART NOX Annual-Naughton 2 -v5.14 | 119 | 7172 | Rate Constraint in lbs/MMBtu | FALSE | L | Annual | Allowances Withdrawn (1:1) | Thousand Tons | 0 | 0 | 0 | 0 | 0 | 0 | 0
BART NOX Annual-Naughton 2 -v5.14 | 119 | 7172 | Rate Constraint in lbs/MMBtu | FALSE | L | Annual | Allowances Withdrawn (n:1) | Thousand Tons | 0 | 0 | 0 | 0 | 0 | 0 | 0
BART NOX Annual-Naughton 2 -v5.14 | 119 | 7172 | Rate Constraint in lbs/MMBtu | FALSE | L | Annual | Net Emissions Allowance Position | Thousand Tons | 0.0024988 | 0.019644 | 0 | 0 | 0 | 0 | 0
BART NOX Annual-Naughton 2 -v5.14 | 119 | 7172 | Rate Constraint in lbs/MMBtu | FALSE | L | Annual | Fuel Consumed | TBtu | 0.068042 | 0.53489 | 0 | 0 | 0 | 0 | 0
BART NOX Annual-Naughton 2 -v5.14 | 119 | 7172 | Rate Constraint in lbs/MMBtu | FALSE | L | Annual | Rate | lb/MMBtu | 0.07345 | 0.07345 | 0 | 0 | 0 | 0 | 0
BART NOX Annual-Naughton 2 -v5.14 | 119 | 7172 | Rate Constraint in lbs/MMBtu | FALSE | L | Annual | Generation | TWh | 0.0059148 | 0.046497 | 0 | 0 | 0 | 0 | 0
BART NOX Annual-Naughton 2 -v5.14 | 119 | 7172 | Rate Constraint in lbs/MMBtu | FALSE | L | Annual | Qualifying Generation | TWh | 0.0059148 | 0.046497 | 0 | 0 | 0 | 0 | 0
BART NOX Annual-Naughton 2 -v5.14 | 119 | 7172 | Rate Constraint in lbs/MMBtu | FALSE | L | Annual | Rate | lb/MWh | 0.84495 | 0.84495 | 0 | 0 | 0 | 0 | 0
BART NOX Annual-Naughton 2 -v5.14 | 119 | 7172 | Rate Constraint in lbs/MMBtu | FALSE | L | Annual | Constraint Shadow Price | US2019$/Ton | 0 | 0 | 0 | 0 | 0 | 0 | 0
BART NOX Annual-Naughton 3 -v5.14 | 120 | 7173 | Rate Constraint in lbs/MMBtu | FALSE | L | Annual | Seasons Included | Seasons | Winter, WintShld, Summer | Winter, WintShld, Summer | Winter, WintShld, Summer | Winter, WintShld, Summer | Winter, WintShld, Summer | Winter, WintShld, Summer | Winter, WintShld, Summer
BART NOX Annual-Naughton 3 -v5.14 | 120 | 7173 | Rate Constraint in lbs/MMBtu | FALSE | L | Annual | Standard NOX | lb/MMBtu | 0.12 | 0.12 | 0.12 | 0.12 | 0.12 | 0.12 | 0.12
BART NOX Annual-Naughton 3 -v5.14 | 120 | 7173 | Rate Constraint in lbs/MMBtu | FALSE | L | Annual | Emissions at Affected Plants NOX | Thousand Tons | 0 | 0 | 0 | 0 | 0 | 0 | 0
BART NOX Annual-Naughton 3 -v5.14 | 120 | 7173 | Rate Constraint in lbs/MMBtu | FALSE | L | Annual | Allowances Purchased NOX | Thousand Tons | 0 | 0 | 0 | 0 | 0 | 0 | 0
BART NOX Annual-Naughton 3 -v5.14 | 120 | 7173 | Rate Constraint in lbs/MMBtu | FALSE | L | Annual | Allowances Sold NOX | Thousand Tons | 0 | 0 | 0 | 0 | 0 | 0 | 0
BART NOX Annual-Naughton 3 -v5.14 | 120 | 7173 | Rate Constraint in lbs/MMBtu | FALSE | L | Annual | Allowances Banked | Thousand Tons | 0 | 0 | 0 | 0 | 0 | 0 | 0
BART NOX Annual-Naughton 3 -v5.14 | 120 | 7173 | Rate Constraint in lbs/MMBtu | FALSE | L | Annual | Allowances Withdrawn (1:1) | Thousand Tons | 0 | 0 | 0 | 0 | 0 | 0 | 0
BART NOX Annual-Naughton 3 -v5.14 | 120 | 7173 | Rate Constraint in lbs/MMBtu | FALSE | L | Annual | Allowances Withdrawn (n:1) | Thousand Tons | 0 | 0 | 0 | 0 | 0 | 0 | 0
BART NOX Annual-Naughton 3 -v5.14 | 120 | 7173 | Rate Constraint in lbs/MMBtu | FALSE | L | Annual | Net Emissions Allowance Position | Thousand Tons | 0 | 0 | 0 | 0 | 0 | 0 | 0
BART NOX Annual-Naughton 3 -v5.14 | 120 | 7173 | Rate Constraint in lbs/MMBtu | FALSE | L | Annual | Fuel Consumed | TBtu | 0 | 0 | 0 | 0 | 0 | 0 | 0
BART NOX Annual-Naughton 3 -v5.14 | 120 | 7173 | Rate Constraint in lbs/MMBtu | FALSE | L | Annual | Rate | lb/MMBtu | 0 | 0 | 0 | 0 | 0 | 0 | 0
BART NOX Annual-Naughton 3 -v5.14 | 120 | 7173 | Rate Constraint in lbs/MMBtu | FALSE | L | Annual | Generation | TWh | 0 | 0 | 0 | 0 | 0 | 0 | 0
BART NOX Annual-Naughton 3 -v5.14 | 120 | 7173 | Rate Constraint in lbs/MMBtu | FALSE | L | Annual | Qualifying Generation | TWh | 0 | 0 | 0 | 0 | 0 | 0 | 0
BART NOX Annual-Naughton 3 -v5.14 | 120 | 7173 | Rate Constraint in lbs/MMBtu | FALSE | L | Annual | Rate | lb/MWh | 0 | 0 | 0 | 0 | 0 | 0 | 0
BART NOX Annual-Naughton 3 -v5.14 | 120 | 7173 | Rate Constraint in lbs/MMBtu | FALSE | L | Annual | Constraint Shadow Price | US2019$/Ton | 0 | 0 | 0 | 0 | 0 | 0 | 0
BART NOX Annual-Nebraska City 1 -v5.14 | 121 | 7137 | Rate Constraint in lbs/MMBtu | FALSE | L | Annual | Seasons Included | Seasons | Winter, WintShld, Summer | Winter, WintShld, Summer | Winter, WintShld, Summer | Winter, WintShld, Summer | Winter, WintShld, Summer | Winter, WintShld, Summer | Winter, WintShld, Summer
BART NOX Annual-Nebraska City 1 -v5.14 | 121 | 7137 | Rate Constraint in lbs/MMBtu | FALSE | L | Annual | Standard NOX | lb/MMBtu | 0.23 | 0.23 | 0.23 | 0.23 | 0.23 | 0.23 | 0.23
BART NOX Annual-Nebraska City 1 -v5.14 | 121 | 7137 | Rate Constraint in lbs/MMBtu | FALSE | L | Annual | Emissions at Affected Plants NOX | Thousand Tons | 4.2569 | 0.85528 | 0 | 0 | 0 | 0 | 0
BART NOX Annual-Nebraska City 1 -v5.14 | 121 | 7137 | Rate Constraint in lbs/MMBtu | FALSE | L | Annual | Allowances Purchased NOX | Thousand Tons | 0 | 0 | 0 | 0 | 0 | 0 | 0
BART NOX Annual-Nebraska City 1 -v5.14 | 121 | 7137 | Rate Constraint in lbs/MMBtu | FALSE | L | Annual | Allowances Sold NOX | Thousand Tons | 0 | 0 | 0 | 0 | 0 | 0 | 0
BART NOX Annual-Nebraska City 1 -v5.14 | 121 | 7137 | Rate Constraint in lbs/MMBtu | FALSE | L | Annual | Allowances Banked | Thousand Tons | 0 | 0 | 0 | 0 | 0 | 0 | 0
BART NOX Annual-Nebraska City 1 -v5.14 | 121 | 7137 | Rate Constraint in lbs/MMBtu | FALSE | L | Annual | Allowances Withdrawn (1:1) | Thousand Tons | 0 | 0 | 0 | 0 | 0 | 0 | 0
BART NOX Annual-Nebraska City 1 -v5.14 | 121 | 7137 | Rate Constraint in lbs/MMBtu | FALSE | L | Annual | Allowances Withdrawn (n:1) | Thousand Tons | 0 | 0 | 0 | 0 | 0 | 0 | 0
BART NOX Annual-Nebraska City 1 -v5.14 | 121 | 7137 | Rate Constraint in lbs/MMBtu | FALSE | L | Annual | Net Emissions Allowance Position | Thousand Tons | 4.2569 | 0.85528 | 0 | 0 | 0 | 0 | 0
BART NOX Annual-Nebraska City 1 -v5.14 | 121 | 7137 | Rate Constraint in lbs/MMBtu | FALSE | L | Annual | Fuel Consumed | TBtu | 45.4313 | 9.1278 | 0 | 0 | 0 | 0 | 0
BART NOX Annual-Nebraska City 1 -v5.14 | 121 | 7137 | Rate Constraint in lbs/MMBtu | FALSE | L | Annual | Rate | lb/MMBtu | 0.1874 | 0.1874 | 0 | 0 | 0 | 0 | 0
BART NOX Annual-Nebraska City 1 -v5.14 | 121 | 7137 | Rate Constraint in lbs/MMBtu | FALSE | L | Annual | Generation | TWh | 4.6273 | 0.9297 | 0 | 0 | 0 | 0 | 0
BART NOX Annual-Nebraska City 1 -v5.14 | 121 | 7137 | Rate Constraint in lbs/MMBtu | FALSE | L | Annual | Qualifying Generation | TWh | 4.6273 | 0.9297 | 0 | 0 | 0 | 0 | 0
BART NOX Annual-Nebraska City 1 -v5.14 | 121 | 7137 | Rate Constraint in lbs/MMBtu | FALSE | L | Annual | Rate | lb/MWh | 1.8399 | 1.8399 | 0 | 0 | 0 | 0 | 0
BART NOX Annual-Nebraska City 1 -v5.14 | 121 | 7137 | Rate Constraint in lbs/MMBtu | FALSE | L | Annual | Constraint Shadow Price | US2019$/Ton | 0 | 0 | 0 | 0 | 0 | 0 | 0
BART NOX Annual-Northeastern 3313 -v5.13 | 122 | 7159 | Rate Constraint in lbs/MMBtu | FALSE | L | Annual | Seasons Included | Seasons | Winter, WintShld, Summer | Winter, WintShld, Summer | Winter, WintShld, Summer | Winter, WintShld, Summer | Winter, WintShld, Summer | Winter, WintShld, Summer | Winter, WintShld, Summer
BART NOX Annual-Northeastern 3313 -v5.13 | 122 | 7159 | Rate Constraint in lbs/MMBtu | FALSE | L | Annual | Standard NOX | lb/MMBtu | 0.23 | 0.23 | 0.23 | 0.23 | 0.23 | 0.23 | 0.23
BART NOX Annual-Northeastern 3313 -v5.13 | 122 | 7159 | Rate Constraint in lbs/MMBtu | FALSE | L | Annual | Emissions at Affected Plants NOX | Thousand Tons | 0 | 0 | 0 | 0 | 0 | 0 | 0
BART NOX Annual-Northeastern 3313 -v5.13 | 122 | 7159 | Rate Constraint in lbs/MMBtu | FALSE | L | Annual | Allowances Purchased NOX | Thousand Tons | 0 | 0 | 0 | 0 | 0 | 0 | 0
BART NOX Annual-Northeastern 3313 -v5.13 | 122 | 7159 | Rate Constraint in lbs/MMBtu | FALSE | L | Annual | Allowances Sold NOX | Thousand Tons | 0 | 0 | 0 | 0 | 0 | 0 | 0
BART NOX Annual-Northeastern 3313 -v5.13 | 122 | 7159 | Rate Constraint in lbs/MMBtu | FALSE | L | Annual | Allowances Banked | Thousand Tons | 0 | 0 | 0 | 0 | 0 | 0 | 0
BART NOX Annual-Northeastern 3313 -v5.13 | 122 | 7159 | Rate Constraint in lbs/MMBtu | FALSE | L | Annual | Allowances Withdrawn (1:1) | Thousand Tons | 0 | 0 | 0 | 0 | 0 | 0 | 0
BART NOX Annual-Northeastern 3313 -v5.13 | 122 | 7159 | Rate Constraint in lbs/MMBtu | FALSE | L | Annual | Allowances Withdrawn (n:1) | Thousand Tons | 0 | 0 | 0 | 0 | 0 | 0 | 0
BART NOX Annual-Northeastern 3313 -v5.13 | 122 | 7159 | Rate Constraint in lbs/MMBtu | FALSE | L | Annual | Net Emissions Allowance Position | Thousand Tons | 0 | 0 | 0 | 0 | 0 | 0 | 0
BART NOX Annual-Northeastern 3313 -v5.13 | 122 | 7159 | Rate Constraint in lbs/MMBtu | FALSE | L | Annual | Fuel Consumed | TBtu | 0 | 0 | 0 | 0 | 0 | 0 | 0
BART NOX Annual-Northeastern 3313 -v5.13 | 122 | 7159 | Rate Constraint in lbs/MMBtu | FALSE | L | Annual | Rate | lb/MMBtu | 0 | 0 | 0 | 0 | 0 | 0 | 0
BART NOX Annual-Northeastern 3313 -v5.13 | 122 | 7159 | Rate Constraint in lbs/MMBtu | FALSE | L | Annual | Generation | TWh | 0 | 0 | 0 | 0 | 0 | 0 | 0
BART NOX Annual-Northeastern 3313 -v5.13 | 122 | 7159 | Rate Constraint in lbs/MMBtu | FALSE | L | Annual | Qualifying Generation | TWh | 0 | 0 | 0 | 0 | 0 | 0 | 0
BART NOX Annual-Northeastern 3313 -v5.13 | 122 | 7159 | Rate Constraint in lbs/MMBtu | FALSE | L | Annual | Rate | lb/MWh | 0 | 0 | 0 | 0 | 0 | 0 | 0
BART NOX Annual-Northeastern 3313 -v5.13 | 122 | 7159 | Rate Constraint in lbs/MMBtu | FALSE | L | Annual | Constraint Shadow Price | US2019$/Ton | 0 | 0 | 0 | 0 | 0 | 0 | 0
BART NOX Annual-Pawnee 1 -v5.13 | 123 | 7155 | Rate Constraint in lbs/MMBtu | FALSE | L | Annual | Seasons Included | Seasons | Winter, WintShld, Summer | Winter, WintShld, Summer | Winter, WintShld, Summer | Winter, WintShld, Summer | Winter, WintShld, Summer | Winter, WintShld, Summer | Winter, WintShld, Summer
BART NOX Annual-Pawnee 1 -v5.13 | 123 | 7155 | Rate Constraint in lbs/MMBtu | FALSE | L | Annual | Standard NOX | lb/MMBtu | 0.07 | 0.07 | 0.07 | 0.07 | 0.07 | 0.07 | 0.07
BART NOX Annual-Pawnee 1 -v5.13 | 123 | 7155 | Rate Constraint in lbs/MMBtu | FALSE | L | Annual | Emissions at Affected Plants NOX | Thousand Tons | 0.00095056 | 0.0040221 | 0.0040221 | 0.0040221 | 0.0040221 | 0.0040221 | 0.0040221
BART NOX Annual-Pawnee 1 -v5.13 | 123 | 7155 | Rate Constraint in lbs/MMBtu | FALSE | L | Annual | Allowances Purchased NOX | Thousand Tons | 0 | 0 | 0 | 0 | 0 | 0 | 0
BART NOX Annual-Pawnee 1 -v5.13 | 123 | 7155 | Rate Constraint in lbs/MMBtu | FALSE | L | Annual | Allowances Sold NOX | Thousand Tons | 0 | 0 | 0 | 0 | 0 | 0 | 0
BART NOX Annual-Pawnee 1 -v5.13 | 123 | 7155 | Rate Constraint in lbs/MMBtu | FALSE | L | Annual | Allowances Banked | Thousand Tons | 0 | 0 | 0 | 0 | 0 | 0 | 0
BART NOX Annual-Pawnee 1 -v5.13 | 123 | 7155 | Rate Constraint in lbs/MMBtu | FALSE | L | Annual | Allowances Withdrawn (1:1) | Thousand Tons | 0 | 0 | 0 | 0 | 0 | 0 | 0
BART NOX Annual-Pawnee 1 -v5.13 | 123 | 7155 | Rate Constraint in lbs/MMBtu | FALSE | L | Annual | Allowances Withdrawn (n:1) | Thousand Tons | 0 | 0 | 0 | 0 | 0 | 0 | 0
BART NOX Annual-Pawnee 1 -v5.13 | 123 | 7155 | Rate Constraint in lbs/MMBtu | FALSE | L | Annual | Net Emissions Allowance Position | Thousand Tons | 0.00095056 | 0.0040221 | 0.0040221 | 0.0040221 | 0.0040221 | 0.0040221 | 0.0040221
BART NOX Annual-Pawnee 1 -v5.13 | 123 | 7155 | Rate Constraint in lbs/MMBtu | FALSE | L | Annual | Fuel Consumed | TBtu | 0.035284 | 0.1493 | 0.1493 | 0.1493 | 0.1493 | 0.1493 | 0.1493
BART NOX Annual-Pawnee 1 -v5.13 | 123 | 7155 | Rate Constraint in lbs/MMBtu | FALSE | L | Annual | Rate | lb/MMBtu | 0.05388 | 0.05388 | 0.05388 | 0.05388 | 0.05388 | 0.05388 | 0.05388
BART NOX Annual-Pawnee 1 -v5.13 | 123 | 7155 | Rate Constraint in lbs/MMBtu | FALSE | L | Annual | Generation | TWh | 0.0032765 | 0.0091276 | 0.0091276 | 0.0091276 | 0.0091276 | 0.0091276 | 0.0091276
BART NOX Annual-Pawnee 1 -v5.13 | 123 | 7155 | Rate Constraint in lbs/MMBtu | FALSE | L | Annual | Qualifying Generation | TWh | 0.0032765 | 0.0091276 | 0.0091276 | 0.0091276 | 0.0091276 | 0.0091276 | 0.0091276
BART NOX Annual-Pawnee 1 -v5.13 | 123 | 7155 | Rate Constraint in lbs/MMBtu | FALSE | L | Annual | Rate | lb/MWh | 0.58023 | 0.88129 | 0.88129 | 0.88129 | 0.88129 | 0.88129 | 0.88129
BART NOX Annual-Pawnee 1 -v5.13 | 123 | 7155 | Rate Constraint in lbs/MMBtu | FALSE | L | Annual | Constraint Shadow Price | US2019$/Ton | 0 | 0 | 0 | 0 | 0 | 0 | 0
BART NOX Annual-Ray D Nixon 1 -v5.13 | 124 | 7156 | Rate Constraint in lbs/MMBtu | FALSE | L | Annual | Seasons Included | Seasons | Winter, WintShld, Summer | Winter, WintShld, Summer | Winter, WintShld, Summer | Winter, WintShld, Summer | Winter, WintShld, Summer | Winter, WintShld, Summer | Winter, WintShld, Summer
BART NOX Annual-Ray D Nixon 1 -v5.13 | 124 | 7156 | Rate Constraint in lbs/MMBtu | FALSE | L | Annual | Standard NOX | lb/MMBtu | 0.21 | 0.21 | 0.21 | 0.21 | 0.21 | 0.21 | 0.21
BART NOX Annual-Ray D Nixon 1 -v5.13 | 124 | 7156 | Rate Constraint in lbs/MMBtu | FALSE | L | Annual | Emissions at Affected Plants NOX | Thousand Tons | 0.28339 | 0 | 0 | 0 | 0 | 0 | 0
BART NOX Annual-Ray D Nixon 1 -v5.13 | 124 | 7156 | Rate Constraint in lbs/MMBtu | FALSE | L | Annual | Allowances Purchased NOX | Thousand Tons | 0 | 0 | 0 | 0 | 0 | 0 | 0
BART NOX Annual-Ray D Nixon 1 -v5.13 | 124 | 7156 | Rate Constraint in lbs/MMBtu | FALSE | L | Annual | Allowances Sold NOX | Thousand Tons | 0 | 0 | 0 | 0 | 0 | 0 | 0
BART NOX Annual-Ray D Nixon 1 -v5.13 | 124 | 7156 | Rate Constraint in lbs/MMBtu | FALSE | L | Annual | Allowances Banked | Thousand Tons | 0 | 0 | 0 | 0 | 0 | 0 | 0
BART NOX Annual-Ray D Nixon 1 -v5.13 | 124 | 7156 | Rate Constraint in lbs/MMBtu | FALSE | L | Annual | Allowances Withdrawn (1:1) | Thousand Tons | 0 | 0 | 0 | 0 | 0 | 0 | 0
BART NOX Annual-Ray D Nixon 1 -v5.13 | 124 | 7156 | Rate Constraint in lbs/MMBtu | FALSE | L | Annual | Allowances Withdrawn (n:1) | Thousand Tons | 0 | 0 | 0 | 0 | 0 | 0 | 0
BART NOX Annual-Ray D Nixon 1 -v5.13 | 124 | 7156 | Rate Constraint in lbs/MMBtu | FALSE | L | Annual | Net Emissions Allowance Position | Thousand Tons | 0.28339 | 0 | 0 | 0 | 0 | 0 | 0
BART NOX Annual-Ray D Nixon 1 -v5.13 | 124 | 7156 | Rate Constraint in lbs/MMBtu | FALSE | L | Annual | Fuel Consumed | TBtu | 3.4811 | 0 | 0 | 0 | 0 | 0 | 0
BART NOX Annual-Ray D Nixon 1 -v5.13 | 124 | 7156 | Rate Constraint in lbs/MMBtu | FALSE | L | Annual | Rate | lb/MMBtu | 0.16282 | 0 | 0 | 0 | 0 | 0 | 0
BART NOX Annual-Ray D Nixon 1 -v5.13 | 124 | 7156 | Rate Constraint in lbs/MMBtu | FALSE | L | Annual | Generation | TWh | 0.33289 | 0 | 0 | 0 | 0 | 0 | 0
BART NOX Annual-Ray D Nixon 1 -v5.13 | 124 | 7156 | Rate Constraint in lbs/MMBtu | FALSE | L | Annual | Qualifying Generation | TWh | 0.33289 | 0 | 0 | 0 | 0 | 0 | 0
BART NOX Annual-Ray D Nixon 1 -v5.13 | 124 | 7156 | Rate Constraint in lbs/MMBtu | FALSE | L | Annual | Rate | lb/MWh | 1.7026 | 0 | 0 | 0 | 0 | 0 | 0
BART NOX Annual-Ray D Nixon 1 -v5.13 | 124 | 7156 | Rate Constraint in lbs/MMBtu | FALSE | L | Annual | Constraint Shadow Price | US2019$/Ton | 0 | 0 | 0 | 0 | 0 | 0 | 0
BART NOX Annual-Sooner 1 -v5.13 | 125 | 7157 | Rate Constraint in lbs/MMBtu | FALSE | L | Annual | Seasons Included | Seasons | Winter, WintShld, Summer | Winter, WintShld, Summer | Winter, WintShld, Summer | Winter, WintShld, Summer | Winter, WintShld, Summer | Winter, WintShld, Summer | Winter, WintShld, Summer
BART NOX Annual-Sooner 1 -v5.13 | 125 | 7157 | Rate Constraint in lbs/MMBtu | FALSE | L | Annual | Standard NOX | lb/MMBtu | 0.15 | 0.15 | 0.15 | 0.15 | 0.15 | 0.15 | 0.15
BART NOX Annual-Sooner 1 -v5.13 | 125 | 7157 | Rate Constraint in lbs/MMBtu | FALSE | L | Annual | Emissions at Affected Plants NOX | Thousand Tons | 0 | 0 | 0 | 0 | 0 | 0 | 0
BART NOX Annual-Sooner 1 -v5.13 | 125 | 7157 | Rate Constraint in lbs/MMBtu | FALSE | L | Annual | Allowances Purchased NOX | Thousand Tons | 0 | 0 | 0 | 0 | 0 | 0 | 0
BART NOX Annual-Sooner 1 -v5.13 | 125 | 7157 | Rate Constraint in lbs/MMBtu | FALSE | L | Annual | Allowances Sold NOX | Thousand Tons | 0 | 0 | 0 | 0 | 0 | 0 | 0
BART NOX Annual-Sooner 1 -v5.13 | 125 | 7157 | Rate Constraint in lbs/MMBtu | FALSE | L | Annual | Allowances Banked | Thousand Tons | 0 | 0 | 0 | 0 | 0 | 0 | 0
BART NOX Annual-Sooner 1 -v5.13 | 125 | 7157 | Rate Constraint in lbs/MMBtu | FALSE | L | Annual | Allowances Withdrawn (1:1) | Thousand Tons | 0 | 0 | 0 | 0 | 0 | 0 | 0
BART NOX Annual-Sooner 1 -v5.13 | 125 | 7157 | Rate Constraint in lbs/MMBtu | FALSE | L | Annual | Allowances Withdrawn (n:1) | Thousand Tons | 0 | 0 | 0 | 0 | 0 | 0 | 0
BART NOX Annual-Sooner 1 -v5.13 | 125 | 7157 | Rate Constraint in lbs/MMBtu | FALSE | L | Annual | Net Emissions Allowance Position | Thousand Tons | 0 | 0 | 0 | 0 | 0 | 0 | 0
BART NOX Annual-Sooner 1 -v5.13 | 125 | 7157 | Rate Constraint in lbs/MMBtu | FALSE | L | Annual | Fuel Consumed | TBtu | 0 | 0 | 0 | 0 | 0 | 0 | 0
BART NOX Annual-Sooner 1 -v5.13 | 125 | 7157 | Rate Constraint in lbs/MMBtu | FALSE | L | Annual | Rate | lb/MMBtu | 0 | 0 | 0 | 0 | 0 | 0 | 0
BART NOX Annual-Sooner 1 -v5.13 | 125 | 7157 | Rate Constraint in lbs/MMBtu | FALSE | L | Annual | Generation | TWh | 0 | 0 | 0 | 0 | 0 | 0 | 0
BART NOX Annual-Sooner 1 -v5.13 | 125 | 7157 | Rate Constraint in lbs/MMBtu | FALSE | L | Annual | Qualifying Generation | TWh | 0 | 0 | 0 | 0 | 0 | 0 | 0
BART NOX Annual-Sooner 1 -v5.13 | 125 | 7157 | Rate Constraint in lbs/MMBtu | FALSE | L | Annual | Rate | lb/MWh | 0 | 0 | 0 | 0 | 0 | 0 | 0
BART NOX Annual-Sooner 1 -v5.13 | 125 | 7157 | Rate Constraint in lbs/MMBtu | FALSE | L | Annual | Constraint Shadow Price | US2019$/Ton | 0 | 0 | 0 | 0 | 0 | 0 | 0
BART NOX Annual-Sooner 2 -v5.13 | 126 | 7158 | Rate Constraint in lbs/MMBtu | FALSE | L | Annual | Seasons Included | Seasons | Winter, WintShld, Summer | Winter, WintShld, Summer | Winter, WintShld, Summer | Winter, WintShld, Summer | Winter, WintShld, Summer | Winter, WintShld, Summer | Winter, WintShld, Summer
BART NOX Annual-Sooner 2 -v5.13 | 126 | 7158 | Rate Constraint in lbs/MMBtu | FALSE | L | Annual | Standard NOX | lb/MMBtu | 0.15 | 0.15 | 0.15 | 0.15 | 0.15 | 0.15 | 0.15
BART NOX Annual-Sooner 2 -v5.13 | 126 | 7158 | Rate Constraint in lbs/MMBtu | FALSE | L | Annual | Emissions at Affected Plants NOX | Thousand Tons | 0 | 0 | 0 | 0 | 0 | 0 | 0
BART NOX Annual-Sooner 2 -v5.13 | 126 | 7158 | Rate Constraint in lbs/MMBtu | FALSE | L | Annual | Allowances Purchased NOX | Thousand Tons | 0 | 0 | 0 | 0 | 0 | 0 | 0
BART NOX Annual-Sooner 2 -v5.13 | 126 | 7158 | Rate Constraint in lbs/MMBtu | FALSE | L | Annual | Allowances Sold NOX | Thousand Tons | 0 | 0 | 0 | 0 | 0 | 0 | 0
BART NOX Annual-Sooner 2 -v5.13 | 126 | 7158 | Rate Constraint in lbs/MMBtu | FALSE | L | Annual | Allowances Banked | Thousand Tons | 0 | 0 | 0 | 0 | 0 | 0 | 0
BART NOX Annual-Sooner 2 -v5.13 | 126 | 7158 | Rate Constraint in lbs/MMBtu | FALSE | L | Annual | Allowances Withdrawn (1:1) | Thousand Tons | 0 | 0 | 0 | 0 | 0 | 0 | 0
BART NOX Annual-Sooner 2 -v5.13 | 126 | 7158 | Rate Constraint in lbs/MMBtu | FALSE | L | Annual | Allowances Withdrawn (n:1) | Thousand Tons | 0 | 0 | 0 | 0 | 0 | 0 | 0
BART NOX Annual-Sooner 2 -v5.13 | 126 | 7158 | Rate Constraint in lbs/MMBtu | FALSE | L | Annual | Net Emissions Allowance Position | Thousand Tons | 0 | 0 | 0 | 0 | 0 | 0 | 0
BART NOX Annual-Sooner 2 -v5.13 | 126 | 7158 | Rate Constraint in lbs/MMBtu | FALSE | L | Annual | Fuel Consumed | TBtu | 0 | 0 | 0 | 0 | 0 | 0 | 0
BART NOX Annual-Sooner 2 -v5.13 | 126 | 7158 | Rate Constraint in lbs/MMBtu | FALSE | L | Annual | Rate | lb/MMBtu | 0 | 0 | 0 | 0 | 0 | 0 | 0
BART NOX Annual-Sooner 2 -v5.13 | 126 | 7158 | Rate Constraint in lbs/MMBtu | FALSE | L | Annual | Generation | TWh | 0 | 0 | 0 | 0 | 0 | 0 | 0
BART NOX Annual-Sooner 2 -v5.13 | 126 | 7158 | Rate Constraint in lbs/MMBtu | FALSE | L | Annual | Qualifying Generation | TWh | 0 | 0 | 0 | 0 | 0 | 0 | 0
BART NOX Annual-Sooner 2 -v5.13 | 126 | 7158 | Rate Constraint in lbs/MMBtu | FALSE | L | Annual | Rate | lb/MWh | 0 | 0 | 0 | 0 | 0 | 0 | 0
BART NOX Annual-Sooner 2 -v5.13 | 126 | 7158 | Rate Constraint in lbs/MMBtu | FALSE | L | Annual | Constraint Shadow Price | US2019$/Ton | 0 | 0 | 0 | 0 | 0 | 0 | 0
BART NOX Annual-Wyodak - v6.20 | 127 | 7647 | Rate Constraint in lbs/MMBtu | FALSE | L | Annual | Seasons Included | Seasons | Winter, WintShld, Summer | Winter, WintShld, Summer | Winter, WintShld, Summer | Winter, WintShld, Summer | Winter, WintShld, Summer | Winter, WintShld, Summer | Winter, WintShld, Summer
BART NOX Annual-Wyodak - v6.20 | 127 | 7647 | Rate Constraint in lbs/MMBtu | FALSE | L | Annual | Standard NOX | lb/MMBtu | 0.23 | 0.23 | 0.23 | 0.23 | 0.23 | 0.23 | 0.23
BART NOX Annual-Wyodak - v6.20 | 127 | 7647 | Rate Constraint in lbs/MMBtu | FALSE | L | Annual | Emissions at Affected Plants NOX | Thousand Tons | 0 | 0 | 0 | 0 | 0 | 0 | 0
BART NOX Annual-Wyodak - v6.20 | 127 | 7647 | Rate Constraint in lbs/MMBtu | FALSE | L | Annual | Allowances Purchased NOX | Thousand Tons | 0 | 0 | 0 | 0 | 0 | 0 | 0
BART NOX Annual-Wyodak - v6.20 | 127 | 7647 | Rate Constraint in lbs/MMBtu | FALSE | L | Annual | Allowances Sold NOX | Thousand Tons | 0 | 0 | 0 | 0 | 0 | 0 | 0
BART NOX Annual-Wyodak - v6.20 | 127 | 7647 | Rate Constraint in lbs/MMBtu | FALSE | L | Annual | Allowances Banked | Thousand Tons | 0 | 0 | 0 | 0 | 0 | 0 | 0
BART NOX Annual-Wyodak - v6.20 | 127 | 7647 | Rate Constraint in lbs/MMBtu | FALSE | L | Annual | Allowances Withdrawn (1:1) | Thousand Tons | 0 | 0 | 0 | 0 | 0 | 0 | 0
BART NOX Annual-Wyodak - v6.20 | 127 | 7647 | Rate Constraint in lbs/MMBtu | FALSE | L | Annual | Allowances Withdrawn (n:1) | Thousand Tons | 0 | 0 | 0 | 0 | 0 | 0 | 0
BART NOX Annual-Wyodak - v6.20 | 127 | 7647 | Rate Constraint in lbs/MMBtu | FALSE | L | Annual | Net Emissions Allowance Position | Thousand Tons | 0 | 0 | 0 | 0 | 0 | 0 | 0
BART NOX Annual-Wyodak - v6.20 | 127 | 7647 | Rate Constraint in lbs/MMBtu | FALSE | L | Annual | Fuel Consumed | TBtu | 0 | 0 | 0 | 0 | 0 | 0 | 0
BART NOX Annual-Wyodak - v6.20 | 127 | 7647 | Rate Constraint in lbs/MMBtu | FALSE | L | Annual | Rate | lb/MMBtu | 0 | 0 | 0 | 0 | 0 | 0 | 0
BART NOX Annual-Wyodak - v6.20 | 127 | 7647 | Rate Constraint in lbs/MMBtu | FALSE | L | Annual | Generation | TWh | 0 | 0 | 0 | 0 | 0 | 0 | 0
BART NOX Annual-Wyodak - v6.20 | 127 | 7647 | Rate Constraint in lbs/MMBtu | FALSE | L | Annual | Qualifying Generation | TWh | 0 | 0 | 0 | 0 | 0 | 0 | 0
BART NOX Annual-Wyodak - v6.20 | 127 | 7647 | Rate Constraint in lbs/MMBtu | FALSE | L | Annual | Rate | lb/MWh | 0 | 0 | 0 | 0 | 0 | 0 | 0
BART NOX Annual-Wyodak - v6.20 | 127 | 7647 | Rate Constraint in lbs/MMBtu | FALSE | L | Annual | Constraint Shadow Price | US2019$/Ton | 0 | 0 | 0 | 0 | 0 | 0 | 0
BART NOX Cap-Craig C1 -v6.20 | 128 | 7657 | Rate Constraint in MTons | FALSE | L | Annual | Seasons Included | Seasons | Winter, WintShld, Summer | Winter, WintShld, Summer | Winter, WintShld, Summer | Winter, WintShld, Summer | Winter, WintShld, Summer | Winter, WintShld, Summer | Winter, WintShld, Summer
BART NOX Cap-Craig C1 -v6.20 | 128 | 7657 | Rate Constraint in MTons | FALSE | L | Annual | Standard NOX | Thousand Tons | 4.065 | 4.065 | 4.065 | 4.065 | 4.065 | 4.065 | 4.065
BART NOX Cap-Craig C1 -v6.20 | 128 | 7657 | Rate Constraint in MTons | FALSE | L | Annual | Emissions at Affected Plants NOX | Thousand Tons | 0 | 0 | 0 | 0 | 0 | 0 | 0
BART NOX Cap-Craig C1 -v6.20 | 128 | 7657 | Rate Constraint in MTons | FALSE | L | Annual | Allowances Purchased NOX | Thousand Tons | 0 | 0 | 0 | 0 | 0 | 0 | 0
BART NOX Cap-Craig C1 -v6.20 | 128 | 7657 | Rate Constraint in MTons | FALSE | L | Annual | Allowances Sold NOX | Thousand Tons | 0 | 0 | 0 | 0 | 0 | 0 | 0
BART NOX Cap-Craig C1 -v6.20 | 128 | 7657 | Rate Constraint in MTons | FALSE | L | Annual | Allowances Banked | Thousand Tons | 0 | 0 | 0 | 0 | 0 | 0 | 0
BART NOX Cap-Craig C1 -v6.20 | 128 | 7657 | Rate Constraint in MTons | FALSE | L | Annual | Allowances Withdrawn (1:1) | Thousand Tons | 0 | 0 | 0 | 0 | 0 | 0 | 0
BART NOX Cap-Craig C1 -v6.20 | 128 | 7657 | Rate Constraint in MTons | FALSE | L | Annual | Allowances Withdrawn (n:1) | Thousand Tons | 0 | 0 | 0 | 0 | 0 | 0 | 0
BART NOX Cap-Craig C1 -v6.20 | 128 | 7657 | Rate Constraint in MTons | FALSE | L | Annual | Net Emissions Allowance Position | Thousand Tons | 0 | 0 | 0 | 0 | 0 | 0 | 0
BART NOX Cap-Craig C1 -v6.20 | 128 | 7657 | Rate Constraint in MTons | FALSE | L | Annual | Fuel Consumed | TBtu | 0 | 0 | 0 | 0 | 0 | 0 | 0
BART NOX Cap-Craig C1 -v6.20 | 128 | 7657 | Rate Constraint in MTons | FALSE | L | Annual | Rate | lb/MMBtu | 0 | 0 | 0 | 0 | 0 | 0 | 0
BART NOX Cap-Craig C1 -v6.20 | 128 | 7657 | Rate Constraint in MTons | FALSE | L | Annual | Generation | TWh | 0 | 0 | 0 | 0 | 0 | 0 | 0
BART NOX Cap-Craig C1 -v6.20 | 128 | 7657 | Rate Constraint in MTons | FALSE | L | Annual | Qualifying Generation | TWh | 0 | 0 | 0 | 0 | 0 | 0 | 0
BART NOX Cap-Craig C1 -v6.20 | 128 | 7657 | Rate Constraint in MTons | FALSE | L | Annual | Rate | lb/MWh | 0 | 0 | 0 | 0 | 0 | 0 | 0
BART NOX Cap-Craig C1 -v6.20 | 128 | 7657 | Rate Constraint in MTons | FALSE | L | Annual | Constraint Shadow Price | US2019$/Ton | 0 | 0 | 0 | 0 | 0 | 0 | 0
BART SO2 Annual- Arthur Kill- v5.16 | 129 | 7243 | Rate Constraint in lbs/MMBtu | FALSE | L | Annual | Seasons Included | Seasons | Winter, WintShld, Summer | Winter, WintShld, Summer | Winter, WintShld, Summer | Winter, WintShld, Summer | Winter, WintShld, Summer | Winter, WintShld, Summer | Winter, WintShld, Summer
BART SO2 Annual- Arthur Kill- v5.16 | 129 | 7243 | Rate Constraint in lbs/MMBtu | FALSE | L | Annual | Standard SO2 | lb/MMBtu | 0.15 | 0.15 | 0.15 | 0.15 | 0.15 | 0.15 | 0.15
BART SO2 Annual- Arthur Kill- v5.16 | 129 | 7243 | Rate Constraint in lbs/MMBtu | FALSE | L | Annual | Emissions at Affected Plants SO2 | Thousand Tons | 0 | 0 | 0 | 0 | 0 | 0 | 0
BART SO2 Annual- Arthur Kill- v5.16 | 129 | 7243 | Rate Constraint in lbs/MMBtu | FALSE | L | Annual | Allowances Purchased SO2 | Thousand Tons | 0 | 0 | 0 | 0 | 0 | 0 | 0
BART SO2 Annual- Arthur Kill- v5.16 | 129 | 7243 | Rate Constraint in lbs/MMBtu | FALSE | L | Annual | Allowances Sold SO2 | Thousand Tons | 0 | 0 | 0 | 0 | 0 | 0 | 0
BART SO2 Annual- Arthur Kill- v5.16 | 129 | 7243 | Rate Constraint in lbs/MMBtu | FALSE | L | Annual | Allowances Banked | Thousand Tons | 0 | 0 | 0 | 0 | 0 | 0 | 0
BART SO2 Annual- Arthur Kill- v5.16 | 129 | 7243 | Rate Constraint in lbs/MMBtu | FALSE | L | Annual | Allowances Withdrawn (1:1) | Thousand Tons | 0 | 0 | 0 | 0 | 0 | 0 | 0
BART SO2 Annual- Arthur Kill- v5.16 | 129 | 7243 | Rate Constraint in lbs/MMBtu | FALSE | L | Annual | Allowances Withdrawn (n:1) | Thousand Tons | 0 | 0 | 0 | 0 | 0 | 0 | 0
BART SO2 Annual- Arthur Kill- v5.16 | 129 | 7243 | Rate Constraint in lbs/MMBtu | FALSE | L | Annual | Net Emissions Allowance Position | Thousand Tons | 0 | 0 | 0 | 0 | 0 | 0 | 0
BART SO2 Annual- Arthur Kill- v5.16 | 129 | 7243 | Rate Constraint in lbs/MMBtu | FALSE | L | Annual | Fuel Consumed | TBtu | 3.6936 | 0 | 0 | 0 | 0 | 0 | 0
BART SO2 Annual- Arthur Kill- v5.16 | 129 | 7243 | Rate Constraint in lbs/MMBtu | FALSE | L | Annual | Rate | lb/MMBtu | 0 | 0 | 0 | 0 | 0 | 0 | 0
BART SO2 Annual- Arthur Kill- v5.16 | 129 | 7243 | Rate Constraint in lbs/MMBtu | FALSE | L | Annual | Generation | TWh | 0.32899 | 0 | 0 | 0 | 0 | 0 | 0
BART SO2 Annual- Arthur Kill- v5.16 | 129 | 7243 | Rate Constraint in lbs/MMBtu | FALSE | L | Annual | Qualifying Generation | TWh | 0.32899 | 0 | 0 | 0 | 0 | 0 | 0
BART SO2 Annual- Arthur Kill- v5.16 | 129 | 7243 | Rate Constraint in lbs/MMBtu | FALSE | L | Annual | Rate | lb/MWh | 0 | 0 | 0 | 0 | 0 | 0 | 0
BART SO2 Annual- Arthur Kill- v5.16 | 129 | 7243 | Rate Constraint in lbs/MMBtu | FALSE | L | Annual | Constraint Shadow Price | US2019$/Ton | 0 | 0 | 0 | 0 | 0 | 0 | 0
BART SO2 Annual- Big Stone 1- v5.16 | 130 | 7234 | Rate Constraint in lbs/MMBtu | FALSE | L | Annual | Seasons Included | Seasons | Winter, WintShld, Summer | Winter, WintShld, Summer | Winter, WintShld, Summer | Winter, WintShld, Summer | Winter, WintShld, Summer | Winter, WintShld, Summer | Winter, WintShld, Summer
BART SO2 Annual- Big Stone 1- v5.16 | 130 | 7234 | Rate Constraint in lbs/MMBtu | FALSE | L | Annual | Standard SO2 | lb/MMBtu | 0.09 | 0.09 | 0.09 | 0.09 | 0.09 | 0.09 | 0.09
BART SO2 Annual- Big Stone 1- v5.16 | 130 | 7234 | Rate Constraint in lbs/MMBtu | FALSE | L | Annual | Emissions at Affected Plants SO2 | Thousand Tons | 1.1466 | 0.28979 | 0 | 0 | 0 | 0 | 0
BART SO2 Annual- Big Stone 1- v5.16 | 130 | 7234 | Rate Constraint in lbs/MMBtu | FALSE | L | Annual | Allowances Purchased SO2 | Thousand Tons | 0 | 0 | 0 | 0 | 0 | 0 | 0
BART SO2 Annual- Big Stone 1- v5.16 | 130 | 7234 | Rate Constraint in lbs/MMBtu | FALSE | L | Annual | Allowances Sold SO2 | Thousand Tons | 0 | 0 | 0 | 0 | 0 | 0 | 0
BART SO2 Annual- Big Stone 1- v5.16 | 130 | 7234 | Rate Constraint in lbs/MMBtu | FALSE | L | Annual | Allowances Banked | Thousand Tons | 0 | 0 | 0 | 0 | 0 | 0 | 0
BART SO2 Annual- Big Stone 1- v5.16 | 130 | 7234 | Rate Constraint in lbs/MMBtu | FALSE | L | Annual | Allowances Withdrawn (1:1) | Thousand Tons | 0 | 0 | 0 | 0 | 0 | 0 | 0
BART SO2 Annual- Big Stone 1- v5.16 | 130 | 7234 | Rate Constraint in lbs/MMBtu | FALSE | L | Annual | Allowances Withdrawn (n:1) | Thousand Tons | 0 | 0 | 0 | 0 | 0 | 0 | 0
BART SO2 Annual- Big Stone 1- v5.16 | 130 | 7234 | Rate Constraint in lbs/MMBtu | FALSE | L | Annual | Net Emissions Allowance Position | Thousand Tons | 1.1466 | 0.28979 | 0 | 0 | 0 | 0 | 0
BART SO2 Annual- Big Stone 1- v5.16 | 130 | 7234 | Rate Constraint in lbs/MMBtu | FALSE | L | Annual | Fuel Consumed | TBtu | 32.6176 | 8.2441 | 0 | 0 | 0 | 0 | 0
BART SO2 Annual- Big Stone 1- v5.16 | 130 | 7234 | Rate Constraint in lbs/MMBtu | FALSE | L | Annual | Rate | lb/MMBtu | 0.070303 | 0.070303 | 0 | 0 | 0 | 0 | 0
BART SO2 Annual- Big Stone 1- v5.16 | 130 | 7234 | Rate Constraint in lbs/MMBtu | FALSE | L | Annual | Generation | TWh | 3.2857 | 0.83045 | 0 | 0 | 0 | 0 | 0
BART SO2 Annual- Big Stone 1- v5.16 | 130 | 7234 | Rate Constraint in lbs/MMBtu | FALSE | L | Annual | Qualifying Generation | TWh | 3.1884 | 0.80587 | 0 | 0 | 0 | 0 | 0
BART SO2 Annual- Big Stone 1- v5.16 | 130 | 7234 | Rate Constraint in lbs/MMBtu | FALSE | L | Annual | Rate | lb/MWh | 0.7192 | 0.7192 | 0 | 0 | 0 | 0 | 0
BART SO2 Annual- Big Stone 1- v5.16 | 130 | 7234 | Rate Constraint in lbs/MMBtu | FALSE | L | Annual | Constraint Shadow Price | US2019$/Ton | 0 | 0 | 0 | 0 | 0 | 0 | 0
BART SO2 Annual Cap-Deerhaven B2 -v5.13 | 131 | 7233 | Rate Constraint in MTons | FALSE | L | Annual | Seasons Included | Seasons | Winter, WintShld, Summer | Winter, WintShld, Summer | Winter, WintShld, Summer | Winter, WintShld, Summer | Winter, WintShld, Summer | Winter, WintShld, Summer | Winter, WintShld, Summer
BART SO2 Annual Cap-Deerhaven B2 -v5.13 | 131 | 7233 | Rate Constraint in MTons | FALSE | L | Annual | Standard SO2 | Thousand Tons | 5.5 | 5.5 | 5.5 | 5.5 | 5.5 | 5.5 | 5.5
BART SO2 Annual Cap-Deerhaven B2 -v5.13 | 131 | 7233 | Rate Constraint in MTons | FALSE | L | Annual | Emissions at Affected Plants SO2 | Thousand Tons | 0 | 0 | 0 | 0 | 0 | 0 | 0
BART SO2 Annual Cap-Deerhaven B2 -v5.13 | 131 | 7233 | Rate Constraint in MTons | FALSE | L | Annual | Allowances Purchased SO2 | Thousand Tons | 0 | 0 | 0 | 0 | 0 | 0 | 0
BART SO2 Annual Cap-Deerhaven B2 -v5.13 | 131 | 7233 | Rate Constraint in MTons | FALSE | L | Annual | Allowances Sold SO2 | Thousand Tons | 0 | 0 | 0 | 0 | 0 | 0 | 0
BART SO2 Annual Cap-Deerhaven B2 -v5.13 | 131 | 7233 | Rate Constraint in MTons | FALSE | L | Annual | Allowances Banked | Thousand Tons | 0 | 0 | 0 | 0 | 0 | 0 | 0
BART SO2 Annual Cap-Deerhaven B2 -v5.13 | 131 | 7233 | Rate Constraint in MTons | FALSE | L | Annual | Allowances Withdrawn (1:1) | Thousand Tons | 0 | 0 | 0 | 0 | 0 | 0 | 0
BART SO2 Annual Cap-Deerhaven B2 -v5.13 | 131 | 7233 | Rate Constraint in MTons | FALSE | L | Annual | Allowances Withdrawn (n:1) | Thousand Tons | 0 | 0 | 0 | 0 | 0 | 0 | 0
BART SO2 Annual Cap-Deerhaven B2 -v5.13 | 131 | 7233 | Rate Constraint in MTons | FALSE | L | Annual | Net Emissions Allowance Position | Thousand Tons | 0 | 0 | 0 | 0 | 0 | 0 | 0
BART SO2 Annual Cap-Deerhaven B2 -v5.13 | 131 | 7233 | Rate Constraint in MTons | FALSE | L | Annual | Fuel Consumed | TBtu | 0 | 0 | 0 | 0 | 0 | 0 | 0
BART SO2 Annual Cap-Deerhaven B2 -v5.13 | 131 | 7233 | Rate Constraint in MTons | FALSE | L | Annual | Rate | lb/MMBtu | 0 | 0 | 0 | 0 | 0 | 0 | 0
BART SO2 Annual Cap-Deerhaven B2 -v5.13 | 131 | 7233 | Rate Constraint in MTons | FALSE | L | Annual | Generation | TWh | 0 | 0 | 0 | 0 | 0 | 0 | 0
BART SO2 Annual Cap-Deerhaven B2 -v5.13 | 131 | 7233 | Rate Constraint in MTons | FALSE | L | Annual | Qualifying Generation | TWh | 0 | 0 | 0 | 0 | 0 | 0 | 0
BART SO2 Annual Cap-Deerhaven B2 -v5.13 | 131 | 7233 | Rate Constraint in MTons | FALSE | L | Annual | Rate | lb/MWh | 0 | 0 | 0 | 0 | 0 | 0 | 0
BART SO2 Annual Cap-Deerhaven B2 -v5.13 | 131 | 7233 | Rate Constraint in MTons | FALSE | L | Annual | Constraint Shadow Price | US2019$/Ton | 0 | 0 | 0 | 0 | 0 | 0 | 0
BART SO2 Annual Cap-Northside 1-3 -v5.13 | 132 | 7232 | Rate Constraint in MTons | FALSE | L | Annual | Seasons Included | Seasons | Winter, WintShld, Summer | Winter, WintShld, Summer | Winter, WintShld, Summer | Winter, WintShld, Summer | Winter, WintShld, Summer | Winter, WintShld, Summer | Winter, WintShld, Summer
BART SO2 Annual Cap-Northside 1-3 -v5.13 | 132 | 7232 | Rate Constraint in MTons | FALSE | L | Annual | Standard SO2 | Thousand Tons | 3.6 | 3.6 | 3.6 | 3.6 | 3.6 | 3.6 | 3.6
BART SO2 Annual Cap-Northside 1-3 -v5.13 | 132 | 7232 | Rate Constraint in MTons | FALSE | L | Annual | Emissions at Affected Plants SO2 | Thousand Tons | 3.6 | 3.6 | 1.1041 | 1.1041 | 1.1041 | 0 | 0
BART SO2 Annual Cap-Northside 1-3 -v5.13 | 132 | 7232 | Rate Constraint in MTons | FALSE | L | Annual | Allowances Purchased SO2 | Thousand Tons | 0 | 0 | 0 | 0 | 0 | 0 | 0
BART SO2 Annual Cap-Northside 1-3 -v5.13 | 132 | 7232 | Rate Constraint in MTons | FALSE | L | Annual | Allowances Sold SO2 | Thousand Tons | 0 | 0 | 0 | 0 | 0 | 0 | 0
BART SO2 Annual Cap-Northside 1-3 -v5.13 | 132 | 7232 | Rate Constraint in MTons | FALSE | L | Annual | Allowances Banked | Thousand Tons | 0 | 0 | 0 | 0 | 0 | 0 | 0
BART SO2 Annual Cap-Northside 1-3 -v5.13 | 132 | 7232 | Rate Constraint in MTons | FALSE | L | Annual | Allowances Withdrawn (1:1) | Thousand Tons | 0 | 0 | 0 | 0 | 0 | 0 | 0
BART SO2 Annual Cap-Northside 1-3 -v5.13 | 132 | 7232 | Rate Constraint in MTons | FALSE | L | Annual | Allowances Withdrawn (n:1) | Thousand Tons | 0 | 0 | 0 | 0 | 0 | 0 | 0
BART SO2 Annual Cap-Northside 1-3 -v5.13 | 132 | 7232 | Rate Constraint in MTons | FALSE | L | Annual | Net Emissions Allowance Position | Thousand Tons | 3.6 | 3.6 | 1.1041 | 1.1041 | 1.1041 | 0 | 0
BART SO2 Annual Cap-Northside 1-3 -v5.13 | 132 | 7232 | Rate Constraint in MTons | FALSE | L | Annual | Fuel Consumed | TBtu | 6.2338 | 12.7093 | 3.1864 | 3.1864 | 3.1864 | 0 | 0
BART SO2 Annual Cap-Northside 1-3 -v5.13 | 132 | 7232 | Rate Constraint in MTons | FALSE | L | Annual | Rate | lb/MMBtu | 1.155 | 0.56651 | 0.693 | 0.693 | 0.693 | 0 | 0
BART SO2 Annual Cap-Northside 1-3 -v5.13 | 132 | 7232 | Rate Constraint in MTons | FALSE | L | Annual | Generation | TWh | 0.60073 | 1.2168 | 0.30402 | 0.30402 | 0.30402 | 0 | 0
BART SO2 Annual Cap-Northside 1-3 -v5.13 | 132 | 7232 | Rate Constraint in MTons | FALSE | L | Annual | Qualifying Generation | TWh | 0.60073 | 1.2168 | 0.30402 | 0.30402 | 0.30402 | 0 | 0
BART SO2 Annual Cap-Northside 1-3 -v5.13 | 132 | 7232 | Rate Constraint in MTons | FALSE | L | Annual | Rate | lb/MWh | 11.9854 | 5.9173 | 7.2632 | 7.2632 | 7.2632 | 0 | 0
BART SO2 Annual Cap-Northside 1-3 -v5.13 | 132 | 7232 | Rate Constraint in MTons | FALSE | L | Annual | Constraint Shadow Price | US2019$/Ton | 979.35 | 843.4847 | 0 | 0 | 0 | 0 | 0
BART SO2 Annual- Coal Creek 1- v6.17 | 133 | 7212 | Rate Constraint in lbs/MMBtu | FALSE | L | Annual | Seasons Included | Seasons | Winter, WintShld, Summer | Winter, WintShld, Summer | Winter, WintShld, Summer | Winter, WintShld, Summer | Winter, WintShld, Summer | Winter, WintShld, Summer | Winter, WintShld, Summer
BART SO2 Annual- Coal Creek 1- v6.17 | 133 | 7212 | Rate Constraint in lbs/MMBtu | FALSE | L | Annual | Standard SO2 | lb/MMBtu | 0.15 | 0.15 | 0.15 | 0.15 | 0.15 | 0.15 | 0.15
BART SO2 Annual- Coal Creek 1- v6.17 | 133 | 7212 | Rate Constraint in lbs/MMBtu | FALSE | L | Annual | Emissions at Affected Plants SO2 | Thousand Tons | 2.9678 | 0.71461 | 0 | 0 | 0 | 0 | 0
BART SO2 Annual- Coal Creek 1- v6.17 | 133 | 7212 | Rate Constraint in lbs/MMBtu | FALSE | L | Annual | Allowances Purchased SO2 | Thousand Tons | 0 | 0 | 0 | 0 | 0 | 0 | 0
BART SO2 Annual- Coal Creek 1- v6.17 | 133 | 7212 | Rate Constraint in lbs/MMBtu | FALSE | L | Annual | Allowances Sold SO2 | Thousand Tons | 0 | 0 | 0 | 0 | 0 | 0 | 0
BART SO2 Annual- Coal Creek 1- v6.17 | 133 | 7212 | Rate Constraint in lbs/MMBtu | FALSE | L | Annual | Allowances Banked | Thousand Tons | 0 | 0 | 0 | 0 | 0 | 0 | 0
BART SO2 Annual- Coal Creek 1- v6.17 | 133 | 7212 | Rate Constraint in lbs/MMBtu | FALSE | L | Annual | Allowances Withdrawn (1:1) | Thousand Tons | 0 | 0 | 0 | 0 | 0 | 0 | 0
BART SO2 Annual- Coal Creek 1- v6.17 | 133 | 7212 | Rate Constraint in lbs/MMBtu | FALSE | L | Annual | Allowances Withdrawn (n:1) | Thousand Tons | 0 | 0 | 0 | 0 | 0 | 0 | 0
BART SO2 Annual- Coal Creek 1- v6.17 | 133 | 7212 | Rate Constraint in lbs/MMBtu | FALSE | L | Annual | Net Emissions Allowance Position | Thousand Tons | 2.9678 | 0.71461 | 0 | 0 | 0 | 0 | 0
BART SO2 Annual- Coal Creek 1- v6.17 | 133 | 7212 | Rate Constraint in lbs/MMBtu | FALSE | L | Annual | Fuel Consumed | TBtu | 40.5015 | 9.7523 | 0 | 0 | 0 | 0 | 0
BART SO2 Annual- Coal Creek 1- v6.17 | 133 | 7212 | Rate Constraint in lbs/MMBtu | FALSE | L | Annual | Rate | lb/MMBtu | 0.14655 | 0.14655 | 0 | 0 | 0 | 0 | 0
BART SO2 Annual- Coal Creek 1- v6.17 | 133 | 7212 | Rate Constraint in lbs/MMBtu | FALSE | L | Annual | Generation | TWh | 4.1765 | 1.0056 | 0 | 0 | 0 | 0 | 0
BART SO2 Annual- Coal Creek 1- v6.17 | 133 | 7212 | Rate Constraint in lbs/MMBtu | FALSE | L | Annual | Qualifying Generation | TWh | 4.0705 | 0.98013 | 0 | 0 | 0 | 0 | 0
BART SO2 Annual- Coal Creek 1- v6.17 | 133 | 7212 | Rate Constraint in lbs/MMBtu | FALSE | L | Annual | Rate | lb/MWh | 1.4582 | 1.4582 | 0 | 0 | 0 | 0 | 0
BART SO2 Annual- Coal Creek 1- v6.17 | 133 | 7212 | Rate Constraint in lbs/MMBtu | FALSE | L | Annual | Constraint Shadow Price | US2019$/Ton | 0 | 0 | 0 | 0 | 0 | 0 | 0
BART SO2 Annual- Coal Creek 2- v6.17 | 134 | 7213 | Rate Constraint in lbs/MMBtu | FALSE | L | Annual | Seasons Included | Seasons | Winter, WintShld, Summer | Winter, WintShld, Summer | Winter, WintShld, Summer | Winter, WintShld, Summer | Winter, WintShld, Summer | Winter, WintShld, Summer | Winter, WintShld, Summer
BART SO2 Annual- Coal Creek 2- v6.17 | 134 | 7213 | Rate Constraint in lbs/MMBtu | FALSE | L | Annual | Standard SO2 | lb/MMBtu | 0.15 | 0.15 | 0.15 | 0.15 | 0.15 | 0.15 | 0.15
BART SO2 Annual- Coal Creek 2- v6.17 | 134 | 7213 | Rate Constraint in lbs/MMBtu | FALSE | L | Annual | Emissions at Affected Plants SO2 | Thousand Tons | 2.9626 | 0.71336 | 0 | 0 | 0 | 0 | 0
BART SO2 Annual- Coal Creek 2- v6.17 | 134 | 7213 | Rate Constraint in lbs/MMBtu | FALSE | L | Annual | Allowances Purchased SO2 | Thousand Tons | 0 | 0 | 0 | 0 | 0 | 0 | 0
BART SO2 Annual- Coal Creek 2- v6.17 | 134 | 7213 | Rate Constraint in lbs/MMBtu | FALSE | L | Annual | Allowances Sold SO2 | Thousand Tons | 0 | 0 | 0 | 0 | 0 | 0 | 0
BART SO2 Annual- Coal Creek 2- v6.17 | 134 | 7213 | Rate Constraint in lbs/MMBtu | FALSE | L | Annual | Allowances Banked | Thousand Tons | 0 | 0 | 0 | 0 | 0 | 0 | 0
BART SO2 Annual- Coal Creek 2- v6.17 | 134 | 7213 | Rate Constraint in lbs/MMBtu | FALSE | L | Annual | Allowances Withdrawn (1:1) | Thousand Tons | 0 | 0 | 0 | 0 | 0 | 0 | 0
BART SO2 Annual- Coal Creek 2- v6.17 | 134 | 7213 | Rate Constraint in lbs/MMBtu | FALSE | L | Annual | Allowances Withdrawn (n:1) | Thousand Tons | 0 | 0 | 0 | 0 | 0 | 0 | 0
BART SO2 Annual- Coal Creek 2- v6.17 | 134 | 7213 | Rate Constraint in lbs/MMBtu | FALSE | L | Annual | Net Emissions Allowance Position | Thousand Tons | 2.9626 | 0.71336 | 0 | 0 | 0 | 0 | 0
BART SO2 Annual- Coal Creek 2- v6.17 | 134 | 7213 | Rate Constraint in lbs/MMBtu | FALSE | L | Annual | Fuel Consumed | TBtu | 40.6579 | 9.79 | 0 | 0 | 0 | 0 | 0
BART SO2 Annual- Coal Creek 2- v6.17 | 134 | 7213 | Rate Constraint in lbs/MMBtu | FALSE | L | Annual | Rate | lb/MMBtu | 0.14573 | 0.14573 | 0 | 0 | 0 | 0 | 0
BART SO2 Annual- Coal Creek 2- v6.17 | 134 | 7213 | Rate Constraint in lbs/MMBtu | FALSE | L | Annual | Generation | TWh | 4.1692 | 1.0039 | 0 | 0 | 0 | 0 | 0
BART SO2 Annual- Coal Creek 2- v6.17 | 134 | 7213 | Rate Constraint in lbs/MMBtu | FALSE | L | Annual | Qualifying Generation | TWh | 4.0862 | 0.98392 | 0 | 0 | 0 | 0 | 0
BART SO2 Annual- Coal Creek 2- v6.17 | 134 | 7213 | Rate Constraint in lbs/MMBtu | FALSE | L | Annual | Rate | lb/MWh | 1.45 | 1.45 | 0 | 0 | 0 | 0 | 0
BART SO2 Annual- Coal Creek 2- v6.17 | 134 | 7213 | Rate Constraint in lbs/MMBtu | FALSE | L | Annual | Constraint Shadow Price | US2019$/Ton | 0 | 0 | 0 | 0 | 0 | 0 | 0
BART SO2 Annual- Comanche 1,2- v5.16 | 135 | 7199 | Rate Constraint in lbs/MMBtu | FALSE | L | Annual | Seasons Included | Seasons | Winter, WintShld, Summer | Winter, WintShld, Summer | Winter, WintShld, Summer | Winter, WintShld, Summer | Winter, WintShld, Summer | Winter, WintShld, Summer | Winter, WintShld, Summer
BART SO2 Annual- Comanche 1,2- v5.16 | 135 | 7199 | Rate Constraint in lbs/MMBtu | FALSE | L | Annual | Standard SO2 | lb/MMBtu | 0.1 | 0.1 | 0.1 | 0.1 | 0.1 | 0.1 | 0.1
BART SO2 Annual- Comanche 1,2- v5.16 | 135 | 7199 | Rate Constraint in lbs/MMBtu | FALSE | L | Annual | Emissions at Affected Plants SO2 | Thousand Tons | 0 | 0 | 0 | 0 | 0 | 0 | 0
BART SO2 Annual- Comanche 1,2- v5.16 | 135 | 7199 | Rate Constraint in lbs/MMBtu | FALSE | L | Annual | Allowances Purchased SO2 | Thousand Tons | 0 | 0 | 0 | 0 | 0 | 0 | 0
BART SO2 Annual- Comanche 1,2- v5.16 | 135 | 7199 | Rate Constraint in lbs/MMBtu | FALSE | L | Annual | Allowances Sold SO2 | Thousand Tons | 0 | 0 | 0 | 0 | 0 | 0 | 0
BART SO2 Annual- Comanche 1,2- v5.16 | 135 | 7199 | Rate Constraint in lbs/MMBtu | FALSE | L | Annual | Allowances Banked | Thousand Tons | 0 | 0 | 0 | 0 | 0 | 0 | 0
BART SO2 Annual- Comanche 1,2- v5.16 | 135 | 7199 | Rate Constraint in lbs/MMBtu | FALSE | L | Annual | Allowances Withdrawn (1:1) | Thousand Tons | 0 | 0 | 0 | 0 | 0 | 0 | 0
BART SO2 Annual- Comanche 1,2- v5.16 | 135 | 7199 | Rate Constraint in lbs/MMBtu | FALSE | L | Annual | Allowances Withdrawn (n:1) | Thousand Tons | 0 | 0 | 0 | 0 | 0 | 0 | 0
BART SO2 Annual- Comanche 1,2- v5.16 | 135 | 7199 | Rate Constraint in lbs/MMBtu | FALSE | L | Annual | Net Emissions Allowance Position | Thousand Tons | 0 | 0 | 0 | 0 | 0 | 0 | 0
BART SO2 Annual- Comanche 1,2- v5.16 | 135 | 7199 | Rate Constraint in lbs/MMBtu | FALSE | L | Annual | Fuel Consumed | TBtu | 0 | 0 | 0 | 0 | 0 | 0 | 0
BART SO2 Annual- Comanche 1,2- v5.16 | 135 | 7199 | Rate Constraint in lbs/MMBtu | FALSE | L | Annual | Rate | lb/MMBtu | 0 | 0 | 0 | 0 | 0 | 0 | 0
BART SO2 Annual- Comanche 1,2- v5.16 | 135 | 7199 | Rate Constraint in lbs/MMBtu | FALSE | L | Annual | Generation | TWh | 0 | 0 | 0 | 0 | 0 | 0 | 0
BART SO2 Annual- Comanche 1,2- v5.16 | 135 | 7199 | Rate Constraint in lbs/MMBtu | FALSE | L | Annual | Qualifying Generation | TWh | 0 | 0 | 0 | 0 | 0 | 0 | 0
BART SO2 Annual- Comanche 1,2- v5.16 | 135 | 7199 | Rate Constraint in lbs/MMBtu | FALSE | L | Annual | Rate | lb/MWh | 0 | 0 | 0 | 0 | 0 | 0 | 0
BART SO2 Annual- Comanche 1,2- v5.16 | 135 | 7199 | Rate Constraint in lbs/MMBtu | FALSE | L | Annual | Constraint Shadow Price | US2019$/Ton | 0 | 0 | 0 | 0 | 0 | 0 | 0
BART SO2 Annual- Comanche 2- v5.16 | 136 | 7198 | Rate Constraint in lbs/MMBtu | FALSE | L | Annual | Seasons Included | Seasons | Winter, WintShld, Summer | Winter, WintShld, Summer | Winter, WintShld, Summer | Winter, WintShld, Summer | Winter, WintShld, Summer | Winter, WintShld, Summer | Winter, WintShld, Summer
BART SO2 Annual- Comanche 2- v5.16 | 136 | 7198 | Rate Constraint in lbs/MMBtu | FALSE | L | Annual | Standard SO2 | lb/MMBtu | 0.12 | 0.12 | 0.12 | 0.12 | 0.12 | 0.12 | 0.12
BART SO2 Annual- Comanche 2- v5.16 | 136 | 7198 | Rate Constraint in lbs/MMBtu | FALSE | L | Annual | Emissions at Affected Plants SO2 | Thousand Tons | 0 | 0 | 0 | 0 | 0 | 0 | 0
BART SO2 Annual- Comanche 2- v5.16 | 136 | 7198 | Rate Constraint in lbs/MMBtu | FALSE | L | Annual | Allowances Purchased SO2 | Thousand Tons | 0 | 0 | 0 | 0 | 0 | 0 | 0
BART SO2 Annual- Comanche 2- v5.16 | 136 | 7198 | Rate Constraint in lbs/MMBtu | FALSE | L | Annual | Allowances Sold SO2 | Thousand Tons | 0 | 0 | 0 | 0 | 0 | 0 | 0
BART SO2 Annual- Comanche 2- v5.16 | 136 | 7198 | Rate Constraint in lbs/MMBtu | FALSE | L | Annual | Allowances Banked | Thousand Tons | 0 | 0 | 0 | 0 | 0 | 0 | 0
BART SO2 Annual- Comanche 2- v5.16 | 136 | 7198 | Rate Constraint in lbs/MMBtu | FALSE | L | Annual | Allowances Withdrawn (1:1) | Thousand Tons | 0 | 0 | 0 | 0 | 0 | 0 | 0
BART SO2 Annual- Comanche 2- v5.16 | 136 | 7198 | Rate Constraint in lbs/MMBtu | FALSE | L | Annual | Allowances Withdrawn (n:1) | Thousand Tons | 0 | 0 | 0 | 0 | 0 | 0 | 0
BART SO2 Annual- Comanche 2- v5.16 | 136 | 7198 | Rate Constraint in lbs/MMBtu | FALSE | L | Annual | Net Emissions Allowance Position | Thousand Tons | 0 | 0 | 0 | 0 | 0 | 0 | 0
BART SO2 Annual- Comanche 2- v5.16 | 136 | 7198 | Rate Constraint in lbs/MMBtu | FALSE | L | Annual | Fuel Consumed | TBtu | 0 | 0 | 0 | 0 | 0 | 0 | 0
BART SO2 Annual- Comanche 2- v5.16 | 136 | 7198 | Rate Constraint in lbs/MMBtu | FALSE | L | Annual | Rate | lb/MMBtu | 0 | 0 | 0 | 0 | 0 | 0 | 0
BART SO2 Annual- Comanche 2- v5.16 | 136 | 7198 | Rate Constraint in lbs/MMBtu | FALSE | L | Annual | Generation | TWh | 0 | 0 | 0 | 0 | 0 | 0 | 0
BART SO2 Annual- Comanche 2- v5.16 | 136 | 7198 | Rate Constraint in lbs/MMBtu | FALSE | L | Annual | Qualifying Generation | TWh | 0 | 0 | 0 | 0 | 0 | 0 | 0
BART SO2 Annual- Comanche 2- v5.16 | 136 | 7198 | Rate Constraint in lbs/MMBtu | FALSE | L | Annual | Rate | lb/MWh | 0 | 0 | 0 | 0 | 0 | 0 | 0
BART SO2 Annual- Comanche 2- v5.16 | 136 | 7198 | Rate Constraint in lbs/MMBtu | FALSE | L | Annual | Constraint Shadow Price | US2019$/Ton | 0 | 0 | 0 | 0 | 0 | 0 | 0
BART SO2 Annual- Flint Creek- v6.20 | 137 | 7643 | Rate Constraint in lbs/MMBtu | FALSE | L | Annual | Seasons Included | Seasons | Winter, WintShld, Summer | Winter, WintShld, Summer | Winter, WintShld, Summer | Winter, WintShld, Summer | Winter, WintShld, Summer | Winter, WintShld, Summer | Winter, WintShld, Summer
BART SO2 Annual- Flint Creek- v6.20 | 137 | 7643 | Rate Constraint in lbs/MMBtu | FALSE | L | Annual | Standard SO2 | lb/MMBtu | 0.06 | 0.06 | 0.06 | 0.06 | 0.06 | 0.06 | 0.06
BART SO2 Annual- Flint Creek- v6.20 | 137 | 7643 | Rate Constraint in lbs/MMBtu | FALSE | L | Annual | Emissions at Affected Plants SO2 | Thousand Tons | 0 | 0 | 0 | 0 | 0 | 0 | 0
BART SO2 Annual- Flint Creek- v6.20 | 137 | 7643 | Rate Constraint in lbs/MMBtu | FALSE | L | Annual | Allowances Purchased SO2 | Thousand Tons | 0 | 0 | 0 | 0 | 0 | 0 | 0
BART SO2 Annual- Flint Creek- v6.20 | 137 | 7643 | Rate Constraint in lbs/MMBtu | FALSE | L | Annual | Allowances Sold SO2 | Thousand Tons | 0 | 0 | 0 | 0 | 0 | 0 | 0
BART SO2 Annual- Flint Creek- v6.20 | 137 | 7643 | Rate Constraint in lbs/MMBtu | FALSE | L | Annual | Allowances Banked | Thousand Tons | 0 | 0 | 0 | 0 | 0 | 0 | 0
BART SO2 Annual- Flint Creek- v6.20 | 137 | 7643 | Rate Constraint in lbs/MMBtu | FALSE | L | Annual | Allowances Withdrawn (1:1) | Thousand Tons | 0 | 0 | 0 | 0 | 0 | 0 | 0
BART SO2 Annual- Flint Creek- v6.20 | 137 | 7643 | Rate Constraint in lbs/MMBtu | FALSE | L | Annual | Allowances Withdrawn (n:1) | Thousand Tons | 0 | 0 | 0 | 0 | 0 | 0 | 0
BART SO2 Annual- Flint Creek- v6.20 | 137 | 7643 | Rate Constraint in lbs/MMBtu | FALSE | L | Annual | Net Emissions Allowance Position | Thousand Tons | 0 | 0 | 0 | 0 | 0 | 0 | 0
BART SO2 Annual- Flint Creek- v6.20 | 137 | 7643 | Rate Constraint in lbs/MMBtu | FALSE | L | Annual | Fuel Consumed | TBtu | 0 | 0 | 0 | 0 | 0 | 0 | 0
BART SO2 Annual- Flint Creek- v6.20 | 137 | 7643 | Rate Constraint in lbs/MMBtu | FALSE | L | Annual | Rate | lb/MMBtu | 0 | 0 | 0 | 0 | 0 | 0 | 0
BART SO2 Annual- Flint Creek- v6.20 | 137 | 7643 | Rate Constraint in lbs/MMBtu | FALSE | L | Annual | Generation | TWh | 0 | 0 | 0 | 0 | 0 | 0 | 0
BART SO2 Annual- Flint Creek- v6.20 | 137 | 7643 | Rate Constraint in lbs/MMBtu | FALSE | L | Annual | Qualifying Generation | TWh | 0 | 0 | 0 | 0 | 0 | 0 | 0
BART SO2 Annual- Flint Creek- v6.20 | 137 | 7643 | Rate Constraint in lbs/MMBtu | FALSE | L | Annual | Rate | lb/MWh | 0 | 0 | 0 | 0 | 0 | 0 | 0
BART SO2 Annual- Flint Creek- v6.20 | 137 | 7643 | Rate Constraint in lbs/MMBtu | FALSE | L | Annual | Constraint Shadow Price | US2019$/Ton | 34071.74 | 0 | 0 | 0 | 0 | 0 | 0
BART SO2 Annual- Hayden 1- v5.16 | 138 | 7202 | Rate Constraint in lbs/MMBtu | FALSE | L | Annual | Seasons Included | Seasons | Winter, WintShld, Summer | Winter, WintShld, Summer | Winter, WintShld, Summer | Winter, WintShld, Summer | Winter, WintShld, Summer | Winter, WintShld, Summer | Winter, WintShld, Summer
BART SO2 Annual- Hayden 1- v5.16 | 138 | 7202 | Rate Constraint in lbs/MMBtu | FALSE | L | Annual | Standard SO2 | lb/MMBtu | 0.13 | 0.13 | 0.13 | 0.13 | 0.13 | 0.13 | 0.13
BART SO2 Annual- Hayden 1- v5.16 | 138 | 7202 | Rate Constraint in lbs/MMBtu | FALSE | L | Annual | Emissions at Affected Plants SO2 | Thousand Tons | 0 | 0 | 0 | 0 | 0 | 0 | 0
BART SO2 Annual- Hayden 1- v5.16 | 138 | 7202 | Rate Constraint in lbs/MMBtu | FALSE | L | Annual | Allowances Purchased SO2 | Thousand Tons | 0 | 0 | 0 | 0 | 0 | 0 | 0
BART SO2 Annual- Hayden 1- v5.16 | 138 | 7202 | Rate Constraint in lbs/MMBtu | FALSE | L | Annual | Allowances Sold SO2 | Thousand Tons | 0 | 0 | 0 | 0 | 0 | 0 | 0
BART SO2 Annual- Hayden 1- v5.16 | 138 | 7202 | Rate Constraint in lbs/MMBtu | FALSE | L | Annual | Allowances Banked | Thousand Tons | 0 | 0 | 0 | 0 | 0 | 0 | 0
BART SO2 Annual- Hayden 1- v5.16 | 138 | 7202 | Rate Constraint in lbs/MMBtu | FALSE | L | Annual | Allowances Withdrawn (1:1) | Thousand Tons | 0 | 0 | 0 | 0 | 0 | 0 | 0
BART SO2 Annual- Hayden 1- v5.16 | 138 | 7202 | Rate Constraint in lbs/MMBtu | FALSE | L | Annual | Allowances Withdrawn (n:1) | Thousand Tons | 0 | 0 | 0 | 0 | 0 | 0 | 0
BART SO2 Annual- Hayden 1- v5.16 | 138 | 7202 | Rate Constraint in lbs/MMBtu | FALSE | L | Annual | Net Emissions Allowance Position | Thousand Tons | 0 | 0 | 0 | 0 | 0 | 0 | 0
BART SO2 Annual- Hayden 1- v5.16 | 138 | 7202 | Rate Constraint in lbs/MMBtu | FALSE | L | Annual | Fuel Consumed | TBtu | 0 | 0 | 0 | 0 | 0 | 0 | 0
BART SO2 Annual- Hayden 1- v5.16 | 138 | 7202 | Rate Constraint in lbs/MMBtu | FALSE | L | Annual | Rate | lb/MMBtu | 0 | 0 | 0 | 0 | 0 | 0 | 0
BART SO2 Annual- Hayden 1- v5.16 | 138 | 7202 | Rate Constraint in lbs/MMBtu | FALSE | L | Annual | Generation | TWh | 0 | 0 | 0 | 0 | 0 | 0 | 0
BART SO2 Annual- Hayden 1- v5.16 | 138 | 7202 | Rate Constraint in lbs/MMBtu | FALSE | L | Annual | Qualifying Generation | TWh | 0 | 0 | 0 | 0 | 0 | 0 | 0
BART SO2 Annual- Hayden 1- v5.16 | 138 | 7202 | Rate Constraint in lbs/MMBtu | FALSE | L | Annual | Rate | lb/MWh | 0 | 0 | 0 | 0 | 0 | 0 | 0
BART SO2 Annual- Hayden 1- v5.16 | 138 | 7202 | Rate Constraint in lbs/MMBtu | FALSE | L | Annual | Constraint Shadow Price | US2019$/Ton | 0 | 0 | 0 | 0 | 0 | 0 | 0
BART SO2 Annual- Hayden 2- v5.16 | 139 | 7203 | Rate Constraint in lbs/MMBtu | FALSE | L | Annual | Seasons Included | Seasons | Winter, WintShld, Summer | Winter, WintShld, Summer | Winter, WintShld, Summer | Winter, WintShld, Summer | Winter, WintShld, Summer | Winter, WintShld, Summer | Winter, WintShld, Summer
BART SO2 Annual- Hayden 2- v5.16 | 139 | 7203 | Rate Constraint in lbs/MMBtu | FALSE | L | Annual | Standard SO2 | lb/MMBtu | 0.13 | 0.13 | 0.13 | 0.13 | 0.13 | 0.13 | 0.13
BART SO2 Annual- Hayden 2- v5.16 | 139 | 7203 | Rate Constraint in lbs/MMBtu | FALSE | L | Annual | Emissions at Affected Plants SO2 | Thousand Tons | 0 | 0 | 0 | 0 | 0 | 0 | 0
BART SO2 Annual- Hayden 2- v5.16 | 139 | 7203 | Rate Constraint in lbs/MMBtu | FALSE | L | Annual | Allowances Purchased SO2 | Thousand Tons | 0 | 0 | 0 | 0 | 0 | 0 | 0
BART SO2 Annual- Hayden 2- v5.16 | 139 | 7203 | Rate Constraint in lbs/MMBtu | FALSE | L | Annual | Allowances Sold SO2 | Thousand Tons | 0 | 0 | 0 | 0 | 0 | 0 | 0
BART SO2 Annual- Hayden 2- v5.16 | 139 | 7203 | Rate Constraint in lbs/MMBtu | FALSE | L | Annual | Allowances Banked | Thousand Tons | 0 | 0 | 0 | 0 | 0 | 0 | 0
BART SO2 Annual- Hayden 2- v5.16 | 139 | 7203 | Rate Constraint in lbs/MMBtu | FALSE | L | Annual | Allowances Withdrawn (1:1) | Thousand Tons | 0 | 0 | 0 | 0 | 0 | 0 | 0
BART SO2 Annual- Hayden 2- v5.16 | 139 | 7203 | Rate Constraint in lbs/MMBtu | FALSE | L | Annual | Allowances Withdrawn (n:1) | Thousand Tons | 0 | 0 | 0 | 0 | 0 | 0 | 0
BART SO2 Annual- Hayden 2- v5.16 | 139 | 7203 | Rate Constraint in lbs/MMBtu | FALSE | L | Annual | Net Emissions Allowance Position | Thousand Tons | 0 | 0 | 0 | 0 | 0 | 0 | 0
BART SO2 Annual- Hayden 2- v5.16 | 139 | 7203 | Rate Constraint in lbs/MMBtu | FALSE | L | Annual | Fuel Consumed | TBtu | 0 | 0 | 0 | 0 | 0 | 0 | 0
BART SO2 Annual- Hayden 2- v5.16 | 139 | 7203 | Rate Constraint in lbs/MMBtu | FALSE | L | Annual | Rate | lb/MMBtu | 0 | 0 | 0 | 0 | 0 | 0 | 0
BART SO2 Annual- Hayden 2- v5.16 | 139 | 7203 | Rate Constraint in lbs/MMBtu | FALSE | L | Annual | Generation | TWh | 0 | 0 | 0 | 0 | 0 | 0 | 0
BART SO2 Annual- Hayden 2- v5.16 | 139 | 7203 | Rate Constraint in lbs/MMBtu | FALSE | L | Annual | Qualifying Generation | TWh | 0 | 0 | 0 | 0 | 0 | 0 | 0
BART SO2 Annual- Hayden 2- v5.16 | 139 | 7203 | Rate Constraint in lbs/MMBtu | FALSE | L | Annual | Rate | lb/MWh | 0 | 0 | 0 | 0 | 0 | 0 | 0
BART SO2 Annual- Hayden 2- v5.16 | 139 | 7203 | Rate Constraint in lbs/MMBtu | FALSE | L | Annual | Constraint Shadow Price | US2019$/Ton | 0 | 0 | 0 | 0 | 0 | 0 | 0
BART SO2 Annual- Martin Drake 6- v5.16 | 140 | 7204 | Rate Constraint in lbs/MMBtu | FALSE | L | Annual | Seasons Included | Seasons | Winter, WintShld, Summer | Winter, WintShld, Summer | Winter, WintShld, Summer | Winter, WintShld, Summer | Winter, WintShld, Summer | Winter, WintShld, Summer | Winter, WintShld, Summer
BART SO2 Annual- Martin Drake 6- v5.16 | 140 | 7204 | Rate Constraint in lbs/MMBtu | FALSE | L | Annual | Standard SO2 | lb/MMBtu | 0.13 | 0.13 | 0.13 | 0.13 | 0.13 | 0.13 | 0.13
BART SO2 Annual- Martin Drake 6- v5.16 | 140 | 7204 | Rate Constraint in lbs/MMBtu | FALSE | L | Annual | Emissions at Affected Plants SO2 | Thousand Tons | 0 | 0 | 0 | 0 | 0 | 0 | 0
BART SO2 Annual- Martin Drake 6- v5.16 | 140 | 7204 | Rate Constraint in lbs/MMBtu | FALSE | L | Annual | Allowances Purchased SO2 | Thousand Tons | 0 | 0 | 0 | 0 | 0 | 0 | 0
BART SO2 Annual- Martin Drake 6- v5.16 | 140 | 7204 | Rate Constraint in lbs/MMBtu | FALSE | L | Annual | Allowances Sold SO2 | Thousand Tons | 0 | 0 | 0 | 0 | 0 | 0 | 0
BART SO2 Annual- Martin Drake 6- v5.16 | 140 | 7204 | Rate Constraint in lbs/MMBtu | FALSE | L | Annual | Allowances Banked | Thousand Tons | 0 | 0 | 0 | 0 | 0 | 0 | 0
BART SO2 Annual- Martin Drake 6- v5.16 | 140 | 7204 | Rate Constraint in lbs/MMBtu | FALSE | L | Annual | Allowances Withdrawn (1:1) | Thousand Tons | 0 | 0 | 0 | 0 | 0 | 0 | 0
BART SO2 Annual- Martin Drake 6- v5.16 | 140 | 7204 | Rate Constraint in lbs/MMBtu | FALSE | L | Annual | Allowances Withdrawn (n:1) | Thousand Tons | 0 | 0 | 0 | 0 | 0 | 0 | 0
BART SO2 Annual- Martin Drake 6- v5.16 | 140 | 7204 | Rate Constraint in lbs/MMBtu | FALSE | L | Annual | Net Emissions Allowance Position | Thousand Tons | 0 | 0 | 0 | 0 | 0 | 0 | 0
BART SO2 Annual- Martin Drake 6- v5.16 | 140 | 7204 | Rate Constraint in lbs/MMBtu | FALSE | L | Annual | Fuel Consumed | TBtu | 0 | 0 | 0 | 0 | 0 | 0 | 0
BART SO2 Annual- Martin Drake 6- v5.16 | 140 | 7204 | Rate Constraint in lbs/MMBtu | FALSE | L | Annual | Rate | lb/MMBtu | 0 | 0 | 0 | 0 | 0 | 0 | 0
BART SO2 Annual- Martin Drake 6- v5.16 | 140 | 7204 | Rate Constraint in lbs/MMBtu | FALSE | L | Annual | Generation | TWh | 0 | 0 | 0 | 0 | 0 | 0 | 0
BART SO2 Annual- Martin Drake 6- v5.16 | 140 | 7204 | Rate Constraint in lbs/MMBtu | FALSE | L | Annual | Qualifying Generation | TWh | 0 | 0 | 0 | 0 | 0 | 0 | 0
BART SO2 Annual- Martin Drake 6- v5.16 | 140 | 7204 | Rate Constraint in lbs/MMBtu | FALSE | L | Annual | Rate | lb/MWh | 0 | 0 | 0 | 0 | 0 | 0 | 0
BART SO2 Annual- Martin Drake 6- v5.16 | 140 | 7204 | Rate Constraint in lbs/MMBtu | FALSE | L | Annual | Constraint Shadow Price | US2019$/Ton | 0 | 0 | 0 | 0 | 0 | 0 | 0
BART SO2 Annual- Martin Drake 7- v5.16 | 141 | 7205 | Rate Constraint in lbs/MMBtu | FALSE | L | Annual | Seasons Included | Seasons | Winter, WintShld, Summer | Winter, WintShld, Summer | Winter, WintShld, Summer | Winter, WintShld, Summer | Winter, WintShld, Summer | Winter, WintShld, Summer | Winter, WintShld, Summer
BART SO2 Annual- Martin Drake 7- v5.16 | 141 | 7205 | Rate Constraint in lbs/MMBtu | FALSE | L | Annual | Standard SO2 | lb/MMBtu | 0.13 | 0.13 | 0.13 | 0.13 | 0.13 | 0.13 | 0.13
BART SO2 Annual- Martin Drake 7- v5.16 | 141 | 7205 | Rate Constraint in lbs/MMBtu | FALSE | L | Annual | Emissions at Affected Plants SO2 | Thousand Tons | 0 | 0 | 0 | 0 | 0 | 0 | 0
BART SO2 Annual- Martin Drake 7- v5.16 | 141 | 7205 | Rate Constraint in lbs/MMBtu | FALSE | L | Annual | Allowances Purchased SO2 | Thousand Tons | 0 | 0 | 0 | 0 | 0 | 0 | 0
BART SO2 Annual- Martin Drake 7- v5.16 | 141 | 7205 | Rate Constraint in lbs/MMBtu | FALSE | L | Annual | Allowances Sold SO2 | Thousand Tons | 0 | 0 | 0 | 0 | 0 | 0 | 0
BART SO2 Annual- Martin Drake 7- v5.16 | 141 | 7205 | Rate Constraint in lbs/MMBtu | FALSE | L | Annual | Allowances Banked | Thousand Tons | 0 | 0 | 0 | 0 | 0 | 0 | 0
BART SO2 Annual- Martin Drake 7- v5.16 | 141 | 7205 | Rate Constraint in lbs/MMBtu | FALSE | L | Annual | Allowances Withdrawn (1:1) | Thousand Tons | 0 | 0 | 0 | 0 | 0 | 0 | 0
BART SO2 Annual- Martin Drake 7- v5.16 | 141 | 7205 | Rate Constraint in lbs/MMBtu | FALSE | L | Annual | Allowances Withdrawn (n:1) | Thousand Tons | 0 | 0 | 0 | 0 | 0 | 0 | 0
BART SO2 Annual- Martin Drake 7- v5.16 | 141 | 7205 | Rate Constraint in lbs/MMBtu | FALSE | L | Annual | Net Emissions Allowance Position | Thousand Tons | 0 | 0 | 0 | 0 | 0 | 0 | 0
BART SO2 Annual- Martin Drake 7- v5.16 | 141 | 7205 | Rate Constraint in lbs/MMBtu | FALSE | L | Annual | Fuel Consumed | TBtu | 0 | 0 | 0 | 0 | 0 | 0 | 0
BART SO2 Annual- Martin Drake 7- v5.16 | 141 | 7205 | Rate Constraint in lbs/MMBtu | FALSE | L | Annual | Rate | lb/MMBtu | 0 | 0 | 0 | 0 | 0 | 0 | 0
BART SO2 Annual- Martin Drake 7- v5.16 | 141 | 7205 | Rate Constraint in lbs/MMBtu | FALSE | L | Annual | Generation | TWh | 0 | 0 | 0 | 0 | 0 | 0 | 0
BART SO2 Annual- Martin Drake 7- v5.16 | 141 | 7205 | Rate Constraint in lbs/MMBtu | FALSE | L | Annual | Qualifying Generation | TWh | 0 | 0 | 0 | 0 | 0 | 0 | 0
BART SO2 Annual- Martin Drake 7- v5.16 | 141 | 7205 | Rate Constraint in lbs/MMBtu | FALSE | L | Annual | Rate | lb/MWh | 0 | 0 | 0 | 0 | 0 | 0 | 0
BART SO2 Annual- Martin Drake 7- v5.16 | 141 | 7205 | Rate Constraint in lbs/MMBtu | FALSE | L | Annual | Constraint Shadow Price | US2019$/Ton | 0 | 0 | 0 | 0 | 0 | 0 | 0
BART SO2 Annual- Nebraska City- v6.17 | 142 | 7206 | Rate Constraint in lbs/MMBtu | FALSE | L | Annual | Seasons Included | Seasons | Winter, WintShld, Summer | Winter, WintShld, Summer | Winter, WintShld, Summer | Winter, WintShld, Summer | Winter, WintShld, Summer | Winter, WintShld, Summer | Winter, WintShld, Summer
BART SO2 Annual- Nebraska City- v6.17 | 142 | 7206 | Rate Constraint in lbs/MMBtu | FALSE | L | Annual | Standard SO2 | lb/MMBtu | 1.2 | 1.2 | 1.2 | 1.2 | 1.2 | 1.2 | 1.2
BART SO2 Annual- Nebraska City- v6.17 | 142 | 7206 | Rate Constraint in lbs/MMBtu | FALSE | L | Annual | Emissions at Affected Plants SO2 | Thousand Tons | 11.8648 | 2.3838 | 0 | 0 | 0 | 0 | 0
BART SO2 Annual- Nebraska City- v6.17 | 142 | 7206 | Rate Constraint in lbs/MMBtu | FALSE | L | Annual | Allowances Purchased SO2 | Thousand Tons | 0 | 0 | 0 | 0 | 0 | 0 | 0
BART SO2 Annual- Nebraska City- v6.17 | 142 | 7206 | Rate Constraint in lbs/MMBtu | FALSE | L | Annual | Allowances Sold SO2 | Thousand Tons | 0 | 0 | 0 | 0 | 0 | 0 | 0
BART SO2 Annual- Nebraska City- v6.17 | 142 | 7206 | Rate Constraint in lbs/MMBtu | FALSE | L | Annual | Allowances Banked | Thousand Tons | 0 | 0 | 0 | 0 | 0 | 0 | 0
BART SO2 Annual- Nebraska City- v6.17 | 142 | 7206 | Rate Constraint in lbs/MMBtu | FALSE | L | Annual | Allowances Withdrawn (1:1) | Thousand Tons | 0 | 0 | 0 | 0 | 0 | 0 | 0
BART SO2 Annual- Nebraska City- v6.17 | 142 | 7206 | Rate Constraint in lbs/MMBtu | FALSE | L | Annual | Allowances Withdrawn (n:1) | Thousand Tons | 0 | 0 | 0 | 0 | 0 | 0 | 0
BART SO2 Annual- Nebraska City- v6.17 | 142 | 7206 | Rate Constraint in lbs/MMBtu | FALSE | L | Annual | Net Emissions Allowance Position | Thousand Tons | 11.8648 | 2.3838 | 0 | 0 | 0 | 0 | 0
BART SO2 Annual- Nebraska City- v6.17 | 142 | 7206 | Rate Constraint in lbs/MMBtu | FALSE | L | Annual | Fuel Consumed | TBtu | 45.4313 | 9.1278 | 0 | 0 | 0 | 0 | 0
BART SO2 Annual- Nebraska City- v6.17 | 142 | 7206 | Rate Constraint in lbs/MMBtu | FALSE | L | Annual | Rate | lb/MMBtu | 0.52232 | 0.52232 | 0 | 0 | 0 | 0 | 0
BART SO2 Annual- Nebraska City- v6.17 | 142 | 7206 | Rate Constraint in lbs/MMBtu | FALSE | L | Annual | Generation | TWh | 4.6273 | 0.9297 | 0 | 0 | 0 | 0 | 0
BART SO2 Annual- Nebraska City- v6.17 | 142 | 7206 | Rate Constraint in lbs/MMBtu | FALSE | L | Annual | Qualifying Generation | TWh | 4.6273 | 0.9297 | 0 | 0 | 0 | 0 | 0
BART SO2 Annual- Nebraska City- v6.17 | 142 | 7206 | Rate Constraint in lbs/MMBtu | FALSE | L | Annual | Rate | lb/MWh | 5.1281 | 5.1281 | 0 | 0 | 0 | 0 | 0
BART SO2 Annual- Nebraska City- v6.17 | 142 | 7206 | Rate Constraint in lbs/MMBtu | FALSE | L | Annual | Constraint Shadow Price | US2019$/Ton | 0 | 0 | 0 | 0 | 0 | 0 | 0
BART SO2 Annual- Oswego Harbor 5- v5.16 | 143 | 7244 | Rate Constraint in lbs/MMBtu | FALSE | L | Annual | Seasons Included | Seasons | Winter, WintShld, Summer | Winter, WintShld, Summer | Winter, WintShld, Summer | Winter, WintShld, Summer | Winter, WintShld, Summer | Winter, WintShld, Summer | Winter, WintShld, Summer
BART SO2 Annual- Oswego Harbor 5- v5.16 | 143 | 7244 | Rate Constraint in lbs/MMBtu | FALSE | L | Annual | Standard SO2 | lb/MMBtu | 0.8 | 0.8 | 0.8 | 0.8 | 0.8 | 0.8 | 0.8
BART SO2 Annual- Oswego Harbor 5- v5.16 | 143 | 7244 | Rate Constraint in lbs/MMBtu | FALSE | L | Annual | Emissions at Affected Plants SO2 | Thousand Tons | 0 | 0 | 0 | 0 | 0 | 0 | 0
BART SO2 Annual- Oswego Harbor 5- v5.16 | 143 | 7244 | Rate Constraint in lbs/MMBtu | FALSE | L | Annual | Allowances Purchased SO2 | Thousand Tons | 0 | 0 | 0 | 0 | 0 | 0 | 0
BART SO2 Annual- Oswego Harbor 5- v5.16 | 143 | 7244 | Rate Constraint in lbs/MMBtu | FALSE | L | Annual | Allowances Sold SO2 | Thousand Tons | 0 | 0 | 0 | 0 | 0 | 0 | 0
BART SO2 Annual- Oswego Harbor 5- v5.16 | 143 | 7244 | Rate Constraint in lbs/MMBtu | FALSE | L | Annual | Allowances Banked | Thousand Tons | 0 | 0 | 0 | 0 | 0 | 0 | 0
BART SO2 Annual- Oswego Harbor 5- v5.16 | 143 | 7244 | Rate Constraint in lbs/MMBtu | FALSE | L | Annual | Allowances Withdrawn (1:1) | Thousand Tons | 0 | 0 | 0 | 0 | 0 | 0 | 0
BART SO2 Annual- Oswego Harbor 5- v5.16 | 143 | 7244 | Rate Constraint in lbs/MMBtu | FALSE | L | Annual | Allowances Withdrawn (n:1) | Thousand Tons | 0 | 0 | 0 | 0 | 0 | 0 | 0
BART SO2 Annual- Oswego Harbor 5- v5.16 | 143 | 7244 | Rate Constraint in lbs/MMBtu | FALSE | L | Annual | Net Emissions Allowance Position | Thousand Tons | 0 | 0 | 0 | 0 | 0 | 0 | 0
BART SO2 Annual- Oswego Harbor 5- v5.16 | 143 | 7244 | Rate Constraint in lbs/MMBtu | FALSE | L | Annual | Fuel Consumed | TBtu | 0 | 0 | 0 | 0 | 0 | 0 | 0
BART SO2 Annual- Oswego Harbor 5- v5.16 | 143 | 7244 | Rate Constraint in lbs/MMBtu | FALSE | L | Annual | Rate | lb/MMBtu | 0 | 0 | 0 | 0 | 0 | 0 | 0
BART SO2 Annual- Oswego Harbor 5- v5.16 | 143 | 7244 | Rate Constraint in lbs/MMBtu | FALSE | L | Annual | Generation | TWh | 0 | 0 | 0 | 0 | 0 | 0 | 0
BART SO2 Annual- Oswego Harbor 5- v5.16 | 143 | 7244 | Rate Constraint in lbs/MMBtu | FALSE | L | Annual | Qualifying Generation | TWh | 0 | 0 | 0 | 0 | 0 | 0 | 0
BART SO2 Annual- Oswego Harbor 5- v5.16 | 143 | 7244 | Rate Constraint in lbs/MMBtu | FALSE | L | Annual | Rate | lb/MWh | 0 | 0 | 0 | 0 | 0 | 0 | 0
BART SO2 Annual- Oswego Harbor 5- v5.16 | 143 | 7244 | Rate Constraint in lbs/MMBtu | FALSE | L | Annual | Constraint Shadow Price | US2019$/Ton | 0 | 0 | 0 | 0 | 0 | 0 | 0
BART SO2 Annual- Oswego Harbor 6- v6.17 | 144 | 7245 | Rate Constraint in lbs/MMBtu | FALSE | L | Annual | Seasons Included | Seasons | Winter, WintShld, Summer | Winter, WintShld, Summer | Winter, WintShld, Summer | Winter, WintShld, Summer | Winter, WintShld, Summer | Winter, WintShld, Summer | Winter, WintShld, Summer
BART SO2 Annual- Oswego Harbor 6- v6.17 | 144 | 7245 | Rate Constraint in lbs/MMBtu | FALSE | L | Annual | Standard SO2 | lb/MMBtu | 0.8 | 0.8 | 0.8 | 0.8 | 0.8 | 0.8 | 0.8
BART SO2 Annual- Oswego Harbor 6- v6.17 | 144 | 7245 | Rate Constraint in lbs/MMBtu | FALSE | L | Annual | Emissions at Affected Plants SO2 | Thousand Tons | 0 | 0 | 0 | 0 | 0 | 0 | 0
BART SO2 Annual- Oswego Harbor 6- v6.17 | 144 | 7245 | Rate Constraint in lbs/MMBtu | FALSE | L | Annual | Allowances Purchased SO2 | Thousand Tons | 0 | 0 | 0 | 0 | 0 | 0 | 0
BART SO2 Annual- Oswego Harbor 6- v6.17 | 144 | 7245 | Rate Constraint in lbs/MMBtu | FALSE | L | Annual | Allowances Sold SO2 | Thousand Tons | 0 | 0 | 0 | 0 | 0 | 0 | 0
BART SO2 Annual- Oswego Harbor 6- v6.17 | 144 | 7245 | Rate Constraint in lbs/MMBtu | FALSE | L | Annual | Allowances Banked | Thousand Tons | 0 | 0 | 0 | 0 | 0 | 0 | 0
BART SO2 Annual- Oswego Harbor 6- v6.17 | 144 | 7245 | Rate Constraint in lbs/MMBtu | FALSE | L | Annual | Allowances Withdrawn (1:1) | Thousand Tons | 0 | 0 | 0 | 0 | 0 | 0 | 0
BART SO2 Annual- Oswego Harbor 6- v6.17 | 144 | 7245 | Rate Constraint in lbs/MMBtu | FALSE | L | Annual | Allowances Withdrawn (n:1) | Thousand Tons | 0 | 0 | 0 | 0 | 0 | 0 | 0
BART SO2 Annual- Oswego Harbor 6- v6.17 | 144 | 7245 | Rate Constraint in lbs/MMBtu | FALSE | L | Annual | Net Emissions Allowance Position | Thousand Tons | 0 | 0 | 0 | 0 | 0 | 0 | 0
BART SO2 Annual- Oswego Harbor 6- v6.17 | 144 | 7245 | Rate Constraint in lbs/MMBtu | FALSE | L | Annual | Fuel Consumed | TBtu | 0 | 0 | 0 | 0 | 0 | 0 | 0
BART SO2 Annual- Oswego Harbor 6- v6.17 | 144 | 7245 | Rate Constraint in lbs/MMBtu | FALSE | L | Annual | Rate | lb/MMBtu | 0 | 0 | 0 | 0 | 0 | 0 | 0
BART SO2 Annual- Oswego Harbor 6- v6.17 | 144 | 7245 | Rate Constraint in lbs/MMBtu | FALSE | L | Annual | Generation | TWh | 0 | 0 | 0 | 0 | 0 | 0 | 0
BART SO2 Annual- Oswego Harbor 6- v6.17 | 144 | 7245 | Rate Constraint in lbs/MMBtu | FALSE | L | Annual | Qualifying Generation | TWh | 0 | 0 | 0 | 0 | 0 | 0 | 0
BART SO2 Annual- Oswego Harbor 6- v6.17 | 144 | 7245 | Rate Constraint in lbs/MMBtu | FALSE | L | Annual | Rate | lb/MWh | 0 | 0 | 0 | 0 | 0 | 0 | 0
BART SO2 Annual- Oswego Harbor 6- v6.17 | 144 | 7245 | Rate Constraint in lbs/MMBtu | FALSE | L | Annual | Constraint Shadow Price | US2019$/Ton | 0 | 0 | 0 | 0 | 0 | 0 | 0
BART SO2 Annual Rate-Seminole 1&2 -v5.13 | 145 | 7231 | Rate Constraint in lbs/MMBtu | FALSE | L | Annual | Seasons Included | Seasons | Winter, WintShld, Summer | Winter, WintShld, Summer | Winter, WintShld, Summer | Winter, WintShld, Summer | Winter, WintShld, Summer | Winter, WintShld, Summer | Winter, WintShld, Summer
BART SO2 Annual Rate-Seminole 1&2 -v5.13 | 145 | 7231 | Rate Constraint in lbs/MMBtu | FALSE | L | Annual | Standard SO2 | lb/MMBtu | 0.25 | 0.25 | 0.25 | 0.25 | 0.25 | 0.25 | 0.25
BART SO2 Annual Rate-Seminole 1&2 -v5.13 | 145 | 7231 | Rate Constraint in lbs/MMBtu | FALSE | L | Annual | Emissions at Affected Plants SO2 | Thousand Tons | 0.3408 | 0.38236 | 0 | 0 | 0 | 0 | 0
BART SO2 Annual Rate-Seminole 1&2 -v5.13 | 145 | 7231 | Rate Constraint in lbs/MMBtu | FALSE | L | Annual | Allowances Purchased SO2 | Thousand Tons | 0 | 0 | 0 | 0 | 0 | 0 | 0
BART SO2 Annual Rate-Seminole 1&2 -v5.13 | 145 | 7231 | Rate Constraint in lbs/MMBtu | FALSE | L | Annual | Allowances Sold SO2 | Thousand Tons | 0 | 0 | 0 | 0 | 0 | 0 | 0
BART SO2 Annual Rate-Seminole 1&2 -v5.13 | 145 | 7231 | Rate Constraint in lbs/MMBtu | FALSE | L | Annual | Allowances Banked | Thousand Tons | 0 | 0 | 0 | 0 | 0 | 0 | 0
BART SO2 Annual Rate-Seminole 1&2 -v5.13 | 145 | 7231 | Rate Constraint in lbs/MMBtu | FALSE | L | Annual | Allowances Withdrawn (1:1) | Thousand Tons | 0 | 0 | 0 | 0 | 0 | 0 | 0
BART SO2 Annual Rate-Seminole 1&2 -v5.13 | 145 | 7231 | Rate Constraint in lbs/MMBtu | FALSE | L | Annual | Allowances Withdrawn (n:1) | Thousand Tons | 0 | 0 | 0 | 0 | 0 | 0 | 0
BART SO2 Annual Rate-Seminole 1&2 -v5.13 | 145 | 7231 | Rate Constraint in lbs/MMBtu | FALSE | L | Annual | Net Emissions Allowance Position | Thousand Tons | 0.3408 | 0.38236 | 0 | 0 | 0 | 0 | 0
BART SO2 Annual Rate-Seminole 1&2 -v5.13 | 145 | 7231 | Rate Constraint in lbs/MMBtu | FALSE | L | Annual | Fuel Consumed | TBtu | 6.2304 | 6.9901 | 0 | 0 | 0 | 0 | 0
BART SO2 Annual Rate-Seminole 1&2 -v5.13 | 145 | 7231 | Rate Constraint in lbs/MMBtu | FALSE | L | Annual | Rate | lb/MMBtu | 0.1094 | 0.1094 | 0 | 0 | 0 | 0 | 0
BART SO2 Annual Rate-Seminole 1&2 -v5.13 | 145 | 7231 | Rate Constraint in lbs/MMBtu | FALSE | L | Annual | Generation | TWh | 0.63119 | 0.70815 | 0 | 0 | 0 | 0 | 0
BART SO2 Annual Rate-Seminole 1&2 -v5.13 | 145 | 7231 | Rate Constraint in lbs/MMBtu | FALSE | L | Annual | Qualifying Generation | TWh | 0.63119 | 0.70815 | 0 | 0 | 0 | 0 | 0
BART SO2 Annual Rate-Seminole 1&2 -v5.13 | 145 | 7231 | Rate Constraint in lbs/MMBtu | FALSE | L | Annual | Rate | lb/MWh | 1.0799 | 1.0799 | 0 | 0 | 0 | 0 | 0
BART SO2 Annual Rate-Seminole 1&2 -v5.13 | 145 | 7231 | Rate Constraint in lbs/MMBtu | FALSE | L | Annual | Constraint Shadow Price | US2019$/Ton | 0 | 0 | 0 | 0 | 0 | 0 | 0
BART SO2 Annual- Roseton 1- v5.16 | 146 | 7247 | Rate Constraint in lbs/MMBtu | FALSE | L | Annual | Seasons Included | Seasons | Winter, WintShld, Summer | Winter, WintShld, Summer | Winter, WintShld, Summer | Winter, WintShld, Summer | Winter, WintShld, Summer | Winter, WintShld, Summer | Winter, WintShld, Summer
BART SO2 Annual- Roseton 1- v5.16 | 146 | 7247 | Rate Constraint in lbs/MMBtu | FALSE | L | Annual | Standard SO2 | lb/MMBtu | 0.55 | 0.55 | 0.55 | 0.55 | 0.55 | 0.55 | 0.55
BART SO2 Annual- Roseton 1- v5.16 | 146 | 7247 | Rate Constraint in lbs/MMBtu | FALSE | L | Annual | Emissions at Affected Plants SO2 | Thousand Tons | 0 | 0 | 0 | 0 | 0 | 0 | 0
BART SO2 Annual- Roseton 1- v5.16 | 146 | 7247 | Rate Constraint in lbs/MMBtu | FALSE | L | Annual | Allowances Purchased SO2 | Thousand Tons | 0 | 0 | 0 | 0 | 0 | 0 | 0
BART SO2 Annual- Roseton 1- v5.16 | 146 | 7247 | Rate Constraint in lbs/MMBtu | FALSE | L | Annual | Allowances Sold SO2 | Thousand Tons | 0 | 0 | 0 | 0 | 0 | 0 | 0
BART SO2 Annual- Roseton 1- v5.16 | 146 | 7247 | Rate Constraint in lbs/MMBtu | FALSE | L | Annual | Allowances Banked | Thousand Tons | 0 | 0 | 0 | 0 | 0 | 0 | 0
BART SO2 Annual- Roseton 1- v5.16 | 146 | 7247 | Rate Constraint in lbs/MMBtu | FALSE | L | Annual | Allowances Withdrawn (1:1) | Thousand Tons | 0 | 0 | 0 | 0 | 0 | 0 | 0
BART SO2 Annual- Roseton 1- v5.16 | 146 | 7247 | Rate Constraint in lbs/MMBtu | FALSE | L | Annual | Allowances Withdrawn (n:1) | Thousand Tons | 0 | 0 | 0 | 0 | 0 | 0 | 0
BART SO2 Annual- Roseton 1- v5.16 | 146 | 7247 | Rate Constraint in lbs/MMBtu | FALSE | L | Annual | Net Emissions Allowance Position | Thousand Tons | 0 | 0 | 0 | 0 | 0 | 0 | 0
BART SO2 Annual- Roseton 1- v5.16 | 146 | 7247 | Rate Constraint in lbs/MMBtu | FALSE | L | Annual | Fuel Consumed | TBtu | 0 | 0 | 0 | 0 | 0 | 0 | 0
BART SO2 Annual- Roseton 1- v5.16 | 146 | 7247 | Rate Constraint in lbs/MMBtu | FALSE | L | Annual | Rate | lb/MMBtu | 0 | 0 | 0 | 0 | 0 | 0 | 0
BART SO2 Annual- Roseton 1- v5.16 | 146 | 7247 | Rate Constraint in lbs/MMBtu | FALSE | L | Annual | Generation | TWh | 0 | 0 | 0 | 0 | 0 | 0 | 0
BART SO2 Annual- Roseton 1- v5.16 | 146 | 7247 | Rate Constraint in lbs/MMBtu | FALSE | L | Annual | Qualifying Generation | TWh | 0 | 0 | 0 | 0 | 0 | 0 | 0
BART SO2 Annual- Roseton 1- v5.16 | 146 | 7247 | Rate Constraint in lbs/MMBtu | FALSE | L | Annual | Rate | lb/MWh | 0 | 0 | 0 | 0 | 0 | 0 | 0
BART SO2 Annual- Roseton 1- v5.16 | 146 | 7247 | Rate Constraint in lbs/MMBtu | FALSE | L | Annual | Constraint Shadow Price | US2019$/Ton | 0 | 0 | 0 | 0 | 0 | 0 | 39.0644
BART SO2 Annual- Roseton 2- v5.16 | 147 | 7248 | Rate Constraint in lbs/MMBtu | FALSE | L | Annual | Seasons Included | Seasons | Winter, WintShld, Summer | Winter, WintShld, Summer | Winter, WintShld, Summer | Winter, WintShld, Summer | Winter, WintShld, Summer | Winter, WintShld, Summer | Winter, WintShld, Summer
BART SO2 Annual- Roseton 2- v5.16 | 147 | 7248 | Rate Constraint in lbs/MMBtu | FALSE | L | Annual | Standard SO2 | lb/MMBtu | 0.55 | 0.55 | 0.55 | 0.55 | 0.55 | 0.55 | 0.55
BART SO2 Annual- Roseton 2- v5.16 | 147 | 7248 | Rate Constraint in lbs/MMBtu | FALSE | L | Annual | Emissions at Affected Plants SO2 | Thousand Tons | 0 | 0 | 0 | 0 | 0 | 0 | 0
BART SO2 Annual- Roseton 2- v5.16 | 147 | 7248 | Rate Constraint in lbs/MMBtu | FALSE | L | Annual | Allowances Purchased SO2 | Thousand Tons | 0 | 0 | 0 | 0 | 0 | 0 | 0
BART SO2 Annual- Roseton 2- v5.16 | 147 | 7248 | Rate Constraint in lbs/MMBtu | FALSE | L | Annual | Allowances Sold SO2 | Thousand Tons | 0 | 0 | 0 | 0 | 0 | 0 | 0
BART SO2 Annual- Roseton 2- v5.16 | 147 | 7248 | Rate Constraint in lbs/MMBtu | FALSE | L | Annual | Allowances Banked | Thousand Tons | 0 | 0 | 0 | 0 | 0 | 0 | 0
BART SO2 Annual- Roseton 2- v5.16 | 147 | 7248 | Rate Constraint in lbs/MMBtu | FALSE | L | Annual | Allowances Withdrawn (1:1) | Thousand Tons | 0 | 0 | 0 | 0 | 0 | 0 | 0
BART SO2 Annual- Roseton 2- v5.16 | 147 | 7248 | Rate Constraint in lbs/MMBtu | FALSE | L | Annual | Allowances Withdrawn (n:1) | Thousand Tons | 0 | 0 | 0 | 0 | 0 | 0 | 0
BART SO2 Annual- Roseton 2- v5.16 | 147 | 7248 | Rate Constraint in lbs/MMBtu | FALSE | L | Annual | Net Emissions Allowance Position | Thousand Tons | 0 | 0 | 0 | 0 | 0 | 0 | 0
BART SO2 Annual- Roseton 2- v5.16 | 147 | 7248 | Rate Constraint in lbs/MMBtu | FALSE | L | Annual | Fuel Consumed | TBtu | 0 | 0 | 0 | 0 | 0 | 0 | 0
BART SO2 Annual- Roseton 2- v5.16 | 147 | 7248 | Rate Constraint in lbs/MMBtu | FALSE | L | Annual | Rate | lb/MMBtu | 0 | 0 | 0 | 0 | 0 | 0 | 0
BART SO2 Annual- Roseton 2- v5.16 | 147 | 7248 | Rate Constraint in lbs/MMBtu | FALSE | L | Annual | Generation | TWh | 0 | 0 | 0 | 0 | 0 | 0 | 0
BART SO2 Annual- Roseton 2- v5.16 | 147 | 7248 | Rate Constraint in lbs/MMBtu | FALSE | L | Annual | Qualifying Generation | TWh | 0 | 0 | 0 | 0 | 0 | 0 | 0
BART SO2 Annual- Roseton 2- v5.16 | 147 | 7248 | Rate Constraint in lbs/MMBtu | FALSE | L | Annual | Rate | lb/MWh | 0 | 0 | 0 | 0 | 0 | 0 | 0
BART SO2 Annual- Roseton 2- v5.16 | 147 | 7248 | Rate Constraint in lbs/MMBtu | FALSE | L | Annual | Constraint Shadow Price | US2019$/Ton | 0 | 0 | 0 | 0 | 0 | 0 | 25.9842
BART SO2 Annual- Sherburne County 1- v5.16 | 148 | 7240 | Rate Constraint in lbs/MMBtu | FALSE | L | Annual | Seasons Included | Seasons | Winter, WintShld, Summer | Winter, WintShld, Summer | Winter, WintShld, Summer | Winter, WintShld, Summer | Winter, WintShld, Summer | Winter, WintShld, Summer | Winter, WintShld, Summer
BART SO2 Annual- Sherburne County 1- v5.16 | 148 | 7240 | Rate Constraint in lbs/MMBtu | FALSE | L | Annual | Standard SO2 | lb/MMBtu | 0.05 | 0.05 | 0.05 | 0.05 | 0.05 | 0.05 | 0.05
BART SO2 Annual- Sherburne County 1- v5.16 | 148 | 7240 | Rate Constraint in lbs/MMBtu | FALSE | L | Annual | Emissions at Affected Plants SO2 | Thousand Tons | 0 | 0 | 0 | 0 | 0 | 0 | 0
BART SO2 Annual- Sherburne County 1- v5.16 | 148 | 7240 | Rate Constraint in lbs/MMBtu | FALSE | L | Annual | Allowances Purchased SO2 | Thousand Tons | 0 | 0 | 0 | 0 | 0 | 0 | 0
BART SO2 Annual- Sherburne County 1- v5.16 | 148 | 7240 | Rate Constraint in lbs/MMBtu | FALSE | L | Annual | Allowances Sold SO2 | Thousand Tons | 0 | 0 | 0 | 0 | 0 | 0 | 0
BART SO2 Annual- Sherburne County 1- v5.16 | 148 | 7240 | Rate Constraint in lbs/MMBtu | FALSE | L | Annual | Allowances Banked | Thousand Tons | 0 | 0 | 0 | 0 | 0 | 0 | 0
BART SO2 Annual- Sherburne County 1- v5.16 | 148 | 7240 | Rate Constraint in lbs/MMBtu | FALSE | L | Annual | Allowances Withdrawn (1:1) | Thousand Tons | 0 | 0 | 0 | 0 | 0 | 0 | 0
BART SO2 Annual- Sherburne County 1- v5.16 | 148 | 7240 | Rate Constraint in lbs/MMBtu | FALSE | L | Annual | Allowances Withdrawn (n:1) | Thousand Tons | 0 | 0 | 0 | 0 | 0 | 0 | 0
BART SO2 Annual- Sherburne County 1- v5.16 | 148 | 7240 | Rate Constraint in lbs/MMBtu | FALSE | L | Annual | Net Emissions Allowance Position | Thousand Tons | 0 | 0 | 0 | 0 | 0 | 0 | 0
BART SO2 Annual- Sherburne County 1- v5.16 | 148 | 7240 | Rate Constraint in lbs/MMBtu | FALSE | L | Annual | Fuel Consumed | TBtu | 0 | 0 | 0 | 0 | 0 | 0 | 0
BART SO2 Annual- Sherburne County 1- v5.16 | 148 | 7240 | Rate Constraint in lbs/MMBtu | FALSE | L | Annual | Rate | lb/MMBtu | 0 | 0 | 0 | 0 | 0 | 0 | 0
BART SO2 Annual- Sherburne County 1- v5.16 | 148 | 7240 | Rate Constraint in lbs/MMBtu | FALSE | L | Annual | Generation | TWh | 0 | 0 | 0 | 0 | 0 | 0 | 0
BART SO2 Annual- Sherburne County 1- v5.16 | 148 | 7240 | Rate Constraint in lbs/MMBtu | FALSE | L | Annual | Qualifying Generation | TWh | 0 | 0 | 0 | 0 | 0 | 0 | 0
BART SO2 Annual- Sherburne County 1- v5.16 | 148 | 7240 | Rate Constraint in lbs/MMBtu | FALSE | L | Annual | Rate | lb/MWh | 0 | 0 | 0 | 0 | 0 | 0 | 0
BART SO2 Annual- Sherburne County 1- v5.16 | 148 | 7240 | Rate Constraint in lbs/MMBtu | FALSE | L | Annual | Constraint Shadow Price | US2019$/Ton | 0 | 0 | 0 | 0 | 0 | 0 | 0
BART SO2 Annual- Sherburne County 3- v5.16 | 149 | 7246 | Rate Constraint in lbs/MMBtu | FALSE | L | Annual | Seasons Included | Seasons | Winter, WintShld, Summer | Winter, WintShld, Summer | Winter, WintShld, Summer | Winter, WintShld, Summer | Winter, WintShld, Summer | Winter, WintShld, Summer | Winter, WintShld, Summer
BART SO2 Annual- Sherburne County 3- v5.16 | 149 | 7246 | Rate Constraint in lbs/MMBtu | FALSE | L | Annual | Standard SO2 | lb/MMBtu | 0.29 | 0.29 | 0.29 | 0.29 | 0.29 | 0.29 | 0.29
BART SO2 Annual- Sherburne County 3- v5.16 | 149 | 7246 | Rate Constraint in lbs/MMBtu | FALSE | L | Annual | Emissions at Affected Plants SO2 | Thousand Tons | 0 | 0 | 0 | 0 | 0 | 0 | 0
BART SO2 Annual- Sherburne County 3- v5.16 | 149 | 7246 | Rate Constraint in lbs/MMBtu | FALSE | L | Annual | Allowances Purchased SO2 | Thousand Tons | 0 | 0 | 0 | 0 | 0 | 0 | 0
BART SO2 Annual- Sherburne County 3- v5.16 | 149 | 7246 | Rate Constraint in lbs/MMBtu | FALSE | L | Annual | Allowances Sold SO2 | Thousand Tons | 0 | 0 | 0 | 0 | 0 | 0 | 0
BART SO2 Annual- Sherburne County 3- v5.16 | 149 | 7246 | Rate Constraint in lbs/MMBtu | FALSE | L | Annual | Allowances Banked | Thousand Tons | 0 | 0 | 0 | 0 | 0 | 0 | 0
BART SO2 Annual- Sherburne County 3- v5.16 | 149 | 7246 | Rate Constraint in lbs/MMBtu | FALSE | L | Annual | Allowances Withdrawn (1:1) | Thousand Tons | 0 | 0 | 0 | 0 | 0 | 0 | 0
BART SO2 Annual- Sherburne County 3- v5.16 | 149 | 7246 | Rate Constraint in lbs/MMBtu | FALSE | L | Annual | Allowances Withdrawn (n:1) | Thousand Tons | 0 | 0 | 0 | 0 | 0 | 0 | 0
BART SO2 Annual- Sherburne County 3- v5.16 | 149 | 7246 | Rate Constraint in lbs/MMBtu | FALSE | L | Annual | Net Emissions Allowance Position | Thousand Tons | 0 | 0 | 0 | 0 | 0 | 0 | 0
BART SO2 Annual- Sherburne County 3- v5.16 | 149 | 7246 | Rate Constraint in lbs/MMBtu | FALSE | L | Annual | Fuel Consumed | TBtu | 0 | 0 | 0 | 0 | 0 | 0 | 0
BART SO2 Annual- Sherburne County 3- v5.16 | 149 | 7246 | Rate Constraint in lbs/MMBtu | FALSE | L | Annual | Rate | lb/MMBtu | 0 | 0 | 0 | 0 | 0 | 0 | 0
BART SO2 Annual- Sherburne County 3- v5.16 | 149 | 7246 | Rate Constraint in lbs/MMBtu | FALSE | L | Annual | Generation | TWh | 0 | 0 | 0 | 0 | 0 | 0 | 0
BART SO2 Annual- Sherburne County 3- v5.16 | 149 | 7246 | Rate Constraint in lbs/MMBtu | FALSE | L | Annual | Qualifying Generation | TWh | 0 | 0 | 0 | 0 | 0 | 0 | 0
BART SO2 Annual- Sherburne County 3- v5.16 | 149 | 7246 | Rate Constraint in lbs/MMBtu | FALSE | L | Annual | Rate | lb/MWh | 0 | 0 | 0 | 0 | 0 | 0 | 0
BART SO2 Annual- Sherburne County 3- v5.16 | 149 | 7246 | Rate Constraint in lbs/MMBtu | FALSE | L | Annual | Constraint Shadow Price | US2019$/Ton | 0 | 0 | 0 | 0 | 0 | 0 | 0
BART SO2 Annual- Transalta Centralia 1,2- v5.16 | 150 | 7239 | Rate Constraint in MTons | FALSE | L | Annual | Seasons Included | Seasons | Winter, WintShld, Summer | Winter, WintShld, Summer | Winter, WintShld, Summer | Winter, WintShld, Summer | Winter, WintShld, Summer | Winter, WintShld, Summer | Winter, WintShld, Summer
BART SO2 Annual- Transalta Centralia 1,2- v5.16 | 150 | 7239 | Rate Constraint in MTons | FALSE | L | Annual | Standard SO2 | Thousand Tons | 10 | 10 | 10 | 10 | 10 | 10 | 10
BART SO2 Annual- Transalta Centralia 1,2- v5.16 | 150 | 7239 | Rate Constraint in MTons | FALSE | L | Annual | Emissions at Affected Plants SO2 | Thousand Tons | 0 | 0 | 0 | 0 | 0 | 0 | 0
BART SO2 Annual- Transalta Centralia 1,2- v5.16 | 150 | 7239 | Rate Constraint in MTons | FALSE | L | Annual | Allowances Purchased SO2 | Thousand Tons | 0 | 0 | 0 | 0 | 0 | 0 | 0
BART SO2 Annual- Transalta Centralia 1,2- v5.16 | 150 | 7239 | Rate Constraint in MTons | FALSE | L | Annual | Allowances Sold SO2 | Thousand Tons | 0 | 0 | 0 | 0 | 0 | 0 | 0
BART SO2 Annual- Transalta Centralia 1,2- v5.16 | 150 | 7239 | Rate Constraint in MTons | FALSE | L | Annual | Allowances Banked | Thousand Tons | 0 | 0 | 0 | 0 | 0 | 0 | 0
BART SO2 Annual- Transalta Centralia 1,2- v5.16 | 150 | 7239 | Rate Constraint in MTons | FALSE | L | Annual | Allowances Withdrawn (1:1) | Thousand Tons | 0 | 0 | 0 | 0 | 0 | 0 | 0
BART SO2 Annual- Transalta Centralia 1,2- v5.16 | 150 | 7239 | Rate Constraint in MTons | FALSE | L | Annual | Allowances Withdrawn (n:1) | Thousand Tons | 0 | 0 | 0 | 0 | 0 | 0 | 0
BART SO2 Annual- Transalta Centralia 1,2- v5.16 | 150 | 7239 | Rate Constraint in MTons | FALSE | L | Annual | Net Emissions Allowance Position | Thousand Tons | 0 | 0 | 0 | 0 | 0 | 0 | 0
BART SO2 Annual- Transalta Centralia 1,2- v5.16 | 150 | 7239 | Rate Constraint in MTons | FALSE | L | Annual | Fuel Consumed | TBtu | 0 | 0 | 0 | 0 | 0 | 0 | 0
BART SO2 Annual- Transalta Centralia 1,2- v5.16 | 150 | 7239 | Rate Constraint in MTons | FALSE | L | Annual | Rate | lb/MMBtu | 0 | 0 | 0 | 0 | 0 | 0 | 0
BART SO2 Annual- Transalta Centralia 1,2- v5.16 | 150 | 7239 | Rate Constraint in MTons | FALSE | L | Annual | Generation | TWh | 0 | 0 | 0 | 0 | 0 | 0 | 0
BART SO2 Annual- Transalta Centralia 1,2- v5.16 | 150 | 7239 | Rate Constraint in MTons | FALSE | L | Annual | Qualifying Generation | TWh | 0 | 0 | 0 | 0 | 0 | 0 | 0
BART SO2 Annual- Transalta Centralia 1,2- v5.16 | 150 | 7239 | Rate Constraint in MTons | FALSE | L | Annual | Rate | lb/MWh | 0 | 0 | 0 | 0 | 0 | 0 | 0
BART SO2 Annual- Transalta Centralia 1,2- v5.16 | 150 | 7239 | Rate Constraint in MTons | FALSE | L | Annual | Constraint Shadow Price | US2019$/Ton | 0 | 0 | 0 | 0 | 0 | 0 | 0
BART SO2 Annual- White Bluff 1- v6.20 | 151 | 7641 | Rate Constraint in lbs/MMBtu | FALSE | L | Annual | Seasons Included | Seasons | Winter, WintShld, Summer | Winter, WintShld, Summer | Winter, WintShld, Summer | Winter, WintShld, Summer | Winter, WintShld, Summer | Winter, WintShld, Summer | Winter, WintShld, Summer
BART SO2 Annual- White Bluff 1- v6.20 | 151 | 7641 | Rate Constraint in lbs/MMBtu | FALSE | L | Annual | Standard SO2 | lb/MMBtu | 0.6 | 0.6 | 0.6 | 0.6 | 0.6 | 0.6 | 0.6
BART SO2 Annual- White Bluff 1- v6.20 | 151 | 7641 | Rate Constraint in lbs/MMBtu | FALSE | L | Annual | Emissions at Affected Plants SO2 | Thousand Tons | 0 | 0 | 0 | 0 | 0 | 0 | 0
BART SO2 Annual- White Bluff 1- v6.20 | 151 | 7641 | Rate Constraint in lbs/MMBtu | FALSE | L | Annual | Allowances Purchased SO2 | Thousand Tons | 0 | 0 | 0 | 0 | 0 | 0 | 0
BART SO2 Annual- White Bluff 1- v6.20 | 151 | 7641 | Rate Constraint in lbs/MMBtu | FALSE | L | Annual | Allowances Sold SO2 | Thousand Tons | 0 | 0 | 0 | 0 | 0 | 0 | 0
BART SO2 Annual- White Bluff 1- v6.20 | 151 | 7641 | Rate Constraint in lbs/MMBtu | FALSE | L | Annual | Allowances Banked | Thousand Tons | 0 | 0 | 0 | 0 | 0 | 0 | 0
BART SO2 Annual- White Bluff 1- v6.20 | 151 | 7641 | Rate Constraint in lbs/MMBtu | FALSE | L | Annual | Allowances Withdrawn (1:1) | Thousand Tons | 0 | 0 | 0 | 0 | 0 | 0 | 0
BART SO2 Annual- White Bluff 1- v6.20 | 151 | 7641 | Rate Constraint in lbs/MMBtu | FALSE | L | Annual | Allowances Withdrawn (n:1) | Thousand Tons | 0 | 0 | 0 | 0 | 0 | 0 | 0
BART SO2 Annual- White Bluff 1- v6.20 | 151 | 7641 | Rate Constraint in lbs/MMBtu | FALSE | L | Annual | Net Emissions Allowance Position | Thousand Tons | 0 | 0 | 0 | 0 | 0 | 0 | 0
BART SO2 Annual- White Bluff 1- v6.20 | 151 | 7641 | Rate Constraint in lbs/MMBtu | FALSE | L | Annual | Fuel Consumed | TBtu | 0 | 0 | 0 | 0 | 0 | 0 | 0
BART SO2 Annual- White Bluff 1- v6.20 | 151 | 7641 | Rate Constraint in lbs/MMBtu | FALSE | L | Annual | Rate | lb/MMBtu | 0 | 0 | 0 | 0 | 0 | 0 | 0
BART SO2 Annual- White Bluff 1- v6.20 | 151 | 7641 | Rate Constraint in lbs/MMBtu | FALSE | L | Annual | Generation | TWh | 0 | 0 | 0 | 0 | 0 | 0 | 0
BART SO2 Annual- White Bluff 1- v6.20 | 151 | 7641 | Rate Constraint in lbs/MMBtu | FALSE | L | Annual | Qualifying Generation | TWh | 0 | 0 | 0 | 0 | 0 | 0 | 0
BART SO2 Annual- White Bluff 1- v6.20 | 151 | 7641 | Rate Constraint in lbs/MMBtu | FALSE | L | Annual | Rate | lb/MWh | 0 | 0 | 0 | 0 | 0 | 0 | 0
BART SO2 Annual- White Bluff 1- v6.20 | 151 | 7641 | Rate Constraint in lbs/MMBtu | FALSE | L | Annual | Constraint Shadow Price | US2019$/Ton | 0 | 0 | 0 | 0 | 0 | 0 | 0
BART SO2 Annual- White Bluff 2- v6.20 | 152 | 7642 | Rate Constraint in lbs/MMBtu | FALSE | L | Annual | Seasons Included | Seasons | Winter, WintShld, Summer | Winter, WintShld, Summer | Winter, WintShld, Summer | Winter, WintShld, Summer | Winter, WintShld, Summer | Winter, WintShld, Summer | Winter, WintShld, Summer
BART SO2 Annual- White Bluff 2- v6.20 | 152 | 7642 | Rate Constraint in lbs/MMBtu | FALSE | L | Annual | Standard SO2 | lb/MMBtu | 0.6 | 0.6 | 0.6 | 0.6 | 0.6 | 0.6 | 0.6
BART SO2 Annual- White Bluff 2- v6.20 | 152 | 7642 | Rate Constraint in lbs/MMBtu | FALSE | L | Annual | Emissions at Affected Plants SO2 | Thousand Tons | 0 | 0 | 0 | 0 | 0 | 0 | 0
BART SO2 Annual- White Bluff 2- v6.20 | 152 | 7642 | Rate Constraint in lbs/MMBtu | FALSE | L | Annual | Allowances Purchased SO2 | Thousand Tons | 0 | 0 | 0 | 0 | 0 | 0 | 0
BART SO2 Annual- White Bluff 2- v6.20 | 152 | 7642 | Rate Constraint in lbs/MMBtu | FALSE | L | Annual | Allowances Sold SO2 | Thousand Tons | 0 | 0 | 0 | 0 | 0 | 0 | 0
BART SO2 Annual- White Bluff 2- v6.20 | 152 | 7642 | Rate Constraint in lbs/MMBtu | FALSE | L | Annual | Allowances Banked | Thousand Tons | 0 | 0 | 0 | 0 | 0 | 0 | 0
BART SO2 Annual- White Bluff 2- v6.20 | 152 | 7642 | Rate Constraint in lbs/MMBtu | FALSE | L | Annual | Allowances Withdrawn (1:1) | Thousand Tons | 0 | 0 | 0 | 0 | 0 | 0 | 0
BART SO2 Annual- White Bluff 2- v6.20 | 152 | 7642 | Rate Constraint in lbs/MMBtu | FALSE | L | Annual | Allowances Withdrawn (n:1) | Thousand Tons | 0 | 0 | 0 | 0 | 0 | 0 | 0
BART SO2 Annual- White Bluff 2- v6.20 | 152 | 7642 | Rate Constraint in lbs/MMBtu | FALSE | L | Annual | Net Emissions Allowance Position | Thousand Tons | 0 | 0 | 0 | 0 | 0 | 0 | 0
BART SO2 Annual- White Bluff 2- v6.20 | 152 | 7642 | Rate Constraint in lbs/MMBtu | FALSE | L | Annual | Fuel Consumed | TBtu | 0 | 0 | 0 | 0 | 0 | 0 | 0
BART SO2 Annual- White Bluff 2- v6.20 | 152 | 7642 | Rate Constraint in lbs/MMBtu | FALSE | L | Annual | Rate | lb/MMBtu | 0 | 0 | 0 | 0 | 0 | 0 | 0
BART SO2 Annual- White Bluff 2- v6.20 | 152 | 7642 | Rate Constraint in lbs/MMBtu | FALSE | L | Annual | Generation | TWh | 0 | 0 | 0 | 0 | 0 | 0 | 0
BART SO2 Annual- White Bluff 2- v6.20 | 152 | 7642 | Rate Constraint in lbs/MMBtu | FALSE | L | Annual | Qualifying Generation | TWh | 0 | 0 | 0 | 0 | 0 | 0 | 0
BART SO2 Annual- White Bluff 2- v6.20 | 152 | 7642 | Rate Constraint in lbs/MMBtu | FALSE | L | Annual | Rate | lb/MWh | 0 | 0 | 0 | 0 | 0 | 0 | 0
BART SO2 Annual- White Bluff 2- v6.20 | 152 | 7642 | Rate Constraint in lbs/MMBtu | FALSE | L | Annual | Constraint Shadow Price | US2019$/Ton | 0 | 0 | 0 | 0 | 0 | 0 | 0
BART SO2 Annual-Apache Station 2 -v5.13 | 153 | 7207 | Rate Constraint in lbs/MMBtu | FALSE | L | Annual | Seasons Included | Seasons | Winter, WintShld, Summer | Winter, WintShld, Summer | Winter, WintShld, Summer | Winter, WintShld, Summer | Winter, WintShld, Summer | Winter, WintShld, Summer | Winter, WintShld, Summer
BART SO2 Annual-Apache Station 2 -v5.13 | 153 | 7207 | Rate Constraint in lbs/MMBtu | FALSE | L | Annual | Standard SO2 | lb/MMBtu | 0.00064 | 0.00064 | 0.00064 | 0.00064 | 0.00064 | 0.00064 | 0.00064
BART SO2 Annual-Apache Station 2 -v5.13 | 153 | 7207 | Rate Constraint in lbs/MMBtu | FALSE | L | Annual | Emissions at Affected Plants SO2 | Thousand Tons | 0 | 0 | 0 | 0 | 0 | 0 | 0
BART SO2 Annual-Apache Station 2 -v5.13 | 153 | 7207 | Rate Constraint in lbs/MMBtu | FALSE | L | Annual | Allowances Purchased SO2 | Thousand Tons | 0 | 0 | 0 | 0 | 0 | 0 | 0
BART SO2 Annual-Apache Station 2 -v5.13 | 153 | 7207 | Rate Constraint in lbs/MMBtu | FALSE | L | Annual | Allowances Sold SO2 | Thousand Tons | 0 | 0 | 0 | 0 | 0 | 0 | 0
BART SO2 Annual-Apache Station 2 -v5.13 | 153 | 7207 | Rate Constraint in lbs/MMBtu | FALSE | L | Annual | Allowances Banked | Thousand Tons | 0 | 0 | 0 | 0 | 0 | 0 | 0
BART SO2 Annual-Apache Station 2 -v5.13 | 153 | 7207 | Rate Constraint in lbs/MMBtu | FALSE | L | Annual | Allowances Withdrawn (1:1) | Thousand Tons | 0 | 0 | 0 | 0 | 0 | 0 | 0
BART SO2 Annual-Apache Station 2 -v5.13 | 153 | 7207 | Rate Constraint in lbs/MMBtu | FALSE | L | Annual | Allowances Withdrawn (n:1) | Thousand Tons | 0 | 0 | 0 | 0 | 0 | 0 | 0
BART SO2 Annual-Apache Station 2 -v5.13 | 153 | 7207 | Rate Constraint in lbs/MMBtu | FALSE | L | Annual | Net Emissions Allowance Position | Thousand Tons | 0 | 0 | 0 | 0 | 0 | 0 | 0
BART SO2 Annual-Apache Station 2 -v5.13 | 153 | 7207 | Rate Constraint in lbs/MMBtu | FALSE | L | Annual | Fuel Consumed | TBtu | 0 | 0 | 0 | 0 | 0 | 0 | 0
BART SO2 Annual-Apache Station 2 -v5.13 | 153 | 7207 | Rate Constraint in lbs/MMBtu | FALSE | L | Annual | Rate | lb/MMBtu | 0 | 0 | 0 | 0 | 0 | 0 | 0
BART SO2 Annual-Apache Station 2 -v5.13 | 153 | 7207 | Rate Constraint in lbs/MMBtu | FALSE | L | Annual | Generation | TWh | 0 | 0 | 0 | 0 | 0 | 0 | 0
BART SO2 Annual-Apache Station 2 -v5.13 | 153 | 7207 | Rate Constraint in lbs/MMBtu | FALSE | L | Annual | Qualifying Generation | TWh | 0 | 0 | 0 | 0 | 0 | 0 | 0
BART SO2 Annual-Apache Station 2 -v5.13 | 153 | 7207 | Rate Constraint in lbs/MMBtu | FALSE | L | Annual | Rate | lb/MWh | 0 | 0 | 0 | 0 | 0 | 0 | 0
BART SO2 Annual-Apache Station 2 -v5.13 | 153 | 7207 | Rate Constraint in lbs/MMBtu | FALSE | L | Annual | Constraint Shadow Price | US2019$/Ton | 0 | 0 | 0 | 0 | 0 | 0 | 0
BART SO2 Annual-Apache Station 3 -v5.13 | 154 | 7208 | Rate Constraint in lbs/MMBtu | FALSE | L | Annual | Seasons Included | Seasons | Winter, WintShld, Summer | Winter, WintShld, Summer | Winter, WintShld, Summer | Winter, WintShld, Summer | Winter, WintShld, Summer | Winter, WintShld, Summer | Winter, WintShld, Summer
BART SO2 Annual-Apache Station 3 -v5.13 | 154 | 7208 | Rate Constraint in lbs/MMBtu | FALSE | L | Annual | Standard SO2 | lb/MMBtu | 0.15 | 0.15 | 0.15 | 0.15 | 0.15 | 0.15 | 0.15
BART SO2 Annual-Apache Station 3 -v5.13 | 154 | 7208 | Rate Constraint in lbs/MMBtu | FALSE | L | Annual | Emissions at Affected Plants SO2 | Thousand Tons | 0.13124 | 0 | 0 | 0 | 0 | 0 | 0
BART SO2 Annual-Apache Station 3 -v5.13 | 154 | 7208 | Rate Constraint in lbs/MMBtu | FALSE | L | Annual | Allowances Purchased SO2 | Thousand Tons | 0 | 0 | 0 | 0 | 0 | 0 | 0
BART SO2 Annual-Apache Station 3 -v5.13 | 154 | 7208 | Rate Constraint in lbs/MMBtu | FALSE | L | Annual | Allowances Sold SO2 | Thousand Tons | 0 | 0 | 0 | 0 | 0 | 0 | 0
BART SO2 Annual-Apache Station 3 -v5.13 | 154 | 7208 | Rate Constraint in lbs/MMBtu | FALSE | L | Annual | Allowances Banked | Thousand Tons | 0 | 0 | 0 | 0 | 0 | 0 | 0
BART SO2 Annual-Apache Station 3 -v5.13 | 154 | 7208 | Rate Constraint in lbs/MMBtu | FALSE | L | Annual | Allowances Withdrawn (1:1) | Thousand Tons | 0 | 0 | 0 | 0 | 0 | 0 | 0
BART SO2 Annual-Apache Station 3 -v5.13 | 154 | 7208 | Rate Constraint in lbs/MMBtu | FALSE | L | Annual | Allowances Withdrawn (n:1) | Thousand Tons | 0 | 0 | 0 | 0 | 0 | 0 | 0
BART SO2 Annual-Apache Station 3 -v5.13 | 154 | 7208 | Rate Constraint in lbs/MMBtu | FALSE | L | Annual | Net Emissions Allowance Position | Thousand Tons | 0.13124 | 0 | 0 | 0 | 0 | 0 | 0
BART SO2 Annual-Apache Station 3 -v5.13 | 154 | 7208 | Rate Constraint in lbs/MMBtu | FALSE | L | Annual | Fuel Consumed | TBtu | 3.3503 | 0 | 0 | 0 | 0 | 0 | 0
BART SO2 Annual-Apache Station 3 -v5.13 | 154 | 7208 | Rate Constraint in lbs/MMBtu | FALSE | L | Annual | Rate | lb/MMBtu | 0.078348 | 0 | 0 | 0 | 0 | 0 | 0
BART SO2 Annual-Apache Station 3 -v5.13 | 154 | 7208 | Rate Constraint in lbs/MMBtu | FALSE | L | Annual | Generation | TWh | 0.29815 | 0 | 0 | 0 | 0 | 0 | 0
BART SO2 Annual-Apache Station 3 -v5.13 | 154 | 7208 | Rate Constraint in lbs/MMBtu | FALSE | L | Annual | Qualifying Generation | TWh | 0.29815 | 0 | 0 | 0 | 0 | 0 | 0
BART SO2 Annual-Apache Station 3 -v5.13 | 154 | 7208 | Rate Constraint in lbs/MMBtu | FALSE | L | Annual | Rate | lb/MWh | 0.88039 | 0 | 0 | 0 | 0 | 0 | 0
BART SO2 Annual-Apache Station 3 -v5.13 | 154 | 7208 | Rate Constraint in lbs/MMBtu | FALSE | L | Annual | Constraint Shadow Price | US2019$/Ton | 0 | 0 | 0 | 0 | 0 | 0 | 0
BART SO2 Annual-Campbell 1 -v5.14 | 155 | 7235 | Rate Constraint in lbs/MMBtu | FALSE | L | Annual | Seasons Included | Seasons | Winter, WintShld, Summer | Winter, WintShld, Summer | Winter, WintShld, Summer | Winter, WintShld, Summer | Winter, WintShld, Summer | Winter, WintShld, Summer | Winter, WintShld, Summer
BART SO2 Annual-Campbell 1 -v5.14 | 155 | 7235 | Rate Constraint in lbs/MMBtu | FALSE | L | Annual | Standard SO2 | lb/MMBtu | 0.29 | 0.29 | 0.29 | 0.29 | 0.29 | 0.29 | 0.29
BART SO2 Annual-Campbell 1 -v5.14 | 155 | 7235 | Rate Constraint in lbs/MMBtu | FALSE | L | Annual | Emissions at Affected Plants SO2 | Thousand Tons | 0 | 0 | 0 | 0 | 0 | 0 | 0
BART SO2 Annual-Campbell 1 -v5.14 | 155 | 7235 | Rate Constraint in lbs/MMBtu | FALSE | L | Annual | Allowances Purchased SO2 | Thousand Tons | 0 | 0 | 0 | 0 | 0 | 0 | 0
BART SO2 Annual-Campbell 1 -v5.14 | 155 | 7235 | Rate Constraint in lbs/MMBtu | FALSE | L | Annual | Allowances Sold SO2 | Thousand Tons | 0 | 0 | 0 | 0 | 0 | 0 | 0
BART SO2 Annual-Campbell 1 -v5.14 | 155 | 7235 | Rate Constraint in lbs/MMBtu | FALSE | L | Annual | Allowances Banked | Thousand Tons | 0 | 0 | 0 | 0 | 0 | 0 | 0
BART SO2 Annual-Campbell 1 -v5.14 | 155 | 7235 | Rate Constraint in lbs/MMBtu | FALSE | L | Annual | Allowances Withdrawn (1:1) | Thousand Tons | 0 | 0 | 0 | 0 | 0 | 0 | 0
BART SO2 Annual-Campbell 1 -v5.14 | 155 | 7235 | Rate Constraint in lbs/MMBtu | FALSE | L | Annual | Allowances Withdrawn (n:1) | Thousand Tons | 0 | 0 | 0 | 0 | 0 | 0 | 0
BART SO2 Annual-Campbell 1 -v5.14 | 155 | 7235 | Rate Constraint in lbs/MMBtu | FALSE | L | Annual | Net Emissions Allowance Position | Thousand Tons | 0 | 0 | 0 | 0 | 0 | 0 | 0
BART SO2 Annual-Campbell 1 -v5.14 | 155 | 7235 | Rate Constraint in lbs/MMBtu | FALSE | L | Annual | Fuel Consumed | TBtu | 0 | 0 | 0 | 0 | 0 | 0 | 0
BART SO2 Annual-Campbell 1 -v5.14 | 155 | 7235 | Rate Constraint in lbs/MMBtu | FALSE | L | Annual | Rate | lb/MMBtu | 0 | 0 | 0 | 0 | 0 | 0 | 0
BART SO2 Annual-Campbell 1 -v5.14 | 155 | 7235 | Rate Constraint in lbs/MMBtu | FALSE | L | Annual | Generation | TWh | 0 | 0 | 0 | 0 | 0 | 0 | 0
BART SO2 Annual-Campbell 1 -v5.14 | 155 | 7235 | Rate Constraint in lbs/MMBtu | FALSE | L | Annual | Qualifying Generation | TWh | 0 | 0 | 0 | 0 | 0 | 0 | 0
BART SO2 Annual-Campbell 1 -v5.14 | 155 | 7235 | Rate Constraint in lbs/MMBtu | FALSE | L | Annual | Rate | lb/MWh | 0 | 0 | 0 | 0 | 0 | 0 | 0
BART SO2 Annual-Campbell 1 -v5.14 | 155 | 7235 | Rate Constraint in lbs/MMBtu | FALSE | L | Annual | Constraint Shadow Price | US2019$/Ton | 0 | 0 | 0 | 0 | 0 | 0 | 0
BART SO2 Annual-Campbell 2 -v5.14 | 156 | 7236 | Rate Constraint in lbs/MMBtu | FALSE | L | Annual | Seasons Included | Seasons | Winter, WintShld, Summer | Winter, WintShld, Summer | Winter, WintShld, Summer | Winter, WintShld, Summer | Winter, WintShld, Summer | Winter, WintShld, Summer | Winter, WintShld, Summer
BART SO2 Annual-Campbell 2 -v5.14 | 156 | 7236 | Rate Constraint in lbs/MMBtu | FALSE | L | Annual | Standard SO2 | lb/MMBtu | 0.32 | 0.32 | 0.32 | 0.32 | 0.32 | 0.32 | 0.32
BART SO2 Annual-Campbell 2 -v5.14 | 156 | 7236 | Rate Constraint in lbs/MMBtu | FALSE | L | Annual | Emissions at Affected Plants SO2 | Thousand Tons | 0 | 0 | 0 | 0 | 0 | 0 | 0
BART SO2 Annual-Campbell 2 -v5.14 | 156 | 7236 | Rate Constraint in lbs/MMBtu | FALSE | L | Annual | Allowances Purchased SO2 | Thousand Tons | 0 | 0 | 0 | 0 | 0 | 0 | 0
BART SO2 Annual-Campbell 2 -v5.14 | 156 | 7236 | Rate Constraint in lbs/MMBtu | FALSE | L | Annual | Allowances Sold SO2 | Thousand Tons | 0 | 0 | 0 | 0 | 0 | 0 | 0
BART SO2 Annual-Campbell 2 -v5.14 | 156 | 7236 | Rate Constraint in lbs/MMBtu | FALSE | L | Annual | Allowances Banked | Thousand Tons | 0 | 0 | 0 | 0 | 0 | 0 | 0
BART SO2 Annual-Campbell 2 -v5.14 | 156 | 7236 | Rate Constraint in lbs/MMBtu | FALSE | L | Annual | Allowances Withdrawn (1:1) | Thousand Tons | 0 | 0 | 0 | 0 | 0 | 0 | 0
BART SO2 Annual-Campbell 2 -v5.14 | 156 | 7236 | Rate Constraint in lbs/MMBtu | FALSE | L | Annual | Allowances Withdrawn (n:1) | Thousand Tons | 0 | 0 | 0 | 0 | 0 | 0 | 0
BART SO2 Annual-Campbell 2 -v5.14 | 156 | 7236 | Rate Constraint in lbs/MMBtu | FALSE | L | Annual | Net Emissions Allowance Position | Thousand Tons | 0 | 0 | 0 | 0 | 0 | 0 | 0
BART SO2 Annual-Campbell 2 -v5.14 | 156 | 7236 | Rate Constraint in lbs/MMBtu | FALSE | L | Annual | Fuel Consumed | TBtu | 0 | 0 | 0 | 0 | 0 | 0 | 0
BART SO2 Annual-Campbell 2 -v5.14 | 156 | 7236 | Rate Constraint in lbs/MMBtu | FALSE | L | Annual | Rate | lb/MMBtu | 0 | 0 | 0 | 0 | 0 | 0 | 0
BART SO2 Annual-Campbell 2 -v5.14 | 156 | 7236 | Rate Constraint in lbs/MMBtu | FALSE | L | Annual | Generation | TWh | 0 | 0 | 0 | 0 | 0 | 0 | 0
BART SO2 Annual-Campbell 2 -v5.14 | 156 | 7236 | Rate Constraint in lbs/MMBtu | FALSE | L | Annual | Qualifying Generation | TWh | 0 | 0 | 0 | 0 | 0 | 0 | 0
BART SO2 Annual-Campbell 2 -v5.14 | 156 | 7236 | Rate Constraint in lbs/MMBtu | FALSE | L | Annual | Rate | lb/MWh | 0 | 0 | 0 | 0 | 0 | 0 | 0
BART SO2 Annual-Campbell 2 -v5.14 | 156 | 7236 | Rate Constraint in lbs/MMBtu | FALSE | L | Annual | Constraint Shadow Price | US2019$/Ton | 0 | 0 | 0 | 0 | 0 | 0 | 0
BART SO2 Annual-Campbell 3 -v5.14 | 157 | 7237 | Rate Constraint in lbs/MMBtu | FALSE | L | Annual | Seasons Included | Seasons | Winter, WintShld, Summer | Winter, WintShld, Summer | Winter, WintShld, Summer | Winter, WintShld, Summer | Winter, WintShld, Summer | Winter, WintShld, Summer | Winter, WintShld, Summer
BART SO2 Annual-Campbell 3 -v5.14 | 157 | 7237 | Rate Constraint in lbs/MMBtu | FALSE | L | Annual | Standard SO2 | lb/MMBtu | 0.07 | 0.07 | 0.07 | 0.07 | 0.07 | 0.07 | 0.07
BART SO2 Annual-Campbell 3 -v5.14 | 157 | 7237 | Rate Constraint in lbs/MMBtu | FALSE | L | Annual | Emissions at Affected Plants SO2 | Thousand Tons | 0 | 0 | 0 | 0 | 0 | 0 | 0
BART SO2 Annual-Campbell 3 -v5.14 | 157 | 7237 | Rate Constraint in lbs/MMBtu | FALSE | L | Annual | Allowances Purchased SO2 | Thousand Tons | 0 | 0 | 0 | 0 | 0 | 0 | 0
BART SO2 Annual-Campbell 3 -v5.14 | 157 | 7237 | Rate Constraint in lbs/MMBtu | FALSE | L | Annual | Allowances Sold SO2 | Thousand Tons | 0 | 0 | 0 | 0 | 0 | 0 | 0
BART SO2 Annual-Campbell 3 -v5.14 | 157 | 7237 | Rate Constraint in lbs/MMBtu | FALSE | L | Annual | Allowances Banked | Thousand Tons | 0 | 0 | 0 | 0 | 0 | 0 | 0
BART SO2 Annual-Campbell 3 -v5.14 | 157 | 7237 | Rate Constraint in lbs/MMBtu | FALSE | L | Annual | Allowances Withdrawn (1:1) | Thousand Tons | 0 | 0 | 0 | 0 | 0 | 0 | 0
BART SO2 Annual-Campbell 3 -v5.14 | 157 | 7237 | Rate Constraint in lbs/MMBtu | FALSE | L | Annual | Allowances Withdrawn (n:1) | Thousand Tons | 0 | 0 | 0 | 0 | 0 | 0 | 0
BART SO2 Annual-Campbell 3 -v5.14 | 157 | 7237 | Rate Constraint in lbs/MMBtu | FALSE | L | Annual | Net Emissions Allowance Position | Thousand Tons | 0 | 0 | 0 | 0 | 0 | 0 | 0
BART SO2 Annual-Campbell 3 -v5.14 | 157 | 7237 | Rate Constraint in lbs/MMBtu | FALSE | L | Annual | Fuel Consumed | TBtu | 0 | 0 | 0 | 0 | 0 | 0 | 0
BART SO2 Annual-Campbell 3 -v5.14 | 157 | 7237 | Rate Constraint in lbs/MMBtu | FALSE | L | Annual | Rate | lb/MMBtu | 0 | 0 | 0 | 0 | 0 | 0 | 0
BART SO2 Annual-Campbell 3 -v5.14 | 157 | 7237 | Rate Constraint in lbs/MMBtu | FALSE | L | Annual | Generation | TWh | 0 | 0 | 0 | 0 | 0 | 0 | 0
BART SO2 Annual-Campbell 3 -v5.14 | 157 | 7237 | Rate Constraint in lbs/MMBtu | FALSE | L | Annual | Qualifying Generation | TWh | 0 | 0 | 0 | 0 | 0 | 0 | 0
BART SO2 Annual-Campbell 3 -v5.14 | 157 | 7237 | Rate Constraint in lbs/MMBtu | FALSE | L | Annual | Rate | lb/MWh | 0 | 0 | 0 | 0 | 0 | 0 | 0
BART SO2 Annual-Campbell 3 -v5.14 | 157 | 7237 | Rate Constraint in lbs/MMBtu | FALSE | L | Annual | Constraint Shadow Price | US2019$/Ton | 0 | 0 | 0 | 0 | 0 | 0 | 0
BART SO2 Annual-Cherokee 4 -v5.13 | 158 | 7209 | Rate Constraint in MTons | FALSE | L | Annual | Seasons Included | Seasons | Winter, WintShld, Summer | Winter, WintShld, Summer | Winter, WintShld, Summer | Winter, WintShld, Summer | Winter, WintShld, Summer | Winter, WintShld, Summer | Winter, WintShld, Summer
BART SO2 Annual-Cherokee 4 -v5.13 | 158 | 7209 | Rate Constraint in MTons | FALSE | L | Annual | Standard SO2 | Thousand Tons | 0.00781 | 0.00781 | 0.00781 | 0.00781 | 0.00781 | 0.00781 | 0.00781
BART SO2 Annual-Cherokee 4 -v5.13 | 158 | 7209 | Rate Constraint in MTons | FALSE | L | Annual | Emissions at Affected Plants SO2 | Thousand Tons | 0 | 0 | 0 | 0 | 0 | 0 | 0
BART SO2 Annual-Cherokee 4 -v5.13 | 158 | 7209 | Rate Constraint in MTons | FALSE | L | Annual | Allowances Purchased SO2 | Thousand Tons | 0 | 0 | 0 | 0 | 0 | 0 | 0
BART SO2 Annual-Cherokee 4 -v5.13 | 158 | 7209 | Rate Constraint in MTons | FALSE | L | Annual | Allowances Sold SO2 | Thousand Tons | 0 | 0 | 0 | 0 | 0 | 0 | 0
BART SO2 Annual-Cherokee 4 -v5.13 | 158 | 7209 | Rate Constraint in MTons | FALSE | L | Annual | Allowances Banked | Thousand Tons | 0 | 0 | 0 | 0 | 0 | 0 | 0
BART SO2 Annual-Cherokee 4 -v5.13 | 158 | 7209 | Rate Constraint in MTons | FALSE | L | Annual | Allowances Withdrawn (1:1) | Thousand Tons | 0 | 0 | 0 | 0 | 0 | 0 | 0
BART SO2 Annual-Cherokee 4 -v5.13 | 158 | 7209 | Rate Constraint in MTons | FALSE | L | Annual | Allowances Withdrawn (n:1) | Thousand Tons | 0 | 0 | 0 | 0 | 0 | 0 | 0
BART SO2 Annual-Cherokee 4 -v5.13 | 158 | 7209 | Rate Constraint in MTons | FALSE | L | Annual | Net Emissions Allowance Position | Thousand Tons | 0 | 0 | 0 | 0 | 0 | 0 | 0
BART SO2 Annual-Cherokee 4 -v5.13 | 158 | 7209 | Rate Constraint in MTons | FALSE | L | Annual | Fuel Consumed | TBtu | 0 | 0 | 0 | 0 | 0 | 0 | 0
BART SO2 Annual-Cherokee 4 -v5.13 | 158 | 7209 | Rate Constraint in MTons | FALSE | L | Annual | Rate | lb/MMBtu | 0 | 0 | 0 | 0 | 0 | 0 | 0
BART SO2 Annual-Cherokee 4 -v5.13 | 158 | 7209 | Rate Constraint in MTons | FALSE | L | Annual | Generation | TWh | 0 | 0 | 0 | 0 | 0 | 0 | 0
BART SO2 Annual-Cherokee 4 -v5.13 | 158 | 7209 | Rate Constraint in MTons | FALSE | L | Annual | Qualifying Generation | TWh | 0 | 0 | 0 | 0 | 0 | 0 | 0
BART SO2 Annual-Cherokee 4 -v5.13 | 158 | 7209 | Rate Constraint in MTons | FALSE | L | Annual | Rate | lb/MWh | 0 | 0 | 0 | 0 | 0 | 0 | 0
BART SO2 Annual-Cherokee 4 -v5.13 | 158 | 7209 | Rate Constraint in MTons | FALSE | L | Annual | Constraint Shadow Price | US2019$/Ton | 0 | 0 | 0 | 0 | 0 | 0 | 0
BART SO2 Annual-Cholla 3 -v5.13 | 159 | 7210 | Rate Constraint in lbs/MMBtu | FALSE | L | Annual | Seasons Included | Seasons | Winter, WintShld, Summer | Winter, WintShld, Summer | Winter, WintShld, Summer | Winter, WintShld, Summer | Winter, WintShld, Summer | Winter, WintShld, Summer | Winter, WintShld, Summer
BART SO2 Annual-Cholla 3 -v5.13 | 159 | 7210 | Rate Constraint in lbs/MMBtu | FALSE | L | Annual | Standard SO2 | lb/MMBtu | 0.0006 | 0.0006 | 0.0006 | 0.0006 | 0.0006 | 0.0006 | 0.0006
BART SO2 Annual-Cholla 3 -v5.13 | 159 | 7210 | Rate Constraint in lbs/MMBtu | FALSE | L | Annual | Emissions at Affected Plants SO2 | Thousand Tons | 0 | 0 | 0 | 0 | 0 | 0 | 0
BART SO2 Annual-Cholla 3 -v5.13 | 159 | 7210 | Rate Constraint in lbs/MMBtu | FALSE | L | Annual | Allowances Purchased SO2 | Thousand Tons | 0 | 0 | 0 | 0 | 0 | 0 | 0
BART SO2 Annual-Cholla 3 -v5.13 | 159 | 7210 | Rate Constraint in lbs/MMBtu | FALSE | L | Annual | Allowances Sold SO2 | Thousand Tons | 0 | 0 | 0 | 0 | 0 | 0 | 0
BART SO2 Annual-Cholla 3 -v5.13 | 159 | 7210 | Rate Constraint in lbs/MMBtu | FALSE | L | Annual | Allowances Banked | Thousand Tons | 0 | 0 | 0 | 0 | 0 | 0 | 0
BART SO2 Annual-Cholla 3 -v5.13 | 159 | 7210 | Rate Constraint in lbs/MMBtu | FALSE | L | Annual | Allowances Withdrawn (1:1) | Thousand Tons | 0 | 0 | 0 | 0 | 0 | 0 | 0
BART SO2 Annual-Cholla 3 -v5.13 | 159 | 7210 | Rate Constraint in lbs/MMBtu | FALSE | L | Annual | Allowances Withdrawn (n:1) | Thousand Tons | 0 | 0 | 0 | 0 | 0 | 0 | 0
BART SO2 Annual-Cholla 3 -v5.13 | 159 | 7210 | Rate Constraint in lbs/MMBtu | FALSE | L | Annual | Net Emissions Allowance Position | Thousand Tons | 0 | 0 | 0 | 0 | 0 | 0 | 0
BART SO2 Annual-Cholla 3 -v5.13 | 159 | 7210 | Rate Constraint in lbs/MMBtu | FALSE | L | Annual | Fuel Consumed | TBtu | 0 | 0 | 0 | 0 | 0 | 0 | 0
BART SO2 Annual-Cholla 3 -v5.13 | 159 | 7210 | Rate Constraint in lbs/MMBtu | FALSE | L | Annual | Rate | lb/MMBtu | 0 | 0 | 0 | 0 | 0 | 0 | 0
BART SO2 Annual-Cholla 3 -v5.13 | 159 | 7210 | Rate Constraint in lbs/MMBtu | FALSE | L | Annual | Generation | TWh | 0 | 0 | 0 | 0 | 0 | 0 | 0
BART SO2 Annual-Cholla 3 -v5.13 | 159 | 7210 | Rate Constraint in lbs/MMBtu | FALSE | L | Annual | Qualifying Generation | TWh | 0 | 0 | 0 | 0 | 0 | 0 | 0
BART SO2 Annual-Cholla 3 -v5.13 | 159 | 7210 | Rate Constraint in lbs/MMBtu | FALSE | L | Annual | Rate | lb/MWh | 0 | 0 | 0 | 0 | 0 | 0 | 0
BART SO2 Annual-Cholla 3 -v5.13 | 159 | 7210 | Rate Constraint in lbs/MMBtu | FALSE | L | Annual | Constraint Shadow Price | US2019$/Ton | 0 | 0 | 0 | 0 | 0 | 0 | 0
BART SO2 Annual-Cholla 4 -v5.13 | 160 | 7211 | Rate Constraint in lbs/MMBtu | FALSE | L | Annual | Seasons Included | Seasons | Winter, WintShld, Summer | Winter, WintShld, Summer | Winter, WintShld, Summer | Winter, WintShld, Summer | Winter, WintShld, Summer | Winter, WintShld, Summer | Winter, WintShld, Summer
BART SO2 Annual-Cholla 4 -v5.13 | 160 | 7211 | Rate Constraint in lbs/MMBtu | FALSE | L | Annual | Standard SO2 | lb/MMBtu | 0.0006 | 0.0006 | 0.0006 | 0.0006 | 0.0006 | 0.0006 | 0.0006
BART SO2 Annual-Cholla 4 -v5.13 | 160 | 7211 | Rate Constraint in lbs/MMBtu | FALSE | L | Annual | Emissions at Affected Plants SO2 | Thousand Tons | 0 | 0 | 0 | 0 | 0 | 0 | 0
BART SO2 Annual-Cholla 4 -v5.13 | 160 | 7211 | Rate Constraint in lbs/MMBtu | FALSE | L | Annual | Allowances Purchased SO2 | Thousand Tons | 0 | 0 | 0 | 0 | 0 | 0 | 0
BART SO2 Annual-Cholla 4 -v5.13 | 160 | 7211 | Rate Constraint in lbs/MMBtu | FALSE | L | Annual | Allowances Sold SO2 | Thousand Tons | 0 | 0 | 0 | 0 | 0 | 0 | 0
BART SO2 Annual-Cholla 4 -v5.13 | 160 | 7211 | Rate Constraint in lbs/MMBtu | FALSE | L | Annual | Allowances Banked | Thousand Tons | 0 | 0 | 0 | 0 | 0 | 0 | 0
BART SO2 Annual-Cholla 4 -v5.13 | 160 | 7211 | Rate Constraint in lbs/MMBtu | FALSE | L | Annual | Allowances Withdrawn (1:1) | Thousand Tons | 0 | 0 | 0 | 0 | 0 | 0 | 0
BART SO2 Annual-Cholla 4 -v5.13 | 160 | 7211 | Rate Constraint in lbs/MMBtu | FALSE | L | Annual | Allowances Withdrawn (n:1) | Thousand Tons | 0 | 0 | 0 | 0 | 0 | 0 | 0
BART SO2 Annual-Cholla 4 -v5.13 | 160 | 7211 | Rate Constraint in lbs/MMBtu | FALSE | L | Annual | Net Emissions Allowance Position | Thousand Tons | 0 | 0 | 0 | 0 | 0 | 0 | 0
BART SO2 Annual-Cholla 4 -v5.13 | 160 | 7211 | Rate Constraint in lbs/MMBtu | FALSE | L | Annual | Fuel Consumed | TBtu | 0 | 0 | 0 | 0 | 0 | 0 | 0
BART SO2 Annual-Cholla 4 -v5.13 | 160 | 7211 | Rate Constraint in lbs/MMBtu | FALSE | L | Annual | Rate | lb/MMBtu | 0 | 0 | 0 | 0 | 0 | 0 | 0
BART SO2 Annual-Cholla 4 -v5.13 | 160 | 7211 | Rate Constraint in lbs/MMBtu | FALSE | L | Annual | Generation | TWh | 0 | 0 | 0 | 0 | 0 | 0 | 0
BART SO2 Annual-Cholla 4 -v5.13 | 160 | 7211 | Rate Constraint in lbs/MMBtu | FALSE | L | Annual | Qualifying Generation | TWh | 0 | 0 | 0 | 0 | 0 | 0 | 0
BART SO2 Annual-Cholla 4 -v5.13 | 160 | 7211 | Rate Constraint in lbs/MMBtu | FALSE | L | Annual | Rate | lb/MWh | 0 | 0 | 0 | 0 | 0 | 0 | 0
BART SO2 Annual-Cholla 4 -v5.13 | 160 | 7211 | Rate Constraint in lbs/MMBtu | FALSE | L | Annual | Constraint Shadow Price | US2019$/Ton | 0 | 0 | 0 | 0 | 0 | 0 | 0
BART SO2 Annual-Coronado U1B -v5.13 | 161 | 7214 | Rate Constraint in lbs/MMBtu | FALSE | L | Annual | Seasons Included | Seasons | Winter, WintShld, Summer | Winter, WintShld, Summer | Winter, WintShld, Summer | Winter, WintShld, Summer | Winter, WintShld, Summer | Winter, WintShld, Summer | Winter, WintShld, Summer
BART SO2 Annual-Coronado U1B -v5.13 | 161 | 7214 | Rate Constraint in lbs/MMBtu | FALSE | L | Annual | Standard SO2 | lb/MMBtu | 0.06 | 0.06 | 0.06 | 0.06 | 0.06 | 0.06 | 0.06
BART SO2 Annual-Coronado U1B -v5.13 | 161 | 7214 | Rate Constraint in lbs/MMBtu | FALSE | L | Annual | Emissions at Affected Plants SO2 | Thousand Tons | 0.00049355 | 0 | 0 | 0 | 0 | 0 | 0
BART SO2 Annual-Coronado U1B -v5.13 | 161 | 7214 | Rate Constraint in lbs/MMBtu | FALSE | L | Annual | Allowances Purchased SO2 | Thousand Tons | 0 | 0 | 0 | 0 | 0 | 0 | 0
BART SO2 Annual-Coronado U1B -v5.13 | 161 | 7214 | Rate Constraint in lbs/MMBtu | FALSE | L | Annual | Allowances Sold SO2 | Thousand Tons | 0 | 0 | 0 | 0 | 0 | 0 | 0
BART SO2 Annual-Coronado U1B -v5.13 | 161 | 7214 | Rate Constraint in lbs/MMBtu | FALSE | L | Annual | Allowances Banked | Thousand Tons | 0 | 0 | 0 | 0 | 0 | 0 | 0
BART SO2 Annual-Coronado U1B -v5.13 | 161 | 7214 | Rate Constraint in lbs/MMBtu | FALSE | L | Annual | Allowances Withdrawn (1:1) | Thousand Tons | 0 | 0 | 0 | 0 | 0 | 0 | 0
BART SO2 Annual-Coronado U1B -v5.13 | 161 | 7214 | Rate Constraint in lbs/MMBtu | FALSE | L | Annual | Allowances Withdrawn (n:1) | Thousand Tons | 0 | 0 | 0 | 0 | 0 | 0 | 0
BART SO2 Annual-Coronado U1B -v5.13 | 161 | 7214 | Rate Constraint in lbs/MMBtu | FALSE | L | Annual | Net Emissions Allowance Position | Thousand Tons | 0.00049355 | 0 | 0 | 0 | 0 | 0 | 0
BART SO2 Annual-Coronado U1B -v5.13 | 161 | 7214 | Rate Constraint in lbs/MMBtu | FALSE | L | Annual | Fuel Consumed | TBtu | 0.051927 | 0 | 0 | 0 | 0 | 0 | 0
BART SO2 Annual-Coronado U1B -v5.13 | 161 | 7214 | Rate Constraint in lbs/MMBtu | FALSE | L | Annual | Rate | lb/MMBtu | 0.01901 | 0 | 0 | 0 | 0 | 0 | 0
BART SO2 Annual-Coronado U1B -v5.13 | 161 | 7214 | Rate Constraint in lbs/MMBtu | FALSE | L | Annual | Generation | TWh | 0.0048909 | 0 | 0 | 0 | 0 | 0 | 0
BART SO2 Annual-Coronado U1B -v5.13 | 161 | 7214 | Rate Constraint in lbs/MMBtu | FALSE | L | Annual | Qualifying Generation | TWh | 0.0048909 | 0 | 0 | 0 | 0 | 0 | 0
BART SO2 Annual-Coronado U1B -v5.13 | 161 | 7214 | Rate Constraint in lbs/MMBtu | FALSE | L | Annual | Rate | lb/MWh | 0.20182 | 0 | 0 | 0 | 0 | 0 | 0
BART SO2 Annual-Coronado U1B -v5.13 | 161 | 7214 | Rate Constraint in lbs/MMBtu | FALSE | L | Annual | Constraint Shadow Price | US2019$/Ton | 0 | 0 | 0 | 0 | 0 | 0 | 0
BART SO2 Annual-Coronado U2B -v5.13 | 162 | 7215 | Rate Constraint in lbs/MMBtu | FALSE | L | Annual | Seasons Included | Seasons | Winter, WintShld, Summer | Winter, WintShld, Summer | Winter, WintShld, Summer | Winter, WintShld, Summer | Winter, WintShld, Summer | Winter, WintShld, Summer | Winter, WintShld, Summer
BART SO2 Annual-Coronado U2B -v5.13 | 162 | 7215 | Rate Constraint in lbs/MMBtu | FALSE | L | Annual | Standard SO2 | lb/MMBtu | 0.06 | 0.06 | 0.06 | 0.06 | 0.06 | 0.06 | 0.06
BART SO2 Annual-Coronado U2B -v5.13 | 162 | 7215 | Rate Constraint in lbs/MMBtu | FALSE | L | Annual | Emissions at Affected Plants SO2 | Thousand Tons | 0.063284 | 0 | 0 | 0 | 0 | 0 | 0
BART SO2 Annual-Coronado U2B -v5.13 | 162 | 7215 | Rate Constraint in lbs/MMBtu | FALSE | L | Annual | Allowances Purchased SO2 | Thousand Tons | 0 | 0 | 0 | 0 | 0 | 0 | 0
BART SO2 Annual-Coronado U2B -v5.13 | 162 | 7215 | Rate Constraint in lbs/MMBtu | FALSE | L | Annual | Allowances Sold SO2 | Thousand Tons | 0 | 0 | 0 | 0 | 0 | 0 | 0
BART SO2 Annual-Coronado U2B -v5.13 | 162 | 7215 | Rate Constraint in lbs/MMBtu | FALSE | L | Annual | Allowances Banked | Thousand Tons | 0 | 0 | 0 | 0 | 0 | 0 | 0
BART SO2 Annual-Coronado U2B -v5.13 | 162 | 7215 | Rate Constraint in lbs/MMBtu | FALSE | L | Annual | Allowances Withdrawn (1:1) | Thousand Tons | 0 | 0 | 0 | 0 | 0 | 0 | 0
BART SO2 Annual-Coronado U2B -v5.13 | 162 | 7215 | Rate Constraint in lbs/MMBtu | FALSE | L | Annual | Allowances Withdrawn (n:1) | Thousand Tons | 0 | 0 | 0 | 0 | 0 | 0 | 0
BART SO2 Annual-Coronado U2B -v5.13 | 162 | 7215 | Rate Constraint in lbs/MMBtu | FALSE | L | Annual | Net Emissions Allowance Position | Thousand Tons | 0.063284 | 0 | 0 | 0 | 0 | 0 | 0
BART SO2 Annual-Coronado U2B -v5.13 | 162 | 7215 | Rate Constraint in lbs/MMBtu | FALSE | L | Annual | Fuel Consumed | TBtu | 6.6581 | 0 | 0 | 0 | 0 | 0 | 0
BART SO2 Annual-Coronado U2B -v5.13 | 162 | 7215 | Rate Constraint in lbs/MMBtu | FALSE | L | Annual | Rate | lb/MMBtu | 0.01901 | 0 | 0 | 0 | 0 | 0 | 0
BART SO2 Annual-Coronado U2B -v5.13 | 162 | 7215 | Rate Constraint in lbs/MMBtu | FALSE | L | Annual | Generation | TWh | 0.62278 | 0 | 0 | 0 | 0 | 0 | 0
BART SO2 Annual-Coronado U2B -v5.13 | 162 | 7215 | Rate Constraint in lbs/MMBtu | FALSE | L | Annual | Qualifying Generation | TWh | 0.62278 | 0 | 0 | 0 | 0 | 0 | 0
BART SO2 Annual-Coronado U2B -v5.13 | 162 | 7215 | Rate Constraint in lbs/MMBtu | FALSE | L | Annual | Rate | lb/MWh | 0.20323 | 0 | 0 | 0 | 0 | 0 | 0
BART SO2 Annual-Coronado U2B -v5.13 | 162 | 7215 | Rate Constraint in lbs/MMBtu | FALSE | L | Annual | Constraint Shadow Price | US2019$/Ton | 0 | 0 | 0 | 0 | 0 | 0 | 0
BART SO2 Annual-Craig C1 -v5.14 | 163 | 7200 | Rate Constraint in lbs/MMBtu | FALSE | L | Annual | Seasons Included | Seasons | Winter, WintShld, Summer | Winter, WintShld, Summer | Winter, WintShld, Summer | Winter, WintShld, Summer | Winter, WintShld, Summer | Winter, WintShld, Summer | Winter, WintShld, Summer
BART SO2 Annual-Craig C1 -v5.14 | 163 | 7200 | Rate Constraint in lbs/MMBtu | FALSE | L | Annual | Standard SO2 | lb/MMBtu | 0.11 | 0.11 | 0.11 | 0.11 | 0.11 | 0.11 | 0.11
BART SO2 Annual-Craig C1 -v5.14 | 163 | 7200 | Rate Constraint in lbs/MMBtu | FALSE | L | Annual | Emissions at Affected Plants SO2 | Thousand Tons | 0 | 0 | 0 | 0 | 0 | 0 | 0
BART SO2 Annual-Craig C1 -v5.14 | 163 | 7200 | Rate Constraint in lbs/MMBtu | FALSE | L | Annual | Allowances Purchased SO2 | Thousand Tons | 0 | 0 | 0 | 0 | 0 | 0 | 0
BART SO2 Annual-Craig C1 -v5.14 | 163 | 7200 | Rate Constraint in lbs/MMBtu | FALSE | L | Annual | Allowances Sold SO2 | Thousand Tons | 0 | 0 | 0 | 0 | 0 | 0 | 0
BART SO2 Annual-Craig C1 -v5.14 | 163 | 7200 | Rate Constraint in lbs/MMBtu | FALSE | L | Annual | Allowances Banked | Thousand Tons | 0 | 0 | 0 | 0 | 0 | 0 | 0
BART SO2 Annual-Craig C1 -v5.14 | 163 | 7200 | Rate Constraint in lbs/MMBtu | FALSE | L | Annual | Allowances Withdrawn (1:1) | Thousand Tons | 0 | 0 | 0 | 0 | 0 | 0 | 0
BART SO2 Annual-Craig C1 -v5.14 | 163 | 7200 | Rate Constraint in lbs/MMBtu | FALSE | L | Annual | Allowances Withdrawn (n:1) | Thousand Tons | 0 | 0 | 0 | 0 | 0 | 0 | 0
BART SO2 Annual-Craig C1 -v5.14 | 163 | 7200 | Rate Constraint in lbs/MMBtu | FALSE | L | Annual | Net Emissions Allowance Position | Thousand Tons | 0 | 0 | 0 | 0 | 0 | 0 | 0
BART SO2 Annual-Craig C1 -v5.14 | 163 | 7200 | Rate Constraint in lbs/MMBtu | FALSE | L | Annual | Fuel Consumed | TBtu | 0 | 0 | 0 | 0 | 0 | 0 | 0
BART SO2 Annual-Craig C1 -v5.14 | 163 | 7200 | Rate Constraint in lbs/MMBtu | FALSE | L | Annual | Rate | lb/MMBtu | 0 | 0 | 0 | 0 | 0 | 0 | 0
BART SO2 Annual-Craig C1 -v5.14 | 163 | 7200 | Rate Constraint in lbs/MMBtu | FALSE | L | Annual | Generation | TWh | 0 | 0 | 0 | 0 | 0 | 0 | 0
BART SO2 Annual-Craig C1 -v5.14 | 163 | 7200 | Rate Constraint in lbs/MMBtu | FALSE | L | Annual | Qualifying Generation | TWh | 0 | 0 | 0 | 0 | 0 | 0 | 0
BART SO2 Annual-Craig C1 -v5.14 | 163 | 7200 | Rate Constraint in lbs/MMBtu | FALSE | L | Annual | Rate | lb/MWh | 0 | 0 | 0 | 0 | 0 | 0 | 0
BART SO2 Annual-Craig C1 -v5.14 | 163 | 7200 | Rate Constraint in lbs/MMBtu | FALSE | L | Annual | Constraint Shadow Price | US2019$/Ton | 0 | 0 | 0 | 0 | 0 | 0 | 0
BART SO2 Annual-Craig C2 -v5.14 | 164 | 7201 | Rate Constraint in lbs/MMBtu | FALSE | L | Annual | Seasons Included | Seasons | Winter, WintShld, Summer | Winter, WintShld, Summer | Winter, WintShld, Summer | Winter, WintShld, Summer | Winter, WintShld, Summer | Winter, WintShld, Summer | Winter, WintShld, Summer
BART SO2 Annual-Craig C2 -v5.14 | 164 | 7201 | Rate Constraint in lbs/MMBtu | FALSE | L | Annual | Standard SO2 | lb/MMBtu | 0.11 | 0.11 | 0.11 | 0.11 | 0.11 | 0.11 | 0.11
BART SO2 Annual-Craig C2 -v5.14 | 164 | 7201 | Rate Constraint in lbs/MMBtu | FALSE | L | Annual | Emissions at Affected Plants SO2 | Thousand Tons | 0.15246 | 0.0066472 | 0.0066472 | 0.0066472 | 0.0066472 | 0 | 0
BART SO2 Annual-Craig C2 -v5.14 | 164 | 7201 | Rate Constraint in lbs/MMBtu | FALSE | L | Annual | Allowances Purchased SO2 | Thousand Tons | 0 | 0 | 0 | 0 | 0 | 0 | 0
BART SO2 Annual-Craig C2 -v5.14 | 164 | 7201 | Rate Constraint in lbs/MMBtu | FALSE | L | Annual | Allowances Sold SO2 | Thousand Tons | 0 | 0 | 0 | 0 | 0 | 0 | 0
BART SO2 Annual-Craig C2 -v5.14 | 164 | 7201 | Rate Constraint in lbs/MMBtu | FALSE | L | Annual | Allowances Banked | Thousand Tons | 0 | 0 | 0 | 0 | 0 | 0 | 0
BART SO2 Annual-Craig C2 -v5.14 | 164 | 7201 | Rate Constraint in lbs/MMBtu | FALSE | L | Annual | Allowances Withdrawn (1:1) | Thousand Tons | 0 | 0 | 0 | 0 | 0 | 0 | 0
BART SO2 Annual-Craig C2 -v5.14 | 164 | 7201 | Rate Constraint in lbs/MMBtu | FALSE | L | Annual | Allowances Withdrawn (n:1) | Thousand Tons | 0 | 0 | 0 | 0 | 0 | 0 | 0
BART SO2 Annual-Craig C2 -v5.14 | 164 | 7201 | Rate Constraint in lbs/MMBtu | FALSE | L | Annual | Net Emissions Allowance Position | Thousand Tons | 0.15246 | 0.0066472 | 0.0066472 | 0.0066472 | 0.0066472 | 0 | 0
BART SO2 Annual-Craig C2 -v5.14 | 164 | 7201 | Rate Constraint in lbs/MMBtu | FALSE | L | Annual | Fuel Consumed | TBtu | 9.8989 | 0.28393 | 0.28393 | 0.28393 | 0.28393 | 0 | 0
BART SO2 Annual-Craig C2 -v5.14 | 164 | 7201 | Rate Constraint in lbs/MMBtu | FALSE | L | Annual | Rate | lb/MMBtu | 0.030804 | 0.046823 | 0.046823 | 0.046823 | 0.046823 | 0 | 0
BART SO2 Annual-Craig C2 -v5.14 | 164 | 7201 | Rate Constraint in lbs/MMBtu | FALSE | L | Annual | Generation | TWh | 0.96669 | 0.018722 | 0.018722 | 0.018722 | 0.018722 | 0 | 0
BART SO2 Annual-Craig C2 -v5.14 | 164 | 7201 | Rate Constraint in lbs/MMBtu | FALSE | L | Annual | Qualifying Generation | TWh | 0.96669 | 0.018722 | 0.018722 | 0.018722 | 0.018722 | 0 | 0
BART SO2 Annual-Craig C2 -v5.14 | 164 | 7201 | Rate Constraint in lbs/MMBtu | FALSE | L | Annual | Rate | lb/MWh | 0.31544 | 0.71011 | 0.71011 | 0.71011 | 0.71011 | 0 | 0
BART SO2 Annual-Craig C2 -v5.14 | 164 | 7201 | Rate Constraint in lbs/MMBtu | FALSE | L | Annual | Constraint Shadow Price | US2019$/Ton | 0 | 0 | 0 | 0 | 0 | 0 | 0
BART SO2 Annual-Jeffrey Energy Center 1 -v5.13 | 165 | 7216 | Rate Constraint in lbs/MMBtu | FALSE | L | Annual | Seasons Included | Seasons | Winter, WintShld, Summer | Winter, WintShld, Summer | Winter, WintShld, Summer | Winter, WintShld, Summer | Winter, WintShld, Summer | Winter, WintShld, Summer | Winter, WintShld, Summer
BART SO2 Annual-Jeffrey Energy Center 1 -v5.13 | 165 | 7216 | Rate Constraint in lbs/MMBtu | FALSE | L | Annual | Standard SO2 | lb/MMBtu | 0.15 | 0.15 | 0.15 | 0.15 | 0.15 | 0.15 | 0.15
BART SO2 Annual-Jeffrey Energy Center 1 -v5.13 | 165 | 7216 | Rate Constraint in lbs/MMBtu | FALSE | L | Annual | Emissions at Affected Plants SO2 | Thousand Tons | 0.48194 | 0 | 0 | 0 | 0 | 0 | 0
BART SO2 Annual-Jeffrey Energy Center 1 -v5.13 | 165 | 7216 | Rate Constraint in lbs/MMBtu | FALSE | L | Annual | Allowances Purchased SO2 | Thousand Tons | 0 | 0 | 0 | 0 | 0 | 0 | 0
BART SO2 Annual-Jeffrey Energy Center 1 -v5.13 | 165 | 7216 | Rate Constraint in lbs/MMBtu | FALSE | L | Annual | Allowances Sold SO2 | Thousand Tons | 0 | 0 | 0 | 0 | 0 | 0 | 0
BART SO2 Annual-Jeffrey Energy Center 1 -v5.13 | 165 | 7216 | Rate Constraint in lbs/MMBtu | FALSE | L | Annual | Allowances Banked | Thousand Tons | 0 | 0 | 0 | 0 | 0 | 0 | 0
BART SO2 Annual-Jeffrey Energy Center 1 -v5.13 | 165 | 7216 | Rate Constraint in lbs/MMBtu | FALSE | L | Annual | Allowances Withdrawn (1:1) | Thousand Tons | 0 | 0 | 0 | 0 | 0 | 0 | 0
BART SO2 Annual-Jeffrey Energy Center 1 -v5.13 | 165 | 7216 | Rate Constraint in lbs/MMBtu | FALSE | L | Annual | Allowances Withdrawn (n:1) | Thousand Tons | 0 | 0 | 0 | 0 | 0 | 0 | 0
BART SO2 Annual-Jeffrey Energy Center 1 -v5.13 | 165 | 7216 | Rate Constraint in lbs/MMBtu | FALSE | L | Annual | Net Emissions Allowance Position | Thousand Tons | 0.48194 | 0 | 0 | 0 | 0 | 0 | 0
BART SO2 Annual-Jeffrey Energy Center 1 -v5.13 | 165 | 7216 | Rate Constraint in lbs/MMBtu | FALSE | L | Annual | Fuel Consumed | TBtu | 40.4909 | 0 | 0 | 0 | 0 | 0 | 0
BART SO2 Annual-Jeffrey Energy Center 1 -v5.13 | 165 | 7216 | Rate Constraint in lbs/MMBtu | FALSE | L | Annual | Rate | lb/MMBtu | 0.023805 | 0 | 0 | 0 | 0 | 0 | 0
BART SO2 Annual-Jeffrey Energy Center 1 -v5.13 | 165 | 7216 | Rate Constraint in lbs/MMBtu | FALSE | L | Annual | Generation | TWh | 3.6843 | 0 | 0 | 0 | 0 | 0 | 0
BART SO2 Annual-Jeffrey Energy Center 1 -v5.13 | 165 | 7216 | Rate Constraint in lbs/MMBtu | FALSE | L | Annual | Qualifying Generation | TWh | 3.6843 | 0 | 0 | 0 | 0 | 0 | 0
BART SO2 Annual-Jeffrey Energy Center 1 -v5.13 | 165 | 7216 | Rate Constraint in lbs/MMBtu | FALSE | L | Annual | Rate | lb/MWh | 0.26162 | 0 | 0 | 0 | 0 | 0 | 0
BART SO2 Annual-Jeffrey Energy Center 1 -v5.13 | 165 | 7216 | Rate Constraint in lbs/MMBtu | FALSE | L | Annual | Constraint Shadow Price | US2019$/Ton | 0 | 0 | 0 | 0 | 0 | 0 | 0
BART SO2 Annual-Jeffrey Energy Center 2 -v5.13 | 166 | 7217 | Rate Constraint in lbs/MMBtu | FALSE | L | Annual | Seasons Included | Seasons | Winter, WintShld, Summer | Winter, WintShld, Summer | Winter, WintShld, Summer | Winter, WintShld, Summer | Winter, WintShld, Summer | Winter, WintShld, Summer | Winter, WintShld, Summer
BART SO2 Annual-Jeffrey Energy Center 2 -v5.13 | 166 | 7217 | Rate Constraint in lbs/MMBtu | FALSE | L | Annual | Standard SO2 | lb/MMBtu | 0.15 | 0.15 | 0.15 | 0.15 | 0.15 | 0.15 | 0.15
BART SO2 Annual-Jeffrey Energy Center 2 -v5.13 | 166 | 7217 | Rate Constraint in lbs/MMBtu | FALSE | L | Annual | Emissions at Affected Plants SO2 | Thousand Tons | 0.069931 | 0 | 0 | 0 | 0 | 0 | 0
BART SO2 Annual-Jeffrey Energy Center 2 -v5.13 | 166 | 7217 | Rate Constraint in lbs/MMBtu | FALSE | L | Annual | Allowances Purchased SO2 | Thousand Tons | 0 | 0 | 0 | 0 | 0 | 0 | 0
BART SO2 Annual-Jeffrey Energy Center 2 -v5.13 | 166 | 7217 | Rate Constraint in lbs/MMBtu | FALSE | L | Annual | Allowances Sold SO2 | Thousand Tons | 0 | 0 | 0 | 0 | 0 | 0 | 0
BART SO2 Annual-Jeffrey Energy Center 2 -v5.13 | 166 | 7217 | Rate Constraint in lbs/MMBtu | FALSE | L | Annual | Allowances Banked | Thousand Tons | 0 | 0 | 0 | 0 | 0 | 0 | 0
BART SO2 Annual-Jeffrey Energy Center 2 -v5.13 | 166 | 7217 | Rate Constraint in lbs/MMBtu | FALSE | L | Annual | Allowances Withdrawn (1:1) | Thousand Tons | 0 | 0 | 0 | 0 | 0 | 0 | 0
BART SO2 Annual-Jeffrey Energy Center 2 -v5.13 | 166 | 7217 | Rate Constraint in lbs/MMBtu | FALSE | L | Annual | Allowances Withdrawn (n:1) | Thousand Tons | 0 | 0 | 0 | 0 | 0 | 0 | 0
BART SO2 Annual-Jeffrey Energy Center 2 -v5.13 | 166 | 7217 | Rate Constraint in lbs/MMBtu | FALSE | L | Annual | Net Emissions Allowance Position | Thousand Tons | 0.069931 | 0 | 0 | 0 | 0 | 0 | 0
BART SO2 Annual-Jeffrey Energy Center 2 -v5.13 | 166 | 7217 | Rate Constraint in lbs/MMBtu | FALSE | L | Annual | Fuel Consumed | TBtu | 8.8865 | 0 | 0 | 0 | 0 | 0 | 0
BART SO2 Annual-Jeffrey Energy Center 2 -v5.13 | 166 | 7217 | Rate Constraint in lbs/MMBtu | FALSE | L | Annual | Rate | lb/MMBtu | 0.015739 | 0 | 0 | 0 | 0 | 0 | 0
BART SO2 Annual-Jeffrey Energy Center 2 -v5.13 | 166 | 7217 | Rate Constraint in lbs/MMBtu | FALSE | L | Annual | Generation | TWh | 0.78935 | 0 | 0 | 0 | 0 | 0 | 0
BART SO2 Annual-Jeffrey Energy Center 2 -v5.13 | 166 | 7217 | Rate Constraint in lbs/MMBtu | FALSE | L | Annual | Qualifying Generation | TWh | 0.78935 | 0 | 0 | 0 | 0 | 0 | 0
BART SO2 Annual-Jeffrey Energy Center 2 -v5.13 | 166 | 7217 | Rate Constraint in lbs/MMBtu | FALSE | L | Annual | Rate | lb/MWh | 0.17719 | 0 | 0 | 0 | 0 | 0 | 0
BART SO2 Annual-Jeffrey Energy Center 2 -v5.13 | 166 | 7217 | Rate Constraint in lbs/MMBtu | FALSE | L | Annual | Constraint Shadow Price | US2019$/Ton | 0 | 0 | 0 | 0 | 0 | 0 | 0
BART SO2 Annual-La Cygne 1 -v5.13 | 167 | 7218 | Rate Constraint in lbs/MMBtu | FALSE | L | Annual | Seasons Included | Seasons | Winter, WintShld, Summer | Winter, WintShld, Summer | Winter, WintShld, Summer | Winter, WintShld, Summer | Winter, WintShld, Summer | Winter, WintShld, Summer | Winter, WintShld, Summer
BART SO2 Annual-La Cygne 1 -v5.13 | 167 | 7218 | Rate Constraint in lbs/MMBtu | FALSE | L | Annual | Standard SO2 | lb/MMBtu | 0.15 | 0.15 | 0.15 | 0.15 | 0.15 | 0.15 | 0.15
BART SO2 Annual-La Cygne 1 -v5.13 | 167 | 7218 | Rate Constraint in lbs/MMBtu | FALSE | L | Annual | Emissions at Affected Plants SO2 | Thousand Tons | 0 | 0 | 0 | 0 | 0 | 0 | 0
BART SO2 Annual-La Cygne 1 -v5.13 | 167 | 7218 | Rate Constraint in lbs/MMBtu | FALSE | L | Annual | Allowances Purchased SO2 | Thousand Tons | 0 | 0 | 0 | 0 | 0 | 0 | 0
BART SO2 Annual-La Cygne 1 -v5.13 | 167 | 7218 | Rate Constraint in lbs/MMBtu | FALSE | L | Annual | Allowances Sold SO2 | Thousand Tons | 0 | 0 | 0 | 0 | 0 | 0 | 0
BART SO2 Annual-La Cygne 1 -v5.13 | 167 | 7218 | Rate Constraint in lbs/MMBtu | FALSE | L | Annual | Allowances Banked | Thousand Tons | 0 | 0 | 0 | 0 | 0 | 0 | 0
BART SO2 Annual-La Cygne 1 -v5.13 | 167 | 7218 | Rate Constraint in lbs/MMBtu | FALSE | L | Annual | Allowances Withdrawn (1:1) | Thousand Tons | 0 | 0 | 0 | 0 | 0 | 0 | 0
BART SO2 Annual-La Cygne 1 -v5.13 | 167 | 7218 | Rate Constraint in lbs/MMBtu | FALSE | L | Annual | Allowances Withdrawn (n:1) | Thousand Tons | 0 | 0 | 0 | 0 | 0 | 0 | 0
BART SO2 Annual-La Cygne 1 -v5.13 | 167 | 7218 | Rate Constraint in lbs/MMBtu | FALSE | L | Annual | Net Emissions Allowance Position | Thousand Tons | 0 | 0 | 0 | 0 | 0 | 0 | 0
BART SO2 Annual-La Cygne 1 -v5.13 | 167 | 7218 | Rate Constraint in lbs/MMBtu | FALSE | L | Annual | Fuel Consumed | TBtu | 0 | 0 | 0 | 0 | 0 | 0 | 0
BART SO2 Annual-La Cygne 1 -v5.13 | 167 | 7218 | Rate Constraint in lbs/MMBtu | FALSE | L | Annual | Rate | lb/MMBtu | 0 | 0 | 0 | 0 | 0 | 0 | 0
BART SO2 Annual-La Cygne 1 -v5.13 | 167 | 7218 | Rate Constraint in lbs/MMBtu | FALSE | L | Annual | Generation | TWh | 0 | 0 | 0 | 0 | 0 | 0 | 0
BART SO2 Annual-La Cygne 1 -v5.13 | 167 | 7218 | Rate Constraint in lbs/MMBtu | FALSE | L | Annual | Qualifying Generation | TWh | 0 | 0 | 0 | 0 | 0 | 0 | 0
BART SO2 Annual-La Cygne 1 -v5.13 | 167 | 7218 | Rate Constraint in lbs/MMBtu | FALSE | L | Annual | Rate | lb/MWh | 0 | 0 | 0 | 0 | 0 | 0 | 0
BART SO2 Annual-La Cygne 1 -v5.13 | 167 | 7218 | Rate Constraint in lbs/MMBtu | FALSE | L | Annual | Constraint Shadow Price | US2019$/Ton | 0 | 0 | 0 | 0 | 0 | 0 | 0
BART SO2 Annual-La Cygne 2 -v5.13 | 168 | 7219 | Rate Constraint in lbs/MMBtu | FALSE | L | Annual | Seasons Included | Seasons | Winter, WintShld, Summer | Winter, WintShld, Summer | Winter, WintShld, Summer | Winter, WintShld, Summer | Winter, WintShld, Summer | Winter, WintShld, Summer | Winter, WintShld, Summer
BART SO2 Annual-La Cygne 2 -v5.13 | 168 | 7219 | Rate Constraint in lbs/MMBtu | FALSE | L | Annual | Standard SO2 | lb/MMBtu | 0.15 | 0.15 | 0.15 | 0.15 | 0.15 | 0.15 | 0.15
BART SO2 Annual-La Cygne 2 -v5.13 | 168 | 7219 | Rate Constraint in lbs/MMBtu | FALSE | L | Annual | Emissions at Affected Plants SO2 | Thousand Tons | 0.36294 | 0 | 0 | 0 | 0 | 0 | 0
BART SO2 Annual-La Cygne 2 -v5.13 | 168 | 7219 | Rate Constraint in lbs/MMBtu | FALSE | L | Annual | Allowances Purchased SO2 | Thousand Tons | 0 | 0 | 0 | 0 | 0 | 0 | 0
BART SO2 Annual-La Cygne 2 -v5.13 | 168 | 7219 | Rate Constraint in lbs/MMBtu | FALSE | L | Annual | Allowances Sold SO2 | Thousand Tons | 0 | 0 | 0 | 0 | 0 | 0 | 0
BART SO2 Annual-La Cygne 2 -v5.13 | 168 | 7219 | Rate Constraint in lbs/MMBtu | FALSE | L | Annual | Allowances Banked | Thousand Tons | 0 | 0 | 0 | 0 | 0 | 0 | 0
BART SO2 Annual-La Cygne 2 -v5.13 | 168 | 7219 | Rate Constraint in lbs/MMBtu | FALSE | L | Annual | Allowances Withdrawn (1:1) | Thousand Tons | 0 | 0 | 0 | 0 | 0 | 0 | 0
BART SO2 Annual-La Cygne 2 -v5.13 | 168 | 7219 | Rate Constraint in lbs/MMBtu | FALSE | L | Annual | Allowances Withdrawn (n:1) | Thousand Tons | 0 | 0 | 0 | 0 | 0 | 0 | 0
BART SO2 Annual-La Cygne 2 -v5.13 | 168 | 7219 | Rate Constraint in lbs/MMBtu | FALSE | L | Annual | Net Emissions Allowance Position | Thousand Tons | 0.36294 | 0 | 0 | 0 | 0 | 0 | 0
BART SO2 Annual-La Cygne 2 -v5.13 | 168 | 7219 | Rate Constraint in lbs/MMBtu | FALSE | L | Annual | Fuel Consumed | TBtu | 38.7564 | 0 | 0 | 0 | 0 | 0 | 0
BART SO2 Annual-La Cygne 2 -v5.13 | 168 | 7219 | Rate Constraint in lbs/MMBtu | FALSE | L | Annual | Rate | lb/MMBtu | 0.018729 | 0 | 0 | 0 | 0 | 0 | 0
BART SO2 Annual-La Cygne 2 -v5.13 | 168 | 7219 | Rate Constraint in lbs/MMBtu | FALSE | L | Annual | Generation | TWh | 3.706 | 0 | 0 | 0 | 0 | 0 | 0
BART SO2 Annual-La Cygne 2 -v5.13 | 168 | 7219 | Rate Constraint in lbs/MMBtu | FALSE | L | Annual | Qualifying Generation | TWh | 3.706 | 0 | 0 | 0 | 0 | 0 | 0
BART SO2 Annual-La Cygne 2 -v5.13 | 168 | 7219 | Rate Constraint in lbs/MMBtu | FALSE | L | Annual | Rate | lb/MWh | 0.19587 | 0 | 0 | 0 | 0 | 0 | 0
BART SO2 Annual-La Cygne 2 -v5.13 | 168 | 7219 | Rate Constraint in lbs/MMBtu | FALSE | L | Annual | Constraint Shadow Price | US2019$/Ton | 0 | 0 | 0 | 0 | 0 | 0 | 0
BART SO2 Annual-Lawrence 4 -v5.14 | 169 | 7241 | Rate Constraint in lbs/MMBtu | FALSE | L | Annual | Seasons Included | Seasons | Winter, WintShld, Summer | Winter, WintShld, Summer | Winter, WintShld, Summer | Winter, WintShld, Summer | Winter, WintShld, Summer | Winter, WintShld, Summer | Winter, WintShld, Summer
BART SO2 Annual-Lawrence 4 -v5.14 | 169 | 7241 | Rate Constraint in lbs/MMBtu | FALSE | L | Annual | Standard SO2 | lb/MMBtu | 0.15 | 0.15 | 0.15 | 0.15 | 0.15 | 0.15 | 0.15
BART SO2 Annual-Lawrence 4 -v5.14 | 169 | 7241 | Rate Constraint in lbs/MMBtu | FALSE | L | Annual | Emissions at Affected Plants SO2 | Thousand Tons | 0 | 0 | 0 | 0 | 0 | 0 | 0
BART SO2 Annual-Lawrence 4 -v5.14 | 169 | 7241 | Rate Constraint in lbs/MMBtu | FALSE | L | Annual | Allowances Purchased SO2 | Thousand Tons | 0 | 0 | 0 | 0 | 0 | 0 | 0
BART SO2 Annual-Lawrence 4 -v5.14 | 169 | 7241 | Rate Constraint in lbs/MMBtu | FALSE | L | Annual | Allowances Sold SO2 | Thousand Tons | 0 | 0 | 0 | 0 | 0 | 0 | 0
BART SO2 Annual-Lawrence 4 -v5.14 | 169 | 7241 | Rate Constraint in lbs/MMBtu | FALSE | L | Annual | Allowances Banked | Thousand Tons | 0 | 0 | 0 | 0 | 0 | 0 | 0
BART SO2 Annual-Lawrence 4 -v5.14 | 169 | 7241 | Rate Constraint in lbs/MMBtu | FALSE | L | Annual | Allowances Withdrawn (1:1) | Thousand Tons | 0 | 0 | 0 | 0 | 0 | 0 | 0
BART SO2 Annual-Lawrence 4 -v5.14 | 169 | 7241 | Rate Constraint in lbs/MMBtu | FALSE | L | Annual | Allowances Withdrawn (n:1) | Thousand Tons | 0 | 0 | 0 | 0 | 0 | 0 | 0
BART SO2 Annual-Lawrence 4 -v5.14 | 169 | 7241 | Rate Constraint in lbs/MMBtu | FALSE | L | Annual | Net Emissions Allowance Position | Thousand Tons | 0 | 0 | 0 | 0 | 0 | 0 | 0
BART SO2 Annual-Lawrence 4 -v5.14 | 169 | 7241 | Rate Constraint in lbs/MMBtu | FALSE | L | Annual | Fuel Consumed | TBtu | 0 | 0 | 0 | 0 | 0 | 0 | 0
BART SO2 Annual-Lawrence 4 -v5.14 | 169 | 7241 | Rate Constraint in lbs/MMBtu | FALSE | L | Annual | Rate | lb/MMBtu | 0 | 0 | 0 | 0 | 0 | 0 | 0
BART SO2 Annual-Lawrence 4 -v5.14 | 169 | 7241 | Rate Constraint in lbs/MMBtu | FALSE | L | Annual | Generation | TWh | 0 | 0 | 0 | 0 | 0 | 0 | 0
BART SO2 Annual-Lawrence 4 -v5.14 | 169 | 7241 | Rate Constraint in lbs/MMBtu | FALSE | L | Annual | Qualifying Generation | TWh | 0 | 0 | 0 | 0 | 0 | 0 | 0
BART SO2 Annual-Lawrence 4 -v5.14 | 169 | 7241 | Rate Constraint in lbs/MMBtu | FALSE | L | Annual | Rate | lb/MWh | 0 | 0 | 0 | 0 | 0 | 0 | 0
BART SO2 Annual-Lawrence 4 -v5.14 | 169 | 7241 | Rate Constraint in lbs/MMBtu | FALSE | L | Annual | Constraint Shadow Price | US2019$/Ton | 0 | 0 | 0 | 0 | 0 | 0 | 0
BART SO2 Annual-Lawrence 5 -v5.14 | 170 | 7242 | Rate Constraint in lbs/MMBtu | FALSE | L | Annual | Seasons Included | Seasons | Winter, WintShld, Summer | Winter, WintShld, Summer | Winter, WintShld, Summer | Winter, WintShld, Summer | Winter, WintShld, Summer | Winter, WintShld, Summer | Winter, WintShld, Summer
BART SO2 Annual-Lawrence 5 -v5.14 | 170 | 7242 | Rate Constraint in lbs/MMBtu | FALSE | L | Annual | Standard SO2 | lb/MMBtu | 0.15 | 0.15 | 0.15 | 0.15 | 0.15 | 0.15 | 0.15
BART SO2 Annual-Lawrence 5 -v5.14 | 170 | 7242 | Rate Constraint in lbs/MMBtu | FALSE | L | Annual | Emissions at Affected Plants SO2 | Thousand Tons | 0 | 0 | 0 | 0 | 0 | 0 | 0
BART SO2 Annual-Lawrence 5 -v5.14 | 170 | 7242 | Rate Constraint in lbs/MMBtu | FALSE | L | Annual | Allowances Purchased SO2 | Thousand Tons | 0 | 0 | 0 | 0 | 0 | 0 | 0
BART SO2 Annual-Lawrence 5 -v5.14 | 170 | 7242 | Rate Constraint in lbs/MMBtu | FALSE | L | Annual | Allowances Sold SO2 | Thousand Tons | 0 | 0 | 0 | 0 | 0 | 0 | 0
BART SO2 Annual-Lawrence 5 -v5.14 | 170 | 7242 | Rate Constraint in lbs/MMBtu | FALSE | L | Annual | Allowances Banked | Thousand Tons | 0 | 0 | 0 | 0 | 0 | 0 | 0
BART SO2 Annual-Lawrence 5 -v5.14 | 170 | 7242 | Rate Constraint in lbs/MMBtu | FALSE | L | Annual | Allowances Withdrawn (1:1) | Thousand Tons | 0 | 0 | 0 | 0 | 0 | 0 | 0
BART SO2 Annual-Lawrence 5 -v5.14 | 170 | 7242 | Rate Constraint in lbs/MMBtu | FALSE | L | Annual | Allowances Withdrawn (n:1) | Thousand Tons | 0 | 0 | 0 | 0 | 0 | 0 | 0
BART SO2 Annual-Lawrence 5 -v5.14 | 170 | 7242 | Rate Constraint in lbs/MMBtu | FALSE | L | Annual | Net Emissions Allowance Position | Thousand Tons | 0 | 0 | 0 | 0 | 0 | 0 | 0
BART SO2 Annual-Lawrence 5 -v5.14 | 170 | 7242 | Rate Constraint in lbs/MMBtu | FALSE | L | Annual | Fuel Consumed | TBtu | 0 | 0 | 0 | 0 | 0 | 0 | 0
BART SO2 Annual-Lawrence 5 -v5.14 | 170 | 7242 | Rate Constraint in lbs/MMBtu | FALSE | L | Annual | Rate | lb/MMBtu | 0 | 0 | 0 | 0 | 0 | 0 | 0
BART SO2 Annual-Lawrence 5 -v5.14 | 170 | 7242 | Rate Constraint in lbs/MMBtu | FALSE | L | Annual | Generation | TWh | 0 | 0 | 0 | 0 | 0 | 0 | 0
BART SO2 Annual-Lawrence 5 -v5.14 | 170 | 7242 | Rate Constraint in lbs/MMBtu | FALSE | L | Annual | Qualifying Generation | TWh | 0 | 0 | 0 | 0 | 0 | 0 | 0
BART SO2 Annual-Lawrence 5 -v5.14 | 170 | 7242 | Rate Constraint in lbs/MMBtu | FALSE | L | Annual | Rate | lb/MWh | 0 | 0 | 0 | 0 | 0 | 0 | 0
BART SO2 Annual-Lawrence 5 -v5.14 | 170 | 7242 | Rate Constraint in lbs/MMBtu | FALSE | L | Annual | Constraint Shadow Price | US2019$/Ton | 0 | 0 | 0 | 0 | 0 | 0 | 0
BART SO2 Annual-Leland Olds 1 -v5.13 | 171 | 7220 | Rate Constraint in lbs/MMBtu | FALSE | L | Annual | Seasons Included | Seasons | Winter, WintShld, Summer | Winter, WintShld, Summer | Winter, WintShld, Summer | Winter, WintShld, Summer | Winter, WintShld, Summer | Winter, WintShld, Summer | Winter, WintShld, Summer
BART SO2 Annual-Leland Olds 1 -v5.13 | 171 | 7220 | Rate Constraint in lbs/MMBtu | FALSE | L | Annual | Standard SO2 | lb/MMBtu | 0.15 | 0.15 | 0.15 | 0.15 | 0.15 | 0.15 | 0.15
BART SO2 Annual-Leland Olds 1 -v5.13 | 171 | 7220 | Rate Constraint in lbs/MMBtu | FALSE | L | Annual | Emissions at Affected Plants SO2 | Thousand Tons | 0.46422 | 0 | 0 | 0 | 0 | 0 | 0
BART SO2 Annual-Leland Olds 1 -v5.13 | 171 | 7220 | Rate Constraint in lbs/MMBtu | FALSE | L | Annual | Allowances Purchased SO2 | Thousand Tons | 0 | 0 | 0 | 0 | 0 | 0 | 0
BART SO2 Annual-Leland Olds 1 -v5.13 | 171 | 7220 | Rate Constraint in lbs/MMBtu | FALSE | L | Annual | Allowances Sold SO2 | Thousand Tons | 0 | 0 | 0 | 0 | 0 | 0 | 0
BART SO2 Annual-Leland Olds 1 -v5.13 | 171 | 7220 | Rate Constraint in lbs/MMBtu | FALSE | L | Annual | Allowances Banked | Thousand Tons | 0 | 0 | 0 | 0 | 0 | 0 | 0
BART SO2 Annual-Leland Olds 1 -v5.13 | 171 | 7220 | Rate Constraint in lbs/MMBtu | FALSE | L | Annual | Allowances Withdrawn (1:1) | Thousand Tons | 0 | 0 | 0 | 0 | 0 | 0 | 0
BART SO2 Annual-Leland Olds 1 -v5.13 | 171 | 7220 | Rate Constraint in lbs/MMBtu | FALSE | L | Annual | Allowances Withdrawn (n:1) | Thousand Tons | 0 | 0 | 0 | 0 | 0 | 0 | 0
BART SO2 Annual-Leland Olds 1 -v5.13 | 171 | 7220 | Rate Constraint in lbs/MMBtu | FALSE | L | Annual | Net Emissions Allowance Position | Thousand Tons | 0.46422 | 0 | 0 | 0 | 0 | 0 | 0
BART SO2 Annual-Leland Olds 1 -v5.13 | 171 | 7220 | Rate Constraint in lbs/MMBtu | FALSE | L | Annual | Fuel Consumed | TBtu | 15.4741 | 0 | 0 | 0 | 0 | 0 | 0
BART SO2 Annual-Leland Olds 1 -v5.13 | 171 | 7220 | Rate Constraint in lbs/MMBtu | FALSE | L | Annual | Rate | lb/MMBtu | 0.06 | 0 | 0 | 0 | 0 | 0 | 0
BART SO2 Annual-Leland Olds 1 -v5.13 | 171 | 7220 | Rate Constraint in lbs/MMBtu | FALSE | L | Annual | Generation | TWh | 1.3057 | 0 | 0 | 0 | 0 | 0 | 0
BART SO2 Annual-Leland Olds 1 -v5.13 | 171 | 7220 | Rate Constraint in lbs/MMBtu | FALSE | L | Annual | Qualifying Generation | TWh | 1.3057 | 0 | 0 | 0 | 0 | 0 | 0
BART SO2 Annual-Leland Olds 1 -v5.13 | 171 | 7220 | Rate Constraint in lbs/MMBtu | FALSE | L | Annual | Rate | lb/MWh | 0.71106 | 0 | 0 | 0 | 0 | 0 | 0
BART SO2 Annual-Leland Olds 1 -v5.13 | 171 | 7220 | Rate Constraint in lbs/MMBtu | FALSE | L | Annual | Constraint Shadow Price | US2019$/Ton | 0 | 0 | 0 | 0 | 0 | 0 | 0
BART SO2 Annual-Leland Olds 2 -v5.13 | 172 | 7221 | Rate Constraint in lbs/MMBtu | FALSE | L | Annual | Seasons Included | Seasons | Winter, WintShld, Summer | Winter, WintShld, Summer | Winter, WintShld, Summer | Winter, WintShld, Summer | Winter, WintShld, Summer | Winter, WintShld, Summer | Winter, WintShld, Summer
BART SO2 Annual-Leland Olds 2 -v5.13 | 172 | 7221 | Rate Constraint in lbs/MMBtu | FALSE | L | Annual | Standard SO2 | lb/MMBtu | 0.15 | 0.15 | 0.15 | 0.15 | 0.15 | 0.15 | 0.15
BART SO2 Annual-Leland Olds 2 -v5.13 | 172 | 7221 | Rate Constraint in lbs/MMBtu | FALSE | L | Annual | Emissions at Affected Plants SO2 | Thousand Tons | 1.028 | 0 | 0 | 0 | 0 | 0 | 0
BART SO2 Annual-Leland Olds 2 -v5.13 | 172 | 7221 | Rate Constraint in lbs/MMBtu | FALSE | L | Annual | Allowances Purchased SO2 | Thousand Tons | 0 | 0 | 0 | 0 | 0 | 0 | 0
BART SO2 Annual-Leland Olds 2 -v5.13 | 172 | 7221 | Rate Constraint in lbs/MMBtu | FALSE | L | Annual | Allowances Sold SO2 | Thousand Tons | 0 | 0 | 0 | 0 | 0 | 0 | 0
BART SO2 Annual-Leland Olds 2 -v5.13 | 172 | 7221 | Rate Constraint in lbs/MMBtu | FALSE | L | Annual | Allowances Banked | Thousand Tons | 0 | 0 | 0 | 0 | 0 | 0 | 0
BART SO2 Annual-Leland Olds 2 -v5.13 | 172 | 7221 | Rate Constraint in lbs/MMBtu | FALSE | L | Annual | Allowances Withdrawn (1:1) | Thousand Tons | 0 | 0 | 0 | 0 | 0 | 0 | 0
BART SO2 Annual-Leland Olds 2 -v5.13 | 172 | 7221 | Rate Constraint in lbs/MMBtu | FALSE | L | Annual | Allowances Withdrawn (n:1) | Thousand Tons | 0 | 0 | 0 | 0 | 0 | 0 | 0
BART SO2 Annual-Leland Olds 2 -v5.13 | 172 | 7221 | Rate Constraint in lbs/MMBtu | FALSE | L | Annual | Net Emissions Allowance Position | Thousand Tons | 1.028 | 0 | 0 | 0 | 0 | 0 | 0
BART SO2 Annual-Leland Olds 2 -v5.13 | 172 | 7221 | Rate Constraint in lbs/MMBtu | FALSE | L | Annual | Fuel Consumed | TBtu | 34.2676 | 0 | 0 | 0 | 0 | 0 | 0
BART SO2 Annual-Leland Olds 2 -v5.13 | 172 | 7221 | Rate Constraint in lbs/MMBtu | FALSE | L | Annual | Rate | lb/MMBtu | 0.06 | 0 | 0 | 0 | 0 | 0 | 0
BART SO2 Annual-Leland Olds 2 -v5.13 | 172 | 7221 | Rate Constraint in lbs/MMBtu | FALSE | L | Annual | Generation | TWh | 2.9161 | 0 | 0 | 0 | 0 | 0 | 0
BART SO2 Annual-Leland Olds 2 -v5.13 | 172 | 7221 | Rate Constraint in lbs/MMBtu | FALSE | L | Annual | Qualifying Generation | TWh | 2.9161 | 0 | 0 | 0 | 0 | 0 | 0
BART SO2 Annual-Leland Olds 2 -v5.13 | 172 | 7221 | Rate Constraint in lbs/MMBtu | FALSE | L | Annual | Rate | lb/MWh | 0.70506 | 0 | 0 | 0 | 0 | 0 | 0
BART SO2 Annual-Leland Olds 2 -v5.13 | 172 | 7221 | Rate Constraint in lbs/MMBtu | FALSE | L | Annual | Constraint Shadow Price | US2019$/Ton | 0 | 0 | 0 | 0 | 0 | 0 | 0
BART SO2 Annual-Milton R Young B1 -v5.13 | 173 | 7222 | Rate Constraint in lbs/MMBtu | FALSE | L | Annual | Seasons Included | Seasons | Winter, WintShld, Summer | Winter, WintShld, Summer | Winter, WintShld, Summer | Winter, WintShld, Summer | Winter, WintShld, Summer | Winter, WintShld, Summer | Winter, WintShld, Summer
BART SO2 Annual-Milton R Young B1 -v5.13 | 173 | 7222 | Rate Constraint in lbs/MMBtu | FALSE | L | Annual | Standard SO2 | lb/MMBtu | 0.15 | 0.15 | 0.15 | 0.15 | 0.15 | 0.15 | 0.15
BART SO2 Annual-Milton R Young B1 -v5.13 | 173 | 7222 | Rate Constraint in lbs/MMBtu | FALSE | L | Annual | Emissions at Affected Plants SO2 | Thousand Tons | 0.65726 | 0 | 0 | 0 | 0 | 0 | 0
BART SO2 Annual-Milton R Young B1 -v5.13 | 173 | 7222 | Rate Constraint in lbs/MMBtu | FALSE | L | Annual | Allowances Purchased SO2 | Thousand Tons | 0 | 0 | 0 | 0 | 0 | 0 | 0
BART SO2 Annual-Milton R Young B1 -v5.13 | 173 | 7222 | Rate Constraint in lbs/MMBtu | FALSE | L | Annual | Allowances Sold SO2 | Thousand Tons | 0 | 0 | 0 | 0 | 0 | 0 | 0
BART SO2 Annual-Milton R Young B1 -v5.13 | 173 | 7222 | Rate Constraint in lbs/MMBtu | FALSE | L | Annual | Allowances Banked | Thousand Tons | 0 | 0 | 0 | 0 | 0 | 0 | 0
BART SO2 Annual-Milton R Young B1 -v5.13 | 173 | 7222 | Rate Constraint in lbs/MMBtu | FALSE | L | Annual | Allowances Withdrawn (1:1) | Thousand Tons | 0 | 0 | 0 | 0 | 0 | 0 | 0
BART SO2 Annual-Milton R Young B1 -v5.13 | 173 | 7222 | Rate Constraint in lbs/MMBtu | FALSE | L | Annual | Allowances Withdrawn (n:1) | Thousand Tons | 0 | 0 | 0 | 0 | 0 | 0 | 0
BART SO2 Annual-Milton R Young B1 -v5.13 | 173 | 7222 | Rate Constraint in lbs/MMBtu | FALSE | L | Annual | Net Emissions Allowance Position | Thousand Tons | 0.65726 | 0 | 0 | 0 | 0 | 0 | 0
BART SO2 Annual-Milton R Young B1 -v5.13 | 173 | 7222 | Rate Constraint in lbs/MMBtu | FALSE | L | Annual | Fuel Consumed | TBtu | 19.0411 | 0 | 0 | 0 | 0 | 0 | 0
BART SO2 Annual-Milton R Young B1 -v5.13 | 173 | 7222 | Rate Constraint in lbs/MMBtu | FALSE | L | Annual | Rate | lb/MMBtu | 0.069036 | 0 | 0 | 0 | 0 | 0 | 0
BART SO2 Annual-Milton R Young B1 -v5.13 | 173 | 7222 | Rate Constraint in lbs/MMBtu | FALSE | L | Annual | Generation | TWh | 1.6371 | 0 | 0 | 0 | 0 | 0 | 0
BART SO2 Annual-Milton R Young B1 -v5.13 | 173 | 7222 | Rate Constraint in lbs/MMBtu | FALSE | L | Annual | Qualifying Generation | TWh | 1.6371 | 0 | 0 | 0 | 0 | 0 | 0
BART SO2 Annual-Milton R Young B1 -v5.13 | 173 | 7222 | Rate Constraint in lbs/MMBtu | FALSE | L | Annual | Rate | lb/MWh | 0.80296 | 0 | 0 | 0 | 0 | 0 | 0
BART SO2 Annual-Milton R Young B1 -v5.13 | 173 | 7222 | Rate Constraint in lbs/MMBtu | FALSE | L | Annual | Constraint Shadow Price | US2019$/Ton | 0 | 0 | 0 | 0 | 0 | 0 | 0
BART SO2 Annual-Milton R Young B2 -v5.13 | 174 | 7223 | Rate Constraint in lbs/MMBtu | FALSE | L | Annual | Seasons Included | Seasons | Winter, WintShld, Summer | Winter, WintShld, Summer | Winter, WintShld, Summer | Winter, WintShld, Summer | Winter, WintShld, Summer | Winter, WintShld, Summer | Winter, WintShld, Summer
BART SO2 Annual-Milton R Young B2 -v5.13 | 174 | 7223 | Rate Constraint in lbs/MMBtu | FALSE | L | Annual | Standard SO2 | lb/MMBtu | 0.15 | 0.15 | 0.15 | 0.15 | 0.15 | 0.15 | 0.15
BART SO2 Annual-Milton R Young B2 -v5.13 | 174 | 7223 | Rate Constraint in lbs/MMBtu | FALSE | L | Annual | Emissions at Affected Plants SO2 | Thousand Tons | 1.2339 | 0.32916 | 0 | 0 | 0 | 0 | 0
BART SO2 Annual-Milton R Young B2 -v5.13 | 174 | 7223 | Rate Constraint in lbs/MMBtu | FALSE | L | Annual | Allowances Purchased SO2 | Thousand Tons | 0 | 0 | 0 | 0 | 0 | 0 | 0
BART SO2 Annual-Milton R Young B2 -v5.13 | 174 | 7223 | Rate Constraint in lbs/MMBtu | FALSE | L | Annual | Allowances Sold SO2 | Thousand Tons | 0 | 0 | 0 | 0 | 0 | 0 | 0
BART SO2 Annual-Milton R Young B2 -v5.13 | 174 | 7223 | Rate Constraint in lbs/MMBtu | FALSE | L | Annual | Allowances Banked | Thousand Tons | 0 | 0 | 0 | 0 | 0 | 0 | 0
BART SO2 Annual-Milton R Young B2 -v5.13 | 174 | 7223 | Rate Constraint in lbs/MMBtu | FALSE | L | Annual | Allowances Withdrawn (1:1) | Thousand Tons | 0 | 0 | 0 | 0 | 0 | 0 | 0
BART SO2 Annual-Milton R Young B2 -v5.13 | 174 | 7223 | Rate Constraint in lbs/MMBtu | FALSE | L | Annual | Allowances Withdrawn (n:1) | Thousand Tons | 0 | 0 | 0 | 0 | 0 | 0 | 0
BART SO2 Annual-Milton R Young B2 -v5.13 | 174 | 7223 | Rate Constraint in lbs/MMBtu | FALSE | L | Annual | Net Emissions Allowance Position | Thousand Tons | 1.2339 | 0.32916 | 0 | 0 | 0 | 0 | 0
BART SO2 Annual-Milton R Young B2 -v5.13 | 174 | 7223 | Rate Constraint in lbs/MMBtu | FALSE | L | Annual | Fuel Consumed | TBtu | 33.44 | 8.9208 | 0 | 0 | 0 | 0 | 0
BART SO2 Annual-Milton R Young B2 -v5.13 | 174 | 7223 | Rate Constraint in lbs/MMBtu | FALSE | L | Annual | Rate | lb/MMBtu | 0.073797 | 0.073797 | 0 | 0 | 0 | 0 | 0
BART SO2 Annual-Milton R Young B2 -v5.13 | 174 | 7223 | Rate Constraint in lbs/MMBtu | FALSE | L | Annual | Generation | TWh | 2.9356 | 0.78314 | 0 | 0 | 0 | 0 | 0
BART SO2 Annual-Milton R Young B2 -v5.13 | 174 | 7223 | Rate Constraint in lbs/MMBtu | FALSE | L | Annual | Qualifying Generation | TWh | 2.9356 | 0.78314 | 0 | 0 | 0 | 0 | 0
BART SO2 Annual-Milton R Young B2 -v5.13 | 174 | 7223 | Rate Constraint in lbs/MMBtu | FALSE | L | Annual | Rate | lb/MWh | 0.84062 | 0.84062 | 0 | 0 | 0 | 0 | 0
BART SO2 Annual-Milton R Young B2 -v5.13 | 174 | 7223 | Rate Constraint in lbs/MMBtu | FALSE | L | Annual | Constraint Shadow Price | US2019$/Ton | 0 | 0 | 0 | 0 | 0 | 0 | 0
BART SO2 Annual-Muskogee 4 -v5.13 | 175 | 7224 | Rate Constraint in lbs/MMBtu | FALSE | L | Annual | Seasons Included | Seasons | Winter, WintShld, Summer | Winter, WintShld, Summer | Winter, WintShld, Summer | Winter, WintShld, Summer | Winter, WintShld, Summer | Winter, WintShld, Summer | Winter, WintShld, Summer
BART SO2 Annual-Muskogee 4 -v5.13 | 175 | 7224 | Rate Constraint in lbs/MMBtu | FALSE | L | Annual | Standard SO2 | lb/MMBtu | 0.06 | 0.06 | 0.06 | 0.06 | 0.06 | 0.06 | 0.06
BART SO2 Annual-Muskogee 4 -v5.13 | 175 | 7224 | Rate Constraint in lbs/MMBtu | FALSE | L | Annual | Emissions at Affected Plants SO2 | Thousand Tons | 0 | 0 | 0 | 0 | 0 | 0 | 0
BART SO2 Annual-Muskogee 4 -v5.13 | 175 | 7224 | Rate Constraint in lbs/MMBtu | FALSE | L | Annual | Allowances Purchased SO2 | Thousand Tons | 0 | 0 | 0 | 0 | 0 | 0 | 0
BART SO2 Annual-Muskogee 4 -v5.13 | 175 | 7224 | Rate Constraint in lbs/MMBtu | FALSE | L | Annual | Allowances Sold SO2 | Thousand Tons | 0 | 0 | 0 | 0 | 0 | 0 | 0
BART SO2 Annual-Muskogee 4 -v5.13 | 175 | 7224 | Rate Constraint in lbs/MMBtu | FALSE | L | Annual | Allowances Banked | Thousand Tons | 0 | 0 | 0 | 0 | 0 | 0 | 0
BART SO2 Annual-Muskogee 4 -v5.13 | 175 | 7224 | Rate Constraint in lbs/MMBtu | FALSE | L | Annual | Allowances Withdrawn (1:1) | Thousand Tons | 0 | 0 | 0 | 0 | 0 | 0 | 0
BART SO2 Annual-Muskogee 4 -v5.13 | 175 | 7224 | Rate Constraint in lbs/MMBtu | FALSE | L | Annual | Allowances Withdrawn (n:1) | Thousand Tons | 0 | 0 | 0 | 0 | 0 | 0 | 0
BART SO2 Annual-Muskogee 4 -v5.13 | 175 | 7224 | Rate Constraint in lbs/MMBtu | FALSE | L | Annual | Net Emissions Allowance Position | Thousand Tons | 0 | 0 | 0 | 0 | 0 | 0 | 0
BART SO2 Annual-Muskogee 4 -v5.13 | 175 | 7224 | Rate Constraint in lbs/MMBtu | FALSE | L | Annual | Fuel Consumed | TBtu | 0 | 0 | 0 | 0 | 0 | 0 | 0
BART SO2 Annual-Muskogee 4 -v5.13 | 175 | 7224 | Rate Constraint in lbs/MMBtu | FALSE | L | Annual | Rate | lb/MMBtu | 0 | 0 | 0 | 0 | 0 | 0 | 0
BART SO2 Annual-Muskogee 4 -v5.13 | 175 | 7224 | Rate Constraint in lbs/MMBtu | FALSE | L | Annual | Generation | TWh | 0 | 0 | 0 | 0 | 0 | 0 | 0
BART SO2 Annual-Muskogee 4 -v5.13 | 175 | 7224 | Rate Constraint in lbs/MMBtu | FALSE | L | Annual | Qualifying Generation | TWh | 0 | 0 | 0 | 0 | 0 | 0 | 0
BART SO2 Annual-Muskogee 4 -v5.13 | 175 | 7224 | Rate Constraint in lbs/MMBtu | FALSE | L | Annual | Rate | lb/MWh | 0 | 0 | 0 | 0 | 0 | 0 | 0
BART SO2 Annual-Muskogee 4 -v5.13 | 175 | 7224 | Rate Constraint in lbs/MMBtu | FALSE | L | Annual | Constraint Shadow Price | US2019$/Ton | 15872.789 | 17794.1804 | 21487.1595 | 29080.7826 | 33622.2594 | 30172.7972 | 31862.2303
BART SO2 Annual-Muskogee 5 -v5.13 | 176 | 7225 | Rate Constraint in lbs/MMBtu | FALSE | L | Annual | Seasons Included | Seasons | Winter, WintShld, Summer | Winter, WintShld, Summer | Winter, WintShld, Summer | Winter, WintShld, Summer | Winter, WintShld, Summer | Winter, WintShld, Summer | Winter, WintShld, Summer
BART SO2 Annual-Muskogee 5 -v5.13 | 176 | 7225 | Rate Constraint in lbs/MMBtu | FALSE | L | Annual | Standard SO2 | lb/MMBtu | 0.06 | 0.06 | 0.06 | 0.06 | 0.06 | 0.06 | 0.06
BART SO2 Annual-Muskogee 5 -v5.13 | 176 | 7225 | Rate Constraint in lbs/MMBtu | FALSE | L | Annual | Emissions at Affected Plants SO2 | Thousand Tons | 0 | 0 | 0 | 0 | 0 | 0 | 0
BART SO2 Annual-Muskogee 5 -v5.13 | 176 | 7225 | Rate Constraint in lbs/MMBtu | FALSE | L | Annual | Allowances Purchased SO2 | Thousand Tons | 0 | 0 | 0 | 0 | 0 | 0 | 0
BART SO2 Annual-Muskogee 5 -v5.13 | 176 | 7225 | Rate Constraint in lbs/MMBtu | FALSE | L | Annual | Allowances Sold SO2 | Thousand Tons | 0 | 0 | 0 | 0 | 0 | 0 | 0
BART SO2 Annual-Muskogee 5 -v5.13 | 176 | 7225 | Rate Constraint in lbs/MMBtu | FALSE | L | Annual | Allowances Banked | Thousand Tons | 0 | 0 | 0 | 0 | 0 | 0 | 0
BART SO2 Annual-Muskogee 5 -v5.13 | 176 | 7225 | Rate Constraint in lbs/MMBtu | FALSE | L | Annual | Allowances Withdrawn (1:1) | Thousand Tons | 0 | 0 | 0 | 0 | 0 | 0 | 0
BART SO2 Annual-Muskogee 5 -v5.13 | 176 | 7225 | Rate Constraint in lbs/MMBtu | FALSE | L | Annual | Allowances Withdrawn (n:1) | Thousand Tons | 0 | 0 | 0 | 0 | 0 | 0 | 0
BART SO2 Annual-Muskogee 5 -v5.13 | 176 | 7225 | Rate Constraint in lbs/MMBtu | FALSE | L | Annual | Net Emissions Allowance Position | Thousand Tons | 0 | 0 | 0 | 0 | 0 | 0 | 0
BART SO2 Annual-Muskogee 5 -v5.13 | 176 | 7225 | Rate Constraint in lbs/MMBtu | FALSE | L | Annual | Fuel Consumed | TBtu | 0 | 0 | 0 | 0 | 0 | 0 | 0
BART SO2 Annual-Muskogee 5 -v5.13 | 176 | 7225 | Rate Constraint in lbs/MMBtu | FALSE | L | Annual | Rate | lb/MMBtu | 0 | 0 | 0 | 0 | 0 | 0 | 0
BART SO2 Annual-Muskogee 5 -v5.13 | 176 | 7225 | Rate Constraint in lbs/MMBtu | FALSE | L | Annual | Generation | TWh | 0 | 0 | 0 | 0 | 0 | 0 | 0
BART SO2 Annual-Muskogee 5 -v5.13 | 176 | 7225 | Rate Constraint in lbs/MMBtu | FALSE | L | Annual | Qualifying Generation | TWh | 0 | 0 | 0 | 0 | 0 | 0 | 0
BART SO2 Annual-Muskogee 5 -v5.13 | 176 | 7225 | Rate Constraint in lbs/MMBtu | FALSE | L | Annual | Rate | lb/MWh | 0 | 0 | 0 | 0 | 0 | 0 | 0
BART SO2 Annual-Muskogee 5 -v5.13 | 176 | 7225 | Rate Constraint in lbs/MMBtu | FALSE | L | Annual | Constraint Shadow Price | US2019$/Ton | 15780.423 | 17706.0175 | 21409.9406 | 29008.5998 | 32930.9284 | 30117.855 | 31803.845
BART SO2 Annual-Nelson -v6.20 | 177 | 7238 | Rate Constraint in lbs/MMBtu | FALSE | L | Annual | Seasons Included | Seasons | Winter, WintShld, Summer | Winter, WintShld, Summer | Winter, WintShld, Summer | Winter, WintShld, Summer | Winter, WintShld, Summer | Winter, WintShld, Summer | Winter, WintShld, Summer
BART SO2 Annual-Nelson -v6.20 | 177 | 7238 | Rate Constraint in lbs/MMBtu | FALSE | L | Annual | Standard SO2 | lb/MMBtu | 0.6 | 0.6 | 0.6 | 0.6 | 0.6 | 0.6 | 0.6
BART SO2 Annual-Nelson -v6.20 | 177 | 7238 | Rate Constraint in lbs/MMBtu | FALSE | L | Annual | Emissions at Affected Plants SO2 | Thousand Tons | 0 | 0 | 0 | 0 | 0 | 0 | 0
BART SO2 Annual-Nelson -v6.20 | 177 | 7238 | Rate Constraint in lbs/MMBtu | FALSE | L | Annual | Allowances Purchased SO2 | Thousand Tons | 0 | 0 | 0 | 0 | 0 | 0 | 0
BART SO2 Annual-Nelson -v6.20 | 177 | 7238 | Rate Constraint in lbs/MMBtu | FALSE | L | Annual | Allowances Sold SO2 | Thousand Tons | 0 | 0 | 0 | 0 | 0 | 0 | 0
BART SO2 Annual-Nelson -v6.20 | 177 | 7238 | Rate Constraint in lbs/MMBtu | FALSE | L | Annual | Allowances Banked | Thousand Tons | 0 | 0 | 0 | 0 | 0 | 0 | 0
BART SO2 Annual-Nelson -v6.20 | 177 | 7238 | Rate Constraint in lbs/MMBtu | FALSE | L | Annual | Allowances Withdrawn (1:1) | Thousand Tons | 0 | 0 | 0 | 0 | 0 | 0 | 0
BART SO2 Annual-Nelson -v6.20 | 177 | 7238 | Rate Constraint in lbs/MMBtu | FALSE | L | Annual | Allowances Withdrawn (n:1) | Thousand Tons | 0 | 0 | 0 | 0 | 0 | 0 | 0
BART SO2 Annual-Nelson -v6.20 | 177 | 7238 | Rate Constraint in lbs/MMBtu | FALSE | L | Annual | Net Emissions Allowance Position | Thousand Tons | 0 | 0 | 0 | 0 | 0 | 0 | 0
BART SO2 Annual-Nelson -v6.20 | 177 | 7238 | Rate Constraint in lbs/MMBtu | FALSE | L | Annual | Fuel Consumed | TBtu | 0 | 0 | 0 | 0 | 0 | 0 | 0
BART SO2 Annual-Nelson -v6.20 | 177 | 7238 | Rate Constraint in lbs/MMBtu | FALSE | L | Annual | Rate | lb/MMBtu | 0 | 0 | 0 | 0 | 0 | 0 | 0
BART SO2 Annual-Nelson -v6.20 | 177 | 7238 | Rate Constraint in lbs/MMBtu | FALSE | L | Annual | Generation | TWh | 0 | 0 | 0 | 0 | 0 | 0 | 0
BART SO2 Annual-Nelson -v6.20 | 177 | 7238 | Rate Constraint in lbs/MMBtu | FALSE | L | Annual | Qualifying Generation | TWh | 0 | 0 | 0 | 0 | 0 | 0 | 0
BART SO2 Annual-Nelson -v6.20 | 177 | 7238 | Rate Constraint in lbs/MMBtu | FALSE | L | Annual | Rate | lb/MWh | 0 | 0 | 0 | 0 | 0 | 0 | 0
BART SO2 Annual-Nelson -v6.20 | 177 | 7238 | Rate Constraint in lbs/MMBtu | FALSE | L | Annual | Constraint Shadow Price | US2019$/Ton | 0 | 0 | 0 | 0 | 0 | 0 | 0
BART SO2 Annual-Northeastern 3313 -v5.13 | 178 | 7230 | Rate Constraint in lbs/MMBtu | FALSE | L | Annual | Seasons Included | Seasons | Winter, WintShld, Summer | Winter, WintShld, Summer | Winter, WintShld, Summer | Winter, WintShld, Summer | Winter, WintShld, Summer | Winter, WintShld, Summer | Winter, WintShld, Summer
BART SO2 Annual-Northeastern 3313 -v5.13 | 178 | 7230 | Rate Constraint in lbs/MMBtu | FALSE | L | Annual | Standard SO2 | lb/MMBtu | 0.13333 | 0 | 0 | 0 | 0 | 0 | 0
BART SO2 Annual-Northeastern 3313 -v5.13 | 178 | 7230 | Rate Constraint in lbs/MMBtu | FALSE | L | Annual | Emissions at Affected Plants SO2 | Thousand Tons | 0 | 0 | 0 | 0 | 0 | 0 | 0
BART SO2 Annual-Northeastern 3313 -v5.13 | 178 | 7230 | Rate Constraint in lbs/MMBtu | FALSE | L | Annual | Allowances Purchased SO2 | Thousand Tons | 0 | 0 | 0 | 0 | 0 | 0 | 0
BART SO2 Annual-Northeastern 3313 -v5.13 | 178 | 7230 | Rate Constraint in lbs/MMBtu | FALSE | L | Annual | Allowances Sold SO2 | Thousand Tons | 0 | 0 | 0 | 0 | 0 | 0 | 0
BART SO2 Annual-Northeastern 3313 -v5.13 | 178 | 7230 | Rate Constraint in lbs/MMBtu | FALSE | L | Annual | Allowances Banked | Thousand Tons | 0 | 0 | 0 | 0 | 0 | 0 | 0
BART SO2 Annual-Northeastern 3313 -v5.13 | 178 | 7230 | Rate Constraint in lbs/MMBtu | FALSE | L | Annual | Allowances Withdrawn (1:1) | Thousand Tons | 0 | 0 | 0 | 0 | 0 | 0 | 0
BART SO2 Annual-Northeastern 3313 -v5.13 | 178 | 7230 | Rate Constraint in lbs/MMBtu | FALSE | L | Annual | Allowances Withdrawn (n:1) | Thousand Tons | 0 | 0 | 0 | 0 | 0 | 0 | 0
BART SO2 Annual-Northeastern 3313 -v5.13 | 178 | 7230 | Rate Constraint in lbs/MMBtu | FALSE | L | Annual | Net Emissions Allowance Position | Thousand Tons | 0 | 0 | 0 | 0 | 0 | 0 | 0
BART SO2 Annual-Northeastern 3313 -v5.13 | 178 | 7230 | Rate Constraint in lbs/MMBtu | FALSE | L | Annual | Fuel Consumed | TBtu | 0 | 0 | 0 | 0 | 0 | 0 | 0
BART SO2 Annual-Northeastern 3313 -v5.13 | 178 | 7230 | Rate Constraint in lbs/MMBtu | FALSE | L | Annual | Rate | lb/MMBtu | 0 | 0 | 0 | 0 | 0 | 0 | 0
BART SO2 Annual-Northeastern 3313 -v5.13 | 178 | 7230 | Rate Constraint in lbs/MMBtu | FALSE | L | Annual | Generation | TWh | 0 | 0 | 0 | 0 | 0 | 0 | 0
BART SO2 Annual-Northeastern 3313 -v5.13 | 178 | 7230 | Rate Constraint in lbs/MMBtu | FALSE | L | Annual | Qualifying Generation | TWh | 0 | 0 | 0 | 0 | 0 | 0 | 0
BART SO2 Annual-Northeastern 3313 -v5.13 | 178 | 7230 | Rate Constraint in lbs/MMBtu | FALSE | L | Annual | Rate | lb/MWh | 0 | 0 | 0 | 0 | 0 | 0 | 0
BART SO2 Annual-Northeastern 3313 -v5.13 | 178 | 7230 | Rate Constraint in lbs/MMBtu | FALSE | L | Annual | Constraint Shadow Price | US2019$/Ton | 0 | 0 | 0 | 0 | 0 | 0 | 0
BART SO2 Annual-Pawnee 1 -v5.13 | 179 | 7226 | Rate Constraint in lbs/MMBtu | FALSE | L | Annual | Seasons Included | Seasons | Winter, WintShld, Summer | Winter, WintShld, Summer | Winter, WintShld, Summer | Winter, WintShld, Summer | Winter, WintShld, Summer | Winter, WintShld, Summer | Winter, WintShld, Summer
BART SO2 Annual-Pawnee 1 -v5.13 | 179 | 7226 | Rate Constraint in lbs/MMBtu | FALSE | L | Annual | Standard SO2 | lb/MMBtu | 0.12 | 0.12 | 0.12 | 0.12 | 0.12 | 0.12 | 0.12
BART SO2 Annual-Pawnee 1 -v5.13 | 179 | 7226 | Rate Constraint in lbs/MMBtu | FALSE | L | Annual | Emissions at Affected Plants SO2 | Thousand Tons | 0.0014114 | 0.0069906 | 0.0069906 | 0.0069906 | 0.0069906 | 0.0069906 | 0.0069906
BART SO2 Annual-Pawnee 1 -v5.13 | 179 | 7226 | Rate Constraint in lbs/MMBtu | FALSE | L | Annual | Allowances Purchased SO2 | Thousand Tons | 0 | 0 | 0 | 0 | 0 | 0 | 0
BART SO2 Annual-Pawnee 1 -v5.13 | 179 | 7226 | Rate Constraint in lbs/MMBtu | FALSE | L | Annual | Allowances Sold SO2 | Thousand Tons | 0 | 0 | 0 | 0 | 0 | 0 | 0
BART SO2 Annual-Pawnee 1 -v5.13 | 179 | 7226 | Rate Constraint in lbs/MMBtu | FALSE | L | Annual | Allowances Banked | Thousand Tons | 0 | 0 | 0 | 0 | 0 | 0 | 0
BART SO2 Annual-Pawnee 1 -v5.13 | 179 | 7226 | Rate Constraint in lbs/MMBtu | FALSE | L | Annual | Allowances Withdrawn (1:1) | Thousand Tons | 0 | 0 | 0 | 0 | 0 | 0 | 0
BART SO2 Annual-Pawnee 1 -v5.13 | 179 | 7226 | Rate Constraint in lbs/MMBtu | FALSE | L | Annual | Allowances Withdrawn (n:1) | Thousand Tons | 0 | 0 | 0 | 0 | 0 | 0 | 0
BART SO2 Annual-Pawnee 1 -v5.13 | 179 | 7226 | Rate Constraint in lbs/MMBtu | FALSE | L | Annual | Net Emissions Allowance Position | Thousand Tons | 0.0014114 | 0.0069906 | 0.0069906 | 0.0069906 | 0.0069906 | 0.0069906 | 0.0069906
BART SO2 Annual-Pawnee 1 -v5.13 | 179 | 7226 | Rate Constraint in lbs/MMBtu | FALSE | L | Annual | Fuel Consumed | TBtu | 0.035284 | 0.1493 | 0.1493 | 0.1493 | 0.1493 | 0.1493 | 0.1493
BART SO2 Annual-Pawnee 1 -v5.13 | 179 | 7226 | Rate Constraint in lbs/MMBtu | FALSE | L | Annual | Rate | lb/MMBtu | 0.08 | 0.093647 | 0.093647 | 0.093647 | 0.093647 | 0.093647 | 0.093647
BART SO2 Annual-Pawnee 1 -v5.13 | 179 | 7226 | Rate Constraint in lbs/MMBtu | FALSE | L | Annual | Generation | TWh | 0.0032765 | 0.0091276 | 0.0091276 | 0.0091276 | 0.0091276 | 0.0091276 | 0.0091276
BART SO2 Annual-Pawnee 1 -v5.13 | 179 | 7226 | Rate Constraint in lbs/MMBtu | FALSE | L | Annual | Qualifying Generation | TWh | 0.0032765 | 0.0091276 | 0.0091276 | 0.0091276 | 0.0091276 | 0.0091276 | 0.0091276
BART SO2 Annual-Pawnee 1 -v5.13 | 179 | 7226 | Rate Constraint in lbs/MMBtu | FALSE | L | Annual | Rate | lb/MWh | 0.86152 | 1.5317 | 1.5317 | 1.5317 | 1.5317 | 1.5317 | 1.5317
BART SO2 Annual-Pawnee 1 -v5.13 | 179 | 7226 | Rate Constraint in lbs/MMBtu | FALSE | L | Annual | Constraint Shadow Price | US2019$/Ton | 0 | 0 | 0 | 0 | 0 | 0 | 0
BART SO2 Annual-Ray D Nixon 1 -v5.13 | 180 | 7227 | Rate Constraint in lbs/MMBtu | FALSE | L | Annual | Seasons Included | Seasons | Winter, WintShld, Summer | Winter, WintShld, Summer | Winter, WintShld, Summer | Winter, WintShld, Summer | Winter, WintShld, Summer | Winter, WintShld, Summer | Winter, WintShld, Summer
BART SO2 Annual-Ray D Nixon 1 -v5.13 | 180 | 7227 | Rate Constraint in lbs/MMBtu | FALSE | L | Annual | Standard SO2 | lb/MMBtu | 0.11 | 0.11 | 0.11 | 0.11 | 0.11 | 0.11 | 0.11
BART SO2 Annual-Ray D Nixon 1 -v5.13 | 180 | 7227 | Rate Constraint in lbs/MMBtu | FALSE | L | Annual | Emissions at Affected Plants SO2 | Thousand Tons | 0.1243 | 0 | 0 | 0 | 0 | 0 | 0
BART SO2 Annual-Ray D Nixon 1 -v5.13 | 180 | 7227 | Rate Constraint in lbs/MMBtu | FALSE | L | Annual | Allowances Purchased SO2 | Thousand Tons | 0 | 0 | 0 | 0 | 0 | 0 | 0
BART SO2 Annual-Ray D Nixon 1 -v5.13 | 180 | 7227 | Rate Constraint in lbs/MMBtu | FALSE | L | Annual | Allowances Sold SO2 | Thousand Tons | 0 | 0 | 0 | 0 | 0 | 0 | 0
BART SO2 Annual-Ray D Nixon 1 -v5.13 | 180 | 7227 | Rate Constraint in lbs/MMBtu | FALSE | L | Annual | Allowances Banked | Thousand Tons | 0 | 0 | 0 | 0 | 0 | 0 | 0
BART SO2 Annual-Ray D Nixon 1 -v5.13 | 180 | 7227 | Rate Constraint in lbs/MMBtu | FALSE | L | Annual | Allowances Withdrawn (1:1) | Thousand Tons | 0 | 0 | 0 | 0 | 0 | 0 | 0
BART SO2 Annual-Ray D Nixon 1 -v5.13 | 180 | 7227 | Rate Constraint in lbs/MMBtu | FALSE | L | Annual | Allowances Withdrawn (n:1) | Thousand Tons | 0 | 0 | 0 | 0 | 0 | 0 | 0
BART SO2 Annual-Ray D Nixon 1 -v5.13 | 180 | 7227 | Rate Constraint in lbs/MMBtu | FALSE | L | Annual | Net Emissions Allowance Position | Thousand Tons | 0.1243 | 0 | 0 | 0 | 0 | 0 | 0
BART SO2 Annual-Ray D Nixon 1 -v5.13 | 180 | 7227 | Rate Constraint in lbs/MMBtu | FALSE | L | Annual | Fuel Consumed | TBtu | 3.4811 | 0 | 0 | 0 | 0 | 0 | 0
BART SO2 Annual-Ray D Nixon 1 -v5.13 | 180 | 7227 | Rate Constraint in lbs/MMBtu | FALSE | L | Annual | Rate | lb/MMBtu | 0.071415 | 0 | 0 | 0 | 0 | 0 | 0
BART SO2 Annual-Ray D Nixon 1 -v5.13 | 180 | 7227 | Rate Constraint in lbs/MMBtu | FALSE | L | Annual | Generation | TWh | 0.33289 | 0 | 0 | 0 | 0 | 0 | 0
BART SO2 Annual-Ray D Nixon 1 -v5.13 | 180 | 7227 | Rate Constraint in lbs/MMBtu | FALSE | L | Annual | Qualifying Generation | TWh | 0.33289 | 0 | 0 | 0 | 0 | 0 | 0
BART SO2 Annual-Ray D Nixon 1 -v5.13 | 180 | 7227 | Rate Constraint in lbs/MMBtu | FALSE | L | Annual | Rate | lb/MWh | 0.74678 | 0 | 0 | 0 | 0 | 0 | 0
BART SO2 Annual-Ray D Nixon 1 -v5.13 | 180 | 7227 | Rate Constraint in lbs/MMBtu | FALSE | L | Annual | Constraint Shadow Price | US2019$/Ton | 0 | 0 | 0 | 0 | 0 | 0 | 0
BART SO2 Annual-Sooner 1 -v5.13 | 181 | 7228 | Rate Constraint in lbs/MMBtu | FALSE | L | Annual | Seasons Included | Seasons | Winter, WintShld, Summer | Winter, WintShld, Summer | Winter, WintShld, Summer | Winter, WintShld, Summer | Winter, WintShld, Summer | Winter, WintShld, Summer | Winter, WintShld, Summer
BART SO2 Annual-Sooner 1 -v5.13 | 181 | 7228 | Rate Constraint in lbs/MMBtu | FALSE | L | Annual | Standard SO2 | lb/MMBtu | 0.06 | 0.06 | 0.06 | 0.06 | 0.06 | 0.06 | 0.06
BART SO2 Annual-Sooner 1 -v5.13 | 181 | 7228 | Rate Constraint in lbs/MMBtu | FALSE | L | Annual | Emissions at Affected Plants SO2 | Thousand Tons | 0 | 0 | 0 | 0 | 0 | 0 | 0
BART SO2 Annual-Sooner 1 -v5.13 | 181 | 7228 | Rate Constraint in lbs/MMBtu | FALSE | L | Annual | Allowances Purchased SO2 | Thousand Tons | 0 | 0 | 0 | 0 | 0 | 0 | 0
BART SO2 Annual-Sooner 1 -v5.13 | 181 | 7228 | Rate Constraint in lbs/MMBtu | FALSE | L | Annual | Allowances Sold SO2 | Thousand Tons | 0 | 0 | 0 | 0 | 0 | 0 | 0
BART SO2 Annual-Sooner 1 -v5.13 | 181 | 7228 | Rate Constraint in lbs/MMBtu | FALSE | L | Annual | Allowances Banked | Thousand Tons | 0 | 0 | 0 | 0 | 0 | 0 | 0
BART SO2 Annual-Sooner 1 -v5.13 | 181 | 7228 | Rate Constraint in lbs/MMBtu | FALSE | L | Annual | Allowances Withdrawn (1:1) | Thousand Tons | 0 | 0 | 0 | 0 | 0 | 0 | 0
BART SO2 Annual-Sooner 1 -v5.13 | 181 | 7228 | Rate Constraint in lbs/MMBtu | FALSE | L | Annual | Allowances Withdrawn (n:1) | Thousand Tons | 0 | 0 | 0 | 0 | 0 | 0 | 0
BART SO2 Annual-Sooner 1 -v5.13 | 181 | 7228 | Rate Constraint in lbs/MMBtu | FALSE | L | Annual | Net Emissions Allowance Position | Thousand Tons | 0 | 0 | 0 | 0 | 0 | 0 | 0
BART SO2 Annual-Sooner 1 -v5.13 | 181 | 7228 | Rate Constraint in lbs/MMBtu | FALSE | L | Annual | Fuel Consumed | TBtu | 0 | 0 | 0 | 0 | 0 | 0 | 0
BART SO2 Annual-Sooner 1 -v5.13 | 181 | 7228 | Rate Constraint in lbs/MMBtu | FALSE | L | Annual | Rate | lb/MMBtu | 0 | 0 | 0 | 0 | 0 | 0 | 0
BART SO2 Annual-Sooner 1 -v5.13 | 181 | 7228 | Rate Constraint in lbs/MMBtu | FALSE | L | Annual | Generation | TWh | 0 | 0 | 0 | 0 | 0 | 0 | 0
BART SO2 Annual-Sooner 1 -v5.13 | 181 | 7228 | Rate Constraint in lbs/MMBtu | FALSE | L | Annual | Qualifying Generation | TWh | 0 | 0 | 0 | 0 | 0 | 0 | 0
BART SO2 Annual-Sooner 1 -v5.13 | 181 | 7228 | Rate Constraint in lbs/MMBtu | FALSE | L | Annual | Rate | lb/MWh | 0 | 0 | 0 | 0 | 0 | 0 | 0
BART SO2 Annual-Sooner 1 -v5.13 | 181 | 7228 | Rate Constraint in lbs/MMBtu | FALSE | L | Annual | Constraint Shadow Price | US2019$/Ton | 0 | 0 | 0 | 0 | 0 | 0 | 0
BART SO2 Annual-Sooner 2 -v5.13 | 182 | 7229 | Rate Constraint in lbs/MMBtu | FALSE | L | Annual | Seasons Included | Seasons | Winter, WintShld, Summer | Winter, WintShld, Summer | Winter, WintShld, Summer | Winter, WintShld, Summer | Winter, WintShld, Summer | Winter, WintShld, Summer | Winter, WintShld, Summer
BART SO2 Annual-Sooner 2 -v5.13 | 182 | 7229 | Rate Constraint in lbs/MMBtu | FALSE | L | Annual | Standard SO2 | lb/MMBtu | 0.06 | 0.06 | 0.06 | 0.06 | 0.06 | 0.06 | 0.06
BART SO2 Annual-Sooner 2 -v5.13 | 182 | 7229 | Rate Constraint in lbs/MMBtu | FALSE | L | Annual | Emissions at Affected Plants SO2 | Thousand Tons | 0 | 0 | 0 | 0 | 0 | 0 | 0
BART SO2 Annual-Sooner 2 -v5.13 | 182 | 7229 | Rate Constraint in lbs/MMBtu | FALSE | L | Annual | Allowances Purchased SO2 | Thousand Tons | 0 | 0 | 0 | 0 | 0 | 0 | 0
BART SO2 Annual-Sooner 2 -v5.13 | 182 | 7229 | Rate Constraint in lbs/MMBtu | FALSE | L | Annual | Allowances Sold SO2 | Thousand Tons | 0 | 0 | 0 | 0 | 0 | 0 | 0
BART SO2 Annual-Sooner 2 -v5.13 | 182 | 7229 | Rate Constraint in lbs/MMBtu | FALSE | L | Annual | Allowances Banked | Thousand Tons | 0 | 0 | 0 | 0 | 0 | 0 | 0
BART SO2 Annual-Sooner 2 -v5.13 | 182 | 7229 | Rate Constraint in lbs/MMBtu | FALSE | L | Annual | Allowances Withdrawn (1:1) | Thousand Tons | 0 | 0 | 0 | 0 | 0 | 0 | 0
BART SO2 Annual-Sooner 2 -v5.13 | 182 | 7229 | Rate Constraint in lbs/MMBtu | FALSE | L | Annual | Allowances Withdrawn (n:1) | Thousand Tons | 0 | 0 | 0 | 0 | 0 | 0 | 0
BART SO2 Annual-Sooner 2 -v5.13 | 182 | 7229 | Rate Constraint in lbs/MMBtu | FALSE | L | Annual | Net Emissions Allowance Position | Thousand Tons | 0 | 0 | 0 | 0 | 0 | 0 | 0
BART SO2 Annual-Sooner 2 -v5.13 | 182 | 7229 | Rate Constraint in lbs/MMBtu | FALSE | L | Annual | Fuel Consumed | TBtu | 0 | 0 | 0 | 0 | 0 | 0 | 0
BART SO2 Annual-Sooner 2 -v5.13 | 182 | 7229 | Rate Constraint in lbs/MMBtu | FALSE | L | Annual | Rate | lb/MMBtu | 0 | 0 | 0 | 0 | 0 | 0 | 0
BART SO2 Annual-Sooner 2 -v5.13 | 182 | 7229 | Rate Constraint in lbs/MMBtu | FALSE | L | Annual | Generation | TWh | 0 | 0 | 0 | 0 | 0 | 0 | 0
BART SO2 Annual-Sooner 2 -v5.13 | 182 | 7229 | Rate Constraint in lbs/MMBtu | FALSE | L | Annual | Qualifying Generation | TWh | 0 | 0 | 0 | 0 | 0 | 0 | 0
BART SO2 Annual-Sooner 2 -v5.13 | 182 | 7229 | Rate Constraint in lbs/MMBtu | FALSE | L | Annual | Rate | lb/MWh | 0 | 0 | 0 | 0 | 0 | 0 | 0
BART SO2 Annual-Sooner 2 -v5.13 | 182 | 7229 | Rate Constraint in lbs/MMBtu | FALSE | L | Annual | Constraint Shadow Price | US2019$/Ton | 0 | 0 | 0 | 0 | 0 | 0 | 0
BART SO2 Cap-Coronado U1B&U2B -v6.20 | 183 | 7656 | Rate Constraint in MTons | FALSE | L | Annual | Seasons Included | Seasons | Winter, WintShld, Summer | Winter, WintShld, Summer | Winter, WintShld, Summer | Winter, WintShld, Summer | Winter, WintShld, Summer | Winter, WintShld, Summer | Winter, WintShld, Summer
BART SO2 Cap-Coronado U1B&U2B -v6.20 | 183 | 7656 | Rate Constraint in MTons | FALSE | L | Annual | Standard SO2 | Thousand Tons | 1.97 | 1.97 | 1.97 | 1.97 | 1.97 | 1.97 | 1.97
BART SO2 Cap-Coronado U1B&U2B -v6.20 | 183 | 7656 | Rate Constraint in MTons | FALSE | L | Annual | Emissions at Affected Plants SO2 | Thousand Tons | 0.063777 | 0 | 0 | 0 | 0 | 0 | 0
BART SO2 Cap-Coronado U1B&U2B -v6.20 | 183 | 7656 | Rate Constraint in MTons | FALSE | L | Annual | Allowances Purchased SO2 | Thousand Tons | 0 | 0 | 0 | 0 | 0 | 0 | 0
BART SO2 Cap-Coronado U1B&U2B -v6.20 | 183 | 7656 | Rate Constraint in MTons | FALSE | L | Annual | Allowances Sold SO2 | Thousand Tons | 0 | 0 | 0 | 0 | 0 | 0 | 0
BART SO2 Cap-Coronado U1B&U2B -v6.20 | 183 | 7656 | Rate Constraint in MTons | FALSE | L | Annual | Allowances Banked | Thousand Tons | 0 | 0 | 0 | 0 | 0 | 0 | 0
BART SO2 Cap-Coronado U1B&U2B -v6.20 | 183 | 7656 | Rate Constraint in MTons | FALSE | L | Annual | Allowances Withdrawn (1:1) | Thousand Tons | 0 | 0 | 0 | 0 | 0 | 0 | 0
BART SO2 Cap-Coronado U1B&U2B -v6.20 | 183 | 7656 | Rate Constraint in MTons | FALSE | L | Annual | Allowances Withdrawn (n:1) | Thousand Tons | 0 | 0 | 0 | 0 | 0 | 0 | 0
BART SO2 Cap-Coronado U1B&U2B -v6.20 | 183 | 7656 | Rate Constraint in MTons | FALSE | L | Annual | Net Emissions Allowance Position | Thousand Tons | 0.063777 | 0 | 0 | 0 | 0 | 0 | 0
BART SO2 Cap-Coronado U1B&U2B -v6.20 | 183 | 7656 | Rate Constraint in MTons | FALSE | L | Annual | Fuel Consumed | TBtu | 6.71 | 0 | 0 | 0 | 0 | 0 | 0
BART SO2 Cap-Coronado U1B&U2B -v6.20 | 183 | 7656 | Rate Constraint in MTons | FALSE | L | Annual | Rate | lb/MMBtu | 0.01901 | 0 | 0 | 0 | 0 | 0 | 0
BART SO2 Cap-Coronado U1B&U2B -v6.20 | 183 | 7656 | Rate Constraint in MTons | FALSE | L | Annual | Generation | TWh | 0.62767 | 0 | 0 | 0 | 0 | 0 | 0
BART SO2 Cap-Coronado U1B&U2B -v6.20 | 183 | 7656 | Rate Constraint in MTons | FALSE | L | Annual | Qualifying Generation | TWh | 0.62767 | 0 | 0 | 0 | 0 | 0 | 0
BART SO2 Cap-Coronado U1B&U2B -v6.20 | 183 | 7656 | Rate Constraint in MTons | FALSE | L | Annual | Rate | lb/MWh | 0.20322 | 0 | 0 | 0 | 0 | 0 | 0
BART SO2 Cap-Coronado U1B&U2B -v6.20 | 183 | 7656 | Rate Constraint in MTons | FALSE | L | Annual | Constraint Shadow Price | US2019$/Ton | 0 | 0 | 0 | 0 | 0 | 0 | 0
Black RiverGen MER Rate Limit v3.1 | 184 | 7517 | Rate Constraint in lbs/MMBtu | FALSE | L | Annual | Seasons Included | Seasons | Winter, WintShld, Summer | Winter, WintShld, Summer | Winter, WintShld, Summer | Winter, WintShld, Summer | Winter, WintShld, Summer | Winter, WintShld, Summer | Winter, WintShld, Summer
Black RiverGen MER Rate Limit v3.1 | 184 | 7517 | Rate Constraint in lbs/MMBtu | FALSE | L | Annual | Standard MER | lb/MMBtu | 6e-07 | 6e-07 | 6e-07 | 6e-07 | 6e-07 | 6e-07 | 6e-07
Black RiverGen MER Rate Limit v3.1 | 184 | 7517 | Rate Constraint in lbs/MMBtu | FALSE | L | Annual | Emissions at Affected Plants MER | lbs | 0 | 0 | 0 | 0 | 0 | 0 | 0
Black RiverGen MER Rate Limit v3.1 | 184 | 7517 | Rate Constraint in lbs/MMBtu | FALSE | L | Annual | Allowances Purchased MER | lbs | 0 | 0 | 0 | 0 | 0 | 0 | 0
Black RiverGen MER Rate Limit v3.1 | 184 | 7517 | Rate Constraint in lbs/MMBtu | FALSE | L | Annual | Allowances Sold MER | lbs | 0 | 0 | 0 | 0 | 0 | 0 | 0
Black RiverGen MER Rate Limit v3.1 | 184 | 7517 | Rate Constraint in lbs/MMBtu | FALSE | L | Annual | Allowances Banked | lbs | 0 | 0 | 0 | 0 | 0 | 0 | 0
Black RiverGen MER Rate Limit v3.1 | 184 | 7517 | Rate Constraint in lbs/MMBtu | FALSE | L | Annual | Allowances Withdrawn (1:1) | lbs | 0 | 0 | 0 | 0 | 0 | 0 | 0
Black RiverGen MER Rate Limit v3.1 | 184 | 7517 | Rate Constraint in lbs/MMBtu | FALSE | L | Annual | Allowances Withdrawn (n:1) | lbs | 0 | 0 | 0 | 0 | 0 | 0 | 0
Black RiverGen MER Rate Limit v3.1 | 184 | 7517 | Rate Constraint in lbs/MMBtu | FALSE | L | Annual | Net Emissions Allowance Position | lbs | 0 | 0 | 0 | 0 | 0 | 0 | 0
Black RiverGen MER Rate Limit v3.1 | 184 | 7517 | Rate Constraint in lbs/MMBtu | FALSE | L | Annual | Fuel Consumed | TBtu | 0 | 0 | 0 | 0 | 0 | 0 | 0
Black RiverGen MER Rate Limit v3.1 | 184 | 7517 | Rate Constraint in lbs/MMBtu | FALSE | L | Annual | Rate | lb/MMBtu | 0 | 0 | 0 | 0 | 0 | 0 | 0
Black RiverGen MER Rate Limit v3.1 | 184 | 7517 | Rate Constraint in lbs/MMBtu | FALSE | L | Annual | Generation | TWh | 0 | 0 | 0 | 0 | 0 | 0 | 0
Black RiverGen MER Rate Limit v3.1 | 184 | 7517 | Rate Constraint in lbs/MMBtu | FALSE | L | Annual | Qualifying Generation | TWh | 0 | 0 | 0 | 0 | 0 | 0 | 0
Black RiverGen MER Rate Limit v3.1 | 184 | 7517 | Rate Constraint in lbs/MMBtu | FALSE | L | Annual | Rate | lb/MWh | 0 | 0 | 0 | 0 | 0 | 0 | 0
Black RiverGen MER Rate Limit v3.1 | 184 | 7517 | Rate Constraint in lbs/MMBtu | FALSE | L | Annual | Constraint Shadow Price | US2019$/Lb | 0 | 0 | 0 | 0 | 0 | 0 | 0
CA AB 32- CO2 Constraint- v.5.13 | 185 | 7281 | Rate Constraint in MTons | FALSE | L | Annual | Seasons Included | Seasons | Winter, WintShld, Summer | Winter, WintShld, Summer | Winter, WintShld, Summer | Winter, WintShld, Summer | Winter, WintShld, Summer | Winter, WintShld, Summer | Winter, WintShld, Summer
CA AB 32- CO2 Constraint- v.5.13 | 185 | 7281 | Rate Constraint in MTons | FALSE | L | Annual | Standard CO2 | Thousand Tons | 0 | 0 | 0 | 0 | 0 | 0 | 0
CA AB 32- CO2 Constraint- v.5.13 | 185 | 7281 | Rate Constraint in MTons | FALSE | L | Annual | Emissions at Affected Plants CO2 | Thousand Tons | 47365.9626 | 22378.8583 | 5200.6083 | 3880.44 | 577.699 | 660.0585 | 763.7482
CA AB 32- CO2 Constraint- v.5.13 | 185 | 7281 | Rate Constraint in MTons | FALSE | L | Annual | Allowances Purchased CO2 | Thousand Tons | -47365.9626 | -22378.8583 | -5200.6083 | -3880.44 | -577.699 | -660.0585 | -763.7482
CA AB 32- CO2 Constraint- v.5.13 | 185 | 7281 | Rate Constraint in MTons | FALSE | L | Annual | Allowances Sold CO2 | Thousand Tons | 0 | 0 | 0 | 0 | 0 | 0 | 0
CA AB 32- CO2 Constraint- v.5.13 | 185 | 7281 | Rate Constraint in MTons | FALSE | L | Annual | Allowances Banked | Thousand Tons | 0 | 0 | 0 | 0 | 0 | 0 | 0
CA AB 32- CO2 Constraint- v.5.13 | 185 | 7281 | Rate Constraint in MTons | FALSE | L | Annual | Allowances Withdrawn (1:1) | Thousand Tons | 0 | 0 | 0 | 0 | 0 | 0 | 0
CA AB 32- CO2 Constraint- v.5.13 | 185 | 7281 | Rate Constraint in MTons | FALSE | L | Annual | Allowances Withdrawn (n:1) | Thousand Tons | 0 | 0 | 0 | 0 | 0 | 0 | 0
CA AB 32- CO2 Constraint- v.5.13 | 185 | 7281 | Rate Constraint in MTons | FALSE | L | Annual | Net Emissions Allowance Position | Thousand Tons | 3.075e-07 | 1.061e-06 | -1.9527e-06 | -2.7638e-06 | -4.5857e-07 | -6.1949e-07 | -1.2948e-06
CA AB 32- CO2 Constraint- v.5.13 | 185 | 7281 | Rate Constraint in MTons | FALSE | L | Annual | Fuel Consumed | TBtu | 775.1215 | 594.9358 | 567.524 | 557.3231 | 130.8001 | 165.9086 | 186.5653
CA AB 32- CO2 Constraint- v.5.13 | 185 | 7281 | Rate Constraint in MTons | FALSE | L | Annual | Rate | lb/MMBtu | 122.2156 | 75.2312 | 18.3274 | 13.9253 | 8.8333 | 7.9569 | 8.1875
CA AB 32- CO2 Constraint- v.5.13 | 185 | 7281 | Rate Constraint in MTons | FALSE | L | Annual | Generation | TWh | 105.1492 | 75.8088 | 65.3898 | 63.1879 | 17.1669 | 28.5346 | 35.6304
CA AB 32- CO2 Constraint- v.5.13 | 185 | 7281 | Rate Constraint in MTons | FALSE | L | Annual | Qualifying Generation | TWh | 105.1492 | 75.8088 | 65.3898 | 62.7477 | 16.5586 | 21.644 | 24.8316
CA AB 32- CO2 Constraint- v.5.13 | 185 | 7281 | Rate Constraint in MTons | FALSE | L | Annual | Rate | lb/MWh | 900.9285 | 590.4027 | 159.0648 | 123.684 | 69.7763 | 60.9922 | 61.5142
CA AB 32- CO2 Constraint- v.5.13 | 185 | 7281 | Rate Constraint in MTons | FALSE | L | Annual | Constraint Shadow Price | US2019$/Ton | 14.086 | 64.5037 | 71.671 | 71.6712 | 71.6714 | 71.6714 | 71.6714
CA NOx Annual v5.14 | 186 | 7279 | Rate Constraint in MTons | FALSE | L | Annual | Seasons Included | Seasons | Winter, WintShld, Summer | Winter, WintShld, Summer | Winter, WintShld, Summer | Winter, WintShld, Summer | Winter, WintShld, Summer | Winter, WintShld, Summer | Winter, WintShld, Summer
CA NOx Annual v5.14 | 186 | 7279 | Rate Constraint in MTons | FALSE | L | Annual | Standard NOX | Thousand Tons | 9.676 | 9.676 | 9.676 | 9.676 | 9.676 | 9.676 | 9.676
CA NOx Annual v5.14 | 186 | 7279 | Rate Constraint in MTons | FALSE | L | Annual | Emissions at Affected Plants NOX | Thousand Tons | 0.33702 | 0.27379 | 0.23977 | 0.23227 | 0.083244 | 0.083269 | 0.075023
CA NOx Annual v5.14 | 186 | 7279 | Rate Constraint in MTons | FALSE | L | Annual | Allowances Purchased NOX | Thousand Tons | 0 | 0 | 0 | 0 | 0 | 0 | 0
CA NOx Annual v5.14 | 186 | 7279 | Rate Constraint in MTons | FALSE | L | Annual | Allowances Sold NOX | Thousand Tons | 0 | 0 | 0 | 0 | 0 | 0 | 0
CA NOx Annual v5.14 | 186 | 7279 | Rate Constraint in MTons | FALSE | L | Annual | Allowances Banked | Thousand Tons | 0 | 0 | 0 | 0 | 0 | 0 | 0
CA NOx Annual v5.14 | 186 | 7279 | Rate Constraint in MTons | FALSE | L | Annual | Allowances Withdrawn (1:1) | Thousand Tons | 0 | 0 | 0 | 0 | 0 | 0 | 0
CA NOx Annual v5.14 | 186 | 7279 | Rate Constraint in MTons | FALSE | L | Annual | Allowances Withdrawn (n:1) | Thousand Tons | 0 | 0 | 0 | 0 | 0 | 0 | 0
CA NOx Annual v5.14 | 186 | 7279 | Rate Constraint in MTons | FALSE | L | Annual | Net Emissions Allowance Position | Thousand Tons | 0.33702 | 0.27379 | 0.23977 | 0.23227 | 0.083244 | 0.083269 | 0.075023
CA NOx Annual v5.14 | 186 | 7279 | Rate Constraint in MTons | FALSE | L | Annual | Fuel Consumed | TBtu | 66.7527 | 71.0393 | 62.8419 | 60.0845 | 21.6789 | 21.6853 | 19.2938
CA NOx Annual v5.14 | 186 | 7279 | Rate Constraint in MTons | FALSE | L | Annual | Rate | lb/MMBtu | 0.010097 | 0.0077081 | 0.0076308 | 0.0077315 | 0.0076797 | 0.0076797 | 0.0077769
CA NOx Annual v5.14 | 186 | 7279 | Rate Constraint in MTons | FALSE | L | Annual | Generation | TWh | 9.1971 | 8.475 | 7.3563 | 6.9699 | 2.5114 | 2.5121 | 2.2289
CA NOx Annual v5.14 | 186 | 7279 | Rate Constraint in MTons | FALSE | L | Annual | Qualifying Generation | TWh | 9.1971 | 8.475 | 7.3563 | 6.9699 | 2.5114 | 2.5121 | 2.2289
CA NOx Annual v5.14 | 186 | 7279 | Rate Constraint in MTons | FALSE | L | Annual | Rate | lb/MWh | 0.073287 | 0.064611 | 0.065186 | 0.06665 | 0.066294 | 0.066294 | 0.067317
CA NOx Annual v5.14 | 186 | 7279 | Rate Constraint in MTons | FALSE | L | Annual | Constraint Shadow Price | US2019$/Ton | 0 | 0 | 0 | 0 | 0 | 0 | 0
CA SO2 Annual v5.14 | 187 | 7280 | Rate Constraint in MTons | FALSE | L | Annual | Seasons Included | Seasons | Winter, WintShld, Summer | Winter, WintShld, Summer | Winter, WintShld, Summer | Winter, WintShld, Summer | Winter, WintShld, Summer | Winter, WintShld, Summer | Winter, WintShld, Summer
CA SO2 Annual v5.14 | 187 | 7280 | Rate Constraint in MTons | FALSE | L | Annual | Standard SO2 | Thousand Tons | 2.219 | 2.219 | 2.219 | 2.219 | 2.219 | 2.219 | 2.219
CA SO2 Annual v5.14 | 187 | 7280 | Rate Constraint in MTons | FALSE | L | Annual | Emissions at Affected Plants SO2 | Thousand Tons | 0 | 0 | 0 | 0 | 0 | 0 | 0
CA SO2 Annual v5.14 | 187 | 7280 | Rate Constraint in MTons | FALSE | L | Annual | Allowances Purchased SO2 | Thousand Tons | 0 | 0 | 0 | 0 | 0 | 0 | 0
CA SO2 Annual v5.14 | 187 | 7280 | Rate Constraint in MTons | FALSE | L | Annual | Allowances Sold SO2 | Thousand Tons | 0 | 0 | 0 | 0 | 0 | 0 | 0
CA SO2 Annual v5.14 | 187 | 7280 | Rate Constraint in MTons | FALSE | L | Annual | Allowances Banked | Thousand Tons | 0 | 0 | 0 | 0 | 0 | 0 | 0
CA SO2 Annual v5.14 | 187 | 7280 | Rate Constraint in MTons | FALSE | L | Annual | Allowances Withdrawn (1:1) | Thousand Tons | 0 | 0 | 0 | 0 | 0 | 0 | 0
CA SO2 Annual v5.14 | 187 | 7280 | Rate Constraint in MTons | FALSE | L | Annual | Allowances Withdrawn (n:1) | Thousand Tons | 0 | 0 | 0 | 0 | 0 | 0 | 0
CA SO2 Annual v5.14 | 187 | 7280 | Rate Constraint in MTons | FALSE | L | Annual | Net Emissions Allowance Position | Thousand Tons | 0 | 0 | 0 | 0 | 0 | 0 | 0
CA SO2 Annual v5.14 | 187 | 7280 | Rate Constraint in MTons | FALSE | L | Annual | Fuel Consumed | TBtu | 0 | 0.036385 | 0 | 0 | 0 | 0 | 0
CA SO2 Annual v5.14 | 187 | 7280 | Rate Constraint in MTons | FALSE | L | Annual | Rate | lb/MMBtu | 0 | 0 | 0 | 0 | 0 | 0 | 0
CA SO2 Annual v5.14 | 187 | 7280 | Rate Constraint in MTons | FALSE | L | Annual | Generation | TWh | 0 | 0.0033862 | 0 | 0 | 0 | 0 | 0
CA SO2 Annual v5.14 | 187 | 7280 | Rate Constraint in MTons | FALSE | L | Annual | Qualifying Generation | TWh | 0 | 0.0033862 | 0 | 0 | 0 | 0 | 0
CA SO2 Annual v5.14 | 187 | 7280 | Rate Constraint in MTons | FALSE | L | Annual | Rate | lb/MWh | 0 | 0 | 0 | 0 | 0 | 0 | 0
CA SO2 Annual v5.14 | 187 | 7280 | Rate Constraint in MTons | FALSE | L | Annual | Constraint Shadow Price | US2019$/Ton | 0 | 0 | 0 | 0 | 0 | 0 | 0
CO - CO2 Cap Annual v6.21 | 188 | 7778 | Rate Constraint in MTons | FALSE | L | Annual | Seasons Included | Seasons | Winter, WintShld, Summer | Winter, WintShld, Summer | Winter, WintShld, Summer | Winter, WintShld, Summer | Winter, WintShld, Summer | Winter, WintShld, Summer | Winter, WintShld, Summer
CO - CO2 Cap Annual v6.21 | 188 | 7778 | Rate Constraint in MTons | FALSE | L | Annual | Standard CO2 | Thousand Tons | 14869.4063 | 9066.7111 | 9066.7111 | 9066.7111 | 9066.7111 | 9066.7111 | 9066.7111
CO - CO2 Cap Annual v6.21 | 188 | 7778 | Rate Constraint in MTons | FALSE | L | Annual | Emissions at Affected Plants CO2 | Thousand Tons | 14869.4063 | 9066.7111 | 8934.6162 | 5988.9445 | 3985.0486 | 2286.6649 | 3243.7152
CO - CO2 Cap Annual v6.21 | 188 | 7778 | Rate Constraint in MTons | FALSE | L | Annual | Allowances Purchased CO2 | Thousand Tons | 0 | 0 | 0 | 0 | 0 | 0 | 0
CO - CO2 Cap Annual v6.21 | 188 | 7778 | Rate Constraint in MTons | FALSE | L | Annual | Allowances Sold CO2 | Thousand Tons | 0 | 0 | 0 | 0 | 0 | 0 | 0
CO - CO2 Cap Annual v6.21 | 188 | 7778 | Rate Constraint in MTons | FALSE | L | Annual | Allowances Banked | Thousand Tons | 0 | 0 | 0 | 0 | 0 | 0 | 0
CO - CO2 Cap Annual v6.21 | 188 | 7778 | Rate Constraint in MTons | FALSE | L | Annual | Allowances Withdrawn (1:1) | Thousand Tons | 0 | 0 | 0 | 0 | 0 | 0 | 0
CO - CO2 Cap Annual v6.21 | 188 | 7778 | Rate Constraint in MTons | FALSE | L | Annual | Allowances Withdrawn (n:1) | Thousand Tons | 0 | 0 | 0 | 0 | 0 | 0 | 0
CO - CO2 Cap Annual v6.21 | 188 | 7778 | Rate Constraint in MTons | FALSE | L | Annual | Net Emissions Allowance Position | Thousand Tons | 14869.4063 | 9066.7111 | 8934.6162 | 5988.9445 | 3985.0486 | 2286.6649 | 3243.7152
CO - CO2 Cap Annual v6.21 | 188 | 7778 | Rate Constraint in MTons | FALSE | L | Annual | Fuel Consumed | TBtu | 223.6247 | 170.1238 | 171.3984 | 121.0774 | 83.2152 | 45.1076 | 60.6569
CO - CO2 Cap Annual v6.21 | 188 | 7778 | Rate Constraint in MTons | FALSE | L | Annual | Rate | lb/MMBtu | 132.9854 | 106.5896 | 104.2555 | 98.9275 | 95.7769 | 101.3872 | 106.9528
CO - CO2 Cap Annual v6.21 | 188 | 7778 | Rate Constraint in MTons | FALSE | L | Annual | Generation | TWh | 28.7088 | 22.5174 | 22.098 | 15.7842 | 11.0404 | 6.1767 | 8.1842
CO - CO2 Cap Annual v6.21 | 188 | 7778 | Rate Constraint in MTons | FALSE | L | Annual | Qualifying Generation | TWh | 28.7088 | 22.5174 | 22.098 | 15.7842 | 11.0404 | 6.1767 | 8.1842
CO - CO2 Cap Annual v6.21 | 188 | 7778 | Rate Constraint in MTons | FALSE | L | Annual | Rate | lb/MWh | 1035.8783 | 805.3068 | 808.6373 | 758.8522 | 721.9024 | 740.4116 | 792.6732
CO - CO2 Cap Annual v6.21 | 188 | 7778 | Rate Constraint in MTons | FALSE | L | Annual | Constraint Shadow Price | US2019$/Ton | 18.982 | 36.034 | 0 | 0 | 0 | 0 | 0
CO Hg Rate Annual - Comanche 1,2 & 3 v5.14 | 189 | 7283 | Rate Constraint in lbs/MWh | FALSE | L | Annual | Seasons Included | Seasons | Winter, WintShld, Summer | Winter, WintShld, Summer | Winter, WintShld, Summer | Winter, WintShld, Summer | Winter, WintShld, Summer | Winter, WintShld, Summer | Winter, WintShld, Summer
CO Hg Rate Annual - Comanche 1,2 & 3 v5.14 | 189 | 7283 | Rate Constraint in lbs/MWh | FALSE | L | Annual | Standard MER | lb/MWh | 1.3e-05 | 1.3e-05 | 1.3e-05 | 1.3e-05 | 1.3e-05 | 1.3e-05 | 1.3e-05
CO Hg Rate Annual - Comanche 1,2 & 3 v5.14 | 189 | 7283 | Rate Constraint in lbs/MWh | FALSE | L | Annual | Emissions at Affected Plants MER | lbs | 6.4132 | 3.9792 | 0.13884 | 0.13884 | 0.13884 | 0.13884 | 0.13884
CO Hg Rate Annual - Comanche 1,2 & 3 v5.14 | 189 | 7283 | Rate Constraint in lbs/MWh | FALSE | L | Annual | Allowances Purchased MER | lbs | 0 | 0 | 0 | 0 | 0 | 0 | 0
CO Hg Rate Annual - Comanche 1,2 & 3 v5.14 | 189 | 7283 | Rate Constraint in lbs/MWh | FALSE | L | Annual | Allowances Sold MER | lbs | 0 | 0 | 0 | 0 | 0 | 0 | 0
CO Hg Rate Annual - Comanche 1,2 & 3 v5.14 | 189 | 7283 | Rate Constraint in lbs/MWh | FALSE | L | Annual | Allowances Banked | lbs | 0 | 0 | 0 | 0 | 0 | 0 | 0
CO Hg Rate Annual - Comanche 1,2 & 3 v5.14 | 189 | 7283 | Rate Constraint in lbs/MWh | FALSE | L | Annual | Allowances Withdrawn (1:1) | lbs | 0 | 0 | 0 | 0 | 0 | 0 | 0
CO Hg Rate Annual - Comanche 1,2 & 3 v5.14 | 189 | 7283 | Rate Constraint in lbs/MWh | FALSE | L | Annual | Allowances Withdrawn (n:1) | lbs | 0 | 0 | 0 | 0 | 0 | 0 | 0
CO Hg Rate Annual - Comanche 1,2 & 3 v5.14 | 189 | 7283 | Rate Constraint in lbs/MWh | FALSE | L | Annual | Net Emissions Allowance Position | lbs | 6.4132 | 3.9792 | 0.13884 | 0.13884 | 0.13884 | 0.13884 | 0.13884
CO Hg Rate Annual - Comanche 1,2 & 3 v5.14 | 189 | 7283 | Rate Constraint in lbs/MWh | FALSE | L | Annual | Fuel Consumed | TBtu | 11.4292 | 7.0661 | 0.22201 | 0.22201 | 0.22201 | 0.22201 | 0.22201
CO Hg Rate Annual - Comanche 1,2 & 3 v5.14 | 189 | 7283 | Rate Constraint in lbs/MWh | FALSE | L | Annual | Rate | lb/MMBtu | 5.6112e-07 | 5.6314e-07 | 6.2537e-07 | 6.2537e-07 | 6.2537e-07 | 6.2537e-07 | 6.2537e-07
CO Hg Rate Annual - Comanche 1,2 & 3 v5.14 | 189 | 7283 | Rate Constraint in lbs/MWh | FALSE | L | Annual | Generation | TWh | 1.0928 | 0.66856 | 0.014183 | 0.014183 | 0.014183 | 0.014183 | 0.014183
CO Hg Rate Annual - Comanche 1,2 & 3 v5.14 | 189 | 7283 | Rate Constraint in lbs/MWh | FALSE | L | Annual | Qualifying Generation | TWh | 1.0928 | 0.66856 | 0.014183 | 0.014183 | 0.014183 | 0.014183 | 0.014183
CO Hg Rate Annual - Comanche 1,2 & 3 v5.14 | 189 | 7283 | Rate Constraint in lbs/MWh | FALSE | L | Annual | Constraint Shadow Price | US2019$/Lb | 0 | 0 | 0 | 0 | 0 | 0 | 0
CO Hg Rule - MER Removal Annual v3.1 | 190 | 7282 | MACT Fuel Choice Floor in lbs/MMBtu | FALSE | L | Annual | Seasons Included | Seasons | Winter, WintShld, Summer | Winter, WintShld, Summer | Winter, WintShld, Summer | Winter, WintShld, Summer | Winter, WintShld, Summer | Winter, WintShld, Summer | Winter, WintShld, Summer
CO Hg Rule - MER Removal Annual v3.1 | 190 | 7282 | MACT Fuel Choice Floor in lbs/MMBtu | FALSE | L | Annual | Emission Floor | lbs/MMBtu | 8.248e-07 | 8.248e-07 | 8.248e-07 | 8.248e-07 | 8.248e-07 | 8.248e-07 | 8.248e-07
CO Hg Rule - MER Removal Annual v3.1 | 190 | 7282 | MACT Fuel Choice Floor in lbs/MMBtu | FALSE | L | Annual | Emissions at Affected Plants MER | lbs | 20.3003 | 4.2501 | 0.40976 | 0.40976 | 0.40976 | 0.2322 | 0.2322
CO Hg Rule - MER Removal Annual v3.1 | 190 | 7282 | MACT Fuel Choice Floor in lbs/MMBtu | FALSE | L | Annual | Allowances Purchased MER | lbs | 0 | 0 | 0 | 0 | 0 | 0 | 0
CO Hg Rule - MER Removal Annual v3.1 | 190 | 7282 | MACT Fuel Choice Floor in lbs/MMBtu | FALSE | L | Annual | Allowances Sold MER | lbs | 0 | 0 | 0 | 0 | 0 | 0 | 0
CO Hg Rule - MER Removal Annual v3.1 | 190 | 7282 | MACT Fuel Choice Floor in lbs/MMBtu | FALSE | L | Annual | Allowances Banked | lbs | 0 | 0 | 0 | 0 | 0 | 0 | 0
CO Hg Rule - MER Removal Annual v3.1 | 190 | 7282 | MACT Fuel Choice Floor in lbs/MMBtu | FALSE | L | Annual | Allowances Withdrawn (1:1) | lbs | 0 | 0 | 0 | 0 | 0 | 0 | 0
CO Hg Rule - MER Removal Annual v3.1 | 190 | 7282 | MACT Fuel Choice Floor in lbs/MMBtu | FALSE | L | Annual | Allowances Withdrawn (n:1) | lbs | 0 | 0 | 0 | 0 | 0 | 0 | 0
CO Hg Rule - MER Removal Annual v3.1 | 190 | 7282 | MACT Fuel Choice Floor in lbs/MMBtu | FALSE | L | Annual | Net Emissions Allowance Position | lbs | 20.3003 | 4.2501 | 0.40976 | 0.40976 | 0.40976 | 0.2322 | 0.2322
CO Hg Rule - MER Removal Annual v3.1 | 190 | 7282 | MACT Fuel Choice Floor in lbs/MMBtu | FALSE | L | Annual | Fuel Consumed | TBtu | 36.7161 | 7.4993 | 0.65523 | 0.65523 | 0.65523 | 0.3713 | 0.3713
CO Hg Rule - MER Removal Annual v3.1 | 190 | 7282 | MACT Fuel Choice Floor in lbs/MMBtu | FALSE | L | Annual | Rate | lb/MMBtu | 5.529e-07 | 5.6674e-07 | 6.2537e-07 | 6.2537e-07 | 6.2537e-07 | 6.2537e-07 | 6.2537e-07
CO Hg Rule - MER Removal Annual v3.1 | 190 | 7282 | MACT Fuel Choice Floor in lbs/MMBtu | FALSE | L | Annual | Generation | TWh | 3.5777 | 0.6964 | 0.042033 | 0.042033 | 0.042033 | 0.023311 | 0.023311
CO Hg Rule - MER Removal Annual v3.1 | 190 | 7282 | MACT Fuel Choice Floor in lbs/MMBtu | FALSE | L | Annual | Qualifying Generation | TWh | 3.5777 | 0.6964 | 0.042033 | 0.042033 | 0.042033 | 0.023311 | 0.023311
CO Hg Rule - MER Removal Annual v3.1 | 190 | 7282 | MACT Fuel Choice Floor in lbs/MMBtu | FALSE | L | Annual | Constraint Shadow Price | US2019$/Lb | 0 | 0 | 0 | 0 | 0 | 0 | 0
CO NOX Rate Annual - Craig 1,3 v5.14 | 191 | 7284 | Rate Constraint in lbs/MMBtu | FALSE | L | Annual | Seasons Included | Seasons | Winter, WintShld, Summer | Winter, WintShld, Summer | Winter, WintShld, Summer | Winter, WintShld, Summer | Winter, WintShld, Summer | Winter, WintShld, Summer | Winter, WintShld, Summer
CO NOX Rate Annual - Craig 1,3 v5.14 | 191 | 7284 | Rate Constraint in lbs/MMBtu | FALSE | L | Annual | Standard NOX | lb/MMBtu | 0.28 | 0.28 | 0.28 | 0.28 | 0.28 | 0.28 | 0.28
CO NOX Rate Annual - Craig 1,3 v5.14 | 191 | 7284 | Rate Constraint in lbs/MMBtu | FALSE | L | Annual | Emissions at Affected Plants NOX | Thousand Tons | 0.85329 | 0 | 0 | 0 | 0 | 0 | 0
CO NOX Rate Annual - Craig 1,3 v5.14 | 191 | 7284 | Rate Constraint in lbs/MMBtu | FALSE | L | Annual | Allowances Purchased NOX | Thousand Tons | 0 | 0 | 0 | 0 | 0 | 0 | 0
CO NOX Rate Annual - Craig 1,3 v5.14 | 191 | 7284 | Rate Constraint in lbs/MMBtu | FALSE | L | Annual | Allowances Sold NOX | Thousand Tons | 0 | 0 | 0 | 0 | 0 | 0 | 0
CO NOX Rate Annual - Craig 1,3 v5.14 | 191 | 7284 | Rate Constraint in lbs/MMBtu | FALSE | L | Annual | Allowances Banked | Thousand Tons | 0 | 0 | 0 | 0 | 0 | 0 | 0
CO NOX Rate Annual - Craig 1,3 v5.14 | 191 | 7284 | Rate Constraint in lbs/MMBtu | FALSE | L | Annual | Allowances Withdrawn (1:1) | Thousand Tons | 0 | 0 | 0 | 0 | 0 | 0 | 0
CO NOX Rate Annual - Craig 1,3 v5.14 | 191 | 7284 | Rate Constraint in lbs/MMBtu | FALSE | L | Annual | Allowances Withdrawn (n:1) | Thousand Tons | 0 | 0 | 0 | 0 | 0 | 0 | 0
CO NOX Rate Annual - Craig 1,3 v5.14 | 191 | 7284 | Rate Constraint in lbs/MMBtu | FALSE | L | Annual | Net Emissions Allowance Position | Thousand Tons | 0.85329 | 0 | 0 | 0 | 0 | 0 | 0
CO NOX Rate Annual - Craig 1,3 v5.14 | 191 | 7284 | Rate Constraint in lbs/MMBtu | FALSE | L | Annual | Fuel Consumed | TBtu | 7.3496 | 0 | 0 | 0 | 0 | 0 | 0
CO NOX Rate Annual - Craig 1,3 v5.14 | 191 | 7284 | Rate Constraint in lbs/MMBtu | FALSE | L | Annual | Rate | lb/MMBtu | 0.2322 | 0 | 0 | 0 | 0 | 0 | 0
CO NOX Rate Annual - Craig 1,3 v5.14 | 191 | 7284 | Rate Constraint in lbs/MMBtu | FALSE | L | Annual | Generation | TWh | 0.73393 | 0 | 0 | 0 | 0 | 0 | 0
CO NOX Rate Annual - Craig 1,3 v5.14 | 191 | 7284 | Rate Constraint in lbs/MMBtu | FALSE | L | Annual | Qualifying Generation | TWh | 0.73393 | 0 | 0 | 0 | 0 | 0 | 0
CO NOX Rate Annual - Craig 1,3 v5.14 | 191 | 7284 | Rate Constraint in lbs/MMBtu | FALSE | L | Annual | Rate | lb/MWh | 2.3253 | 0 | 0 | 0 | 0 | 0 | 0
CO NOX Rate Annual - Craig 1,3 v5.14 | 191 | 7284 | Rate Constraint in lbs/MMBtu | FALSE | L | Annual | Constraint Shadow Price | US2019$/Ton | 0 | 0 | 0 | 0 | 0 | 0 | 0
CO NOX Rate Annual - Craig 2 v5.14 | 192 | 7285 | Rate Constraint in lbs/MMBtu | FALSE | L | Annual | Seasons Included | Seasons | Winter, WintShld, Summer | Winter, WintShld, Summer | Winter, WintShld, Summer | Winter, WintShld, Summer | Winter, WintShld, Summer | Winter, WintShld, Summer | Winter, WintShld, Summer
CO NOX Rate Annual - Craig 2 v5.14 | 192 | 7285 | Rate Constraint in lbs/MMBtu | FALSE | L | Annual | Standard NOX | lb/MMBtu | 0.08 | 0.08 | 0.08 | 0.08 | 0.08 | 0.08 | 0.08
CO NOX Rate Annual - Craig 2 v5.14 | 192 | 7285 | Rate Constraint in lbs/MMBtu | FALSE | L | Annual | Emissions at Affected Plants NOX | Thousand Tons | 0.31122 | 0.0089266 | 0.0089266 | 0.0089266 | 0.0089266 | 0 | 0
CO NOX Rate Annual - Craig 2 v5.14 | 192 | 7285 | Rate Constraint in lbs/MMBtu | FALSE | L | Annual | Allowances Purchased NOX | Thousand Tons | 0 | 0 | 0 | 0 | 0 | 0 | 0
CO NOX Rate Annual - Craig 2 v5.14 | 192 | 7285 | Rate Constraint in lbs/MMBtu | FALSE | L | Annual | Allowances Sold NOX | Thousand Tons | 0 | 0 | 0 | 0 | 0 | 0 | 0
CO NOX Rate Annual - Craig 2 v5.14 | 192 | 7285 | Rate Constraint in lbs/MMBtu | FALSE | L | Annual | Allowances Banked | Thousand Tons | 0 | 0 | 0 | 0 | 0 | 0 | 0
CO NOX Rate Annual - Craig 2 v5.14 | 192 | 7285 | Rate Constraint in lbs/MMBtu | FALSE | L | Annual | Allowances Withdrawn (1:1) | Thousand Tons | 0 | 0 | 0 | 0 | 0 | 0 | 0
CO NOX Rate Annual - Craig 2 v5.14 | 192 | 7285 | Rate Constraint in lbs/MMBtu | FALSE | L | Annual | Allowances Withdrawn (n:1) | Thousand Tons | 0 | 0 | 0 | 0 | 0 | 0 | 0
CO NOX Rate Annual - Craig 2 v5.14 | 192 | 7285 | Rate Constraint in lbs/MMBtu | FALSE | L | Annual | Net Emissions Allowance Position | Thousand Tons | 0.31122 | 0.0089266 | 0.0089266 | 0.0089266 | 0.0089266 | 0 | 0
CO NOX Rate Annual - Craig 2 v5.14 | 192 | 7285 | Rate Constraint in lbs/MMBtu | FALSE | L | Annual | Fuel Consumed | TBtu | 9.8989 | 0.28393 | 0.28393 | 0.28393 | 0.28393 | 0 | 0
CO NOX Rate Annual - Craig 2 v5.14 | 192 | 7285 | Rate Constraint in lbs/MMBtu | FALSE | L | Annual | Rate | lb/MMBtu | 0.06288 | 0.06288 | 0.06288 | 0.06288 | 0.06288 | 0 | 0
CO NOX Rate Annual - Craig 2 v5.14 | 192 | 7285 | Rate Constraint in lbs/MMBtu | FALSE | L | Annual | Generation | TWh | 0.96669 | 0.018722 | 0.018722 | 0.018722 | 0.018722 | 0 | 0
CO NOX Rate Annual - Craig 2 v5.14 | 192 | 7285 | Rate Constraint in lbs/MMBtu | FALSE | L | Annual | Qualifying Generation | TWh | 0.96669 | 0.018722 | 0.018722 | 0.018722 | 0.018722 | 0 | 0
CO NOX Rate Annual - Craig 2 v5.14 | 192 | 7285 | Rate Constraint in lbs/MMBtu | FALSE | L | Annual | Rate | lb/MWh | 0.64389 | 0.95362 | 0.95362 | 0.95362 | 0.95362 | 0 | 0
CO NOX Rate Annual - Craig 2 v5.14 | 192 | 7285 | Rate Constraint in lbs/MMBtu | FALSE | L | Annual | Constraint Shadow Price | US2019$/Ton | 0 | 0 | 0 | 0 | 0 | 0 | 0
CSAPR- NOX Annual- AL | 193 | 7069 | Rate Constraint in MTons | FALSE | L | Annual | Seasons Included | Seasons | Winter, WintShld, Summer | Winter, WintShld, Summer | Winter, WintShld, Summer | Winter, WintShld, Summer | Winter, WintShld, Summer | Winter, WintShld, Summer | Winter, WintShld, Summer
CSAPR- NOX Annual- AL | 193 | 7069 | Rate Constraint in MTons | FALSE | L | Annual | Standard NOX | Thousand Tons | 84.9152 | 84.9152 | 84.9152 | 84.9152 | 84.9152 | 84.9152 | 84.9152
CSAPR- NOX Annual- AL | 193 | 7069 | Rate Constraint in MTons | FALSE | L | Annual | Emissions at Affected Plants NOX | Thousand Tons | 9.4586 | 9.3035 | 5.2042 | 2.5208 | 1.5027 | 1.178 | 1.1571
CSAPR- NOX Annual- AL | 193 | 7069 | Rate Constraint in MTons | FALSE | L | Annual | Allowances Purchased NOX | Thousand Tons | 0 | 0 | 0 | 0 | 0 | 0 | 0
CSAPR- NOX Annual- AL | 193 | 7069 | Rate Constraint in MTons | FALSE | L | Annual | Allowances Sold NOX | Thousand Tons | 0 | 0 | 0 | 0 | 0 | 0 | 0
CSAPR- NOX Annual- AL | 193 | 7069 | Rate Constraint in MTons | FALSE | L | Annual | Allowances Banked | Thousand Tons | 0 | 0 | 0 | 0 | 0 | 0 | 0
CSAPR- NOX Annual- AL | 193 | 7069 | Rate Constraint in MTons | FALSE | L | Annual | Allowances Withdrawn (1:1) | Thousand Tons | 0 | 0 | 0 | 0 | 0 | 0 | 0
CSAPR- NOX Annual- AL | 193 | 7069 | Rate Constraint in MTons | FALSE | L | Annual | Allowances Withdrawn (n:1) | Thousand Tons | 0 | 0 | 0 | 0 | 0 | 0 | 0
CSAPR- NOX Annual- AL | 193 | 7069 | Rate Constraint in MTons | FALSE | L | Annual | Net Emissions Allowance Position | Thousand Tons | 9.4586 | 9.3035 | 5.2042 | 2.5208 | 1.5027 | 1.178 | 1.1571
CSAPR- NOX Annual- AL | 193 | 7069 | Rate Constraint in MTons | FALSE | L | Annual | Fuel Consumed | TBtu | 722.8046 | 724.5398 | 576.3827 | 403.3056 | 297.3809 | 235.2056 | 233.5712
CSAPR- NOX Annual- AL | 193 | 7069 | Rate Constraint in MTons | FALSE | L | Annual | Rate | lb/MMBtu | 0.026172 | 0.025681 | 0.018058 | 0.012501 | 0.010106 | 0.010016 | 0.0099075
CSAPR- NOX Annual- AL | 193 | 7069 | Rate Constraint in MTons | FALSE | L | Annual | Generation | TWh | 102.2187 | 102.975 | 83.1774 | 61.1833 | 49.6125 | 39.8286 | 39.3177
CSAPR- NOX Annual- AL | 193 | 7069 | Rate Constraint in MTons | FALSE | L | Annual | Qualifying Generation | TWh | 95.0621 | 95.4457 | 79.0237 | 56.8877 | 42.6961 | 33.8224 | 33.3925
CSAPR- NOX Annual- AL | 193 | 7069 | Rate Constraint in MTons | FALSE | L | Annual | Rate | lb/MWh | 0.199 | 0.19495 | 0.13171 | 0.088622 | 0.070389 | 0.069655 | 0.0693
CSAPR- NOX Annual- AL | 193 | 7069 | Rate Constraint in MTons | FALSE | L | Annual | Constraint Shadow Price | US2019$/Ton | 0 | 0 | 0 | 0 | 0 | 0 | 0
CSAPR- NOX Annual- GA | 194 | 7070 | Rate Constraint in MTons | FALSE | L | Annual | Seasons Included | Seasons | Winter, WintShld, Summer | Winter, WintShld, Summer | Winter, WintShld, Summer | Winter, WintShld, Summer | Winter, WintShld, Summer | Winter, WintShld, Summer | Winter, WintShld, Summer
CSAPR- NOX Annual- GA | 194 | 7070 | Rate Constraint in MTons | FALSE | L | Annual | Standard NOX | Thousand Tons | 63.4108 | 63.4108 | 63.4108 | 63.4108 | 63.4108 | 63.4108 | 63.4108
CSAPR- NOX Annual- GA | 194 | 7070 | Rate Constraint in MTons | FALSE | L | Annual | Emissions at Affected Plants NOX | Thousand Tons | 6.5609 | 6.1511 | 3.512 | 2.5103 | 1.6561 | 1.2384 | 1.1318
CSAPR- NOX Annual- GA | 194 | 7070 | Rate Constraint in MTons | FALSE | L | Annual | Allowances Purchased NOX | Thousand Tons | 0 | 0 | 0 | 0 | 0 | 0 | 0
CSAPR- NOX Annual- GA | 194 | 7070 | Rate Constraint in MTons | FALSE | L | Annual | Allowances Sold NOX | Thousand Tons | 0 | 0 | 0 | 0 | 0 | 0 | 0
CSAPR- NOX Annual- GA | 194 | 7070 | Rate Constraint in MTons | FALSE | L | Annual | Allowances Banked | Thousand Tons | 0 | 0 | 0 | 0 | 0 | 0 | 0
CSAPR- NOX Annual- GA | 194 | 7070 | Rate Constraint in MTons | FALSE | L | Annual | Allowances Withdrawn (1:1) | Thousand Tons | 0 | 0 | 0 | 0 | 0 | 0 | 0
CSAPR- NOX Annual- GA | 194 | 7070 | Rate Constraint in MTons | FALSE | L | Annual | Allowances Withdrawn (n:1) | Thousand Tons | 0 | 0 | 0 | 0 | 0 | 0 | 0
CSAPR- NOX Annual- GA | 194 | 7070 | Rate Constraint in MTons | FALSE | L | Annual | Net Emissions Allowance Position | Thousand Tons | 6.5609 | 6.1511 | 3.512 | 2.5103 | 1.6561 | 1.2384 | 1.1318
CSAPR- NOX Annual- GA | 194 | 7070 | Rate Constraint in MTons | FALSE | L | Annual | Fuel Consumed | TBtu | 515.351 | 535.3177 | 438.7919 | 354.3366 | 268.0712 | 197.3429 | 184.6674
CSAPR- NOX Annual- GA | 194 | 7070 | Rate Constraint in MTons | FALSE | L | Annual | Rate | lb/MMBtu | 0.025462 | 0.022981 | 0.016008 | 0.014169 | 0.012356 | 0.012551 | 0.012257
CSAPR- NOX Annual- GA | 194 | 7070 | Rate Constraint in MTons | FALSE | L | Annual | Generation | TWh | 127.9518 | 130.1351 | 101.0372 | 91.2668 | 81.8506 | 69.0172 | 75.9124
CSAPR- NOX Annual- GA | 194 | 7070 | Rate Constraint in MTons | FALSE | L | Annual | Qualifying Generation | TWh | 68.2785 | 69.9964 | 59.7421 | 48.9599 | 36.8308 | 27.1311 | 25.3796
CSAPR- NOX Annual- GA | 194 | 7070 | Rate Constraint in MTons | FALSE | L | Annual | Rate | lb/MWh | 0.19218 | 0.17576 | 0.11757 | 0.10255 | 0.089932 | 0.09129 | 0.089188
CSAPR- NOX Annual- GA | 194 | 7070 | Rate Constraint in MTons | FALSE | L | Annual | Constraint Shadow Price | US2019$/Ton | 0 | 0 | 0 | 0 | 0 | 0 | 0
CSAPR- NOX Annual- IA | 195 | 7071 | Rate Constraint in MTons | FALSE | L | Annual | Seasons Included | Seasons | Winter, WintShld, Summer | Winter, WintShld, Summer | Winter, WintShld, Summer | Winter, WintShld, Summer | Winter, WintShld, Summer | Winter, WintShld, Summer | Winter, WintShld, Summer
CSAPR- NOX Annual- IA | 195 | 7071 | Rate Constraint in MTons | FALSE | L | Annual | Standard NOX | Thousand Tons | 44.2476 | 44.2476 | 44.2476 | 44.2476 | 44.2476 | 44.2476 | 44.2476
CSAPR- NOX Annual- IA | 195 | 7071 | Rate Constraint in MTons | FALSE | L | Annual | Emissions at Affected Plants NOX | Thousand Tons | 22.5094 | 8.0901 | 0.1581 | 0.073958 | 0.035442 | 0.034893 | 0.034055
CSAPR- NOX Annual- IA | 195 | 7071 | Rate Constraint in MTons | FALSE | L | Annual | Allowances Purchased NOX | Thousand Tons | 0 | 0 | 0 | 0 | 0 | 0 | 0
CSAPR- NOX Annual- IA | 195 | 7071 | Rate Constraint in MTons | FALSE | L | Annual | Allowances Sold NOX | Thousand Tons | 0 | 0 | 0 | 0 | 0 | 0 | 0
CSAPR- NOX Annual- IA | 195 | 7071 | Rate Constraint in MTons | FALSE | L | Annual | Allowances Banked | Thousand Tons | 0 | 0 | 0 | 0 | 0 | 0 | 0
CSAPR- NOX Annual- IA | 195 | 7071 | Rate Constraint in MTons | FALSE | L | Annual | Allowances Withdrawn (1:1) | Thousand Tons | 0 | 0 | 0 | 0 | 0 | 0 | 0
CSAPR- NOX Annual- IA | 195 | 7071 | Rate Constraint in MTons | FALSE | L | Annual | Allowances Withdrawn (n:1) | Thousand Tons | 0 | 0 | 0 | 0 | 0 | 0 | 0
CSAPR- NOX Annual- IA | 195 | 7071 | Rate Constraint in MTons | FALSE | L | Annual | Net Emissions Allowance Position | Thousand Tons | 22.5094 | 8.0901 | 0.1581 | 0.073958 | 0.035442 | 0.034893 | 0.034055
CSAPR- NOX Annual- IA | 195 | 7071 | Rate Constraint in MTons | FALSE | L | Annual | Fuel Consumed | TBtu | 389.333 | 230.4022 | 43.3603 | 20.5251 | 8.8271 | 8.7267 | 8.8884
CSAPR- NOX Annual- IA | 195 | 7071 | Rate Constraint in MTons | FALSE | L | Annual | Rate | lb/MMBtu | 0.11563 | 0.070226 | 0.0072925 | 0.0072066 | 0.0080303 | 0.0079968 | 0.0076627
CSAPR- NOX Annual- IA | 195 | 7071 | Rate Constraint in MTons | FALSE | L | Annual | Generation | TWh | 45.6429 | 34.2514 | 8.233 | 3.2519 | 1.5664 | 1.437 | 1.357
CSAPR- NOX Annual- IA | 195 | 7071 | Rate Constraint in MTons | FALSE | L | Annual | Qualifying Generation | TWh | 41.7727 | 26.574 | 5.9938 | 2.897 | 1.2304 | 1.2148 | 1.2511
CSAPR- NOX Annual- IA | 195 | 7071 | Rate Constraint in MTons | FALSE | L | Annual | Rate | lb/MWh | 1.0777 | 0.60887 | 0.052755 | 0.051058 | 0.057609 | 0.057447 | 0.054439
CSAPR- NOX Annual- IA | 195 | 7071 | Rate Constraint in MTons | FALSE | L | Annual | Constraint Shadow Price | US2019$/Ton | 0 | 0 | 0 | 0 | 0 | 0 | 0
CSAPR- NOX Annual- IL | 196 | 7072 | Rate Constraint in MTons | FALSE | L | Annual | Seasons Included | Seasons | Winter, WintShld, Summer | Winter, WintShld, Summer | Winter, WintShld, Summer | Winter, WintShld, Summer | Winter, WintShld, Summer | Winter, WintShld, Summer | Winter, WintShld, Summer
CSAPR- NOX Annual- IL | 196 | 7072 | Rate Constraint in MTons | FALSE | L | Annual | Standard NOX | Thousand Tons | 56.489 | 56.489 | 56.489 | 56.489 | 56.489 | 56.489 | 56.489
CSAPR- NOX Annual- IL | 196 | 7072 | Rate Constraint in MTons | FALSE | L | Annual | Emissions at Affected Plants NOX | Thousand Tons | 5.8603 | 6.5939 | 4.686 | 4.1558 | 0.0088852 | 0.0084189 | 0.0082069
CSAPR- NOX Annual- IL | 196 | 7072 | Rate Constraint in MTons | FALSE | L | Annual | Allowances Purchased NOX | Thousand Tons | 0 | 0 | 0 | 0 | 0 | 0 | 0
CSAPR- NOX Annual- IL | 196 | 7072 | Rate Constraint in MTons | FALSE | L | Annual | Allowances Sold NOX | Thousand Tons | 0 | 0 | 0 | 0 | 0 | 0 | 0
CSAPR- NOX Annual- IL | 196 | 7072 | Rate Constraint in MTons | FALSE | L | Annual | Allowances Banked | Thousand Tons | 0 | 0 | 0 | 0 | 0 | 0 | 0
CSAPR- NOX Annual- IL | 196 | 7072 | Rate Constraint in MTons | FALSE | L | Annual | Allowances Withdrawn (1:1) | Thousand Tons | 0 | 0 | 0 | 0 | 0 | 0 | 0
CSAPR- NOX Annual- IL | 196 | 7072 | Rate Constraint in MTons | FALSE | L | Annual | Allowances Withdrawn (n:1) | Thousand Tons | 0 | 0 | 0 | 0 | 0 | 0 | 0
CSAPR- NOX Annual- IL | 196 | 7072 | Rate Constraint in MTons | FALSE | L | Annual | Net Emissions Allowance Position | Thousand Tons | 5.8603 | 6.5939 | 4.686 | 4.1558 | 0.0088852 | 0.0084189 | 0.0082069
CSAPR- NOX Annual- IL | 196 | 7072 | Rate Constraint in MTons | FALSE | L | Annual | Fuel Consumed | TBtu | 338.7192 | 417.1794 | 240.8846 | 168.2975 | 0.40032 | 0.31475 | 0.23325
CSAPR- NOX Annual- IL | 196 | 7072 | Rate Constraint in MTons | FALSE | L | Annual | Rate | lb/MMBtu | 0.034603 | 0.031612 | 0.038907 | 0.049386 | 0.04439 | 0.053495 | 0.07037
CSAPR- NOX Annual- IL | 196 | 7072 | Rate Constraint in MTons | FALSE | L | Annual | Generation | TWh | 55.3262 | 66.44 | 33.568 | 21.269 | 5.5436 | 4.7088 | 4.6909
CSAPR- NOX Annual- IL | 196 | 7072 | Rate Constraint in MTons | FALSE | L | Annual | Qualifying Generation | TWh | 42.6522 | 49.6346 | 26.2189 | 15.7797 | 0.047696 | 0.039062 | 0.031091
CSAPR- NOX Annual- IL | 196 | 7072 | Rate Constraint in MTons | FALSE | L | Annual | Rate | lb/MWh | 0.2748 | 0.2657 | 0.35745 | 0.52672 | 0.37257 | 0.43105 | 0.52793
CSAPR- NOX Annual- IL | 196 | 7072 | Rate Constraint in MTons | FALSE | L | Annual | Constraint Shadow Price | US2019$/Ton | 0 | 0 | 0 | 0 | 0 | 0 | 0
CSAPR- NOX Annual- IN | 197 | 7073 | Rate Constraint in MTons | FALSE | L | Annual | Seasons Included | Seasons | Winter, WintShld, Summer | Winter, WintShld, Summer | Winter, WintShld, Summer | Winter, WintShld, Summer | Winter, WintShld, Summer | Winter, WintShld, Summer | Winter, WintShld, Summer
CSAPR- NOX Annual- IN | 197 | 7073 | Rate Constraint in MTons | FALSE | L | Annual | Standard NOX | Thousand Tons | 127.9403 | 127.9403 | 127.9403 | 127.9403 | 127.9403 | 127.9403 | 127.9403
CSAPR- NOX Annual- IN | 197 | 7073 | Rate Constraint in MTons | FALSE | L | Annual | Emissions at Affected Plants NOX | Thousand Tons | 27.5961 | 11.1297 | 4.1642 | 3.6285 | 0.39639 | 0.36336 | 0.37183
CSAPR- NOX Annual- IN | 197 | 7073 | Rate Constraint in MTons | FALSE | L | Annual | Allowances Purchased NOX | Thousand Tons | 0 | 0 | 0 | 0 | 0 | 0 | 0
CSAPR- NOX Annual- IN | 197 | 7073 | Rate Constraint in MTons | FALSE | L | Annual | Allowances Sold NOX | Thousand Tons | 0 | 0 | 0 | 0 | 0 | 0 | 0
CSAPR- NOX Annual- IN | 197 | 7073 | Rate Constraint in MTons | FALSE | L | Annual | Allowances Banked | Thousand Tons | 0 | 0 | 0 | 0 | 0 | 0 | 0
CSAPR- NOX Annual- IN | 197 | 7073 | Rate Constraint in MTons | FALSE | L | Annual | Allowances Withdrawn (1:1) | Thousand Tons | 0 | 0 | 0 | 0 | 0 | 0 | 0
CSAPR- NOX Annual- IN | 197 | 7073 | Rate Constraint in MTons | FALSE | L | Annual | Allowances Withdrawn (n:1) | Thousand Tons | 0 | 0 | 0 | 0 | 0 | 0 | 0
CSAPR- NOX Annual- IN | 197 | 7073 | Rate Constraint in MTons | FALSE | L | Annual | Net Emissions Allowance Position | Thousand Tons | 27.5961 | 11.1297 | 4.1642 | 3.6285 | 0.39639 | 0.36336 | 0.37183
CSAPR- NOX Annual- IN | 197 | 7073 | Rate Constraint in MTons | FALSE | L | Annual | Fuel Consumed | TBtu | 689.3118 | 483.7268 | 292.5801 | 206.3022 | 87.9414 | 81.9717 | 83.6002
CSAPR- NOX Annual- IN | 197 | 7073 | Rate Constraint in MTons | FALSE | L | Annual | Rate | lb/MMBtu | 0.080069 | 0.046016 | 0.028465 | 0.035177 | 0.0090148 | 0.0088654 | 0.0088955
CSAPR- NOX Annual- IN | 197 | 7073 | Rate Constraint in MTons | FALSE | L | Annual | Generation | TWh | 80.1919 | 59.3614 | 41.0985 | 28.4288 | 18.658 | 17.3412 | 18.1548
CSAPR- NOX Annual- IN | 197 | 7073 | Rate Constraint in MTons | FALSE | L | Annual | Qualifying Generation | TWh | 73.7336 | 52.7218 | 33.8164 | 22.725 | 11.814 | 11.2674 | 11.4662
CSAPR- NOX Annual- IN | 197 | 7073 | Rate Constraint in MTons | FALSE | L | Annual | Rate | lb/MWh | 0.74854 | 0.4222 | 0.24628 | 0.31934 | 0.067105 | 0.064497 | 0.064857
CSAPR- NOX Annual- IN | 197 | 7073 | Rate Constraint in MTons | FALSE | L | Annual | Constraint Shadow Price | US2019$/Ton | 0 | 0 | 0 | 0 | 0 | 0 | 0
CSAPR- NOX Annual- KS | 198 | 7074 | Rate Constraint in MTons | FALSE | L | Annual | Seasons Included | Seasons | Winter, WintShld, Summer | Winter, WintShld, Summer | Winter, WintShld, Summer | Winter, WintShld, Summer | Winter, WintShld, Summer | Winter, WintShld, Summer | Winter, WintShld, Summer
CSAPR- NOX Annual- KS | 198 | 7074 | Rate Constraint in MTons | FALSE | L | Annual | Standard NOX | Thousand Tons | 36.9977 | 36.9977 | 36.9977 | 36.9977 | 36.9977 | 36.9977 | 36.9977
CSAPR- NOX Annual- KS | 198 | 7074 | Rate Constraint in MTons | FALSE | L | Annual | Emissions at Affected Plants NOX | Thousand Tons | 6.8498 | 0.21499 | 0.042987 | 0.0084494 | 0.013691 | 0.027318 | 0.017319
CSAPR- NOX Annual- KS | 198 | 7074 | Rate Constraint in MTons | FALSE | L | Annual | Allowances Purchased NOX | Thousand Tons | 0 | 0 | 0 | 0 | 0 | 0 | 0
CSAPR- NOX Annual- KS | 198 | 7074 | Rate Constraint in MTons | FALSE | L | Annual | Allowances Sold NOX | Thousand Tons | 0 | 0 | 0 | 0 | 0 | 0 | 0
CSAPR- NOX Annual- KS | 198 | 7074 | Rate Constraint in MTons | FALSE | L | Annual | Allowances Banked | Thousand Tons | 0 | 0 | 0 | 0 | 0 | 0 | 0
CSAPR- NOX Annual- KS | 198 | 7074 | Rate Constraint in MTons | FALSE | L | Annual | Allowances Withdrawn (1:1) | Thousand Tons | 0 | 0 | 0 | 0 | 0 | 0 | 0
CSAPR- NOX Annual- KS | 198 | 7074 | Rate Constraint in MTons | FALSE | L | Annual | Allowances Withdrawn (n:1) | Thousand Tons | 0 | 0 | 0 | 0 | 0 | 0 | 0
CSAPR- NOX Annual- KS | 198 | 7074 | Rate Constraint in MTons | FALSE | L | Annual | Net Emissions Allowance Position | Thousand Tons | 6.8498 | 0.21499 | 0.042987 | 0.0084494 | 0.013691 | 0.027318 | 0.017319
CSAPR- NOX Annual- KS | 198 | 7074 | Rate Constraint in MTons | FALSE | L | Annual | Fuel Consumed | TBtu | 136.9103 | 8.7015 | 1.6258 | 0.43708 | 0.49361 | 0.84699 | 1.2541
CSAPR- NOX Annual- KS | 198 | 7074 | Rate Constraint in MTons | FALSE | L | Annual | Rate | lb/MMBtu | 0.10006 | 0.049415 | 0.05288 | 0.038663 | 0.055472 | 0.064506 | 0.02762
CSAPR- NOX Annual- KS | 198 | 7074 | Rate Constraint in MTons | FALSE | L | Annual | Generation | TWh | 12.7914 | 1.0474 | 0.1585 | 0.078593 | 0.13517 | 0.1907 | 0.30038
CSAPR- NOX Annual- KS | 198 | 7074 | Rate Constraint in MTons | FALSE | L | Annual | Qualifying Generation | TWh | 12.7914 | 1.0474 | 0.1585 | 0.042772 | 0.046777 | 0.072813 | 0.122
CSAPR- NOX Annual- KS | 198 | 7074 | Rate Constraint in MTons | FALSE | L | Annual | Rate | lb/MWh | 1.071 | 0.41053 | 0.54241 | 0.39509 | 0.58536 | 0.75036 | 0.28392
CSAPR- NOX Annual- KS | 198 | 7074 | Rate Constraint in MTons | FALSE | L | Annual | Constraint Shadow Price | US2019$/Ton | 0 | 0 | 0 | 0 | 0 | 0 | 0
CSAPR- NOX Annual- KY | 199 | 7075 | Rate Constraint in MTons | FALSE | L | Annual | Seasons Included | Seasons | Winter, WintShld, Summer | Winter, WintShld, Summer | Winter, WintShld, Summer | Winter, WintShld, Summer | Winter, WintShld, Summer | Winter, WintShld, Summer | Winter, WintShld, Summer
CSAPR- NOX Annual- KY | 199 | 7075 | Rate Constraint in MTons | FALSE | L | Annual | Standard NOX | Thousand Tons | 91.1408 | 91.1408 | 91.1408 | 91.1408 | 91.1408 | 91.1408 | 91.1408
CSAPR- NOX Annual- KY | 199 | 7075 | Rate Constraint in MTons | FALSE | L | Annual | Emissions at Affected Plants NOX | Thousand Tons | 11.8779 | 11.5557 | 8.6857 | 7.9677 | 0.97302 | 0.84743 | 0.85158
CSAPR- NOX Annual- KY | 199 | 7075 | Rate Constraint in MTons | FALSE | L | Annual | Allowances Purchased NOX | Thousand Tons | 0 | 0 | 0 | 0 | 0 | 0 | 0
CSAPR- NOX Annual- KY | 199 | 7075 | Rate Constraint in MTons | FALSE | L | Annual | Allowances Sold NOX | Thousand Tons | 0 | 0 | 0 | 0 | 0 | 0 | 0
CSAPR- NOX Annual- KY | 199 | 7075 | Rate Constraint in MTons | FALSE | L | Annual | Allowances Banked | Thousand Tons | 0 | 0 | 0 | 0 | 0 | 0 | 0
CSAPR- NOX Annual- KY | 199 | 7075 | Rate Constraint in MTons | FALSE | L | Annual | Allowances Withdrawn (1:1) | Thousand Tons | 0 | 0 | 0 | 0 | 0 | 0 | 0
CSAPR- NOX Annual- KY | 199 | 7075 | Rate Constraint in MTons | FALSE | L | Annual | Allowances Withdrawn (n:1) | Thousand Tons | 0 | 0 | 0 | 0 | 0 | 0 | 0
CSAPR- NOX Annual- KY | 199 | 7075 | Rate Constraint in MTons | FALSE | L | Annual | Net Emissions Allowance Position | Thousand Tons | 11.8779 | 11.5557 | 8.6857 | 7.9677 | 0.97302 | 0.84743 | 0.85158
CSAPR- NOX Annual- KY | 199 | 7075 | Rate Constraint in MTons | FALSE | L | Annual | Fuel Consumed | TBtu | 496.2757 | 482.7155 | 378.4336 | 345.3853 | 147.839 | 129.7419 | 129.8788
CSAPR- NOX Annual- KY | 199 | 7075 | Rate Constraint in MTons | FALSE | L | Annual | Rate | lb/MMBtu | 0.047868 | 0.047878 | 0.045904 | 0.046138 | 0.013163 | 0.013063 | 0.013113
CSAPR- NOX Annual- KY | 199 | 7075 | Rate Constraint in MTons | FALSE | L | Annual | Generation | TWh | 78.6667 | 75.272 | 57.192 | 50.6363 | 34.6598 | 30.0131 | 30.6234
CSAPR- NOX Annual- KY | 199 | 7075 | Rate Constraint in MTons | FALSE | L | Annual | Qualifying Generation | TWh | 61.0154 | 54.8185 | 42.4687 | 38.3202 | 22.0253 | 19.3742 | 19.2698
CSAPR- NOX Annual- KY | 199 | 7075 | Rate Constraint in MTons | FALSE | L | Annual | Rate | lb/MWh | 0.38934 | 0.4216 | 0.40904 | 0.41585 | 0.088355 | 0.08748 | 0.088385
CSAPR- NOX Annual- KY | 199 | 7075 | Rate Constraint in MTons | FALSE | L | Annual | Constraint Shadow Price | US2019$/Ton | 0 | 0 | 0 | 0 | 0 | 0 | 0
CSAPR- NOX Annual- MD | 200 | 7076 | Rate Constraint in MTons | FALSE | L | Annual | Seasons Included | Seasons | Winter, WintShld, Summer | Winter, WintShld, Summer | Winter, WintShld, Summer | Winter, WintShld, Summer | Winter, WintShld, Summer | Winter, WintShld, Summer | Winter, WintShld, Summer
CSAPR- NOX Annual- MD | 200 | 7076 | Rate Constraint in MTons | FALSE | L | Annual | Standard NOX | Thousand Tons | 19.5573 | 19.5573 | 19.5573 | 19.5573 | 19.5573 | 19.5573 | 19.5573
CSAPR- NOX Annual- MD | 200 | 7076 | Rate Constraint in MTons | FALSE | L | Annual | Emissions at Affected Plants NOX | Thousand Tons | 0.74924 | 1.0581 | 0.47319 | 0.25029 | 0.25499 | 0.35547 | 0.3914
CSAPR- NOX Annual- MD | 200 | 7076 | Rate Constraint in MTons | FALSE | L | Annual | Allowances Purchased NOX | Thousand Tons | 0 | 0 | 0 | 0 | 0 | 0 | 0
CSAPR- NOX Annual- MD | 200 | 7076 | Rate Constraint in MTons | FALSE | L | Annual | Allowances Sold NOX | Thousand Tons | 0 | 0 | 0 | 0 | 0 | 0 | 0
CSAPR- NOX Annual- MD | 200 | 7076 | Rate Constraint in MTons | FALSE | L | Annual | Allowances Banked | Thousand Tons | 0 | 0 | 0 | 0 | 0 | 0 | 0
CSAPR- NOX Annual- MD | 200 | 7076 | Rate Constraint in MTons | FALSE | L | Annual | Allowances Withdrawn (1:1) | Thousand Tons | 0 | 0 | 0 | 0 | 0 | 0 | 0
CSAPR- NOX Annual- MD | 200 | 7076 | Rate Constraint in MTons | FALSE | L | Annual | Allowances Withdrawn (n:1) | Thousand Tons | 0 | 0 | 0 | 0 | 0 | 0 | 0
CSAPR- NOX Annual- MD | 200 | 7076 | Rate Constraint in MTons | FALSE | L | Annual | Net Emissions Allowance Position | Thousand Tons | 0.74924 | 1.0581 | 0.47319 | 0.25029 | 0.25499 | 0.35547 | 0.3914
CSAPR- NOX Annual- MD | 200 | 7076 | Rate Constraint in MTons | FALSE | L | Annual | Fuel Consumed | TBtu | 141.7177 | 157.2791 | 132.166 | 80.4396 | 82.3673 | 96.5256 | 105.739
CSAPR- NOX Annual- MD | 200 | 7076 | Rate Constraint in MTons | FALSE | L | Annual | Rate | lb/MMBtu | 0.010574 | 0.013455 | 0.0071605 | 0.0062232 | 0.0061916 | 0.0073653 | 0.0074031
CSAPR- NOX Annual- MD | 200 | 7076 | Rate Constraint in MTons | FALSE | L | Annual | Generation | TWh | 19.6966 | 21.6349 | 18.5855 | 11.4838 | 12.1229 | 20.5124 | 33.09
CSAPR- NOX Annual- MD | 200 | 7076 | Rate Constraint in MTons | FALSE | L | Annual | Qualifying Generation | TWh | 19.6966 | 21.6349 | 18.5855 | 11.3524 | 11.6243 | 13.4454 | 14.7335
CSAPR- NOX Annual- MD | 200 | 7076 | Rate Constraint in MTons | FALSE | L | Annual | Rate | lb/MWh | 0.076078 | 0.097817 | 0.05092 | 0.044096 | 0.043872 | 0.052876 | 0.05313
CSAPR- NOX Annual- MD | 200 | 7076 | Rate Constraint in MTons | FALSE | L | Annual | Constraint Shadow Price | US2019$/Ton | 0 | 0 | 0 | 0 | 0 | 0 | 0
CSAPR- NOX Annual- MI | 201 | 7077 | Rate Constraint in MTons | FALSE | L | Annual | Seasons Included | Seasons | Winter, WintShld, Summer | Winter, WintShld, Summer | Winter, WintShld, Summer | Winter, WintShld, Summer | Winter, WintShld, Summer | Winter, WintShld, Summer | Winter, WintShld, Summer
CSAPR- NOX Annual- MI | 201 | 7077 | Rate Constraint in MTons | FALSE | L | Annual | Standard NOX | Thousand Tons | 74.3872 | 74.3872 | 74.3872 | 74.3872 | 74.3872 | 74.3872 | 74.3872
CSAPR- NOX Annual- MI | 201 | 7077 | Rate Constraint in MTons | FALSE | L | Annual | Emissions at Affected Plants NOX | Thousand Tons | 13.1793 | 14.2736 | 9.7242 | 4.734 | 3.997 | 4.0463 | 3.7235
CSAPR- NOX Annual- MI | 201 | 7077 | Rate Constraint in MTons | FALSE | L | Annual | Allowances Purchased NOX | Thousand Tons | 0 | 0 | 0 | 0 | 0 | 0 | 0
CSAPR- NOX Annual- MI | 201 | 7077 | Rate Constraint in MTons | FALSE | L | Annual | Allowances Sold NOX | Thousand Tons | 0 | 0 | 0 | 0 | 0 | 0 | 0
CSAPR- NOX Annual- MI | 201 | 7077 | Rate Constraint in MTons | FALSE | L | Annual | Allowances Banked | Thousand Tons | 0 | 0 | 0 | 0 | 0 | 0 | 0
CSAPR- NOX Annual- MI | 201 | 7077 | Rate Constraint in MTons | FALSE | L | Annual | Allowances Withdrawn (1:1) | Thousand Tons | 0 | 0 | 0 | 0 | 0 | 0 | 0
CSAPR- NOX Annual- MI | 201 | 7077 | Rate Constraint in MTons | FALSE | L | Annual | Allowances Withdrawn (n:1) | Thousand Tons | 0 | 0 | 0 | 0 | 0 | 0 | 0
CSAPR- NOX Annual- MI | 201 | 7077 | Rate Constraint in MTons | FALSE | L | Annual | Net Emissions Allowance Position | Thousand Tons | 13.1793 | 14.2736 | 9.7242 | 4.734 | 3.997 | 4.0463 | 3.7235
CSAPR- NOX Annual- MI | 201 | 7077 | Rate Constraint in MTons | FALSE | L | Annual | Fuel Consumed | TBtu | 592.3917 | 601.9699 | 454.1686 | 330.4342 | 291.2327 | 284.4586 | 258.2254
CSAPR- NOX Annual- MI | 201 | 7077 | Rate Constraint in MTons | FALSE | L | Annual | Rate | lb/MMBtu | 0.044495 | 0.047423 | 0.042822 | 0.028653 | 0.027449 | 0.028449 | 0.028839
CSAPR- NOX Annual- MI | 201 | 7077 | Rate Constraint in MTons | FALSE | L | Annual | Generation | TWh | 84.3575 | 84.5882 | 65.7863 | 53.4116 | 49.3733 | 47.2686 | 44.3218
CSAPR- NOX Annual- MI | 201 | 7077 | Rate Constraint in MTons | FALSE | L | Annual | Qualifying Generation | TWh | 76.5303 | 75.85 | 56.4786 | 46.8508 | 41.3794 | 40.0521 | 36.2766
CSAPR- NOX Annual- MI | 201 | 7077 | Rate Constraint in MTons | FALSE | L | Annual | Rate | lb/MWh | 0.34442 | 0.37636 | 0.34435 | 0.20209 | 0.19319 | 0.20205 | 0.20528
CSAPR- NOX Annual- MI | 201 | 7077 | Rate Constraint in MTons | FALSE | L | Annual | Constraint Shadow Price | US2019$/Ton | 0 | 0 | 0 | 0 | 0 | 0 | 0
CSAPR- NOX Annual- MN | 202 | 7078 | Rate Constraint in MTons | FALSE | L | Annual | Seasons Included | Seasons | Winter, WintShld, Summer | Winter, WintShld, Summer | Winter, WintShld, Summer | Winter, WintShld, Summer | Winter, WintShld, Summer | Winter, WintShld, Summer | Winter, WintShld, Summer
CSAPR- NOX Annual- MN | 202 | 7078 | Rate Constraint in MTons | FALSE | L | Annual | Standard NOX | Thousand Tons | 34.895 | 34.895 | 34.895 | 34.895 | 34.895 | 34.895 | 34.895
CSAPR- NOX Annual- MN | 202 | 7078 | Rate Constraint in MTons | FALSE | L | Annual | Emissions at Affected Plants NOX | Thousand Tons | 1.9878 | 0.93842 | 0.12089 | 0.065247 | 0.0484 | 0.030882 | 0.050388
CSAPR- NOX Annual- MN | 202 | 7078 | Rate Constraint in MTons | FALSE | L | Annual | Allowances Purchased NOX | Thousand Tons | 0 | 0 | 0 | 0 | 0 | 0 | 0
CSAPR- NOX Annual- MN | 202 | 7078 | Rate Constraint in MTons | FALSE | L | Annual | Allowances Sold NOX | Thousand Tons | 0 | 0 | 0 | 0 | 0 | 0 | 0
CSAPR- NOX Annual- MN | 202 | 7078 | Rate Constraint in MTons | FALSE | L | Annual | Allowances Banked | Thousand Tons | 0 | 0 | 0 | 0 | 0 | 0 | 0
CSAPR- NOX Annual- MN | 202 | 7078 | Rate Constraint in MTons | FALSE | L | Annual | Allowances Withdrawn (1:1) | Thousand Tons | 0 | 0 | 0 | 0 | 0 | 0 | 0
CSAPR- NOX Annual- MN | 202 | 7078 | Rate Constraint in MTons | FALSE | L | Annual | Allowances Withdrawn (n:1) | Thousand Tons | 0 | 0 | 0 | 0 | 0 | 0 | 0
CSAPR- NOX Annual- MN | 202 | 7078 | Rate Constraint in MTons | FALSE | L | Annual | Net Emissions Allowance Position | Thousand Tons | 1.9878 | 0.93842 | 0.12089 | 0.065247 | 0.0484 | 0.030882 | 0.050388
CSAPR- NOX Annual- MN | 202 | 7078 | Rate Constraint in MTons | FALSE | L | Annual | Fuel Consumed | TBtu | 98.1055 | 111.406 | 20.4844 | 11.4421 | 8.0531 | 5.2245 | 8.3839
CSAPR- NOX Annual- MN | 202 | 7078 | Rate Constraint in MTons | FALSE | L | Annual | Rate | lb/MMBtu | 0.040523 | 0.016847 | 0.011803 | 0.011405 | 0.01202 | 0.011822 | 0.01202
CSAPR- NOX Annual- MN | 202 | 7078 | Rate Constraint in MTons | FALSE | L | Annual | Generation | TWh | 23 | 26.0889 | 10.0514 | 10.2482 | 9.7995 | 9.6887 | 10.4078
CSAPR- NOX Annual- MN | 202 | 7078 | Rate Constraint in MTons | FALSE | L | Annual | Qualifying Generation | TWh | 12.0699 | 15.1588 | 2.8463 | 1.5698 | 1.1115 | 0.72677 | 1.1559
CSAPR- NOX Annual- MN | 202 | 7078 | Rate Constraint in MTons | FALSE | L | Annual | Rate | lb/MWh | 0.32938 | 0.12381 | 0.084945 | 0.083128 | 0.08709 | 0.084984 | 0.087185
CSAPR- NOX Annual- MN | 202 | 7078 | Rate Constraint in MTons | FALSE | L | Annual | Constraint Shadow Price | US2019$/Ton | 0 | 0 | 0 | 0 | 0 | 0 | 0
CSAPR- NOX Annual- MO | 203 | 7079 | Rate Constraint in MTons | FALSE | L | Annual | Seasons Included | Seasons | Winter, WintShld, Summer | Winter, WintShld, Summer | Winter, WintShld, Summer | Winter, WintShld, Summer | Winter, WintShld, Summer | Winter, WintShld, Summer | Winter, WintShld, Summer
CSAPR- NOX Annual- MO | 203 | 7079 | Rate Constraint in MTons | FALSE | L | Annual | Standard NOX | Thousand Tons | 57.5167 | 57.5167 | 57.5167 | 57.5167 | 57.5167 | 57.5167 | 57.5167
CSAPR- NOX Annual- MO | 203 | 7079 | Rate Constraint in MTons | FALSE | L | Annual | Emissions at Affected Plants NOX | Thousand Tons | 28.3496 | 8.8212 | 0.44655 | 0.23939 | 0.25075 | 0.047888 | 0.035932
CSAPR- NOX Annual- MO | 203 | 7079 | Rate Constraint in MTons | FALSE | L | Annual | Allowances Purchased NOX | Thousand Tons | 0 | 0 | 0 | 0 | 0 | 0 | 0
CSAPR- NOX Annual- MO | 203 | 7079 | Rate Constraint in MTons | FALSE | L | Annual | Allowances Sold NOX | Thousand Tons | 0 | 0 | 0 | 0 | 0 | 0 | 0
CSAPR- NOX Annual- MO | 203 | 7079 | Rate Constraint in MTons | FALSE | L | Annual | Allowances Banked | Thousand Tons | 0 | 0 | 0 | 0 | 0 | 0 | 0
CSAPR- NOX Annual- MO | 203 | 7079 | Rate Constraint in MTons | FALSE | L | Annual | Allowances Withdrawn (1:1) | Thousand Tons | 0 | 0 | 0 | 0 | 0 | 0 | 0
CSAPR- NOX Annual- MO | 203 | 7079 | Rate Constraint in MTons | FALSE | L | Annual | Allowances Withdrawn (n:1) | Thousand Tons | 0 | 0 | 0 | 0 | 0 | 0 | 0
CSAPR- NOX Annual- MO | 203 | 7079 | Rate Constraint in MTons | FALSE | L | Annual | Net Emissions Allowance Position | Thousand Tons | 28.3496 | 8.8212 | 0.44655 | 0.23939 | 0.25075 | 0.047888 | 0.035932
CSAPR- NOX Annual- MO | 203 | 7079 | Rate Constraint in MTons | FALSE | L | Annual | Fuel Consumed | TBtu | 369.2948 | 202.0291 | 35.1021 | 11.3088 | 10.918 | 4.703 | 3.5291
CSAPR- NOX Annual- MO | 203 | 7079 | Rate Constraint in MTons | FALSE | L | Annual | Rate | lb/MMBtu | 0.15353 | 0.087326 | 0.025443 | 0.042337 | 0.045934 | 0.020365 | 0.020363
CSAPR- NOX Annual- MO | 203 | 7079 | Rate Constraint in MTons | FALSE | L | Annual | Generation | TWh | 38.891 | 22.4944 | 4.0131 | 1.2587 | 1.2041 | 0.56538 | 0.52134
CSAPR- NOX Annual- MO | 203 | 7079 | Rate Constraint in MTons | FALSE | L | Annual | Qualifying Generation | TWh | 38.5249 | 21.7681 | 3.8013 | 1.2251 | 1.1701 | 0.54601 | 0.42547
CSAPR- NOX Annual- MO | 203 | 7079 | Rate Constraint in MTons | FALSE | L | Annual | Rate | lb/MWh | 1.4718 | 0.81047 | 0.23494 | 0.3908 | 0.42859 | 0.17541 | 0.16891
CSAPR- NOX Annual- MO | 203 | 7079 | Rate Constraint in MTons | FALSE | L | Annual | Constraint Shadow Price | US2019$/Ton | 0 | 0 | 0 | 0 | 0 | 0 | 0
CSAPR- NOX Annual- NC | 204 | 7080 | Rate Constraint in MTons | FALSE | L | Annual | Seasons Included | Seasons | Winter, WintShld, Summer | Winter, WintShld, Summer | Winter, WintShld, Summer | Winter, WintShld, Summer | Winter, WintShld, Summer | Winter, WintShld, Summer | Winter, WintShld, Summer
CSAPR- NOX Annual- NC | 204 | 7080 | Rate Constraint in MTons | FALSE | L | Annual | Standard NOX | Thousand Tons | 49.0325 | 49.0325 | 49.0325 | 49.0325 | 49.0325 | 49.0325 | 49.0325
CSAPR- NOX Annual- NC | 204 | 7080 | Rate Constraint in MTons | FALSE | L | Annual | Emissions at Affected Plants NOX | Thousand Tons | 9.371 | 3.2758 | 3.5271 | 3.204 | 3.124 | 3.0128 | 3.353
CSAPR- NOX Annual- NC | 204 | 7080 | Rate Constraint in MTons | FALSE | L | Annual | Allowances Purchased NOX | Thousand Tons | 0 | 0 | 0 | 0 | 0 | 0 | 0
CSAPR- NOX Annual- NC | 204 | 7080 | Rate Constraint in MTons | FALSE | L | Annual | Allowances Sold NOX | Thousand Tons | 0 | 0 | 0 | 0 | 0 | 0 | 0
CSAPR- NOX Annual- NC | 204 | 7080 | Rate Constraint in MTons | FALSE | L | Annual | Allowances Banked | Thousand Tons | 0 | 0 | 0 | 0 | 0 | 0 | 0
CSAPR- NOX Annual- NC | 204 | 7080 | Rate Constraint in MTons | FALSE | L | Annual | Allowances Withdrawn (1:1) | Thousand Tons | 0 | 0 | 0 | 0 | 0 | 0 | 0
CSAPR- NOX Annual- NC | 204 | 7080 | Rate Constraint in MTons | FALSE | L | Annual | Allowances Withdrawn (n:1) | Thousand Tons | 0 | 0 | 0 | 0 | 0 | 0 | 0
CSAPR- NOX Annual- NC | 204 | 7080 | Rate Constraint in MTons | FALSE | L | Annual | Net Emissions Allowance Position | Thousand Tons | 9.371 | 3.2758 | 3.5271 | 3.204 | 3.124 | 3.0128 | 3.353
CSAPR- NOX Annual- NC | 204 | 7080 | Rate Constraint in MTons | FALSE | L | Annual | Fuel Consumed | TBtu | 535.1999 | 413.1827 | 419.9092 | 388.3484 | 388.9547 | 370.4818 | 419.5451
CSAPR- NOX Annual- NC | 204 | 7080 | Rate Constraint in MTons | FALSE | L | Annual | Rate | lb/MMBtu | 0.035019 | 0.015857 | 0.016799 | 0.016501 | 0.016063 | 0.016264 | 0.015984
CSAPR- NOX Annual- NC | 204 | 7080 | Rate Constraint in MTons | FALSE | L | Annual | Generation | TWh | 106.7296 | 93.483 | 82.7725 | 78.5379 | 78.4135 | 74.215 | 84.1656
CSAPR- NOX Annual- NC | 204 | 7080 | Rate Constraint in MTons | FALSE | L | Annual | Qualifying Generation | TWh | 74.9427 | 61.2393 | 61.3017 | 56.6852 | 56.0885 | 53.5765 | 59.4892
CSAPR- NOX Annual- NC | 204 | 7080 | Rate Constraint in MTons | FALSE | L | Annual | Rate | lb/MWh | 0.25008 | 0.10698 | 0.11507 | 0.11305 | 0.11139 | 0.11247 | 0.11273
CSAPR- NOX Annual- NC | 204 | 7080 | Rate Constraint in MTons | FALSE | L | Annual | Constraint Shadow Price | US2019$/Ton | 0 | 0 | 0 | 0 | 0 | 0 | 0
CSAPR- NOX Annual- NE | 205 | 7081 | Rate Constraint in MTons | FALSE | L | Annual | Seasons Included | Seasons | Winter, WintShld, Summer | Winter, WintShld, Summer | Winter, WintShld, Summer | Winter, WintShld, Summer | Winter, WintShld, Summer | Winter, WintShld, Summer | Winter, WintShld, Summer
CSAPR- NOX Annual- NE | 205 | 7081 | Rate Constraint in MTons | FALSE | L | Annual | Standard NOX | Thousand Tons | 35.446 | 35.446 | 35.446 | 35.446 | 35.446 | 35.446 | 35.446
CSAPR- NOX Annual- NE | 205 | 7081 | Rate Constraint in MTons | FALSE | L | Annual | Emissions at Affected Plants NOX | Thousand Tons | 21.2098 | 1.4963 | 0.054541 | 0.038628 | 0.022288 | 0.020256 | 0.022443
CSAPR- NOX Annual- NE | 205 | 7081 | Rate Constraint in MTons | FALSE | L | Annual | Allowances Purchased NOX | Thousand Tons | 0 | 0 | 0 | 0 | 0 | 0 | 0
CSAPR- NOX Annual- NE | 205 | 7081 | Rate Constraint in MTons | FALSE | L | Annual | Allowances Sold NOX | Thousand Tons | 0 | 0 | 0 | 0 | 0 | 0 | 0
CSAPR- NOX Annual- NE | 205 | 7081 | Rate Constraint in MTons | FALSE | L | Annual | Allowances Banked | Thousand Tons | 0 | 0 | 0 | 0 | 0 | 0 | 0
CSAPR- NOX Annual- NE | 205 | 7081 | Rate Constraint in MTons | FALSE | L | Annual | Allowances Withdrawn (1:1) | Thousand Tons | 0 | 0 | 0 | 0 | 0 | 0 | 0
CSAPR- NOX Annual- NE | 205 | 7081 | Rate Constraint in MTons | FALSE | L | Annual | Allowances Withdrawn (n:1) | Thousand Tons | 0 | 0 | 0 | 0 | 0 | 0 | 0
CSAPR- NOX Annual- NE | 205 | 7081 | Rate Constraint in MTons | FALSE | L | Annual | Net Emissions Allowance Position | Thousand Tons | 21.2098 | 1.4963 | 0.054541 | 0.038628 | 0.022288 | 0.020256 | 0.022443
CSAPR- NOX Annual- NE | 205 | 7081 | Rate Constraint in MTons | FALSE | L | Annual | Fuel Consumed | TBtu | 251.6822 | 15.1681 | 1.8413 | 1.5064 | 1.7852 | 2.0393 | 2.2065
CSAPR- NOX Annual- NE | 205 | 7081 | Rate Constraint in MTons | FALSE | L | Annual | Rate | lb/MMBtu | 0.16854 | 0.19729 | 0.059243 | 0.051283 | 0.02497 | 0.019866 | 0.020343
CSAPR- NOX Annual- NE | 205 | 7081 | Rate Constraint in MTons | FALSE | L | Annual | Generation | TWh | 24.2406 | 1.6089 | 2.3609 | 1.6471 | 1.7341 | 0.28048 | 1.6789
CSAPR- NOX Annual- NE | 205 | 7081 | Rate Constraint in MTons | FALSE | L | Annual | Qualifying Generation | TWh | 24.2406 | 1.4613 | 0.18233 | 0.13965 | 0.17388 | 0.20405 | 0.22196
CSAPR- NOX Annual- NE | 205 | 7081 | Rate Constraint in MTons | FALSE | L | Annual | Rate | lb/MWh | 1.7499 | 2.0479 | 0.59828 | 0.55322 | 0.25636 | 0.19853 | 0.20223
CSAPR- NOX Annual- NE | 205 | 7081 | Rate Constraint in MTons | FALSE | L | Annual | Constraint Shadow Price | US2019$/Ton | 0 | 0 | 0 | 0 | 0 | 0 | 0
CSAPR- NOX Annual- NJ | 206 | 7082 | Rate Constraint in MTons | FALSE | L | Annual | Seasons Included | Seasons | Winter, WintShld, Summer | Winter, WintShld, Summer | Winter, WintShld, Summer | Winter, WintShld, Summer | Winter, WintShld, Summer | Winter, WintShld, Summer | Winter, WintShld, Summer
CSAPR- NOX Annual- NJ | 206 | 7082 | Rate Constraint in MTons | FALSE | L | Annual | Standard NOX | Thousand Tons | 9.3751 | 9.3751 | 9.3751 | 9.3751 | 9.3751 | 9.3751 | 9.3751
CSAPR- NOX Annual- NJ | 206 | 7082 | Rate Constraint in MTons | FALSE | L | Annual | Emissions at Affected Plants NOX | Thousand Tons | 1.7093 | 2.0939 | 1.0368 | 0.78119 | 0.88074 | 1.3172 | 1.5986
CSAPR- NOX Annual- NJ | 206 | 7082 | Rate Constraint in MTons | FALSE | L | Annual | Allowances Purchased NOX | Thousand Tons | 0 | 0 | 0 | 0 | 0 | 0 | 0
CSAPR- NOX Annual- NJ | 206 | 7082 | Rate Constraint in MTons | FALSE | L | Annual | Allowances Sold NOX | Thousand Tons | 0 | 0 | 0 | 0 | 0 | 0 | 0
CSAPR- NOX Annual- NJ | 206 | 7082 | Rate Constraint in MTons | FALSE | L | Annual | Allowances Banked | Thousand Tons | 0 | 0 | 0 | 0 | 0 | 0 | 0
CSAPR- NOX Annual- NJ | 206 | 7082 | Rate Constraint in MTons | FALSE | L | Annual | Allowances Withdrawn (1:1) | Thousand Tons | 0 | 0 | 0 | 0 | 0 | 0 | 0
CSAPR- NOX Annual- NJ | 206 | 7082 | Rate Constraint in MTons | FALSE | L | Annual | Allowances Withdrawn (n:1) | Thousand Tons | 0 | 0 | 0 | 0 | 0 | 0 | 0
CSAPR- NOX Annual- NJ | 206 | 7082 | Rate Constraint in MTons | FALSE | L | Annual | Net Emissions Allowance Position | Thousand Tons | 1.7093 | 2.0939 | 1.0368 | 0.78119 | 0.88074 | 1.3172 | 1.5986
CSAPR- NOX Annual- NJ | 206 | 7082 | Rate Constraint in MTons | FALSE | L | Annual | Fuel Consumed | TBtu | 265.6369 | 321.4544 | 186.6916 | 139.2657 | 143.7002 | 205.1945 | 239.7929
CSAPR- NOX Annual- NJ | 206 | 7082 | Rate Constraint in MTons | FALSE | L | Annual | Rate | lb/MMBtu | 0.012869 | 0.013027 | 0.011107 | 0.011219 | 0.012258 | 0.012838 | 0.013333
CSAPR- NOX Annual- NJ | 206 | 7082 | Rate Constraint in MTons | FALSE | L | Annual | Generation | TWh | 37.6055 | 45.133 | 26.3346 | 20.0086 | 20.8683 | 31.7401 | 38.277
CSAPR- NOX Annual- NJ | 206 | 7082 | Rate Constraint in MTons | FALSE | L | Annual | Qualifying Generation | TWh | 37.6055 | 45.133 | 26.3346 | 19.9288 | 20.3186 | 28.4767 | 33.3788
CSAPR- NOX Annual- NJ | 206 | 7082 | Rate Constraint in MTons | FALSE | L | Annual | Rate | lb/MWh | 0.090907 | 0.092787 | 0.078741 | 0.078398 | 0.086693 | 0.09251 | 0.095784
CSAPR- NOX Annual- NJ | 206 | 7082 | Rate Constraint in MTons | FALSE | L | Annual | Constraint Shadow Price | US2019$/Ton | 0 | 0 | 0 | 0 | 0 | 0 | 0
CSAPR- NOX Annual- NY | 207 | 7083 | Rate Constraint in MTons | FALSE | L | Annual | Seasons Included | Seasons | Winter, WintShld, Summer | Winter, WintShld, Summer | Winter, WintShld, Summer | Winter, WintShld, Summer | Winter, WintShld, Summer | Winter, WintShld, Summer | Winter, WintShld, Summer
CSAPR- NOX Annual- NY | 207 | 7083 | Rate Constraint in MTons | FALSE | L | Annual | Standard NOX | Thousand Tons | 25.632 | 25.632 | 25.632 | 25.632 | 25.632 | 25.632 | 25.632
CSAPR- NOX Annual- NY | 207 | 7083 | Rate Constraint in MTons | FALSE | L | Annual | Emissions at Affected Plants NOX | Thousand Tons | 4.2772 | 4.0207 | 1.9674 | 0.6393 | 0.71963 | 0.68127 | 0.71996
CSAPR- NOX Annual- NY | 207 | 7083 | Rate Constraint in MTons | FALSE | L | Annual | Allowances Purchased NOX | Thousand Tons | 0 | 0 | 0 | 0 | 0 | 0 | 0
CSAPR- NOX Annual- NY | 207 | 7083 | Rate Constraint in MTons | FALSE | L | Annual | Allowances Sold NOX | Thousand Tons | 0 | 0 | 0 | 0 | 0 | 0 | 0
CSAPR- NOX Annual- NY | 207 | 7083 | Rate Constraint in MTons | FALSE | L | Annual | Allowances Banked | Thousand Tons | 0 | 0 | 0 | 0 | 0 | 0 | 0
CSAPR- NOX Annual- NY | 207 | 7083 | Rate Constraint in MTons | FALSE | L | Annual | Allowances Withdrawn (1:1) | Thousand Tons | 0 | 0 | 0 | 0 | 0 | 0 | 0
CSAPR- NOX Annual- NY | 207 | 7083 | Rate Constraint in MTons | FALSE | L | Annual | Allowances Withdrawn (n:1) | Thousand Tons | 0 | 0 | 0 | 0 | 0 | 0 | 0
CSAPR- NOX Annual- NY | 207 | 7083 | Rate Constraint in MTons | FALSE | L | Annual | Net Emissions Allowance Position | Thousand Tons | 4.2772 | 4.0207 | 1.9674 | 0.6393 | 0.71963 | 0.68127 | 0.71996
CSAPR- NOX Annual- NY | 207 | 7083 | Rate Constraint in MTons | FALSE | L | Annual | Fuel Consumed | TBtu | 425.6007 | 391.4402 | 211.3405 | 85.8866 | 91.8303 | 96.9006 | 102.2237
CSAPR- NOX Annual- NY | 207 | 7083 | Rate Constraint in MTons | FALSE | L | Annual | Rate | lb/MMBtu | 0.0201 | 0.020543 | 0.018618 | 0.014887 | 0.015673 | 0.014061 | 0.014086
CSAPR- NOX Annual- NY | 207 | 7083 | Rate Constraint in MTons | FALSE | L | Annual | Generation | TWh | 57.577 | 53.2118 | 29.3793 | 12.1094 | 12.9972 | 14.4355 | 15.6229
CSAPR- NOX Annual- NY | 207 | 7083 | Rate Constraint in MTons | FALSE | L | Annual | Qualifying Generation | TWh | 57.577 | 53.2118 | 29.3793 | 12.1094 | 12.9497 | 13.8913 | 14.7909
CSAPR- NOX Annual- NY | 207 | 7083 | Rate Constraint in MTons | FALSE | L | Annual | Rate | lb/MWh | 0.14857 | 0.15112 | 0.13393 | 0.10559 | 0.11114 | 0.098086 | 0.097352
CSAPR- NOX Annual- NY | 207 | 7083 | Rate Constraint in MTons | FALSE | L | Annual | Constraint Shadow Price | US2019$/Ton | 0 | 0 | 0 | 0 | 0 | 0 | 0
CSAPR- NOX Annual- OH | 208 | 7084 | Rate Constraint in MTons | FALSE | L | Annual | Seasons Included | Seasons | Winter, WintShld, Summer | Winter, WintShld, Summer | Winter, WintShld, Summer | Winter, WintShld, Summer | Winter, WintShld, Summer | Winter, WintShld, Summer | Winter, WintShld, Summer
CSAPR- NOX Annual- OH | 208 | 7084 | Rate Constraint in MTons | FALSE | L | Annual | Standard NOX | Thousand Tons | 106.5044 | 106.5044 | 106.5044 | 106.5044 | 106.5044 | 106.5044 | 106.5044
CSAPR- NOX Annual- OH | 208 | 7084 | Rate Constraint in MTons | FALSE | L | Annual | Emissions at Affected Plants NOX | Thousand Tons | 19.96 | 10.1951 | 4.4701 | 4.0502 | 2.0473 | 2.0711 | 2.1532
CSAPR- NOX Annual- OH | 208 | 7084 | Rate Constraint in MTons | FALSE | L | Annual | Allowances Purchased NOX | Thousand Tons | 0 | 0 | 0 | 0 | 0 | 0 | 0
CSAPR- NOX Annual- OH | 208 | 7084 | Rate Constraint in MTons | FALSE | L | Annual | Allowances Sold NOX | Thousand Tons | 0 | 0 | 0 | 0 | 0 | 0 | 0
CSAPR- NOX Annual- OH | 208 | 7084 | Rate Constraint in MTons | FALSE | L | Annual | Allowances Banked | Thousand Tons | 0 | 0 | 0 | 0 | 0 | 0 | 0
CSAPR- NOX Annual- OH | 208 | 7084 | Rate Constraint in MTons | FALSE | L | Annual | Allowances Withdrawn (1:1) | Thousand Tons | 0 | 0 | 0 | 0 | 0 | 0 | 0
CSAPR- NOX Annual- OH | 208 | 7084 | Rate Constraint in MTons | FALSE | L | Annual | Allowances Withdrawn (n:1) | Thousand Tons | 0 | 0 | 0 | 0 | 0 | 0 | 0
CSAPR- NOX Annual- OH | 208 | 7084 | Rate Constraint in MTons | FALSE | L | Annual | Net Emissions Allowance Position | Thousand Tons | 19.96 | 10.1951 | 4.4701 | 4.0502 | 2.0473 | 2.0711 | 2.1532
CSAPR- NOX Annual- OH | 208 | 7084 | Rate Constraint in MTons | FALSE | L | Annual | Fuel Consumed | TBtu | 973.6886 | 822.2596 | 660.8919 | 584.0228 | 431.7574 | 439.6753 | 457.5596
CSAPR- NOX Annual- OH | 208 | 7084 | Rate Constraint in MTons | FALSE | L | Annual | Rate | lb/MMBtu | 0.040999 | 0.024798 | 0.013528 | 0.01387 | 0.0094837 | 0.009421 | 0.0094118
CSAPR- NOX Annual- OH | 208 | 7084 | Rate Constraint in MTons | FALSE | L | Annual | Generation | TWh | 137.1033 | 121.8125 | 100.3538 | 89.2143 | 70.9759 | 71.3172 | 74.1068
CSAPR- NOX Annual- OH | 208 | 7084 | Rate Constraint in MTons | FALSE | L | Annual | Qualifying Generation | TWh | 127.4279 | 112.1371 | 92.1699 | 82.0581 | 62.8942 | 63.6547 | 65.8747
CSAPR- NOX Annual- OH | 208 | 7084 | Rate Constraint in MTons | FALSE | L | Annual | Rate | lb/MWh | 0.31328 | 0.18183 | 0.096998 | 0.098716 | 0.065104 | 0.065073 | 0.065373
CSAPR- NOX Annual- OH | 208 | 7084 | Rate Constraint in MTons | FALSE | L | Annual | Constraint Shadow Price | US2019$/Ton | 0 | 0 | 0 | 0 | 0 | 0 | 0
CSAPR- NOX Annual- PA | 209 | 7085 | Rate Constraint in MTons | FALSE | L | Annual | Seasons Included | Seasons | Winter, WintShld, Summer | Winter, WintShld, Summer | Winter, WintShld, Summer | Winter, WintShld, Summer | Winter, WintShld, Summer | Winter, WintShld, Summer | Winter, WintShld, Summer
CSAPR- NOX Annual- PA | 209 | 7085 | Rate Constraint in MTons | FALSE | L | Annual | Standard NOX | Thousand Tons | 140.6489 | 140.6489 | 140.6489 | 140.6489 | 140.6489 | 140.6489 | 140.6489
CSAPR- NOX Annual- PA | 209 | 7085 | Rate Constraint in MTons | FALSE | L | Annual | Emissions at Affected Plants NOX | Thousand Tons | 8.8693 | 12.0064 | 6.7114 | 3.6991 | 3.4019 | 4.3688 | 4.0848
CSAPR- NOX Annual- PA | 209 | 7085 | Rate Constraint in MTons | FALSE | L | Annual | Allowances Purchased NOX | Thousand Tons | 0 | 0 | 0 | 0 | 0 | 0 | 0
CSAPR- NOX Annual- PA | 209 | 7085 | Rate Constraint in MTons | FALSE | L | Annual | Allowances Sold NOX | Thousand Tons | 0 | 0 | 0 | 0 | 0 | 0 | 0
CSAPR- NOX Annual- PA | 209 | 7085 | Rate Constraint in MTons | FALSE | L | Annual | Allowances Banked | Thousand Tons | 0 | 0 | 0 | 0 | 0 | 0 | 0
CSAPR- NOX Annual- PA | 209 | 7085 | Rate Constraint in MTons | FALSE | L | Annual | Allowances Withdrawn (1:1) | Thousand Tons | 0 | 0 | 0 | 0 | 0 | 0 | 0
CSAPR- NOX Annual- PA | 209 | 7085 | Rate Constraint in MTons | FALSE | L | Annual | Allowances Withdrawn (n:1) | Thousand Tons | 0 | 0 | 0 | 0 | 0 | 0 | 0
CSAPR- NOX Annual- PA | 209 | 7085 | Rate Constraint in MTons | FALSE | L | Annual | Net Emissions Allowance Position | Thousand Tons | 8.8693 | 12.0064 | 6.7114 | 3.6991 | 3.4019 | 4.3688 | 4.0848
CSAPR- NOX Annual- PA | 209 | 7085 | Rate Constraint in MTons | FALSE | L | Annual | Fuel Consumed | TBtu | 1054.9322 | 1179.2873 | 981.6805 | 834.8617 | 752.18 | 795.1378 | 849.5005
CSAPR- NOX Annual- PA | 209 | 7085 | Rate Constraint in MTons | FALSE | L | Annual | Rate | lb/MMBtu | 0.016815 | 0.020362 | 0.013673 | 0.0088616 | 0.0090453 | 0.010989 | 0.009617
CSAPR- NOX Annual- PA | 209 | 7085 | Rate Constraint in MTons | FALSE | L | Annual | Generation | TWh | 172.7156 | 186.755 | 155.5917 | 137.5199 | 127.4246 | 135.9896 | 153.7867
CSAPR- NOX Annual- PA | 209 | 7085 | Rate Constraint in MTons | FALSE | L | Annual | Qualifying Generation | TWh | 142.3409 | 156.3803 | 134.1556 | 117.2082 | 105.4005 | 108.9058 | 116.3578
CSAPR- NOX Annual- PA | 209 | 7085 | Rate Constraint in MTons | FALSE | L | Annual | Rate | lb/MWh | 0.12462 | 0.15355 | 0.10005 | 0.06312 | 0.064551 | 0.080232 | 0.070211
CSAPR- NOX Annual- PA | 209 | 7085 | Rate Constraint in MTons | FALSE | L | Annual | Constraint Shadow Price | US2019$/Ton | 0 | 0 | 0 | 0 | 0 | 0 | 0
CSAPR- NOX Annual- SC | 210 | 7086 | Rate Constraint in MTons | FALSE | L | Annual | Seasons Included | Seasons | Winter, WintShld, Summer | Winter, WintShld, Summer | Winter, WintShld, Summer | Winter, WintShld, Summer | Winter, WintShld, Summer | Winter, WintShld, Summer | Winter, WintShld, Summer
CSAPR- NOX Annual- SC | 210 | 7086 | Rate Constraint in MTons | FALSE | L | Annual | Standard NOX | Thousand Tons | 38.3476 | 38.3476 | 38.3476 | 38.3476 | 38.3476 | 38.3476 | 38.3476
CSAPR- NOX Annual- SC | 210 | 7086 | Rate Constraint in MTons | FALSE | L | Annual | Emissions at Affected Plants NOX | Thousand Tons | 4.5659 | 3.6516 | 1.99 | 1.3588 | 1.3683 | 1.2936 | 1.601
CSAPR- NOX Annual- SC | 210 | 7086 | Rate Constraint in MTons | FALSE | L | Annual | Allowances Purchased NOX | Thousand Tons | 0 | 0 | 0 | 0 | 0 | 0 | 0
CSAPR- NOX Annual- SC | 210 | 7086 | Rate Constraint in MTons | FALSE | L | Annual | Allowances Sold NOX | Thousand Tons | 0 | 0 | 0 | 0 | 0 | 0 | 0
CSAPR- NOX Annual- SC | 210 | 7086 | Rate Constraint in MTons | FALSE | L | Annual | Allowances Banked | Thousand Tons | 0 | 0 | 0 | 0 | 0 | 0 | 0
CSAPR- NOX Annual- SC | 210 | 7086 | Rate Constraint in MTons | FALSE | L | Annual | Allowances Withdrawn (1:1) | Thousand Tons | 0 | 0 | 0 | 0 | 0 | 0 | 0
CSAPR- NOX Annual- SC | 210 | 7086 | Rate Constraint in MTons | FALSE | L | Annual | Allowances Withdrawn (n:1) | Thousand Tons | 0 | 0 | 0 | 0 | 0 | 0 | 0
CSAPR- NOX Annual- SC | 210 | 7086 | Rate Constraint in MTons | FALSE | L | Annual | Net Emissions Allowance Position | Thousand Tons | 4.5659 | 3.6516 | 1.99 | 1.3588 | 1.3683 | 1.2936 | 1.601
CSAPR- NOX Annual- SC | 210 | 7086 | Rate Constraint in MTons | FALSE | L | Annual | Fuel Consumed | TBtu | 333.5734 | 348.6072 | 270.4546 | 208.3511 | 209.7478 | 199.0351 | 260.4414
CSAPR- NOX Annual- SC | 210 | 7086 | Rate Constraint in MTons | FALSE | L | Annual | Rate | lb/MMBtu | 0.027376 | 0.02095 | 0.014716 | 0.013043 | 0.013047 | 0.012998 | 0.012295
CSAPR- NOX Annual- SC | 210 | 7086 | Rate Constraint in MTons | FALSE | L | Annual | Generation | TWh | 74.008 | 77.2909 | 59.2795 | 51.5335 | 51.7011 | 49.1572 | 61.5653
CSAPR- NOX Annual- SC | 210 | 7086 | Rate Constraint in MTons | FALSE | L | Annual | Qualifying Generation | TWh | 46.2607 | 49.5436 | 39.5322 | 31.2717 | 30.8992 | 29.5615 | 37.2429
CSAPR- NOX Annual- SC | 210 | 7086 | Rate Constraint in MTons | FALSE | L | Annual | Rate | lb/MWh | 0.1974 | 0.14741 | 0.10068 | 0.086903 | 0.088565 | 0.087516 | 0.085976
CSAPR- NOX Annual- SC | 210 | 7086 | Rate Constraint in MTons | FALSE | L | Annual | Constraint Shadow Price | US2019$/Ton | 0 | 0 | 0 | 0 | 0 | 0 | 0
CSAPR- NOX Annual- TN | 211 | 7087 | Rate Constraint in MTons | FALSE | L | Annual | Seasons Included | Seasons | Winter, WintShld, Summer | Winter, WintShld, Summer | Winter, WintShld, Summer | Winter, WintShld, Summer | Winter, WintShld, Summer | Winter, WintShld, Summer | Winter, WintShld, Summer
CSAPR- NOX Annual- TN | 211 | 7087 | Rate Constraint in MTons | FALSE | L | Annual | Standard NOX | Thousand Tons | 22.8177 | 22.8177 | 22.8177 | 22.8177 | 22.8177 | 22.8177 | 22.8177
CSAPR- NOX Annual- TN | 211 | 7087 | Rate Constraint in MTons | FALSE | L | Annual | Emissions at Affected Plants NOX | Thousand Tons | 3.1253 | 1.5668 | 0.7786 | 0.51352 | 0.39351 | 0.31166 | 0.34731
CSAPR- NOX Annual- TN | 211 | 7087 | Rate Constraint in MTons | FALSE | L | Annual | Allowances Purchased NOX | Thousand Tons | 0 | 0 | 0 | 0 | 0 | 0 | 0
CSAPR- NOX Annual- TN | 211 | 7087 | Rate Constraint in MTons | FALSE | L | Annual | Allowances Sold NOX | Thousand Tons | 0 | 0 | 0 | 0 | 0 | 0 | 0
CSAPR- NOX Annual- TN | 211 | 7087 | Rate Constraint in MTons | FALSE | L | Annual | Allowances Banked | Thousand Tons | 0 | 0 | 0 | 0 | 0 | 0 | 0
CSAPR- NOX Annual- TN | 211 | 7087 | Rate Constraint in MTons | FALSE | L | Annual | Allowances Withdrawn (1:1) | Thousand Tons | 0 | 0 | 0 | 0 | 0 | 0 | 0
CSAPR- NOX Annual- TN | 211 | 7087 | Rate Constraint in MTons | FALSE | L | Annual | Allowances Withdrawn (n:1) | Thousand Tons | 0 | 0 | 0 | 0 | 0 | 0 | 0
CSAPR- NOX Annual- TN | 211 | 7087 | Rate Constraint in MTons | FALSE | L | Annual | Net Emissions Allowance Position | Thousand Tons | 3.1253 | 1.5668 | 0.7786 | 0.51352 | 0.39351 | 0.31166 | 0.34731
CSAPR- NOX Annual- TN | 211 | 7087 | Rate Constraint in MTons | FALSE | L | Annual | Fuel Consumed | TBtu | 216.6173 | 183.5175 | 134.0429 | 94.8362 | 72.2152 | 56.6187 | 64.06
CSAPR- NOX Annual- TN | 211 | 7087 | Rate Constraint in MTons | FALSE | L | Annual | Rate | lb/MMBtu | 0.028856 | 0.017075 | 0.011617 | 0.01083 | 0.010898 | 0.011009 | 0.010843
CSAPR- NOX Annual- TN | 211 | 7087 | Rate Constraint in MTons | FALSE | L | Annual | Generation | TWh | 32.5496 | 29.5025 | 21.5283 | 16.0953 | 12.9435 | 10.3499 | 11.4143
CSAPR- NOX Annual- TN | 211 | 7087 | Rate Constraint in MTons | FALSE | L | Annual | Qualifying Generation | TWh | 28.1639 | 24.8884 | 18.9828 | 13.5722 | 10.4082 | 8.1576 | 9.1634
CSAPR- NOX Annual- TN | 211 | 7087 | Rate Constraint in MTons | FALSE | L | Annual | Rate | lb/MWh | 0.22194 | 0.12591 | 0.082033 | 0.075673 | 0.075616 | 0.07641 | 0.075804
CSAPR- NOX Annual- TN | 211 | 7087 | Rate Constraint in MTons | FALSE | L | Annual | Constraint Shadow Price | US2019$/Ton | 0 | 0 | 0 | 0 | 0 | 0 | 0
CSAPR- NOX Annual- VA | 212 | 7088 | Rate Constraint in MTons | FALSE | L | Annual | Seasons Included | Seasons | Winter, WintShld, Summer | Winter, WintShld, Summer | Winter, WintShld, Summer | Winter, WintShld, Summer | Winter, WintShld, Summer | Winter, WintShld, Summer | Winter, WintShld, Summer
CSAPR- NOX Annual- VA | 212 | 7088 | Rate Constraint in MTons | FALSE | L | Annual | Standard NOX | Thousand Tons | 39.2256 | 39.2256 | 39.2256 | 39.2256 | 39.2256 | 39.2256 | 39.2256
CSAPR- NOX Annual- VA | 212 | 7088 | Rate Constraint in MTons | FALSE | L | Annual | Emissions at Affected Plants NOX | Thousand Tons | 3.9054 | 4.7621 | 2.4272 | 1.2445 | 1.0364 | 0.06704 | 0.13135
CSAPR- NOX Annual- VA | 212 | 7088 | Rate Constraint in MTons | FALSE | L | Annual | Allowances Purchased NOX | Thousand Tons | 0 | 0 | 0 | 0 | 0 | 0 | 0
CSAPR- NOX Annual- VA | 212 | 7088 | Rate Constraint in MTons | FALSE | L | Annual | Allowances Sold NOX | Thousand Tons | 0 | 0 | 0 | 0 | 0 | 0 | 0
CSAPR- NOX Annual- VA | 212 | 7088 | Rate Constraint in MTons | FALSE | L | Annual | Allowances Banked | Thousand Tons | 0 | 0 | 0 | 0 | 0 | 0 | 0
CSAPR- NOX Annual- VA | 212 | 7088 | Rate Constraint in MTons | FALSE | L | Annual | Allowances Withdrawn (1:1) | Thousand Tons | 0 | 0 | 0 | 0 | 0 | 0 | 0
CSAPR- NOX Annual- VA | 212 | 7088 | Rate Constraint in MTons | FALSE | L | Annual | Allowances Withdrawn (n:1) | Thousand Tons | 0 | 0 | 0 | 0 | 0 | 0 | 0
CSAPR- NOX Annual- VA | 212 | 7088 | Rate Constraint in MTons | FALSE | L | Annual | Net Emissions Allowance Position | Thousand Tons | 3.9054 | 4.7621 | 2.4272 | 1.2445 | 1.0364 | 0.06704 | 0.13135
CSAPR- NOX Annual- VA | 212 | 7088 | Rate Constraint in MTons | FALSE | L | Annual | Fuel Consumed | TBtu | 450.1384 | 481.741 | 410.2465 | 298.4155 | 261.5356 | 12.1859 | 23.8815
CSAPR- NOX Annual- VA | 212 | 7088 | Rate Constraint in MTons | FALSE | L | Annual | Rate | lb/MMBtu | 0.017352 | 0.019771 | 0.011833 | 0.0083407 | 0.0079252 | 0.011003 | 0.011
CSAPR- NOX Annual- VA | 212 | 7088 | Rate Constraint in MTons | FALSE | L | Annual | Generation | TWh | 77.0415 | 81.391 | 70.194 | 53.472 | 50.0128 | 19.1214 | 31.7461
CSAPR- NOX Annual- VA | 212 | 7088 | Rate Constraint in MTons | FALSE | L | Annual | Qualifying Generation | TWh | 61.0521 | 64.9356 | 56.986 | 41.8884 | 36.635 | 1.3159 | 2.9249
CSAPR- NOX Annual- VA | 212 | 7088 | Rate Constraint in MTons | FALSE | L | Annual | Rate | lb/MWh | 0.12794 | 0.14667 | 0.085185 | 0.059419 | 0.056578 | 0.10189 | 0.089815
CSAPR- NOX Annual- VA | 212 | 7088 | Rate Constraint in MTons | FALSE | L | Annual | Constraint Shadow Price | US2019$/Ton | 0 | 0 | 0 | 0 | 0 | 0 | 0
CSAPR- NOX Annual- WI | 213 | 7089 | Rate Constraint in MTons | FALSE | L | Annual | Seasons Included | Seasons | Winter, WintShld, Summer | Winter, WintShld, Summer | Winter, WintShld, Summer | Winter, WintShld, Summer | Winter, WintShld, Summer | Winter, WintShld, Summer | Winter, WintShld, Summer
CSAPR- NOX Annual- WI | 213 | 7089 | Rate Constraint in MTons | FALSE | L | Annual | Standard NOX | Thousand Tons | 38.7878 | 38.7878 | 38.7878 | 38.7878 | 38.7878 | 38.7878 | 38.7878
CSAPR- NOX Annual- WI | 213 | 7089 | Rate Constraint in MTons | FALSE | L | Annual | Emissions at Affected Plants NOX | Thousand Tons | 5.0873 | 2.5481 | 0.88166 | 0.49399 | 0.25516 | 0.25943 | 0.44103
CSAPR- NOX Annual- WI | 213 | 7089 | Rate Constraint in MTons | FALSE | L | Annual | Allowances Purchased NOX | Thousand Tons | 0 | 0 | 0 | 0 | 0 | 0 | 0
CSAPR- NOX Annual- WI | 213 | 7089 | Rate Constraint in MTons | FALSE | L | Annual | Allowances Sold NOX | Thousand Tons | 0 | 0 | 0 | 0 | 0 | 0 | 0
CSAPR- NOX Annual- WI | 213 | 7089 | Rate Constraint in MTons | FALSE | L | Annual | Allowances Banked | Thousand Tons | 0 | 0 | 0 | 0 | 0 | 0 | 0
CSAPR- NOX Annual- WI | 213 | 7089 | Rate Constraint in MTons | FALSE | L | Annual | Allowances Withdrawn (1:1) | Thousand Tons | 0 | 0 | 0 | 0 | 0 | 0 | 0
CSAPR- NOX Annual- WI | 213 | 7089 | Rate Constraint in MTons | FALSE | L | Annual | Allowances Withdrawn (n:1) | Thousand Tons | 0 | 0 | 0 | 0 | 0 | 0 | 0
CSAPR- NOX Annual- WI | 213 | 7089 | Rate Constraint in MTons | FALSE | L | Annual | Net Emissions Allowance Position | Thousand Tons | 5.0873 | 2.5481 | 0.88166 | 0.49399 | 0.25516 | 0.25943 | 0.44103
CSAPR- NOX Annual- WI | 213 | 7089 | Rate Constraint in MTons | FALSE | L | Annual | Fuel Consumed | TBtu | 314.1231 | 261.9584 | 146.8081 | 71.5927 | 52.2715 | 53.1453 | 59.4298
CSAPR- NOX Annual- WI | 213 | 7089 | Rate Constraint in MTons | FALSE | L | Annual | Rate | lb/MMBtu | 0.03239 | 0.019454 | 0.012011 | 0.0138 | 0.0097628 | 0.0097631 | 0.014842
CSAPR- NOX Annual- WI | 213 | 7089 | Rate Constraint in MTons | FALSE | L | Annual | Generation | TWh | 38.672 | 33.6072 | 20.1113 | 9.8585 | 7.2692 | 7.3774 | 8.0374
CSAPR- NOX Annual- WI | 213 | 7089 | Rate Constraint in MTons | FALSE | L | Annual | Qualifying Generation | TWh | 38.6322 | 33.5214 | 20.0459 | 9.845 | 7.2526 | 7.3587 | 8.0122
CSAPR- NOX Annual- WI | 213 | 7089 | Rate Constraint in MTons | FALSE | L | Annual | Rate | lb/MWh | 0.26337 | 0.15203 | 0.087964 | 0.10035 | 0.070363 | 0.07051 | 0.11009
CSAPR- NOX Annual- WI | 213 | 7089 | Rate Constraint in MTons | FALSE | L | Annual | Constraint Shadow Price | US2019$/Ton | 0 | 0 | 0 | 0 | 0 | 0 | 0
CSAPR- NOX Annual- WV | 214 | 7090 | Rate Constraint in MTons | FALSE | L | Annual | Seasons Included | Seasons | Winter, WintShld, Summer | Winter, WintShld, Summer | Winter, WintShld, Summer | Winter, WintShld, Summer | Winter, WintShld, Summer | Winter, WintShld, Summer | Winter, WintShld, Summer
CSAPR- NOX Annual- WV | 214 | 7090 | Rate Constraint in MTons | FALSE | L | Annual | Standard NOX | Thousand Tons | 64.4068 | 64.4068 | 64.4068 | 64.4068 | 64.4068 | 64.4068 | 64.4068
CSAPR- NOX Annual- WV | 214 | 7090 | Rate Constraint in MTons | FALSE | L | Annual | Emissions at Affected Plants NOX | Thousand Tons | 23.3116 | 11.2642 | 5.3174 | 0.17339 | 0.067355 | 0.27627 | 0.55502
CSAPR- NOX Annual- WV | 214 | 7090 | Rate Constraint in MTons | FALSE | L | Annual | Allowances Purchased NOX | Thousand Tons | 0 | 0 | 0 | 0 | 0 | 0 | 0
CSAPR- NOX Annual- WV | 214 | 7090 | Rate Constraint in MTons | FALSE | L | Annual | Allowances Sold NOX | Thousand Tons | 0 | 0 | 0 | 0 | 0 | 0 | 0
CSAPR- NOX Annual- WV | 214 | 7090 | Rate Constraint in MTons | FALSE | L | Annual | Allowances Banked | Thousand Tons | 0 | 0 | 0 | 0 | 0 | 0 | 0
CSAPR- NOX Annual- WV | 214 | 7090 | Rate Constraint in MTons | FALSE | L | Annual | Allowances Withdrawn (1:1) | Thousand Tons | 0 | 0 | 0 | 0 | 0 | 0 | 0
CSAPR- NOX Annual- WV | 214 | 7090 | Rate Constraint in MTons | FALSE | L | Annual | Allowances Withdrawn (n:1) | Thousand Tons | 0 | 0 | 0 | 0 | 0 | 0 | 0
CSAPR- NOX Annual- WV | 214 | 7090 | Rate Constraint in MTons | FALSE | L | Annual | Net Emissions Allowance Position | Thousand Tons | 23.3116 | 11.2642 | 5.3174 | 0.17339 | 0.067355 | 0.27627 | 0.55502
CSAPR- NOX Annual- WV | 214 | 7090 | Rate Constraint in MTons | FALSE | L | Annual | Fuel Consumed | TBtu | 568.1006 | 281.3252 | 144.8346 | 12.9198 | 11.6517 | 49.7561 | 100.9123
CSAPR- NOX Annual- WV | 214 | 7090 | Rate Constraint in MTons | FALSE | L | Annual | Rate | lb/MMBtu | 0.082069 | 0.08008 | 0.073428 | 0.026841 | 0.011561 | 0.011105 | 0.011
CSAPR- NOX Annual- WV | 214 | 7090 | Rate Constraint in MTons | FALSE | L | Annual | Generation | TWh | 63.6678 | 31.4949 | 18.4313 | 7.1163 | 8.153 | 13.8962 | 26.1317
CSAPR- NOX Annual- WV | 214 | 7090 | Rate Constraint in MTons | FALSE | L | Annual | Qualifying Generation | TWh | 57.503 | 25.3302 | 11.4152 | 1.6059 | 1.4393 | 5.2868 | 12.3617
CSAPR- NOX Annual- WV | 214 | 7090 | Rate Constraint in MTons | FALSE | L | Annual | Rate | lb/MWh | 0.8108 | 0.88939 | 0.93164 | 0.21595 | 0.093593 | 0.10451 | 0.089796
CSAPR- NOX Annual- WV | 214 | 7090 | Rate Constraint in MTons | FALSE | L | Annual | Constraint Shadow Price | US2019$/Ton | 0 | 0 | 0 | 0 | 0 | 0 | 0
CSAPR Rule Constraint- NOX Annual | 215 | 7091 | Rate Constraint in MTons | FALSE | L | Annual | Seasons Included | Seasons | Winter, WintShld, Summer | Winter, WintShld, Summer | Winter, WintShld, Summer | Winter, WintShld, Summer | Winter, WintShld, Summer | Winter, WintShld, Summer | Winter, WintShld, Summer
CSAPR Rule Constraint- NOX Annual | 215 | 7091 | Rate Constraint in MTons | FALSE | L | Annual | Standard NOX | Thousand Tons | 1069.256 | 1069.256 | 1069.256 | 1069.256 | 1069.256 | 1069.256 | 1069.256
CSAPR Rule Constraint- NOX Annual | 215 | 7091 | Rate Constraint in MTons | FALSE | L | Annual | Emissions at Affected Plants NOX | Thousand Tons | 240.371 | 135.0113 | 66.3804 | 42.3512 | 22.4538 | 21.8577 | 22.7808
CSAPR Rule Constraint- NOX Annual | 215 | 7091 | Rate Constraint in MTons | FALSE | L | Annual | Allowances Purchased NOX | Thousand Tons | 0 | 0 | 0 | 0 | 0 | 0 | 0
CSAPR Rule Constraint- NOX Annual | 215 | 7091 | Rate Constraint in MTons | FALSE | L | Annual | Allowances Sold NOX | Thousand Tons | 0 | 0 | 0 | 0 | 0 | 0 | 0
CSAPR Rule Constraint- NOX Annual | 215 | 7091 | Rate Constraint in MTons | FALSE | L | Annual | Allowances Banked | Thousand Tons | 0 | 0 | 0 | 0 | 0 | 0 | 0
CSAPR Rule Constraint- NOX Annual | 215 | 7091 | Rate Constraint in MTons | FALSE | L | Annual | Allowances Withdrawn (1:1) | Thousand Tons | 0 | 0 | 0 | 0 | 0 | 0 | 0
CSAPR Rule Constraint- NOX Annual | 215 | 7091 | Rate Constraint in MTons | FALSE | L | Annual | Allowances Withdrawn (n:1) | Thousand Tons | 0 | 0 | 0 | 0 | 0 | 0 | 0
CSAPR Rule Constraint- NOX Annual | 215 | 7091 | Rate Constraint in MTons | FALSE | L | Annual | Net Emissions Allowance Position | Thousand Tons | 240.371 | 135.0113 | 66.3804 | 42.3512 | 22.4538 | 21.8577 | 22.7808
CSAPR Rule Constraint- NOX Annual | 215 | 7091 | Rate Constraint in MTons | FALSE | L | Annual | Fuel Consumed | TBtu | 9879.5087 | 8655.2084 | 6182.7217 | 4652.2209 | 3621.1539 | 3325.2323 | 3597.5239
CSAPR Rule Constraint- NOX Annual | 215 | 7091 | Rate Constraint in MTons | FALSE | L | Annual | Rate | lb/MMBtu | 0.048661 | 0.031198 | 0.021473 | 0.018207 | 0.012401 | 0.013147 | 0.012665
CSAPR Rule Constraint- NOX Annual | 215 | 7091 | Rate Constraint in MTons | FALSE | L | Annual | Generation | TWh | 1239.3502 | 1114.1327 | 822.6547 | 635.315 | 517.2402 | 469.2643 | 505.859
CSAPR Rule Constraint- NOX Annual | 215 | 7091 | Rate Constraint in MTons | FALSE | L | Annual | Qualifying Generation | TWh | 1237.8742 | 1112.4321 | 819.6194 | 632.9228 | 514.436 | 468.0816 | 503.3224
CSAPR Rule Constraint- NOX Annual | 215 | 7091 | Rate Constraint in MTons | FALSE | L | Annual | Rate | lb/MWh | 0.38836 | 0.24273 | 0.16198 | 0.13383 | 0.087295 | 0.093393 | 0.090522
CSAPR Rule Constraint- NOX Annual | 215 | 7091 | Rate Constraint in MTons | FALSE | L | Annual | Constraint Shadow Price | US2019$/Ton | 0 | 0 | 0 | 0 | 0 | 0 | 0
CSAPR Rule Constraint- SO2 Annual- Region1 | 216 | 7092 | Rate Constraint in MTons | FALSE | L | Annual | Seasons Included | Seasons | Winter, WintShld, Summer | Winter, WintShld, Summer | Winter, WintShld, Summer | Winter, WintShld, Summer | Winter, WintShld, Summer | Winter, WintShld, Summer | Winter, WintShld, Summer
CSAPR Rule Constraint- SO2 Annual- Region1 | 216 | 7092 | Rate Constraint in MTons | FALSE | L | Annual | Standard SO2 | Thousand Tons | 1372.631 | 1372.631 | 1372.631 | 1372.631 | 1372.631 | 1372.631 | 1372.631
CSAPR Rule Constraint- SO2 Annual- Region1 | 216 | 7092 | Rate Constraint in MTons | FALSE | L | Annual | Emissions at Affected Plants SO2 | Thousand Tons | 193.5717 | 92.4127 | 37.3077 | 18.3991 | 1.6623 | 0.25368 | 0.25368
CSAPR Rule Constraint- SO2 Annual- Region1 | 216 | 7092 | Rate Constraint in MTons | FALSE | L | Annual | Allowances Purchased SO2 | Thousand Tons | 0 | 0 | 0 | 0 | 0 | 0 | 0
CSAPR Rule Constraint- SO2 Annual- Region1 | 216 | 7092 | Rate Constraint in MTons | FALSE | L | Annual | Allowances Sold SO2 | Thousand Tons | 0 | 0 | 0 | 0 | 0 | 0 | 0
CSAPR Rule Constraint- SO2 Annual- Region1 | 216 | 7092 | Rate Constraint in MTons | FALSE | L | Annual | Allowances Banked | Thousand Tons | 0 | 0 | 0 | 0 | 0 | 0 | 0
CSAPR Rule Constraint- SO2 Annual- Region1 | 216 | 7092 | Rate Constraint in MTons | FALSE | L | Annual | Allowances Withdrawn (1:1) | Thousand Tons | 0 | 0 | 0 | 0 | 0 | 0 | 0
CSAPR Rule Constraint- SO2 Annual- Region1 | 216 | 7092 | Rate Constraint in MTons | FALSE | L | Annual | Allowances Withdrawn (n:1) | Thousand Tons | 0 | 0 | 0 | 0 | 0 | 0 | 0
CSAPR Rule Constraint- SO2 Annual- Region1 | 216 | 7092 | Rate Constraint in MTons | FALSE | L | Annual | Net Emissions Allowance Position | Thousand Tons | 193.5717 | 92.4127 | 37.3077 | 18.3991 | 1.6623 | 0.25368 | 0.25368
CSAPR Rule Constraint- SO2 Annual- Region1 | 216 | 7092 | Rate Constraint in MTons | FALSE | L | Annual | Fuel Consumed | TBtu | 7821.0817 | 6911.4682 | 4873.1411 | 3672.842 | 2835.6221 | 2685.538 | 2906.9994
CSAPR Rule Constraint- SO2 Annual- Region1 | 216 | 7092 | Rate Constraint in MTons | FALSE | L | Annual | Rate | lb/MMBtu | 0.0495 | 0.026742 | 0.015312 | 0.010019 | 0.0011725 | 0.00018893 | 0.00017453
CSAPR Rule Constraint- SO2 Annual- Region1 | 216 | 7092 | Rate Constraint in MTons | FALSE | L | Annual | Generation | TWh | 1005.4641 | 906.2428 | 656.4166 | 512.7578 | 421.8831 | 394.5496 | 427.8903
CSAPR Rule Constraint- SO2 Annual- Region1 | 216 | 7092 | Rate Constraint in MTons | FALSE | L | Annual | Qualifying Generation | TWh | 979.1709 | 879.779 | 638.1343 | 494.0513 | 402.6779 | 376.563 | 405.8075
CSAPR Rule Constraint- SO2 Annual- Region1 | 216 | 7092 | Rate Constraint in MTons | FALSE | L | Annual | Rate | lb/MWh | 0.39538 | 0.21008 | 0.11693 | 0.074483 | 0.0082564 | 0.0013474 | 0.0012503
CSAPR Rule Constraint- SO2 Annual- Region1 | 216 | 7092 | Rate Constraint in MTons | FALSE | L | Annual | Constraint Shadow Price | US2019$/Ton | 0 | 0 | 0 | 0 | 0 | 0 | 0
CSAPR Rule Constraint- SO2 Annual- Region2 | 217 | 7093 | Rate Constraint in MTons | FALSE | L | Annual | Seasons Included | Seasons | Winter, WintShld, Summer | Winter, WintShld, Summer | Winter, WintShld, Summer | Winter, WintShld, Summer | Winter, WintShld, Summer | Winter, WintShld, Summer | Winter, WintShld, Summer
CSAPR Rule Constraint- SO2 Annual- Region2 | 217 | 7093 | Rate Constraint in MTons | FALSE | L | Annual | Standard SO2 | Thousand Tons | 597.579 | 597.579 | 597.579 | 597.579 | 597.579 | 597.579 | 597.579
CSAPR Rule Constraint- SO2 Annual- Region2 | 217 | 7093 | Rate Constraint in MTons | FALSE | L | Annual | Emissions at Affected Plants SO2 | Thousand Tons | 64.2644 | 9.969 | 0.39423 | 0.39423 | 0.016384 | 0.016384 | 0.016384
CSAPR Rule Constraint- SO2 Annual- Region2 | 217 | 7093 | Rate Constraint in MTons | FALSE | L | Annual | Allowances Purchased SO2 | Thousand Tons | 0 | 0 | 0 | 0 | 0 | 0 | 0
CSAPR Rule Constraint- SO2 Annual- Region2 | 217 | 7093 | Rate Constraint in MTons | FALSE | L | Annual | Allowances Sold SO2 | Thousand Tons | 0 | 0 | 0 | 0 | 0 | 0 | 0
CSAPR Rule Constraint- SO2 Annual- Region2 | 217 | 7093 | Rate Constraint in MTons | FALSE | L | Annual | Allowances Banked | Thousand Tons | 0 | 0 | 0 | 0 | 0 | 0 | 0
CSAPR Rule Constraint- SO2 Annual- Region2 | 217 | 7093 | Rate Constraint in MTons | FALSE | L | Annual | Allowances Withdrawn (1:1) | Thousand Tons | 0 | 0 | 0 | 0 | 0 | 0 | 0
CSAPR Rule Constraint- SO2 Annual- Region2 | 217 | 7093 | Rate Constraint in MTons | FALSE | L | Annual | Allowances Withdrawn (n:1) | Thousand Tons | 0 | 0 | 0 | 0 | 0 | 0 | 0
CSAPR Rule Constraint- SO2 Annual- Region2 | 217 | 7093 | Rate Constraint in MTons | FALSE | L | Annual | Net Emissions Allowance Position | Thousand Tons | 64.2644 | 9.969 | 0.39423 | 0.39423 | 0.016384 | 0.016384 | 0.016384
CSAPR Rule Constraint- SO2 Annual- Region2 | 217 | 7093 | Rate Constraint in MTons | FALSE | L | Annual | Fuel Consumed | TBtu | 2058.427 | 1743.7402 | 1309.5806 | 979.3789 | 785.5318 | 639.6943 | 690.5245
CSAPR Rule Constraint- SO2 Annual- Region2 | 217 | 7093 | Rate Constraint in MTons | FALSE | L | Annual | Rate | lb/MMBtu | 0.06244 | 0.011434 | 0.00060207 | 0.00080507 | 4.1715e-05 | 5.1226e-05 | 4.7455e-05
CSAPR Rule Constraint- SO2 Annual- Region2 | 217 | 7093 | Rate Constraint in MTons | FALSE | L | Annual | Generation | TWh | 304.5139 | 278.9836 | 214.7545 | 173.4422 | 147.2643 | 123.9901 | 136.4114
CSAPR Rule Constraint- SO2 Annual- Region2 | 217 | 7093 | Rate Constraint in MTons | FALSE | L | Annual | Qualifying Generation | TWh | 258.7033 | 232.6532 | 181.4851 | 138.8715 | 111.7582 | 91.5187 | 97.5149
CSAPR Rule Constraint- SO2 Annual- Region2 | 217 | 7093 | Rate Constraint in MTons | FALSE | L | Annual | Rate | lb/MWh | 0.49682 | 0.085698 | 0.0043445 | 0.0056777 | 0.00029321 | 0.00035806 | 0.00033604
CSAPR Rule Constraint- SO2 Annual- Region2 | 217 | 7093 | Rate Constraint in MTons | FALSE | L | Annual | Constraint Shadow Price | US2019$/Ton | 0 | 0 | 0 | 0 | 0 | 0 | 0
CSAPR- SO2 Annual- AL | 218 | 7094 | Rate Constraint in MTons | FALSE | L | Annual | Seasons Included | Seasons | Winter, WintShld, Summer | Winter, WintShld, Summer | Winter, WintShld, Summer | Winter, WintShld, Summer | Winter, WintShld, Summer | Winter, WintShld, Summer | Winter, WintShld, Summer
CSAPR- SO2 Annual- AL | 218 | 7094 | Rate Constraint in MTons | FALSE | L | Annual | Standard SO2 | Thousand Tons | 251.6444 | 251.6444 | 251.6444 | 251.6444 | 251.6444 | 251.6444 | 251.6444
CSAPR- SO2 Annual- AL | 218 | 7094 | Rate Constraint in MTons | FALSE | L | Annual | Emissions at Affected Plants SO2 | Thousand Tons | 2.0171 | 1.1983 | 0.37785 | 0.37785 | 0 | 0 | 0
CSAPR- SO2 Annual- AL | 218 | 7094 | Rate Constraint in MTons | FALSE | L | Annual | Allowances Purchased SO2 | Thousand Tons | 0 | 0 | 0 | 0 | 0 | 0 | 0
CSAPR- SO2 Annual- AL | 218 | 7094 | Rate Constraint in MTons | FALSE | L | Annual | Allowances Sold SO2 | Thousand Tons | 0 | 0 | 0 | 0 | 0 | 0 | 0
CSAPR- SO2 Annual- AL | 218 | 7094 | Rate Constraint in MTons | FALSE | L | Annual | Allowances Banked | Thousand Tons | 0 | 0 | 0 | 0 | 0 | 0 | 0
CSAPR- SO2 Annual- AL | 218 | 7094 | Rate Constraint in MTons | FALSE | L | Annual | Allowances Withdrawn (1:1) | Thousand Tons | 0 | 0 | 0 | 0 | 0 | 0 | 0
CSAPR- SO2 Annual- AL | 218 | 7094 | Rate Constraint in MTons | FALSE | L | Annual | Allowances Withdrawn (n:1) | Thousand Tons | 0 | 0 | 0 | 0 | 0 | 0 | 0
CSAPR- SO2 Annual- AL | 218 | 7094 | Rate Constraint in MTons | FALSE | L | Annual | Net Emissions Allowance Position | Thousand Tons | 2.0171 | 1.1983 | 0.37785 | 0.37785 | 0 | 0 | 0
CSAPR- SO2 Annual- AL | 218 | 7094 | Rate Constraint in MTons | FALSE | L | Annual | Fuel Consumed | TBtu | 722.8046 | 724.5398 | 576.3827 | 403.3056 | 297.3809 | 235.2056 | 233.5712
CSAPR- SO2 Annual- AL | 218 | 7094 | Rate Constraint in MTons | FALSE | L | Annual | Rate | lb/MMBtu | 0.0055812 | 0.0033078 | 0.0013111 | 0.0018738 | 0 | 0 | 0
CSAPR- SO2 Annual- AL | 218 | 7094 | Rate Constraint in MTons | FALSE | L | Annual | Generation | TWh | 102.2187 | 102.975 | 83.1774 | 61.1833 | 49.6125 | 39.8286 | 39.3177
CSAPR- SO2 Annual- AL | 218 | 7094 | Rate Constraint in MTons | FALSE | L | Annual | Qualifying Generation | TWh | 95.0621 | 95.4457 | 79.0237 | 56.8877 | 42.6961 | 33.8224 | 33.3925
CSAPR- SO2 Annual- AL | 218 | 7094 | Rate Constraint in MTons | FALSE | L | Annual | Rate | lb/MWh | 0.042437 | 0.02511 | 0.0095629 | 0.013284 | 0 | 0 | 0
CSAPR- SO2 Annual- AL | 218 | 7094 | Rate Constraint in MTons | FALSE | L | Annual | Constraint Shadow Price | US2019$/Ton | 0 | 0 | 0 | 0 | 0 | 0 | 0
CSAPR- SO2 Annual- GA | 219 | 7095 | Rate Constraint in MTons | FALSE | L | Annual | Seasons Included | Seasons | Winter, WintShld, Summer | Winter, WintShld, Summer | Winter, WintShld, Summer | Winter, WintShld, Summer | Winter, WintShld, Summer | Winter, WintShld, Summer | Winter, WintShld, Summer
CSAPR- SO2 Annual- GA | 219 | 7095 | Rate Constraint in MTons | FALSE | L | Annual | Standard SO2 | Thousand Tons | 159.9667 | 159.9667 | 159.9667 | 159.9667 | 159.9667 | 159.9667 | 159.9667
CSAPR- SO2 Annual- GA | 219 | 7095 | Rate Constraint in MTons | FALSE | L | Annual | Emissions at Affected Plants SO2 | Thousand Tons | 4.32 | 1.5962 | 0 | 0 | 0 | 0 | 0
CSAPR- SO2 Annual- GA | 219 | 7095 | Rate Constraint in MTons | FALSE | L | Annual | Allowances Purchased SO2 | Thousand Tons | 0 | 0 | 0 | 0 | 0 | 0 | 0
CSAPR- SO2 Annual- GA | 219 | 7095 | Rate Constraint in MTons | FALSE | L | Annual | Allowances Sold SO2 | Thousand Tons | 0 | 0 | 0 | 0 | 0 | 0 | 0
CSAPR- SO2 Annual- GA | 219 | 7095 | Rate Constraint in MTons | FALSE | L | Annual | Allowances Banked | Thousand Tons | 0 | 0 | 0 | 0 | 0 | 0 | 0
CSAPR- SO2 Annual- GA | 219 | 7095 | Rate Constraint in MTons | FALSE | L | Annual | Allowances Withdrawn (1:1) | Thousand Tons | 0 | 0 | 0 | 0 | 0 | 0 | 0
CSAPR- SO2 Annual- GA | 219 | 7095 | Rate Constraint in MTons | FALSE | L | Annual | Allowances Withdrawn (n:1) | Thousand Tons | 0 | 0 | 0 | 0 | 0 | 0 | 0
CSAPR- SO2 Annual- GA | 219 | 7095 | Rate Constraint in MTons | FALSE | L | Annual | Net Emissions Allowance Position | Thousand Tons | 4.32 | 1.5962 | 0 | 0 | 0 | 0 | 0
CSAPR- SO2 Annual- GA | 219 | 7095 | Rate Constraint in MTons | FALSE | L | Annual | Fuel Consumed | TBtu | 515.351 | 535.3177 | 438.7919 | 354.3366 | 268.0712 | 197.3429 | 184.6674
CSAPR- SO2 Annual- GA | 219 | 7095 | Rate Constraint in MTons | FALSE | L | Annual | Rate | lb/MMBtu | 0.016765 | 0.0059634 | 0 | 0 | 0 | 0 | 0
CSAPR- SO2 Annual- GA | 219 | 7095 | Rate Constraint in MTons | FALSE | L | Annual | Generation | TWh | 127.9518 | 130.1351 | 101.0372 | 91.2668 | 81.8506 | 69.0172 | 75.9124
CSAPR- SO2 Annual- GA | 219 | 7095 | Rate Constraint in MTons | FALSE | L | Annual | Qualifying Generation | TWh | 68.2785 | 69.9964 | 59.7421 | 48.9599 | 36.8308 | 27.1311 | 25.3796
CSAPR- SO2 Annual- GA | 219 | 7095 | Rate Constraint in MTons | FALSE | L | Annual | Rate | lb/MWh | 0.12654 | 0.045607 | 0 | 0 | 0 | 0 | 0
CSAPR- SO2 Annual- GA | 219 | 7095 | Rate Constraint in MTons | FALSE | L | Annual | Constraint Shadow Price | US2019$/Ton | 0 | 0 | 0 | 0 | 0 | 0 | 0
CSAPR- SO2 Annual- IA | 220 | 7096 | Rate Constraint in MTons | FALSE | L | Annual | Seasons Included | Seasons | Winter, WintShld, Summer | Winter, WintShld, Summer | Winter, WintShld, Summer | Winter, WintShld, Summer | Winter, WintShld, Summer | Winter, WintShld, Summer | Winter, WintShld, Summer
CSAPR- SO2 Annual- IA | 220 | 7096 | Rate Constraint in MTons | FALSE | L | Annual | Standard SO2 | Thousand Tons | 88.7171 | 88.7171 | 88.7171 | 88.7171 | 88.7171 | 88.7171 | 88.7171
CSAPR- SO2 Annual- IA | 220 | 7096 | Rate Constraint in MTons | FALSE | L | Annual | Emissions at Affected Plants SO2 | Thousand Tons | 11.1345 | 3.7134 | 0 | 0 | 0 | 0 | 0
CSAPR- SO2 Annual- IA | 220 | 7096 | Rate Constraint in MTons | FALSE | L | Annual | Allowances Purchased SO2 | Thousand Tons | 0 | 0 | 0 | 0 | 0 | 0 | 0
CSAPR- SO2 Annual- IA | 220 | 7096 | Rate Constraint in MTons | FALSE | L | Annual | Allowances Sold SO2 | Thousand Tons | 0 | 0 | 0 | 0 | 0 | 0 | 0
CSAPR- SO2 Annual- IA | 220 | 7096 | Rate Constraint in MTons | FALSE | L | Annual | Allowances Banked | Thousand Tons | 0 | 0 | 0 | 0 | 0 | 0 | 0
CSAPR- SO2 Annual- IA | 220 | 7096 | Rate Constraint in MTons | FALSE | L | Annual | Allowances Withdrawn (1:1) | Thousand Tons | 0 | 0 | 0 | 0 | 0 | 0 | 0
CSAPR- SO2 Annual- IA | 220 | 7096 | Rate Constraint in MTons | FALSE | L | Annual | Allowances Withdrawn (n:1) | Thousand Tons | 0 | 0 | 0 | 0 | 0 | 0 | 0
CSAPR- SO2 Annual- IA | 220 | 7096 | Rate Constraint in MTons | FALSE | L | Annual | Net Emissions Allowance Position | Thousand Tons | 11.1345 | 3.7134 | 0 | 0 | 0 | 0 | 0
CSAPR- SO2 Annual- IA | 220 | 7096 | Rate Constraint in MTons | FALSE | L | Annual | Fuel Consumed | TBtu | 389.333 | 230.4022 | 43.3603 | 20.5251 | 8.8271 | 8.7267 | 8.8884
CSAPR- SO2 Annual- IA | 220 | 7096 | Rate Constraint in MTons | FALSE | L | Annual | Rate | lb/MMBtu | 0.057198 | 0.032234 | 0 | 0 | 0 | 0 | 0
CSAPR- SO2 Annual- IA | 220 | 7096 | Rate Constraint in MTons | FALSE | L | Annual | Generation | TWh | 45.6429 | 34.2514 | 8.233 | 3.2519 | 1.5664 | 1.437 | 1.357
CSAPR- SO2 Annual- IA | 220 | 7096 | Rate Constraint in MTons | FALSE | L | Annual | Qualifying Generation | TWh | 41.7727 | 26.574 | 5.9938 | 2.897 | 1.2304 | 1.2148 | 1.2511
CSAPR- SO2 Annual- IA | 220 | 7096 | Rate Constraint in MTons | FALSE | L | Annual | Rate | lb/MWh | 0.5331 | 0.27948 | 0 | 0 | 0 | 0 | 0
CSAPR- SO2 Annual- IA | 220 | 7096 | Rate Constraint in MTons | FALSE | L | Annual | Constraint Shadow Price | US2019$/Ton | 0 | 0 | 0 | 0 | 0 | 0 | 0
CSAPR- SO2 Annual- IL | 221 | 7097 | Rate Constraint in MTons | FALSE | L | Annual | Seasons Included | Seasons | Winter, WintShld, Summer | Winter, WintShld, Summer | Winter, WintShld, Summer | Winter, WintShld, Summer | Winter, WintShld, Summer | Winter, WintShld, Summer | Winter, WintShld, Summer
CSAPR- SO2 Annual- IL | 221 | 7097 | Rate Constraint in MTons | FALSE | L | Annual | Standard SO2 | Thousand Tons | 146.4651 | 146.4651 | 146.4651 | 146.4651 | 146.4651 | 146.4651 | 146.4651
CSAPR- SO2 Annual- IL | 221 | 7097 | Rate Constraint in MTons | FALSE | L | Annual | Emissions at Affected Plants SO2 | Thousand Tons | 8.795 | 6.8052 | 6.8128 | 5.5734 | 0 | 0 | 0
CSAPR- SO2 Annual- IL | 221 | 7097 | Rate Constraint in MTons | FALSE | L | Annual | Allowances Purchased SO2 | Thousand Tons | 0 | 0 | 0 | 0 | 0 | 0 | 0
CSAPR- SO2 Annual- IL | 221 | 7097 | Rate Constraint in MTons | FALSE | L | Annual | Allowances Sold SO2 | Thousand Tons | 0 | 0 | 0 | 0 | 0 | 0 | 0
CSAPR- SO2 Annual- IL | 221 | 7097 | Rate Constraint in MTons | FALSE | L | Annual | Allowances Banked | Thousand Tons | 0 | 0 | 0 | 0 | 0 | 0 | 0
CSAPR- SO2 Annual- IL | 221 | 7097 | Rate Constraint in MTons | FALSE | L | Annual | Allowances Withdrawn (1:1) | Thousand Tons | 0 | 0 | 0 | 0 | 0 | 0 | 0
CSAPR- SO2 Annual- IL | 221 | 7097 | Rate Constraint in MTons | FALSE | L | Annual | Allowances Withdrawn (n:1) | Thousand Tons | 0 | 0 | 0 | 0 | 0 | 0 | 0
CSAPR- SO2 Annual- IL | 221 | 7097 | Rate Constraint in MTons | FALSE | L | Annual | Net Emissions Allowance Position | Thousand Tons | 8.795 | 6.8052 | 6.8128 | 5.5734 | 0 | 0 | 0
CSAPR- SO2 Annual- IL | 221 | 7097 | Rate Constraint in MTons | FALSE | L | Annual | Fuel Consumed | TBtu | 338.7192 | 417.1794 | 240.8846 | 168.2975 | 0.40032 | 0.31475 | 0.23325
CSAPR- SO2 Annual- IL | 221 | 7097 | Rate Constraint in MTons | FALSE | L | Annual | Rate | lb/MMBtu | 0.051931 | 0.032625 | 0.056565 | 0.066233 | 0 | 0 | 0
CSAPR- SO2 Annual- IL | 221 | 7097 | Rate Constraint in MTons | FALSE | L | Annual | Generation | TWh | 55.3262 | 66.44 | 33.568 | 21.269 | 5.5436 | 4.7088 | 4.6909
CSAPR- SO2 Annual- IL | 221 | 7097 | Rate Constraint in MTons | FALSE | L | Annual | Qualifying Generation | TWh | 42.6522 | 49.6346 | 26.2189 | 15.7797 | 0.047696 | 0.039062 | 0.031091
CSAPR- SO2 Annual- IL | 221 | 7097 | Rate Constraint in MTons | FALSE | L | Annual | Rate | lb/MWh | 0.41241 | 0.27421 | 0.51968 | 0.70641 | 0 | 0 | 0
CSAPR- SO2 Annual- IL | 221 | 7097 | Rate Constraint in MTons | FALSE | L | Annual | Constraint Shadow Price | US2019$/Ton | 0 | 0 | 0 | 0 | 0 | 0 | 0
CSAPR- SO2 Annual- IN | 222 | 7098 | Rate Constraint in MTons | FALSE | L | Annual | Seasons Included | Seasons | Winter, WintShld, Summer | Winter, WintShld, Summer | Winter, WintShld, Summer | Winter, WintShld, Summer | Winter, WintShld, Summer | Winter, WintShld, Summer | Winter, WintShld, Summer
CSAPR- SO2 Annual- IN | 222 | 7098 | Rate Constraint in MTons | FALSE | L | Annual | Standard SO2 | Thousand Tons | 196.4098 | 196.4098 | 196.4098 | 196.4098 | 196.4098 | 196.4098 | 196.4098
CSAPR- SO2 Annual- IN | 222 | 7098 | Rate Constraint in MTons | FALSE | L | Annual | Emissions at Affected Plants SO2 | Thousand Tons | 35.3566 | 16.94 | 5.0941 | 5.0916 | 0 | 0 | 0
CSAPR- SO2 Annual- IN | 222 | 7098 | Rate Constraint in MTons | FALSE | L | Annual | Allowances Purchased SO2 | Thousand Tons | 0 | 0 | 0 | 0 | 0 | 0 | 0
CSAPR- SO2 Annual- IN | 222 | 7098 | Rate Constraint in MTons | FALSE | L | Annual | Allowances Sold SO2 | Thousand Tons | 0 | 0 | 0 | 0 | 0 | 0 | 0
CSAPR- SO2 Annual- IN | 222 | 7098 | Rate Constraint in MTons | FALSE | L | Annual | Allowances Banked | Thousand Tons | 0 | 0 | 0 | 0 | 0 | 0 | 0
CSAPR- SO2 Annual- IN | 222 | 7098 | Rate Constraint in MTons | FALSE | L | Annual | Allowances Withdrawn (1:1) | Thousand Tons | 0 | 0 | 0 | 0 | 0 | 0 | 0
CSAPR- SO2 Annual- IN | 222 | 7098 | Rate Constraint in MTons | FALSE | L | Annual | Allowances Withdrawn (n:1) | Thousand Tons | 0 | 0 | 0 | 0 | 0 | 0 | 0
CSAPR- SO2 Annual- IN | 222 | 7098 | Rate Constraint in MTons | FALSE | L | Annual | Net Emissions Allowance Position | Thousand Tons | 35.3566 | 16.94 | 5.0941 | 5.0916 | 0 | 0 | 0
CSAPR- SO2 Annual- IN | 222 | 7098 | Rate Constraint in MTons | FALSE | L | Annual | Fuel Consumed | TBtu | 689.3118 | 483.7268 | 292.5801 | 206.3022 | 87.9414 | 81.9717 | 83.6002
CSAPR- SO2 Annual- IN | 222 | 7098 | Rate Constraint in MTons | FALSE | L | Annual | Rate | lb/MMBtu | 0.10259 | 0.070039 | 0.034822 | 0.04936 | 0 | 0 | 0
CSAPR- SO2 Annual- IN | 222 | 7098 | Rate Constraint in MTons | FALSE | L | Annual | Generation | TWh | 80.1919 | 59.3614 | 41.0985 | 28.4288 | 18.658 | 17.3412 | 18.1548
CSAPR- SO2 Annual- IN | 222 | 7098 | Rate Constraint in MTons | FALSE | L | Annual | Qualifying Generation | TWh | 73.7336 | 52.7218 | 33.8164 | 22.725 | 11.814 | 11.2674 | 11.4662
CSAPR- SO2 Annual- IN | 222 | 7098 | Rate Constraint in MTons | FALSE | L | Annual | Rate | lb/MWh | 0.95904 | 0.64262 | 0.30128 | 0.4481 | 0 | 0 | 0
CSAPR- SO2 Annual- IN | 222 | 7098 | Rate Constraint in MTons | FALSE | L | Annual | Constraint Shadow Price | US2019$/Ton | 0 | 0 | 0 | 0 | 0 | 0 | 0
CSAPR- SO2 Annual- KS | 223 | 7099 | Rate Constraint in MTons | FALSE | L | Annual | Seasons Included | Seasons | Winter, WintShld, Summer | Winter, WintShld, Summer | Winter, WintShld, Summer | Winter, WintShld, Summer | Winter, WintShld, Summer | Winter, WintShld, Summer | Winter, WintShld, Summer
CSAPR- SO2 Annual- KS | 223 | 7099 | Rate Constraint in MTons | FALSE | L | Annual | Standard SO2 | Thousand Tons | 49.5364 | 49.5364 | 49.5364 | 49.5364 | 49.5364 | 49.5364 | 49.5364
CSAPR- SO2 Annual- KS | 223 | 7099 | Rate Constraint in MTons | FALSE | L | Annual | Emissions at Affected Plants SO2 | Thousand Tons | 2.5789 | 0.050168 | 0 | 0 | 0 | 0 | 0
CSAPR- SO2 Annual- KS | 223 | 7099 | Rate Constraint in MTons | FALSE | L | Annual | Allowances Purchased SO2 | Thousand Tons | 0 | 0 | 0 | 0 | 0 | 0 | 0
CSAPR- SO2 Annual- KS | 223 | 7099 | Rate Constraint in MTons | FALSE | L | Annual | Allowances Sold SO2 | Thousand Tons | 0 | 0 | 0 | 0 | 0 | 0 | 0
CSAPR- SO2 Annual- KS | 223 | 7099 | Rate Constraint in MTons | FALSE | L | Annual | Allowances Banked | Thousand Tons | 0 | 0 | 0 | 0 | 0 | 0 | 0
CSAPR- SO2 Annual- KS | 223 | 7099 | Rate Constraint in MTons | FALSE | L | Annual | Allowances Withdrawn (1:1) | Thousand Tons | 0 | 0 | 0 | 0 | 0 | 0 | 0
CSAPR- SO2 Annual- KS | 223 | 7099 | Rate Constraint in MTons | FALSE | L | Annual | Allowances Withdrawn (n:1) | Thousand Tons | 0 | 0 | 0 | 0 | 0 | 0 | 0
CSAPR- SO2 Annual- KS | 223 | 7099 | Rate Constraint in MTons | FALSE | L | Annual | Net Emissions Allowance Position | Thousand Tons | 2.5789 | 0.050168 | 0 | 0 | 0 | 0 | 0
CSAPR- SO2 Annual- KS | 223 | 7099 | Rate Constraint in MTons | FALSE | L | Annual | Fuel Consumed | TBtu | 136.9103 | 8.7015 | 1.6258 | 0.43708 | 0.49361 | 0.84699 | 1.2541
CSAPR- SO2 Annual- KS | 223 | 7099 | Rate Constraint in MTons | FALSE | L | Annual | Rate | lb/MMBtu | 0.037673 | 0.011531 | 0 | 0 | 0 | 0 | 0
CSAPR- SO2 Annual- KS | 223 | 7099 | Rate Constraint in MTons | FALSE | L | Annual | Generation | TWh | 12.7914 | 1.0474 | 0.1585 | 0.078593 | 0.13517 | 0.1907 | 0.30038
CSAPR- SO2 Annual- KS | 223 | 7099 | Rate Constraint in MTons | FALSE | L | Annual | Qualifying Generation | TWh | 12.7914 | 1.0474 | 0.1585 | 0.042772 | 0.046777 | 0.072813 | 0.122
CSAPR- SO2 Annual- KS | 223 | 7099 | Rate Constraint in MTons | FALSE | L | Annual | Rate | lb/MWh | 0.40323 | 0.095796 | 0 | 0 | 0 | 0 | 0
CSAPR- SO2 Annual- KS | 223 | 7099 | Rate Constraint in MTons | FALSE | L | Annual | Constraint Shadow Price | US2019$/Ton | 0 | 0 | 0 | 0 | 0 | 0 | 0
CSAPR- SO2 Annual- KY | 224 | 7100 | Rate Constraint in MTons | FALSE | L | Annual | Seasons Included | Seasons | Winter, WintShld, Summer | Winter, WintShld, Summer | Winter, WintShld, Summer | Winter, WintShld, Summer | Winter, WintShld, Summer | Winter, WintShld, Summer | Winter, WintShld, Summer
CSAPR- SO2 Annual- KY | 224 | 7100 | Rate Constraint in MTons | FALSE | L | Annual | Standard SO2 | Thousand Tons | 125.4151 | 125.4151 | 125.4151 | 125.4151 | 125.4151 | 125.4151 | 125.4151
CSAPR- SO2 Annual- KY | 224 | 7100 | Rate Constraint in MTons | FALSE | L | Annual | Emissions at Affected Plants SO2 | Thousand Tons | 7.6287 | 7.4835 | 5.7682 | 4.7991 | 0 | 0 | 0
CSAPR- SO2 Annual- KY | 224 | 7100 | Rate Constraint in MTons | FALSE | L | Annual | Allowances Purchased SO2 | Thousand Tons | 0 | 0 | 0 | 0 | 0 | 0 | 0
CSAPR- SO2 Annual- KY | 224 | 7100 | Rate Constraint in MTons | FALSE | L | Annual | Allowances Sold SO2 | Thousand Tons | 0 | 0 | 0 | 0 | 0 | 0 | 0
CSAPR- SO2 Annual- KY | 224 | 7100 | Rate Constraint in MTons | FALSE | L | Annual | Allowances Banked | Thousand Tons | 0 | 0 | 0 | 0 | 0 | 0 | 0
CSAPR- SO2 Annual- KY | 224 | 7100 | Rate Constraint in MTons | FALSE | L | Annual | Allowances Withdrawn (1:1) | Thousand Tons | 0 | 0 | 0 | 0 | 0 | 0 | 0
CSAPR- SO2 Annual- KY | 224 | 7100 | Rate Constraint in MTons | FALSE | L | Annual | Allowances Withdrawn (n:1) | Thousand Tons | 0 | 0 | 0 | 0 | 0 | 0 | 0
CSAPR- SO2 Annual- KY | 224 | 7100 | Rate Constraint in MTons | FALSE | L | Annual | Net Emissions Allowance Position | Thousand Tons | 7.6287 | 7.4835 | 5.7682 | 4.7991 | 0 | 0 | 0
CSAPR- SO2 Annual- KY | 224 | 7100 | Rate Constraint in MTons | FALSE | L | Annual | Fuel Consumed | TBtu | 496.2757 | 482.7155 | 378.4336 | 345.3853 | 147.839 | 129.7419 | 129.8788
CSAPR- SO2 Annual- KY | 224 | 7100 | Rate Constraint in MTons | FALSE | L | Annual | Rate | lb/MMBtu | 0.030744 | 0.031006 | 0.030484 | 0.02779 | 0 | 0 | 0
CSAPR- SO2 Annual- KY | 224 | 7100 | Rate Constraint in MTons | FALSE | L | Annual | Generation | TWh | 78.6667 | 75.272 | 57.192 | 50.6363 | 34.6598 | 30.0131 | 30.6234
CSAPR- SO2 Annual- KY | 224 | 7100 | Rate Constraint in MTons | FALSE | L | Annual | Qualifying Generation | TWh | 61.0154 | 54.8185 | 42.4687 | 38.3202 | 22.0253 | 19.3742 | 19.2698
CSAPR- SO2 Annual- KY | 224 | 7100 | Rate Constraint in MTons | FALSE | L | Annual | Rate | lb/MWh | 0.25006 | 0.27303 | 0.27164 | 0.25048 | 0 | 0 | 0
CSAPR- SO2 Annual- KY | 224 | 7100 | Rate Constraint in MTons | FALSE | L | Annual | Constraint Shadow Price | US2019$/Ton | 0 | 0 | 0 | 0 | 0 | 0 | 0
CSAPR- SO2 Annual- MD | 225 | 7101 | Rate Constraint in MTons | FALSE | L | Annual | Seasons Included | Seasons | Winter, WintShld, Summer | Winter, WintShld, Summer | Winter, WintShld, Summer | Winter, WintShld, Summer | Winter, WintShld, Summer | Winter, WintShld, Summer | Winter, WintShld, Summer
CSAPR- SO2 Annual- MD | 225 | 7101 | Rate Constraint in MTons | FALSE | L | Annual | Standard SO2 | Thousand Tons | 33.2795 | 33.2795 | 33.2795 | 33.2795 | 33.2795 | 33.2795 | 33.2795
CSAPR- SO2 Annual- MD | 225 | 7101 | Rate Constraint in MTons | FALSE | L | Annual | Emissions at Affected Plants SO2 | Thousand Tons | 0.44428 | 0.44035 | 0 | 0 | 0 | 0 | 0
CSAPR- SO2 Annual- MD | 225 | 7101 | Rate Constraint in MTons | FALSE | L | Annual | Allowances Purchased SO2 | Thousand Tons | 0 | 0 | 0 | 0 | 0 | 0 | 0
CSAPR- SO2 Annual- MD | 225 | 7101 | Rate Constraint in MTons | FALSE | L | Annual | Allowances Sold SO2 | Thousand Tons | 0 | 0 | 0 | 0 | 0 | 0 | 0
CSAPR- SO2 Annual- MD | 225 | 7101 | Rate Constraint in MTons | FALSE | L | Annual | Allowances Banked | Thousand Tons | 0 | 0 | 0 | 0 | 0 | 0 | 0
CSAPR- SO2 Annual- MD | 225 | 7101 | Rate Constraint in MTons | FALSE | L | Annual | Allowances Withdrawn (1:1) | Thousand Tons | 0 | 0 | 0 | 0 | 0 | 0 | 0
CSAPR- SO2 Annual- MD | 225 | 7101 | Rate Constraint in MTons | FALSE | L | Annual | Allowances Withdrawn (n:1) | Thousand Tons | 0 | 0 | 0 | 0 | 0 | 0 | 0
CSAPR- SO2 Annual- MD | 225 | 7101 | Rate Constraint in MTons | FALSE | L | Annual | Net Emissions Allowance Position | Thousand Tons | 0.44428 | 0.44035 | 0 | 0 | 0 | 0 | 0
CSAPR- SO2 Annual- MD | 225 | 7101 | Rate Constraint in MTons | FALSE | L | Annual | Fuel Consumed | TBtu | 141.7177 | 157.2791 | 132.166 | 80.4396 | 82.3673 | 96.5256 | 105.739
CSAPR- SO2 Annual- MD | 225 | 7101 | Rate Constraint in MTons | FALSE | L | Annual | Rate | lb/MMBtu | 0.0062699 | 0.0055995 | 0 | 0 | 0 | 0 | 0
CSAPR- SO2 Annual- MD | 225 | 7101 | Rate Constraint in MTons | FALSE | L | Annual | Generation | TWh | 19.6966 | 21.6349 | 18.5855 | 11.4838 | 12.1229 | 20.5124 | 33.09
CSAPR- SO2 Annual- MD | 225 | 7101 | Rate Constraint in MTons | FALSE | L | Annual | Qualifying Generation | TWh | 19.6966 | 21.6349 | 18.5855 | 11.3524 | 11.6243 | 13.4454 | 14.7335
CSAPR- SO2 Annual- MD | 225 | 7101 | Rate Constraint in MTons | FALSE | L | Annual | Rate | lb/MWh | 0.045112 | 0.040707 | 0 | 0 | 0 | 0 | 0
CSAPR- SO2 Annual- MD | 225 | 7101 | Rate Constraint in MTons | FALSE | L | Annual | Constraint Shadow Price | US2019$/Ton | 0 | 0 | 0 | 0 | 0 | 0 | 0
CSAPR- SO2 Annual- MI | 226 | 7102 | Rate Constraint in MTons | FALSE | L | Annual | Seasons Included | Seasons | Winter, WintShld, Summer | Winter, WintShld, Summer | Winter, WintShld, Summer | Winter, WintShld, Summer | Winter, WintShld, Summer | Winter, WintShld, Summer | Winter, WintShld, Summer
CSAPR- SO2 Annual- MI | 226 | 7102 | Rate Constraint in MTons | FALSE | L | Annual | Standard SO2 | Thousand Tons | 169.9141 | 169.9141 | 169.9141 | 169.9141 | 169.9141 | 169.9141 | 169.9141
CSAPR- SO2 Annual- MI | 226 | 7102 | Rate Constraint in MTons | FALSE | L | Annual | Emissions at Affected Plants SO2 | Thousand Tons | 7.2738 | 12.818 | 12.5398 | 0.2777 | 0.2777 | 0.25368 | 0.25368
CSAPR- SO2 Annual- MI | 226 | 7102 | Rate Constraint in MTons | FALSE | L | Annual | Allowances Purchased SO2 | Thousand Tons | 0 | 0 | 0 | 0 | 0 | 0 | 0
CSAPR- SO2 Annual- MI | 226 | 7102 | Rate Constraint in MTons | FALSE | L | Annual | Allowances Sold SO2 | Thousand Tons | 0 | 0 | 0 | 0 | 0 | 0 | 0
CSAPR- SO2 Annual- MI | 226 | 7102 | Rate Constraint in MTons | FALSE | L | Annual | Allowances Banked | Thousand Tons | 0 | 0 | 0 | 0 | 0 | 0 | 0
CSAPR- SO2 Annual- MI | 226 | 7102 | Rate Constraint in MTons | FALSE | L | Annual | Allowances Withdrawn (1:1) | Thousand Tons | 0 | 0 | 0 | 0 | 0 | 0 | 0
CSAPR- SO2 Annual- MI | 226 | 7102 | Rate Constraint in MTons | FALSE | L | Annual | Allowances Withdrawn (n:1) | Thousand Tons | 0 | 0 | 0 | 0 | 0 | 0 | 0
CSAPR- SO2 Annual- MI | 226 | 7102 | Rate Constraint in MTons | FALSE | L | Annual | Net Emissions Allowance Position | Thousand Tons | 7.2738 | 12.818 | 12.5398 | 0.2777 | 0.2777 | 0.25368 | 0.25368
CSAPR- SO2 Annual- MI | 226 | 7102 | Rate Constraint in MTons | FALSE | L | Annual | Fuel Consumed | TBtu | 592.3917 | 601.9699 | 454.1686 | 330.4342 | 291.2327 | 284.4586 | 258.2254
CSAPR- SO2 Annual- MI | 226 | 7102 | Rate Constraint in MTons | FALSE | L | Annual | Rate | lb/MMBtu | 0.024557 | 0.042587 | 0.055221 | 0.0016808 | 0.001907 | 0.0017836 | 0.0019648
CSAPR- SO2 Annual- MI | 226 | 7102 | Rate Constraint in MTons | FALSE | L | Annual | Generation | TWh | 84.3575 | 84.5882 | 65.7863 | 53.4116 | 49.3733 | 47.2686 | 44.3218
CSAPR- SO2 Annual- MI | 226 | 7102 | Rate Constraint in MTons | FALSE | L | Annual | Qualifying Generation | TWh | 76.5303 | 75.85 | 56.4786 | 46.8508 | 41.3794 | 40.0521 | 36.2766
CSAPR- SO2 Annual- MI | 226 | 7102 | Rate Constraint in MTons | FALSE | L | Annual | Rate | lb/MWh | 0.19009 | 0.33798 | 0.44406 | 0.011854 | 0.013422 | 0.012668 | 0.013986
CSAPR- SO2 Annual- MI | 226 | 7102 | Rate Constraint in MTons | FALSE | L | Annual | Constraint Shadow Price | US2019$/Ton | 0 | 0 | 0 | 0 | 0 | 0 | 0
CSAPR- SO2 Annual- MN | 227 | 7103 | Rate Constraint in MTons | FALSE | L | Annual | Seasons Included | Seasons | Winter, WintShld, Summer | Winter, WintShld, Summer | Winter, WintShld, Summer | Winter, WintShld, Summer | Winter, WintShld, Summer | Winter, WintShld, Summer | Winter, WintShld, Summer
CSAPR- SO2 Annual- MN | 227 | 7103 | Rate Constraint in MTons | FALSE | L | Annual | Standard SO2 | Thousand Tons | 49.5376 | 49.5376 | 49.5376 | 49.5376 | 49.5376 | 49.5376 | 49.5376
CSAPR- SO2 Annual- MN | 227 | 7103 | Rate Constraint in MTons | FALSE | L | Annual | Emissions at Affected Plants SO2 | Thousand Tons | 2.8689 | 0.60432 | 0 | 0 | 0 | 0 | 0
CSAPR- SO2 Annual- MN | 227 | 7103 | Rate Constraint in MTons | FALSE | L | Annual | Allowances Purchased SO2 | Thousand Tons | 0 | 0 | 0 | 0 | 0 | 0 | 0
CSAPR- SO2 Annual- MN | 227 | 7103 | Rate Constraint in MTons | FALSE | L | Annual | Allowances Sold SO2 | Thousand Tons | 0 | 0 | 0 | 0 | 0 | 0 | 0
CSAPR- SO2 Annual- MN | 227 | 7103 | Rate Constraint in MTons | FALSE | L | Annual | Allowances Banked | Thousand Tons | 0 | 0 | 0 | 0 | 0 | 0 | 0
CSAPR- SO2 Annual- MN | 227 | 7103 | Rate Constraint in MTons | FALSE | L | Annual | Allowances Withdrawn (1:1) | Thousand Tons | 0 | 0 | 0 | 0 | 0 | 0 | 0
CSAPR- SO2 Annual- MN | 227 | 7103 | Rate Constraint in MTons | FALSE | L | Annual | Allowances Withdrawn (n:1) | Thousand Tons | 0 | 0 | 0 | 0 | 0 | 0 | 0
CSAPR- SO2 Annual- MN | 227 | 7103 | Rate Constraint in MTons | FALSE | L | Annual | Net Emissions Allowance Position | Thousand Tons | 2.8689 | 0.60432 | 0 | 0 | 0 | 0 | 0
CSAPR- SO2 Annual- MN | 227 | 7103 | Rate Constraint in MTons | FALSE | L | Annual | Fuel Consumed | TBtu | 98.1055 | 111.406 | 20.4844 | 11.4421 | 8.0531 | 5.2245 | 8.3839
CSAPR- SO2 Annual- MN | 227 | 7103 | Rate Constraint in MTons | FALSE | L | Annual | Rate | lb/MMBtu | 0.058485 | 0.010849 | 0 | 0 | 0 | 0 | 0
CSAPR- SO2 Annual- MN | 227 | 7103 | Rate Constraint in MTons | FALSE | L | Annual | Generation | TWh | 23 | 26.0889 | 10.0514 | 10.2482 | 9.7995 | 9.6887 | 10.4078
CSAPR- SO2 Annual- MN | 227 | 7103 | Rate Constraint in MTons | FALSE | L | Annual | Qualifying Generation | TWh | 12.0699 | 15.1588 | 2.8463 | 1.5698 | 1.1115 | 0.72677 | 1.1559
CSAPR- SO2 Annual- MN | 227 | 7103 | Rate Constraint in MTons | FALSE | L | Annual | Rate | lb/MWh | 0.47537 | 0.079733 | 0 | 0 | 0 | 0 | 0
CSAPR- SO2 Annual- MN | 227 | 7103 | Rate Constraint in MTons | FALSE | L | Annual | Constraint Shadow Price | US2019$/Ton | 0 | 0 | 0 | 0 | 0 | 0 | 0
CSAPR- SO2 Annual- MO | 228 | 7104 | Rate Constraint in MTons | FALSE | L | Annual | Seasons Included | Seasons | Winter, WintShld, Summer | Winter, WintShld, Summer | Winter, WintShld, Summer | Winter, WintShld, Summer | Winter, WintShld, Summer | Winter, WintShld, Summer | Winter, WintShld, Summer
CSAPR- SO2 Annual- MO | 228 | 7104 | Rate Constraint in MTons | FALSE | L | Annual | Standard SO2 | Thousand Tons | 195.8104 | 195.8104 | 195.8104 | 195.8104 | 195.8104 | 195.8104 | 195.8104
CSAPR- SO2 Annual- MO | 228 | 7104 | Rate Constraint in MTons | FALSE | L | Annual | Emissions at Affected Plants SO2 | Thousand Tons | 45.5343 | 16.1854 | 1.3846 | 1.3846 | 1.3846 | 0 | 0
CSAPR- SO2 Annual- MO | 228 | 7104 | Rate Constraint in MTons | FALSE | L | Annual | Allowances Purchased SO2 | Thousand Tons | 0 | 0 | 0 | 0 | 0 | 0 | 0
CSAPR- SO2 Annual- MO | 228 | 7104 | Rate Constraint in MTons | FALSE | L | Annual | Allowances Sold SO2 | Thousand Tons | 0 | 0 | 0 | 0 | 0 | 0 | 0
CSAPR- SO2 Annual- MO | 228 | 7104 | Rate Constraint in MTons | FALSE | L | Annual | Allowances Banked | Thousand Tons | 0 | 0 | 0 | 0 | 0 | 0 | 0
CSAPR- SO2 Annual- MO | 228 | 7104 | Rate Constraint in MTons | FALSE | L | Annual | Allowances Withdrawn (1:1) | Thousand Tons | 0 | 0 | 0 | 0 | 0 | 0 | 0
CSAPR- SO2 Annual- MO | 228 | 7104 | Rate Constraint in MTons | FALSE | L | Annual | Allowances Withdrawn (n:1) | Thousand Tons | 0 | 0 | 0 | 0 | 0 | 0 | 0
CSAPR- SO2 Annual- MO | 228 | 7104 | Rate Constraint in MTons | FALSE | L | Annual | Net Emissions Allowance Position | Thousand Tons | 45.5343 | 16.1854 | 1.3846 | 1.3846 | 1.3846 | 0 | 0
CSAPR- SO2 Annual- MO | 228 | 7104 | Rate Constraint in MTons | FALSE | L | Annual | Fuel Consumed | TBtu | 369.2948 | 202.0291 | 35.1021 | 11.3088 | 10.918 | 4.703 | 3.5291
CSAPR- SO2 Annual- MO | 228 | 7104 | Rate Constraint in MTons | FALSE | L | Annual | Rate | lb/MMBtu | 0.2466 | 0.16023 | 0.078892 | 0.24488 | 0.25364 | 0 | 0
CSAPR- SO2 Annual- MO | 228 | 7104 | Rate Constraint in MTons | FALSE | L | Annual | Generation | TWh | 38.891 | 22.4944 | 4.0131 | 1.2587 | 1.2041 | 0.56538 | 0.52134
CSAPR- SO2 Annual- MO | 228 | 7104 | Rate Constraint in MTons | FALSE | L | Annual | Qualifying Generation | TWh | 38.5249 | 21.7681 | 3.8013 | 1.2251 | 1.1701 | 0.54601 | 0.42547
CSAPR- SO2 Annual- MO | 228 | 7104 | Rate Constraint in MTons | FALSE | L | Annual | Rate | lb/MWh | 2.3639 | 1.4871 | 0.7285 | 2.2604 | 2.3667 | 0 | 0
CSAPR- SO2 Annual- MO | 228 | 7104 | Rate Constraint in MTons | FALSE | L | Annual | Constraint Shadow Price | US2019$/Ton | 0 | 0 | 0 | 0 | 0 | 0 | 0
CSAPR- SO2 Annual- NC | 229 | 7105 | Rate Constraint in MTons | FALSE | L | Annual | Seasons Included | Seasons | Winter, WintShld, Summer | Winter, WintShld, Summer | Winter, WintShld, Summer | Winter, WintShld, Summer | Winter, WintShld, Summer | Winter, WintShld, Summer | Winter, WintShld, Summer
CSAPR- SO2 Annual- NC | 229 | 7105 | Rate Constraint in MTons | FALSE | L | Annual | Standard SO2 | Thousand Tons | 67.9916 | 67.9916 | 67.9916 | 67.9916 | 67.9916 | 67.9916 | 67.9916
CSAPR- SO2 Annual- NC | 229 | 7105 | Rate Constraint in MTons | FALSE | L | Annual | Emissions at Affected Plants SO2 | Thousand Tons | 3.4447 | 0 | 0 | 0 | 0 | 0 | 0
CSAPR- SO2 Annual- NC | 229 | 7105 | Rate Constraint in MTons | FALSE | L | Annual | Allowances Purchased SO2 | Thousand Tons | 0 | 0 | 0 | 0 | 0 | 0 | 0
CSAPR- SO2 Annual- NC | 229 | 7105 | Rate Constraint in MTons | FALSE | L | Annual | Allowances Sold SO2 | Thousand Tons | 0 | 0 | 0 | 0 | 0 | 0 | 0
CSAPR- SO2 Annual- NC | 229 | 7105 | Rate Constraint in MTons | FALSE | L | Annual | Allowances Banked | Thousand Tons | 0 | 0 | 0 | 0 | 0 | 0 | 0
CSAPR- SO2 Annual- NC | 229 | 7105 | Rate Constraint in MTons | FALSE | L | Annual | Allowances Withdrawn (1:1) | Thousand Tons | 0 | 0 | 0 | 0 | 0 | 0 | 0
CSAPR- SO2 Annual- NC | 229 | 7105 | Rate Constraint in MTons | FALSE | L | Annual | Allowances Withdrawn (n:1) | Thousand Tons | 0 | 0 | 0 | 0 | 0 | 0 | 0
CSAPR- SO2 Annual- NC | 229 | 7105 | Rate Constraint in MTons | FALSE | L | Annual | Net Emissions Allowance Position | Thousand Tons | 3.4447 | 0 | 0 | 0 | 0 | 0 | 0
CSAPR- SO2 Annual- NC | 229 | 7105 | Rate Constraint in MTons | FALSE | L | Annual | Fuel Consumed | TBtu | 535.1999 | 413.1827 | 419.9092 | 388.3484 | 388.9547 | 370.4818 | 419.5451
CSAPR- SO2 Annual- NC | 229 | 7105 | Rate Constraint in MTons | FALSE | L | Annual | Rate | lb/MMBtu | 0.012872 | 0 | 0 | 0 | 0 | 0 | 0
CSAPR- SO2 Annual- NC | 229 | 7105 | Rate Constraint in MTons | FALSE | L | Annual | Generation | TWh | 106.7296 | 93.483 | 82.7725 | 78.5379 | 78.4135 | 74.215 | 84.1656
CSAPR- SO2 Annual- NC | 229 | 7105 | Rate Constraint in MTons | FALSE | L | Annual | Qualifying Generation | TWh | 74.9427 | 61.2393 | 61.3017 | 56.6852 | 56.0885 | 53.5765 | 59.4892
CSAPR- SO2 Annual- NC | 229 | 7105 | Rate Constraint in MTons | FALSE | L | Annual | Rate | lb/MWh | 0.091928 | 0 | 0 | 0 | 0 | 0 | 0
CSAPR- SO2 Annual- NC | 229 | 7105 | Rate Constraint in MTons | FALSE | L | Annual | Constraint Shadow Price | US2019$/Ton | 0 | 0 | 0 | 0 | 0 | 0 | 0
CSAPR- SO2 Annual- NE | 230 | 7106 | Rate Constraint in MTons | FALSE | L | Annual | Seasons Included | Seasons | Winter, WintShld, Summer | Winter, WintShld, Summer | Winter, WintShld, Summer | Winter, WintShld, Summer | Winter, WintShld, Summer | Winter, WintShld, Summer | Winter, WintShld, Summer
CSAPR- SO2 Annual- NE | 230 | 7106 | Rate Constraint in MTons | FALSE | L | Annual | Standard SO2 | Thousand Tons | 80.4312 | 80.4312 | 80.4312 | 80.4312 | 80.4312 | 80.4312 | 80.4312
CSAPR- SO2 Annual- NE | 230 | 7106 | Rate Constraint in MTons | FALSE | L | Annual | Emissions at Affected Plants SO2 | Thousand Tons | 47.3106 | 3.5589 | 0.016384 | 0.016384 | 0.016384 | 0.016384 | 0.016384
CSAPR- SO2 Annual- NE | 230 | 7106 | Rate Constraint in MTons | FALSE | L | Annual | Allowances Purchased SO2 | Thousand Tons | 0 | 0 | 0 | 0 | 0 | 0 | 0
CSAPR- SO2 Annual- NE | 230 | 7106 | Rate Constraint in MTons | FALSE | L | Annual | Allowances Sold SO2 | Thousand Tons | 0 | 0 | 0 | 0 | 0 | 0 | 0
CSAPR- SO2 Annual- NE | 230 | 7106 | Rate Constraint in MTons | FALSE | L | Annual | Allowances Banked | Thousand Tons | 0 | 0 | 0 | 0 | 0 | 0 | 0
CSAPR- SO2 Annual- NE | 230 | 7106 | Rate Constraint in MTons | FALSE | L | Annual | Allowances Withdrawn (1:1) | Thousand Tons | 0 | 0 | 0 | 0 | 0 | 0 | 0
CSAPR- SO2 Annual- NE | 230 | 7106 | Rate Constraint in MTons | FALSE | L | Annual | Allowances Withdrawn (n:1) | Thousand Tons | 0 | 0 | 0 | 0 | 0 | 0 | 0
CSAPR- SO2 Annual- NE | 230 | 7106 | Rate Constraint in MTons | FALSE | L | Annual | Net Emissions Allowance Position | Thousand Tons | 47.3106 | 3.5589 | 0.016384 | 0.016384 | 0.016384 | 0.016384 | 0.016384
CSAPR- SO2 Annual- NE | 230 | 7106 | Rate Constraint in MTons | FALSE | L | Annual | Fuel Consumed | TBtu | 251.6822 | 15.1681 | 1.8413 | 1.5064 | 1.7852 | 2.0393 | 2.2065
CSAPR- SO2 Annual- NE | 230 | 7106 | Rate Constraint in MTons | FALSE | L | Annual | Rate | lb/MMBtu | 0.37595 | 0.46926 | 0.017797 | 0.021753 | 0.018356 | 0.016069 | 0.014851
CSAPR- SO2 Annual- NE | 230 | 7106 | Rate Constraint in MTons | FALSE | L | Annual | Generation | TWh | 24.2406 | 1.6089 | 2.3609 | 1.6471 | 1.7341 | 0.28048 | 1.6789
CSAPR- SO2 Annual- NE | 230 | 7106 | Rate Constraint in MTons | FALSE | L | Annual | Qualifying Generation | TWh | 24.2406 | 1.4613 | 0.18233 | 0.13965 | 0.17388 | 0.20405 | 0.22196
CSAPR- SO2 Annual- NE | 230 | 7106 | Rate Constraint in MTons | FALSE | L | Annual | Rate | lb/MWh | 3.9034 | 4.871 | 0.17973 | 0.23466 | 0.18845 | 0.16059 | 0.14764
CSAPR- SO2 Annual- NE | 230 | 7106 | Rate Constraint in MTons | FALSE | L | Annual | Constraint Shadow Price | US2019$/Ton | 0 | 0 | 0 | 0 | 0 | 0 | 0
CSAPR- SO2 Annual- NJ | 231 | 7107 | Rate Constraint in MTons | FALSE | L | Annual | Seasons Included | Seasons | Winter, WintShld, Summer | Winter, WintShld, Summer | Winter, WintShld, Summer | Winter, WintShld, Summer | Winter, WintShld, Summer | Winter, WintShld, Summer | Winter, WintShld, Summer
CSAPR- SO2 Annual- NJ | 231 | 7107 | Rate Constraint in MTons | FALSE | L | Annual | Standard SO2 | Thousand Tons | 6.5773 | 6.5773 | 6.5773 | 6.5773 | 6.5773 | 6.5773 | 6.5773
CSAPR- SO2 Annual- NJ | 231 | 7107 | Rate Constraint in MTons | FALSE | L | Annual | Emissions at Affected Plants SO2 | Thousand Tons | 0 | 0 | 0 | 0 | 0 | 0 | 0
CSAPR- SO2 Annual- NJ | 231 | 7107 | Rate Constraint in MTons | FALSE | L | Annual | Allowances Purchased SO2 | Thousand Tons | 0 | 0 | 0 | 0 | 0 | 0 | 0
CSAPR- SO2 Annual- NJ | 231 | 7107 | Rate Constraint in MTons | FALSE | L | Annual | Allowances Sold SO2 | Thousand Tons | 0 | 0 | 0 | 0 | 0 | 0 | 0
CSAPR- SO2 Annual- NJ | 231 | 7107 | Rate Constraint in MTons | FALSE | L | Annual | Allowances Banked | Thousand Tons | 0 | 0 | 0 | 0 | 0 | 0 | 0
CSAPR- SO2 Annual- NJ | 231 | 7107 | Rate Constraint in MTons | FALSE | L | Annual | Allowances Withdrawn (1:1) | Thousand Tons | 0 | 0 | 0 | 0 | 0 | 0 | 0
CSAPR- SO2 Annual- NJ | 231 | 7107 | Rate Constraint in MTons | FALSE | L | Annual | Allowances Withdrawn (n:1) | Thousand Tons | 0 | 0 | 0 | 0 | 0 | 0 | 0
CSAPR- SO2 Annual- NJ | 231 | 7107 | Rate Constraint in MTons | FALSE | L | Annual | Net Emissions Allowance Position | Thousand Tons | 0 | 0 | 0 | 0 | 0 | 0 | 0
CSAPR- SO2 Annual- NJ | 231 | 7107 | Rate Constraint in MTons | FALSE | L | Annual | Fuel Consumed | TBtu | 265.6369 | 321.4544 | 186.6916 | 139.2657 | 143.7002 | 205.1945 | 239.7929
CSAPR- SO2 Annual- NJ | 231 | 7107 | Rate Constraint in MTons | FALSE | L | Annual | Rate | lb/MMBtu | 0 | 0 | 0 | 0 | 0 | 0 | 0
CSAPR- SO2 Annual- NJ | 231 | 7107 | Rate Constraint in MTons | FALSE | L | Annual | Generation | TWh | 37.6055 | 45.133 | 26.3346 | 20.0086 | 20.8683 | 31.7401 | 38.277
CSAPR- SO2 Annual- NJ | 231 | 7107 | Rate Constraint in MTons | FALSE | L | Annual | Qualifying Generation | TWh | 37.6055 | 45.133 | 26.3346 | 19.9288 | 20.3186 | 28.4767 | 33.3788
CSAPR- SO2 Annual- NJ | 231 | 7107 | Rate Constraint in MTons | FALSE | L | Annual | Rate | lb/MWh | 0 | 0 | 0 | 0 | 0 | 0 | 0
CSAPR- SO2 Annual- NJ | 231 | 7107 | Rate Constraint in MTons | FALSE | L | Annual | Constraint Shadow Price | US2019$/Ton | 0 | 0 | 0 | 0 | 0 | 0 | 0
CSAPR- SO2 Annual- NY | 232 | 7108 | Rate Constraint in MTons | FALSE | L | Annual | Seasons Included | Seasons | Winter, WintShld, Summer | Winter, WintShld, Summer | Winter, WintShld, Summer | Winter, WintShld, Summer | Winter, WintShld, Summer | Winter, WintShld, Summer | Winter, WintShld, Summer
CSAPR- SO2 Annual- NY | 232 | 7108 | Rate Constraint in MTons | FALSE | L | Annual | Standard SO2 | Thousand Tons | 32.5161 | 32.5161 | 32.5161 | 32.5161 | 32.5161 | 32.5161 | 32.5161
CSAPR- SO2 Annual- NY | 232 | 7108 | Rate Constraint in MTons | FALSE | L | Annual | Emissions at Affected Plants SO2 | Thousand Tons | 0 | 0 | 0 | 0 | 0 | 0 | 0
CSAPR- SO2 Annual- NY | 232 | 7108 | Rate Constraint in MTons | FALSE | L | Annual | Allowances Purchased SO2 | Thousand Tons | 0 | 0 | 0 | 0 | 0 | 0 | 0
CSAPR- SO2 Annual- NY | 232 | 7108 | Rate Constraint in MTons | FALSE | L | Annual | Allowances Sold SO2 | Thousand Tons | 0 | 0 | 0 | 0 | 0 | 0 | 0
CSAPR- SO2 Annual- NY | 232 | 7108 | Rate Constraint in MTons | FALSE | L | Annual | Allowances Banked | Thousand Tons | 0 | 0 | 0 | 0 | 0 | 0 | 0
CSAPR- SO2 Annual- NY | 232 | 7108 | Rate Constraint in MTons | FALSE | L | Annual | Allowances Withdrawn (1:1) | Thousand Tons | 0 | 0 | 0 | 0 | 0 | 0 | 0
CSAPR- SO2 Annual- NY | 232 | 7108 | Rate Constraint in MTons | FALSE | L | Annual | Allowances Withdrawn (n:1) | Thousand Tons | 0 | 0 | 0 | 0 | 0 | 0 | 0
CSAPR- SO2 Annual- NY | 232 | 7108 | Rate Constraint in MTons | FALSE | L | Annual | Net Emissions Allowance Position | Thousand Tons | 0 | 0 | 0 | 0 | 0 | 0 | 0
CSAPR- SO2 Annual- NY | 232 | 7108 | Rate Constraint in MTons | FALSE | L | Annual | Fuel Consumed | TBtu | 425.6007 | 391.4402 | 211.3405 | 85.8866 | 91.8303 | 96.9006 | 102.2237
CSAPR- SO2 Annual- NY | 232 | 7108 | Rate Constraint in MTons | FALSE | L | Annual | Rate | lb/MMBtu | 0 | 0 | 0 | 0 | 0 | 0 | 0
CSAPR- SO2 Annual- NY | 232 | 7108 | Rate Constraint in MTons | FALSE | L | Annual | Generation | TWh | 57.577 | 53.2118 | 29.3793 | 12.1094 | 12.9972 | 14.4355 | 15.6229
CSAPR- SO2 Annual- NY | 232 | 7108 | Rate Constraint in MTons | FALSE | L | Annual | Qualifying Generation | TWh | 57.577 | 53.2118 | 29.3793 | 12.1094 | 12.9497 | 13.8913 | 14.7909
CSAPR- SO2 Annual- NY | 232 | 7108 | Rate Constraint in MTons | FALSE | L | Annual | Rate | lb/MWh | 0 | 0 | 0 | 0 | 0 | 0 | 0
CSAPR- SO2 Annual- NY | 232 | 7108 | Rate Constraint in MTons | FALSE | L | Annual | Constraint Shadow Price | US2019$/Ton | 0 | 0 | 0 | 0 | 0 | 0 | 0
CSAPR- SO2 Annual- OH | 233 | 7109 | Rate Constraint in MTons | FALSE | L | Annual | Seasons Included | Seasons | Winter, WintShld, Summer | Winter, WintShld, Summer | Winter, WintShld, Summer | Winter, WintShld, Summer | Winter, WintShld, Summer | Winter, WintShld, Summer | Winter, WintShld, Summer
CSAPR- SO2 Annual- OH | 233 | 7109 | Rate Constraint in MTons | FALSE | L | Annual | Standard SO2 | Thousand Tons | 167.8432 | 167.8432 | 167.8432 | 167.8432 | 167.8432 | 167.8432 | 167.8432
CSAPR- SO2 Annual- OH | 233 | 7109 | Rate Constraint in MTons | FALSE | L | Annual | Emissions at Affected Plants SO2 | Thousand Tons | 28.5694 | 9.8838 | 1.2047 | 1.2047 | 0 | 0 | 0
CSAPR- SO2 Annual- OH | 233 | 7109 | Rate Constraint in MTons | FALSE | L | Annual | Allowances Purchased SO2 | Thousand Tons | 0 | 0 | 0 | 0 | 0 | 0 | 0
CSAPR- SO2 Annual- OH | 233 | 7109 | Rate Constraint in MTons | FALSE | L | Annual | Allowances Sold SO2 | Thousand Tons | 0 | 0 | 0 | 0 | 0 | 0 | 0
CSAPR- SO2 Annual- OH | 233 | 7109 | Rate Constraint in MTons | FALSE | L | Annual | Allowances Banked | Thousand Tons | 0 | 0 | 0 | 0 | 0 | 0 | 0
CSAPR- SO2 Annual- OH | 233 | 7109 | Rate Constraint in MTons | FALSE | L | Annual | Allowances Withdrawn (1:1) | Thousand Tons | 0 | 0 | 0 | 0 | 0 | 0 | 0
CSAPR- SO2 Annual- OH | 233 | 7109 | Rate Constraint in MTons | FALSE | L | Annual | Allowances Withdrawn (n:1) | Thousand Tons | 0 | 0 | 0 | 0 | 0 | 0 | 0
CSAPR- SO2 Annual- OH | 233 | 7109 | Rate Constraint in MTons | FALSE | L | Annual | Net Emissions Allowance Position | Thousand Tons | 28.5694 | 9.8838 | 1.2047 | 1.2047 | 0 | 0 | 0
CSAPR- SO2 Annual- OH | 233 | 7109 | Rate Constraint in MTons | FALSE | L | Annual | Fuel Consumed | TBtu | 973.6886 | 822.2596 | 660.8919 | 584.0228 | 431.7574 | 439.6753 | 457.5596
CSAPR- SO2 Annual- OH | 233 | 7109 | Rate Constraint in MTons | FALSE | L | Annual | Rate | lb/MMBtu | 0.058683 | 0.024041 | 0.0036456 | 0.0041254 | 0 | 0 | 0
CSAPR- SO2 Annual- OH | 233 | 7109 | Rate Constraint in MTons | FALSE | L | Annual | Generation | TWh | 137.1033 | 121.8125 | 100.3538 | 89.2143 | 70.9759 | 71.3172 | 74.1068
CSAPR- SO2 Annual- OH | 233 | 7109 | Rate Constraint in MTons | FALSE | L | Annual | Qualifying Generation | TWh | 127.4279 | 112.1371 | 92.1699 | 82.0581 | 62.8942 | 63.6547 | 65.8747
CSAPR- SO2 Annual- OH | 233 | 7109 | Rate Constraint in MTons | FALSE | L | Annual | Rate | lb/MWh | 0.4484 | 0.17628 | 0.02614 | 0.029361 | 0 | 0 | 0
CSAPR- SO2 Annual- OH | 233 | 7109 | Rate Constraint in MTons | FALSE | L | Annual | Constraint Shadow Price | US2019$/Ton | 0 | 0 | 0 | 0 | 0 | 0 | 0
CSAPR- SO2 Annual- PA | 234 | 7110 | Rate Constraint in MTons | FALSE | L | Annual | Seasons Included | Seasons | Winter, WintShld, Summer | Winter, WintShld, Summer | Winter, WintShld, Summer | Winter, WintShld, Summer | Winter, WintShld, Summer | Winter, WintShld, Summer | Winter, WintShld, Summer
CSAPR- SO2 Annual- PA | 234 | 7110 | Rate Constraint in MTons | FALSE | L | Annual | Standard SO2 | Thousand Tons | 132.1848 | 132.1848 | 132.1848 | 132.1848 | 132.1848 | 132.1848 | 132.1848
CSAPR- SO2 Annual- PA | 234 | 7110 | Rate Constraint in MTons | FALSE | L | Annual | Emissions at Affected Plants SO2 | Thousand Tons | 6.844 | 5.2428 | 0.77025 | 0 | 0 | 0 | 0
CSAPR- SO2 Annual- PA | 234 | 7110 | Rate Constraint in MTons | FALSE | L | Annual | Allowances Purchased SO2 | Thousand Tons | 0 | 0 | 0 | 0 | 0 | 0 | 0
CSAPR- SO2 Annual- PA | 234 | 7110 | Rate Constraint in MTons | FALSE | L | Annual | Allowances Sold SO2 | Thousand Tons | 0 | 0 | 0 | 0 | 0 | 0 | 0
CSAPR- SO2 Annual- PA | 234 | 7110 | Rate Constraint in MTons | FALSE | L | Annual | Allowances Banked | Thousand Tons | 0 | 0 | 0 | 0 | 0 | 0 | 0
CSAPR- SO2 Annual- PA | 234 | 7110 | Rate Constraint in MTons | FALSE | L | Annual | Allowances Withdrawn (1:1) | Thousand Tons | 0 | 0 | 0 | 0 | 0 | 0 | 0
CSAPR- SO2 Annual- PA | 234 | 7110 | Rate Constraint in MTons | FALSE | L | Annual | Allowances Withdrawn (n:1) | Thousand Tons | 0 | 0 | 0 | 0 | 0 | 0 | 0
CSAPR- SO2 Annual- PA | 234 | 7110 | Rate Constraint in MTons | FALSE | L | Annual | Net Emissions Allowance Position | Thousand Tons | 6.844 | 5.2428 | 0.77025 | 0 | 0 | 0 | 0
CSAPR- SO2 Annual- PA | 234 | 7110 | Rate Constraint in MTons | FALSE | L | Annual | Fuel Consumed | TBtu | 1054.9322 | 1179.2873 | 981.6805 | 834.8617 | 752.18 | 795.1378 | 849.5005
CSAPR- SO2 Annual- PA | 234 | 7110 | Rate Constraint in MTons | FALSE | L | Annual | Rate | lb/MMBtu | 0.012975 | 0.0088915 | 0.0015693 | 0 | 0 | 0 | 0
CSAPR- SO2 Annual- PA | 234 | 7110 | Rate Constraint in MTons | FALSE | L | Annual | Generation | TWh | 172.7156 | 186.755 | 155.5917 | 137.5199 | 127.4246 | 135.9896 | 153.7867
CSAPR- SO2 Annual- PA | 234 | 7110 | Rate Constraint in MTons | FALSE | L | Annual | Qualifying Generation | TWh | 142.3409 | 156.3803 | 134.1556 | 117.2082 | 105.4005 | 108.9058 | 116.3578
CSAPR- SO2 Annual- PA | 234 | 7110 | Rate Constraint in MTons | FALSE | L | Annual | Rate | lb/MWh | 0.096163 | 0.067052 | 0.011483 | 0 | 0 | 0 | 0
CSAPR- SO2 Annual- PA | 234 | 7110 | Rate Constraint in MTons | FALSE | L | Annual | Constraint Shadow Price | US2019$/Ton | 0 | 0 | 0 | 0 | 0 | 0 | 0
CSAPR- SO2 Annual- SC | 235 | 7111 | Rate Constraint in MTons | FALSE | L | Annual | Seasons Included | Seasons | Winter, WintShld, Summer | Winter, WintShld, Summer | Winter, WintShld, Summer | Winter, WintShld, Summer | Winter, WintShld, Summer | Winter, WintShld, Summer | Winter, WintShld, Summer
CSAPR- SO2 Annual- SC | 235 | 7111 | Rate Constraint in MTons | FALSE | L | Annual | Standard SO2 | Thousand Tons | 114.0269 | 114.0269 | 114.0269 | 114.0269 | 114.0269 | 114.0269 | 114.0269
CSAPR- SO2 Annual- SC | 235 | 7111 | Rate Constraint in MTons | FALSE | L | Annual | Emissions at Affected Plants SO2 | Thousand Tons | 5.169 | 2.9611 | 0 | 0 | 0 | 0 | 0
CSAPR- SO2 Annual- SC | 235 | 7111 | Rate Constraint in MTons | FALSE | L | Annual | Allowances Purchased SO2 | Thousand Tons | 0 | 0 | 0 | 0 | 0 | 0 | 0
CSAPR- SO2 Annual- SC | 235 | 7111 | Rate Constraint in MTons | FALSE | L | Annual | Allowances Sold SO2 | Thousand Tons | 0 | 0 | 0 | 0 | 0 | 0 | 0
CSAPR- SO2 Annual- SC | 235 | 7111 | Rate Constraint in MTons | FALSE | L | Annual | Allowances Banked | Thousand Tons | 0 | 0 | 0 | 0 | 0 | 0 | 0
CSAPR- SO2 Annual- SC | 235 | 7111 | Rate Constraint in MTons | FALSE | L | Annual | Allowances Withdrawn (1:1) | Thousand Tons | 0 | 0 | 0 | 0 | 0 | 0 | 0
CSAPR- SO2 Annual- SC | 235 | 7111 | Rate Constraint in MTons | FALSE | L | Annual | Allowances Withdrawn (n:1) | Thousand Tons | 0 | 0 | 0 | 0 | 0 | 0 | 0
CSAPR- SO2 Annual- SC | 235 | 7111 | Rate Constraint in MTons | FALSE | L | Annual | Net Emissions Allowance Position | Thousand Tons | 5.169 | 2.9611 | 0 | 0 | 0 | 0 | 0
CSAPR- SO2 Annual- SC | 235 | 7111 | Rate Constraint in MTons | FALSE | L | Annual | Fuel Consumed | TBtu | 333.5734 | 348.6072 | 270.4546 | 208.3511 | 209.7478 | 199.0351 | 260.4414
CSAPR- SO2 Annual- SC | 235 | 7111 | Rate Constraint in MTons | FALSE | L | Annual | Rate | lb/MMBtu | 0.030992 | 0.016988 | 0 | 0 | 0 | 0 | 0
CSAPR- SO2 Annual- SC | 235 | 7111 | Rate Constraint in MTons | FALSE | L | Annual | Generation | TWh | 74.008 | 77.2909 | 59.2795 | 51.5335 | 51.7011 | 49.1572 | 61.5653
CSAPR- SO2 Annual- SC | 235 | 7111 | Rate Constraint in MTons | FALSE | L | Annual | Qualifying Generation | TWh | 46.2607 | 49.5436 | 39.5322 | 31.2717 | 30.8992 | 29.5615 | 37.2429
CSAPR- SO2 Annual- SC | 235 | 7111 | Rate Constraint in MTons | FALSE | L | Annual | Rate | lb/MWh | 0.22347 | 0.11954 | 0 | 0 | 0 | 0 | 0
CSAPR- SO2 Annual- SC | 235 | 7111 | Rate Constraint in MTons | FALSE | L | Annual | Constraint Shadow Price | US2019$/Ton | 0 | 0 | 0 | 0 | 0 | 0 | 0
CSAPR- SO2 Annual- TN | 236 | 7112 | Rate Constraint in MTons | FALSE | L | Annual | Seasons Included | Seasons | Winter, WintShld, Summer | Winter, WintShld, Summer | Winter, WintShld, Summer | Winter, WintShld, Summer | Winter, WintShld, Summer | Winter, WintShld, Summer | Winter, WintShld, Summer
CSAPR- SO2 Annual- TN | 236 | 7112 | Rate Constraint in MTons | FALSE | L | Annual | Standard SO2 | Thousand Tons | 69.4229 | 69.4229 | 69.4229 | 69.4229 | 69.4229 | 69.4229 | 69.4229
CSAPR- SO2 Annual- TN | 236 | 7112 | Rate Constraint in MTons | FALSE | L | Annual | Emissions at Affected Plants SO2 | Thousand Tons | 2.8378 | 0.42807 | 0 | 0 | 0 | 0 | 0
CSAPR- SO2 Annual- TN | 236 | 7112 | Rate Constraint in MTons | FALSE | L | Annual | Allowances Purchased SO2 | Thousand Tons | 0 | 0 | 0 | 0 | 0 | 0 | 0
CSAPR- SO2 Annual- TN | 236 | 7112 | Rate Constraint in MTons | FALSE | L | Annual | Allowances Sold SO2 | Thousand Tons | 0 | 0 | 0 | 0 | 0 | 0 | 0
CSAPR- SO2 Annual- TN | 236 | 7112 | Rate Constraint in MTons | FALSE | L | Annual | Allowances Banked | Thousand Tons | 0 | 0 | 0 | 0 | 0 | 0 | 0
CSAPR- SO2 Annual- TN | 236 | 7112 | Rate Constraint in MTons | FALSE | L | Annual | Allowances Withdrawn (1:1) | Thousand Tons | 0 | 0 | 0 | 0 | 0 | 0 | 0
CSAPR- SO2 Annual- TN | 236 | 7112 | Rate Constraint in MTons | FALSE | L | Annual | Allowances Withdrawn (n:1) | Thousand Tons | 0 | 0 | 0 | 0 | 0 | 0 | 0
CSAPR- SO2 Annual- TN | 236 | 7112 | Rate Constraint in MTons | FALSE | L | Annual | Net Emissions Allowance Position | Thousand Tons | 2.8378 | 0.42807 | 0 | 0 | 0 | 0 | 0
CSAPR- SO2 Annual- TN | 236 | 7112 | Rate Constraint in MTons | FALSE | L | Annual | Fuel Consumed | TBtu | 216.6173 | 183.5175 | 134.0429 | 94.8362 | 72.2152 | 56.6187 | 64.06
CSAPR- SO2 Annual- TN | 236 | 7112 | Rate Constraint in MTons | FALSE | L | Annual | Rate | lb/MMBtu | 0.026201 | 0.0046652 | 0 | 0 | 0 | 0 | 0
CSAPR- SO2 Annual- TN | 236 | 7112 | Rate Constraint in MTons | FALSE | L | Annual | Generation | TWh | 32.5496 | 29.5025 | 21.5283 | 16.0953 | 12.9435 | 10.3499 | 11.4143
CSAPR- SO2 Annual- TN | 236 | 7112 | Rate Constraint in MTons | FALSE | L | Annual | Qualifying Generation | TWh | 28.1639 | 24.8884 | 18.9828 | 13.5722 | 10.4082 | 8.1576 | 9.1634
CSAPR- SO2 Annual- TN | 236 | 7112 | Rate Constraint in MTons | FALSE | L | Annual | Rate | lb/MWh | 0.20152 | 0.034399 | 0 | 0 | 0 | 0 | 0
CSAPR- SO2 Annual- TN | 236 | 7112 | Rate Constraint in MTons | FALSE | L | Annual | Constraint Shadow Price | US2019$/Ton | 0 | 0 | 0 | 0 | 0 | 0 | 0
CSAPR- SO2 Annual- VA | 237 | 7113 | Rate Constraint in MTons | FALSE | L | Annual | Seasons Included | Seasons | Winter, WintShld, Summer | Winter, WintShld, Summer | Winter, WintShld, Summer | Winter, WintShld, Summer | Winter, WintShld, Summer | Winter, WintShld, Summer | Winter, WintShld, Summer
CSAPR- SO2 Annual- VA | 237 | 7113 | Rate Constraint in MTons | FALSE | L | Annual | Standard SO2 | Thousand Tons | 41.3673 | 41.3673 | 41.3673 | 41.3673 | 41.3673 | 41.3673 | 41.3673
CSAPR- SO2 Annual- VA | 237 | 7113 | Rate Constraint in MTons | FALSE | L | Annual | Emissions at Affected Plants SO2 | Thousand Tons | 0.26858 | 0.089155 | 0 | 0 | 0 | 0 | 0
CSAPR- SO2 Annual- VA | 237 | 7113 | Rate Constraint in MTons | FALSE | L | Annual | Allowances Purchased SO2 | Thousand Tons | 0 | 0 | 0 | 0 | 0 | 0 | 0
CSAPR- SO2 Annual- VA | 237 | 7113 | Rate Constraint in MTons | FALSE | L | Annual | Allowances Sold SO2 | Thousand Tons | 0 | 0 | 0 | 0 | 0 | 0 | 0
CSAPR- SO2 Annual- VA | 237 | 7113 | Rate Constraint in MTons | FALSE | L | Annual | Allowances Banked | Thousand Tons | 0 | 0 | 0 | 0 | 0 | 0 | 0
CSAPR- SO2 Annual- VA | 237 | 7113 | Rate Constraint in MTons | FALSE | L | Annual | Allowances Withdrawn (1:1) | Thousand Tons | 0 | 0 | 0 | 0 | 0 | 0 | 0
CSAPR- SO2 Annual- VA | 237 | 7113 | Rate Constraint in MTons | FALSE | L | Annual | Allowances Withdrawn (n:1) | Thousand Tons | 0 | 0 | 0 | 0 | 0 | 0 | 0
CSAPR- SO2 Annual- VA | 237 | 7113 | Rate Constraint in MTons | FALSE | L | Annual | Net Emissions Allowance Position | Thousand Tons | 0.26858 | 0.089155 | 0 | 0 | 0 | 0 | 0
CSAPR- SO2 Annual- VA | 237 | 7113 | Rate Constraint in MTons | FALSE | L | Annual | Fuel Consumed | TBtu | 450.1384 | 481.741 | 410.2465 | 298.4155 | 261.5356 | 12.1859 | 23.8815
CSAPR- SO2 Annual- VA | 237 | 7113 | Rate Constraint in MTons | FALSE | L | Annual | Rate | lb/MMBtu | 0.0011933 | 0.00037013 | 0 | 0 | 0 | 0 | 0
CSAPR- SO2 Annual- VA | 237 | 7113 | Rate Constraint in MTons | FALSE | L | Annual | Generation | TWh | 77.0415 | 81.391 | 70.194 | 53.472 | 50.0128 | 19.1214 | 31.7461
CSAPR- SO2 Annual- VA | 237 | 7113 | Rate Constraint in MTons | FALSE | L | Annual | Qualifying Generation | TWh | 61.0521 | 64.9356 | 56.986 | 41.8884 | 36.635 | 1.3159 | 2.9249
CSAPR- SO2 Annual- VA | 237 | 7113 | Rate Constraint in MTons | FALSE | L | Annual | Rate | lb/MWh | 0.0087983 | 0.0027459 | 0 | 0 | 0 | 0 | 0
CSAPR- SO2 Annual- VA | 237 | 7113 | Rate Constraint in MTons | FALSE | L | Annual | Constraint Shadow Price | US2019$/Ton | 0 | 0 | 0 | 0 | 0 | 0 | 0
CSAPR- SO2 Annual- WI | 238 | 7114 | Rate Constraint in MTons | FALSE | L | Annual | Seasons Included | Seasons | Winter, WintShld, Summer | Winter, WintShld, Summer | Winter, WintShld, Summer | Winter, WintShld, Summer | Winter, WintShld, Summer | Winter, WintShld, Summer | Winter, WintShld, Summer
CSAPR- SO2 Annual- WI | 238 | 7114 | Rate Constraint in MTons | FALSE | L | Annual | Standard SO2 | Thousand Tons | 56.5019 | 56.5019 | 56.5019 | 56.5019 | 56.5019 | 56.5019 | 56.5019
CSAPR- SO2 Annual- WI | 238 | 7114 | Rate Constraint in MTons | FALSE | L | Annual | Emissions at Affected Plants SO2 | Thousand Tons | 2.3178 | 0.69348 | 0 | 0 | 0 | 0 | 0
CSAPR- SO2 Annual- WI | 238 | 7114 | Rate Constraint in MTons | FALSE | L | Annual | Allowances Purchased SO2 | Thousand Tons | 0 | 0 | 0 | 0 | 0 | 0 | 0
CSAPR- SO2 Annual- WI | 238 | 7114 | Rate Constraint in MTons | FALSE | L | Annual | Allowances Sold SO2 | Thousand Tons | 0 | 0 | 0 | 0 | 0 | 0 | 0
CSAPR- SO2 Annual- WI | 238 | 7114 | Rate Constraint in MTons | FALSE | L | Annual | Allowances Banked | Thousand Tons | 0 | 0 | 0 | 0 | 0 | 0 | 0
CSAPR- SO2 Annual- WI | 238 | 7114 | Rate Constraint in MTons | FALSE | L | Annual | Allowances Withdrawn (1:1) | Thousand Tons | 0 | 0 | 0 | 0 | 0 | 0 | 0
CSAPR- SO2 Annual- WI | 238 | 7114 | Rate Constraint in MTons | FALSE | L | Annual | Allowances Withdrawn (n:1) | Thousand Tons | 0 | 0 | 0 | 0 | 0 | 0 | 0
CSAPR- SO2 Annual- WI | 238 | 7114 | Rate Constraint in MTons | FALSE | L | Annual | Net Emissions Allowance Position | Thousand Tons | 2.3178 | 0.69348 | 0 | 0 | 0 | 0 | 0
CSAPR- SO2 Annual- WI | 238 | 7114 | Rate Constraint in MTons | FALSE | L | Annual | Fuel Consumed | TBtu | 314.1231 | 261.9584 | 146.8081 | 71.5927 | 52.2715 | 53.1453 | 59.4298
CSAPR- SO2 Annual- WI | 238 | 7114 | Rate Constraint in MTons | FALSE | L | Annual | Rate | lb/MMBtu | 0.014758 | 0.0052945 | 0 | 0 | 0 | 0 | 0
CSAPR- SO2 Annual- WI | 238 | 7114 | Rate Constraint in MTons | FALSE | L | Annual | Generation | TWh | 38.672 | 33.6072 | 20.1113 | 9.8585 | 7.2692 | 7.3774 | 8.0374
CSAPR- SO2 Annual- WI | 238 | 7114 | Rate Constraint in MTons | FALSE | L | Annual | Qualifying Generation | TWh | 38.6322 | 33.5214 | 20.0459 | 9.845 | 7.2526 | 7.3587 | 8.0122
CSAPR- SO2 Annual- WI | 238 | 7114 | Rate Constraint in MTons | FALSE | L | Annual | Rate | lb/MWh | 0.12 | 0.041375 | 0 | 0 | 0 | 0 | 0
CSAPR- SO2 Annual- WI | 238 | 7114 | Rate Constraint in MTons | FALSE | L | Annual | Constraint Shadow Price | US2019$/Ton | 0 | 0 | 0 | 0 | 0 | 0 | 0
CSAPR- SO2 Annual- WV | 239 | 7115 | Rate Constraint in MTons | FALSE | L | Annual | Seasons Included | Seasons | Winter, WintShld, Summer | Winter, WintShld, Summer | Winter, WintShld, Summer | Winter, WintShld, Summer | Winter, WintShld, Summer | Winter, WintShld, Summer | Winter, WintShld, Summer
CSAPR- SO2 Annual- WV | 239 | 7115 | Rate Constraint in MTons | FALSE | L | Annual | Standard SO2 | Thousand Tons | 89.2882 | 89.2882 | 89.2882 | 89.2882 | 89.2882 | 89.2882 | 89.2882
CSAPR- SO2 Annual- WV | 239 | 7115 | Rate Constraint in MTons | FALSE | L | Annual | Emissions at Affected Plants SO2 | Thousand Tons | 33.1222 | 11.6895 | 3.7333 | 0.06799 | 0 | 0 | 0
CSAPR- SO2 Annual- WV | 239 | 7115 | Rate Constraint in MTons | FALSE | L | Annual | Allowances Purchased SO2 | Thousand Tons | 0 | 0 | 0 | 0 | 0 | 0 | 0
CSAPR- SO2 Annual- WV | 239 | 7115 | Rate Constraint in MTons | FALSE | L | Annual | Allowances Sold SO2 | Thousand Tons | 0 | 0 | 0 | 0 | 0 | 0 | 0
CSAPR- SO2 Annual- WV | 239 | 7115 | Rate Constraint in MTons | FALSE | L | Annual | Allowances Banked | Thousand Tons | 0 | 0 | 0 | 0 | 0 | 0 | 0
CSAPR- SO2 Annual- WV | 239 | 7115 | Rate Constraint in MTons | FALSE | L | Annual | Allowances Withdrawn (1:1) | Thousand Tons | 0 | 0 | 0 | 0 | 0 | 0 | 0
CSAPR- SO2 Annual- WV | 239 | 7115 | Rate Constraint in MTons | FALSE | L | Annual | Allowances Withdrawn (n:1) | Thousand Tons | 0 | 0 | 0 | 0 | 0 | 0 | 0
CSAPR- SO2 Annual- WV | 239 | 7115 | Rate Constraint in MTons | FALSE | L | Annual | Net Emissions Allowance Position | Thousand Tons | 33.1222 | 11.6895 | 3.7333 | 0.06799 | 0 | 0 | 0
CSAPR- SO2 Annual- WV | 239 | 7115 | Rate Constraint in MTons | FALSE | L | Annual | Fuel Consumed | TBtu | 568.1006 | 281.3252 | 144.8346 | 12.9198 | 11.6517 | 49.7561 | 100.9123
CSAPR- SO2 Annual- WV | 239 | 7115 | Rate Constraint in MTons | FALSE | L | Annual | Rate | lb/MMBtu | 0.11661 | 0.083103 | 0.051553 | 0.010525 | 0 | 0 | 0
CSAPR- SO2 Annual- WV | 239 | 7115 | Rate Constraint in MTons | FALSE | L | Annual | Generation | TWh | 63.6678 | 31.4949 | 18.4313 | 7.1163 | 8.153 | 13.8962 | 26.1317
CSAPR- SO2 Annual- WV | 239 | 7115 | Rate Constraint in MTons | FALSE | L | Annual | Qualifying Generation | TWh | 57.503 | 25.3302 | 11.4152 | 1.6059 | 1.4393 | 5.2868 | 12.3617
CSAPR- SO2 Annual- WV | 239 | 7115 | Rate Constraint in MTons | FALSE | L | Annual | Rate | lb/MWh | 1.152 | 0.92297 | 0.65409 | 0.084678 | 0 | 0 | 0
CSAPR- SO2 Annual- WV | 239 | 7115 | Rate Constraint in MTons | FALSE | L | Annual | Constraint Shadow Price | US2019$/Ton | 0 | 0 | 0 | 0 | 0 | 0 | 0
CT - CO2 Cap Annual v6.21 | 240 | 7777 | Rate Constraint in MTons | FALSE | L | Annual | Seasons Included | Seasons |  |  |  | Winter, WintShld, Summer | Winter, WintShld, Summer | Winter, WintShld, Summer | Winter, WintShld, Summer
CT - CO2 Cap Annual v6.21 | 240 | 7777 | Rate Constraint in MTons | FALSE | L | Annual | Standard CO2 | Thousand Tons | 0 | 0 | 0 | 0 | 0 | 0 | 0
CT - CO2 Cap Annual v6.21 | 240 | 7777 | Rate Constraint in MTons | FALSE | L | Annual | Emissions at Affected Plants CO2 | Thousand Tons | 0 | 0 | 0 | 0 | 0 | 0 | 0
CT - CO2 Cap Annual v6.21 | 240 | 7777 | Rate Constraint in MTons | FALSE | L | Annual | Allowances Purchased CO2 | Thousand Tons | 0 | 0 | 0 | 0 | 0 | 0 | 0
CT - CO2 Cap Annual v6.21 | 240 | 7777 | Rate Constraint in MTons | FALSE | L | Annual | Allowances Sold CO2 | Thousand Tons | 0 | 0 | 0 | 0 | 0 | 0 | 0
CT - CO2 Cap Annual v6.21 | 240 | 7777 | Rate Constraint in MTons | FALSE | L | Annual | Allowances Banked | Thousand Tons | 0 | 0 | 0 | 0 | 0 | 0 | 0
CT - CO2 Cap Annual v6.21 | 240 | 7777 | Rate Constraint in MTons | FALSE | L | Annual | Allowances Withdrawn (1:1) | Thousand Tons | 0 | 0 | 0 | 0 | 0 | 0 | 0
CT - CO2 Cap Annual v6.21 | 240 | 7777 | Rate Constraint in MTons | FALSE | L | Annual | Allowances Withdrawn (n:1) | Thousand Tons | 0 | 0 | 0 | 0 | 0 | 0 | 0
CT - CO2 Cap Annual v6.21 | 240 | 7777 | Rate Constraint in MTons | FALSE | L | Annual | Net Emissions Allowance Position | Thousand Tons | 0 | 0 | 0 | 0 | 0 | 0 | 0
CT - CO2 Cap Annual v6.21 | 240 | 7777 | Rate Constraint in MTons | FALSE | L | Annual | Fuel Consumed | TBtu | 0 | 0 | 0 | 0.0076848 | 0.0012672 | 1.1519 | 1.3016
CT - CO2 Cap Annual v6.21 | 240 | 7777 | Rate Constraint in MTons | FALSE | L | Annual | Rate | lb/MMBtu | 0 | 0 | 0 | 0 | 0 | 0 | 0
CT - CO2 Cap Annual v6.21 | 240 | 7777 | Rate Constraint in MTons | FALSE | L | Annual | Generation | TWh | 0 | 0 | 0 | 0.00077585 | 0.00012794 | 0.1163 | 0.13141
CT - CO2 Cap Annual v6.21 | 240 | 7777 | Rate Constraint in MTons | FALSE | L | Annual | Qualifying Generation | TWh | 0 | 0 | 0 | 0.00077585 | 0.00012794 | 0.1163 | 0.13141
CT - CO2 Cap Annual v6.21 | 240 | 7777 | Rate Constraint in MTons | FALSE | L | Annual | Rate | lb/MWh | 0 | 0 | 0 | 0 | 0 | 0 | 0
CT - CO2 Cap Annual v6.21 | 240 | 7777 | Rate Constraint in MTons | FALSE | L | Annual | Constraint Shadow Price | US2019$/Ton | 0 | 0 | 0 | 1078.384 | 820.7233 | 735.0336 | 807.554
CT Fac. Spec. - MER Rate Annual v3.1 | 241 | 7562 | MACT Fuel Choice Floor in lbs/MMBtu | FALSE | L | Annual | Seasons Included | Seasons | Winter, WintShld, Summer | Winter, WintShld, Summer | Winter, WintShld, Summer | Winter, WintShld, Summer | Winter, WintShld, Summer | Winter, WintShld, Summer | Winter, WintShld, Summer
CT Fac. Spec. - MER Rate Annual v3.1 | 241 | 7562 | MACT Fuel Choice Floor in lbs/MMBtu | FALSE | L | Annual | Emission Floor | lbs/MMBtu | 6e-07 | 6e-07 | 6e-07 | 6e-07 | 6e-07 | 6e-07 | 6e-07
CT Fac. Spec. - MER Rate Annual v3.1 | 241 | 7562 | MACT Fuel Choice Floor in lbs/MMBtu | FALSE | L | Annual | Emissions at Affected Plants MER | lbs | 0 | 0 | 0 | 0 | 0 | 0 | 0
CT Fac. Spec. - MER Rate Annual v3.1 | 241 | 7562 | MACT Fuel Choice Floor in lbs/MMBtu | FALSE | L | Annual | Allowances Purchased MER | lbs | 0 | 0 | 0 | 0 | 0 | 0 | 0
CT Fac. Spec. - MER Rate Annual v3.1 | 241 | 7562 | MACT Fuel Choice Floor in lbs/MMBtu | FALSE | L | Annual | Allowances Sold MER | lbs | 0 | 0 | 0 | 0 | 0 | 0 | 0
CT Fac. Spec. - MER Rate Annual v3.1 | 241 | 7562 | MACT Fuel Choice Floor in lbs/MMBtu | FALSE | L | Annual | Allowances Banked | lbs | 0 | 0 | 0 | 0 | 0 | 0 | 0
CT Fac. Spec. - MER Rate Annual v3.1 | 241 | 7562 | MACT Fuel Choice Floor in lbs/MMBtu | FALSE | L | Annual | Allowances Withdrawn (1:1) | lbs | 0 | 0 | 0 | 0 | 0 | 0 | 0
CT Fac. Spec. - MER Rate Annual v3.1 | 241 | 7562 | MACT Fuel Choice Floor in lbs/MMBtu | FALSE | L | Annual | Allowances Withdrawn (n:1) | lbs | 0 | 0 | 0 | 0 | 0 | 0 | 0
CT Fac. Spec. - MER Rate Annual v3.1 | 241 | 7562 | MACT Fuel Choice Floor in lbs/MMBtu | FALSE | L | Annual | Net Emissions Allowance Position | lbs | 0 | 0 | 0 | 0 | 0 | 0 | 0
CT Fac. Spec. - MER Rate Annual v3.1 | 241 | 7562 | MACT Fuel Choice Floor in lbs/MMBtu | FALSE | L | Annual | Fuel Consumed | TBtu | 0 | 0 | 0 | 0 | 0 | 0 | 0
CT Fac. Spec. - MER Rate Annual v3.1 | 241 | 7562 | MACT Fuel Choice Floor in lbs/MMBtu | FALSE | L | Annual | Rate | lb/MMBtu | 0 | 0 | 0 | 0 | 0 | 0 | 0
CT Fac. Spec. - MER Rate Annual v3.1 | 241 | 7562 | MACT Fuel Choice Floor in lbs/MMBtu | FALSE | L | Annual | Generation | TWh | 0 | 0 | 0 | 0 | 0 | 0 | 0
CT Fac. Spec. - MER Rate Annual v3.1 | 241 | 7562 | MACT Fuel Choice Floor in lbs/MMBtu | FALSE | L | Annual | Qualifying Generation | TWh | 0 | 0 | 0 | 0 | 0 | 0 | 0
CT Fac. Spec. - MER Rate Annual v3.1 | 241 | 7562 | MACT Fuel Choice Floor in lbs/MMBtu | FALSE | L | Annual | Constraint Shadow Price | US2019$/Lb | 0 | 0 | 0 | 0 | 0 | 0 | 0
CT Fac. Spec. - NOX Rate Winter v.4.10 Final, Unit 2230 and retrofits | 242 | 7286 | Rate Constraint in lbs/MMBtu | FALSE | L | Annual | Seasons Included | Seasons | Winter, WintShld | Winter, WintShld | Winter, WintShld | Winter, WintShld | Winter, WintShld | Winter, WintShld | Winter, WintShld
CT Fac. Spec. - NOX Rate Winter v.4.10 Final, Unit 2230 and retrofits | 242 | 7286 | Rate Constraint in lbs/MMBtu | FALSE | L | Annual | Standard NOX | lb/MMBtu | 0.15 | 0.15 | 0.15 | 0.15 | 0.15 | 0.15 | 0.15
CT Fac. Spec. - NOX Rate Winter v.4.10 Final, Unit 2230 and retrofits | 242 | 7286 | Rate Constraint in lbs/MMBtu | FALSE | L | Annual | Emissions at Affected Plants NOX | Thousand Tons | 0 | 0 | 0 | 0 | 0 | 0 | 0
CT Fac. Spec. - NOX Rate Winter v.4.10 Final, Unit 2230 and retrofits | 242 | 7286 | Rate Constraint in lbs/MMBtu | FALSE | L | Annual | Allowances Purchased NOX | Thousand Tons | 0 | 0 | 0 | 0 | 0 | 0 | 0
CT Fac. Spec. - NOX Rate Winter v.4.10 Final, Unit 2230 and retrofits | 242 | 7286 | Rate Constraint in lbs/MMBtu | FALSE | L | Annual | Allowances Sold NOX | Thousand Tons | 0 | 0 | 0 | 0 | 0 | 0 | 0
CT Fac. Spec. - NOX Rate Winter v.4.10 Final, Unit 2230 and retrofits | 242 | 7286 | Rate Constraint in lbs/MMBtu | FALSE | L | Annual | Allowances Banked | Thousand Tons | 0 | 0 | 0 | 0 | 0 | 0 | 0
CT Fac. Spec. - NOX Rate Winter v.4.10 Final, Unit 2230 and retrofits | 242 | 7286 | Rate Constraint in lbs/MMBtu | FALSE | L | Annual | Allowances Withdrawn (1:1) | Thousand Tons | 0 | 0 | 0 | 0 | 0 | 0 | 0
CT Fac. Spec. - NOX Rate Winter v.4.10 Final, Unit 2230 and retrofits | 242 | 7286 | Rate Constraint in lbs/MMBtu | FALSE | L | Annual | Allowances Withdrawn (n:1) | Thousand Tons | 0 | 0 | 0 | 0 | 0 | 0 | 0
CT Fac. Spec. - NOX Rate Winter v.4.10 Final, Unit 2230 and retrofits | 242 | 7286 | Rate Constraint in lbs/MMBtu | FALSE | L | Annual | Net Emissions Allowance Position | Thousand Tons | 0 | 0 | 0 | 0 | 0 | 0 | 0
CT Fac. Spec. - NOX Rate Winter v.4.10 Final, Unit 2230 and retrofits | 242 | 7286 | Rate Constraint in lbs/MMBtu | FALSE | L | Annual | Fuel Consumed | TBtu | 0 | 0 | 0 | 0 | 0 | 0 | 0
CT Fac. Spec. - NOX Rate Winter v.4.10 Final, Unit 2230 and retrofits | 242 | 7286 | Rate Constraint in lbs/MMBtu | FALSE | L | Annual | Rate | lb/MMBtu | 0 | 0 | 0 | 0 | 0 | 0 | 0
CT Fac. Spec. - NOX Rate Winter v.4.10 Final, Unit 2230 and retrofits | 242 | 7286 | Rate Constraint in lbs/MMBtu | FALSE | L | Annual | Generation | TWh | 0 | 0 | 0 | 0 | 0 | 0 | 0
CT Fac. Spec. - NOX Rate Winter v.4.10 Final, Unit 2230 and retrofits | 242 | 7286 | Rate Constraint in lbs/MMBtu | FALSE | L | Annual | Qualifying Generation | TWh | 0 | 0 | 0 | 0 | 0 | 0 | 0
CT Fac. Spec. - NOX Rate Winter v.4.10 Final, Unit 2230 and retrofits | 242 | 7286 | Rate Constraint in lbs/MMBtu | FALSE | L | Annual | Rate | lb/MWh | 0 | 0 | 0 | 0 | 0 | 0 | 0
CT Fac. Spec. - NOX Rate Winter v.4.10 Final, Unit 2230 and retrofits | 242 | 7286 | Rate Constraint in lbs/MMBtu | FALSE | L | Annual | Constraint Shadow Price | US2019$/Ton | 0 | 0 | 0 | 0 | 0 | 0 | 0
CT Fac. Spec. - NOX Rate Winter v.4.10 Final, Unit 2231 and retrofits | 243 | 7286 | Rate Constraint in lbs/MMBtu | FALSE | L | Annual | Seasons Included | Seasons | Winter, WintShld | Winter, WintShld | Winter, WintShld | Winter, WintShld | Winter, WintShld | Winter, WintShld | Winter, WintShld
CT Fac. Spec. - NOX Rate Winter v.4.10 Final, Unit 2231 and retrofits | 243 | 7286 | Rate Constraint in lbs/MMBtu | FALSE | L | Annual | Standard NOX | lb/MMBtu | 0.15 | 0.15 | 0.15 | 0.15 | 0.15 | 0.15 | 0.15
CT Fac. Spec. - NOX Rate Winter v.4.10 Final, Unit 2231 and retrofits | 243 | 7286 | Rate Constraint in lbs/MMBtu | FALSE | L | Annual | Emissions at Affected Plants NOX | Thousand Tons | 0 | 0 | 0 | 0 | 0 | 0 | 0
CT Fac. Spec. - NOX Rate Winter v.4.10 Final, Unit 2231 and retrofits | 243 | 7286 | Rate Constraint in lbs/MMBtu | FALSE | L | Annual | Allowances Purchased NOX | Thousand Tons | 0 | 0 | 0 | 0 | 0 | 0 | 0
CT Fac. Spec. - NOX Rate Winter v.4.10 Final, Unit 2231 and retrofits | 243 | 7286 | Rate Constraint in lbs/MMBtu | FALSE | L | Annual | Allowances Sold NOX | Thousand Tons | 0 | 0 | 0 | 0 | 0 | 0 | 0
CT Fac. Spec. - NOX Rate Winter v.4.10 Final, Unit 2231 and retrofits | 243 | 7286 | Rate Constraint in lbs/MMBtu | FALSE | L | Annual | Allowances Banked | Thousand Tons | 0 | 0 | 0 | 0 | 0 | 0 | 0
CT Fac. Spec. - NOX Rate Winter v.4.10 Final, Unit 2231 and retrofits | 243 | 7286 | Rate Constraint in lbs/MMBtu | FALSE | L | Annual | Allowances Withdrawn (1:1) | Thousand Tons | 0 | 0 | 0 | 0 | 0 | 0 | 0
CT Fac. Spec. - NOX Rate Winter v.4.10 Final, Unit 2231 and retrofits | 243 | 7286 | Rate Constraint in lbs/MMBtu | FALSE | L | Annual | Allowances Withdrawn (n:1) | Thousand Tons | 0 | 0 | 0 | 0 | 0 | 0 | 0
CT Fac. Spec. - NOX Rate Winter v.4.10 Final, Unit 2231 and retrofits | 243 | 7286 | Rate Constraint in lbs/MMBtu | FALSE | L | Annual | Net Emissions Allowance Position | Thousand Tons | 0 | 0 | 0 | 0 | 0 | 0 | 0
CT Fac. Spec. - NOX Rate Winter v.4.10 Final, Unit 2231 and retrofits | 243 | 7286 | Rate Constraint in lbs/MMBtu | FALSE | L | Annual | Fuel Consumed | TBtu | 0 | 0 | 0 | 0 | 0 | 0 | 0
CT Fac. Spec. - NOX Rate Winter v.4.10 Final, Unit 2231 and retrofits | 243 | 7286 | Rate Constraint in lbs/MMBtu | FALSE | L | Annual | Rate | lb/MMBtu | 0 | 0 | 0 | 0 | 0 | 0 | 0
CT Fac. Spec. - NOX Rate Winter v.4.10 Final, Unit 2231 and retrofits | 243 | 7286 | Rate Constraint in lbs/MMBtu | FALSE | L | Annual | Generation | TWh | 0 | 0 | 0 | 0 | 0 | 0 | 0
CT Fac. Spec. - NOX Rate Winter v.4.10 Final, Unit 2231 and retrofits | 243 | 7286 | Rate Constraint in lbs/MMBtu | FALSE | L | Annual | Qualifying Generation | TWh | 0 | 0 | 0 | 0 | 0 | 0 | 0
CT Fac. Spec. - NOX Rate Winter v.4.10 Final, Unit 2231 and retrofits | 243 | 7286 | Rate Constraint in lbs/MMBtu | FALSE | L | Annual | Rate | lb/MWh | 0 | 0 | 0 | 0 | 0 | 0 | 0
CT Fac. Spec. - NOX Rate Winter v.4.10 Final, Unit 2231 and retrofits | 243 | 7286 | Rate Constraint in lbs/MMBtu | FALSE | L | Annual | Constraint Shadow Price | US2019$/Ton | 0 | 0 | 0 | 0 | 0 | 0 | 0
CT Fac. Spec. - NOX Rate Winter v.4.10 Final, Unit 2351 and retrofits | 244 | 7286 | Rate Constraint in lbs/MMBtu | FALSE | L | Annual | Seasons Included | Seasons | Winter, WintShld | Winter, WintShld | Winter, WintShld | Winter, WintShld | Winter, WintShld | Winter, WintShld | Winter, WintShld
CT Fac. Spec. - NOX Rate Winter v.4.10 Final, Unit 2351 and retrofits | 244 | 7286 | Rate Constraint in lbs/MMBtu | FALSE | L | Annual | Standard NOX | lb/MMBtu | 0.15 | 0.15 | 0.15 | 0.15 | 0.15 | 0.15 | 0.15
CT Fac. Spec. - NOX Rate Winter v.4.10 Final, Unit 2351 and retrofits | 244 | 7286 | Rate Constraint in lbs/MMBtu | FALSE | L | Annual | Emissions at Affected Plants NOX | Thousand Tons | 0 | 0 | 0 | 0 | 0 | 0 | 0
CT Fac. Spec. - NOX Rate Winter v.4.10 Final, Unit 2351 and retrofits | 244 | 7286 | Rate Constraint in lbs/MMBtu | FALSE | L | Annual | Allowances Purchased NOX | Thousand Tons | 0 | 0 | 0 | 0 | 0 | 0 | 0
CT Fac. Spec. - NOX Rate Winter v.4.10 Final, Unit 2351 and retrofits | 244 | 7286 | Rate Constraint in lbs/MMBtu | FALSE | L | Annual | Allowances Sold NOX | Thousand Tons | 0 | 0 | 0 | 0 | 0 | 0 | 0
CT Fac. Spec. - NOX Rate Winter v.4.10 Final, Unit 2351 and retrofits | 244 | 7286 | Rate Constraint in lbs/MMBtu | FALSE | L | Annual | Allowances Banked | Thousand Tons | 0 | 0 | 0 | 0 | 0 | 0 | 0
CT Fac. Spec. - NOX Rate Winter v.4.10 Final, Unit 2351 and retrofits | 244 | 7286 | Rate Constraint in lbs/MMBtu | FALSE | L | Annual | Allowances Withdrawn (1:1) | Thousand Tons | 0 | 0 | 0 | 0 | 0 | 0 | 0
CT Fac. Spec. - NOX Rate Winter v.4.10 Final, Unit 2351 and retrofits | 244 | 7286 | Rate Constraint in lbs/MMBtu | FALSE | L | Annual | Allowances Withdrawn (n:1) | Thousand Tons | 0 | 0 | 0 | 0 | 0 | 0 | 0
CT Fac. Spec. - NOX Rate Winter v.4.10 Final, Unit 2351 and retrofits | 244 | 7286 | Rate Constraint in lbs/MMBtu | FALSE | L | Annual | Net Emissions Allowance Position | Thousand Tons | 0 | 0 | 0 | 0 | 0 | 0 | 0
CT Fac. Spec. - NOX Rate Winter v.4.10 Final, Unit 2351 and retrofits | 244 | 7286 | Rate Constraint in lbs/MMBtu | FALSE | L | Annual | Fuel Consumed | TBtu | 0 | 0 | 0 | 0 | 0 | 0 | 0
CT Fac. Spec. - NOX Rate Winter v.4.10 Final, Unit 2351 and retrofits | 244 | 7286 | Rate Constraint in lbs/MMBtu | FALSE | L | Annual | Rate | lb/MMBtu | 0 | 0 | 0 | 0 | 0 | 0 | 0
CT Fac. Spec. - NOX Rate Winter v.4.10 Final, Unit 2351 and retrofits | 244 | 7286 | Rate Constraint in lbs/MMBtu | FALSE | L | Annual | Generation | TWh | 0 | 0 | 0 | 0 | 0 | 0 | 0
CT Fac. Spec. - NOX Rate Winter v.4.10 Final, Unit 2351 and retrofits | 244 | 7286 | Rate Constraint in lbs/MMBtu | FALSE | L | Annual | Qualifying Generation | TWh | 0 | 0 | 0 | 0 | 0 | 0 | 0
CT Fac. Spec. - NOX Rate Winter v.4.10 Final, Unit 2351 and retrofits | 244 | 7286 | Rate Constraint in lbs/MMBtu | FALSE | L | Annual | Rate | lb/MWh | 0 | 0 | 0 | 0 | 0 | 0 | 0
CT Fac. Spec. - NOX Rate Winter v.4.10 Final, Unit 2351 and retrofits | 244 | 7286 | Rate Constraint in lbs/MMBtu | FALSE | L | Annual | Constraint Shadow Price | US2019$/Ton | 0 | 0 | 0 | 0 | 0 | 0 | 0
CT Fac. Spec. - NOX Rate Winter v.4.10 Final, Unit 2352 and retrofits | 245 | 7286 | Rate Constraint in lbs/MMBtu | FALSE | L | Annual | Seasons Included | Seasons | Winter, WintShld | Winter, WintShld | Winter, WintShld | Winter, WintShld | Winter, WintShld | Winter, WintShld | Winter, WintShld
CT Fac. Spec. - NOX Rate Winter v.4.10 Final, Unit 2352 and retrofits | 245 | 7286 | Rate Constraint in lbs/MMBtu | FALSE | L | Annual | Standard NOX | lb/MMBtu | 0.15 | 0.15 | 0.15 | 0.15 | 0.15 | 0.15 | 0.15
CT Fac. Spec. - NOX Rate Winter v.4.10 Final, Unit 2352 and retrofits | 245 | 7286 | Rate Constraint in lbs/MMBtu | FALSE | L | Annual | Emissions at Affected Plants NOX | Thousand Tons | 0 | 0 | 0 | 0 | 0 | 0 | 0
CT Fac. Spec. - NOX Rate Winter v.4.10 Final, Unit 2352 and retrofits | 245 | 7286 | Rate Constraint in lbs/MMBtu | FALSE | L | Annual | Allowances Purchased NOX | Thousand Tons | 0 | 0 | 0 | 0 | 0 | 0 | 0
CT Fac. Spec. - NOX Rate Winter v.4.10 Final, Unit 2352 and retrofits | 245 | 7286 | Rate Constraint in lbs/MMBtu | FALSE | L | Annual | Allowances Sold NOX | Thousand Tons | 0 | 0 | 0 | 0 | 0 | 0 | 0
CT Fac. Spec. - NOX Rate Winter v.4.10 Final, Unit 2352 and retrofits | 245 | 7286 | Rate Constraint in lbs/MMBtu | FALSE | L | Annual | Allowances Banked | Thousand Tons | 0 | 0 | 0 | 0 | 0 | 0 | 0
CT Fac. Spec. - NOX Rate Winter v.4.10 Final, Unit 2352 and retrofits | 245 | 7286 | Rate Constraint in lbs/MMBtu | FALSE | L | Annual | Allowances Withdrawn (1:1) | Thousand Tons | 0 | 0 | 0 | 0 | 0 | 0 | 0
CT Fac. Spec. - NOX Rate Winter v.4.10 Final, Unit 2352 and retrofits | 245 | 7286 | Rate Constraint in lbs/MMBtu | FALSE | L | Annual | Allowances Withdrawn (n:1) | Thousand Tons | 0 | 0 | 0 | 0 | 0 | 0 | 0
CT Fac. Spec. - NOX Rate Winter v.4.10 Final, Unit 2352 and retrofits | 245 | 7286 | Rate Constraint in lbs/MMBtu | FALSE | L | Annual | Net Emissions Allowance Position | Thousand Tons | 0 | 0 | 0 | 0 | 0 | 0 | 0
CT Fac. Spec. - NOX Rate Winter v.4.10 Final, Unit 2352 and retrofits | 245 | 7286 | Rate Constraint in lbs/MMBtu | FALSE | L | Annual | Fuel Consumed | TBtu | 0 | 0 | 0 | 0 | 0 | 0 | 0
CT Fac. Spec. - NOX Rate Winter v.4.10 Final, Unit 2352 and retrofits | 245 | 7286 | Rate Constraint in lbs/MMBtu | FALSE | L | Annual | Rate | lb/MMBtu | 0 | 0 | 0 | 0 | 0 | 0 | 0
CT Fac. Spec. - NOX Rate Winter v.4.10 Final, Unit 2352 and retrofits | 245 | 7286 | Rate Constraint in lbs/MMBtu | FALSE | L | Annual | Generation | TWh | 0 | 0 | 0 | 0 | 0 | 0 | 0
CT Fac. Spec. - NOX Rate Winter v.4.10 Final, Unit 2352 and retrofits | 245 | 7286 | Rate Constraint in lbs/MMBtu | FALSE | L | Annual | Qualifying Generation | TWh | 0 | 0 | 0 | 0 | 0 | 0 | 0
CT Fac. Spec. - NOX Rate Winter v.4.10 Final, Unit 2352 and retrofits | 245 | 7286 | Rate Constraint in lbs/MMBtu | FALSE | L | Annual | Rate | lb/MWh | 0 | 0 | 0 | 0 | 0 | 0 | 0
CT Fac. Spec. - NOX Rate Winter v.4.10 Final, Unit 2352 and retrofits | 245 | 7286 | Rate Constraint in lbs/MMBtu | FALSE | L | Annual | Constraint Shadow Price | US2019$/Ton | 0 | 0 | 0 | 0 | 0 | 0 | 0
CT Fac. Spec. - NOX Rate Winter v.4.10 Final, Unit 2353 and retrofits | 246 | 7286 | Rate Constraint in lbs/MMBtu | FALSE | L | Annual | Seasons Included | Seasons | Winter, WintShld | Winter, WintShld | Winter, WintShld | Winter, WintShld | Winter, WintShld | Winter, WintShld | Winter, WintShld
CT Fac. Spec. - NOX Rate Winter v.4.10 Final, Unit 2353 and retrofits | 246 | 7286 | Rate Constraint in lbs/MMBtu | FALSE | L | Annual | Standard NOX | lb/MMBtu | 0.15 | 0.15 | 0.15 | 0.15 | 0.15 | 0.15 | 0.15
CT Fac. Spec. - NOX Rate Winter v.4.10 Final, Unit 2353 and retrofits | 246 | 7286 | Rate Constraint in lbs/MMBtu | FALSE | L | Annual | Emissions at Affected Plants NOX | Thousand Tons | 0 | 0 | 0 | 0 | 0 | 0 | 0
CT Fac. Spec. - NOX Rate Winter v.4.10 Final, Unit 2353 and retrofits | 246 | 7286 | Rate Constraint in lbs/MMBtu | FALSE | L | Annual | Allowances Purchased NOX | Thousand Tons | 0 | 0 | 0 | 0 | 0 | 0 | 0
CT Fac. Spec. - NOX Rate Winter v.4.10 Final, Unit 2353 and retrofits | 246 | 7286 | Rate Constraint in lbs/MMBtu | FALSE | L | Annual | Allowances Sold NOX | Thousand Tons | 0 | 0 | 0 | 0 | 0 | 0 | 0
CT Fac. Spec. - NOX Rate Winter v.4.10 Final, Unit 2353 and retrofits | 246 | 7286 | Rate Constraint in lbs/MMBtu | FALSE | L | Annual | Allowances Banked | Thousand Tons | 0 | 0 | 0 | 0 | 0 | 0 | 0
CT Fac. Spec. - NOX Rate Winter v.4.10 Final, Unit 2353 and retrofits | 246 | 7286 | Rate Constraint in lbs/MMBtu | FALSE | L | Annual | Allowances Withdrawn (1:1) | Thousand Tons | 0 | 0 | 0 | 0 | 0 | 0 | 0
CT Fac. Spec. - NOX Rate Winter v.4.10 Final, Unit 2353 and retrofits | 246 | 7286 | Rate Constraint in lbs/MMBtu | FALSE | L | Annual | Allowances Withdrawn (n:1) | Thousand Tons | 0 | 0 | 0 | 0 | 0 | 0 | 0
CT Fac. Spec. - NOX Rate Winter v.4.10 Final, Unit 2353 and retrofits | 246 | 7286 | Rate Constraint in lbs/MMBtu | FALSE | L | Annual | Net Emissions Allowance Position | Thousand Tons | 0 | 0 | 0 | 0 | 0 | 0 | 0
CT Fac. Spec. - NOX Rate Winter v.4.10 Final, Unit 2353 and retrofits | 246 | 7286 | Rate Constraint in lbs/MMBtu | FALSE | L | Annual | Fuel Consumed | TBtu | 0 | 0 | 0 | 0 | 0 | 0 | 0
CT Fac. Spec. - NOX Rate Winter v.4.10 Final, Unit 2353 and retrofits | 246 | 7286 | Rate Constraint in lbs/MMBtu | FALSE | L | Annual | Rate | lb/MMBtu | 0 | 0 | 0 | 0 | 0 | 0 | 0
CT Fac. Spec. - NOX Rate Winter v.4.10 Final, Unit 2353 and retrofits | 246 | 7286 | Rate Constraint in lbs/MMBtu | FALSE | L | Annual | Generation | TWh | 0 | 0 | 0 | 0 | 0 | 0 | 0
CT Fac. Spec. - NOX Rate Winter v.4.10 Final, Unit 2353 and retrofits | 246 | 7286 | Rate Constraint in lbs/MMBtu | FALSE | L | Annual | Qualifying Generation | TWh | 0 | 0 | 0 | 0 | 0 | 0 | 0
CT Fac. Spec. - NOX Rate Winter v.4.10 Final, Unit 2353 and retrofits | 246 | 7286 | Rate Constraint in lbs/MMBtu | FALSE | L | Annual | Rate | lb/MWh | 0 | 0 | 0 | 0 | 0 | 0 | 0
CT Fac. Spec. - NOX Rate Winter v.4.10 Final, Unit 2353 and retrofits | 246 | 7286 | Rate Constraint in lbs/MMBtu | FALSE | L | Annual | Constraint Shadow Price | US2019$/Ton | 0 | 0 | 0 | 0 | 0 | 0 | 0
CT Fac. Spec. - NOX Rate Winter v.4.10 Final, Unit 2354 and retrofits | 247 | 7286 | Rate Constraint in lbs/MMBtu | FALSE | L | Annual | Seasons Included | Seasons | Winter, WintShld | Winter, WintShld | Winter, WintShld | Winter, WintShld | Winter, WintShld | Winter, WintShld | Winter, WintShld
CT Fac. Spec. - NOX Rate Winter v.4.10 Final, Unit 2354 and retrofits | 247 | 7286 | Rate Constraint in lbs/MMBtu | FALSE | L | Annual | Standard NOX | lb/MMBtu | 0.15 | 0.15 | 0.15 | 0.15 | 0.15 | 0.15 | 0.15
CT Fac. Spec. - NOX Rate Winter v.4.10 Final, Unit 2354 and retrofits | 247 | 7286 | Rate Constraint in lbs/MMBtu | FALSE | L | Annual | Emissions at Affected Plants NOX | Thousand Tons | 0 | 0 | 0 | 0 | 0 | 0 | 0
CT Fac. Spec. - NOX Rate Winter v.4.10 Final, Unit 2354 and retrofits | 247 | 7286 | Rate Constraint in lbs/MMBtu | FALSE | L | Annual | Allowances Purchased NOX | Thousand Tons | 0 | 0 | 0 | 0 | 0 | 0 | 0
CT Fac. Spec. - NOX Rate Winter v.4.10 Final, Unit 2354 and retrofits | 247 | 7286 | Rate Constraint in lbs/MMBtu | FALSE | L | Annual | Allowances Sold NOX | Thousand Tons | 0 | 0 | 0 | 0 | 0 | 0 | 0
CT Fac. Spec. - NOX Rate Winter v.4.10 Final, Unit 2354 and retrofits | 247 | 7286 | Rate Constraint in lbs/MMBtu | FALSE | L | Annual | Allowances Banked | Thousand Tons | 0 | 0 | 0 | 0 | 0 | 0 | 0
CT Fac. Spec. - NOX Rate Winter v.4.10 Final, Unit 2354 and retrofits | 247 | 7286 | Rate Constraint in lbs/MMBtu | FALSE | L | Annual | Allowances Withdrawn (1:1) | Thousand Tons | 0 | 0 | 0 | 0 | 0 | 0 | 0
CT Fac. Spec. - NOX Rate Winter v.4.10 Final, Unit 2354 and retrofits | 247 | 7286 | Rate Constraint in lbs/MMBtu | FALSE | L | Annual | Allowances Withdrawn (n:1) | Thousand Tons | 0 | 0 | 0 | 0 | 0 | 0 | 0
CT Fac. Spec. - NOX Rate Winter v.4.10 Final, Unit 2354 and retrofits | 247 | 7286 | Rate Constraint in lbs/MMBtu | FALSE | L | Annual | Net Emissions Allowance Position | Thousand Tons | 0 | 0 | 0 | 0 | 0 | 0 | 0
CT Fac. Spec. - NOX Rate Winter v.4.10 Final, Unit 2354 and retrofits | 247 | 7286 | Rate Constraint in lbs/MMBtu | FALSE | L | Annual | Fuel Consumed | TBtu | 0 | 0 | 0 | 0 | 0 | 0 | 0
CT Fac. Spec. - NOX Rate Winter v.4.10 Final, Unit 2354 and retrofits | 247 | 7286 | Rate Constraint in lbs/MMBtu | FALSE | L | Annual | Rate | lb/MMBtu | 0 | 0 | 0 | 0 | 0 | 0 | 0
CT Fac. Spec. - NOX Rate Winter v.4.10 Final, Unit 2354 and retrofits | 247 | 7286 | Rate Constraint in lbs/MMBtu | FALSE | L | Annual | Generation | TWh | 0 | 0 | 0 | 0 | 0 | 0 | 0
CT Fac. Spec. - NOX Rate Winter v.4.10 Final, Unit 2354 and retrofits | 247 | 7286 | Rate Constraint in lbs/MMBtu | FALSE | L | Annual | Qualifying Generation | TWh | 0 | 0 | 0 | 0 | 0 | 0 | 0
CT Fac. Spec. - NOX Rate Winter v.4.10 Final, Unit 2354 and retrofits | 247 | 7286 | Rate Constraint in lbs/MMBtu | FALSE | L | Annual | Rate | lb/MWh | 0 | 0 | 0 | 0 | 0 | 0 | 0
CT Fac. Spec. - NOX Rate Winter v.4.10 Final, Unit 2354 and retrofits | 247 | 7286 | Rate Constraint in lbs/MMBtu | FALSE | L | Annual | Constraint Shadow Price | US2019$/Ton | 0 | 0 | 0 | 0 | 0 | 0 | 0
CT Fac. Spec. - SO2 Rate Annual Non-Title IV v3.1, Unit 48 and retrofits | 248 | 7288 | Rate Constraint in lbs/MMBtu | FALSE | L | Annual | Seasons Included | Seasons | Winter, WintShld, Summer | Winter, WintShld, Summer | Winter, WintShld, Summer | Winter, WintShld, Summer | Winter, WintShld, Summer | Winter, WintShld, Summer | Winter, WintShld, Summer
CT Fac. Spec. - SO2 Rate Annual Non-Title IV v3.1, Unit 48 and retrofits | 248 | 7288 | Rate Constraint in lbs/MMBtu | FALSE | L | Annual | Standard SO2 | lb/MMBtu | 0.55 | 0.55 | 0.55 | 0.55 | 0.55 | 0.55 | 0.55
CT Fac. Spec. - SO2 Rate Annual Non-Title IV v3.1, Unit 48 and retrofits | 248 | 7288 | Rate Constraint in lbs/MMBtu | FALSE | L | Annual | Emissions at Affected Plants SO2 | Thousand Tons | 0 | 0 | 0 | 0 | 0 | 0 | 0
CT Fac. Spec. - SO2 Rate Annual Non-Title IV v3.1, Unit 48 and retrofits | 248 | 7288 | Rate Constraint in lbs/MMBtu | FALSE | L | Annual | Allowances Purchased SO2 | Thousand Tons | 0 | 0 | 0 | 0 | 0 | 0 | 0
CT Fac. Spec. - SO2 Rate Annual Non-Title IV v3.1, Unit 48 and retrofits | 248 | 7288 | Rate Constraint in lbs/MMBtu | FALSE | L | Annual | Allowances Sold SO2 | Thousand Tons | 0 | 0 | 0 | 0 | 0 | 0 | 0
CT Fac. Spec. - SO2 Rate Annual Non-Title IV v3.1, Unit 48 and retrofits | 248 | 7288 | Rate Constraint in lbs/MMBtu | FALSE | L | Annual | Allowances Banked | Thousand Tons | 0 | 0 | 0 | 0 | 0 | 0 | 0
CT Fac. Spec. - SO2 Rate Annual Non-Title IV v3.1, Unit 48 and retrofits | 248 | 7288 | Rate Constraint in lbs/MMBtu | FALSE | L | Annual | Allowances Withdrawn (1:1) | Thousand Tons | 0 | 0 | 0 | 0 | 0 | 0 | 0
CT Fac. Spec. - SO2 Rate Annual Non-Title IV v3.1, Unit 48 and retrofits | 248 | 7288 | Rate Constraint in lbs/MMBtu | FALSE | L | Annual | Allowances Withdrawn (n:1) | Thousand Tons | 0 | 0 | 0 | 0 | 0 | 0 | 0
CT Fac. Spec. - SO2 Rate Annual Non-Title IV v3.1, Unit 48 and retrofits | 248 | 7288 | Rate Constraint in lbs/MMBtu | FALSE | L | Annual | Net Emissions Allowance Position | Thousand Tons | 0 | 0 | 0 | 0 | 0 | 0 | 0
CT Fac. Spec. - SO2 Rate Annual Non-Title IV v3.1, Unit 48 and retrofits | 248 | 7288 | Rate Constraint in lbs/MMBtu | FALSE | L | Annual | Fuel Consumed | TBtu | 0 | 0 | 0 | 0 | 0 | 0 | 0
CT Fac. Spec. - SO2 Rate Annual Non-Title IV v3.1, Unit 48 and retrofits | 248 | 7288 | Rate Constraint in lbs/MMBtu | FALSE | L | Annual | Rate | lb/MMBtu | 0 | 0 | 0 | 0 | 0 | 0 | 0
CT Fac. Spec. - SO2 Rate Annual Non-Title IV v3.1, Unit 48 and retrofits | 248 | 7288 | Rate Constraint in lbs/MMBtu | FALSE | L | Annual | Generation | TWh | 0 | 0 | 0 | 0 | 0 | 0 | 0
CT Fac. Spec. - SO2 Rate Annual Non-Title IV v3.1, Unit 48 and retrofits | 248 | 7288 | Rate Constraint in lbs/MMBtu | FALSE | L | Annual | Qualifying Generation | TWh | 0 | 0 | 0 | 0 | 0 | 0 | 0
CT Fac. Spec. - SO2 Rate Annual Non-Title IV v3.1, Unit 48 and retrofits | 248 | 7288 | Rate Constraint in lbs/MMBtu | FALSE | L | Annual | Rate | lb/MWh | 0 | 0 | 0 | 0 | 0 | 0 | 0
CT Fac. Spec. - SO2 Rate Annual Non-Title IV v3.1, Unit 48 and retrofits | 248 | 7288 | Rate Constraint in lbs/MMBtu | FALSE | L | Annual | Constraint Shadow Price | US2019$/Ton | 0 | 0 | 0 | 0 | 0 | 0 | 0
CT Fac. Spec. - SO2 Rate Annual v3.1, Unit 2230 and retrofits | 249 | 7287 | Rate Constraint in lbs/MMBtu | FALSE | L | Annual | Seasons Included | Seasons | Winter, WintShld, Summer | Winter, WintShld, Summer | Winter, WintShld, Summer | Winter, WintShld, Summer | Winter, WintShld, Summer | Winter, WintShld, Summer | Winter, WintShld, Summer
CT Fac. Spec. - SO2 Rate Annual v3.1, Unit 2230 and retrofits | 249 | 7287 | Rate Constraint in lbs/MMBtu | FALSE | L | Annual | Standard SO2 | lb/MMBtu | 0.33 | 0.33 | 0.33 | 0.33 | 0.33 | 0.33 | 0.33
CT Fac. Spec. - SO2 Rate Annual v3.1, Unit 2230 and retrofits | 249 | 7287 | Rate Constraint in lbs/MMBtu | FALSE | L | Annual | Emissions at Affected Plants SO2 | Thousand Tons | 0 | 0 | 0 | 0 | 0 | 0 | 0
CT Fac. Spec. - SO2 Rate Annual v3.1, Unit 2230 and retrofits | 249 | 7287 | Rate Constraint in lbs/MMBtu | FALSE | L | Annual | Allowances Purchased SO2 | Thousand Tons | 0 | 0 | 0 | 0 | 0 | 0 | 0
CT Fac. Spec. - SO2 Rate Annual v3.1, Unit 2230 and retrofits | 249 | 7287 | Rate Constraint in lbs/MMBtu | FALSE | L | Annual | Allowances Sold SO2 | Thousand Tons | 0 | 0 | 0 | 0 | 0 | 0 | 0
CT Fac. Spec. - SO2 Rate Annual v3.1, Unit 2230 and retrofits | 249 | 7287 | Rate Constraint in lbs/MMBtu | FALSE | L | Annual | Allowances Banked | Thousand Tons | 0 | 0 | 0 | 0 | 0 | 0 | 0
CT Fac. Spec. - SO2 Rate Annual v3.1, Unit 2230 and retrofits | 249 | 7287 | Rate Constraint in lbs/MMBtu | FALSE | L | Annual | Allowances Withdrawn (1:1) | Thousand Tons | 0 | 0 | 0 | 0 | 0 | 0 | 0
CT Fac. Spec. - SO2 Rate Annual v3.1, Unit 2230 and retrofits | 249 | 7287 | Rate Constraint in lbs/MMBtu | FALSE | L | Annual | Allowances Withdrawn (n:1) | Thousand Tons | 0 | 0 | 0 | 0 | 0 | 0 | 0
CT Fac. Spec. - SO2 Rate Annual v3.1, Unit 2230 and retrofits | 249 | 7287 | Rate Constraint in lbs/MMBtu | FALSE | L | Annual | Net Emissions Allowance Position | Thousand Tons | 0 | 0 | 0 | 0 | 0 | 0 | 0
CT Fac. Spec. - SO2 Rate Annual v3.1, Unit 2230 and retrofits | 249 | 7287 | Rate Constraint in lbs/MMBtu | FALSE | L | Annual | Fuel Consumed | TBtu | 0 | 0 | 0 | 0 | 0 | 0 | 0
CT Fac. Spec. - SO2 Rate Annual v3.1, Unit 2230 and retrofits | 249 | 7287 | Rate Constraint in lbs/MMBtu | FALSE | L | Annual | Rate | lb/MMBtu | 0 | 0 | 0 | 0 | 0 | 0 | 0
CT Fac. Spec. - SO2 Rate Annual v3.1, Unit 2230 and retrofits | 249 | 7287 | Rate Constraint in lbs/MMBtu | FALSE | L | Annual | Generation | TWh | 0 | 0 | 0 | 0 | 0 | 0 | 0
CT Fac. Spec. - SO2 Rate Annual v3.1, Unit 2230 and retrofits | 249 | 7287 | Rate Constraint in lbs/MMBtu | FALSE | L | Annual | Qualifying Generation | TWh | 0 | 0 | 0 | 0 | 0 | 0 | 0
CT Fac. Spec. - SO2 Rate Annual v3.1, Unit 2230 and retrofits | 249 | 7287 | Rate Constraint in lbs/MMBtu | FALSE | L | Annual | Rate | lb/MWh | 0 | 0 | 0 | 0 | 0 | 0 | 0
CT Fac. Spec. - SO2 Rate Annual v3.1, Unit 2230 and retrofits | 249 | 7287 | Rate Constraint in lbs/MMBtu | FALSE | L | Annual | Constraint Shadow Price | US2019$/Ton | 0 | 0 | 0 | 0 | 0 | 0 | 0
CT Fac. Spec. - SO2 Rate Annual v3.1, Unit 2231 and retrofits | 250 | 7287 | Rate Constraint in lbs/MMBtu | FALSE | L | Annual | Seasons Included | Seasons | Winter, WintShld, Summer | Winter, WintShld, Summer | Winter, WintShld, Summer | Winter, WintShld, Summer | Winter, WintShld, Summer | Winter, WintShld, Summer | Winter, WintShld, Summer
CT Fac. Spec. - SO2 Rate Annual v3.1, Unit 2231 and retrofits | 250 | 7287 | Rate Constraint in lbs/MMBtu | FALSE | L | Annual | Standard SO2 | lb/MMBtu | 0.33 | 0.33 | 0.33 | 0.33 | 0.33 | 0.33 | 0.33
CT Fac. Spec. - SO2 Rate Annual v3.1, Unit 2231 and retrofits | 250 | 7287 | Rate Constraint in lbs/MMBtu | FALSE | L | Annual | Emissions at Affected Plants SO2 | Thousand Tons | 0 | 0 | 0 | 0 | 0 | 0 | 0
CT Fac. Spec. - SO2 Rate Annual v3.1, Unit 2231 and retrofits | 250 | 7287 | Rate Constraint in lbs/MMBtu | FALSE | L | Annual | Allowances Purchased SO2 | Thousand Tons | 0 | 0 | 0 | 0 | 0 | 0 | 0
CT Fac. Spec. - SO2 Rate Annual v3.1, Unit 2231 and retrofits | 250 | 7287 | Rate Constraint in lbs/MMBtu | FALSE | L | Annual | Allowances Sold SO2 | Thousand Tons | 0 | 0 | 0 | 0 | 0 | 0 | 0
CT Fac. Spec. - SO2 Rate Annual v3.1, Unit 2231 and retrofits | 250 | 7287 | Rate Constraint in lbs/MMBtu | FALSE | L | Annual | Allowances Banked | Thousand Tons | 0 | 0 | 0 | 0 | 0 | 0 | 0
CT Fac. Spec. - SO2 Rate Annual v3.1, Unit 2231 and retrofits | 250 | 7287 | Rate Constraint in lbs/MMBtu | FALSE | L | Annual | Allowances Withdrawn (1:1) | Thousand Tons | 0 | 0 | 0 | 0 | 0 | 0 | 0
CT Fac. Spec. - SO2 Rate Annual v3.1, Unit 2231 and retrofits | 250 | 7287 | Rate Constraint in lbs/MMBtu | FALSE | L | Annual | Allowances Withdrawn (n:1) | Thousand Tons | 0 | 0 | 0 | 0 | 0 | 0 | 0
CT Fac. Spec. - SO2 Rate Annual v3.1, Unit 2231 and retrofits | 250 | 7287 | Rate Constraint in lbs/MMBtu | FALSE | L | Annual | Net Emissions Allowance Position | Thousand Tons | 0 | 0 | 0 | 0 | 0 | 0 | 0
CT Fac. Spec. - SO2 Rate Annual v3.1, Unit 2231 and retrofits | 250 | 7287 | Rate Constraint in lbs/MMBtu | FALSE | L | Annual | Fuel Consumed | TBtu | 0 | 0 | 0 | 0 | 0 | 0 | 0
CT Fac. Spec. - SO2 Rate Annual v3.1, Unit 2231 and retrofits | 250 | 7287 | Rate Constraint in lbs/MMBtu | FALSE | L | Annual | Rate | lb/MMBtu | 0 | 0 | 0 | 0 | 0 | 0 | 0
CT Fac. Spec. - SO2 Rate Annual v3.1, Unit 2231 and retrofits | 250 | 7287 | Rate Constraint in lbs/MMBtu | FALSE | L | Annual | Generation | TWh | 0 | 0 | 0 | 0 | 0 | 0 | 0
CT Fac. Spec. - SO2 Rate Annual v3.1, Unit 2231 and retrofits | 250 | 7287 | Rate Constraint in lbs/MMBtu | FALSE | L | Annual | Qualifying Generation | TWh | 0 | 0 | 0 | 0 | 0 | 0 | 0
CT Fac. Spec. - SO2 Rate Annual v3.1, Unit 2231 and retrofits | 250 | 7287 | Rate Constraint in lbs/MMBtu | FALSE | L | Annual | Rate | lb/MWh | 0 | 0 | 0 | 0 | 0 | 0 | 0
CT Fac. Spec. - SO2 Rate Annual v3.1, Unit 2231 and retrofits | 250 | 7287 | Rate Constraint in lbs/MMBtu | FALSE | L | Annual | Constraint Shadow Price | US2019$/Ton | 0 | 0 | 0 | 0 | 0 | 0 | 0
CT Fac. Spec. - SO2 Rate Annual v3.1, Unit 2351 and retrofits | 251 | 7287 | Rate Constraint in lbs/MMBtu | FALSE | L | Annual | Seasons Included | Seasons | Winter, WintShld, Summer | Winter, WintShld, Summer | Winter, WintShld, Summer | Winter, WintShld, Summer | Winter, WintShld, Summer | Winter, WintShld, Summer | Winter, WintShld, Summer
CT Fac. Spec. - SO2 Rate Annual v3.1, Unit 2351 and retrofits | 251 | 7287 | Rate Constraint in lbs/MMBtu | FALSE | L | Annual | Standard SO2 | lb/MMBtu | 0.33 | 0.33 | 0.33 | 0.33 | 0.33 | 0.33 | 0.33
CT Fac. Spec. - SO2 Rate Annual v3.1, Unit 2351 and retrofits | 251 | 7287 | Rate Constraint in lbs/MMBtu | FALSE | L | Annual | Emissions at Affected Plants SO2 | Thousand Tons | 0 | 0 | 0 | 0 | 0 | 0 | 0
CT Fac. Spec. - SO2 Rate Annual v3.1, Unit 2351 and retrofits | 251 | 7287 | Rate Constraint in lbs/MMBtu | FALSE | L | Annual | Allowances Purchased SO2 | Thousand Tons | 0 | 0 | 0 | 0 | 0 | 0 | 0
CT Fac. Spec. - SO2 Rate Annual v3.1, Unit 2351 and retrofits | 251 | 7287 | Rate Constraint in lbs/MMBtu | FALSE | L | Annual | Allowances Sold SO2 | Thousand Tons | 0 | 0 | 0 | 0 | 0 | 0 | 0
CT Fac. Spec. - SO2 Rate Annual v3.1, Unit 2351 and retrofits | 251 | 7287 | Rate Constraint in lbs/MMBtu | FALSE | L | Annual | Allowances Banked | Thousand Tons | 0 | 0 | 0 | 0 | 0 | 0 | 0
CT Fac. Spec. - SO2 Rate Annual v3.1, Unit 2351 and retrofits | 251 | 7287 | Rate Constraint in lbs/MMBtu | FALSE | L | Annual | Allowances Withdrawn (1:1) | Thousand Tons | 0 | 0 | 0 | 0 | 0 | 0 | 0
CT Fac. Spec. - SO2 Rate Annual v3.1, Unit 2351 and retrofits | 251 | 7287 | Rate Constraint in lbs/MMBtu | FALSE | L | Annual | Allowances Withdrawn (n:1) | Thousand Tons | 0 | 0 | 0 | 0 | 0 | 0 | 0
CT Fac. Spec. - SO2 Rate Annual v3.1, Unit 2351 and retrofits | 251 | 7287 | Rate Constraint in lbs/MMBtu | FALSE | L | Annual | Net Emissions Allowance Position | Thousand Tons | 0 | 0 | 0 | 0 | 0 | 0 | 0
CT Fac. Spec. - SO2 Rate Annual v3.1, Unit 2351 and retrofits | 251 | 7287 | Rate Constraint in lbs/MMBtu | FALSE | L | Annual | Fuel Consumed | TBtu | 0 | 0 | 0 | 0 | 0 | 0 | 0
CT Fac. Spec. - SO2 Rate Annual v3.1, Unit 2351 and retrofits | 251 | 7287 | Rate Constraint in lbs/MMBtu | FALSE | L | Annual | Rate | lb/MMBtu | 0 | 0 | 0 | 0 | 0 | 0 | 0
CT Fac. Spec. - SO2 Rate Annual v3.1, Unit 2351 and retrofits | 251 | 7287 | Rate Constraint in lbs/MMBtu | FALSE | L | Annual | Generation | TWh | 0 | 0 | 0 | 0 | 0 | 0 | 0
CT Fac. Spec. - SO2 Rate Annual v3.1, Unit 2351 and retrofits | 251 | 7287 | Rate Constraint in lbs/MMBtu | FALSE | L | Annual | Qualifying Generation | TWh | 0 | 0 | 0 | 0 | 0 | 0 | 0
CT Fac. Spec. - SO2 Rate Annual v3.1, Unit 2351 and retrofits | 251 | 7287 | Rate Constraint in lbs/MMBtu | FALSE | L | Annual | Rate | lb/MWh | 0 | 0 | 0 | 0 | 0 | 0 | 0
CT Fac. Spec. - SO2 Rate Annual v3.1, Unit 2351 and retrofits | 251 | 7287 | Rate Constraint in lbs/MMBtu | FALSE | L | Annual | Constraint Shadow Price | US2019$/Ton | 0 | 0 | 0 | 0 | 0 | 0 | 0
CT Fac. Spec. - SO2 Rate Annual v3.1, Unit 2352 and retrofits | 252 | 7287 | Rate Constraint in lbs/MMBtu | FALSE | L | Annual | Seasons Included | Seasons | Winter, WintShld, Summer | Winter, WintShld, Summer | Winter, WintShld, Summer | Winter, WintShld, Summer | Winter, WintShld, Summer | Winter, WintShld, Summer | Winter, WintShld, Summer
CT Fac. Spec. - SO2 Rate Annual v3.1, Unit 2352 and retrofits | 252 | 7287 | Rate Constraint in lbs/MMBtu | FALSE | L | Annual | Standard SO2 | lb/MMBtu | 0.33 | 0.33 | 0.33 | 0.33 | 0.33 | 0.33 | 0.33
CT Fac. Spec. - SO2 Rate Annual v3.1, Unit 2352 and retrofits | 252 | 7287 | Rate Constraint in lbs/MMBtu | FALSE | L | Annual | Emissions at Affected Plants SO2 | Thousand Tons | 0 | 0 | 0 | 0 | 0 | 0 | 0
CT Fac. Spec. - SO2 Rate Annual v3.1, Unit 2352 and retrofits | 252 | 7287 | Rate Constraint in lbs/MMBtu | FALSE | L | Annual | Allowances Purchased SO2 | Thousand Tons | 0 | 0 | 0 | 0 | 0 | 0 | 0
CT Fac. Spec. - SO2 Rate Annual v3.1, Unit 2352 and retrofits | 252 | 7287 | Rate Constraint in lbs/MMBtu | FALSE | L | Annual | Allowances Sold SO2 | Thousand Tons | 0 | 0 | 0 | 0 | 0 | 0 | 0
CT Fac. Spec. - SO2 Rate Annual v3.1, Unit 2352 and retrofits | 252 | 7287 | Rate Constraint in lbs/MMBtu | FALSE | L | Annual | Allowances Banked | Thousand Tons | 0 | 0 | 0 | 0 | 0 | 0 | 0
CT Fac. Spec. - SO2 Rate Annual v3.1, Unit 2352 and retrofits | 252 | 7287 | Rate Constraint in lbs/MMBtu | FALSE | L | Annual | Allowances Withdrawn (1:1) | Thousand Tons | 0 | 0 | 0 | 0 | 0 | 0 | 0
CT Fac. Spec. - SO2 Rate Annual v3.1, Unit 2352 and retrofits | 252 | 7287 | Rate Constraint in lbs/MMBtu | FALSE | L | Annual | Allowances Withdrawn (n:1) | Thousand Tons | 0 | 0 | 0 | 0 | 0 | 0 | 0
CT Fac. Spec. - SO2 Rate Annual v3.1, Unit 2352 and retrofits | 252 | 7287 | Rate Constraint in lbs/MMBtu | FALSE | L | Annual | Net Emissions Allowance Position | Thousand Tons | 0 | 0 | 0 | 0 | 0 | 0 | 0
CT Fac. Spec. - SO2 Rate Annual v3.1, Unit 2352 and retrofits | 252 | 7287 | Rate Constraint in lbs/MMBtu | FALSE | L | Annual | Fuel Consumed | TBtu | 0 | 0 | 0 | 0 | 0 | 0 | 0
CT Fac. Spec. - SO2 Rate Annual v3.1, Unit 2352 and retrofits | 252 | 7287 | Rate Constraint in lbs/MMBtu | FALSE | L | Annual | Rate | lb/MMBtu | 0 | 0 | 0 | 0 | 0 | 0 | 0
CT Fac. Spec. - SO2 Rate Annual v3.1, Unit 2352 and retrofits | 252 | 7287 | Rate Constraint in lbs/MMBtu | FALSE | L | Annual | Generation | TWh | 0 | 0 | 0 | 0 | 0 | 0 | 0
CT Fac. Spec. - SO2 Rate Annual v3.1, Unit 2352 and retrofits | 252 | 7287 | Rate Constraint in lbs/MMBtu | FALSE | L | Annual | Qualifying Generation | TWh | 0 | 0 | 0 | 0 | 0 | 0 | 0
CT Fac. Spec. - SO2 Rate Annual v3.1, Unit 2352 and retrofits | 252 | 7287 | Rate Constraint in lbs/MMBtu | FALSE | L | Annual | Rate | lb/MWh | 0 | 0 | 0 | 0 | 0 | 0 | 0
CT Fac. Spec. - SO2 Rate Annual v3.1, Unit 2352 and retrofits | 252 | 7287 | Rate Constraint in lbs/MMBtu | FALSE | L | Annual | Constraint Shadow Price | US2019$/Ton | 0 | 0 | 0 | 0 | 0 | 0 | 0
CT Fac. Spec. - SO2 Rate Annual v3.1, Unit 2353 and retrofits | 253 | 7287 | Rate Constraint in lbs/MMBtu | FALSE | L | Annual | Seasons Included | Seasons | Winter, WintShld, Summer | Winter, WintShld, Summer | Winter, WintShld, Summer | Winter, WintShld, Summer | Winter, WintShld, Summer | Winter, WintShld, Summer | Winter, WintShld, Summer
CT Fac. Spec. - SO2 Rate Annual v3.1, Unit 2353 and retrofits | 253 | 7287 | Rate Constraint in lbs/MMBtu | FALSE | L | Annual | Standard SO2 | lb/MMBtu | 0.33 | 0.33 | 0.33 | 0.33 | 0.33 | 0.33 | 0.33
CT Fac. Spec. - SO2 Rate Annual v3.1, Unit 2353 and retrofits | 253 | 7287 | Rate Constraint in lbs/MMBtu | FALSE | L | Annual | Emissions at Affected Plants SO2 | Thousand Tons | 0 | 0 | 0 | 0 | 0 | 0 | 0
CT Fac. Spec. - SO2 Rate Annual v3.1, Unit 2353 and retrofits | 253 | 7287 | Rate Constraint in lbs/MMBtu | FALSE | L | Annual | Allowances Purchased SO2 | Thousand Tons | 0 | 0 | 0 | 0 | 0 | 0 | 0
CT Fac. Spec. - SO2 Rate Annual v3.1, Unit 2353 and retrofits | 253 | 7287 | Rate Constraint in lbs/MMBtu | FALSE | L | Annual | Allowances Sold SO2 | Thousand Tons | 0 | 0 | 0 | 0 | 0 | 0 | 0
CT Fac. Spec. - SO2 Rate Annual v3.1, Unit 2353 and retrofits | 253 | 7287 | Rate Constraint in lbs/MMBtu | FALSE | L | Annual | Allowances Banked | Thousand Tons | 0 | 0 | 0 | 0 | 0 | 0 | 0
CT Fac. Spec. - SO2 Rate Annual v3.1, Unit 2353 and retrofits | 253 | 7287 | Rate Constraint in lbs/MMBtu | FALSE | L | Annual | Allowances Withdrawn (1:1) | Thousand Tons | 0 | 0 | 0 | 0 | 0 | 0 | 0
CT Fac. Spec. - SO2 Rate Annual v3.1, Unit 2353 and retrofits | 253 | 7287 | Rate Constraint in lbs/MMBtu | FALSE | L | Annual | Allowances Withdrawn (n:1) | Thousand Tons | 0 | 0 | 0 | 0 | 0 | 0 | 0
CT Fac. Spec. - SO2 Rate Annual v3.1, Unit 2353 and retrofits | 253 | 7287 | Rate Constraint in lbs/MMBtu | FALSE | L | Annual | Net Emissions Allowance Position | Thousand Tons | 0 | 0 | 0 | 0 | 0 | 0 | 0
CT Fac. Spec. - SO2 Rate Annual v3.1, Unit 2353 and retrofits | 253 | 7287 | Rate Constraint in lbs/MMBtu | FALSE | L | Annual | Fuel Consumed | TBtu | 0 | 0 | 0 | 0 | 0 | 0 | 0
CT Fac. Spec. - SO2 Rate Annual v3.1, Unit 2353 and retrofits | 253 | 7287 | Rate Constraint in lbs/MMBtu | FALSE | L | Annual | Rate | lb/MMBtu | 0 | 0 | 0 | 0 | 0 | 0 | 0
CT Fac. Spec. - SO2 Rate Annual v3.1, Unit 2353 and retrofits | 253 | 7287 | Rate Constraint in lbs/MMBtu | FALSE | L | Annual | Generation | TWh | 0 | 0 | 0 | 0 | 0 | 0 | 0
CT Fac. Spec. - SO2 Rate Annual v3.1, Unit 2353 and retrofits | 253 | 7287 | Rate Constraint in lbs/MMBtu | FALSE | L | Annual | Qualifying Generation | TWh | 0 | 0 | 0 | 0 | 0 | 0 | 0
CT Fac. Spec. - SO2 Rate Annual v3.1, Unit 2353 and retrofits | 253 | 7287 | Rate Constraint in lbs/MMBtu | FALSE | L | Annual | Rate | lb/MWh | 0 | 0 | 0 | 0 | 0 | 0 | 0
CT Fac. Spec. - SO2 Rate Annual v3.1, Unit 2353 and retrofits | 253 | 7287 | Rate Constraint in lbs/MMBtu | FALSE | L | Annual | Constraint Shadow Price | US2019$/Ton | 0 | 0 | 0 | 0 | 0 | 0 | 0
CT Fac. Spec. - SO2 Rate Annual v3.1, Unit 2354 and retrofits | 254 | 7287 | Rate Constraint in lbs/MMBtu | FALSE | L | Annual | Seasons Included | Seasons | Winter, WintShld, Summer | Winter, WintShld, Summer | Winter, WintShld, Summer | Winter, WintShld, Summer | Winter, WintShld, Summer | Winter, WintShld, Summer | Winter, WintShld, Summer
CT Fac. Spec. - SO2 Rate Annual v3.1, Unit 2354 and retrofits | 254 | 7287 | Rate Constraint in lbs/MMBtu | FALSE | L | Annual | Standard SO2 | lb/MMBtu | 0.33 | 0.33 | 0.33 | 0.33 | 0.33 | 0.33 | 0.33
CT Fac. Spec. - SO2 Rate Annual v3.1, Unit 2354 and retrofits | 254 | 7287 | Rate Constraint in lbs/MMBtu | FALSE | L | Annual | Emissions at Affected Plants SO2 | Thousand Tons | 0 | 0 | 0 | 0 | 0 | 0 | 0
CT Fac. Spec. - SO2 Rate Annual v3.1, Unit 2354 and retrofits | 254 | 7287 | Rate Constraint in lbs/MMBtu | FALSE | L | Annual | Allowances Purchased SO2 | Thousand Tons | 0 | 0 | 0 | 0 | 0 | 0 | 0
CT Fac. Spec. - SO2 Rate Annual v3.1, Unit 2354 and retrofits | 254 | 7287 | Rate Constraint in lbs/MMBtu | FALSE | L | Annual | Allowances Sold SO2 | Thousand Tons | 0 | 0 | 0 | 0 | 0 | 0 | 0
CT Fac. Spec. - SO2 Rate Annual v3.1, Unit 2354 and retrofits | 254 | 7287 | Rate Constraint in lbs/MMBtu | FALSE | L | Annual | Allowances Banked | Thousand Tons | 0 | 0 | 0 | 0 | 0 | 0 | 0
CT Fac. Spec. - SO2 Rate Annual v3.1, Unit 2354 and retrofits | 254 | 7287 | Rate Constraint in lbs/MMBtu | FALSE | L | Annual | Allowances Withdrawn (1:1) | Thousand Tons | 0 | 0 | 0 | 0 | 0 | 0 | 0
CT Fac. Spec. - SO2 Rate Annual v3.1, Unit 2354 and retrofits | 254 | 7287 | Rate Constraint in lbs/MMBtu | FALSE | L | Annual | Allowances Withdrawn (n:1) | Thousand Tons | 0 | 0 | 0 | 0 | 0 | 0 | 0
CT Fac. Spec. - SO2 Rate Annual v3.1, Unit 2354 and retrofits | 254 | 7287 | Rate Constraint in lbs/MMBtu | FALSE | L | Annual | Net Emissions Allowance Position | Thousand Tons | 0 | 0 | 0 | 0 | 0 | 0 | 0
CT Fac. Spec. - SO2 Rate Annual v3.1, Unit 2354 and retrofits | 254 | 7287 | Rate Constraint in lbs/MMBtu | FALSE | L | Annual | Fuel Consumed | TBtu | 0 | 0 | 0 | 0 | 0 | 0 | 0
CT Fac. Spec. - SO2 Rate Annual v3.1, Unit 2354 and retrofits | 254 | 7287 | Rate Constraint in lbs/MMBtu | FALSE | L | Annual | Rate | lb/MMBtu | 0 | 0 | 0 | 0 | 0 | 0 | 0
CT Fac. Spec. - SO2 Rate Annual v3.1, Unit 2354 and retrofits | 254 | 7287 | Rate Constraint in lbs/MMBtu | FALSE | L | Annual | Generation | TWh | 0 | 0 | 0 | 0 | 0 | 0 | 0
CT Fac. Spec. - SO2 Rate Annual v3.1, Unit 2354 and retrofits | 254 | 7287 | Rate Constraint in lbs/MMBtu | FALSE | L | Annual | Qualifying Generation | TWh | 0 | 0 | 0 | 0 | 0 | 0 | 0
CT Fac. Spec. - SO2 Rate Annual v3.1, Unit 2354 and retrofits | 254 | 7287 | Rate Constraint in lbs/MMBtu | FALSE | L | Annual | Rate | lb/MWh | 0 | 0 | 0 | 0 | 0 | 0 | 0
CT Fac. Spec. - SO2 Rate Annual v3.1, Unit 2354 and retrofits | 254 | 7287 | Rate Constraint in lbs/MMBtu | FALSE | L | Annual | Constraint Shadow Price | US2019$/Ton | 0 | 0 | 0 | 0 | 0 | 0 | 0
DE Facility Specific - Hg Annual Reduction v3.1 | 255 | 7301 | MACT Fuel Choice Floor in lbs/MMBtu | FALSE | L | Annual | Seasons Included | Seasons | Winter, WintShld, Summer | Winter, WintShld, Summer | Winter, WintShld, Summer | Winter, WintShld, Summer | Winter, WintShld, Summer | Winter, WintShld, Summer | Winter, WintShld, Summer
DE Facility Specific - Hg Annual Reduction v3.1 | 255 | 7301 | MACT Fuel Choice Floor in lbs/MMBtu | FALSE | L | Annual | Emission Floor | lbs/MMBtu | 6e-07 | 6e-07 | 6e-07 | 6e-07 | 6e-07 | 6e-07 | 6e-07
DE Facility Specific - Hg Annual Reduction v3.1 | 255 | 7301 | MACT Fuel Choice Floor in lbs/MMBtu | FALSE | L | Annual | Emissions at Affected Plants MER | lbs | 0 | 0 | 0 | 0 | 0 | 0 | 0
DE Facility Specific - Hg Annual Reduction v3.1 | 255 | 7301 | MACT Fuel Choice Floor in lbs/MMBtu | FALSE | L | Annual | Allowances Purchased MER | lbs | 0 | 0 | 0 | 0 | 0 | 0 | 0
DE Facility Specific - Hg Annual Reduction v3.1 | 255 | 7301 | MACT Fuel Choice Floor in lbs/MMBtu | FALSE | L | Annual | Allowances Sold MER | lbs | 0 | 0 | 0 | 0 | 0 | 0 | 0
DE Facility Specific - Hg Annual Reduction v3.1 | 255 | 7301 | MACT Fuel Choice Floor in lbs/MMBtu | FALSE | L | Annual | Allowances Banked | lbs | 0 | 0 | 0 | 0 | 0 | 0 | 0
DE Facility Specific - Hg Annual Reduction v3.1 | 255 | 7301 | MACT Fuel Choice Floor in lbs/MMBtu | FALSE | L | Annual | Allowances Withdrawn (1:1) | lbs | 0 | 0 | 0 | 0 | 0 | 0 | 0
DE Facility Specific - Hg Annual Reduction v3.1 | 255 | 7301 | MACT Fuel Choice Floor in lbs/MMBtu | FALSE | L | Annual | Allowances Withdrawn (n:1) | lbs | 0 | 0 | 0 | 0 | 0 | 0 | 0
DE Facility Specific - Hg Annual Reduction v3.1 | 255 | 7301 | MACT Fuel Choice Floor in lbs/MMBtu | FALSE | L | Annual | Net Emissions Allowance Position | lbs | 0 | 0 | 0 | 0 | 0 | 0 | 0
DE Facility Specific - Hg Annual Reduction v3.1 | 255 | 7301 | MACT Fuel Choice Floor in lbs/MMBtu | FALSE | L | Annual | Fuel Consumed | TBtu | 0 | 0 | 0 | 0 | 0 | 0 | 0
DE Facility Specific - Hg Annual Reduction v3.1 | 255 | 7301 | MACT Fuel Choice Floor in lbs/MMBtu | FALSE | L | Annual | Rate | lb/MMBtu | 0 | 0 | 0 | 0 | 0 | 0 | 0
DE Facility Specific - Hg Annual Reduction v3.1 | 255 | 7301 | MACT Fuel Choice Floor in lbs/MMBtu | FALSE | L | Annual | Generation | TWh | 0 | 0 | 0 | 0 | 0 | 0 | 0
DE Facility Specific - Hg Annual Reduction v3.1 | 255 | 7301 | MACT Fuel Choice Floor in lbs/MMBtu | FALSE | L | Annual | Qualifying Generation | TWh | 0 | 0 | 0 | 0 | 0 | 0 | 0
DE Facility Specific - Hg Annual Reduction v3.1 | 255 | 7301 | MACT Fuel Choice Floor in lbs/MMBtu | FALSE | L | Annual | Constraint Shadow Price | US2019$/Lb | 0 | 0 | 0 | 0 | 0 | 0 | 0
DE Facility Specific - NOx Annual Rate v3.1, Unit 2225 and retrofits | 256 | 7289 | Rate Constraint in lbs/MMBtu | FALSE | L | Annual | Seasons Included | Seasons | Winter, WintShld, Summer | Winter, WintShld, Summer | Winter, WintShld, Summer | Winter, WintShld, Summer | Winter, WintShld, Summer | Winter, WintShld, Summer | Winter, WintShld, Summer
DE Facility Specific - NOx Annual Rate v3.1, Unit 2225 and retrofits | 256 | 7289 | Rate Constraint in lbs/MMBtu | FALSE | L | Annual | Standard NOX | lb/MMBtu | 0.125 | 0.125 | 0.125 | 0.125 | 0.125 | 0.125 | 0.125
DE Facility Specific - NOx Annual Rate v3.1, Unit 2225 and retrofits | 256 | 7289 | Rate Constraint in lbs/MMBtu | FALSE | L | Annual | Emissions at Affected Plants NOX | Thousand Tons | 0 | 0 | 0 | 0 | 0 | 0 | 0
DE Facility Specific - NOx Annual Rate v3.1, Unit 2225 and retrofits | 256 | 7289 | Rate Constraint in lbs/MMBtu | FALSE | L | Annual | Allowances Purchased NOX | Thousand Tons | 0 | 0 | 0 | 0 | 0 | 0 | 0
DE Facility Specific - NOx Annual Rate v3.1, Unit 2225 and retrofits | 256 | 7289 | Rate Constraint in lbs/MMBtu | FALSE | L | Annual | Allowances Sold NOX | Thousand Tons | 0 | 0 | 0 | 0 | 0 | 0 | 0
DE Facility Specific - NOx Annual Rate v3.1, Unit 2225 and retrofits | 256 | 7289 | Rate Constraint in lbs/MMBtu | FALSE | L | Annual | Allowances Banked | Thousand Tons | 0 | 0 | 0 | 0 | 0 | 0 | 0
DE Facility Specific - NOx Annual Rate v3.1, Unit 2225 and retrofits | 256 | 7289 | Rate Constraint in lbs/MMBtu | FALSE | L | Annual | Allowances Withdrawn (1:1) | Thousand Tons | 0 | 0 | 0 | 0 | 0 | 0 | 0
DE Facility Specific - NOx Annual Rate v3.1, Unit 2225 and retrofits | 256 | 7289 | Rate Constraint in lbs/MMBtu | FALSE | L | Annual | Allowances Withdrawn (n:1) | Thousand Tons | 0 | 0 | 0 | 0 | 0 | 0 | 0
DE Facility Specific - NOx Annual Rate v3.1, Unit 2225 and retrofits | 256 | 7289 | Rate Constraint in lbs/MMBtu | FALSE | L | Annual | Net Emissions Allowance Position | Thousand Tons | 0 | 0 | 0 | 0 | 0 | 0 | 0
DE Facility Specific - NOx Annual Rate v3.1, Unit 2225 and retrofits | 256 | 7289 | Rate Constraint in lbs/MMBtu | FALSE | L | Annual | Fuel Consumed | TBtu | 0 | 0 | 0 | 0 | 0 | 0 | 0
DE Facility Specific - NOx Annual Rate v3.1, Unit 2225 and retrofits | 256 | 7289 | Rate Constraint in lbs/MMBtu | FALSE | L | Annual | Rate | lb/MMBtu | 0 | 0 | 0 | 0 | 0 | 0 | 0
DE Facility Specific - NOx Annual Rate v3.1, Unit 2225 and retrofits | 256 | 7289 | Rate Constraint in lbs/MMBtu | FALSE | L | Annual | Generation | TWh | 0 | 0 | 0 | 0 | 0 | 0 | 0
DE Facility Specific - NOx Annual Rate v3.1, Unit 2225 and retrofits | 256 | 7289 | Rate Constraint in lbs/MMBtu | FALSE | L | Annual | Qualifying Generation | TWh | 0 | 0 | 0 | 0 | 0 | 0 | 0
DE Facility Specific - NOx Annual Rate v3.1, Unit 2225 and retrofits | 256 | 7289 | Rate Constraint in lbs/MMBtu | FALSE | L | Annual | Rate | lb/MWh | 0 | 0 | 0 | 0 | 0 | 0 | 0
DE Facility Specific - NOx Annual Rate v3.1, Unit 2225 and retrofits | 256 | 7289 | Rate Constraint in lbs/MMBtu | FALSE | L | Annual | Constraint Shadow Price | US2019$/Ton | 0 | 0 | 0 | 0 | 0 | 0 | 0
DE Facility Specific - NOx Annual Rate v3.1, Unit 2648 and retrofits | 257 | 7289 | Rate Constraint in lbs/MMBtu | FALSE | L | Annual | Seasons Included | Seasons | Winter, WintShld, Summer | Winter, WintShld, Summer | Winter, WintShld, Summer | Winter, WintShld, Summer | Winter, WintShld, Summer | Winter, WintShld, Summer | Winter, WintShld, Summer
DE Facility Specific - NOx Annual Rate v3.1, Unit 2648 and retrofits | 257 | 7289 | Rate Constraint in lbs/MMBtu | FALSE | L | Annual | Standard NOX | lb/MMBtu | 0.125 | 0.125 | 0.125 | 0.125 | 0.125 | 0.125 | 0.125
DE Facility Specific - NOx Annual Rate v3.1, Unit 2648 and retrofits | 257 | 7289 | Rate Constraint in lbs/MMBtu | FALSE | L | Annual | Emissions at Affected Plants NOX | Thousand Tons | 0 | 0 | 0 | 0 | 0 | 0 | 0
DE Facility Specific - NOx Annual Rate v3.1, Unit 2648 and retrofits | 257 | 7289 | Rate Constraint in lbs/MMBtu | FALSE | L | Annual | Allowances Purchased NOX | Thousand Tons | 0 | 0 | 0 | 0 | 0 | 0 | 0
DE Facility Specific - NOx Annual Rate v3.1, Unit 2648 and retrofits | 257 | 7289 | Rate Constraint in lbs/MMBtu | FALSE | L | Annual | Allowances Sold NOX | Thousand Tons | 0 | 0 | 0 | 0 | 0 | 0 | 0
DE Facility Specific - NOx Annual Rate v3.1, Unit 2648 and retrofits | 257 | 7289 | Rate Constraint in lbs/MMBtu | FALSE | L | Annual | Allowances Banked | Thousand Tons | 0 | 0 | 0 | 0 | 0 | 0 | 0
DE Facility Specific - NOx Annual Rate v3.1, Unit 2648 and retrofits | 257 | 7289 | Rate Constraint in lbs/MMBtu | FALSE | L | Annual | Allowances Withdrawn (1:1) | Thousand Tons | 0 | 0 | 0 | 0 | 0 | 0 | 0
DE Facility Specific - NOx Annual Rate v3.1, Unit 2648 and retrofits | 257 | 7289 | Rate Constraint in lbs/MMBtu | FALSE | L | Annual | Allowances Withdrawn (n:1) | Thousand Tons | 0 | 0 | 0 | 0 | 0 | 0 | 0
DE Facility Specific - NOx Annual Rate v3.1, Unit 2648 and retrofits | 257 | 7289 | Rate Constraint in lbs/MMBtu | FALSE | L | Annual | Net Emissions Allowance Position | Thousand Tons | 0 | 0 | 0 | 0 | 0 | 0 | 0
DE Facility Specific - NOx Annual Rate v3.1, Unit 2648 and retrofits | 257 | 7289 | Rate Constraint in lbs/MMBtu | FALSE | L | Annual | Fuel Consumed | TBtu | 0 | 0 | 0 | 0 | 0 | 0 | 0
DE Facility Specific - NOx Annual Rate v3.1, Unit 2648 and retrofits | 257 | 7289 | Rate Constraint in lbs/MMBtu | FALSE | L | Annual | Rate | lb/MMBtu | 0 | 0 | 0 | 0 | 0 | 0 | 0
DE Facility Specific - NOx Annual Rate v3.1, Unit 2648 and retrofits | 257 | 7289 | Rate Constraint in lbs/MMBtu | FALSE | L | Annual | Generation | TWh | 0 | 0 | 0 | 0 | 0 | 0 | 0
DE Facility Specific - NOx Annual Rate v3.1, Unit 2648 and retrofits | 257 | 7289 | Rate Constraint in lbs/MMBtu | FALSE | L | Annual | Qualifying Generation | TWh | 0 | 0 | 0 | 0 | 0 | 0 | 0
DE Facility Specific - NOx Annual Rate v3.1, Unit 2648 and retrofits | 257 | 7289 | Rate Constraint in lbs/MMBtu | FALSE | L | Annual | Rate | lb/MWh | 0 | 0 | 0 | 0 | 0 | 0 | 0
DE Facility Specific - NOx Annual Rate v3.1, Unit 2648 and retrofits | 257 | 7289 | Rate Constraint in lbs/MMBtu | FALSE | L | Annual | Constraint Shadow Price | US2019$/Ton | 0 | 0 | 0 | 0 | 0 | 0 | 0
DE Facility Specific - SO2 Annual Rate v3.1, Unit 2225 and retrofits | 258 | 7295 | Rate Constraint in lbs/MMBtu | FALSE | L | Annual | Seasons Included | Seasons | Winter, WintShld, Summer | Winter, WintShld, Summer | Winter, WintShld, Summer | Winter, WintShld, Summer | Winter, WintShld, Summer | Winter, WintShld, Summer | Winter, WintShld, Summer
DE Facility Specific - SO2 Annual Rate v3.1, Unit 2225 and retrofits | 258 | 7295 | Rate Constraint in lbs/MMBtu | FALSE | L | Annual | Standard SO2 | lb/MMBtu | 0.26 | 0.26 | 0.26 | 0.26 | 0.26 | 0.26 | 0.26
DE Facility Specific - SO2 Annual Rate v3.1, Unit 2225 and retrofits | 258 | 7295 | Rate Constraint in lbs/MMBtu | FALSE | L | Annual | Emissions at Affected Plants SO2 | Thousand Tons | 0 | 0 | 0 | 0 | 0 | 0 | 0
DE Facility Specific - SO2 Annual Rate v3.1, Unit 2225 and retrofits | 258 | 7295 | Rate Constraint in lbs/MMBtu | FALSE | L | Annual | Allowances Purchased SO2 | Thousand Tons | 0 | 0 | 0 | 0 | 0 | 0 | 0
DE Facility Specific - SO2 Annual Rate v3.1, Unit 2225 and retrofits | 258 | 7295 | Rate Constraint in lbs/MMBtu | FALSE | L | Annual | Allowances Sold SO2 | Thousand Tons | 0 | 0 | 0 | 0 | 0 | 0 | 0
DE Facility Specific - SO2 Annual Rate v3.1, Unit 2225 and retrofits | 258 | 7295 | Rate Constraint in lbs/MMBtu | FALSE | L | Annual | Allowances Banked | Thousand Tons | 0 | 0 | 0 | 0 | 0 | 0 | 0
DE Facility Specific - SO2 Annual Rate v3.1, Unit 2225 and retrofits | 258 | 7295 | Rate Constraint in lbs/MMBtu | FALSE | L | Annual | Allowances Withdrawn (1:1) | Thousand Tons | 0 | 0 | 0 | 0 | 0 | 0 | 0
DE Facility Specific - SO2 Annual Rate v3.1, Unit 2225 and retrofits | 258 | 7295 | Rate Constraint in lbs/MMBtu | FALSE | L | Annual | Allowances Withdrawn (n:1) | Thousand Tons | 0 | 0 | 0 | 0 | 0 | 0 | 0
DE Facility Specific - SO2 Annual Rate v3.1, Unit 2225 and retrofits | 258 | 7295 | Rate Constraint in lbs/MMBtu | FALSE | L | Annual | Net Emissions Allowance Position | Thousand Tons | 0 | 0 | 0 | 0 | 0 | 0 | 0
DE Facility Specific - SO2 Annual Rate v3.1, Unit 2225 and retrofits | 258 | 7295 | Rate Constraint in lbs/MMBtu | FALSE | L | Annual | Fuel Consumed | TBtu | 0 | 0 | 0 | 0 | 0 | 0 | 0
DE Facility Specific - SO2 Annual Rate v3.1, Unit 2225 and retrofits | 258 | 7295 | Rate Constraint in lbs/MMBtu | FALSE | L | Annual | Rate | lb/MMBtu | 0 | 0 | 0 | 0 | 0 | 0 | 0
DE Facility Specific - SO2 Annual Rate v3.1, Unit 2225 and retrofits | 258 | 7295 | Rate Constraint in lbs/MMBtu | FALSE | L | Annual | Generation | TWh | 0 | 0 | 0 | 0 | 0 | 0 | 0
DE Facility Specific - SO2 Annual Rate v3.1, Unit 2225 and retrofits | 258 | 7295 | Rate Constraint in lbs/MMBtu | FALSE | L | Annual | Qualifying Generation | TWh | 0 | 0 | 0 | 0 | 0 | 0 | 0
DE Facility Specific - SO2 Annual Rate v3.1, Unit 2225 and retrofits | 258 | 7295 | Rate Constraint in lbs/MMBtu | FALSE | L | Annual | Rate | lb/MWh | 0 | 0 | 0 | 0 | 0 | 0 | 0
DE Facility Specific - SO2 Annual Rate v3.1, Unit 2225 and retrofits | 258 | 7295 | Rate Constraint in lbs/MMBtu | FALSE | L | Annual | Constraint Shadow Price | US2019$/Ton | 0 | 0 | 0 | 0 | 0 | 0 | 0
DE Facility Specific - SO2 Annual Rate v3.1, Unit 2648 and retrofits | 259 | 7295 | Rate Constraint in lbs/MMBtu | FALSE | L | Annual | Seasons Included | Seasons | Winter, WintShld, Summer | Winter, WintShld, Summer | Winter, WintShld, Summer | Winter, WintShld, Summer | Winter, WintShld, Summer | Winter, WintShld, Summer | Winter, WintShld, Summer
DE Facility Specific - SO2 Annual Rate v3.1, Unit 2648 and retrofits | 259 | 7295 | Rate Constraint in lbs/MMBtu | FALSE | L | Annual | Standard SO2 | lb/MMBtu | 0.26 | 0.26 | 0.26 | 0.26 | 0.26 | 0.26 | 0.26
DE Facility Specific - SO2 Annual Rate v3.1, Unit 2648 and retrofits | 259 | 7295 | Rate Constraint in lbs/MMBtu | FALSE | L | Annual | Emissions at Affected Plants SO2 | Thousand Tons | 0 | 0 | 0 | 0 | 0 | 0 | 0
DE Facility Specific - SO2 Annual Rate v3.1, Unit 2648 and retrofits | 259 | 7295 | Rate Constraint in lbs/MMBtu | FALSE | L | Annual | Allowances Purchased SO2 | Thousand Tons | 0 | 0 | 0 | 0 | 0 | 0 | 0
DE Facility Specific - SO2 Annual Rate v3.1, Unit 2648 and retrofits | 259 | 7295 | Rate Constraint in lbs/MMBtu | FALSE | L | Annual | Allowances Sold SO2 | Thousand Tons | 0 | 0 | 0 | 0 | 0 | 0 | 0
DE Facility Specific - SO2 Annual Rate v3.1, Unit 2648 and retrofits | 259 | 7295 | Rate Constraint in lbs/MMBtu | FALSE | L | Annual | Allowances Banked | Thousand Tons | 0 | 0 | 0 | 0 | 0 | 0 | 0
DE Facility Specific - SO2 Annual Rate v3.1, Unit 2648 and retrofits | 259 | 7295 | Rate Constraint in lbs/MMBtu | FALSE | L | Annual | Allowances Withdrawn (1:1) | Thousand Tons | 0 | 0 | 0 | 0 | 0 | 0 | 0
DE Facility Specific - SO2 Annual Rate v3.1, Unit 2648 and retrofits | 259 | 7295 | Rate Constraint in lbs/MMBtu | FALSE | L | Annual | Allowances Withdrawn (n:1) | Thousand Tons | 0 | 0 | 0 | 0 | 0 | 0 | 0
DE Facility Specific - SO2 Annual Rate v3.1, Unit 2648 and retrofits | 259 | 7295 | Rate Constraint in lbs/MMBtu | FALSE | L | Annual | Net Emissions Allowance Position | Thousand Tons | 0 | 0 | 0 | 0 | 0 | 0 | 0
DE Facility Specific - SO2 Annual Rate v3.1, Unit 2648 and retrofits | 259 | 7295 | Rate Constraint in lbs/MMBtu | FALSE | L | Annual | Fuel Consumed | TBtu | 0 | 0 | 0 | 0 | 0 | 0 | 0
DE Facility Specific - SO2 Annual Rate v3.1, Unit 2648 and retrofits | 259 | 7295 | Rate Constraint in lbs/MMBtu | FALSE | L | Annual | Rate | lb/MMBtu | 0 | 0 | 0 | 0 | 0 | 0 | 0
DE Facility Specific - SO2 Annual Rate v3.1, Unit 2648 and retrofits | 259 | 7295 | Rate Constraint in lbs/MMBtu | FALSE | L | Annual | Generation | TWh | 0 | 0 | 0 | 0 | 0 | 0 | 0
DE Facility Specific - SO2 Annual Rate v3.1, Unit 2648 and retrofits | 259 | 7295 | Rate Constraint in lbs/MMBtu | FALSE | L | Annual | Qualifying Generation | TWh | 0 | 0 | 0 | 0 | 0 | 0 | 0
DE Facility Specific - SO2 Annual Rate v3.1, Unit 2648 and retrofits | 259 | 7295 | Rate Constraint in lbs/MMBtu | FALSE | L | Annual | Rate | lb/MWh | 0 | 0 | 0 | 0 | 0 | 0 | 0
DE Facility Specific - SO2 Annual Rate v3.1, Unit 2648 and retrofits | 259 | 7295 | Rate Constraint in lbs/MMBtu | FALSE | L | Annual | Constraint Shadow Price | US2019$/Ton | 0 | 0 | 0 | 0 | 0 | 0 | 0
DE Unit Level EdMoore3 - MER Cap Annual v3.1 | 260 | 7302 | Rate Constraint in MTons | FALSE | L | Annual | Seasons Included | Seasons | Winter, WintShld, Summer | Winter, WintShld, Summer | Winter, WintShld, Summer | Winter, WintShld, Summer | Winter, WintShld, Summer | Winter, WintShld, Summer | Winter, WintShld, Summer
DE Unit Level EdMoore3 - MER Cap Annual v3.1 | 260 | 7302 | Rate Constraint in MTons | FALSE | L | Annual | Standard MER | lbs | 6.6 | 6.6 | 6.6 | 6.6 | 6.6 | 6.6 | 6.6
DE Unit Level EdMoore3 - MER Cap Annual v3.1 | 260 | 7302 | Rate Constraint in MTons | FALSE | L | Annual | Emissions at Affected Plants MER | lbs | 0 | 0 | 0 | 0 | 0 | 0 | 0
DE Unit Level EdMoore3 - MER Cap Annual v3.1 | 260 | 7302 | Rate Constraint in MTons | FALSE | L | Annual | Allowances Purchased MER | lbs | 0 | 0 | 0 | 0 | 0 | 0 | 0
DE Unit Level EdMoore3 - MER Cap Annual v3.1 | 260 | 7302 | Rate Constraint in MTons | FALSE | L | Annual | Allowances Sold MER | lbs | 0 | 0 | 0 | 0 | 0 | 0 | 0
DE Unit Level EdMoore3 - MER Cap Annual v3.1 | 260 | 7302 | Rate Constraint in MTons | FALSE | L | Annual | Allowances Banked | lbs | 0 | 0 | 0 | 0 | 0 | 0 | 0
DE Unit Level EdMoore3 - MER Cap Annual v3.1 | 260 | 7302 | Rate Constraint in MTons | FALSE | L | Annual | Allowances Withdrawn (1:1) | lbs | 0 | 0 | 0 | 0 | 0 | 0 | 0
DE Unit Level EdMoore3 - MER Cap Annual v3.1 | 260 | 7302 | Rate Constraint in MTons | FALSE | L | Annual | Allowances Withdrawn (n:1) | lbs | 0 | 0 | 0 | 0 | 0 | 0 | 0
DE Unit Level EdMoore3 - MER Cap Annual v3.1 | 260 | 7302 | Rate Constraint in MTons | FALSE | L | Annual | Net Emissions Allowance Position | lbs | 0 | 0 | 0 | 0 | 0 | 0 | 0
DE Unit Level EdMoore3 - MER Cap Annual v3.1 | 260 | 7302 | Rate Constraint in MTons | FALSE | L | Annual | Fuel Consumed | TBtu | 0 | 0 | 0 | 0 | 0 | 0 | 0
DE Unit Level EdMoore3 - MER Cap Annual v3.1 | 260 | 7302 | Rate Constraint in MTons | FALSE | L | Annual | Rate | lb/MMBtu | 0 | 0 | 0 | 0 | 0 | 0 | 0
DE Unit Level EdMoore3 - MER Cap Annual v3.1 | 260 | 7302 | Rate Constraint in MTons | FALSE | L | Annual | Generation | TWh | 0 | 0 | 0 | 0 | 0 | 0 | 0
DE Unit Level EdMoore3 - MER Cap Annual v3.1 | 260 | 7302 | Rate Constraint in MTons | FALSE | L | Annual | Qualifying Generation | TWh | 0 | 0 | 0 | 0 | 0 | 0 | 0
DE Unit Level EdMoore3 - MER Cap Annual v3.1 | 260 | 7302 | Rate Constraint in MTons | FALSE | L | Annual | Rate | lb/MWh | 0 | 0 | 0 | 0 | 0 | 0 | 0
DE Unit Level EdMoore3 - MER Cap Annual v3.1 | 260 | 7302 | Rate Constraint in MTons | FALSE | L | Annual | Constraint Shadow Price | US2019$/Lb | 0 | 0 | 0 | 0 | 0 | 0 | 0
DE Unit Level EdMoore3 - NOX Cap Annual v3.1 | 261 | 7290 | Rate Constraint in MTons | FALSE | L | Annual | Seasons Included | Seasons | Winter, WintShld, Summer | Winter, WintShld, Summer | Winter, WintShld, Summer | Winter, WintShld, Summer | Winter, WintShld, Summer | Winter, WintShld, Summer | Winter, WintShld, Summer
DE Unit Level EdMoore3 - NOX Cap Annual v3.1 | 261 | 7290 | Rate Constraint in MTons | FALSE | L | Annual | Standard NOX | Thousand Tons | 0.773 | 0.773 | 0.773 | 0.773 | 0.773 | 0.773 | 0.773
DE Unit Level EdMoore3 - NOX Cap Annual v3.1 | 261 | 7290 | Rate Constraint in MTons | FALSE | L | Annual | Emissions at Affected Plants NOX | Thousand Tons | 0 | 0 | 0 | 0 | 0 | 0 | 0
DE Unit Level EdMoore3 - NOX Cap Annual v3.1 | 261 | 7290 | Rate Constraint in MTons | FALSE | L | Annual | Allowances Purchased NOX | Thousand Tons | 0 | 0 | 0 | 0 | 0 | 0 | 0
DE Unit Level EdMoore3 - NOX Cap Annual v3.1 | 261 | 7290 | Rate Constraint in MTons | FALSE | L | Annual | Allowances Sold NOX | Thousand Tons | 0 | 0 | 0 | 0 | 0 | 0 | 0
DE Unit Level EdMoore3 - NOX Cap Annual v3.1 | 261 | 7290 | Rate Constraint in MTons | FALSE | L | Annual | Allowances Banked | Thousand Tons | 0 | 0 | 0 | 0 | 0 | 0 | 0
DE Unit Level EdMoore3 - NOX Cap Annual v3.1 | 261 | 7290 | Rate Constraint in MTons | FALSE | L | Annual | Allowances Withdrawn (1:1) | Thousand Tons | 0 | 0 | 0 | 0 | 0 | 0 | 0
DE Unit Level EdMoore3 - NOX Cap Annual v3.1 | 261 | 7290 | Rate Constraint in MTons | FALSE | L | Annual | Allowances Withdrawn (n:1) | Thousand Tons | 0 | 0 | 0 | 0 | 0 | 0 | 0
DE Unit Level EdMoore3 - NOX Cap Annual v3.1 | 261 | 7290 | Rate Constraint in MTons | FALSE | L | Annual | Net Emissions Allowance Position | Thousand Tons | 0 | 0 | 0 | 0 | 0 | 0 | 0
DE Unit Level EdMoore3 - NOX Cap Annual v3.1 | 261 | 7290 | Rate Constraint in MTons | FALSE | L | Annual | Fuel Consumed | TBtu | 0 | 0 | 0 | 0 | 0 | 0 | 0
DE Unit Level EdMoore3 - NOX Cap Annual v3.1 | 261 | 7290 | Rate Constraint in MTons | FALSE | L | Annual | Rate | lb/MMBtu | 0 | 0 | 0 | 0 | 0 | 0 | 0
DE Unit Level EdMoore3 - NOX Cap Annual v3.1 | 261 | 7290 | Rate Constraint in MTons | FALSE | L | Annual | Generation | TWh | 0 | 0 | 0 | 0 | 0 | 0 | 0
DE Unit Level EdMoore3 - NOX Cap Annual v3.1 | 261 | 7290 | Rate Constraint in MTons | FALSE | L | Annual | Qualifying Generation | TWh | 0 | 0 | 0 | 0 | 0 | 0 | 0
DE Unit Level EdMoore3 - NOX Cap Annual v3.1 | 261 | 7290 | Rate Constraint in MTons | FALSE | L | Annual | Rate | lb/MWh | 0 | 0 | 0 | 0 | 0 | 0 | 0
DE Unit Level EdMoore3 - NOX Cap Annual v3.1 | 261 | 7290 | Rate Constraint in MTons | FALSE | L | Annual | Constraint Shadow Price | US2019$/Ton | 0 | 0 | 0 | 0 | 0 | 0 | 0
DE Unit Level EdMoore3 - SO2 Cap Annual v3.1 | 262 | 7296 | Rate Constraint in MTons | FALSE | L | Annual | Seasons Included | Seasons | Winter, WintShld, Summer | Winter, WintShld, Summer | Winter, WintShld, Summer | Winter, WintShld, Summer | Winter, WintShld, Summer | Winter, WintShld, Summer | Winter, WintShld, Summer
DE Unit Level EdMoore3 - SO2 Cap Annual v3.1 | 262 | 7296 | Rate Constraint in MTons | FALSE | L | Annual | Standard SO2 | Thousand Tons | 1.391 | 1.391 | 1.391 | 1.391 | 1.391 | 1.391 | 1.391
DE Unit Level EdMoore3 - SO2 Cap Annual v3.1 | 262 | 7296 | Rate Constraint in MTons | FALSE | L | Annual | Emissions at Affected Plants SO2 | Thousand Tons | 0 | 0 | 0 | 0 | 0 | 0 | 0
DE Unit Level EdMoore3 - SO2 Cap Annual v3.1 | 262 | 7296 | Rate Constraint in MTons | FALSE | L | Annual | Allowances Purchased SO2 | Thousand Tons | 0 | 0 | 0 | 0 | 0 | 0 | 0
DE Unit Level EdMoore3 - SO2 Cap Annual v3.1 | 262 | 7296 | Rate Constraint in MTons | FALSE | L | Annual | Allowances Sold SO2 | Thousand Tons | 0 | 0 | 0 | 0 | 0 | 0 | 0
DE Unit Level EdMoore3 - SO2 Cap Annual v3.1 | 262 | 7296 | Rate Constraint in MTons | FALSE | L | Annual | Allowances Banked | Thousand Tons | 0 | 0 | 0 | 0 | 0 | 0 | 0
DE Unit Level EdMoore3 - SO2 Cap Annual v3.1 | 262 | 7296 | Rate Constraint in MTons | FALSE | L | Annual | Allowances Withdrawn (1:1) | Thousand Tons | 0 | 0 | 0 | 0 | 0 | 0 | 0
DE Unit Level EdMoore3 - SO2 Cap Annual v3.1 | 262 | 7296 | Rate Constraint in MTons | FALSE | L | Annual | Allowances Withdrawn (n:1) | Thousand Tons | 0 | 0 | 0 | 0 | 0 | 0 | 0
DE Unit Level EdMoore3 - SO2 Cap Annual v3.1 | 262 | 7296 | Rate Constraint in MTons | FALSE | L | Annual | Net Emissions Allowance Position | Thousand Tons | 0 | 0 | 0 | 0 | 0 | 0 | 0
DE Unit Level EdMoore3 - SO2 Cap Annual v3.1 | 262 | 7296 | Rate Constraint in MTons | FALSE | L | Annual | Fuel Consumed | TBtu | 0 | 0 | 0 | 0 | 0 | 0 | 0
DE Unit Level EdMoore3 - SO2 Cap Annual v3.1 | 262 | 7296 | Rate Constraint in MTons | FALSE | L | Annual | Rate | lb/MMBtu | 0 | 0 | 0 | 0 | 0 | 0 | 0
DE Unit Level EdMoore3 - SO2 Cap Annual v3.1 | 262 | 7296 | Rate Constraint in MTons | FALSE | L | Annual | Generation | TWh | 0 | 0 | 0 | 0 | 0 | 0 | 0
DE Unit Level EdMoore3 - SO2 Cap Annual v3.1 | 262 | 7296 | Rate Constraint in MTons | FALSE | L | Annual | Qualifying Generation | TWh | 0 | 0 | 0 | 0 | 0 | 0 | 0
DE Unit Level EdMoore3 - SO2 Cap Annual v3.1 | 262 | 7296 | Rate Constraint in MTons | FALSE | L | Annual | Rate | lb/MWh | 0 | 0 | 0 | 0 | 0 | 0 | 0
DE Unit Level EdMoore3 - SO2 Cap Annual v3.1 | 262 | 7296 | Rate Constraint in MTons | FALSE | L | Annual | Constraint Shadow Price | US2019$/Ton | 0 | 0 | 0 | 0 | 0 | 0 | 0
DE Unit Level EdMoore4 - MER Cap Annual v3.1 | 263 | 7303 | Rate Constraint in MTons | FALSE | L | Annual | Seasons Included | Seasons | Winter, WintShld, Summer | Winter, WintShld, Summer | Winter, WintShld, Summer | Winter, WintShld, Summer | Winter, WintShld, Summer | Winter, WintShld, Summer | Winter, WintShld, Summer
DE Unit Level EdMoore4 - MER Cap Annual v3.1 | 263 | 7303 | Rate Constraint in MTons | FALSE | L | Annual | Standard MER | lbs | 11.4 | 11.4 | 11.4 | 11.4 | 11.4 | 11.4 | 11.4
DE Unit Level EdMoore4 - MER Cap Annual v3.1 | 263 | 7303 | Rate Constraint in MTons | FALSE | L | Annual | Emissions at Affected Plants MER | lbs | 0 | 0 | 0 | 0 | 0 | 0 | 0
DE Unit Level EdMoore4 - MER Cap Annual v3.1 | 263 | 7303 | Rate Constraint in MTons | FALSE | L | Annual | Allowances Purchased MER | lbs | 0 | 0 | 0 | 0 | 0 | 0 | 0
DE Unit Level EdMoore4 - MER Cap Annual v3.1 | 263 | 7303 | Rate Constraint in MTons | FALSE | L | Annual | Allowances Sold MER | lbs | 0 | 0 | 0 | 0 | 0 | 0 | 0
DE Unit Level EdMoore4 - MER Cap Annual v3.1 | 263 | 7303 | Rate Constraint in MTons | FALSE | L | Annual | Allowances Banked | lbs | 0 | 0 | 0 | 0 | 0 | 0 | 0
DE Unit Level EdMoore4 - MER Cap Annual v3.1 | 263 | 7303 | Rate Constraint in MTons | FALSE | L | Annual | Allowances Withdrawn (1:1) | lbs | 0 | 0 | 0 | 0 | 0 | 0 | 0
DE Unit Level EdMoore4 - MER Cap Annual v3.1 | 263 | 7303 | Rate Constraint in MTons | FALSE | L | Annual | Allowances Withdrawn (n:1) | lbs | 0 | 0 | 0 | 0 | 0 | 0 | 0
DE Unit Level EdMoore4 - MER Cap Annual v3.1 | 263 | 7303 | Rate Constraint in MTons | FALSE | L | Annual | Net Emissions Allowance Position | lbs | 0 | 0 | 0 | 0 | 0 | 0 | 0
DE Unit Level EdMoore4 - MER Cap Annual v3.1 | 263 | 7303 | Rate Constraint in MTons | FALSE | L | Annual | Fuel Consumed | TBtu | 0 | 0 | 0 | 0 | 0 | 0 | 0
DE Unit Level EdMoore4 - MER Cap Annual v3.1 | 263 | 7303 | Rate Constraint in MTons | FALSE | L | Annual | Rate | lb/MMBtu | 0 | 0 | 0 | 0 | 0 | 0 | 0
DE Unit Level EdMoore4 - MER Cap Annual v3.1 | 263 | 7303 | Rate Constraint in MTons | FALSE | L | Annual | Generation | TWh | 0 | 0 | 0 | 0 | 0 | 0 | 0
DE Unit Level EdMoore4 - MER Cap Annual v3.1 | 263 | 7303 | Rate Constraint in MTons | FALSE | L | Annual | Qualifying Generation | TWh | 0 | 0 | 0 | 0 | 0 | 0 | 0
DE Unit Level EdMoore4 - MER Cap Annual v3.1 | 263 | 7303 | Rate Constraint in MTons | FALSE | L | Annual | Rate | lb/MWh | 0 | 0 | 0 | 0 | 0 | 0 | 0
DE Unit Level EdMoore4 - MER Cap Annual v3.1 | 263 | 7303 | Rate Constraint in MTons | FALSE | L | Annual | Constraint Shadow Price | US2019$/Lb | 0 | 0 | 0 | 0 | 0 | 0 | 0
DE Unit Level EdMoore4 - NOX Cap Annual v3.1 | 264 | 7291 | Rate Constraint in MTons | FALSE | L | Annual | Seasons Included | Seasons | Winter, WintShld, Summer | Winter, WintShld, Summer | Winter, WintShld, Summer | Winter, WintShld, Summer | Winter, WintShld, Summer | Winter, WintShld, Summer | Winter, WintShld, Summer
DE Unit Level EdMoore4 - NOX Cap Annual v3.1 | 264 | 7291 | Rate Constraint in MTons | FALSE | L | Annual | Standard NOX | Thousand Tons | 1.339 | 1.339 | 1.339 | 1.339 | 1.339 | 1.339 | 1.339
DE Unit Level EdMoore4 - NOX Cap Annual v3.1 | 264 | 7291 | Rate Constraint in MTons | FALSE | L | Annual | Emissions at Affected Plants NOX | Thousand Tons | 0 | 0 | 0 | 0 | 0 | 0 | 0
DE Unit Level EdMoore4 - NOX Cap Annual v3.1 | 264 | 7291 | Rate Constraint in MTons | FALSE | L | Annual | Allowances Purchased NOX | Thousand Tons | 0 | 0 | 0 | 0 | 0 | 0 | 0
DE Unit Level EdMoore4 - NOX Cap Annual v3.1 | 264 | 7291 | Rate Constraint in MTons | FALSE | L | Annual | Allowances Sold NOX | Thousand Tons | 0 | 0 | 0 | 0 | 0 | 0 | 0
DE Unit Level EdMoore4 - NOX Cap Annual v3.1 | 264 | 7291 | Rate Constraint in MTons | FALSE | L | Annual | Allowances Banked | Thousand Tons | 0 | 0 | 0 | 0 | 0 | 0 | 0
DE Unit Level EdMoore4 - NOX Cap Annual v3.1 | 264 | 7291 | Rate Constraint in MTons | FALSE | L | Annual | Allowances Withdrawn (1:1) | Thousand Tons | 0 | 0 | 0 | 0 | 0 | 0 | 0
DE Unit Level EdMoore4 - NOX Cap Annual v3.1 | 264 | 7291 | Rate Constraint in MTons | FALSE | L | Annual | Allowances Withdrawn (n:1) | Thousand Tons | 0 | 0 | 0 | 0 | 0 | 0 | 0
DE Unit Level EdMoore4 - NOX Cap Annual v3.1 | 264 | 7291 | Rate Constraint in MTons | FALSE | L | Annual | Net Emissions Allowance Position | Thousand Tons | 0 | 0 | 0 | 0 | 0 | 0 | 0
DE Unit Level EdMoore4 - NOX Cap Annual v3.1 | 264 | 7291 | Rate Constraint in MTons | FALSE | L | Annual | Fuel Consumed | TBtu | 0 | 0 | 0 | 0 | 0 | 0 | 0
DE Unit Level EdMoore4 - NOX Cap Annual v3.1 | 264 | 7291 | Rate Constraint in MTons | FALSE | L | Annual | Rate | lb/MMBtu | 0 | 0 | 0 | 0 | 0 | 0 | 0
DE Unit Level EdMoore4 - NOX Cap Annual v3.1 | 264 | 7291 | Rate Constraint in MTons | FALSE | L | Annual | Generation | TWh | 0 | 0 | 0 | 0 | 0 | 0 | 0
DE Unit Level EdMoore4 - NOX Cap Annual v3.1 | 264 | 7291 | Rate Constraint in MTons | FALSE | L | Annual | Qualifying Generation | TWh | 0 | 0 | 0 | 0 | 0 | 0 | 0
DE Unit Level EdMoore4 - NOX Cap Annual v3.1 | 264 | 7291 | Rate Constraint in MTons | FALSE | L | Annual | Rate | lb/MWh | 0 | 0 | 0 | 0 | 0 | 0 | 0
DE Unit Level EdMoore4 - NOX Cap Annual v3.1 | 264 | 7291 | Rate Constraint in MTons | FALSE | L | Annual | Constraint Shadow Price | US2019$/Ton | 0 | 0 | 0 | 0 | 0 | 0 | 0
DE Unit Level EdMoore4 - SO2 Cap Annual v3.1 | 265 | 7297 | Rate Constraint in MTons | FALSE | L | Annual | Seasons Included | Seasons | Winter, WintShld, Summer | Winter, WintShld, Summer | Winter, WintShld, Summer | Winter, WintShld, Summer | Winter, WintShld, Summer | Winter, WintShld, Summer | Winter, WintShld, Summer
DE Unit Level EdMoore4 - SO2 Cap Annual v3.1 | 265 | 7297 | Rate Constraint in MTons | FALSE | L | Annual | Standard SO2 | Thousand Tons | 2.41 | 2.41 | 2.41 | 2.41 | 2.41 | 2.41 | 2.41
DE Unit Level EdMoore4 - SO2 Cap Annual v3.1 | 265 | 7297 | Rate Constraint in MTons | FALSE | L | Annual | Emissions at Affected Plants SO2 | Thousand Tons | 0 | 0 | 0 | 0 | 0 | 0 | 0
DE Unit Level EdMoore4 - SO2 Cap Annual v3.1 | 265 | 7297 | Rate Constraint in MTons | FALSE | L | Annual | Allowances Purchased SO2 | Thousand Tons | 0 | 0 | 0 | 0 | 0 | 0 | 0
DE Unit Level EdMoore4 - SO2 Cap Annual v3.1 | 265 | 7297 | Rate Constraint in MTons | FALSE | L | Annual | Allowances Sold SO2 | Thousand Tons | 0 | 0 | 0 | 0 | 0 | 0 | 0
DE Unit Level EdMoore4 - SO2 Cap Annual v3.1 | 265 | 7297 | Rate Constraint in MTons | FALSE | L | Annual | Allowances Banked | Thousand Tons | 0 | 0 | 0 | 0 | 0 | 0 | 0
DE Unit Level EdMoore4 - SO2 Cap Annual v3.1 | 265 | 7297 | Rate Constraint in MTons | FALSE | L | Annual | Allowances Withdrawn (1:1) | Thousand Tons | 0 | 0 | 0 | 0 | 0 | 0 | 0
DE Unit Level EdMoore4 - SO2 Cap Annual v3.1 | 265 | 7297 | Rate Constraint in MTons | FALSE | L | Annual | Allowances Withdrawn (n:1) | Thousand Tons | 0 | 0 | 0 | 0 | 0 | 0 | 0
DE Unit Level EdMoore4 - SO2 Cap Annual v3.1 | 265 | 7297 | Rate Constraint in MTons | FALSE | L | Annual | Net Emissions Allowance Position | Thousand Tons | 0 | 0 | 0 | 0 | 0 | 0 | 0
DE Unit Level EdMoore4 - SO2 Cap Annual v3.1 | 265 | 7297 | Rate Constraint in MTons | FALSE | L | Annual | Fuel Consumed | TBtu | 0 | 0 | 0 | 0 | 0 | 0 | 0
DE Unit Level EdMoore4 - SO2 Cap Annual v3.1 | 265 | 7297 | Rate Constraint in MTons | FALSE | L | Annual | Rate | lb/MMBtu | 0 | 0 | 0 | 0 | 0 | 0 | 0
DE Unit Level EdMoore4 - SO2 Cap Annual v3.1 | 265 | 7297 | Rate Constraint in MTons | FALSE | L | Annual | Generation | TWh | 0 | 0 | 0 | 0 | 0 | 0 | 0
DE Unit Level EdMoore4 - SO2 Cap Annual v3.1 | 265 | 7297 | Rate Constraint in MTons | FALSE | L | Annual | Qualifying Generation | TWh | 0 | 0 | 0 | 0 | 0 | 0 | 0
DE Unit Level EdMoore4 - SO2 Cap Annual v3.1 | 265 | 7297 | Rate Constraint in MTons | FALSE | L | Annual | Rate | lb/MWh | 0 | 0 | 0 | 0 | 0 | 0 | 0
DE Unit Level EdMoore4 - SO2 Cap Annual v3.1 | 265 | 7297 | Rate Constraint in MTons | FALSE | L | Annual | Constraint Shadow Price | US2019$/Ton | 0 | 0 | 0 | 0 | 0 | 0 | 0
DE Unit Level EdMoore5 - NOX Cap Annual v3.1 | 266 | 7292 | Rate Constraint in MTons | FALSE | L | Annual | Seasons Included | Seasons | Winter, WintShld, Summer | Winter, WintShld, Summer | Winter, WintShld, Summer | Winter, WintShld, Summer | Winter, WintShld, Summer | Winter, WintShld, Summer | Winter, WintShld, Summer
DE Unit Level EdMoore5 - NOX Cap Annual v3.1 | 266 | 7292 | Rate Constraint in MTons | FALSE | L | Annual | Standard NOX | Thousand Tons | 1.348 | 1.348 | 1.348 | 1.348 | 1.348 | 1.348 | 1.348
DE Unit Level EdMoore5 - NOX Cap Annual v3.1 | 266 | 7292 | Rate Constraint in MTons | FALSE | L | Annual | Emissions at Affected Plants NOX | Thousand Tons | 0 | 0 | 0 | 0 | 0 | 0 | 0
DE Unit Level EdMoore5 - NOX Cap Annual v3.1 | 266 | 7292 | Rate Constraint in MTons | FALSE | L | Annual | Allowances Purchased NOX | Thousand Tons | 0 | 0 | 0 | 0 | 0 | 0 | 0
DE Unit Level EdMoore5 - NOX Cap Annual v3.1 | 266 | 7292 | Rate Constraint in MTons | FALSE | L | Annual | Allowances Sold NOX | Thousand Tons | 0 | 0 | 0 | 0 | 0 | 0 | 0
DE Unit Level EdMoore5 - NOX Cap Annual v3.1 | 266 | 7292 | Rate Constraint in MTons | FALSE | L | Annual | Allowances Banked | Thousand Tons | 0 | 0 | 0 | 0 | 0 | 0 | 0
DE Unit Level EdMoore5 - NOX Cap Annual v3.1 | 266 | 7292 | Rate Constraint in MTons | FALSE | L | Annual | Allowances Withdrawn (1:1) | Thousand Tons | 0 | 0 | 0 | 0 | 0 | 0 | 0
DE Unit Level EdMoore5 - NOX Cap Annual v3.1 | 266 | 7292 | Rate Constraint in MTons | FALSE | L | Annual | Allowances Withdrawn (n:1) | Thousand Tons | 0 | 0 | 0 | 0 | 0 | 0 | 0
DE Unit Level EdMoore5 - NOX Cap Annual v3.1 | 266 | 7292 | Rate Constraint in MTons | FALSE | L | Annual | Net Emissions Allowance Position | Thousand Tons | 0 | 0 | 0 | 0 | 0 | 0 | 0
DE Unit Level EdMoore5 - NOX Cap Annual v3.1 | 266 | 7292 | Rate Constraint in MTons | FALSE | L | Annual | Fuel Consumed | TBtu | 0 | 0 | 0 | 0 | 0 | 0 | 0
DE Unit Level EdMoore5 - NOX Cap Annual v3.1 | 266 | 7292 | Rate Constraint in MTons | FALSE | L | Annual | Rate | lb/MMBtu | 0 | 0 | 0 | 0 | 0 | 0 | 0
DE Unit Level EdMoore5 - NOX Cap Annual v3.1 | 266 | 7292 | Rate Constraint in MTons | FALSE | L | Annual | Generation | TWh | 0 | 0 | 0 | 0 | 0 | 0 | 0
DE Unit Level EdMoore5 - NOX Cap Annual v3.1 | 266 | 7292 | Rate Constraint in MTons | FALSE | L | Annual | Qualifying Generation | TWh | 0 | 0 | 0 | 0 | 0 | 0 | 0
DE Unit Level EdMoore5 - NOX Cap Annual v3.1 | 266 | 7292 | Rate Constraint in MTons | FALSE | L | Annual | Rate | lb/MWh | 0 | 0 | 0 | 0 | 0 | 0 | 0
DE Unit Level EdMoore5 - NOX Cap Annual v3.1 | 266 | 7292 | Rate Constraint in MTons | FALSE | L | Annual | Constraint Shadow Price | US2019$/Ton | 0 | 0 | 0 | 0 | 0 | 0 | 0
DE Unit Level EdMoore5 - SO2 Cap Annual v3.1 | 267 | 7298 | Rate Constraint in MTons | FALSE | L | Annual | Seasons Included | Seasons | Winter, WintShld, Summer | Winter, WintShld, Summer | Winter, WintShld, Summer | Winter, WintShld, Summer | Winter, WintShld, Summer | Winter, WintShld, Summer | Winter, WintShld, Summer
DE Unit Level EdMoore5 - SO2 Cap Annual v3.1 | 267 | 7298 | Rate Constraint in MTons | FALSE | L | Annual | Standard SO2 | Thousand Tons | 2.427 | 2.427 | 2.427 | 2.427 | 2.427 | 2.427 | 2.427
DE Unit Level EdMoore5 - SO2 Cap Annual v3.1 | 267 | 7298 | Rate Constraint in MTons | FALSE | L | Annual | Emissions at Affected Plants SO2 | Thousand Tons | 0 | 0 | 0 | 0 | 0 | 0 | 0
DE Unit Level EdMoore5 - SO2 Cap Annual v3.1 | 267 | 7298 | Rate Constraint in MTons | FALSE | L | Annual | Allowances Purchased SO2 | Thousand Tons | 0 | 0 | 0 | 0 | 0 | 0 | 0
DE Unit Level EdMoore5 - SO2 Cap Annual v3.1 | 267 | 7298 | Rate Constraint in MTons | FALSE | L | Annual | Allowances Sold SO2 | Thousand Tons | 0 | 0 | 0 | 0 | 0 | 0 | 0
DE Unit Level EdMoore5 - SO2 Cap Annual v3.1 | 267 | 7298 | Rate Constraint in MTons | FALSE | L | Annual | Allowances Banked | Thousand Tons | 0 | 0 | 0 | 0 | 0 | 0 | 0
DE Unit Level EdMoore5 - SO2 Cap Annual v3.1 | 267 | 7298 | Rate Constraint in MTons | FALSE | L | Annual | Allowances Withdrawn (1:1) | Thousand Tons | 0 | 0 | 0 | 0 | 0 | 0 | 0
DE Unit Level EdMoore5 - SO2 Cap Annual v3.1 | 267 | 7298 | Rate Constraint in MTons | FALSE | L | Annual | Allowances Withdrawn (n:1) | Thousand Tons | 0 | 0 | 0 | 0 | 0 | 0 | 0
DE Unit Level EdMoore5 - SO2 Cap Annual v3.1 | 267 | 7298 | Rate Constraint in MTons | FALSE | L | Annual | Net Emissions Allowance Position | Thousand Tons | 0 | 0 | 0 | 0 | 0 | 0 | 0
DE Unit Level EdMoore5 - SO2 Cap Annual v3.1 | 267 | 7298 | Rate Constraint in MTons | FALSE | L | Annual | Fuel Consumed | TBtu | 0 | 0 | 0 | 0 | 0 | 0 | 0
DE Unit Level EdMoore5 - SO2 Cap Annual v3.1 | 267 | 7298 | Rate Constraint in MTons | FALSE | L | Annual | Rate | lb/MMBtu | 0 | 0 | 0 | 0 | 0 | 0 | 0
DE Unit Level EdMoore5 - SO2 Cap Annual v3.1 | 267 | 7298 | Rate Constraint in MTons | FALSE | L | Annual | Generation | TWh | 0 | 0 | 0 | 0 | 0 | 0 | 0
DE Unit Level EdMoore5 - SO2 Cap Annual v3.1 | 267 | 7298 | Rate Constraint in MTons | FALSE | L | Annual | Qualifying Generation | TWh | 0 | 0 | 0 | 0 | 0 | 0 | 0
DE Unit Level EdMoore5 - SO2 Cap Annual v3.1 | 267 | 7298 | Rate Constraint in MTons | FALSE | L | Annual | Rate | lb/MWh | 0 | 0 | 0 | 0 | 0 | 0 | 0
DE Unit Level EdMoore5 - SO2 Cap Annual v3.1 | 267 | 7298 | Rate Constraint in MTons | FALSE | L | Annual | Constraint Shadow Price | US2019$/Ton | 0 | 0 | 0 | 0 | 0 | 0 | 0
DE Unit Level IndRiver4 - MER Cap Annual v3.1 | 268 | 7304 | Rate Constraint in MTons | FALSE | L | Annual | Seasons Included | Seasons | Winter, WintShld, Summer | Winter, WintShld, Summer | Winter, WintShld, Summer | Winter, WintShld, Summer | Winter, WintShld, Summer | Winter, WintShld, Summer | Winter, WintShld, Summer
DE Unit Level IndRiver4 - MER Cap Annual v3.1 | 268 | 7304 | Rate Constraint in MTons | FALSE | L | Annual | Standard MER | lbs | 17.4 | 17.4 | 17.4 | 17.4 | 17.4 | 17.4 | 17.4
DE Unit Level IndRiver4 - MER Cap Annual v3.1 | 268 | 7304 | Rate Constraint in MTons | FALSE | L | Annual | Emissions at Affected Plants MER | lbs | 0 | 0 | 0 | 0 | 0 | 0 | 0
DE Unit Level IndRiver4 - MER Cap Annual v3.1 | 268 | 7304 | Rate Constraint in MTons | FALSE | L | Annual | Allowances Purchased MER | lbs | 0 | 0 | 0 | 0 | 0 | 0 | 0
DE Unit Level IndRiver4 - MER Cap Annual v3.1 | 268 | 7304 | Rate Constraint in MTons | FALSE | L | Annual | Allowances Sold MER | lbs | 0 | 0 | 0 | 0 | 0 | 0 | 0
DE Unit Level IndRiver4 - MER Cap Annual v3.1 | 268 | 7304 | Rate Constraint in MTons | FALSE | L | Annual | Allowances Banked | lbs | 0 | 0 | 0 | 0 | 0 | 0 | 0
DE Unit Level IndRiver4 - MER Cap Annual v3.1 | 268 | 7304 | Rate Constraint in MTons | FALSE | L | Annual | Allowances Withdrawn (1:1) | lbs | 0 | 0 | 0 | 0 | 0 | 0 | 0
DE Unit Level IndRiver4 - MER Cap Annual v3.1 | 268 | 7304 | Rate Constraint in MTons | FALSE | L | Annual | Allowances Withdrawn (n:1) | lbs | 0 | 0 | 0 | 0 | 0 | 0 | 0
DE Unit Level IndRiver4 - MER Cap Annual v3.1 | 268 | 7304 | Rate Constraint in MTons | FALSE | L | Annual | Net Emissions Allowance Position | lbs | 0 | 0 | 0 | 0 | 0 | 0 | 0
DE Unit Level IndRiver4 - MER Cap Annual v3.1 | 268 | 7304 | Rate Constraint in MTons | FALSE | L | Annual | Fuel Consumed | TBtu | 0 | 0 | 0 | 0 | 0 | 0 | 0
DE Unit Level IndRiver4 - MER Cap Annual v3.1 | 268 | 7304 | Rate Constraint in MTons | FALSE | L | Annual | Rate | lb/MMBtu | 0 | 0 | 0 | 0 | 0 | 0 | 0
DE Unit Level IndRiver4 - MER Cap Annual v3.1 | 268 | 7304 | Rate Constraint in MTons | FALSE | L | Annual | Generation | TWh | 0 | 0 | 0 | 0 | 0 | 0 | 0
DE Unit Level IndRiver4 - MER Cap Annual v3.1 | 268 | 7304 | Rate Constraint in MTons | FALSE | L | Annual | Qualifying Generation | TWh | 0 | 0 | 0 | 0 | 0 | 0 | 0
DE Unit Level IndRiver4 - MER Cap Annual v3.1 | 268 | 7304 | Rate Constraint in MTons | FALSE | L | Annual | Rate | lb/MWh | 0 | 0 | 0 | 0 | 0 | 0 | 0
DE Unit Level IndRiver4 - MER Cap Annual v3.1 | 268 | 7304 | Rate Constraint in MTons | FALSE | L | Annual | Constraint Shadow Price | US2019$/Lb | 0 | 0 | 0 | 0 | 0 | 0 | 0
DE Unit Level IndRiver4 - NOX Cap Annual v3.1 | 269 | 7293 | Rate Constraint in MTons | FALSE | L | Annual | Seasons Included | Seasons | Winter, WintShld, Summer | Winter, WintShld, Summer | Winter, WintShld, Summer | Winter, WintShld, Summer | Winter, WintShld, Summer | Winter, WintShld, Summer | Winter, WintShld, Summer
DE Unit Level IndRiver4 - NOX Cap Annual v3.1 | 269 | 7293 | Rate Constraint in MTons | FALSE | L | Annual | Standard NOX | Thousand Tons | 2.032 | 2.032 | 2.032 | 2.032 | 2.032 | 2.032 | 2.032
DE Unit Level IndRiver4 - NOX Cap Annual v3.1 | 269 | 7293 | Rate Constraint in MTons | FALSE | L | Annual | Emissions at Affected Plants NOX | Thousand Tons | 0 | 0 | 0 | 0 | 0 | 0 | 0
DE Unit Level IndRiver4 - NOX Cap Annual v3.1 | 269 | 7293 | Rate Constraint in MTons | FALSE | L | Annual | Allowances Purchased NOX | Thousand Tons | 0 | 0 | 0 | 0 | 0 | 0 | 0
DE Unit Level IndRiver4 - NOX Cap Annual v3.1 | 269 | 7293 | Rate Constraint in MTons | FALSE | L | Annual | Allowances Sold NOX | Thousand Tons | 0 | 0 | 0 | 0 | 0 | 0 | 0
DE Unit Level IndRiver4 - NOX Cap Annual v3.1 | 269 | 7293 | Rate Constraint in MTons | FALSE | L | Annual | Allowances Banked | Thousand Tons | 0 | 0 | 0 | 0 | 0 | 0 | 0
DE Unit Level IndRiver4 - NOX Cap Annual v3.1 | 269 | 7293 | Rate Constraint in MTons | FALSE | L | Annual | Allowances Withdrawn (1:1) | Thousand Tons | 0 | 0 | 0 | 0 | 0 | 0 | 0
DE Unit Level IndRiver4 - NOX Cap Annual v3.1 | 269 | 7293 | Rate Constraint in MTons | FALSE | L | Annual | Allowances Withdrawn (n:1) | Thousand Tons | 0 | 0 | 0 | 0 | 0 | 0 | 0
DE Unit Level IndRiver4 - NOX Cap Annual v3.1 | 269 | 7293 | Rate Constraint in MTons | FALSE | L | Annual | Net Emissions Allowance Position | Thousand Tons | 0 | 0 | 0 | 0 | 0 | 0 | 0
DE Unit Level IndRiver4 - NOX Cap Annual v3.1 | 269 | 7293 | Rate Constraint in MTons | FALSE | L | Annual | Fuel Consumed | TBtu | 0 | 0 | 0 | 0 | 0 | 0 | 0
DE Unit Level IndRiver4 - NOX Cap Annual v3.1 | 269 | 7293 | Rate Constraint in MTons | FALSE | L | Annual | Rate | lb/MMBtu | 0 | 0 | 0 | 0 | 0 | 0 | 0
DE Unit Level IndRiver4 - NOX Cap Annual v3.1 | 269 | 7293 | Rate Constraint in MTons | FALSE | L | Annual | Generation | TWh | 0 | 0 | 0 | 0 | 0 | 0 | 0
DE Unit Level IndRiver4 - NOX Cap Annual v3.1 | 269 | 7293 | Rate Constraint in MTons | FALSE | L | Annual | Qualifying Generation | TWh | 0 | 0 | 0 | 0 | 0 | 0 | 0
DE Unit Level IndRiver4 - NOX Cap Annual v3.1 | 269 | 7293 | Rate Constraint in MTons | FALSE | L | Annual | Rate | lb/MWh | 0 | 0 | 0 | 0 | 0 | 0 | 0
DE Unit Level IndRiver4 - NOX Cap Annual v3.1 | 269 | 7293 | Rate Constraint in MTons | FALSE | L | Annual | Constraint Shadow Price | US2019$/Ton | 0 | 0 | 0 | 0 | 0 | 0 | 0
DE Unit Level IndRiver4 - SO2 Cap Annual v3.1 | 270 | 7299 | Rate Constraint in MTons | FALSE | L | Annual | Seasons Included | Seasons | Winter, WintShld, Summer | Winter, WintShld, Summer | Winter, WintShld, Summer | Winter, WintShld, Summer | Winter, WintShld, Summer | Winter, WintShld, Summer | Winter, WintShld, Summer
DE Unit Level IndRiver4 - SO2 Cap Annual v3.1 | 270 | 7299 | Rate Constraint in MTons | FALSE | L | Annual | Standard SO2 | Thousand Tons | 3.657 | 3.657 | 3.657 | 3.657 | 3.657 | 3.657 | 3.657
DE Unit Level IndRiver4 - SO2 Cap Annual v3.1 | 270 | 7299 | Rate Constraint in MTons | FALSE | L | Annual | Emissions at Affected Plants SO2 | Thousand Tons | 0 | 0 | 0 | 0 | 0 | 0 | 0
DE Unit Level IndRiver4 - SO2 Cap Annual v3.1 | 270 | 7299 | Rate Constraint in MTons | FALSE | L | Annual | Allowances Purchased SO2 | Thousand Tons | 0 | 0 | 0 | 0 | 0 | 0 | 0
DE Unit Level IndRiver4 - SO2 Cap Annual v3.1 | 270 | 7299 | Rate Constraint in MTons | FALSE | L | Annual | Allowances Sold SO2 | Thousand Tons | 0 | 0 | 0 | 0 | 0 | 0 | 0
DE Unit Level IndRiver4 - SO2 Cap Annual v3.1 | 270 | 7299 | Rate Constraint in MTons | FALSE | L | Annual | Allowances Banked | Thousand Tons | 0 | 0 | 0 | 0 | 0 | 0 | 0
DE Unit Level IndRiver4 - SO2 Cap Annual v3.1 | 270 | 7299 | Rate Constraint in MTons | FALSE | L | Annual | Allowances Withdrawn (1:1) | Thousand Tons | 0 | 0 | 0 | 0 | 0 | 0 | 0
DE Unit Level IndRiver4 - SO2 Cap Annual v3.1 | 270 | 7299 | Rate Constraint in MTons | FALSE | L | Annual | Allowances Withdrawn (n:1) | Thousand Tons | 0 | 0 | 0 | 0 | 0 | 0 | 0
DE Unit Level IndRiver4 - SO2 Cap Annual v3.1 | 270 | 7299 | Rate Constraint in MTons | FALSE | L | Annual | Net Emissions Allowance Position | Thousand Tons | 0 | 0 | 0 | 0 | 0 | 0 | 0
DE Unit Level IndRiver4 - SO2 Cap Annual v3.1 | 270 | 7299 | Rate Constraint in MTons | FALSE | L | Annual | Fuel Consumed | TBtu | 0 | 0 | 0 | 0 | 0 | 0 | 0
DE Unit Level IndRiver4 - SO2 Cap Annual v3.1 | 270 | 7299 | Rate Constraint in MTons | FALSE | L | Annual | Rate | lb/MMBtu | 0 | 0 | 0 | 0 | 0 | 0 | 0
DE Unit Level IndRiver4 - SO2 Cap Annual v3.1 | 270 | 7299 | Rate Constraint in MTons | FALSE | L | Annual | Generation | TWh | 0 | 0 | 0 | 0 | 0 | 0 | 0
DE Unit Level IndRiver4 - SO2 Cap Annual v3.1 | 270 | 7299 | Rate Constraint in MTons | FALSE | L | Annual | Qualifying Generation | TWh | 0 | 0 | 0 | 0 | 0 | 0 | 0
DE Unit Level IndRiver4 - SO2 Cap Annual v3.1 | 270 | 7299 | Rate Constraint in MTons | FALSE | L | Annual | Rate | lb/MWh | 0 | 0 | 0 | 0 | 0 | 0 | 0
DE Unit Level IndRiver4 - SO2 Cap Annual v3.1 | 270 | 7299 | Rate Constraint in MTons | FALSE | L | Annual | Constraint Shadow Price | US2019$/Ton | 0 | 0 | 0 | 0 | 0 | 0 | 0
DE Unit Level McKee3 - NOX Cap Annual v3.1 | 271 | 7294 | Rate Constraint in MTons | FALSE | L | Annual | Seasons Included | Seasons | Winter, WintShld, Summer | Winter, WintShld, Summer | Winter, WintShld, Summer | Winter, WintShld, Summer | Winter, WintShld, Summer | Winter, WintShld, Summer | Winter, WintShld, Summer
DE Unit Level McKee3 - NOX Cap Annual v3.1 | 271 | 7294 | Rate Constraint in MTons | FALSE | L | Annual | Standard NOX | Thousand Tons | 0.244 | 0.244 | 0.244 | 0.244 | 0.244 | 0.244 | 0.244
DE Unit Level McKee3 - NOX Cap Annual v3.1 | 271 | 7294 | Rate Constraint in MTons | FALSE | L | Annual | Emissions at Affected Plants NOX | Thousand Tons | 0 | 0 | 0 | 0 | 0 | 0 | 0
DE Unit Level McKee3 - NOX Cap Annual v3.1 | 271 | 7294 | Rate Constraint in MTons | FALSE | L | Annual | Allowances Purchased NOX | Thousand Tons | 0 | 0 | 0 | 0 | 0 | 0 | 0
DE Unit Level McKee3 - NOX Cap Annual v3.1 | 271 | 7294 | Rate Constraint in MTons | FALSE | L | Annual | Allowances Sold NOX | Thousand Tons | 0 | 0 | 0 | 0 | 0 | 0 | 0
DE Unit Level McKee3 - NOX Cap Annual v3.1 | 271 | 7294 | Rate Constraint in MTons | FALSE | L | Annual | Allowances Banked | Thousand Tons | 0 | 0 | 0 | 0 | 0 | 0 | 0
DE Unit Level McKee3 - NOX Cap Annual v3.1 | 271 | 7294 | Rate Constraint in MTons | FALSE | L | Annual | Allowances Withdrawn (1:1) | Thousand Tons | 0 | 0 | 0 | 0 | 0 | 0 | 0
DE Unit Level McKee3 - NOX Cap Annual v3.1 | 271 | 7294 | Rate Constraint in MTons | FALSE | L | Annual | Allowances Withdrawn (n:1) | Thousand Tons | 0 | 0 | 0 | 0 | 0 | 0 | 0
DE Unit Level McKee3 - NOX Cap Annual v3.1 | 271 | 7294 | Rate Constraint in MTons | FALSE | L | Annual | Net Emissions Allowance Position | Thousand Tons | 0 | 0 | 0 | 0 | 0 | 0 | 0
DE Unit Level McKee3 - NOX Cap Annual v3.1 | 271 | 7294 | Rate Constraint in MTons | FALSE | L | Annual | Fuel Consumed | TBtu | 0 | 0 | 0 | 0 | 0 | 0 | 0
DE Unit Level McKee3 - NOX Cap Annual v3.1 | 271 | 7294 | Rate Constraint in MTons | FALSE | L | Annual | Rate | lb/MMBtu | 0 | 0 | 0 | 0 | 0 | 0 | 0
DE Unit Level McKee3 - NOX Cap Annual v3.1 | 271 | 7294 | Rate Constraint in MTons | FALSE | L | Annual | Generation | TWh | 0 | 0 | 0 | 0 | 0 | 0 | 0
DE Unit Level McKee3 - NOX Cap Annual v3.1 | 271 | 7294 | Rate Constraint in MTons | FALSE | L | Annual | Qualifying Generation | TWh | 0 | 0 | 0 | 0 | 0 | 0 | 0
DE Unit Level McKee3 - NOX Cap Annual v3.1 | 271 | 7294 | Rate Constraint in MTons | FALSE | L | Annual | Rate | lb/MWh | 0 | 0 | 0 | 0 | 0 | 0 | 0
DE Unit Level McKee3 - NOX Cap Annual v3.1 | 271 | 7294 | Rate Constraint in MTons | FALSE | L | Annual | Constraint Shadow Price | US2019$/Ton | 0 | 0 | 0 | 0 | 0 | 0 | 0
DE Unit Level McKee3 - SO2 Cap Annual v3.1 | 272 | 7300 | Rate Constraint in MTons | FALSE | L | Annual | Seasons Included | Seasons | Winter, WintShld, Summer | Winter, WintShld, Summer | Winter, WintShld, Summer | Winter, WintShld, Summer | Winter, WintShld, Summer | Winter, WintShld, Summer | Winter, WintShld, Summer
DE Unit Level McKee3 - SO2 Cap Annual v3.1 | 272 | 7300 | Rate Constraint in MTons | FALSE | L | Annual | Standard SO2 | Thousand Tons | 0.439 | 0.439 | 0.439 | 0.439 | 0.439 | 0.439 | 0.439
DE Unit Level McKee3 - SO2 Cap Annual v3.1 | 272 | 7300 | Rate Constraint in MTons | FALSE | L | Annual | Emissions at Affected Plants SO2 | Thousand Tons | 0 | 0 | 0 | 0 | 0 | 0 | 0
DE Unit Level McKee3 - SO2 Cap Annual v3.1 | 272 | 7300 | Rate Constraint in MTons | FALSE | L | Annual | Allowances Purchased SO2 | Thousand Tons | 0 | 0 | 0 | 0 | 0 | 0 | 0
DE Unit Level McKee3 - SO2 Cap Annual v3.1 | 272 | 7300 | Rate Constraint in MTons | FALSE | L | Annual | Allowances Sold SO2 | Thousand Tons | 0 | 0 | 0 | 0 | 0 | 0 | 0
DE Unit Level McKee3 - SO2 Cap Annual v3.1 | 272 | 7300 | Rate Constraint in MTons | FALSE | L | Annual | Allowances Banked | Thousand Tons | 0 | 0 | 0 | 0 | 0 | 0 | 0
DE Unit Level McKee3 - SO2 Cap Annual v3.1 | 272 | 7300 | Rate Constraint in MTons | FALSE | L | Annual | Allowances Withdrawn (1:1) | Thousand Tons | 0 | 0 | 0 | 0 | 0 | 0 | 0
DE Unit Level McKee3 - SO2 Cap Annual v3.1 | 272 | 7300 | Rate Constraint in MTons | FALSE | L | Annual | Allowances Withdrawn (n:1) | Thousand Tons | 0 | 0 | 0 | 0 | 0 | 0 | 0
DE Unit Level McKee3 - SO2 Cap Annual v3.1 | 272 | 7300 | Rate Constraint in MTons | FALSE | L | Annual | Net Emissions Allowance Position | Thousand Tons | 0 | 0 | 0 | 0 | 0 | 0 | 0
DE Unit Level McKee3 - SO2 Cap Annual v3.1 | 272 | 7300 | Rate Constraint in MTons | FALSE | L | Annual | Fuel Consumed | TBtu | 0 | 0 | 0 | 0 | 0 | 0 | 0
DE Unit Level McKee3 - SO2 Cap Annual v3.1 | 272 | 7300 | Rate Constraint in MTons | FALSE | L | Annual | Rate | lb/MMBtu | 0 | 0 | 0 | 0 | 0 | 0 | 0
DE Unit Level McKee3 - SO2 Cap Annual v3.1 | 272 | 7300 | Rate Constraint in MTons | FALSE | L | Annual | Generation | TWh | 0 | 0 | 0 | 0 | 0 | 0 | 0
DE Unit Level McKee3 - SO2 Cap Annual v3.1 | 272 | 7300 | Rate Constraint in MTons | FALSE | L | Annual | Qualifying Generation | TWh | 0 | 0 | 0 | 0 | 0 | 0 | 0
DE Unit Level McKee3 - SO2 Cap Annual v3.1 | 272 | 7300 | Rate Constraint in MTons | FALSE | L | Annual | Rate | lb/MWh | 0 | 0 | 0 | 0 | 0 | 0 | 0
DE Unit Level McKee3 - SO2 Cap Annual v3.1 | 272 | 7300 | Rate Constraint in MTons | FALSE | L | Annual | Constraint Shadow Price | US2019$/Ton | 0 | 0 | 0 | 0 | 0 | 0 | 0
Dummy Annual NOx Constraint-EPA621_111_28 | 273 | 7931 | Rate Constraint in MTons | FALSE | L | Annual | Seasons Included | Seasons | Winter, WintShld, Summer | Winter, WintShld, Summer | Winter, WintShld, Summer | Winter, WintShld, Summer | Winter, WintShld, Summer | Winter, WintShld, Summer | Winter, WintShld, Summer
Dummy Annual NOx Constraint-EPA621_111_28 | 273 | 7931 | Rate Constraint in MTons | FALSE | L | Annual | Standard NOX | Thousand Tons | 0 | 99999 | 99999 | 99999 | 99999 | 99999 | 99999
Dummy Annual NOx Constraint-EPA621_111_28 | 273 | 7931 | Rate Constraint in MTons | FALSE | L | Annual | Emissions at Affected Plants NOX | Thousand Tons | 0 | 0.33393 | 0.1534 | 0.14638 | 0.14638 | 0.14638 | 0.14638
Dummy Annual NOx Constraint-EPA621_111_28 | 273 | 7931 | Rate Constraint in MTons | FALSE | L | Annual | Allowances Purchased NOX | Thousand Tons | 0 | 0 | 0 | 0 | 0 | 0 | 0
Dummy Annual NOx Constraint-EPA621_111_28 | 273 | 7931 | Rate Constraint in MTons | FALSE | L | Annual | Allowances Sold NOX | Thousand Tons | 0 | 0 | 0 | 0 | 0 | 0 | 0
Dummy Annual NOx Constraint-EPA621_111_28 | 273 | 7931 | Rate Constraint in MTons | FALSE | L | Annual | Allowances Banked | Thousand Tons | 0 | 0 | 0 | 0 | 0 | 0 | 0
Dummy Annual NOx Constraint-EPA621_111_28 | 273 | 7931 | Rate Constraint in MTons | FALSE | L | Annual | Allowances Withdrawn (1:1) | Thousand Tons | 0 | 0 | 0 | 0 | 0 | 0 | 0
Dummy Annual NOx Constraint-EPA621_111_28 | 273 | 7931 | Rate Constraint in MTons | FALSE | L | Annual | Allowances Withdrawn (n:1) | Thousand Tons | 0 | 0 | 0 | 0 | 0 | 0 | 0
Dummy Annual NOx Constraint-EPA621_111_28 | 273 | 7931 | Rate Constraint in MTons | FALSE | L | Annual | Net Emissions Allowance Position | Thousand Tons | 0 | 0.33393 | 0.1534 | 0.14638 | 0.14638 | 0.14638 | 0.14638
Dummy Annual NOx Constraint-EPA621_111_28 | 273 | 7931 | Rate Constraint in MTons | FALSE | L | Annual | Fuel Consumed | TBtu | 0 | 11.3148 | 4.3717 | 4.3717 | 4.3717 | 4.3717 | 4.3717
Dummy Annual NOx Constraint-EPA621_111_28 | 273 | 7931 | Rate Constraint in MTons | FALSE | L | Annual | Rate | lb/MMBtu | 0 | 0.059025 | 0.07018 | 0.066966 | 0.066966 | 0.066967 | 0.066967
Dummy Annual NOx Constraint-EPA621_111_28 | 273 | 7931 | Rate Constraint in MTons | FALSE | L | Annual | Generation | TWh | 0 | 1.0361 | 0.38525 | 0.38525 | 0.38525 | 0.38525 | 0.38525
Dummy Annual NOx Constraint-EPA621_111_28 | 273 | 7931 | Rate Constraint in MTons | FALSE | L | Annual | Qualifying Generation | TWh | 0 | 1.0361 | 0.38525 | 0.38525 | 0.38525 | 0.38525 | 0.38525
Dummy Annual NOx Constraint-EPA621_111_28 | 273 | 7931 | Rate Constraint in MTons | FALSE | L | Annual | Rate | lb/MWh | 0 | 0.64456 | 0.79639 | 0.75992 | 0.75992 | 0.75992 | 0.75992
Dummy Annual NOx Constraint-EPA621_111_28 | 273 | 7931 | Rate Constraint in MTons | FALSE | L | Annual | Constraint Shadow Price | US2019$/Ton | 0 | 0 | 0 | 0 | 0 | 0 | 0
Dummy Delaware NOx Constraint v4.0 | 274 | 7644 | Rate Constraint in MTons | FALSE | L | Annual | Seasons Included | Seasons | Winter, WintShld, Summer | Winter, WintShld, Summer | Winter, WintShld, Summer | Winter, WintShld, Summer | Winter, WintShld, Summer | Winter, WintShld, Summer | Winter, WintShld, Summer
Dummy Delaware NOx Constraint v4.0 | 274 | 7644 | Rate Constraint in MTons | FALSE | L | Annual | Standard NOX | Thousand Tons | 99999 | 99999 | 99999 | 99999 | 99999 | 99999 | 99999
Dummy Delaware NOx Constraint v4.0 | 274 | 7644 | Rate Constraint in MTons | FALSE | L | Annual | Emissions at Affected Plants NOX | Thousand Tons | 0.011195 | 0.016155 | 0.0062363 | 0.0032868 | 0.0039441 | 0.0085657 | 0.012388
Dummy Delaware NOx Constraint v4.0 | 274 | 7644 | Rate Constraint in MTons | FALSE | L | Annual | Allowances Purchased NOX | Thousand Tons | 0 | 0 | 0 | 0 | 0 | 0 | 0
Dummy Delaware NOx Constraint v4.0 | 274 | 7644 | Rate Constraint in MTons | FALSE | L | Annual | Allowances Sold NOX | Thousand Tons | 0 | 0 | 0 | 0 | 0 | 0 | 0
Dummy Delaware NOx Constraint v4.0 | 274 | 7644 | Rate Constraint in MTons | FALSE | L | Annual | Allowances Banked | Thousand Tons | 0 | 0 | 0 | 0 | 0 | 0 | 0
Dummy Delaware NOx Constraint v4.0 | 274 | 7644 | Rate Constraint in MTons | FALSE | L | Annual | Allowances Withdrawn (1:1) | Thousand Tons | 0 | 0 | 0 | 0 | 0 | 0 | 0
Dummy Delaware NOx Constraint v4.0 | 274 | 7644 | Rate Constraint in MTons | FALSE | L | Annual | Allowances Withdrawn (n:1) | Thousand Tons | 0 | 0 | 0 | 0 | 0 | 0 | 0
Dummy Delaware NOx Constraint v4.0 | 274 | 7644 | Rate Constraint in MTons | FALSE | L | Annual | Net Emissions Allowance Position | Thousand Tons | 0.011195 | 0.016155 | 0.0062363 | 0.0032868 | 0.0039441 | 0.0085657 | 0.012388
Dummy Delaware NOx Constraint v4.0 | 274 | 7644 | Rate Constraint in MTons | FALSE | L | Annual | Fuel Consumed | TBtu | 1.9614 | 2.9186 | 1.1989 | 0.69534 | 0.87018 | 2.0069 | 2.9495
Dummy Delaware NOx Constraint v4.0 | 274 | 7644 | Rate Constraint in MTons | FALSE | L | Annual | Rate | lb/MMBtu | 0.011416 | 0.01107 | 0.010403 | 0.0094538 | 0.0090651 | 0.0085362 | 0.0084001
Dummy Delaware NOx Constraint v4.0 | 274 | 7644 | Rate Constraint in MTons | FALSE | L | Annual | Generation | TWh | 0.24045 | 0.355 | 0.1553 | 0.08968 | 0.10919 | 0.24588 | 0.35778
Dummy Delaware NOx Constraint v4.0 | 274 | 7644 | Rate Constraint in MTons | FALSE | L | Annual | Qualifying Generation | TWh | 0.24045 | 0.355 | 0.1553 | 0.08968 | 0.10919 | 0.24588 | 0.35778
Dummy Delaware NOx Constraint v4.0 | 274 | 7644 | Rate Constraint in MTons | FALSE | L | Annual | Rate | lb/MWh | 0.093121 | 0.091012 | 0.080311 | 0.0733 | 0.072242 | 0.069675 | 0.069251
Dummy Delaware NOx Constraint v4.0 | 274 | 7644 | Rate Constraint in MTons | FALSE | L | Annual | Constraint Shadow Price | US2019$/Ton | 0 | 0 | 0 | 0 | 0 | 0 | 0
Dummy Hg Summer for Mode v5.20 | 275 | 7645 | Rate Constraint in MTons | FALSE | L | Annual | Seasons Included | Seasons | Summer | Summer | Summer | Summer | Summer | Summer | Summer
Dummy Hg Summer for Mode v5.20 | 275 | 7645 | Rate Constraint in MTons | FALSE | L | Annual | Standard MER | lbs | 199998000000 | 199998000000 | 199998000000 | 199998000000 | 199998000000 | 199998000000 | 199998000000
Dummy Hg Summer for Mode v5.20 | 275 | 7645 | Rate Constraint in MTons | FALSE | L | Annual | Emissions at Affected Plants MER | lbs | 1360.1322 | 925.6379 | 802.4334 | 714.2446 | 494.3385 | 491.7157 | 491.7333
Dummy Hg Summer for Mode v5.20 | 275 | 7645 | Rate Constraint in MTons | FALSE | L | Annual | Allowances Purchased MER | lbs | 0 | 0 | 0 | 0 | 0 | 0 | 0
Dummy Hg Summer for Mode v5.20 | 275 | 7645 | Rate Constraint in MTons | FALSE | L | Annual | Allowances Sold MER | lbs | 0 | 0 | 0 | 0 | 0 | 0 | 0
Dummy Hg Summer for Mode v5.20 | 275 | 7645 | Rate Constraint in MTons | FALSE | L | Annual | Allowances Banked | lbs | 0 | 0 | 0 | 0 | 0 | 0 | 0
Dummy Hg Summer for Mode v5.20 | 275 | 7645 | Rate Constraint in MTons | FALSE | L | Annual | Allowances Withdrawn (1:1) | lbs | 0 | 0 | 0 | 0 | 0 | 0 | 0
Dummy Hg Summer for Mode v5.20 | 275 | 7645 | Rate Constraint in MTons | FALSE | L | Annual | Allowances Withdrawn (n:1) | lbs | 0 | 0 | 0 | 0 | 0 | 0 | 0
Dummy Hg Summer for Mode v5.20 | 275 | 7645 | Rate Constraint in MTons | FALSE | L | Annual | Net Emissions Allowance Position | lbs | 1360.1322 | 925.6379 | 802.4334 | 714.2446 | 494.3385 | 491.7157 | 491.7333
Dummy Hg Summer for Mode v5.20 | 275 | 7645 | Rate Constraint in MTons | FALSE | L | Annual | Fuel Consumed | TBtu | 6059.2724 | 5462.1074 | 4295.2519 | 3687.1228 | 3007.3856 | 2687.4796 | 2813.3082
Dummy Hg Summer for Mode v5.20 | 275 | 7645 | Rate Constraint in MTons | FALSE | L | Annual | Rate | lb/MMBtu | 2.2447e-07 | 1.6947e-07 | 1.8682e-07 | 1.9371e-07 | 1.6437e-07 | 1.8297e-07 | 1.7479e-07
Dummy Hg Summer for Mode v5.20 | 275 | 7645 | Rate Constraint in MTons | FALSE | L | Annual | Generation | TWh | 768.1436 | 693.5112 | 548.4077 | 477.9128 | 411.0165 | 366.6671 | 384.3731
Dummy Hg Summer for Mode v5.20 | 275 | 7645 | Rate Constraint in MTons | FALSE | L | Annual | Qualifying Generation | TWh | 768.1436 | 693.5112 | 548.4077 | 477.9128 | 411.0165 | 366.6671 | 384.3731
Dummy Hg Summer for Mode v5.20 | 275 | 7645 | Rate Constraint in MTons | FALSE | L | Annual | Rate | lb/MWh | 1.7707e-06 | 1.3347e-06 | 1.4632e-06 | 1.4945e-06 | 1.2027e-06 | 1.341e-06 | 1.2793e-06
Dummy Hg Summer for Mode v5.20 | 275 | 7645 | Rate Constraint in MTons | FALSE | L | Annual | Constraint Shadow Price | US2019$/Lb | 0 | 0 | 0 | 0 | 0 | 0 | 0
Dummy Hg Winter for Mode v5.20 | 276 | 7646 | Rate Constraint in MTons | FALSE | L | Annual | Seasons Included | Seasons | Winter, WintShld | Winter, WintShld | Winter, WintShld | Winter, WintShld | Winter, WintShld | Winter, WintShld | Winter, WintShld
Dummy Hg Winter for Mode v5.20 | 276 | 7646 | Rate Constraint in MTons | FALSE | L | Annual | Standard MER | lbs | 199998000000 | 199998000000 | 199998000000 | 199998000000 | 199998000000 | 199998000000 | 199998000000
Dummy Hg Winter for Mode v5.20 | 276 | 7646 | Rate Constraint in MTons | FALSE | L | Annual | Emissions at Affected Plants MER | lbs | 1906.5524 | 1310.3901 | 1053.5327 | 924.6898 | 603.1848 | 533.1729 | 532.492
Dummy Hg Winter for Mode v5.20 | 276 | 7646 | Rate Constraint in MTons | FALSE | L | Annual | Allowances Purchased MER | lbs | 0 | 0 | 0 | 0 | 0 | 0 | 0
Dummy Hg Winter for Mode v5.20 | 276 | 7646 | Rate Constraint in MTons | FALSE | L | Annual | Allowances Sold MER | lbs | 0 | 0 | 0 | 0 | 0 | 0 | 0
Dummy Hg Winter for Mode v5.20 | 276 | 7646 | Rate Constraint in MTons | FALSE | L | Annual | Allowances Banked | lbs | 0 | 0 | 0 | 0 | 0 | 0 | 0
Dummy Hg Winter for Mode v5.20 | 276 | 7646 | Rate Constraint in MTons | FALSE | L | Annual | Allowances Withdrawn (1:1) | lbs | 0 | 0 | 0 | 0 | 0 | 0 | 0
Dummy Hg Winter for Mode v5.20 | 276 | 7646 | Rate Constraint in MTons | FALSE | L | Annual | Allowances Withdrawn (n:1) | lbs | 0 | 0 | 0 | 0 | 0 | 0 | 0
Dummy Hg Winter for Mode v5.20 | 276 | 7646 | Rate Constraint in MTons | FALSE | L | Annual | Net Emissions Allowance Position | lbs | 1906.5524 | 1310.3901 | 1053.5327 | 924.6898 | 603.1848 | 533.1729 | 532.492
Dummy Hg Winter for Mode v5.20 | 276 | 7646 | Rate Constraint in MTons | FALSE | L | Annual | Fuel Consumed | TBtu | 7080.5335 | 6283.5842 | 4280.3133 | 3068.9819 | 1893.9928 | 1511.1133 | 1597.2777
Dummy Hg Winter for Mode v5.20 | 276 | 7646 | Rate Constraint in MTons | FALSE | L | Annual | Rate | lb/MMBtu | 2.6927e-07 | 2.0854e-07 | 2.4613e-07 | 3.013e-07 | 3.1847e-07 | 3.5283e-07 | 3.3337e-07
Dummy Hg Winter for Mode v5.20 | 276 | 7646 | Rate Constraint in MTons | FALSE | L | Annual | Generation | TWh | 885.8496 | 796.0201 | 536.8084 | 381.6442 | 252.3399 | 200.9013 | 212.6104
Dummy Hg Winter for Mode v5.20 | 276 | 7646 | Rate Constraint in MTons | FALSE | L | Annual | Qualifying Generation | TWh | 885.8496 | 796.0201 | 536.8084 | 381.6442 | 252.3399 | 200.9013 | 212.6104
Dummy Hg Winter for Mode v5.20 | 276 | 7646 | Rate Constraint in MTons | FALSE | L | Annual | Rate | lb/MWh | 2.1522e-06 | 1.6462e-06 | 1.9626e-06 | 2.4229e-06 | 2.3904e-06 | 2.6539e-06 | 2.5045e-06
Dummy Hg Winter for Mode v5.20 | 276 | 7646 | Rate Constraint in MTons | FALSE | L | Annual | Constraint Shadow Price | US2019$/Lb | 0 | 0 | 0 | 0 | 0 | 0 | 0
Dummy OS Hg Constraint--EPA621_111_5(C2) | 277 | 7720 | Rate Constraint in MTons | FALSE | L | Annual | Seasons Included | Seasons | Summer | Summer | Summer | Summer | Summer | Summer | Summer
Dummy OS Hg Constraint--EPA621_111_5(C2) | 277 | 7720 | Rate Constraint in MTons | FALSE | L | Annual | Standard MER | lbs | 199998000000 | 199998000000 | 199998000000 | 199998000000 | 199998000000 | 199998000000 | 199998000000
Dummy OS Hg Constraint--EPA621_111_5(C2) | 277 | 7720 | Rate Constraint in MTons | FALSE | L | Annual | Emissions at Affected Plants MER | lbs | 24.8692 | 24.3307 | 17.5783 | 17.5773 | 1.6021 | 1.2905 | 1.2905
Dummy OS Hg Constraint--EPA621_111_5(C2) | 277 | 7720 | Rate Constraint in MTons | FALSE | L | Annual | Allowances Purchased MER | lbs | 0 | 0 | 0 | 0 | 0 | 0 | 0
Dummy OS Hg Constraint--EPA621_111_5(C2) | 277 | 7720 | Rate Constraint in MTons | FALSE | L | Annual | Allowances Sold MER | lbs | 0 | 0 | 0 | 0 | 0 | 0 | 0
Dummy OS Hg Constraint--EPA621_111_5(C2) | 277 | 7720 | Rate Constraint in MTons | FALSE | L | Annual | Allowances Banked | lbs | 0 | 0 | 0 | 0 | 0 | 0 | 0
Dummy OS Hg Constraint--EPA621_111_5(C2) | 277 | 7720 | Rate Constraint in MTons | FALSE | L | Annual | Allowances Withdrawn (1:1) | lbs | 0 | 0 | 0 | 0 | 0 | 0 | 0
Dummy OS Hg Constraint--EPA621_111_5(C2) | 277 | 7720 | Rate Constraint in MTons | FALSE | L | Annual | Allowances Withdrawn (n:1) | lbs | 0 | 0 | 0 | 0 | 0 | 0 | 0
Dummy OS Hg Constraint--EPA621_111_5(C2) | 277 | 7720 | Rate Constraint in MTons | FALSE | L | Annual | Net Emissions Allowance Position | lbs | 24.8692 | 24.3307 | 17.5783 | 17.5773 | 1.6021 | 1.2905 | 1.2905
Dummy OS Hg Constraint--EPA621_111_5(C2) | 277 | 7720 | Rate Constraint in MTons | FALSE | L | Annual | Fuel Consumed | TBtu | 62.3285 | 106.8928 | 42.5502 | 35.6189 | 3.3028 | 3.1439 | 3.3856
Dummy OS Hg Constraint--EPA621_111_5(C2) | 277 | 7720 | Rate Constraint in MTons | FALSE | L | Annual | Rate | lb/MMBtu | 3.99e-07 | 2.2762e-07 | 4.1312e-07 | 4.9348e-07 | 4.8506e-07 | 4.1047e-07 | 3.8118e-07
Dummy OS Hg Constraint--EPA621_111_5(C2) | 277 | 7720 | Rate Constraint in MTons | FALSE | L | Annual | Generation | TWh | 5.9704 | 8.9094 | 2.9663 | 2.362 | 0.22219 | 0.23456 | 0.26234
Dummy OS Hg Constraint--EPA621_111_5(C2) | 277 | 7720 | Rate Constraint in MTons | FALSE | L | Annual | Qualifying Generation | TWh | 5.9704 | 8.9094 | 2.9663 | 2.362 | 0.22219 | 0.23456 | 0.26234
Dummy OS Hg Constraint--EPA621_111_5(C2) | 277 | 7720 | Rate Constraint in MTons | FALSE | L | Annual | Rate | lb/MWh | 4.1654e-06 | 2.7309e-06 | 5.926e-06 | 7.4418e-06 | 7.2103e-06 | 5.5016e-06 | 4.9192e-06
Dummy OS Hg Constraint--EPA621_111_5(C2) | 277 | 7720 | Rate Constraint in MTons | FALSE | L | Annual | Constraint Shadow Price | US2019$/Lb | 0 | 0 | 0 | 0 | 0 | 0 | 0
Dummy OS NOx Constraint-EPA621_111_5(C1&C3) | 278 | 7719 | Rate Constraint in MTons | FALSE | L | Annual | Seasons Included | Seasons | Summer | Summer | Summer | Summer | Summer | Summer | Summer
Dummy OS NOx Constraint-EPA621_111_5(C1&C3) | 278 | 7719 | Rate Constraint in MTons | FALSE | L | Annual | Standard NOX | Thousand Tons | 99999 | 99999 | 99999 | 99999 | 99999 | 99999 | 99999
Dummy OS NOx Constraint-EPA621_111_5(C1&C3) | 278 | 7719 | Rate Constraint in MTons | FALSE | L | Annual | Emissions at Affected Plants NOX | Thousand Tons | 55.2599 | 47.1277 | 29.3799 | 17.4448 | 11.3131 | 11.7266 | 10.9089
Dummy OS NOx Constraint-EPA621_111_5(C1&C3) | 278 | 7719 | Rate Constraint in MTons | FALSE | L | Annual | Allowances Purchased NOX | Thousand Tons | 0 | 0 | 0 | 0 | 0 | 0 | 0
Dummy OS NOx Constraint-EPA621_111_5(C1&C3) | 278 | 7719 | Rate Constraint in MTons | FALSE | L | Annual | Allowances Sold NOX | Thousand Tons | 0 | 0 | 0 | 0 | 0 | 0 | 0
Dummy OS NOx Constraint-EPA621_111_5(C1&C3) | 278 | 7719 | Rate Constraint in MTons | FALSE | L | Annual | Allowances Banked | Thousand Tons | 0 | 0 | 0 | 0 | 0 | 0 | 0
Dummy OS NOx Constraint-EPA621_111_5(C1&C3) | 278 | 7719 | Rate Constraint in MTons | FALSE | L | Annual | Allowances Withdrawn (1:1) | Thousand Tons | 0 | 0 | 0 | 0 | 0 | 0 | 0
Dummy OS NOx Constraint-EPA621_111_5(C1&C3) | 278 | 7719 | Rate Constraint in MTons | FALSE | L | Annual | Allowances Withdrawn (n:1) | Thousand Tons | 0 | 0 | 0 | 0 | 0 | 0 | 0
Dummy OS NOx Constraint-EPA621_111_5(C1&C3) | 278 | 7719 | Rate Constraint in MTons | FALSE | L | Annual | Net Emissions Allowance Position | Thousand Tons | 55.2599 | 47.1277 | 29.3799 | 17.4448 | 11.3131 | 11.7266 | 10.9089
Dummy OS NOx Constraint-EPA621_111_5(C1&C3) | 278 | 7719 | Rate Constraint in MTons | FALSE | L | Annual | Fuel Consumed | TBtu | 2167.4458 | 1976.4865 | 1235.799 | 879.8379 | 678.0656 | 682.2019 | 678.0778
Dummy OS NOx Constraint-EPA621_111_5(C1&C3) | 278 | 7719 | Rate Constraint in MTons | FALSE | L | Annual | Rate | lb/MMBtu | 0.050991 | 0.047688 | 0.047548 | 0.039655 | 0.033369 | 0.034379 | 0.032176
Dummy OS NOx Constraint-EPA621_111_5(C1&C3) | 278 | 7719 | Rate Constraint in MTons | FALSE | L | Annual | Generation | TWh | 266.7114 | 241.796 | 153.0175 | 113.8187 | 94.3611 | 94.66 | 95.1321
Dummy OS NOx Constraint-EPA621_111_5(C1&C3) | 278 | 7719 | Rate Constraint in MTons | FALSE | L | Annual | Qualifying Generation | TWh | 266.7114 | 241.796 | 153.0175 | 113.8187 | 94.3611 | 94.66 | 95.1321
Dummy OS NOx Constraint-EPA621_111_5(C1&C3) | 278 | 7719 | Rate Constraint in MTons | FALSE | L | Annual | Rate | lb/MWh | 0.41438 | 0.38981 | 0.38401 | 0.30654 | 0.23978 | 0.24776 | 0.22934
Dummy OS NOx Constraint-EPA621_111_5(C1&C3) | 278 | 7719 | Rate Constraint in MTons | FALSE | L | Annual | Constraint Shadow Price | US2019$/Ton | 0 | 0 | 0 | 0 | 0 | 0 | 0
Dummy OS NOx Constraint-EPA621_111_5(C4) | 279 | 7721 | Rate Constraint in MTons | FALSE | L | Annual | Seasons Included | Seasons | Summer | Summer | Summer | Summer | Summer | Summer | Summer
Dummy OS NOx Constraint-EPA621_111_5(C4) | 279 | 7721 | Rate Constraint in MTons | FALSE | L | Annual | Standard NOX | Thousand Tons | 99999 | 99999 | 99999 | 99999 | 99999 | 99999 | 99999
Dummy OS NOx Constraint-EPA621_111_5(C4) | 279 | 7721 | Rate Constraint in MTons | FALSE | L | Annual | Emissions at Affected Plants NOX | Thousand Tons | 2.0425 | 0.14398 | 0.061359 | 0.061359 | 0.061359 | 0.061359 | 0.061359
Dummy OS NOx Constraint-EPA621_111_5(C4) | 279 | 7721 | Rate Constraint in MTons | FALSE | L | Annual | Allowances Purchased NOX | Thousand Tons | 0 | 0 | 0 | 0 | 0 | 0 | 0
Dummy OS NOx Constraint-EPA621_111_5(C4) | 279 | 7721 | Rate Constraint in MTons | FALSE | L | Annual | Allowances Sold NOX | Thousand Tons | 0 | 0 | 0 | 0 | 0 | 0 | 0
Dummy OS NOx Constraint-EPA621_111_5(C4) | 279 | 7721 | Rate Constraint in MTons | FALSE | L | Annual | Allowances Banked | Thousand Tons | 0 | 0 | 0 | 0 | 0 | 0 | 0
Dummy OS NOx Constraint-EPA621_111_5(C4) | 279 | 7721 | Rate Constraint in MTons | FALSE | L | Annual | Allowances Withdrawn (1:1) | Thousand Tons | 0 | 0 | 0 | 0 | 0 | 0 | 0
Dummy OS NOx Constraint-EPA621_111_5(C4) | 279 | 7721 | Rate Constraint in MTons | FALSE | L | Annual | Allowances Withdrawn (n:1) | Thousand Tons | 0 | 0 | 0 | 0 | 0 | 0 | 0
Dummy OS NOx Constraint-EPA621_111_5(C4) | 279 | 7721 | Rate Constraint in MTons | FALSE | L | Annual | Net Emissions Allowance Position | Thousand Tons | 2.0425 | 0.14398 | 0.061359 | 0.061359 | 0.061359 | 0.061359 | 0.061359
Dummy OS NOx Constraint-EPA621_111_5(C4) | 279 | 7721 | Rate Constraint in MTons | FALSE | L | Annual | Fuel Consumed | TBtu | 80.5994 | 5.1372 | 1.8325 | 1.8325 | 1.8325 | 1.8325 | 1.8325
Dummy OS NOx Constraint-EPA621_111_5(C4) | 279 | 7721 | Rate Constraint in MTons | FALSE | L | Annual | Rate | lb/MMBtu | 0.050682 | 0.056052 | 0.066966 | 0.066967 | 0.066966 | 0.066967 | 0.066966
Dummy OS NOx Constraint-EPA621_111_5(C4) | 279 | 7721 | Rate Constraint in MTons | FALSE | L | Annual | Generation | TWh | 7.7697 | 0.4824 | 0.16149 | 0.16149 | 0.16149 | 0.16149 | 0.16149
Dummy OS NOx Constraint-EPA621_111_5(C4) | 279 | 7721 | Rate Constraint in MTons | FALSE | L | Annual | Qualifying Generation | TWh | 7.7697 | 0.4824 | 0.16149 | 0.16149 | 0.16149 | 0.16149 | 0.16149
Dummy OS NOx Constraint-EPA621_111_5(C4) | 279 | 7721 | Rate Constraint in MTons | FALSE | L | Annual | Rate | lb/MWh | 0.52575 | 0.59692 | 0.75992 | 0.75992 | 0.75992 | 0.75992 | 0.75992
Dummy OS NOx Constraint-EPA621_111_5(C4) | 279 | 7721 | Rate Constraint in MTons | FALSE | L | Annual | Constraint Shadow Price | US2019$/Ton | 0 | 0 | 0 | 0 | 0 | 0 | 0
EPA621 CO2 Rate Limit for NG Cofire - ORIS:10113 | 280 | 7873 | Rate Constraint in lbs/MMBtu | FALSE | L | Annual | Seasons Included | Seasons |  | Winter, WintShld, Summer | Winter, WintShld, Summer | Winter, WintShld, Summer | Winter, WintShld, Summer | Winter, WintShld, Summer | Winter, WintShld, Summer
EPA621 CO2 Rate Limit for NG Cofire - ORIS:10113 | 280 | 7873 | Rate Constraint in lbs/MMBtu | FALSE | L | Annual | Standard CO2 | lb/MMBtu | 169.652 | 169.652 | 169.652 | 169.652 | 169.652 | 169.652 | 169.652
EPA621 CO2 Rate Limit for NG Cofire - ORIS:10113 | 280 | 7873 | Rate Constraint in lbs/MMBtu | FALSE | L | Annual | Emissions at Affected Plants CO2 | Thousand Tons | 0 | 0 | 0 | 0 | 0 | 0 | 0
EPA621 CO2 Rate Limit for NG Cofire - ORIS:10113 | 280 | 7873 | Rate Constraint in lbs/MMBtu | FALSE | L | Annual | Allowances Purchased CO2 | Thousand Tons | 0 | 0 | 0 | 0 | 0 | 0 | 0
EPA621 CO2 Rate Limit for NG Cofire - ORIS:10113 | 280 | 7873 | Rate Constraint in lbs/MMBtu | FALSE | L | Annual | Allowances Sold CO2 | Thousand Tons | 0 | 0 | 0 | 0 | 0 | 0 | 0
EPA621 CO2 Rate Limit for NG Cofire - ORIS:10113 | 280 | 7873 | Rate Constraint in lbs/MMBtu | FALSE | L | Annual | Allowances Banked | Thousand Tons | 0 | 0 | 0 | 0 | 0 | 0 | 0
EPA621 CO2 Rate Limit for NG Cofire - ORIS:10113 | 280 | 7873 | Rate Constraint in lbs/MMBtu | FALSE | L | Annual | Allowances Withdrawn (1:1) | Thousand Tons | 0 | 0 | 0 | 0 | 0 | 0 | 0
EPA621 CO2 Rate Limit for NG Cofire - ORIS:10113 | 280 | 7873 | Rate Constraint in lbs/MMBtu | FALSE | L | Annual | Allowances Withdrawn (n:1) | Thousand Tons | 0 | 0 | 0 | 0 | 0 | 0 | 0
EPA621 CO2 Rate Limit for NG Cofire - ORIS:10113 | 280 | 7873 | Rate Constraint in lbs/MMBtu | FALSE | L | Annual | Net Emissions Allowance Position | Thousand Tons | 0 | 0 | 0 | 0 | 0 | 0 | 0
EPA621 CO2 Rate Limit for NG Cofire - ORIS:10113 | 280 | 7873 | Rate Constraint in lbs/MMBtu | FALSE | L | Annual | Fuel Consumed | TBtu | 0 | 0 | 0 | 0 | 0 | 0 | 0
EPA621 CO2 Rate Limit for NG Cofire - ORIS:10113 | 280 | 7873 | Rate Constraint in lbs/MMBtu | FALSE | L | Annual | Rate | lb/MMBtu | 0 | 0 | 0 | 0 | 0 | 0 | 0
EPA621 CO2 Rate Limit for NG Cofire - ORIS:10113 | 280 | 7873 | Rate Constraint in lbs/MMBtu | FALSE | L | Annual | Generation | TWh | 0 | 0 | 0 | 0 | 0 | 0 | 0
EPA621 CO2 Rate Limit for NG Cofire - ORIS:10113 | 280 | 7873 | Rate Constraint in lbs/MMBtu | FALSE | L | Annual | Qualifying Generation | TWh | 0 | 0 | 0 | 0 | 0 | 0 | 0
EPA621 CO2 Rate Limit for NG Cofire - ORIS:10113 | 280 | 7873 | Rate Constraint in lbs/MMBtu | FALSE | L | Annual | Rate | lb/MWh | 0 | 0 | 0 | 0 | 0 | 0 | 0
EPA621 CO2 Rate Limit for NG Cofire - ORIS:10113 | 280 | 7873 | Rate Constraint in lbs/MMBtu | FALSE | L | Annual | Constraint Shadow Price | US2019$/Ton | 0 | 84.7807 | 30.0642 | 52.4653 | 65.1824 | 43.3856 | 38.3115
EPA621 CO2 Rate Limit for NG Cofire - ORIS:1012 | 281 | 7861 | Rate Constraint in lbs/MMBtu | FALSE | L | Annual | Seasons Included | Seasons |  | Winter, WintShld, Summer | Winter, WintShld, Summer | Winter, WintShld, Summer | Winter, WintShld, Summer | Winter, WintShld, Summer | Winter, WintShld, Summer
EPA621 CO2 Rate Limit for NG Cofire - ORIS:1012 | 281 | 7861 | Rate Constraint in lbs/MMBtu | FALSE | L | Annual | Standard CO2 | lb/MMBtu | 169.8037 | 169.8037 | 169.8037 | 169.8037 | 169.8037 | 169.8037 | 169.8037
EPA621 CO2 Rate Limit for NG Cofire - ORIS:1012 | 281 | 7861 | Rate Constraint in lbs/MMBtu | FALSE | L | Annual | Emissions at Affected Plants CO2 | Thousand Tons | 0 | 0 | 0 | 0 | 0 | 0 | 0
EPA621 CO2 Rate Limit for NG Cofire - ORIS:1012 | 281 | 7861 | Rate Constraint in lbs/MMBtu | FALSE | L | Annual | Allowances Purchased CO2 | Thousand Tons | 0 | 0 | 0 | 0 | 0 | 0 | 0
EPA621 CO2 Rate Limit for NG Cofire - ORIS:1012 | 281 | 7861 | Rate Constraint in lbs/MMBtu | FALSE | L | Annual | Allowances Sold CO2 | Thousand Tons | 0 | 0 | 0 | 0 | 0 | 0 | 0
EPA621 CO2 Rate Limit for NG Cofire - ORIS:1012 | 281 | 7861 | Rate Constraint in lbs/MMBtu | FALSE | L | Annual | Allowances Banked | Thousand Tons | 0 | 0 | 0 | 0 | 0 | 0 | 0
EPA621 CO2 Rate Limit for NG Cofire - ORIS:1012 | 281 | 7861 | Rate Constraint in lbs/MMBtu | FALSE | L | Annual | Allowances Withdrawn (1:1) | Thousand Tons | 0 | 0 | 0 | 0 | 0 | 0 | 0
EPA621 CO2 Rate Limit for NG Cofire - ORIS:1012 | 281 | 7861 | Rate Constraint in lbs/MMBtu | FALSE | L | Annual | Allowances Withdrawn (n:1) | Thousand Tons | 0 | 0 | 0 | 0 | 0 | 0 | 0
EPA621 CO2 Rate Limit for NG Cofire - ORIS:1012 | 281 | 7861 | Rate Constraint in lbs/MMBtu | FALSE | L | Annual | Net Emissions Allowance Position | Thousand Tons | 0 | 0 | 0 | 0 | 0 | 0 | 0
EPA621 CO2 Rate Limit for NG Cofire - ORIS:1012 | 281 | 7861 | Rate Constraint in lbs/MMBtu | FALSE | L | Annual | Fuel Consumed | TBtu | 0 | 0 | 0 | 0 | 0 | 0 | 0
EPA621 CO2 Rate Limit for NG Cofire - ORIS:1012 | 281 | 7861 | Rate Constraint in lbs/MMBtu | FALSE | L | Annual | Rate | lb/MMBtu | 0 | 0 | 0 | 0 | 0 | 0 | 0
EPA621 CO2 Rate Limit for NG Cofire - ORIS:1012 | 281 | 7861 | Rate Constraint in lbs/MMBtu | FALSE | L | Annual | Generation | TWh | 0 | 0 | 0 | 0 | 0 | 0 | 0
EPA621 CO2 Rate Limit for NG Cofire - ORIS:1012 | 281 | 7861 | Rate Constraint in lbs/MMBtu | FALSE | L | Annual | Qualifying Generation | TWh | 0 | 0 | 0 | 0 | 0 | 0 | 0
EPA621 CO2 Rate Limit for NG Cofire - ORIS:1012 | 281 | 7861 | Rate Constraint in lbs/MMBtu | FALSE | L | Annual | Rate | lb/MWh | 0 | 0 | 0 | 0 | 0 | 0 | 0
EPA621 CO2 Rate Limit for NG Cofire - ORIS:1012 | 281 | 7861 | Rate Constraint in lbs/MMBtu | FALSE | L | Annual | Constraint Shadow Price | US2019$/Ton | 0 | 43.2839 | 19.9089 | 7.441 | 0 | 0 | 0
EPA621 CO2 Rate Limit for NG Cofire - ORIS:10143 | 282 | 7883 | Rate Constraint in lbs/MMBtu | FALSE | L | Annual | Seasons Included | Seasons |  | Winter, WintShld, Summer | Winter, WintShld, Summer | Winter, WintShld, Summer | Winter, WintShld, Summer | Winter, WintShld, Summer | Winter, WintShld, Summer
EPA621 CO2 Rate Limit for NG Cofire - ORIS:10143 | 282 | 7883 | Rate Constraint in lbs/MMBtu | FALSE | L | Annual | Standard CO2 | lb/MMBtu | 169.652 | 169.652 | 169.652 | 169.652 | 169.652 | 169.652 | 169.652
EPA621 CO2 Rate Limit for NG Cofire - ORIS:10143 | 282 | 7883 | Rate Constraint in lbs/MMBtu | FALSE | L | Annual | Emissions at Affected Plants CO2 | Thousand Tons | 0 | 0 | 0 | 0 | 0 | 0 | 0
EPA621 CO2 Rate Limit for NG Cofire - ORIS:10143 | 282 | 7883 | Rate Constraint in lbs/MMBtu | FALSE | L | Annual | Allowances Purchased CO2 | Thousand Tons | 0 | 0 | 0 | 0 | 0 | 0 | 0
EPA621 CO2 Rate Limit for NG Cofire - ORIS:10143 | 282 | 7883 | Rate Constraint in lbs/MMBtu | FALSE | L | Annual | Allowances Sold CO2 | Thousand Tons | 0 | 0 | 0 | 0 | 0 | 0 | 0
EPA621 CO2 Rate Limit for NG Cofire - ORIS:10143 | 282 | 7883 | Rate Constraint in lbs/MMBtu | FALSE | L | Annual | Allowances Banked | Thousand Tons | 0 | 0 | 0 | 0 | 0 | 0 | 0
EPA621 CO2 Rate Limit for NG Cofire - ORIS:10143 | 282 | 7883 | Rate Constraint in lbs/MMBtu | FALSE | L | Annual | Allowances Withdrawn (1:1) | Thousand Tons | 0 | 0 | 0 | 0 | 0 | 0 | 0
EPA621 CO2 Rate Limit for NG Cofire - ORIS:10143 | 282 | 7883 | Rate Constraint in lbs/MMBtu | FALSE | L | Annual | Allowances Withdrawn (n:1) | Thousand Tons | 0 | 0 | 0 | 0 | 0 | 0 | 0
EPA621 CO2 Rate Limit for NG Cofire - ORIS:10143 | 282 | 7883 | Rate Constraint in lbs/MMBtu | FALSE | L | Annual | Net Emissions Allowance Position | Thousand Tons | 0 | 0 | 0 | 0 | 0 | 0 | 0
EPA621 CO2 Rate Limit for NG Cofire - ORIS:10143 | 282 | 7883 | Rate Constraint in lbs/MMBtu | FALSE | L | Annual | Fuel Consumed | TBtu | 0 | 0 | 0 | 0 | 0 | 0 | 0
EPA621 CO2 Rate Limit for NG Cofire - ORIS:10143 | 282 | 7883 | Rate Constraint in lbs/MMBtu | FALSE | L | Annual | Rate | lb/MMBtu | 0 | 0 | 0 | 0 | 0 | 0 | 0
EPA621 CO2 Rate Limit for NG Cofire - ORIS:10143 | 282 | 7883 | Rate Constraint in lbs/MMBtu | FALSE | L | Annual | Generation | TWh | 0 | 0 | 0 | 0 | 0 | 0 | 0
EPA621 CO2 Rate Limit for NG Cofire - ORIS:10143 | 282 | 7883 | Rate Constraint in lbs/MMBtu | FALSE | L | Annual | Qualifying Generation | TWh | 0 | 0 | 0 | 0 | 0 | 0 | 0
EPA621 CO2 Rate Limit for NG Cofire - ORIS:10143 | 282 | 7883 | Rate Constraint in lbs/MMBtu | FALSE | L | Annual | Rate | lb/MWh | 0 | 0 | 0 | 0 | 0 | 0 | 0
EPA621 CO2 Rate Limit for NG Cofire - ORIS:10143 | 282 | 7883 | Rate Constraint in lbs/MMBtu | FALSE | L | Annual | Constraint Shadow Price | US2019$/Ton | 0 | 35.1455 | 21.5389 | 3.3146 | 4.968 | 22.3141 | 0
EPA621 CO2 Rate Limit for NG Cofire - ORIS:10151 | 283 | 7886 | Rate Constraint in lbs/MMBtu | FALSE | L | Annual | Seasons Included | Seasons |  | Winter, WintShld, Summer | Winter, WintShld, Summer | Winter, WintShld, Summer | Winter, WintShld, Summer | Winter, WintShld, Summer | Winter, WintShld, Summer
EPA621 CO2 Rate Limit for NG Cofire - ORIS:10151 | 283 | 7886 | Rate Constraint in lbs/MMBtu | FALSE | L | Annual | Standard CO2 | lb/MMBtu | 183.132 | 183.132 | 183.132 | 183.132 | 183.132 | 183.132 | 183.132
EPA621 CO2 Rate Limit for NG Cofire - ORIS:10151 | 283 | 7886 | Rate Constraint in lbs/MMBtu | FALSE | L | Annual | Emissions at Affected Plants CO2 | Thousand Tons | 0 | 318.2557 | 0 | 0 | 0 | 0 | 0
EPA621 CO2 Rate Limit for NG Cofire - ORIS:10151 | 283 | 7886 | Rate Constraint in lbs/MMBtu | FALSE | L | Annual | Allowances Purchased CO2 | Thousand Tons | 0 | 0 | 0 | 0 | 0 | 0 | 0
EPA621 CO2 Rate Limit for NG Cofire - ORIS:10151 | 283 | 7886 | Rate Constraint in lbs/MMBtu | FALSE | L | Annual | Allowances Sold CO2 | Thousand Tons | 0 | 0 | 0 | 0 | 0 | 0 | 0
EPA621 CO2 Rate Limit for NG Cofire - ORIS:10151 | 283 | 7886 | Rate Constraint in lbs/MMBtu | FALSE | L | Annual | Allowances Banked | Thousand Tons | 0 | 0 | 0 | 0 | 0 | 0 | 0
EPA621 CO2 Rate Limit for NG Cofire - ORIS:10151 | 283 | 7886 | Rate Constraint in lbs/MMBtu | FALSE | L | Annual | Allowances Withdrawn (1:1) | Thousand Tons | 0 | 0 | 0 | 0 | 0 | 0 | 0
EPA621 CO2 Rate Limit for NG Cofire - ORIS:10151 | 283 | 7886 | Rate Constraint in lbs/MMBtu | FALSE | L | Annual | Allowances Withdrawn (n:1) | Thousand Tons | 0 | 0 | 0 | 0 | 0 | 0 | 0
EPA621 CO2 Rate Limit for NG Cofire - ORIS:10151 | 283 | 7886 | Rate Constraint in lbs/MMBtu | FALSE | L | Annual | Net Emissions Allowance Position | Thousand Tons | 0 | 318.2557 | 0 | 0 | 0 | 0 | 0
EPA621 CO2 Rate Limit for NG Cofire - ORIS:10151 | 283 | 7886 | Rate Constraint in lbs/MMBtu | FALSE | L | Annual | Fuel Consumed | TBtu | 0 | 3.4757 | 0 | 0 | 0 | 0 | 0
EPA621 CO2 Rate Limit for NG Cofire - ORIS:10151 | 283 | 7886 | Rate Constraint in lbs/MMBtu | FALSE | L | Annual | Rate | lb/MMBtu | 0 | 183.132 | 0 | 0 | 0 | 0 | 0
EPA621 CO2 Rate Limit for NG Cofire - ORIS:10151 | 283 | 7886 | Rate Constraint in lbs/MMBtu | FALSE | L | Annual | Generation | TWh | 0 | 0.25211 | 0 | 0 | 0 | 0 | 0
EPA621 CO2 Rate Limit for NG Cofire - ORIS:10151 | 283 | 7886 | Rate Constraint in lbs/MMBtu | FALSE | L | Annual | Qualifying Generation | TWh | 0 | 0.25211 | 0 | 0 | 0 | 0 | 0
EPA621 CO2 Rate Limit for NG Cofire - ORIS:10151 | 283 | 7886 | Rate Constraint in lbs/MMBtu | FALSE | L | Annual | Rate | lb/MWh | 0 | 2524.7493 | 0 | 0 | 0 | 0 | 0
EPA621 CO2 Rate Limit for NG Cofire - ORIS:10151 | 283 | 7886 | Rate Constraint in lbs/MMBtu | FALSE | L | Annual | Constraint Shadow Price | US2019$/Ton | 0 | 25.3345 | 8.4712 | 6.0044 | 5.5264 | 0 | 0
EPA621 CO2 Rate Limit for NG Cofire - ORIS:10343 | 284 | 7871 | Rate Constraint in lbs/MMBtu | FALSE | L | Annual | Seasons Included | Seasons |  | Winter, WintShld, Summer | Winter, WintShld, Summer | Winter, WintShld, Summer | Winter, WintShld, Summer | Winter, WintShld, Summer | Winter, WintShld, Summer
EPA621 CO2 Rate Limit for NG Cofire - ORIS:10343 | 284 | 7871 | Rate Constraint in lbs/MMBtu | FALSE | L | Annual | Standard CO2 | lb/MMBtu | 181.6095 | 181.6095 | 181.6095 | 181.6095 | 181.6095 | 181.6095 | 181.6095
EPA621 CO2 Rate Limit for NG Cofire - ORIS:10343 | 284 | 7871 | Rate Constraint in lbs/MMBtu | FALSE | L | Annual | Emissions at Affected Plants CO2 | Thousand Tons | 0 | 0 | 0 | 0 | 0 | 0 | 0
EPA621 CO2 Rate Limit for NG Cofire - ORIS:10343 | 284 | 7871 | Rate Constraint in lbs/MMBtu | FALSE | L | Annual | Allowances Purchased CO2 | Thousand Tons | 0 | 0 | 0 | 0 | 0 | 0 | 0
EPA621 CO2 Rate Limit for NG Cofire - ORIS:10343 | 284 | 7871 | Rate Constraint in lbs/MMBtu | FALSE | L | Annual | Allowances Sold CO2 | Thousand Tons | 0 | 0 | 0 | 0 | 0 | 0 | 0
EPA621 CO2 Rate Limit for NG Cofire - ORIS:10343 | 284 | 7871 | Rate Constraint in lbs/MMBtu | FALSE | L | Annual | Allowances Banked | Thousand Tons | 0 | 0 | 0 | 0 | 0 | 0 | 0
EPA621 CO2 Rate Limit for NG Cofire - ORIS:10343 | 284 | 7871 | Rate Constraint in lbs/MMBtu | FALSE | L | Annual | Allowances Withdrawn (1:1) | Thousand Tons | 0 | 0 | 0 | 0 | 0 | 0 | 0
EPA621 CO2 Rate Limit for NG Cofire - ORIS:10343 | 284 | 7871 | Rate Constraint in lbs/MMBtu | FALSE | L | Annual | Allowances Withdrawn (n:1) | Thousand Tons | 0 | 0 | 0 | 0 | 0 | 0 | 0
EPA621 CO2 Rate Limit for NG Cofire - ORIS:10343 | 284 | 7871 | Rate Constraint in lbs/MMBtu | FALSE | L | Annual | Net Emissions Allowance Position | Thousand Tons | 0 | 0 | 0 | 0 | 0 | 0 | 0
EPA621 CO2 Rate Limit for NG Cofire - ORIS:10343 | 284 | 7871 | Rate Constraint in lbs/MMBtu | FALSE | L | Annual | Fuel Consumed | TBtu | 0 | 0 | 0 | 0 | 0 | 0 | 0
EPA621 CO2 Rate Limit for NG Cofire - ORIS:10343 | 284 | 7871 | Rate Constraint in lbs/MMBtu | FALSE | L | Annual | Rate | lb/MMBtu | 0 | 0 | 0 | 0 | 0 | 0 | 0
EPA621 CO2 Rate Limit for NG Cofire - ORIS:10343 | 284 | 7871 | Rate Constraint in lbs/MMBtu | FALSE | L | Annual | Generation | TWh | 0 | 0 | 0 | 0 | 0 | 0 | 0
EPA621 CO2 Rate Limit for NG Cofire - ORIS:10343 | 284 | 7871 | Rate Constraint in lbs/MMBtu | FALSE | L | Annual | Qualifying Generation | TWh | 0 | 0 | 0 | 0 | 0 | 0 | 0
EPA621 CO2 Rate Limit for NG Cofire - ORIS:10343 | 284 | 7871 | Rate Constraint in lbs/MMBtu | FALSE | L | Annual | Rate | lb/MWh | 0 | 0 | 0 | 0 | 0 | 0 | 0
EPA621 CO2 Rate Limit for NG Cofire - ORIS:10343 | 284 | 7871 | Rate Constraint in lbs/MMBtu | FALSE | L | Annual | Constraint Shadow Price | US2019$/Ton | 0 | 51.8538 | 21.5089 | 8.65 | 10.6339 | 25.0039 | 6.6945
EPA621 CO2 Rate Limit for NG Cofire - ORIS:1040 | 285 | 7853 | Rate Constraint in lbs/MMBtu | FALSE | L | Annual | Seasons Included | Seasons |  | Winter, WintShld, Summer | Winter, WintShld, Summer | Winter, WintShld, Summer | Winter, WintShld, Summer | Winter, WintShld, Summer | Winter, WintShld, Summer
EPA621 CO2 Rate Limit for NG Cofire - ORIS:1040 | 285 | 7853 | Rate Constraint in lbs/MMBtu | FALSE | L | Annual | Standard CO2 | lb/MMBtu | 173.042 | 173.042 | 173.042 | 173.042 | 173.042 | 173.042 | 173.042
EPA621 CO2 Rate Limit for NG Cofire - ORIS:1040 | 285 | 7853 | Rate Constraint in lbs/MMBtu | FALSE | L | Annual | Emissions at Affected Plants CO2 | Thousand Tons | 0 | 0 | 0 | 0 | 0 | 0 | 0
EPA621 CO2 Rate Limit for NG Cofire - ORIS:1040 | 285 | 7853 | Rate Constraint in lbs/MMBtu | FALSE | L | Annual | Allowances Purchased CO2 | Thousand Tons | 0 | 0 | 0 | 0 | 0 | 0 | 0
EPA621 CO2 Rate Limit for NG Cofire - ORIS:1040 | 285 | 7853 | Rate Constraint in lbs/MMBtu | FALSE | L | Annual | Allowances Sold CO2 | Thousand Tons | 0 | 0 | 0 | 0 | 0 | 0 | 0
EPA621 CO2 Rate Limit for NG Cofire - ORIS:1040 | 285 | 7853 | Rate Constraint in lbs/MMBtu | FALSE | L | Annual | Allowances Banked | Thousand Tons | 0 | 0 | 0 | 0 | 0 | 0 | 0
EPA621 CO2 Rate Limit for NG Cofire - ORIS:1040 | 285 | 7853 | Rate Constraint in lbs/MMBtu | FALSE | L | Annual | Allowances Withdrawn (1:1) | Thousand Tons | 0 | 0 | 0 | 0 | 0 | 0 | 0
EPA621 CO2 Rate Limit for NG Cofire - ORIS:1040 | 285 | 7853 | Rate Constraint in lbs/MMBtu | FALSE | L | Annual | Allowances Withdrawn (n:1) | Thousand Tons | 0 | 0 | 0 | 0 | 0 | 0 | 0
EPA621 CO2 Rate Limit for NG Cofire - ORIS:1040 | 285 | 7853 | Rate Constraint in lbs/MMBtu | FALSE | L | Annual | Net Emissions Allowance Position | Thousand Tons | 0 | 0 | 0 | 0 | 0 | 0 | 0
EPA621 CO2 Rate Limit for NG Cofire - ORIS:1040 | 285 | 7853 | Rate Constraint in lbs/MMBtu | FALSE | L | Annual | Fuel Consumed | TBtu | 0 | 0 | 0 | 0 | 0 | 0 | 0
EPA621 CO2 Rate Limit for NG Cofire - ORIS:1040 | 285 | 7853 | Rate Constraint in lbs/MMBtu | FALSE | L | Annual | Rate | lb/MMBtu | 0 | 0 | 0 | 0 | 0 | 0 | 0
EPA621 CO2 Rate Limit for NG Cofire - ORIS:1040 | 285 | 7853 | Rate Constraint in lbs/MMBtu | FALSE | L | Annual | Generation | TWh | 0 | 0 | 0 | 0 | 0 | 0 | 0
EPA621 CO2 Rate Limit for NG Cofire - ORIS:1040 | 285 | 7853 | Rate Constraint in lbs/MMBtu | FALSE | L | Annual | Qualifying Generation | TWh | 0 | 0 | 0 | 0 | 0 | 0 | 0
EPA621 CO2 Rate Limit for NG Cofire - ORIS:1040 | 285 | 7853 | Rate Constraint in lbs/MMBtu | FALSE | L | Annual | Rate | lb/MWh | 0 | 0 | 0 | 0 | 0 | 0 | 0
EPA621 CO2 Rate Limit for NG Cofire - ORIS:1040 | 285 | 7853 | Rate Constraint in lbs/MMBtu | FALSE | L | Annual | Constraint Shadow Price | US2019$/Ton | 0 | 120.1242 | 66.2005 | 78.2765 | 91.0296 | 99.8965 | 91.9723
EPA621 CO2 Rate Limit for NG Cofire - ORIS:10603 | 286 | 7876 | Rate Constraint in lbs/MMBtu | FALSE | L | Annual | Seasons Included | Seasons |  | Winter, WintShld, Summer | Winter, WintShld, Summer | Winter, WintShld, Summer | Winter, WintShld, Summer | Winter, WintShld, Summer | Winter, WintShld, Summer
EPA621 CO2 Rate Limit for NG Cofire - ORIS:10603 | 286 | 7876 | Rate Constraint in lbs/MMBtu | FALSE | L | Annual | Standard CO2 | lb/MMBtu | 183.7039 | 183.7039 | 183.7039 | 183.7039 | 183.7039 | 183.7039 | 183.7039
EPA621 CO2 Rate Limit for NG Cofire - ORIS:10603 | 286 | 7876 | Rate Constraint in lbs/MMBtu | FALSE | L | Annual | Emissions at Affected Plants CO2 | Thousand Tons | 0 | 0 | 0 | 0 | 0 | 0 | 0
EPA621 CO2 Rate Limit for NG Cofire - ORIS:10603 | 286 | 7876 | Rate Constraint in lbs/MMBtu | FALSE | L | Annual | Allowances Purchased CO2 | Thousand Tons | 0 | 0 | 0 | 0 | 0 | 0 | 0
EPA621 CO2 Rate Limit for NG Cofire - ORIS:10603 | 286 | 7876 | Rate Constraint in lbs/MMBtu | FALSE | L | Annual | Allowances Sold CO2 | Thousand Tons | 0 | 0 | 0 | 0 | 0 | 0 | 0
EPA621 CO2 Rate Limit for NG Cofire - ORIS:10603 | 286 | 7876 | Rate Constraint in lbs/MMBtu | FALSE | L | Annual | Allowances Banked | Thousand Tons | 0 | 0 | 0 | 0 | 0 | 0 | 0
EPA621 CO2 Rate Limit for NG Cofire - ORIS:10603 | 286 | 7876 | Rate Constraint in lbs/MMBtu | FALSE | L | Annual | Allowances Withdrawn (1:1) | Thousand Tons | 0 | 0 | 0 | 0 | 0 | 0 | 0
EPA621 CO2 Rate Limit for NG Cofire - ORIS:10603 | 286 | 7876 | Rate Constraint in lbs/MMBtu | FALSE | L | Annual | Allowances Withdrawn (n:1) | Thousand Tons | 0 | 0 | 0 | 0 | 0 | 0 | 0
EPA621 CO2 Rate Limit for NG Cofire - ORIS:10603 | 286 | 7876 | Rate Constraint in lbs/MMBtu | FALSE | L | Annual | Net Emissions Allowance Position | Thousand Tons | 0 | 0 | 0 | 0 | 0 | 0 | 0
EPA621 CO2 Rate Limit for NG Cofire - ORIS:10603 | 286 | 7876 | Rate Constraint in lbs/MMBtu | FALSE | L | Annual | Fuel Consumed | TBtu | 0 | 0 | 0 | 0 | 0 | 0 | 0
EPA621 CO2 Rate Limit for NG Cofire - ORIS:10603 | 286 | 7876 | Rate Constraint in lbs/MMBtu | FALSE | L | Annual | Rate | lb/MMBtu | 0 | 0 | 0 | 0 | 0 | 0 | 0
EPA621 CO2 Rate Limit for NG Cofire - ORIS:10603 | 286 | 7876 | Rate Constraint in lbs/MMBtu | FALSE | L | Annual | Generation | TWh | 0 | 0 | 0 | 0 | 0 | 0 | 0
EPA621 CO2 Rate Limit for NG Cofire - ORIS:10603 | 286 | 7876 | Rate Constraint in lbs/MMBtu | FALSE | L | Annual | Qualifying Generation | TWh | 0 | 0 | 0 | 0 | 0 | 0 | 0
EPA621 CO2 Rate Limit for NG Cofire - ORIS:10603 | 286 | 7876 | Rate Constraint in lbs/MMBtu | FALSE | L | Annual | Rate | lb/MWh | 0 | 0 | 0 | 0 | 0 | 0 | 0
EPA621 CO2 Rate Limit for NG Cofire - ORIS:10603 | 286 | 7876 | Rate Constraint in lbs/MMBtu | FALSE | L | Annual | Constraint Shadow Price | US2019$/Ton | 0 | 27.6112 | 24.215 | 39.1934 | 0 | 0 | 0
EPA621 CO2 Rate Limit for NG Cofire - ORIS:10671 | 287 | 7878 | Rate Constraint in lbs/MMBtu | FALSE | L | Annual | Seasons Included | Seasons |  | Winter, WintShld, Summer | Winter, WintShld, Summer | Winter, WintShld, Summer | Winter, WintShld, Summer | Winter, WintShld, Summer | Winter, WintShld, Summer
EPA621 CO2 Rate Limit for NG Cofire - ORIS:10671 | 287 | 7878 | Rate Constraint in lbs/MMBtu | FALSE | L | Annual | Standard CO2 | lb/MMBtu | 184.5606 | 184.5606 | 184.5606 | 184.5606 | 184.5606 | 184.5606 | 184.5606
EPA621 CO2 Rate Limit for NG Cofire - ORIS:10671 | 287 | 7878 | Rate Constraint in lbs/MMBtu | FALSE | L | Annual | Emissions at Affected Plants CO2 | Thousand Tons | 0 | 312.2961 | 312.2961 | 312.2961 | 312.2961 | 260.6015 | 260.6015
EPA621 CO2 Rate Limit for NG Cofire - ORIS:10671 | 287 | 7878 | Rate Constraint in lbs/MMBtu | FALSE | L | Annual | Allowances Purchased CO2 | Thousand Tons | 0 | 0 | 0 | 0 | 0 | 0 | 0
EPA621 CO2 Rate Limit for NG Cofire - ORIS:10671 | 287 | 7878 | Rate Constraint in lbs/MMBtu | FALSE | L | Annual | Allowances Sold CO2 | Thousand Tons | 0 | 0 | 0 | 0 | 0 | 0 | 0
EPA621 CO2 Rate Limit for NG Cofire - ORIS:10671 | 287 | 7878 | Rate Constraint in lbs/MMBtu | FALSE | L | Annual | Allowances Banked | Thousand Tons | 0 | 0 | 0 | 0 | 0 | 0 | 0
EPA621 CO2 Rate Limit for NG Cofire - ORIS:10671 | 287 | 7878 | Rate Constraint in lbs/MMBtu | FALSE | L | Annual | Allowances Withdrawn (1:1) | Thousand Tons | 0 | 0 | 0 | 0 | 0 | 0 | 0
EPA621 CO2 Rate Limit for NG Cofire - ORIS:10671 | 287 | 7878 | Rate Constraint in lbs/MMBtu | FALSE | L | Annual | Allowances Withdrawn (n:1) | Thousand Tons | 0 | 0 | 0 | 0 | 0 | 0 | 0
EPA621 CO2 Rate Limit for NG Cofire - ORIS:10671 | 287 | 7878 | Rate Constraint in lbs/MMBtu | FALSE | L | Annual | Net Emissions Allowance Position | Thousand Tons | 0 | 312.2961 | 312.2961 | 312.2961 | 312.2961 | 260.6015 | 260.6015
EPA621 CO2 Rate Limit for NG Cofire - ORIS:10671 | 287 | 7878 | Rate Constraint in lbs/MMBtu | FALSE | L | Annual | Fuel Consumed | TBtu | 0 | 3.3842 | 3.3842 | 3.3842 | 3.3842 | 3.3366 | 3.3366
EPA621 CO2 Rate Limit for NG Cofire - ORIS:10671 | 287 | 7878 | Rate Constraint in lbs/MMBtu | FALSE | L | Annual | Rate | lb/MMBtu | 0 | 184.5606 | 184.5606 | 184.5606 | 184.5606 | 156.208 | 156.208
EPA621 CO2 Rate Limit for NG Cofire - ORIS:10671 | 287 | 7878 | Rate Constraint in lbs/MMBtu | FALSE | L | Annual | Generation | TWh | 0 | 0.28032 | 0.28032 | 0.28032 | 0.28032 | 0.28032 | 0.28032
EPA621 CO2 Rate Limit for NG Cofire - ORIS:10671 | 287 | 7878 | Rate Constraint in lbs/MMBtu | FALSE | L | Annual | Qualifying Generation | TWh | 0 | 0.28032 | 0.28032 | 0.28032 | 0.28032 | 0.28032 | 0.28032
EPA621 CO2 Rate Limit for NG Cofire - ORIS:10671 | 287 | 7878 | Rate Constraint in lbs/MMBtu | FALSE | L | Annual | Rate | lb/MWh | 0 | 2228.1403 | 2228.1403 | 2228.1403 | 2228.1403 | 1859.3144 | 1859.3144
EPA621 CO2 Rate Limit for NG Cofire - ORIS:10671 | 287 | 7878 | Rate Constraint in lbs/MMBtu | FALSE | L | Annual | Constraint Shadow Price | US2019$/Ton | 0 | 19.8789 | 4.3503 | 1.6512 | 0.98529 | 0 | 0
EPA621 CO2 Rate Limit for NG Cofire - ORIS:10678 | 288 | 7887 | Rate Constraint in lbs/MMBtu | FALSE | L | Annual | Seasons Included | Seasons |  | Winter, WintShld, Summer | Winter, WintShld, Summer | Winter, WintShld, Summer | Winter, WintShld, Summer | Winter, WintShld, Summer | Winter, WintShld, Summer
EPA621 CO2 Rate Limit for NG Cofire - ORIS:10678 | 288 | 7887 | Rate Constraint in lbs/MMBtu | FALSE | L | Annual | Standard CO2 | lb/MMBtu | 216.6861 | 216.6861 | 216.6861 | 216.6861 | 216.6861 | 216.6861 | 216.6861
EPA621 CO2 Rate Limit for NG Cofire - ORIS:10678 | 288 | 7887 | Rate Constraint in lbs/MMBtu | FALSE | L | Annual | Emissions at Affected Plants CO2 | Thousand Tons | 0 | 859.7935 | 0 | 0 | 0 | 0 | 0
EPA621 CO2 Rate Limit for NG Cofire - ORIS:10678 | 288 | 7887 | Rate Constraint in lbs/MMBtu | FALSE | L | Annual | Allowances Purchased CO2 | Thousand Tons | 0 | 0 | 0 | 0 | 0 | 0 | 0
EPA621 CO2 Rate Limit for NG Cofire - ORIS:10678 | 288 | 7887 | Rate Constraint in lbs/MMBtu | FALSE | L | Annual | Allowances Sold CO2 | Thousand Tons | 0 | 0 | 0 | 0 | 0 | 0 | 0
EPA621 CO2 Rate Limit for NG Cofire - ORIS:10678 | 288 | 7887 | Rate Constraint in lbs/MMBtu | FALSE | L | Annual | Allowances Banked | Thousand Tons | 0 | 0 | 0 | 0 | 0 | 0 | 0
EPA621 CO2 Rate Limit for NG Cofire - ORIS:10678 | 288 | 7887 | Rate Constraint in lbs/MMBtu | FALSE | L | Annual | Allowances Withdrawn (1:1) | Thousand Tons | 0 | 0 | 0 | 0 | 0 | 0 | 0
EPA621 CO2 Rate Limit for NG Cofire - ORIS:10678 | 288 | 7887 | Rate Constraint in lbs/MMBtu | FALSE | L | Annual | Allowances Withdrawn (n:1) | Thousand Tons | 0 | 0 | 0 | 0 | 0 | 0 | 0
EPA621 CO2 Rate Limit for NG Cofire - ORIS:10678 | 288 | 7887 | Rate Constraint in lbs/MMBtu | FALSE | L | Annual | Net Emissions Allowance Position | Thousand Tons | 0 | 859.7935 | 0 | 0 | 0 | 0 | 0
EPA621 CO2 Rate Limit for NG Cofire - ORIS:10678 | 288 | 7887 | Rate Constraint in lbs/MMBtu | FALSE | L | Annual | Fuel Consumed | TBtu | 0 | 7.9358 | 0 | 0 | 0 | 0 | 0
EPA621 CO2 Rate Limit for NG Cofire - ORIS:10678 | 288 | 7887 | Rate Constraint in lbs/MMBtu | FALSE | L | Annual | Rate | lb/MMBtu | 0 | 216.6861 | 0 | 0 | 0 | 0 | 0
EPA621 CO2 Rate Limit for NG Cofire - ORIS:10678 | 288 | 7887 | Rate Constraint in lbs/MMBtu | FALSE | L | Annual | Generation | TWh | 0 | 0.88195 | 0 | 0 | 0 | 0 | 0
EPA621 CO2 Rate Limit for NG Cofire - ORIS:10678 | 288 | 7887 | Rate Constraint in lbs/MMBtu | FALSE | L | Annual | Qualifying Generation | TWh | 0 | 0.88195 | 0 | 0 | 0 | 0 | 0
EPA621 CO2 Rate Limit for NG Cofire - ORIS:10678 | 288 | 7887 | Rate Constraint in lbs/MMBtu | FALSE | L | Annual | Rate | lb/MWh | 0 | 1949.7611 | 0 | 0 | 0 | 0 | 0
EPA621 CO2 Rate Limit for NG Cofire - ORIS:10678 | 288 | 7887 | Rate Constraint in lbs/MMBtu | FALSE | L | Annual | Constraint Shadow Price | US2019$/Ton | 0 | 13.4315 | 17.2592 | 26.2165 | 31.365 | 17.4365 | 32.0135
EPA621 CO2 Rate Limit for NG Cofire - ORIS:10684 | 289 | 7912 | Rate Constraint in lbs/MMBtu | FALSE | L | Annual | Seasons Included | Seasons |  | Winter, WintShld, Summer | Winter, WintShld, Summer | Winter, WintShld, Summer | Winter, WintShld, Summer | Winter, WintShld, Summer | Winter, WintShld, Summer
EPA621 CO2 Rate Limit for NG Cofire - ORIS:10684 | 289 | 7912 | Rate Constraint in lbs/MMBtu | FALSE | L | Annual | Standard CO2 | lb/MMBtu | 233.0771 | 233.0771 | 233.0771 | 233.0771 | 233.0771 | 233.0771 | 233.0771
EPA621 CO2 Rate Limit for NG Cofire - ORIS:10684 | 289 | 7912 | Rate Constraint in lbs/MMBtu | FALSE | L | Annual | Emissions at Affected Plants CO2 | Thousand Tons | 0 | 388.053 | 388.053 | 263.0693 | 93.0538 | 93.0538 | 93.0538
EPA621 CO2 Rate Limit for NG Cofire - ORIS:10684 | 289 | 7912 | Rate Constraint in lbs/MMBtu | FALSE | L | Annual | Allowances Purchased CO2 | Thousand Tons | 0 | 0 | 0 | 0 | 0 | 0 | 0
EPA621 CO2 Rate Limit for NG Cofire - ORIS:10684 | 289 | 7912 | Rate Constraint in lbs/MMBtu | FALSE | L | Annual | Allowances Sold CO2 | Thousand Tons | 0 | 0 | 0 | 0 | 0 | 0 | 0
EPA621 CO2 Rate Limit for NG Cofire - ORIS:10684 | 289 | 7912 | Rate Constraint in lbs/MMBtu | FALSE | L | Annual | Allowances Banked | Thousand Tons | 0 | 0 | 0 | 0 | 0 | 0 | 0
EPA621 CO2 Rate Limit for NG Cofire - ORIS:10684 | 289 | 7912 | Rate Constraint in lbs/MMBtu | FALSE | L | Annual | Allowances Withdrawn (1:1) | Thousand Tons | 0 | 0 | 0 | 0 | 0 | 0 | 0
EPA621 CO2 Rate Limit for NG Cofire - ORIS:10684 | 289 | 7912 | Rate Constraint in lbs/MMBtu | FALSE | L | Annual | Allowances Withdrawn (n:1) | Thousand Tons | 0 | 0 | 0 | 0 | 0 | 0 | 0
EPA621 CO2 Rate Limit for NG Cofire - ORIS:10684 | 289 | 7912 | Rate Constraint in lbs/MMBtu | FALSE | L | Annual | Net Emissions Allowance Position | Thousand Tons | 0 | 388.053 | 388.053 | 263.0693 | 93.0538 | 93.0538 | 93.0538
EPA621 CO2 Rate Limit for NG Cofire - ORIS:10684 | 289 | 7912 | Rate Constraint in lbs/MMBtu | FALSE | L | Annual | Fuel Consumed | TBtu | 0 | 3.3298 | 3.3298 | 2.2574 | 0.79848 | 0.79848 | 0.79848
EPA621 CO2 Rate Limit for NG Cofire - ORIS:10684 | 289 | 7912 | Rate Constraint in lbs/MMBtu | FALSE | L | Annual | Rate | lb/MMBtu | 0 | 233.0771 | 233.0771 | 233.0771 | 233.0771 | 233.0771 | 233.0771
EPA621 CO2 Rate Limit for NG Cofire - ORIS:10684 | 289 | 7912 | Rate Constraint in lbs/MMBtu | FALSE | L | Annual | Generation | TWh | 0 | 0.39721 | 0.39721 | 0.26928 | 0.09525 | 0.09525 | 0.09525
EPA621 CO2 Rate Limit for NG Cofire - ORIS:10684 | 289 | 7912 | Rate Constraint in lbs/MMBtu | FALSE | L | Annual | Qualifying Generation | TWh | 0 | 0.39721 | 0.39721 | 0.26928 | 0.09525 | 0.09525 | 0.09525
EPA621 CO2 Rate Limit for NG Cofire - ORIS:10684 | 289 | 7912 | Rate Constraint in lbs/MMBtu | FALSE | L | Annual | Rate | lb/MWh | 0 | 1953.885 | 1953.885 | 1953.885 | 1953.885 | 1953.885 | 1953.885
EPA621 CO2 Rate Limit for NG Cofire - ORIS:10684 | 289 | 7912 | Rate Constraint in lbs/MMBtu | FALSE | L | Annual | Constraint Shadow Price | US2019$/Ton | 0 | 11.6821 | 14.7099 | 9.9687 | 11.0963 | 6.7424 | 9.3475
EPA621 CO2 Rate Limit for NG Cofire - ORIS:10784 | 290 | 7889 | Rate Constraint in lbs/MMBtu | FALSE | L | Annual | Seasons Included | Seasons |  | Winter, WintShld, Summer | Winter, WintShld, Summer | Winter, WintShld, Summer | Winter, WintShld, Summer | Winter, WintShld, Summer | Winter, WintShld, Summer
EPA621 CO2 Rate Limit for NG Cofire - ORIS:10784 | 290 | 7889 | Rate Constraint in lbs/MMBtu | FALSE | L | Annual | Standard CO2 | lb/MMBtu | 169.652 | 169.652 | 169.652 | 169.652 | 169.652 | 169.652 | 169.652
EPA621 CO2 Rate Limit for NG Cofire - ORIS:10784 | 290 | 7889 | Rate Constraint in lbs/MMBtu | FALSE | L | Annual | Emissions at Affected Plants CO2 | Thousand Tons | 0 | 0 | 0 | 0 | 0 | 0 | 0
EPA621 CO2 Rate Limit for NG Cofire - ORIS:10784 | 290 | 7889 | Rate Constraint in lbs/MMBtu | FALSE | L | Annual | Allowances Purchased CO2 | Thousand Tons | 0 | 0 | 0 | 0 | 0 | 0 | 0
EPA621 CO2 Rate Limit for NG Cofire - ORIS:10784 | 290 | 7889 | Rate Constraint in lbs/MMBtu | FALSE | L | Annual | Allowances Sold CO2 | Thousand Tons | 0 | 0 | 0 | 0 | 0 | 0 | 0
EPA621 CO2 Rate Limit for NG Cofire - ORIS:10784 | 290 | 7889 | Rate Constraint in lbs/MMBtu | FALSE | L | Annual | Allowances Banked | Thousand Tons | 0 | 0 | 0 | 0 | 0 | 0 | 0
EPA621 CO2 Rate Limit for NG Cofire - ORIS:10784 | 290 | 7889 | Rate Constraint in lbs/MMBtu | FALSE | L | Annual | Allowances Withdrawn (1:1) | Thousand Tons | 0 | 0 | 0 | 0 | 0 | 0 | 0
EPA621 CO2 Rate Limit for NG Cofire - ORIS:10784 | 290 | 7889 | Rate Constraint in lbs/MMBtu | FALSE | L | Annual | Allowances Withdrawn (n:1) | Thousand Tons | 0 | 0 | 0 | 0 | 0 | 0 | 0
EPA621 CO2 Rate Limit for NG Cofire - ORIS:10784 | 290 | 7889 | Rate Constraint in lbs/MMBtu | FALSE | L | Annual | Net Emissions Allowance Position | Thousand Tons | 0 | 0 | 0 | 0 | 0 | 0 | 0
EPA621 CO2 Rate Limit for NG Cofire - ORIS:10784 | 290 | 7889 | Rate Constraint in lbs/MMBtu | FALSE | L | Annual | Fuel Consumed | TBtu | 0 | 0 | 0 | 0 | 0 | 0 | 0
EPA621 CO2 Rate Limit for NG Cofire - ORIS:10784 | 290 | 7889 | Rate Constraint in lbs/MMBtu | FALSE | L | Annual | Rate | lb/MMBtu | 0 | 0 | 0 | 0 | 0 | 0 | 0
EPA621 CO2 Rate Limit for NG Cofire - ORIS:10784 | 290 | 7889 | Rate Constraint in lbs/MMBtu | FALSE | L | Annual | Generation | TWh | 0 | 0 | 0 | 0 | 0 | 0 | 0
EPA621 CO2 Rate Limit for NG Cofire - ORIS:10784 | 290 | 7889 | Rate Constraint in lbs/MMBtu | FALSE | L | Annual | Qualifying Generation | TWh | 0 | 0 | 0 | 0 | 0 | 0 | 0
EPA621 CO2 Rate Limit for NG Cofire - ORIS:10784 | 290 | 7889 | Rate Constraint in lbs/MMBtu | FALSE | L | Annual | Rate | lb/MWh | 0 | 0 | 0 | 0 | 0 | 0 | 0
EPA621 CO2 Rate Limit for NG Cofire - ORIS:10784 | 290 | 7889 | Rate Constraint in lbs/MMBtu | FALSE | L | Annual | Constraint Shadow Price | US2019$/Ton | 0 | 128.9054 | 62.5978 | 86.2077 | 72.5426 | 68.767 | 90.9279
EPA621 CO2 Rate Limit for NG Cofire - ORIS:108 | 291 | 7831 | Rate Constraint in lbs/MMBtu | FALSE | L | Annual | Seasons Included | Seasons |  | Winter, WintShld, Summer | Winter, WintShld, Summer | Winter, WintShld, Summer | Winter, WintShld, Summer | Winter, WintShld, Summer | Winter, WintShld, Summer
EPA621 CO2 Rate Limit for NG Cofire - ORIS:108 | 291 | 7831 | Rate Constraint in lbs/MMBtu | FALSE | L | Annual | Standard CO2 | lb/MMBtu | 175.772 | 175.772 | 175.772 | 175.772 | 175.772 | 175.772 | 175.772
EPA621 CO2 Rate Limit for NG Cofire - ORIS:108 | 291 | 7831 | Rate Constraint in lbs/MMBtu | FALSE | L | Annual | Emissions at Affected Plants CO2 | Thousand Tons | 0 | 0 | 0 | 0 | 0 | 0 | 0
EPA621 CO2 Rate Limit for NG Cofire - ORIS:108 | 291 | 7831 | Rate Constraint in lbs/MMBtu | FALSE | L | Annual | Allowances Purchased CO2 | Thousand Tons | 0 | 0 | 0 | 0 | 0 | 0 | 0
EPA621 CO2 Rate Limit for NG Cofire - ORIS:108 | 291 | 7831 | Rate Constraint in lbs/MMBtu | FALSE | L | Annual | Allowances Sold CO2 | Thousand Tons | 0 | 0 | 0 | 0 | 0 | 0 | 0
EPA621 CO2 Rate Limit for NG Cofire - ORIS:108 | 291 | 7831 | Rate Constraint in lbs/MMBtu | FALSE | L | Annual | Allowances Banked | Thousand Tons | 0 | 0 | 0 | 0 | 0 | 0 | 0
EPA621 CO2 Rate Limit for NG Cofire - ORIS:108 | 291 | 7831 | Rate Constraint in lbs/MMBtu | FALSE | L | Annual | Allowances Withdrawn (1:1) | Thousand Tons | 0 | 0 | 0 | 0 | 0 | 0 | 0
EPA621 CO2 Rate Limit for NG Cofire - ORIS:108 | 291 | 7831 | Rate Constraint in lbs/MMBtu | FALSE | L | Annual | Allowances Withdrawn (n:1) | Thousand Tons | 0 | 0 | 0 | 0 | 0 | 0 | 0
EPA621 CO2 Rate Limit for NG Cofire - ORIS:108 | 291 | 7831 | Rate Constraint in lbs/MMBtu | FALSE | L | Annual | Net Emissions Allowance Position | Thousand Tons | 0 | 0 | 0 | 0 | 0 | 0 | 0
EPA621 CO2 Rate Limit for NG Cofire - ORIS:108 | 291 | 7831 | Rate Constraint in lbs/MMBtu | FALSE | L | Annual | Fuel Consumed | TBtu | 0 | 0 | 0 | 0 | 0 | 0 | 0
EPA621 CO2 Rate Limit for NG Cofire - ORIS:108 | 291 | 7831 | Rate Constraint in lbs/MMBtu | FALSE | L | Annual | Rate | lb/MMBtu | 0 | 0 | 0 | 0 | 0 | 0 | 0
EPA621 CO2 Rate Limit for NG Cofire - ORIS:108 | 291 | 7831 | Rate Constraint in lbs/MMBtu | FALSE | L | Annual | Generation | TWh | 0 | 0 | 0 | 0 | 0 | 0 | 0
EPA621 CO2 Rate Limit for NG Cofire - ORIS:108 | 291 | 7831 | Rate Constraint in lbs/MMBtu | FALSE | L | Annual | Qualifying Generation | TWh | 0 | 0 | 0 | 0 | 0 | 0 | 0
EPA621 CO2 Rate Limit for NG Cofire - ORIS:108 | 291 | 7831 | Rate Constraint in lbs/MMBtu | FALSE | L | Annual | Rate | lb/MWh | 0 | 0 | 0 | 0 | 0 | 0 | 0
EPA621 CO2 Rate Limit for NG Cofire - ORIS:108 | 291 | 7831 | Rate Constraint in lbs/MMBtu | FALSE | L | Annual | Constraint Shadow Price | US2019$/Ton | 0 | 74.8065 | 71.9311 | 87.8415 | 79.7725 | 99.4314 | 82.0052
EPA621 CO2 Rate Limit for NG Cofire - ORIS:1082 | 292 | 7819 | Rate Constraint in lbs/MMBtu | FALSE | L | Annual | Seasons Included | Seasons |  | Winter, WintShld, Summer | Winter, WintShld, Summer | Winter, WintShld, Summer | Winter, WintShld, Summer | Winter, WintShld, Summer | Winter, WintShld, Summer
EPA621 CO2 Rate Limit for NG Cofire - ORIS:1082 | 292 | 7819 | Rate Constraint in lbs/MMBtu | FALSE | L | Annual | Standard CO2 | lb/MMBtu | 176.7282 | 176.7282 | 176.7282 | 176.7282 | 176.7282 | 176.7282 | 176.7282
EPA621 CO2 Rate Limit for NG Cofire - ORIS:1082 | 292 | 7819 | Rate Constraint in lbs/MMBtu | FALSE | L | Annual | Emissions at Affected Plants CO2 | Thousand Tons | 0 | 4494.9909 | 0 | 0 | 0 | 0 | 0
EPA621 CO2 Rate Limit for NG Cofire - ORIS:1082 | 292 | 7819 | Rate Constraint in lbs/MMBtu | FALSE | L | Annual | Allowances Purchased CO2 | Thousand Tons | 0 | 0 | 0 | 0 | 0 | 0 | 0
EPA621 CO2 Rate Limit for NG Cofire - ORIS:1082 | 292 | 7819 | Rate Constraint in lbs/MMBtu | FALSE | L | Annual | Allowances Sold CO2 | Thousand Tons | 0 | 0 | 0 | 0 | 0 | 0 | 0
EPA621 CO2 Rate Limit for NG Cofire - ORIS:1082 | 292 | 7819 | Rate Constraint in lbs/MMBtu | FALSE | L | Annual | Allowances Banked | Thousand Tons | 0 | 0 | 0 | 0 | 0 | 0 | 0
EPA621 CO2 Rate Limit for NG Cofire - ORIS:1082 | 292 | 7819 | Rate Constraint in lbs/MMBtu | FALSE | L | Annual | Allowances Withdrawn (1:1) | Thousand Tons | 0 | 0 | 0 | 0 | 0 | 0 | 0
EPA621 CO2 Rate Limit for NG Cofire - ORIS:1082 | 292 | 7819 | Rate Constraint in lbs/MMBtu | FALSE | L | Annual | Allowances Withdrawn (n:1) | Thousand Tons | 0 | 0 | 0 | 0 | 0 | 0 | 0
EPA621 CO2 Rate Limit for NG Cofire - ORIS:1082 | 292 | 7819 | Rate Constraint in lbs/MMBtu | FALSE | L | Annual | Net Emissions Allowance Position | Thousand Tons | 0 | 4494.9909 | 0 | 0 | 0 | 0 | 0
EPA621 CO2 Rate Limit for NG Cofire - ORIS:1082 | 292 | 7819 | Rate Constraint in lbs/MMBtu | FALSE | L | Annual | Fuel Consumed | TBtu | 0 | 50.869 | 0 | 0 | 0 | 0 | 0
EPA621 CO2 Rate Limit for NG Cofire - ORIS:1082 | 292 | 7819 | Rate Constraint in lbs/MMBtu | FALSE | L | Annual | Rate | lb/MMBtu | 0 | 176.7282 | 0 | 0 | 0 | 0 | 0
EPA621 CO2 Rate Limit for NG Cofire - ORIS:1082 | 292 | 7819 | Rate Constraint in lbs/MMBtu | FALSE | L | Annual | Generation | TWh | 0 | 5.0481 | 0 | 0 | 0 | 0 | 0
EPA621 CO2 Rate Limit for NG Cofire - ORIS:1082 | 292 | 7819 | Rate Constraint in lbs/MMBtu | FALSE | L | Annual | Qualifying Generation | TWh | 0 | 5.0481 | 0 | 0 | 0 | 0 | 0
EPA621 CO2 Rate Limit for NG Cofire - ORIS:1082 | 292 | 7819 | Rate Constraint in lbs/MMBtu | FALSE | L | Annual | Rate | lb/MWh | 0 | 1780.8499 | 0 | 0 | 0 | 0 | 0
EPA621 CO2 Rate Limit for NG Cofire - ORIS:1082 | 292 | 7819 | Rate Constraint in lbs/MMBtu | FALSE | L | Annual | Constraint Shadow Price | US2019$/Ton | 0 | 32.82 | 25.3553 | 31.7733 | 32.7266 | 34.5788 | 35.1423
EPA621 CO2 Rate Limit for NG Cofire - ORIS:10849 | 293 | 7779 | Rate Constraint in lbs/MMBtu | FALSE | L | Annual | Seasons Included | Seasons |  | Winter, WintShld, Summer | Winter, WintShld, Summer | Winter, WintShld, Summer | Winter, WintShld, Summer | Winter, WintShld, Summer | Winter, WintShld, Summer
EPA621 CO2 Rate Limit for NG Cofire - ORIS:10849 | 293 | 7779 | Rate Constraint in lbs/MMBtu | FALSE | L | Annual | Standard CO2 | lb/MMBtu | 186.2189 | 186.2189 | 186.2189 | 186.2189 | 186.2189 | 186.2189 | 186.2189
EPA621 CO2 Rate Limit for NG Cofire - ORIS:10849 | 293 | 7779 | Rate Constraint in lbs/MMBtu | FALSE | L | Annual | Emissions at Affected Plants CO2 | Thousand Tons | 0 | 0 | 0 | 0 | 0 | 0 | 0
EPA621 CO2 Rate Limit for NG Cofire - ORIS:10849 | 293 | 7779 | Rate Constraint in lbs/MMBtu | FALSE | L | Annual | Allowances Purchased CO2 | Thousand Tons | 0 | 0 | 0 | 0 | 0 | 0 | 0
EPA621 CO2 Rate Limit for NG Cofire - ORIS:10849 | 293 | 7779 | Rate Constraint in lbs/MMBtu | FALSE | L | Annual | Allowances Sold CO2 | Thousand Tons | 0 | 0 | 0 | 0 | 0 | 0 | 0
EPA621 CO2 Rate Limit for NG Cofire - ORIS:10849 | 293 | 7779 | Rate Constraint in lbs/MMBtu | FALSE | L | Annual | Allowances Banked | Thousand Tons | 0 | 0 | 0 | 0 | 0 | 0 | 0
EPA621 CO2 Rate Limit for NG Cofire - ORIS:10849 | 293 | 7779 | Rate Constraint in lbs/MMBtu | FALSE | L | Annual | Allowances Withdrawn (1:1) | Thousand Tons | 0 | 0 | 0 | 0 | 0 | 0 | 0
EPA621 CO2 Rate Limit for NG Cofire - ORIS:10849 | 293 | 7779 | Rate Constraint in lbs/MMBtu | FALSE | L | Annual | Allowances Withdrawn (n:1) | Thousand Tons | 0 | 0 | 0 | 0 | 0 | 0 | 0
EPA621 CO2 Rate Limit for NG Cofire - ORIS:10849 | 293 | 7779 | Rate Constraint in lbs/MMBtu | FALSE | L | Annual | Net Emissions Allowance Position | Thousand Tons | 0 | 0 | 0 | 0 | 0 | 0 | 0
EPA621 CO2 Rate Limit for NG Cofire - ORIS:10849 | 293 | 7779 | Rate Constraint in lbs/MMBtu | FALSE | L | Annual | Fuel Consumed | TBtu | 0 | 0 | 0 | 0 | 0 | 0 | 0
EPA621 CO2 Rate Limit for NG Cofire - ORIS:10849 | 293 | 7779 | Rate Constraint in lbs/MMBtu | FALSE | L | Annual | Rate | lb/MMBtu | 0 | 0 | 0 | 0 | 0 | 0 | 0
EPA621 CO2 Rate Limit for NG Cofire - ORIS:10849 | 293 | 7779 | Rate Constraint in lbs/MMBtu | FALSE | L | Annual | Generation | TWh | 0 | 0 | 0 | 0 | 0 | 0 | 0
EPA621 CO2 Rate Limit for NG Cofire - ORIS:10849 | 293 | 7779 | Rate Constraint in lbs/MMBtu | FALSE | L | Annual | Qualifying Generation | TWh | 0 | 0 | 0 | 0 | 0 | 0 | 0
EPA621 CO2 Rate Limit for NG Cofire - ORIS:10849 | 293 | 7779 | Rate Constraint in lbs/MMBtu | FALSE | L | Annual | Rate | lb/MWh | 0 | 0 | 0 | 0 | 0 | 0 | 0
EPA621 CO2 Rate Limit for NG Cofire - ORIS:10849 | 293 | 7779 | Rate Constraint in lbs/MMBtu | FALSE | L | Annual | Constraint Shadow Price | US2019$/Ton | 0 | 295.8017 | 171.7623 | 97.1057 | 146.5758 | 174.4274 | 123.7155
EPA621 CO2 Rate Limit for NG Cofire - ORIS:10864 | 294 | 7884 | Rate Constraint in lbs/MMBtu | FALSE | L | Annual | Seasons Included | Seasons |  | Winter, WintShld, Summer | Winter, WintShld, Summer | Winter, WintShld, Summer | Winter, WintShld, Summer | Winter, WintShld, Summer | Winter, WintShld, Summer
EPA621 CO2 Rate Limit for NG Cofire - ORIS:10864 | 294 | 7884 | Rate Constraint in lbs/MMBtu | FALSE | L | Annual | Standard CO2 | lb/MMBtu | 237.3074 | 237.3074 | 237.3074 | 237.3074 | 237.3074 | 237.3074 | 237.3074
EPA621 CO2 Rate Limit for NG Cofire - ORIS:10864 | 294 | 7884 | Rate Constraint in lbs/MMBtu | FALSE | L | Annual | Emissions at Affected Plants CO2 | Thousand Tons | 0 | 1541.3613 | 0 | 0 | 0 | 0 | 0
EPA621 CO2 Rate Limit for NG Cofire - ORIS:10864 | 294 | 7884 | Rate Constraint in lbs/MMBtu | FALSE | L | Annual | Allowances Purchased CO2 | Thousand Tons | 0 | 0 | 0 | 0 | 0 | 0 | 0
EPA621 CO2 Rate Limit for NG Cofire - ORIS:10864 | 294 | 7884 | Rate Constraint in lbs/MMBtu | FALSE | L | Annual | Allowances Sold CO2 | Thousand Tons | 0 | 0 | 0 | 0 | 0 | 0 | 0
EPA621 CO2 Rate Limit for NG Cofire - ORIS:10864 | 294 | 7884 | Rate Constraint in lbs/MMBtu | FALSE | L | Annual | Allowances Banked | Thousand Tons | 0 | 0 | 0 | 0 | 0 | 0 | 0
EPA621 CO2 Rate Limit for NG Cofire - ORIS:10864 | 294 | 7884 | Rate Constraint in lbs/MMBtu | FALSE | L | Annual | Allowances Withdrawn (1:1) | Thousand Tons | 0 | 0 | 0 | 0 | 0 | 0 | 0
EPA621 CO2 Rate Limit for NG Cofire - ORIS:10864 | 294 | 7884 | Rate Constraint in lbs/MMBtu | FALSE | L | Annual | Allowances Withdrawn (n:1) | Thousand Tons | 0 | 0 | 0 | 0 | 0 | 0 | 0
EPA621 CO2 Rate Limit for NG Cofire - ORIS:10864 | 294 | 7884 | Rate Constraint in lbs/MMBtu | FALSE | L | Annual | Net Emissions Allowance Position | Thousand Tons | 0 | 1541.3613 | 0 | 0 | 0 | 0 | 0
EPA621 CO2 Rate Limit for NG Cofire - ORIS:10864 | 294 | 7884 | Rate Constraint in lbs/MMBtu | FALSE | L | Annual | Fuel Consumed | TBtu | 0 | 12.9904 | 0 | 0 | 0 | 0 | 0
EPA621 CO2 Rate Limit for NG Cofire - ORIS:10864 | 294 | 7884 | Rate Constraint in lbs/MMBtu | FALSE | L | Annual | Rate | lb/MMBtu | 0 | 237.3074 | 0 | 0 | 0 | 0 | 0
EPA621 CO2 Rate Limit for NG Cofire - ORIS:10864 | 294 | 7884 | Rate Constraint in lbs/MMBtu | FALSE | L | Annual | Generation | TWh | 0 | 1.551 | 0 | 0 | 0 | 0 | 0
EPA621 CO2 Rate Limit for NG Cofire - ORIS:10864 | 294 | 7884 | Rate Constraint in lbs/MMBtu | FALSE | L | Annual | Qualifying Generation | TWh | 0 | 1.551 | 0 | 0 | 0 | 0 | 0
EPA621 CO2 Rate Limit for NG Cofire - ORIS:10864 | 294 | 7884 | Rate Constraint in lbs/MMBtu | FALSE | L | Annual | Rate | lb/MWh | 0 | 1987.5204 | 0 | 0 | 0 | 0 | 0
EPA621 CO2 Rate Limit for NG Cofire - ORIS:10864 | 294 | 7884 | Rate Constraint in lbs/MMBtu | FALSE | L | Annual | Constraint Shadow Price | US2019$/Ton | 0 | 16.2854 | 12.3737 | 16.3619 | 9.7646 | 11.1705 | 11.5869
EPA621 CO2 Rate Limit for NG Cofire - ORIS:1091 | 295 | 7828 | Rate Constraint in lbs/MMBtu | FALSE | L | Annual | Seasons Included | Seasons |  | Winter, WintShld, Summer | Winter, WintShld, Summer | Winter, WintShld, Summer | Winter, WintShld, Summer | Winter, WintShld, Summer | Winter, WintShld, Summer
EPA621 CO2 Rate Limit for NG Cofire - ORIS:1091 | 295 | 7828 | Rate Constraint in lbs/MMBtu | FALSE | L | Annual | Standard CO2 | lb/MMBtu | 175.772 | 175.772 | 175.772 | 175.772 | 175.772 | 175.772 | 175.772
EPA621 CO2 Rate Limit for NG Cofire - ORIS:1091 | 295 | 7828 | Rate Constraint in lbs/MMBtu | FALSE | L | Annual | Emissions at Affected Plants CO2 | Thousand Tons | 0 | 0 | 0 | 0 | 0 | 0 | 0
EPA621 CO2 Rate Limit for NG Cofire - ORIS:1091 | 295 | 7828 | Rate Constraint in lbs/MMBtu | FALSE | L | Annual | Allowances Purchased CO2 | Thousand Tons | 0 | 0 | 0 | 0 | 0 | 0 | 0
EPA621 CO2 Rate Limit for NG Cofire - ORIS:1091 | 295 | 7828 | Rate Constraint in lbs/MMBtu | FALSE | L | Annual | Allowances Sold CO2 | Thousand Tons | 0 | 0 | 0 | 0 | 0 | 0 | 0
EPA621 CO2 Rate Limit for NG Cofire - ORIS:1091 | 295 | 7828 | Rate Constraint in lbs/MMBtu | FALSE | L | Annual | Allowances Banked | Thousand Tons | 0 | 0 | 0 | 0 | 0 | 0 | 0
EPA621 CO2 Rate Limit for NG Cofire - ORIS:1091 | 295 | 7828 | Rate Constraint in lbs/MMBtu | FALSE | L | Annual | Allowances Withdrawn (1:1) | Thousand Tons | 0 | 0 | 0 | 0 | 0 | 0 | 0
EPA621 CO2 Rate Limit for NG Cofire - ORIS:1091 | 295 | 7828 | Rate Constraint in lbs/MMBtu | FALSE | L | Annual | Allowances Withdrawn (n:1) | Thousand Tons | 0 | 0 | 0 | 0 | 0 | 0 | 0
EPA621 CO2 Rate Limit for NG Cofire - ORIS:1091 | 295 | 7828 | Rate Constraint in lbs/MMBtu | FALSE | L | Annual | Net Emissions Allowance Position | Thousand Tons | 0 | 0 | 0 | 0 | 0 | 0 | 0
EPA621 CO2 Rate Limit for NG Cofire - ORIS:1091 | 295 | 7828 | Rate Constraint in lbs/MMBtu | FALSE | L | Annual | Fuel Consumed | TBtu | 0 | 0 | 0 | 0 | 0 | 0 | 0
EPA621 CO2 Rate Limit for NG Cofire - ORIS:1091 | 295 | 7828 | Rate Constraint in lbs/MMBtu | FALSE | L | Annual | Rate | lb/MMBtu | 0 | 0 | 0 | 0 | 0 | 0 | 0
EPA621 CO2 Rate Limit for NG Cofire - ORIS:1091 | 295 | 7828 | Rate Constraint in lbs/MMBtu | FALSE | L | Annual | Generation | TWh | 0 | 0 | 0 | 0 | 0 | 0 | 0
EPA621 CO2 Rate Limit for NG Cofire - ORIS:1091 | 295 | 7828 | Rate Constraint in lbs/MMBtu | FALSE | L | Annual | Qualifying Generation | TWh | 0 | 0 | 0 | 0 | 0 | 0 | 0
EPA621 CO2 Rate Limit for NG Cofire - ORIS:1091 | 295 | 7828 | Rate Constraint in lbs/MMBtu | FALSE | L | Annual | Rate | lb/MWh | 0 | 0 | 0 | 0 | 0 | 0 | 0
EPA621 CO2 Rate Limit for NG Cofire - ORIS:1091 | 295 | 7828 | Rate Constraint in lbs/MMBtu | FALSE | L | Annual | Constraint Shadow Price | US2019$/Ton | 0 | 194.5957 | 69.57 | 70.9365 | 93.47 | 80.0779 | 63.7907
EPA621 CO2 Rate Limit for NG Cofire - ORIS:1167 | 296 | 7807 | Rate Constraint in lbs/MMBtu | FALSE | L | Annual | Seasons Included | Seasons |  | Winter, WintShld, Summer | Winter, WintShld, Summer | Winter, WintShld, Summer | Winter, WintShld, Summer | Winter, WintShld, Summer | Winter, WintShld, Summer
EPA621 CO2 Rate Limit for NG Cofire - ORIS:1167 | 296 | 7807 | Rate Constraint in lbs/MMBtu | FALSE | L | Annual | Standard CO2 | lb/MMBtu | 176.5228 | 176.5228 | 176.5228 | 176.5228 | 176.5228 | 176.5228 | 176.5228
EPA621 CO2 Rate Limit for NG Cofire - ORIS:1167 | 296 | 7807 | Rate Constraint in lbs/MMBtu | FALSE | L | Annual | Emissions at Affected Plants CO2 | Thousand Tons | 0 | 0 | 0 | 0 | 0 | 0 | 0
EPA621 CO2 Rate Limit for NG Cofire - ORIS:1167 | 296 | 7807 | Rate Constraint in lbs/MMBtu | FALSE | L | Annual | Allowances Purchased CO2 | Thousand Tons | 0 | 0 | 0 | 0 | 0 | 0 | 0
EPA621 CO2 Rate Limit for NG Cofire - ORIS:1167 | 296 | 7807 | Rate Constraint in lbs/MMBtu | FALSE | L | Annual | Allowances Sold CO2 | Thousand Tons | 0 | 0 | 0 | 0 | 0 | 0 | 0
EPA621 CO2 Rate Limit for NG Cofire - ORIS:1167 | 296 | 7807 | Rate Constraint in lbs/MMBtu | FALSE | L | Annual | Allowances Banked | Thousand Tons | 0 | 0 | 0 | 0 | 0 | 0 | 0
EPA621 CO2 Rate Limit for NG Cofire - ORIS:1167 | 296 | 7807 | Rate Constraint in lbs/MMBtu | FALSE | L | Annual | Allowances Withdrawn (1:1) | Thousand Tons | 0 | 0 | 0 | 0 | 0 | 0 | 0
EPA621 CO2 Rate Limit for NG Cofire - ORIS:1167 | 296 | 7807 | Rate Constraint in lbs/MMBtu | FALSE | L | Annual | Allowances Withdrawn (n:1) | Thousand Tons | 0 | 0 | 0 | 0 | 0 | 0 | 0
EPA621 CO2 Rate Limit for NG Cofire - ORIS:1167 | 296 | 7807 | Rate Constraint in lbs/MMBtu | FALSE | L | Annual | Net Emissions Allowance Position | Thousand Tons | 0 | 0 | 0 | 0 | 0 | 0 | 0
EPA621 CO2 Rate Limit for NG Cofire - ORIS:1167 | 296 | 7807 | Rate Constraint in lbs/MMBtu | FALSE | L | Annual | Fuel Consumed | TBtu | 0 | 0 | 0 | 0 | 0 | 0 | 0
EPA621 CO2 Rate Limit for NG Cofire - ORIS:1167 | 296 | 7807 | Rate Constraint in lbs/MMBtu | FALSE | L | Annual | Rate | lb/MMBtu | 0 | 0 | 0 | 0 | 0 | 0 | 0
EPA621 CO2 Rate Limit for NG Cofire - ORIS:1167 | 296 | 7807 | Rate Constraint in lbs/MMBtu | FALSE | L | Annual | Generation | TWh | 0 | 0 | 0 | 0 | 0 | 0 | 0
EPA621 CO2 Rate Limit for NG Cofire - ORIS:1167 | 296 | 7807 | Rate Constraint in lbs/MMBtu | FALSE | L | Annual | Qualifying Generation | TWh | 0 | 0 | 0 | 0 | 0 | 0 | 0
EPA621 CO2 Rate Limit for NG Cofire - ORIS:1167 | 296 | 7807 | Rate Constraint in lbs/MMBtu | FALSE | L | Annual | Rate | lb/MWh | 0 | 0 | 0 | 0 | 0 | 0 | 0
EPA621 CO2 Rate Limit for NG Cofire - ORIS:1167 | 296 | 7807 | Rate Constraint in lbs/MMBtu | FALSE | L | Annual | Constraint Shadow Price | US2019$/Ton | 0 | 40.9649 | 36.1255 | 37.3148 | 46.9235 | 69.3132 | 72.6081
EPA621 CO2 Rate Limit for NG Cofire - ORIS:1241 | 297 | 7865 | Rate Constraint in lbs/MMBtu | FALSE | L | Annual | Seasons Included | Seasons |  | Winter, WintShld, Summer | Winter, WintShld, Summer | Winter, WintShld, Summer | Winter, WintShld, Summer | Winter, WintShld, Summer | Winter, WintShld, Summer
EPA621 CO2 Rate Limit for NG Cofire - ORIS:1241 | 297 | 7865 | Rate Constraint in lbs/MMBtu | FALSE | L | Annual | Standard CO2 | lb/MMBtu | 180.9635 | 180.9635 | 180.9635 | 180.9635 | 180.9635 | 180.9635 | 180.9635
EPA621 CO2 Rate Limit for NG Cofire - ORIS:1241 | 297 | 7865 | Rate Constraint in lbs/MMBtu | FALSE | L | Annual | Emissions at Affected Plants CO2 | Thousand Tons | 0 | 0 | 0 | 0 | 0 | 0 | 0
EPA621 CO2 Rate Limit for NG Cofire - ORIS:1241 | 297 | 7865 | Rate Constraint in lbs/MMBtu | FALSE | L | Annual | Allowances Purchased CO2 | Thousand Tons | 0 | 0 | 0 | 0 | 0 | 0 | 0
EPA621 CO2 Rate Limit for NG Cofire - ORIS:1241 | 297 | 7865 | Rate Constraint in lbs/MMBtu | FALSE | L | Annual | Allowances Sold CO2 | Thousand Tons | 0 | 0 | 0 | 0 | 0 | 0 | 0
EPA621 CO2 Rate Limit for NG Cofire - ORIS:1241 | 297 | 7865 | Rate Constraint in lbs/MMBtu | FALSE | L | Annual | Allowances Banked | Thousand Tons | 0 | 0 | 0 | 0 | 0 | 0 | 0
EPA621 CO2 Rate Limit for NG Cofire - ORIS:1241 | 297 | 7865 | Rate Constraint in lbs/MMBtu | FALSE | L | Annual | Allowances Withdrawn (1:1) | Thousand Tons | 0 | 0 | 0 | 0 | 0 | 0 | 0
EPA621 CO2 Rate Limit for NG Cofire - ORIS:1241 | 297 | 7865 | Rate Constraint in lbs/MMBtu | FALSE | L | Annual | Allowances Withdrawn (n:1) | Thousand Tons | 0 | 0 | 0 | 0 | 0 | 0 | 0
EPA621 CO2 Rate Limit for NG Cofire - ORIS:1241 | 297 | 7865 | Rate Constraint in lbs/MMBtu | FALSE | L | Annual | Net Emissions Allowance Position | Thousand Tons | 0 | 0 | 0 | 0 | 0 | 0 | 0
EPA621 CO2 Rate Limit for NG Cofire - ORIS:1241 | 297 | 7865 | Rate Constraint in lbs/MMBtu | FALSE | L | Annual | Fuel Consumed | TBtu | 0 | 0 | 0 | 0 | 0 | 0 | 0
EPA621 CO2 Rate Limit for NG Cofire - ORIS:1241 | 297 | 7865 | Rate Constraint in lbs/MMBtu | FALSE | L | Annual | Rate | lb/MMBtu | 0 | 0 | 0 | 0 | 0 | 0 | 0
EPA621 CO2 Rate Limit for NG Cofire - ORIS:1241 | 297 | 7865 | Rate Constraint in lbs/MMBtu | FALSE | L | Annual | Generation | TWh | 0 | 0 | 0 | 0 | 0 | 0 | 0
EPA621 CO2 Rate Limit for NG Cofire - ORIS:1241 | 297 | 7865 | Rate Constraint in lbs/MMBtu | FALSE | L | Annual | Qualifying Generation | TWh | 0 | 0 | 0 | 0 | 0 | 0 | 0
EPA621 CO2 Rate Limit for NG Cofire - ORIS:1241 | 297 | 7865 | Rate Constraint in lbs/MMBtu | FALSE | L | Annual | Rate | lb/MWh | 0 | 0 | 0 | 0 | 0 | 0 | 0
EPA621 CO2 Rate Limit for NG Cofire - ORIS:1241 | 297 | 7865 | Rate Constraint in lbs/MMBtu | FALSE | L | Annual | Constraint Shadow Price | US2019$/Ton | 0 | 47.4883 | 0 | 0 | 0 | 0 | 0
EPA621 CO2 Rate Limit for NG Cofire - ORIS:1356 | 299 | 7866 | Rate Constraint in lbs/MMBtu | FALSE | L | Annual | Seasons Included | Seasons |  | Winter, WintShld, Summer | Winter, WintShld, Summer | Winter, WintShld, Summer | Winter, WintShld, Summer | Winter, WintShld, Summer | Winter, WintShld, Summer
EPA621 CO2 Rate Limit for NG Cofire - ORIS:1356 | 299 | 7866 | Rate Constraint in lbs/MMBtu | FALSE | L | Annual | Standard CO2 | lb/MMBtu | 174.0667 | 174.0667 | 174.0667 | 174.0667 | 174.0667 | 174.0667 | 174.0667
EPA621 CO2 Rate Limit for NG Cofire - ORIS:1356 | 299 | 7866 | Rate Constraint in lbs/MMBtu | FALSE | L | Annual | Emissions at Affected Plants CO2 | Thousand Tons | 0 | 0 | 0 | 0 | 0 | 0 | 0
EPA621 CO2 Rate Limit for NG Cofire - ORIS:1356 | 299 | 7866 | Rate Constraint in lbs/MMBtu | FALSE | L | Annual | Allowances Purchased CO2 | Thousand Tons | 0 | 0 | 0 | 0 | 0 | 0 | 0
EPA621 CO2 Rate Limit for NG Cofire - ORIS:1356 | 299 | 7866 | Rate Constraint in lbs/MMBtu | FALSE | L | Annual | Allowances Sold CO2 | Thousand Tons | 0 | 0 | 0 | 0 | 0 | 0 | 0
EPA621 CO2 Rate Limit for NG Cofire - ORIS:1356 | 299 | 7866 | Rate Constraint in lbs/MMBtu | FALSE | L | Annual | Allowances Banked | Thousand Tons | 0 | 0 | 0 | 0 | 0 | 0 | 0
EPA621 CO2 Rate Limit for NG Cofire - ORIS:1356 | 299 | 7866 | Rate Constraint in lbs/MMBtu | FALSE | L | Annual | Allowances Withdrawn (1:1) | Thousand Tons | 0 | 0 | 0 | 0 | 0 | 0 | 0
EPA621 CO2 Rate Limit for NG Cofire - ORIS:1356 | 299 | 7866 | Rate Constraint in lbs/MMBtu | FALSE | L | Annual | Allowances Withdrawn (n:1) | Thousand Tons | 0 | 0 | 0 | 0 | 0 | 0 | 0
EPA621 CO2 Rate Limit for NG Cofire - ORIS:1356 | 299 | 7866 | Rate Constraint in lbs/MMBtu | FALSE | L | Annual | Net Emissions Allowance Position | Thousand Tons | 0 | 0 | 0 | 0 | 0 | 0 | 0
EPA621 CO2 Rate Limit for NG Cofire - ORIS:1356 | 299 | 7866 | Rate Constraint in lbs/MMBtu | FALSE | L | Annual | Fuel Consumed | TBtu | 0 | 0 | 0 | 0 | 0 | 0 | 0
EPA621 CO2 Rate Limit for NG Cofire - ORIS:1356 | 299 | 7866 | Rate Constraint in lbs/MMBtu | FALSE | L | Annual | Rate | lb/MMBtu | 0 | 0 | 0 | 0 | 0 | 0 | 0
EPA621 CO2 Rate Limit for NG Cofire - ORIS:1356 | 299 | 7866 | Rate Constraint in lbs/MMBtu | FALSE | L | Annual | Generation | TWh | 0 | 0 | 0 | 0 | 0 | 0 | 0
EPA621 CO2 Rate Limit for NG Cofire - ORIS:1356 | 299 | 7866 | Rate Constraint in lbs/MMBtu | FALSE | L | Annual | Qualifying Generation | TWh | 0 | 0 | 0 | 0 | 0 | 0 | 0
EPA621 CO2 Rate Limit for NG Cofire - ORIS:1356 | 299 | 7866 | Rate Constraint in lbs/MMBtu | FALSE | L | Annual | Rate | lb/MWh | 0 | 0 | 0 | 0 | 0 | 0 | 0
EPA621 CO2 Rate Limit for NG Cofire - ORIS:1356 | 299 | 7866 | Rate Constraint in lbs/MMBtu | FALSE | L | Annual | Constraint Shadow Price | US2019$/Ton | 0 | 63.7364 | 13.0243 | 13.4606 | 11.6061 | 1.822 | 10.2249
EPA621 CO2 Rate Limit for NG Cofire - ORIS:136 | 300 | 7894 | Rate Constraint in lbs/MMBtu | FALSE | L | Annual | Seasons Included | Seasons |  | Winter, WintShld, Summer | Winter, WintShld, Summer | Winter, WintShld, Summer | Winter, WintShld, Summer | Winter, WintShld, Summer | Winter, WintShld, Summer
EPA621 CO2 Rate Limit for NG Cofire - ORIS:136 | 300 | 7894 | Rate Constraint in lbs/MMBtu | FALSE | L | Annual | Standard CO2 | lb/MMBtu | 173.8356 | 173.8356 | 173.8356 | 173.8356 | 173.8356 | 173.8356 | 173.8356
EPA621 CO2 Rate Limit for NG Cofire - ORIS:136 | 300 | 7894 | Rate Constraint in lbs/MMBtu | FALSE | L | Annual | Emissions at Affected Plants CO2 | Thousand Tons | 0 | 0 | 0 | 0 | 0 | 0 | 0
EPA621 CO2 Rate Limit for NG Cofire - ORIS:136 | 300 | 7894 | Rate Constraint in lbs/MMBtu | FALSE | L | Annual | Allowances Purchased CO2 | Thousand Tons | 0 | 0 | 0 | 0 | 0 | 0 | 0
EPA621 CO2 Rate Limit for NG Cofire - ORIS:136 | 300 | 7894 | Rate Constraint in lbs/MMBtu | FALSE | L | Annual | Allowances Sold CO2 | Thousand Tons | 0 | 0 | 0 | 0 | 0 | 0 | 0
EPA621 CO2 Rate Limit for NG Cofire - ORIS:136 | 300 | 7894 | Rate Constraint in lbs/MMBtu | FALSE | L | Annual | Allowances Banked | Thousand Tons | 0 | 0 | 0 | 0 | 0 | 0 | 0
EPA621 CO2 Rate Limit for NG Cofire - ORIS:136 | 300 | 7894 | Rate Constraint in lbs/MMBtu | FALSE | L | Annual | Allowances Withdrawn (1:1) | Thousand Tons | 0 | 0 | 0 | 0 | 0 | 0 | 0
EPA621 CO2 Rate Limit for NG Cofire - ORIS:136 | 300 | 7894 | Rate Constraint in lbs/MMBtu | FALSE | L | Annual | Allowances Withdrawn (n:1) | Thousand Tons | 0 | 0 | 0 | 0 | 0 | 0 | 0
EPA621 CO2 Rate Limit for NG Cofire - ORIS:136 | 300 | 7894 | Rate Constraint in lbs/MMBtu | FALSE | L | Annual | Net Emissions Allowance Position | Thousand Tons | 0 | 0 | 0 | 0 | 0 | 0 | 0
EPA621 CO2 Rate Limit for NG Cofire - ORIS:136 | 300 | 7894 | Rate Constraint in lbs/MMBtu | FALSE | L | Annual | Fuel Consumed | TBtu | 0 | 0 | 0 | 0 | 0 | 0 | 0
EPA621 CO2 Rate Limit for NG Cofire - ORIS:136 | 300 | 7894 | Rate Constraint in lbs/MMBtu | FALSE | L | Annual | Rate | lb/MMBtu | 0 | 0 | 0 | 0 | 0 | 0 | 0
EPA621 CO2 Rate Limit for NG Cofire - ORIS:136 | 300 | 7894 | Rate Constraint in lbs/MMBtu | FALSE | L | Annual | Generation | TWh | 0 | 0 | 0 | 0 | 0 | 0 | 0
EPA621 CO2 Rate Limit for NG Cofire - ORIS:136 | 300 | 7894 | Rate Constraint in lbs/MMBtu | FALSE | L | Annual | Qualifying Generation | TWh | 0 | 0 | 0 | 0 | 0 | 0 | 0
EPA621 CO2 Rate Limit for NG Cofire - ORIS:136 | 300 | 7894 | Rate Constraint in lbs/MMBtu | FALSE | L | Annual | Rate | lb/MWh | 0 | 0 | 0 | 0 | 0 | 0 | 0
EPA621 CO2 Rate Limit for NG Cofire - ORIS:136 | 300 | 7894 | Rate Constraint in lbs/MMBtu | FALSE | L | Annual | Constraint Shadow Price | US2019$/Ton | 0 | 11.804 | 0 | 0 | 0 | 0 | 0
EPA621 CO2 Rate Limit for NG Cofire - ORIS:1364 | 301 | 7867 | Rate Constraint in lbs/MMBtu | FALSE | L | Annual | Seasons Included | Seasons |  | Winter, WintShld, Summer | Winter, WintShld, Summer | Winter, WintShld, Summer | Winter, WintShld, Summer | Winter, WintShld, Summer | Winter, WintShld, Summer
EPA621 CO2 Rate Limit for NG Cofire - ORIS:1364 | 301 | 7867 | Rate Constraint in lbs/MMBtu | FALSE | L | Annual | Standard CO2 | lb/MMBtu | 174.0667 | 174.0667 | 174.0667 | 174.0667 | 174.0667 | 174.0667 | 174.0667
EPA621 CO2 Rate Limit for NG Cofire - ORIS:1364 | 301 | 7867 | Rate Constraint in lbs/MMBtu | FALSE | L | Annual | Emissions at Affected Plants CO2 | Thousand Tons | 0 | 0 | 0 | 0 | 0 | 0 | 0
EPA621 CO2 Rate Limit for NG Cofire - ORIS:1364 | 301 | 7867 | Rate Constraint in lbs/MMBtu | FALSE | L | Annual | Allowances Purchased CO2 | Thousand Tons | 0 | 0 | 0 | 0 | 0 | 0 | 0
EPA621 CO2 Rate Limit for NG Cofire - ORIS:1364 | 301 | 7867 | Rate Constraint in lbs/MMBtu | FALSE | L | Annual | Allowances Sold CO2 | Thousand Tons | 0 | 0 | 0 | 0 | 0 | 0 | 0
EPA621 CO2 Rate Limit for NG Cofire - ORIS:1364 | 301 | 7867 | Rate Constraint in lbs/MMBtu | FALSE | L | Annual | Allowances Banked | Thousand Tons | 0 | 0 | 0 | 0 | 0 | 0 | 0
EPA621 CO2 Rate Limit for NG Cofire - ORIS:1364 | 301 | 7867 | Rate Constraint in lbs/MMBtu | FALSE | L | Annual | Allowances Withdrawn (1:1) | Thousand Tons | 0 | 0 | 0 | 0 | 0 | 0 | 0
EPA621 CO2 Rate Limit for NG Cofire - ORIS:1364 | 301 | 7867 | Rate Constraint in lbs/MMBtu | FALSE | L | Annual | Allowances Withdrawn (n:1) | Thousand Tons | 0 | 0 | 0 | 0 | 0 | 0 | 0
EPA621 CO2 Rate Limit for NG Cofire - ORIS:1364 | 301 | 7867 | Rate Constraint in lbs/MMBtu | FALSE | L | Annual | Net Emissions Allowance Position | Thousand Tons | 0 | 0 | 0 | 0 | 0 | 0 | 0
EPA621 CO2 Rate Limit for NG Cofire - ORIS:1364 | 301 | 7867 | Rate Constraint in lbs/MMBtu | FALSE | L | Annual | Fuel Consumed | TBtu | 0 | 0 | 0 | 0 | 0 | 0 | 0
EPA621 CO2 Rate Limit for NG Cofire - ORIS:1364 | 301 | 7867 | Rate Constraint in lbs/MMBtu | FALSE | L | Annual | Rate | lb/MMBtu | 0 | 0 | 0 | 0 | 0 | 0 | 0
EPA621 CO2 Rate Limit for NG Cofire - ORIS:1364 | 301 | 7867 | Rate Constraint in lbs/MMBtu | FALSE | L | Annual | Generation | TWh | 0 | 0 | 0 | 0 | 0 | 0 | 0
EPA621 CO2 Rate Limit for NG Cofire - ORIS:1364 | 301 | 7867 | Rate Constraint in lbs/MMBtu | FALSE | L | Annual | Qualifying Generation | TWh | 0 | 0 | 0 | 0 | 0 | 0 | 0
EPA621 CO2 Rate Limit for NG Cofire - ORIS:1364 | 301 | 7867 | Rate Constraint in lbs/MMBtu | FALSE | L | Annual | Rate | lb/MWh | 0 | 0 | 0 | 0 | 0 | 0 | 0
EPA621 CO2 Rate Limit for NG Cofire - ORIS:1364 | 301 | 7867 | Rate Constraint in lbs/MMBtu | FALSE | L | Annual | Constraint Shadow Price | US2019$/Ton | 0 | 49.92 | 11.008 | 11.8937 | 0 | 0 | 0
EPA621 CO2 Rate Limit for NG Cofire - ORIS:1379 | 302 | 7855 | Rate Constraint in lbs/MMBtu | FALSE | L | Annual | Seasons Included | Seasons |  | Winter, WintShld, Summer | Winter, WintShld, Summer | Winter, WintShld, Summer | Winter, WintShld, Summer | Winter, WintShld, Summer | Winter, WintShld, Summer
EPA621 CO2 Rate Limit for NG Cofire - ORIS:1379 | 302 | 7855 | Rate Constraint in lbs/MMBtu | FALSE | L | Annual | Standard CO2 | lb/MMBtu | 184.5606 | 184.5606 | 184.5606 | 184.5606 | 184.5606 | 184.5606 | 184.5606
EPA621 CO2 Rate Limit for NG Cofire - ORIS:1379 | 302 | 7855 | Rate Constraint in lbs/MMBtu | FALSE | L | Annual | Emissions at Affected Plants CO2 | Thousand Tons | 0 | 0 | 0 | 0 | 0 | 0 | 0
EPA621 CO2 Rate Limit for NG Cofire - ORIS:1379 | 302 | 7855 | Rate Constraint in lbs/MMBtu | FALSE | L | Annual | Allowances Purchased CO2 | Thousand Tons | 0 | 0 | 0 | 0 | 0 | 0 | 0
EPA621 CO2 Rate Limit for NG Cofire - ORIS:1379 | 302 | 7855 | Rate Constraint in lbs/MMBtu | FALSE | L | Annual | Allowances Sold CO2 | Thousand Tons | 0 | 0 | 0 | 0 | 0 | 0 | 0
EPA621 CO2 Rate Limit for NG Cofire - ORIS:1379 | 302 | 7855 | Rate Constraint in lbs/MMBtu | FALSE | L | Annual | Allowances Banked | Thousand Tons | 0 | 0 | 0 | 0 | 0 | 0 | 0
EPA621 CO2 Rate Limit for NG Cofire - ORIS:1379 | 302 | 7855 | Rate Constraint in lbs/MMBtu | FALSE | L | Annual | Allowances Withdrawn (1:1) | Thousand Tons | 0 | 0 | 0 | 0 | 0 | 0 | 0
EPA621 CO2 Rate Limit for NG Cofire - ORIS:1379 | 302 | 7855 | Rate Constraint in lbs/MMBtu | FALSE | L | Annual | Allowances Withdrawn (n:1) | Thousand Tons | 0 | 0 | 0 | 0 | 0 | 0 | 0
EPA621 CO2 Rate Limit for NG Cofire - ORIS:1379 | 302 | 7855 | Rate Constraint in lbs/MMBtu | FALSE | L | Annual | Net Emissions Allowance Position | Thousand Tons | 0 | 0 | 0 | 0 | 0 | 0 | 0
EPA621 CO2 Rate Limit for NG Cofire - ORIS:1379 | 302 | 7855 | Rate Constraint in lbs/MMBtu | FALSE | L | Annual | Fuel Consumed | TBtu | 0 | 0 | 0 | 0 | 0 | 0 | 0
EPA621 CO2 Rate Limit for NG Cofire - ORIS:1379 | 302 | 7855 | Rate Constraint in lbs/MMBtu | FALSE | L | Annual | Rate | lb/MMBtu | 0 | 0 | 0 | 0 | 0 | 0 | 0
EPA621 CO2 Rate Limit for NG Cofire - ORIS:1379 | 302 | 7855 | Rate Constraint in lbs/MMBtu | FALSE | L | Annual | Generation | TWh | 0 | 0 | 0 | 0 | 0 | 0 | 0
EPA621 CO2 Rate Limit for NG Cofire - ORIS:1379 | 302 | 7855 | Rate Constraint in lbs/MMBtu | FALSE | L | Annual | Qualifying Generation | TWh | 0 | 0 | 0 | 0 | 0 | 0 | 0
EPA621 CO2 Rate Limit for NG Cofire - ORIS:1379 | 302 | 7855 | Rate Constraint in lbs/MMBtu | FALSE | L | Annual | Rate | lb/MWh | 0 | 0 | 0 | 0 | 0 | 0 | 0
EPA621 CO2 Rate Limit for NG Cofire - ORIS:1379 | 302 | 7855 | Rate Constraint in lbs/MMBtu | FALSE | L | Annual | Constraint Shadow Price | US2019$/Ton | 0 | 58.4623 | 52.3019 | 57.8019 | 59.3713 | 44.2597 | 62.5898
EPA621 CO2 Rate Limit for NG Cofire - ORIS:1384 | 303 | 7812 | Rate Constraint in lbs/MMBtu | FALSE | L | Annual | Seasons Included | Seasons |  | Winter, WintShld, Summer | Winter, WintShld, Summer | Winter, WintShld, Summer | Winter, WintShld, Summer | Winter, WintShld, Summer | Winter, WintShld, Summer
EPA621 CO2 Rate Limit for NG Cofire - ORIS:1384 | 303 | 7812 | Rate Constraint in lbs/MMBtu | FALSE | L | Annual | Standard CO2 | lb/MMBtu | 173.042 | 173.042 | 173.042 | 173.042 | 173.042 | 173.042 | 173.042
EPA621 CO2 Rate Limit for NG Cofire - ORIS:1384 | 303 | 7812 | Rate Constraint in lbs/MMBtu | FALSE | L | Annual | Emissions at Affected Plants CO2 | Thousand Tons | 0 | 0 | 0 | 0 | 0 | 0 | 0
EPA621 CO2 Rate Limit for NG Cofire - ORIS:1384 | 303 | 7812 | Rate Constraint in lbs/MMBtu | FALSE | L | Annual | Allowances Purchased CO2 | Thousand Tons | 0 | 0 | 0 | 0 | 0 | 0 | 0
EPA621 CO2 Rate Limit for NG Cofire - ORIS:1384 | 303 | 7812 | Rate Constraint in lbs/MMBtu | FALSE | L | Annual | Allowances Sold CO2 | Thousand Tons | 0 | 0 | 0 | 0 | 0 | 0 | 0
EPA621 CO2 Rate Limit for NG Cofire - ORIS:1384 | 303 | 7812 | Rate Constraint in lbs/MMBtu | FALSE | L | Annual | Allowances Banked | Thousand Tons | 0 | 0 | 0 | 0 | 0 | 0 | 0
EPA621 CO2 Rate Limit for NG Cofire - ORIS:1384 | 303 | 7812 | Rate Constraint in lbs/MMBtu | FALSE | L | Annual | Allowances Withdrawn (1:1) | Thousand Tons | 0 | 0 | 0 | 0 | 0 | 0 | 0
EPA621 CO2 Rate Limit for NG Cofire - ORIS:1384 | 303 | 7812 | Rate Constraint in lbs/MMBtu | FALSE | L | Annual | Allowances Withdrawn (n:1) | Thousand Tons | 0 | 0 | 0 | 0 | 0 | 0 | 0
EPA621 CO2 Rate Limit for NG Cofire - ORIS:1384 | 303 | 7812 | Rate Constraint in lbs/MMBtu | FALSE | L | Annual | Net Emissions Allowance Position | Thousand Tons | 0 | 0 | 0 | 0 | 0 | 0 | 0
EPA621 CO2 Rate Limit for NG Cofire - ORIS:1384 | 303 | 7812 | Rate Constraint in lbs/MMBtu | FALSE | L | Annual | Fuel Consumed | TBtu | 0 | 0 | 0 | 0 | 0 | 0 | 0
EPA621 CO2 Rate Limit for NG Cofire - ORIS:1384 | 303 | 7812 | Rate Constraint in lbs/MMBtu | FALSE | L | Annual | Rate | lb/MMBtu | 0 | 0 | 0 | 0 | 0 | 0 | 0
EPA621 CO2 Rate Limit for NG Cofire - ORIS:1384 | 303 | 7812 | Rate Constraint in lbs/MMBtu | FALSE | L | Annual | Generation | TWh | 0 | 0 | 0 | 0 | 0 | 0 | 0
EPA621 CO2 Rate Limit for NG Cofire - ORIS:1384 | 303 | 7812 | Rate Constraint in lbs/MMBtu | FALSE | L | Annual | Qualifying Generation | TWh | 0 | 0 | 0 | 0 | 0 | 0 | 0
EPA621 CO2 Rate Limit for NG Cofire - ORIS:1384 | 303 | 7812 | Rate Constraint in lbs/MMBtu | FALSE | L | Annual | Rate | lb/MWh | 0 | 0 | 0 | 0 | 0 | 0 | 0
EPA621 CO2 Rate Limit for NG Cofire - ORIS:1384 | 303 | 7812 | Rate Constraint in lbs/MMBtu | FALSE | L | Annual | Constraint Shadow Price | US2019$/Ton | 0 | 118.0649 | 13.0359 | 14.3663 | 0 | 0 | 0
EPA621 CO2 Rate Limit for NG Cofire - ORIS:1393 | 304 | 7845 | Rate Constraint in lbs/MMBtu | FALSE | L | Annual | Seasons Included | Seasons |  | Winter, WintShld, Summer | Winter, WintShld, Summer | Winter, WintShld, Summer | Winter, WintShld, Summer | Winter, WintShld, Summer | Winter, WintShld, Summer
EPA621 CO2 Rate Limit for NG Cofire - ORIS:1393 | 304 | 7845 | Rate Constraint in lbs/MMBtu | FALSE | L | Annual | Standard CO2 | lb/MMBtu | 183.1949 | 183.1949 | 183.1949 | 183.1949 | 183.1949 | 183.1949 | 183.1949
EPA621 CO2 Rate Limit for NG Cofire - ORIS:1393 | 304 | 7845 | Rate Constraint in lbs/MMBtu | FALSE | L | Annual | Emissions at Affected Plants CO2 | Thousand Tons | 0 | 0 | 0 | 0 | 0 | 0 | 0
EPA621 CO2 Rate Limit for NG Cofire - ORIS:1393 | 304 | 7845 | Rate Constraint in lbs/MMBtu | FALSE | L | Annual | Allowances Purchased CO2 | Thousand Tons | 0 | 0 | 0 | 0 | 0 | 0 | 0
EPA621 CO2 Rate Limit for NG Cofire - ORIS:1393 | 304 | 7845 | Rate Constraint in lbs/MMBtu | FALSE | L | Annual | Allowances Sold CO2 | Thousand Tons | 0 | 0 | 0 | 0 | 0 | 0 | 0
EPA621 CO2 Rate Limit for NG Cofire - ORIS:1393 | 304 | 7845 | Rate Constraint in lbs/MMBtu | FALSE | L | Annual | Allowances Banked | Thousand Tons | 0 | 0 | 0 | 0 | 0 | 0 | 0
EPA621 CO2 Rate Limit for NG Cofire - ORIS:1393 | 304 | 7845 | Rate Constraint in lbs/MMBtu | FALSE | L | Annual | Allowances Withdrawn (1:1) | Thousand Tons | 0 | 0 | 0 | 0 | 0 | 0 | 0
EPA621 CO2 Rate Limit for NG Cofire - ORIS:1393 | 304 | 7845 | Rate Constraint in lbs/MMBtu | FALSE | L | Annual | Allowances Withdrawn (n:1) | Thousand Tons | 0 | 0 | 0 | 0 | 0 | 0 | 0
EPA621 CO2 Rate Limit for NG Cofire - ORIS:1393 | 304 | 7845 | Rate Constraint in lbs/MMBtu | FALSE | L | Annual | Net Emissions Allowance Position | Thousand Tons | 0 | 0 | 0 | 0 | 0 | 0 | 0
EPA621 CO2 Rate Limit for NG Cofire - ORIS:1393 | 304 | 7845 | Rate Constraint in lbs/MMBtu | FALSE | L | Annual | Fuel Consumed | TBtu | 0 | 0 | 0 | 0 | 0 | 0 | 0
EPA621 CO2 Rate Limit for NG Cofire - ORIS:1393 | 304 | 7845 | Rate Constraint in lbs/MMBtu | FALSE | L | Annual | Rate | lb/MMBtu | 0 | 0 | 0 | 0 | 0 | 0 | 0
EPA621 CO2 Rate Limit for NG Cofire - ORIS:1393 | 304 | 7845 | Rate Constraint in lbs/MMBtu | FALSE | L | Annual | Generation | TWh | 0 | 0 | 0 | 0 | 0 | 0 | 0
EPA621 CO2 Rate Limit for NG Cofire - ORIS:1393 | 304 | 7845 | Rate Constraint in lbs/MMBtu | FALSE | L | Annual | Qualifying Generation | TWh | 0 | 0 | 0 | 0 | 0 | 0 | 0
EPA621 CO2 Rate Limit for NG Cofire - ORIS:1393 | 304 | 7845 | Rate Constraint in lbs/MMBtu | FALSE | L | Annual | Rate | lb/MWh | 0 | 0 | 0 | 0 | 0 | 0 | 0
EPA621 CO2 Rate Limit for NG Cofire - ORIS:1393 | 304 | 7845 | Rate Constraint in lbs/MMBtu | FALSE | L | Annual | Constraint Shadow Price | US2019$/Ton | 0 | 26.161 | 19.497 | 33.3757 | 32.9619 | 27.0999 | 31.0536
EPA621 CO2 Rate Limit for NG Cofire - ORIS:160 | 305 | 7797 | Rate Constraint in lbs/MMBtu | FALSE | L | Annual | Seasons Included | Seasons |  | Winter, WintShld, Summer | Winter, WintShld, Summer | Winter, WintShld, Summer | Winter, WintShld, Summer | Winter, WintShld, Summer | Winter, WintShld, Summer
EPA621 CO2 Rate Limit for NG Cofire - ORIS:160 | 305 | 7797 | Rate Constraint in lbs/MMBtu | FALSE | L | Annual | Standard CO2 | lb/MMBtu | 182.0636 | 182.0636 | 182.0636 | 182.0636 | 182.0636 | 182.0636 | 182.0636
EPA621 CO2 Rate Limit for NG Cofire - ORIS:160 | 305 | 7797 | Rate Constraint in lbs/MMBtu | FALSE | L | Annual | Emissions at Affected Plants CO2 | Thousand Tons | 0 | 0 | 0 | 0 | 0 | 0 | 0
EPA621 CO2 Rate Limit for NG Cofire - ORIS:160 | 305 | 7797 | Rate Constraint in lbs/MMBtu | FALSE | L | Annual | Allowances Purchased CO2 | Thousand Tons | 0 | 0 | 0 | 0 | 0 | 0 | 0
EPA621 CO2 Rate Limit for NG Cofire - ORIS:160 | 305 | 7797 | Rate Constraint in lbs/MMBtu | FALSE | L | Annual | Allowances Sold CO2 | Thousand Tons | 0 | 0 | 0 | 0 | 0 | 0 | 0
EPA621 CO2 Rate Limit for NG Cofire - ORIS:160 | 305 | 7797 | Rate Constraint in lbs/MMBtu | FALSE | L | Annual | Allowances Banked | Thousand Tons | 0 | 0 | 0 | 0 | 0 | 0 | 0
EPA621 CO2 Rate Limit for NG Cofire - ORIS:160 | 305 | 7797 | Rate Constraint in lbs/MMBtu | FALSE | L | Annual | Allowances Withdrawn (1:1) | Thousand Tons | 0 | 0 | 0 | 0 | 0 | 0 | 0
EPA621 CO2 Rate Limit for NG Cofire - ORIS:160 | 305 | 7797 | Rate Constraint in lbs/MMBtu | FALSE | L | Annual | Allowances Withdrawn (n:1) | Thousand Tons | 0 | 0 | 0 | 0 | 0 | 0 | 0
EPA621 CO2 Rate Limit for NG Cofire - ORIS:160 | 305 | 7797 | Rate Constraint in lbs/MMBtu | FALSE | L | Annual | Net Emissions Allowance Position | Thousand Tons | 0 | 0 | 0 | 0 | 0 | 0 | 0
EPA621 CO2 Rate Limit for NG Cofire - ORIS:160 | 305 | 7797 | Rate Constraint in lbs/MMBtu | FALSE | L | Annual | Fuel Consumed | TBtu | 0 | 0 | 0 | 0 | 0 | 0 | 0
EPA621 CO2 Rate Limit for NG Cofire - ORIS:160 | 305 | 7797 | Rate Constraint in lbs/MMBtu | FALSE | L | Annual | Rate | lb/MMBtu | 0 | 0 | 0 | 0 | 0 | 0 | 0
EPA621 CO2 Rate Limit for NG Cofire - ORIS:160 | 305 | 7797 | Rate Constraint in lbs/MMBtu | FALSE | L | Annual | Generation | TWh | 0 | 0 | 0 | 0 | 0 | 0 | 0
EPA621 CO2 Rate Limit for NG Cofire - ORIS:160 | 305 | 7797 | Rate Constraint in lbs/MMBtu | FALSE | L | Annual | Qualifying Generation | TWh | 0 | 0 | 0 | 0 | 0 | 0 | 0
EPA621 CO2 Rate Limit for NG Cofire - ORIS:160 | 305 | 7797 | Rate Constraint in lbs/MMBtu | FALSE | L | Annual | Rate | lb/MWh | 0 | 0 | 0 | 0 | 0 | 0 | 0
EPA621 CO2 Rate Limit for NG Cofire - ORIS:160 | 305 | 7797 | Rate Constraint in lbs/MMBtu | FALSE | L | Annual | Constraint Shadow Price | US2019$/Ton | 0 | 41.4939 | 28.8569 | 0 | 26.4917 | 0 | 0
EPA621 CO2 Rate Limit for NG Cofire - ORIS:165 | 306 | 7836 | Rate Constraint in lbs/MMBtu | FALSE | L | Annual | Seasons Included | Seasons |  | Winter, WintShld, Summer | Winter, WintShld, Summer | Winter, WintShld, Summer | Winter, WintShld, Summer | Winter, WintShld, Summer | Winter, WintShld, Summer
EPA621 CO2 Rate Limit for NG Cofire - ORIS:165 | 306 | 7836 | Rate Constraint in lbs/MMBtu | FALSE | L | Annual | Standard CO2 | lb/MMBtu | 176.252 | 176.252 | 176.252 | 176.252 | 176.252 | 176.252 | 176.252
EPA621 CO2 Rate Limit for NG Cofire - ORIS:165 | 306 | 7836 | Rate Constraint in lbs/MMBtu | FALSE | L | Annual | Emissions at Affected Plants CO2 | Thousand Tons | 0 | 0 | 0 | 0 | 0 | 0 | 0
EPA621 CO2 Rate Limit for NG Cofire - ORIS:165 | 306 | 7836 | Rate Constraint in lbs/MMBtu | FALSE | L | Annual | Allowances Purchased CO2 | Thousand Tons | 0 | 0 | 0 | 0 | 0 | 0 | 0
EPA621 CO2 Rate Limit for NG Cofire - ORIS:165 | 306 | 7836 | Rate Constraint in lbs/MMBtu | FALSE | L | Annual | Allowances Sold CO2 | Thousand Tons | 0 | 0 | 0 | 0 | 0 | 0 | 0
EPA621 CO2 Rate Limit for NG Cofire - ORIS:165 | 306 | 7836 | Rate Constraint in lbs/MMBtu | FALSE | L | Annual | Allowances Banked | Thousand Tons | 0 | 0 | 0 | 0 | 0 | 0 | 0
EPA621 CO2 Rate Limit for NG Cofire - ORIS:165 | 306 | 7836 | Rate Constraint in lbs/MMBtu | FALSE | L | Annual | Allowances Withdrawn (1:1) | Thousand Tons | 0 | 0 | 0 | 0 | 0 | 0 | 0
EPA621 CO2 Rate Limit for NG Cofire - ORIS:165 | 306 | 7836 | Rate Constraint in lbs/MMBtu | FALSE | L | Annual | Allowances Withdrawn (n:1) | Thousand Tons | 0 | 0 | 0 | 0 | 0 | 0 | 0
EPA621 CO2 Rate Limit for NG Cofire - ORIS:165 | 306 | 7836 | Rate Constraint in lbs/MMBtu | FALSE | L | Annual | Net Emissions Allowance Position | Thousand Tons | 0 | 0 | 0 | 0 | 0 | 0 | 0
EPA621 CO2 Rate Limit for NG Cofire - ORIS:165 | 306 | 7836 | Rate Constraint in lbs/MMBtu | FALSE | L | Annual | Fuel Consumed | TBtu | 0 | 0 | 0 | 0 | 0 | 0 | 0
EPA621 CO2 Rate Limit for NG Cofire - ORIS:165 | 306 | 7836 | Rate Constraint in lbs/MMBtu | FALSE | L | Annual | Rate | lb/MMBtu | 0 | 0 | 0 | 0 | 0 | 0 | 0
EPA621 CO2 Rate Limit for NG Cofire - ORIS:165 | 306 | 7836 | Rate Constraint in lbs/MMBtu | FALSE | L | Annual | Generation | TWh | 0 | 0 | 0 | 0 | 0 | 0 | 0
EPA621 CO2 Rate Limit for NG Cofire - ORIS:165 | 306 | 7836 | Rate Constraint in lbs/MMBtu | FALSE | L | Annual | Qualifying Generation | TWh | 0 | 0 | 0 | 0 | 0 | 0 | 0
EPA621 CO2 Rate Limit for NG Cofire - ORIS:165 | 306 | 7836 | Rate Constraint in lbs/MMBtu | FALSE | L | Annual | Rate | lb/MWh | 0 | 0 | 0 | 0 | 0 | 0 | 0
EPA621 CO2 Rate Limit for NG Cofire - ORIS:165 | 306 | 7836 | Rate Constraint in lbs/MMBtu | FALSE | L | Annual | Constraint Shadow Price | US2019$/Ton | 0 | 35.7812 | 6.636 | 35.2711 | 44.0679 | 47.4903 | 43.1347
EPA621 CO2 Rate Limit for NG Cofire - ORIS:1893 | 308 | 7794 | Rate Constraint in lbs/MMBtu | FALSE | L | Annual | Seasons Included | Seasons |  | Winter, WintShld, Summer | Winter, WintShld, Summer | Winter, WintShld, Summer | Winter, WintShld, Summer | Winter, WintShld, Summer | Winter, WintShld, Summer
EPA621 CO2 Rate Limit for NG Cofire - ORIS:1893 | 308 | 7794 | Rate Constraint in lbs/MMBtu | FALSE | L | Annual | Standard CO2 | lb/MMBtu | 176.252 | 176.252 | 176.252 | 176.252 | 176.252 | 176.252 | 176.252
EPA621 CO2 Rate Limit for NG Cofire - ORIS:1893 | 308 | 7794 | Rate Constraint in lbs/MMBtu | FALSE | L | Annual | Emissions at Affected Plants CO2 | Thousand Tons | 0 | 0 | 0 | 0 | 0 | 0 | 0
EPA621 CO2 Rate Limit for NG Cofire - ORIS:1893 | 308 | 7794 | Rate Constraint in lbs/MMBtu | FALSE | L | Annual | Allowances Purchased CO2 | Thousand Tons | 0 | 0 | 0 | 0 | 0 | 0 | 0
EPA621 CO2 Rate Limit for NG Cofire - ORIS:1893 | 308 | 7794 | Rate Constraint in lbs/MMBtu | FALSE | L | Annual | Allowances Sold CO2 | Thousand Tons | 0 | 0 | 0 | 0 | 0 | 0 | 0
EPA621 CO2 Rate Limit for NG Cofire - ORIS:1893 | 308 | 7794 | Rate Constraint in lbs/MMBtu | FALSE | L | Annual | Allowances Banked | Thousand Tons | 0 | 0 | 0 | 0 | 0 | 0 | 0
EPA621 CO2 Rate Limit for NG Cofire - ORIS:1893 | 308 | 7794 | Rate Constraint in lbs/MMBtu | FALSE | L | Annual | Allowances Withdrawn (1:1) | Thousand Tons | 0 | 0 | 0 | 0 | 0 | 0 | 0
EPA621 CO2 Rate Limit for NG Cofire - ORIS:1893 | 308 | 7794 | Rate Constraint in lbs/MMBtu | FALSE | L | Annual | Allowances Withdrawn (n:1) | Thousand Tons | 0 | 0 | 0 | 0 | 0 | 0 | 0
EPA621 CO2 Rate Limit for NG Cofire - ORIS:1893 | 308 | 7794 | Rate Constraint in lbs/MMBtu | FALSE | L | Annual | Net Emissions Allowance Position | Thousand Tons | 0 | 0 | 0 | 0 | 0 | 0 | 0
EPA621 CO2 Rate Limit for NG Cofire - ORIS:1893 | 308 | 7794 | Rate Constraint in lbs/MMBtu | FALSE | L | Annual | Fuel Consumed | TBtu | 0 | 0 | 0 | 0 | 0 | 0 | 0
EPA621 CO2 Rate Limit for NG Cofire - ORIS:1893 | 308 | 7794 | Rate Constraint in lbs/MMBtu | FALSE | L | Annual | Rate | lb/MMBtu | 0 | 0 | 0 | 0 | 0 | 0 | 0
EPA621 CO2 Rate Limit for NG Cofire - ORIS:1893 | 308 | 7794 | Rate Constraint in lbs/MMBtu | FALSE | L | Annual | Generation | TWh | 0 | 0 | 0 | 0 | 0 | 0 | 0
EPA621 CO2 Rate Limit for NG Cofire - ORIS:1893 | 308 | 7794 | Rate Constraint in lbs/MMBtu | FALSE | L | Annual | Qualifying Generation | TWh | 0 | 0 | 0 | 0 | 0 | 0 | 0
EPA621 CO2 Rate Limit for NG Cofire - ORIS:1893 | 308 | 7794 | Rate Constraint in lbs/MMBtu | FALSE | L | Annual | Rate | lb/MWh | 0 | 0 | 0 | 0 | 0 | 0 | 0
EPA621 CO2 Rate Limit for NG Cofire - ORIS:1893 | 308 | 7794 | Rate Constraint in lbs/MMBtu | FALSE | L | Annual | Constraint Shadow Price | US2019$/Ton | 0 | 35.4615 | 18.5904 | 0.53714 | 17.3922 | 13.0623 | 10.4924
EPA621 CO2 Rate Limit for NG Cofire - ORIS:2079 | 309 | 7814 | Rate Constraint in lbs/MMBtu | FALSE | L | Annual | Seasons Included | Seasons |  | Winter, WintShld, Summer | Winter, WintShld, Summer | Winter, WintShld, Summer | Winter, WintShld, Summer | Winter, WintShld, Summer | Winter, WintShld, Summer
EPA621 CO2 Rate Limit for NG Cofire - ORIS:2079 | 309 | 7814 | Rate Constraint in lbs/MMBtu | FALSE | L | Annual | Standard CO2 | lb/MMBtu | 175.772 | 175.772 | 175.772 | 175.772 | 175.772 | 175.772 | 175.772
EPA621 CO2 Rate Limit for NG Cofire - ORIS:2079 | 309 | 7814 | Rate Constraint in lbs/MMBtu | FALSE | L | Annual | Emissions at Affected Plants CO2 | Thousand Tons | 0 | 0 | 0 | 0 | 0 | 0 | 0
EPA621 CO2 Rate Limit for NG Cofire - ORIS:2079 | 309 | 7814 | Rate Constraint in lbs/MMBtu | FALSE | L | Annual | Allowances Purchased CO2 | Thousand Tons | 0 | 0 | 0 | 0 | 0 | 0 | 0
EPA621 CO2 Rate Limit for NG Cofire - ORIS:2079 | 309 | 7814 | Rate Constraint in lbs/MMBtu | FALSE | L | Annual | Allowances Sold CO2 | Thousand Tons | 0 | 0 | 0 | 0 | 0 | 0 | 0
EPA621 CO2 Rate Limit for NG Cofire - ORIS:2079 | 309 | 7814 | Rate Constraint in lbs/MMBtu | FALSE | L | Annual | Allowances Banked | Thousand Tons | 0 | 0 | 0 | 0 | 0 | 0 | 0
EPA621 CO2 Rate Limit for NG Cofire - ORIS:2079 | 309 | 7814 | Rate Constraint in lbs/MMBtu | FALSE | L | Annual | Allowances Withdrawn (1:1) | Thousand Tons | 0 | 0 | 0 | 0 | 0 | 0 | 0
EPA621 CO2 Rate Limit for NG Cofire - ORIS:2079 | 309 | 7814 | Rate Constraint in lbs/MMBtu | FALSE | L | Annual | Allowances Withdrawn (n:1) | Thousand Tons | 0 | 0 | 0 | 0 | 0 | 0 | 0
EPA621 CO2 Rate Limit for NG Cofire - ORIS:2079 | 309 | 7814 | Rate Constraint in lbs/MMBtu | FALSE | L | Annual | Net Emissions Allowance Position | Thousand Tons | 0 | 0 | 0 | 0 | 0 | 0 | 0
EPA621 CO2 Rate Limit for NG Cofire - ORIS:2079 | 309 | 7814 | Rate Constraint in lbs/MMBtu | FALSE | L | Annual | Fuel Consumed | TBtu | 0 | 0 | 0 | 0 | 0 | 0 | 0
EPA621 CO2 Rate Limit for NG Cofire - ORIS:2079 | 309 | 7814 | Rate Constraint in lbs/MMBtu | FALSE | L | Annual | Rate | lb/MMBtu | 0 | 0 | 0 | 0 | 0 | 0 | 0
EPA621 CO2 Rate Limit for NG Cofire - ORIS:2079 | 309 | 7814 | Rate Constraint in lbs/MMBtu | FALSE | L | Annual | Generation | TWh | 0 | 0 | 0 | 0 | 0 | 0 | 0
EPA621 CO2 Rate Limit for NG Cofire - ORIS:2079 | 309 | 7814 | Rate Constraint in lbs/MMBtu | FALSE | L | Annual | Qualifying Generation | TWh | 0 | 0 | 0 | 0 | 0 | 0 | 0
EPA621 CO2 Rate Limit for NG Cofire - ORIS:2079 | 309 | 7814 | Rate Constraint in lbs/MMBtu | FALSE | L | Annual | Rate | lb/MWh | 0 | 0 | 0 | 0 | 0 | 0 | 0
EPA621 CO2 Rate Limit for NG Cofire - ORIS:2079 | 309 | 7814 | Rate Constraint in lbs/MMBtu | FALSE | L | Annual | Constraint Shadow Price | US2019$/Ton | 0 | 72.9624 | 41.9394 | 0 | 0 | 0 | 0
EPA621 CO2 Rate Limit for NG Cofire - ORIS:2103 | 310 | 7841 | Rate Constraint in lbs/MMBtu | FALSE | L | Annual | Seasons Included | Seasons |  | Winter, WintShld, Summer | Winter, WintShld, Summer | Winter, WintShld, Summer | Winter, WintShld, Summer | Winter, WintShld, Summer | Winter, WintShld, Summer
EPA621 CO2 Rate Limit for NG Cofire - ORIS:2103 | 310 | 7841 | Rate Constraint in lbs/MMBtu | FALSE | L | Annual | Standard CO2 | lb/MMBtu | 176.252 | 176.252 | 176.252 | 176.252 | 176.252 | 176.252 | 176.252
EPA621 CO2 Rate Limit for NG Cofire - ORIS:2103 | 310 | 7841 | Rate Constraint in lbs/MMBtu | FALSE | L | Annual | Emissions at Affected Plants CO2 | Thousand Tons | 0 | 0 | 0 | 0 | 0 | 0 | 0
EPA621 CO2 Rate Limit for NG Cofire - ORIS:2103 | 310 | 7841 | Rate Constraint in lbs/MMBtu | FALSE | L | Annual | Allowances Purchased CO2 | Thousand Tons | 0 | 0 | 0 | 0 | 0 | 0 | 0
EPA621 CO2 Rate Limit for NG Cofire - ORIS:2103 | 310 | 7841 | Rate Constraint in lbs/MMBtu | FALSE | L | Annual | Allowances Sold CO2 | Thousand Tons | 0 | 0 | 0 | 0 | 0 | 0 | 0
EPA621 CO2 Rate Limit for NG Cofire - ORIS:2103 | 310 | 7841 | Rate Constraint in lbs/MMBtu | FALSE | L | Annual | Allowances Banked | Thousand Tons | 0 | 0 | 0 | 0 | 0 | 0 | 0
EPA621 CO2 Rate Limit for NG Cofire - ORIS:2103 | 310 | 7841 | Rate Constraint in lbs/MMBtu | FALSE | L | Annual | Allowances Withdrawn (1:1) | Thousand Tons | 0 | 0 | 0 | 0 | 0 | 0 | 0
EPA621 CO2 Rate Limit for NG Cofire - ORIS:2103 | 310 | 7841 | Rate Constraint in lbs/MMBtu | FALSE | L | Annual | Allowances Withdrawn (n:1) | Thousand Tons | 0 | 0 | 0 | 0 | 0 | 0 | 0
EPA621 CO2 Rate Limit for NG Cofire - ORIS:2103 | 310 | 7841 | Rate Constraint in lbs/MMBtu | FALSE | L | Annual | Net Emissions Allowance Position | Thousand Tons | 0 | 0 | 0 | 0 | 0 | 0 | 0
EPA621 CO2 Rate Limit for NG Cofire - ORIS:2103 | 310 | 7841 | Rate Constraint in lbs/MMBtu | FALSE | L | Annual | Fuel Consumed | TBtu | 0 | 0 | 0 | 0 | 0 | 0 | 0
EPA621 CO2 Rate Limit for NG Cofire - ORIS:2103 | 310 | 7841 | Rate Constraint in lbs/MMBtu | FALSE | L | Annual | Rate | lb/MMBtu | 0 | 0 | 0 | 0 | 0 | 0 | 0
EPA621 CO2 Rate Limit for NG Cofire - ORIS:2103 | 310 | 7841 | Rate Constraint in lbs/MMBtu | FALSE | L | Annual | Generation | TWh | 0 | 0 | 0 | 0 | 0 | 0 | 0
EPA621 CO2 Rate Limit for NG Cofire - ORIS:2103 | 310 | 7841 | Rate Constraint in lbs/MMBtu | FALSE | L | Annual | Qualifying Generation | TWh | 0 | 0 | 0 | 0 | 0 | 0 | 0
EPA621 CO2 Rate Limit for NG Cofire - ORIS:2103 | 310 | 7841 | Rate Constraint in lbs/MMBtu | FALSE | L | Annual | Rate | lb/MWh | 0 | 0 | 0 | 0 | 0 | 0 | 0
EPA621 CO2 Rate Limit for NG Cofire - ORIS:2103 | 310 | 7841 | Rate Constraint in lbs/MMBtu | FALSE | L | Annual | Constraint Shadow Price | US2019$/Ton | 0 | 34.2179 | 27.6957 | 52.3434 | 63.7565 | 73.3972 | 78.8564
EPA621 CO2 Rate Limit for NG Cofire - ORIS:2167 | 311 | 7839 | Rate Constraint in lbs/MMBtu | FALSE | L | Annual | Seasons Included | Seasons |  | Winter, WintShld, Summer | Winter, WintShld, Summer | Winter, WintShld, Summer | Winter, WintShld, Summer | Winter, WintShld, Summer | Winter, WintShld, Summer
EPA621 CO2 Rate Limit for NG Cofire - ORIS:2167 | 311 | 7839 | Rate Constraint in lbs/MMBtu | FALSE | L | Annual | Standard CO2 | lb/MMBtu | 175.772 | 175.772 | 175.772 | 175.772 | 175.772 | 175.772 | 175.772
EPA621 CO2 Rate Limit for NG Cofire - ORIS:2167 | 311 | 7839 | Rate Constraint in lbs/MMBtu | FALSE | L | Annual | Emissions at Affected Plants CO2 | Thousand Tons | 0 | 0 | 0 | 0 | 0 | 0 | 0
EPA621 CO2 Rate Limit for NG Cofire - ORIS:2167 | 311 | 7839 | Rate Constraint in lbs/MMBtu | FALSE | L | Annual | Allowances Purchased CO2 | Thousand Tons | 0 | 0 | 0 | 0 | 0 | 0 | 0
EPA621 CO2 Rate Limit for NG Cofire - ORIS:2167 | 311 | 7839 | Rate Constraint in lbs/MMBtu | FALSE | L | Annual | Allowances Sold CO2 | Thousand Tons | 0 | 0 | 0 | 0 | 0 | 0 | 0
EPA621 CO2 Rate Limit for NG Cofire - ORIS:2167 | 311 | 7839 | Rate Constraint in lbs/MMBtu | FALSE | L | Annual | Allowances Banked | Thousand Tons | 0 | 0 | 0 | 0 | 0 | 0 | 0
EPA621 CO2 Rate Limit for NG Cofire - ORIS:2167 | 311 | 7839 | Rate Constraint in lbs/MMBtu | FALSE | L | Annual | Allowances Withdrawn (1:1) | Thousand Tons | 0 | 0 | 0 | 0 | 0 | 0 | 0
EPA621 CO2 Rate Limit for NG Cofire - ORIS:2167 | 311 | 7839 | Rate Constraint in lbs/MMBtu | FALSE | L | Annual | Allowances Withdrawn (n:1) | Thousand Tons | 0 | 0 | 0 | 0 | 0 | 0 | 0
EPA621 CO2 Rate Limit for NG Cofire - ORIS:2167 | 311 | 7839 | Rate Constraint in lbs/MMBtu | FALSE | L | Annual | Net Emissions Allowance Position | Thousand Tons | 0 | 0 | 0 | 0 | 0 | 0 | 0
EPA621 CO2 Rate Limit for NG Cofire - ORIS:2167 | 311 | 7839 | Rate Constraint in lbs/MMBtu | FALSE | L | Annual | Fuel Consumed | TBtu | 0 | 0 | 0 | 0 | 0 | 0 | 0
EPA621 CO2 Rate Limit for NG Cofire - ORIS:2167 | 311 | 7839 | Rate Constraint in lbs/MMBtu | FALSE | L | Annual | Rate | lb/MMBtu | 0 | 0 | 0 | 0 | 0 | 0 | 0
EPA621 CO2 Rate Limit for NG Cofire - ORIS:2167 | 311 | 7839 | Rate Constraint in lbs/MMBtu | FALSE | L | Annual | Generation | TWh | 0 | 0 | 0 | 0 | 0 | 0 | 0
EPA621 CO2 Rate Limit for NG Cofire - ORIS:2167 | 311 | 7839 | Rate Constraint in lbs/MMBtu | FALSE | L | Annual | Qualifying Generation | TWh | 0 | 0 | 0 | 0 | 0 | 0 | 0
EPA621 CO2 Rate Limit for NG Cofire - ORIS:2167 | 311 | 7839 | Rate Constraint in lbs/MMBtu | FALSE | L | Annual | Rate | lb/MWh | 0 | 0 | 0 | 0 | 0 | 0 | 0
EPA621 CO2 Rate Limit for NG Cofire - ORIS:2167 | 311 | 7839 | Rate Constraint in lbs/MMBtu | FALSE | L | Annual | Constraint Shadow Price | US2019$/Ton | 0 | 58.9333 | 20.325 | 30.3948 | 28.5865 | 48.7266 | 55.9169
EPA621 CO2 Rate Limit for NG Cofire - ORIS:2168 | 312 | 7840 | Rate Constraint in lbs/MMBtu | FALSE | L | Annual | Seasons Included | Seasons |  | Winter, WintShld, Summer | Winter, WintShld, Summer | Winter, WintShld, Summer | Winter, WintShld, Summer | Winter, WintShld, Summer | Winter, WintShld, Summer
EPA621 CO2 Rate Limit for NG Cofire - ORIS:2168 | 312 | 7840 | Rate Constraint in lbs/MMBtu | FALSE | L | Annual | Standard CO2 | lb/MMBtu | 175.772 | 175.772 | 175.772 | 175.772 | 175.772 | 175.772 | 175.772
EPA621 CO2 Rate Limit for NG Cofire - ORIS:2168 | 312 | 7840 | Rate Constraint in lbs/MMBtu | FALSE | L | Annual | Emissions at Affected Plants CO2 | Thousand Tons | 0 | 2923.3145 | 433.1516 | 433.1516 | 433.1516 | 0 | 0
EPA621 CO2 Rate Limit for NG Cofire - ORIS:2168 | 312 | 7840 | Rate Constraint in lbs/MMBtu | FALSE | L | Annual | Allowances Purchased CO2 | Thousand Tons | 0 | 0 | 0 | 0 | 0 | 0 | 0
EPA621 CO2 Rate Limit for NG Cofire - ORIS:2168 | 312 | 7840 | Rate Constraint in lbs/MMBtu | FALSE | L | Annual | Allowances Sold CO2 | Thousand Tons | 0 | 0 | 0 | 0 | 0 | 0 | 0
EPA621 CO2 Rate Limit for NG Cofire - ORIS:2168 | 312 | 7840 | Rate Constraint in lbs/MMBtu | FALSE | L | Annual | Allowances Banked | Thousand Tons | 0 | 0 | 0 | 0 | 0 | 0 | 0
EPA621 CO2 Rate Limit for NG Cofire - ORIS:2168 | 312 | 7840 | Rate Constraint in lbs/MMBtu | FALSE | L | Annual | Allowances Withdrawn (1:1) | Thousand Tons | 0 | 0 | 0 | 0 | 0 | 0 | 0
EPA621 CO2 Rate Limit for NG Cofire - ORIS:2168 | 312 | 7840 | Rate Constraint in lbs/MMBtu | FALSE | L | Annual | Allowances Withdrawn (n:1) | Thousand Tons | 0 | 0 | 0 | 0 | 0 | 0 | 0
EPA621 CO2 Rate Limit for NG Cofire - ORIS:2168 | 312 | 7840 | Rate Constraint in lbs/MMBtu | FALSE | L | Annual | Net Emissions Allowance Position | Thousand Tons | 0 | 2923.3145 | 433.1516 | 433.1516 | 433.1516 | 0 | 0
EPA621 CO2 Rate Limit for NG Cofire - ORIS:2168 | 312 | 7840 | Rate Constraint in lbs/MMBtu | FALSE | L | Annual | Fuel Consumed | TBtu | 0 | 33.2626 | 4.9286 | 4.9286 | 4.9286 | 0 | 0
EPA621 CO2 Rate Limit for NG Cofire - ORIS:2168 | 312 | 7840 | Rate Constraint in lbs/MMBtu | FALSE | L | Annual | Rate | lb/MMBtu | 0 | 175.772 | 175.772 | 175.772 | 175.772 | 0 | 0
EPA621 CO2 Rate Limit for NG Cofire - ORIS:2168 | 312 | 7840 | Rate Constraint in lbs/MMBtu | FALSE | L | Annual | Generation | TWh | 0 | 3.3256 | 0.49276 | 0.49276 | 0.49276 | 0 | 0
EPA621 CO2 Rate Limit for NG Cofire - ORIS:2168 | 312 | 7840 | Rate Constraint in lbs/MMBtu | FALSE | L | Annual | Qualifying Generation | TWh | 0 | 3.3256 | 0.49276 | 0.49276 | 0.49276 | 0 | 0
EPA621 CO2 Rate Limit for NG Cofire - ORIS:2168 | 312 | 7840 | Rate Constraint in lbs/MMBtu | FALSE | L | Annual | Rate | lb/MWh | 0 | 1758.0768 | 1758.0768 | 1758.0768 | 1758.0768 | 0 | 0
EPA621 CO2 Rate Limit for NG Cofire - ORIS:2168 | 312 | 7840 | Rate Constraint in lbs/MMBtu | FALSE | L | Annual | Constraint Shadow Price | US2019$/Ton | 0 | 21.3249 | 10.1388 | 5.1537 | 5.5268 | 48.8427 | 42.0999
EPA621 CO2 Rate Limit for NG Cofire - ORIS:2240 | 313 | 7808 | Rate Constraint in lbs/MMBtu | FALSE | L | Annual | Seasons Included | Seasons |  | Winter, WintShld, Summer | Winter, WintShld, Summer | Winter, WintShld, Summer | Winter, WintShld, Summer | Winter, WintShld, Summer | Winter, WintShld, Summer
EPA621 CO2 Rate Limit for NG Cofire - ORIS:2240 | 313 | 7808 | Rate Constraint in lbs/MMBtu | FALSE | L | Annual | Standard CO2 | lb/MMBtu | 176.5228 | 176.5228 | 176.5228 | 176.5228 | 176.5228 | 176.5228 | 176.5228
EPA621 CO2 Rate Limit for NG Cofire - ORIS:2240 | 313 | 7808 | Rate Constraint in lbs/MMBtu | FALSE | L | Annual | Emissions at Affected Plants CO2 | Thousand Tons | 0 | 0 | 0 | 0 | 0 | 0 | 0
EPA621 CO2 Rate Limit for NG Cofire - ORIS:2240 | 313 | 7808 | Rate Constraint in lbs/MMBtu | FALSE | L | Annual | Allowances Purchased CO2 | Thousand Tons | 0 | 0 | 0 | 0 | 0 | 0 | 0
EPA621 CO2 Rate Limit for NG Cofire - ORIS:2240 | 313 | 7808 | Rate Constraint in lbs/MMBtu | FALSE | L | Annual | Allowances Sold CO2 | Thousand Tons | 0 | 0 | 0 | 0 | 0 | 0 | 0
EPA621 CO2 Rate Limit for NG Cofire - ORIS:2240 | 313 | 7808 | Rate Constraint in lbs/MMBtu | FALSE | L | Annual | Allowances Banked | Thousand Tons | 0 | 0 | 0 | 0 | 0 | 0 | 0
EPA621 CO2 Rate Limit for NG Cofire - ORIS:2240 | 313 | 7808 | Rate Constraint in lbs/MMBtu | FALSE | L | Annual | Allowances Withdrawn (1:1) | Thousand Tons | 0 | 0 | 0 | 0 | 0 | 0 | 0
EPA621 CO2 Rate Limit for NG Cofire - ORIS:2240 | 313 | 7808 | Rate Constraint in lbs/MMBtu | FALSE | L | Annual | Allowances Withdrawn (n:1) | Thousand Tons | 0 | 0 | 0 | 0 | 0 | 0 | 0
EPA621 CO2 Rate Limit for NG Cofire - ORIS:2240 | 313 | 7808 | Rate Constraint in lbs/MMBtu | FALSE | L | Annual | Net Emissions Allowance Position | Thousand Tons | 0 | 0 | 0 | 0 | 0 | 0 | 0
EPA621 CO2 Rate Limit for NG Cofire - ORIS:2240 | 313 | 7808 | Rate Constraint in lbs/MMBtu | FALSE | L | Annual | Fuel Consumed | TBtu | 0 | 0 | 0 | 0 | 0 | 0 | 0
EPA621 CO2 Rate Limit for NG Cofire - ORIS:2240 | 313 | 7808 | Rate Constraint in lbs/MMBtu | FALSE | L | Annual | Rate | lb/MMBtu | 0 | 0 | 0 | 0 | 0 | 0 | 0
EPA621 CO2 Rate Limit for NG Cofire - ORIS:2240 | 313 | 7808 | Rate Constraint in lbs/MMBtu | FALSE | L | Annual | Generation | TWh | 0 | 0 | 0 | 0 | 0 | 0 | 0
EPA621 CO2 Rate Limit for NG Cofire - ORIS:2240 | 313 | 7808 | Rate Constraint in lbs/MMBtu | FALSE | L | Annual | Qualifying Generation | TWh | 0 | 0 | 0 | 0 | 0 | 0 | 0
EPA621 CO2 Rate Limit for NG Cofire - ORIS:2240 | 313 | 7808 | Rate Constraint in lbs/MMBtu | FALSE | L | Annual | Rate | lb/MWh | 0 | 0 | 0 | 0 | 0 | 0 | 0
EPA621 CO2 Rate Limit for NG Cofire - ORIS:2240 | 313 | 7808 | Rate Constraint in lbs/MMBtu | FALSE | L | Annual | Constraint Shadow Price | US2019$/Ton | 0 | 65.3972 | 54.2518 | 64.5104 | 88.5488 | 89.5349 | 95.4282
EPA621 CO2 Rate Limit for NG Cofire - ORIS:2277 | 314 | 7780 | Rate Constraint in lbs/MMBtu | FALSE | L | Annual | Seasons Included | Seasons |  | Winter, WintShld, Summer | Winter, WintShld, Summer | Winter, WintShld, Summer | Winter, WintShld, Summer | Winter, WintShld, Summer | Winter, WintShld, Summer
EPA621 CO2 Rate Limit for NG Cofire - ORIS:2277 | 314 | 7780 | Rate Constraint in lbs/MMBtu | FALSE | L | Annual | Standard CO2 | lb/MMBtu | 175.412 | 175.412 | 175.412 | 175.412 | 175.412 | 175.412 | 175.412
EPA621 CO2 Rate Limit for NG Cofire - ORIS:2277 | 314 | 7780 | Rate Constraint in lbs/MMBtu | FALSE | L | Annual | Emissions at Affected Plants CO2 | Thousand Tons | 0 | 0 | 0 | 0 | 0 | 0 | 0
EPA621 CO2 Rate Limit for NG Cofire - ORIS:2277 | 314 | 7780 | Rate Constraint in lbs/MMBtu | FALSE | L | Annual | Allowances Purchased CO2 | Thousand Tons | 0 | 0 | 0 | 0 | 0 | 0 | 0
EPA621 CO2 Rate Limit for NG Cofire - ORIS:2277 | 314 | 7780 | Rate Constraint in lbs/MMBtu | FALSE | L | Annual | Allowances Sold CO2 | Thousand Tons | 0 | 0 | 0 | 0 | 0 | 0 | 0
EPA621 CO2 Rate Limit for NG Cofire - ORIS:2277 | 314 | 7780 | Rate Constraint in lbs/MMBtu | FALSE | L | Annual | Allowances Banked | Thousand Tons | 0 | 0 | 0 | 0 | 0 | 0 | 0
EPA621 CO2 Rate Limit for NG Cofire - ORIS:2277 | 314 | 7780 | Rate Constraint in lbs/MMBtu | FALSE | L | Annual | Allowances Withdrawn (1:1) | Thousand Tons | 0 | 0 | 0 | 0 | 0 | 0 | 0
EPA621 CO2 Rate Limit for NG Cofire - ORIS:2277 | 314 | 7780 | Rate Constraint in lbs/MMBtu | FALSE | L | Annual | Allowances Withdrawn (n:1) | Thousand Tons | 0 | 0 | 0 | 0 | 0 | 0 | 0
EPA621 CO2 Rate Limit for NG Cofire - ORIS:2277 | 314 | 7780 | Rate Constraint in lbs/MMBtu | FALSE | L | Annual | Net Emissions Allowance Position | Thousand Tons | 0 | 0 | 0 | 0 | 0 | 0 | 0
EPA621 CO2 Rate Limit for NG Cofire - ORIS:2277 | 314 | 7780 | Rate Constraint in lbs/MMBtu | FALSE | L | Annual | Fuel Consumed | TBtu | 0 | 0 | 0 | 0 | 0 | 0 | 0
EPA621 CO2 Rate Limit for NG Cofire - ORIS:2277 | 314 | 7780 | Rate Constraint in lbs/MMBtu | FALSE | L | Annual | Rate | lb/MMBtu | 0 | 0 | 0 | 0 | 0 | 0 | 0
EPA621 CO2 Rate Limit for NG Cofire - ORIS:2277 | 314 | 7780 | Rate Constraint in lbs/MMBtu | FALSE | L | Annual | Generation | TWh | 0 | 0 | 0 | 0 | 0 | 0 | 0
EPA621 CO2 Rate Limit for NG Cofire - ORIS:2277 | 314 | 7780 | Rate Constraint in lbs/MMBtu | FALSE | L | Annual | Qualifying Generation | TWh | 0 | 0 | 0 | 0 | 0 | 0 | 0
EPA621 CO2 Rate Limit for NG Cofire - ORIS:2277 | 314 | 7780 | Rate Constraint in lbs/MMBtu | FALSE | L | Annual | Rate | lb/MWh | 0 | 0 | 0 | 0 | 0 | 0 | 0
EPA621 CO2 Rate Limit for NG Cofire - ORIS:2277 | 314 | 7780 | Rate Constraint in lbs/MMBtu | FALSE | L | Annual | Constraint Shadow Price | US2019$/Ton | 0 | 39.6154 | 61.5584 | 76.5105 | 68.797 | 102.5756 | 99.4436
EPA621 CO2 Rate Limit for NG Cofire - ORIS:2364 | 315 | 7907 | Rate Constraint in lbs/MMBtu | FALSE | L | Annual | Seasons Included | Seasons |  | Winter, WintShld, Summer | Winter, WintShld, Summer | Winter, WintShld, Summer | Winter, WintShld, Summer | Winter, WintShld, Summer | Winter, WintShld, Summer
EPA621 CO2 Rate Limit for NG Cofire - ORIS:2364 | 315 | 7907 | Rate Constraint in lbs/MMBtu | FALSE | L | Annual | Standard CO2 | lb/MMBtu | 176.0914 | 176.0914 | 176.0914 | 176.0914 | 176.0914 | 176.0914 | 176.0914
EPA621 CO2 Rate Limit for NG Cofire - ORIS:2364 | 315 | 7907 | Rate Constraint in lbs/MMBtu | FALSE | L | Annual | Emissions at Affected Plants CO2 | Thousand Tons | 0 | 0 | 0 | 0 | 0 | 0 | 0
EPA621 CO2 Rate Limit for NG Cofire - ORIS:2364 | 315 | 7907 | Rate Constraint in lbs/MMBtu | FALSE | L | Annual | Allowances Purchased CO2 | Thousand Tons | 0 | 0 | 0 | 0 | 0 | 0 | 0
EPA621 CO2 Rate Limit for NG Cofire - ORIS:2364 | 315 | 7907 | Rate Constraint in lbs/MMBtu | FALSE | L | Annual | Allowances Sold CO2 | Thousand Tons | 0 | 0 | 0 | 0 | 0 | 0 | 0
EPA621 CO2 Rate Limit for NG Cofire - ORIS:2364 | 315 | 7907 | Rate Constraint in lbs/MMBtu | FALSE | L | Annual | Allowances Banked | Thousand Tons | 0 | 0 | 0 | 0 | 0 | 0 | 0
EPA621 CO2 Rate Limit for NG Cofire - ORIS:2364 | 315 | 7907 | Rate Constraint in lbs/MMBtu | FALSE | L | Annual | Allowances Withdrawn (1:1) | Thousand Tons | 0 | 0 | 0 | 0 | 0 | 0 | 0
EPA621 CO2 Rate Limit for NG Cofire - ORIS:2364 | 315 | 7907 | Rate Constraint in lbs/MMBtu | FALSE | L | Annual | Allowances Withdrawn (n:1) | Thousand Tons | 0 | 0 | 0 | 0 | 0 | 0 | 0
EPA621 CO2 Rate Limit for NG Cofire - ORIS:2364 | 315 | 7907 | Rate Constraint in lbs/MMBtu | FALSE | L | Annual | Net Emissions Allowance Position | Thousand Tons | 0 | 0 | 0 | 0 | 0 | 0 | 0
EPA621 CO2 Rate Limit for NG Cofire - ORIS:2364 | 315 | 7907 | Rate Constraint in lbs/MMBtu | FALSE | L | Annual | Fuel Consumed | TBtu | 0 | 0 | 0 | 0 | 0 | 0 | 0
EPA621 CO2 Rate Limit for NG Cofire - ORIS:2364 | 315 | 7907 | Rate Constraint in lbs/MMBtu | FALSE | L | Annual | Rate | lb/MMBtu | 0 | 0 | 0 | 0 | 0 | 0 | 0
EPA621 CO2 Rate Limit for NG Cofire - ORIS:2364 | 315 | 7907 | Rate Constraint in lbs/MMBtu | FALSE | L | Annual | Generation | TWh | 0 | 0 | 0 | 0 | 0 | 0 | 0
EPA621 CO2 Rate Limit for NG Cofire - ORIS:2364 | 315 | 7907 | Rate Constraint in lbs/MMBtu | FALSE | L | Annual | Qualifying Generation | TWh | 0 | 0 | 0 | 0 | 0 | 0 | 0
EPA621 CO2 Rate Limit for NG Cofire - ORIS:2364 | 315 | 7907 | Rate Constraint in lbs/MMBtu | FALSE | L | Annual | Rate | lb/MWh | 0 | 0 | 0 | 0 | 0 | 0 | 0
EPA621 CO2 Rate Limit for NG Cofire - ORIS:2364 | 315 | 7907 | Rate Constraint in lbs/MMBtu | FALSE | L | Annual | Constraint Shadow Price | US2019$/Ton | 0 | 104.9566 | 74.4491 | 57.9263 | 35.9197 | 40.4542 | 39.7083
EPA621 CO2 Rate Limit for NG Cofire - ORIS:2367 | 316 | 7854 | Rate Constraint in lbs/MMBtu | FALSE | L | Annual | Seasons Included | Seasons |  | Winter, WintShld, Summer | Winter, WintShld, Summer | Winter, WintShld, Summer | Winter, WintShld, Summer | Winter, WintShld, Summer | Winter, WintShld, Summer
EPA621 CO2 Rate Limit for NG Cofire - ORIS:2367 | 316 | 7854 | Rate Constraint in lbs/MMBtu | FALSE | L | Annual | Standard CO2 | lb/MMBtu | 185.0145 | 185.0145 | 185.0145 | 185.0145 | 185.0145 | 185.0145 | 185.0145
EPA621 CO2 Rate Limit for NG Cofire - ORIS:2367 | 316 | 7854 | Rate Constraint in lbs/MMBtu | FALSE | L | Annual | Emissions at Affected Plants CO2 | Thousand Tons | 0 | 0 | 0 | 0 | 0 | 0 | 0
EPA621 CO2 Rate Limit for NG Cofire - ORIS:2367 | 316 | 7854 | Rate Constraint in lbs/MMBtu | FALSE | L | Annual | Allowances Purchased CO2 | Thousand Tons | 0 | 0 | 0 | 0 | 0 | 0 | 0
EPA621 CO2 Rate Limit for NG Cofire - ORIS:2367 | 316 | 7854 | Rate Constraint in lbs/MMBtu | FALSE | L | Annual | Allowances Sold CO2 | Thousand Tons | 0 | 0 | 0 | 0 | 0 | 0 | 0
EPA621 CO2 Rate Limit for NG Cofire - ORIS:2367 | 316 | 7854 | Rate Constraint in lbs/MMBtu | FALSE | L | Annual | Allowances Banked | Thousand Tons | 0 | 0 | 0 | 0 | 0 | 0 | 0
EPA621 CO2 Rate Limit for NG Cofire - ORIS:2367 | 316 | 7854 | Rate Constraint in lbs/MMBtu | FALSE | L | Annual | Allowances Withdrawn (1:1) | Thousand Tons | 0 | 0 | 0 | 0 | 0 | 0 | 0
EPA621 CO2 Rate Limit for NG Cofire - ORIS:2367 | 316 | 7854 | Rate Constraint in lbs/MMBtu | FALSE | L | Annual | Allowances Withdrawn (n:1) | Thousand Tons | 0 | 0 | 0 | 0 | 0 | 0 | 0
EPA621 CO2 Rate Limit for NG Cofire - ORIS:2367 | 316 | 7854 | Rate Constraint in lbs/MMBtu | FALSE | L | Annual | Net Emissions Allowance Position | Thousand Tons | 0 | 0 | 0 | 0 | 0 | 0 | 0
EPA621 CO2 Rate Limit for NG Cofire - ORIS:2367 | 316 | 7854 | Rate Constraint in lbs/MMBtu | FALSE | L | Annual | Fuel Consumed | TBtu | 0 | 0 | 0 | 0 | 0 | 0 | 0
EPA621 CO2 Rate Limit for NG Cofire - ORIS:2367 | 316 | 7854 | Rate Constraint in lbs/MMBtu | FALSE | L | Annual | Rate | lb/MMBtu | 0 | 0 | 0 | 0 | 0 | 0 | 0
EPA621 CO2 Rate Limit for NG Cofire - ORIS:2367 | 316 | 7854 | Rate Constraint in lbs/MMBtu | FALSE | L | Annual | Generation | TWh | 0 | 0 | 0 | 0 | 0 | 0 | 0
EPA621 CO2 Rate Limit for NG Cofire - ORIS:2367 | 316 | 7854 | Rate Constraint in lbs/MMBtu | FALSE | L | Annual | Qualifying Generation | TWh | 0 | 0 | 0 | 0 | 0 | 0 | 0
EPA621 CO2 Rate Limit for NG Cofire - ORIS:2367 | 316 | 7854 | Rate Constraint in lbs/MMBtu | FALSE | L | Annual | Rate | lb/MWh | 0 | 0 | 0 | 0 | 0 | 0 | 0
EPA621 CO2 Rate Limit for NG Cofire - ORIS:2367 | 316 | 7854 | Rate Constraint in lbs/MMBtu | FALSE | L | Annual | Constraint Shadow Price | US2019$/Ton | 0 | 189.7406 | 102.9779 | 144.1927 | 119.3064 | 130.2828 | 125.1515
EPA621 CO2 Rate Limit for NG Cofire - ORIS:2718 | 318 | 7800 | Rate Constraint in lbs/MMBtu | FALSE | L | Annual | Seasons Included | Seasons |  | Winter, WintShld, Summer | Winter, WintShld, Summer | Winter, WintShld, Summer | Winter, WintShld, Summer | Winter, WintShld, Summer | Winter, WintShld, Summer
EPA621 CO2 Rate Limit for NG Cofire - ORIS:2718 | 318 | 7800 | Rate Constraint in lbs/MMBtu | FALSE | L | Annual | Standard CO2 | lb/MMBtu | 173.6393 | 173.6393 | 173.6393 | 173.6393 | 173.6393 | 173.6393 | 173.6393
EPA621 CO2 Rate Limit for NG Cofire - ORIS:2718 | 318 | 7800 | Rate Constraint in lbs/MMBtu | FALSE | L | Annual | Emissions at Affected Plants CO2 | Thousand Tons | 0 | 0 | 0 | 0 | 0 | 0 | 0
EPA621 CO2 Rate Limit for NG Cofire - ORIS:2718 | 318 | 7800 | Rate Constraint in lbs/MMBtu | FALSE | L | Annual | Allowances Purchased CO2 | Thousand Tons | 0 | 0 | 0 | 0 | 0 | 0 | 0
EPA621 CO2 Rate Limit for NG Cofire - ORIS:2718 | 318 | 7800 | Rate Constraint in lbs/MMBtu | FALSE | L | Annual | Allowances Sold CO2 | Thousand Tons | 0 | 0 | 0 | 0 | 0 | 0 | 0
EPA621 CO2 Rate Limit for NG Cofire - ORIS:2718 | 318 | 7800 | Rate Constraint in lbs/MMBtu | FALSE | L | Annual | Allowances Banked | Thousand Tons | 0 | 0 | 0 | 0 | 0 | 0 | 0
EPA621 CO2 Rate Limit for NG Cofire - ORIS:2718 | 318 | 7800 | Rate Constraint in lbs/MMBtu | FALSE | L | Annual | Allowances Withdrawn (1:1) | Thousand Tons | 0 | 0 | 0 | 0 | 0 | 0 | 0
EPA621 CO2 Rate Limit for NG Cofire - ORIS:2718 | 318 | 7800 | Rate Constraint in lbs/MMBtu | FALSE | L | Annual | Allowances Withdrawn (n:1) | Thousand Tons | 0 | 0 | 0 | 0 | 0 | 0 | 0
EPA621 CO2 Rate Limit for NG Cofire - ORIS:2718 | 318 | 7800 | Rate Constraint in lbs/MMBtu | FALSE | L | Annual | Net Emissions Allowance Position | Thousand Tons | 0 | 0 | 0 | 0 | 0 | 0 | 0
EPA621 CO2 Rate Limit for NG Cofire - ORIS:2718 | 318 | 7800 | Rate Constraint in lbs/MMBtu | FALSE | L | Annual | Fuel Consumed | TBtu | 0 | 0 | 0 | 0 | 0 | 0 | 0
EPA621 CO2 Rate Limit for NG Cofire - ORIS:2718 | 318 | 7800 | Rate Constraint in lbs/MMBtu | FALSE | L | Annual | Rate | lb/MMBtu | 0 | 0 | 0 | 0 | 0 | 0 | 0
EPA621 CO2 Rate Limit for NG Cofire - ORIS:2718 | 318 | 7800 | Rate Constraint in lbs/MMBtu | FALSE | L | Annual | Generation | TWh | 0 | 0 | 0 | 0 | 0 | 0 | 0
EPA621 CO2 Rate Limit for NG Cofire - ORIS:2718 | 318 | 7800 | Rate Constraint in lbs/MMBtu | FALSE | L | Annual | Qualifying Generation | TWh | 0 | 0 | 0 | 0 | 0 | 0 | 0
EPA621 CO2 Rate Limit for NG Cofire - ORIS:2718 | 318 | 7800 | Rate Constraint in lbs/MMBtu | FALSE | L | Annual | Rate | lb/MWh | 0 | 0 | 0 | 0 | 0 | 0 | 0
EPA621 CO2 Rate Limit for NG Cofire - ORIS:2718 | 318 | 7800 | Rate Constraint in lbs/MMBtu | FALSE | L | Annual | Constraint Shadow Price | US2019$/Ton | 0 | 57.9637 | 22.724 | 30.5183 | 39.6263 | 41.8421 | 43.2788
EPA621 CO2 Rate Limit for NG Cofire - ORIS:2721 | 319 | 7904 | Rate Constraint in lbs/MMBtu | FALSE | L | Annual | Seasons Included | Seasons |  | Winter, WintShld, Summer | Winter, WintShld, Summer | Winter, WintShld, Summer | Winter, WintShld, Summer | Winter, WintShld, Summer | Winter, WintShld, Summer
EPA621 CO2 Rate Limit for NG Cofire - ORIS:2721 | 319 | 7904 | Rate Constraint in lbs/MMBtu | FALSE | L | Annual | Standard CO2 | lb/MMBtu | 174.578 | 174.578 | 174.578 | 174.578 | 174.578 | 174.578 | 174.578
EPA621 CO2 Rate Limit for NG Cofire - ORIS:2721 | 319 | 7904 | Rate Constraint in lbs/MMBtu | FALSE | L | Annual | Emissions at Affected Plants CO2 | Thousand Tons | 0 | 0 | 0 | 0 | 0 | 0 | 0
EPA621 CO2 Rate Limit for NG Cofire - ORIS:2721 | 319 | 7904 | Rate Constraint in lbs/MMBtu | FALSE | L | Annual | Allowances Purchased CO2 | Thousand Tons | 0 | 0 | 0 | 0 | 0 | 0 | 0
EPA621 CO2 Rate Limit for NG Cofire - ORIS:2721 | 319 | 7904 | Rate Constraint in lbs/MMBtu | FALSE | L | Annual | Allowances Sold CO2 | Thousand Tons | 0 | 0 | 0 | 0 | 0 | 0 | 0
EPA621 CO2 Rate Limit for NG Cofire - ORIS:2721 | 319 | 7904 | Rate Constraint in lbs/MMBtu | FALSE | L | Annual | Allowances Banked | Thousand Tons | 0 | 0 | 0 | 0 | 0 | 0 | 0
EPA621 CO2 Rate Limit for NG Cofire - ORIS:2721 | 319 | 7904 | Rate Constraint in lbs/MMBtu | FALSE | L | Annual | Allowances Withdrawn (1:1) | Thousand Tons | 0 | 0 | 0 | 0 | 0 | 0 | 0
EPA621 CO2 Rate Limit for NG Cofire - ORIS:2721 | 319 | 7904 | Rate Constraint in lbs/MMBtu | FALSE | L | Annual | Allowances Withdrawn (n:1) | Thousand Tons | 0 | 0 | 0 | 0 | 0 | 0 | 0
EPA621 CO2 Rate Limit for NG Cofire - ORIS:2721 | 319 | 7904 | Rate Constraint in lbs/MMBtu | FALSE | L | Annual | Net Emissions Allowance Position | Thousand Tons | 0 | 0 | 0 | 0 | 0 | 0 | 0
EPA621 CO2 Rate Limit for NG Cofire - ORIS:2721 | 319 | 7904 | Rate Constraint in lbs/MMBtu | FALSE | L | Annual | Fuel Consumed | TBtu | 0 | 0 | 0 | 0 | 0 | 0 | 0
EPA621 CO2 Rate Limit for NG Cofire - ORIS:2721 | 319 | 7904 | Rate Constraint in lbs/MMBtu | FALSE | L | Annual | Rate | lb/MMBtu | 0 | 0 | 0 | 0 | 0 | 0 | 0
EPA621 CO2 Rate Limit for NG Cofire - ORIS:2721 | 319 | 7904 | Rate Constraint in lbs/MMBtu | FALSE | L | Annual | Generation | TWh | 0 | 0 | 0 | 0 | 0 | 0 | 0
EPA621 CO2 Rate Limit for NG Cofire - ORIS:2721 | 319 | 7904 | Rate Constraint in lbs/MMBtu | FALSE | L | Annual | Qualifying Generation | TWh | 0 | 0 | 0 | 0 | 0 | 0 | 0
EPA621 CO2 Rate Limit for NG Cofire - ORIS:2721 | 319 | 7904 | Rate Constraint in lbs/MMBtu | FALSE | L | Annual | Rate | lb/MWh | 0 | 0 | 0 | 0 | 0 | 0 | 0
EPA621 CO2 Rate Limit for NG Cofire - ORIS:2721 | 319 | 7904 | Rate Constraint in lbs/MMBtu | FALSE | L | Annual | Constraint Shadow Price | US2019$/Ton | 0 | 14.4032 | 10.6059 | 10.5737 | 11.0888 | 0 | 2.2217
EPA621 CO2 Rate Limit for NG Cofire - ORIS:2727 | 320 | 7801 | Rate Constraint in lbs/MMBtu | FALSE | L | Annual | Seasons Included | Seasons |  | Winter, WintShld, Summer | Winter, WintShld, Summer | Winter, WintShld, Summer | Winter, WintShld, Summer | Winter, WintShld, Summer | Winter, WintShld, Summer
EPA621 CO2 Rate Limit for NG Cofire - ORIS:2727 | 320 | 7801 | Rate Constraint in lbs/MMBtu | FALSE | L | Annual | Standard CO2 | lb/MMBtu | 173.6393 | 173.6393 | 173.6393 | 173.6393 | 173.6393 | 173.6393 | 173.6393
EPA621 CO2 Rate Limit for NG Cofire - ORIS:2727 | 320 | 7801 | Rate Constraint in lbs/MMBtu | FALSE | L | Annual | Emissions at Affected Plants CO2 | Thousand Tons | 0 | 0 | 0 | 0 | 0 | 0 | 0
EPA621 CO2 Rate Limit for NG Cofire - ORIS:2727 | 320 | 7801 | Rate Constraint in lbs/MMBtu | FALSE | L | Annual | Allowances Purchased CO2 | Thousand Tons | 0 | 0 | 0 | 0 | 0 | 0 | 0
EPA621 CO2 Rate Limit for NG Cofire - ORIS:2727 | 320 | 7801 | Rate Constraint in lbs/MMBtu | FALSE | L | Annual | Allowances Sold CO2 | Thousand Tons | 0 | 0 | 0 | 0 | 0 | 0 | 0
EPA621 CO2 Rate Limit for NG Cofire - ORIS:2727 | 320 | 7801 | Rate Constraint in lbs/MMBtu | FALSE | L | Annual | Allowances Banked | Thousand Tons | 0 | 0 | 0 | 0 | 0 | 0 | 0
EPA621 CO2 Rate Limit for NG Cofire - ORIS:2727 | 320 | 7801 | Rate Constraint in lbs/MMBtu | FALSE | L | Annual | Allowances Withdrawn (1:1) | Thousand Tons | 0 | 0 | 0 | 0 | 0 | 0 | 0
EPA621 CO2 Rate Limit for NG Cofire - ORIS:2727 | 320 | 7801 | Rate Constraint in lbs/MMBtu | FALSE | L | Annual | Allowances Withdrawn (n:1) | Thousand Tons | 0 | 0 | 0 | 0 | 0 | 0 | 0
EPA621 CO2 Rate Limit for NG Cofire - ORIS:2727 | 320 | 7801 | Rate Constraint in lbs/MMBtu | FALSE | L | Annual | Net Emissions Allowance Position | Thousand Tons | 0 | 0 | 0 | 0 | 0 | 0 | 0
EPA621 CO2 Rate Limit for NG Cofire - ORIS:2727 | 320 | 7801 | Rate Constraint in lbs/MMBtu | FALSE | L | Annual | Fuel Consumed | TBtu | 0 | 0 | 0 | 0 | 0 | 0 | 0
EPA621 CO2 Rate Limit for NG Cofire - ORIS:2727 | 320 | 7801 | Rate Constraint in lbs/MMBtu | FALSE | L | Annual | Rate | lb/MMBtu | 0 | 0 | 0 | 0 | 0 | 0 | 0
EPA621 CO2 Rate Limit for NG Cofire - ORIS:2727 | 320 | 7801 | Rate Constraint in lbs/MMBtu | FALSE | L | Annual | Generation | TWh | 0 | 0 | 0 | 0 | 0 | 0 | 0
EPA621 CO2 Rate Limit for NG Cofire - ORIS:2727 | 320 | 7801 | Rate Constraint in lbs/MMBtu | FALSE | L | Annual | Qualifying Generation | TWh | 0 | 0 | 0 | 0 | 0 | 0 | 0
EPA621 CO2 Rate Limit for NG Cofire - ORIS:2727 | 320 | 7801 | Rate Constraint in lbs/MMBtu | FALSE | L | Annual | Rate | lb/MWh | 0 | 0 | 0 | 0 | 0 | 0 | 0
EPA621 CO2 Rate Limit for NG Cofire - ORIS:2727 | 320 | 7801 | Rate Constraint in lbs/MMBtu | FALSE | L | Annual | Constraint Shadow Price | US2019$/Ton | 0 | 44.5146 | 112.1479 | 0 | 39.9846 | 45.9922 | 38.1181
EPA621 CO2 Rate Limit for NG Cofire - ORIS:2817 | 321 | 7804 | Rate Constraint in lbs/MMBtu | FALSE | L | Annual | Seasons Included | Seasons |  | Winter, WintShld, Summer | Winter, WintShld, Summer | Winter, WintShld, Summer | Winter, WintShld, Summer | Winter, WintShld, Summer | Winter, WintShld, Summer
EPA621 CO2 Rate Limit for NG Cofire - ORIS:2817 | 321 | 7804 | Rate Constraint in lbs/MMBtu | FALSE | L | Annual | Standard CO2 | lb/MMBtu | 177.538 | 177.538 | 177.538 | 177.538 | 177.538 | 177.538 | 177.538
EPA621 CO2 Rate Limit for NG Cofire - ORIS:2817 | 321 | 7804 | Rate Constraint in lbs/MMBtu | FALSE | L | Annual | Emissions at Affected Plants CO2 | Thousand Tons | 0 | 0 | 0 | 0 | 0 | 0 | 0
EPA621 CO2 Rate Limit for NG Cofire - ORIS:2817 | 321 | 7804 | Rate Constraint in lbs/MMBtu | FALSE | L | Annual | Allowances Purchased CO2 | Thousand Tons | 0 | 0 | 0 | 0 | 0 | 0 | 0
EPA621 CO2 Rate Limit for NG Cofire - ORIS:2817 | 321 | 7804 | Rate Constraint in lbs/MMBtu | FALSE | L | Annual | Allowances Sold CO2 | Thousand Tons | 0 | 0 | 0 | 0 | 0 | 0 | 0
EPA621 CO2 Rate Limit for NG Cofire - ORIS:2817 | 321 | 7804 | Rate Constraint in lbs/MMBtu | FALSE | L | Annual | Allowances Banked | Thousand Tons | 0 | 0 | 0 | 0 | 0 | 0 | 0
EPA621 CO2 Rate Limit for NG Cofire - ORIS:2817 | 321 | 7804 | Rate Constraint in lbs/MMBtu | FALSE | L | Annual | Allowances Withdrawn (1:1) | Thousand Tons | 0 | 0 | 0 | 0 | 0 | 0 | 0
EPA621 CO2 Rate Limit for NG Cofire - ORIS:2817 | 321 | 7804 | Rate Constraint in lbs/MMBtu | FALSE | L | Annual | Allowances Withdrawn (n:1) | Thousand Tons | 0 | 0 | 0 | 0 | 0 | 0 | 0
EPA621 CO2 Rate Limit for NG Cofire - ORIS:2817 | 321 | 7804 | Rate Constraint in lbs/MMBtu | FALSE | L | Annual | Net Emissions Allowance Position | Thousand Tons | 0 | 0 | 0 | 0 | 0 | 0 | 0
EPA621 CO2 Rate Limit for NG Cofire - ORIS:2817 | 321 | 7804 | Rate Constraint in lbs/MMBtu | FALSE | L | Annual | Fuel Consumed | TBtu | 0 | 0 | 0 | 0 | 0 | 0 | 0
EPA621 CO2 Rate Limit for NG Cofire - ORIS:2817 | 321 | 7804 | Rate Constraint in lbs/MMBtu | FALSE | L | Annual | Rate | lb/MMBtu | 0 | 0 | 0 | 0 | 0 | 0 | 0
EPA621 CO2 Rate Limit for NG Cofire - ORIS:2817 | 321 | 7804 | Rate Constraint in lbs/MMBtu | FALSE | L | Annual | Generation | TWh | 0 | 0 | 0 | 0 | 0 | 0 | 0
EPA621 CO2 Rate Limit for NG Cofire - ORIS:2817 | 321 | 7804 | Rate Constraint in lbs/MMBtu | FALSE | L | Annual | Qualifying Generation | TWh | 0 | 0 | 0 | 0 | 0 | 0 | 0
EPA621 CO2 Rate Limit for NG Cofire - ORIS:2817 | 321 | 7804 | Rate Constraint in lbs/MMBtu | FALSE | L | Annual | Rate | lb/MWh | 0 | 0 | 0 | 0 | 0 | 0 | 0
EPA621 CO2 Rate Limit for NG Cofire - ORIS:2817 | 321 | 7804 | Rate Constraint in lbs/MMBtu | FALSE | L | Annual | Constraint Shadow Price | US2019$/Ton | 0 | 97.6454 | 53.0743 | 66.0932 | 61.8121 | 40.788 | 43.2708
EPA621 CO2 Rate Limit for NG Cofire - ORIS:2823 | 322 | 7799 | Rate Constraint in lbs/MMBtu | FALSE | L | Annual | Seasons Included | Seasons |  | Winter, WintShld, Summer | Winter, WintShld, Summer | Winter, WintShld, Summer | Winter, WintShld, Summer | Winter, WintShld, Summer | Winter, WintShld, Summer
EPA621 CO2 Rate Limit for NG Cofire - ORIS:2823 | 322 | 7799 | Rate Constraint in lbs/MMBtu | FALSE | L | Annual | Standard CO2 | lb/MMBtu | 178.0481 | 178.0481 | 178.0481 | 178.0481 | 178.0481 | 178.0481 | 178.0481
EPA621 CO2 Rate Limit for NG Cofire - ORIS:2823 | 322 | 7799 | Rate Constraint in lbs/MMBtu | FALSE | L | Annual | Emissions at Affected Plants CO2 | Thousand Tons | 0 | 0 | 0 | 0 | 0 | 0 | 0
EPA621 CO2 Rate Limit for NG Cofire - ORIS:2823 | 322 | 7799 | Rate Constraint in lbs/MMBtu | FALSE | L | Annual | Allowances Purchased CO2 | Thousand Tons | 0 | 0 | 0 | 0 | 0 | 0 | 0
EPA621 CO2 Rate Limit for NG Cofire - ORIS:2823 | 322 | 7799 | Rate Constraint in lbs/MMBtu | FALSE | L | Annual | Allowances Sold CO2 | Thousand Tons | 0 | 0 | 0 | 0 | 0 | 0 | 0
EPA621 CO2 Rate Limit for NG Cofire - ORIS:2823 | 322 | 7799 | Rate Constraint in lbs/MMBtu | FALSE | L | Annual | Allowances Banked | Thousand Tons | 0 | 0 | 0 | 0 | 0 | 0 | 0
EPA621 CO2 Rate Limit for NG Cofire - ORIS:2823 | 322 | 7799 | Rate Constraint in lbs/MMBtu | FALSE | L | Annual | Allowances Withdrawn (1:1) | Thousand Tons | 0 | 0 | 0 | 0 | 0 | 0 | 0
EPA621 CO2 Rate Limit for NG Cofire - ORIS:2823 | 322 | 7799 | Rate Constraint in lbs/MMBtu | FALSE | L | Annual | Allowances Withdrawn (n:1) | Thousand Tons | 0 | 0 | 0 | 0 | 0 | 0 | 0
EPA621 CO2 Rate Limit for NG Cofire - ORIS:2823 | 322 | 7799 | Rate Constraint in lbs/MMBtu | FALSE | L | Annual | Net Emissions Allowance Position | Thousand Tons | 0 | 0 | 0 | 0 | 0 | 0 | 0
EPA621 CO2 Rate Limit for NG Cofire - ORIS:2823 | 322 | 7799 | Rate Constraint in lbs/MMBtu | FALSE | L | Annual | Fuel Consumed | TBtu | 0 | 0 | 0 | 0 | 0 | 0 | 0
EPA621 CO2 Rate Limit for NG Cofire - ORIS:2823 | 322 | 7799 | Rate Constraint in lbs/MMBtu | FALSE | L | Annual | Rate | lb/MMBtu | 0 | 0 | 0 | 0 | 0 | 0 | 0
EPA621 CO2 Rate Limit for NG Cofire - ORIS:2823 | 322 | 7799 | Rate Constraint in lbs/MMBtu | FALSE | L | Annual | Generation | TWh | 0 | 0 | 0 | 0 | 0 | 0 | 0
EPA621 CO2 Rate Limit for NG Cofire - ORIS:2823 | 322 | 7799 | Rate Constraint in lbs/MMBtu | FALSE | L | Annual | Qualifying Generation | TWh | 0 | 0 | 0 | 0 | 0 | 0 | 0
EPA621 CO2 Rate Limit for NG Cofire - ORIS:2823 | 322 | 7799 | Rate Constraint in lbs/MMBtu | FALSE | L | Annual | Rate | lb/MWh | 0 | 0 | 0 | 0 | 0 | 0 | 0
EPA621 CO2 Rate Limit for NG Cofire - ORIS:2823 | 322 | 7799 | Rate Constraint in lbs/MMBtu | FALSE | L | Annual | Constraint Shadow Price | US2019$/Ton | 0 | 85.9749 | 28.4201 | 40.1069 | 45.1351 | 46.2001 | 0
EPA621 CO2 Rate Limit for NG Cofire - ORIS:2828 | 323 | 7896 | Rate Constraint in lbs/MMBtu | FALSE | L | Annual | Seasons Included | Seasons |  | Winter, WintShld, Summer | Winter, WintShld, Summer | Winter, WintShld, Summer | Winter, WintShld, Summer | Winter, WintShld, Summer | Winter, WintShld, Summer
EPA621 CO2 Rate Limit for NG Cofire - ORIS:2828 | 323 | 7896 | Rate Constraint in lbs/MMBtu | FALSE | L | Annual | Standard CO2 | lb/MMBtu | 174.8101 | 174.8101 | 174.8101 | 174.8101 | 174.8101 | 174.8101 | 174.8101
EPA621 CO2 Rate Limit for NG Cofire - ORIS:2828 | 323 | 7896 | Rate Constraint in lbs/MMBtu | FALSE | L | Annual | Emissions at Affected Plants CO2 | Thousand Tons | 0 | 0 | 0 | 0 | 0 | 0 | 0
EPA621 CO2 Rate Limit for NG Cofire - ORIS:2828 | 323 | 7896 | Rate Constraint in lbs/MMBtu | FALSE | L | Annual | Allowances Purchased CO2 | Thousand Tons | 0 | 0 | 0 | 0 | 0 | 0 | 0
EPA621 CO2 Rate Limit for NG Cofire - ORIS:2828 | 323 | 7896 | Rate Constraint in lbs/MMBtu | FALSE | L | Annual | Allowances Sold CO2 | Thousand Tons | 0 | 0 | 0 | 0 | 0 | 0 | 0
EPA621 CO2 Rate Limit for NG Cofire - ORIS:2828 | 323 | 7896 | Rate Constraint in lbs/MMBtu | FALSE | L | Annual | Allowances Banked | Thousand Tons | 0 | 0 | 0 | 0 | 0 | 0 | 0
EPA621 CO2 Rate Limit for NG Cofire - ORIS:2828 | 323 | 7896 | Rate Constraint in lbs/MMBtu | FALSE | L | Annual | Allowances Withdrawn (1:1) | Thousand Tons | 0 | 0 | 0 | 0 | 0 | 0 | 0
EPA621 CO2 Rate Limit for NG Cofire - ORIS:2828 | 323 | 7896 | Rate Constraint in lbs/MMBtu | FALSE | L | Annual | Allowances Withdrawn (n:1) | Thousand Tons | 0 | 0 | 0 | 0 | 0 | 0 | 0
EPA621 CO2 Rate Limit for NG Cofire - ORIS:2828 | 323 | 7896 | Rate Constraint in lbs/MMBtu | FALSE | L | Annual | Net Emissions Allowance Position | Thousand Tons | 0 | 0 | 0 | 0 | 0 | 0 | 0
EPA621 CO2 Rate Limit for NG Cofire - ORIS:2828 | 323 | 7896 | Rate Constraint in lbs/MMBtu | FALSE | L | Annual | Fuel Consumed | TBtu | 0 | 0 | 0 | 0 | 0 | 0 | 0
EPA621 CO2 Rate Limit for NG Cofire - ORIS:2828 | 323 | 7896 | Rate Constraint in lbs/MMBtu | FALSE | L | Annual | Rate | lb/MMBtu | 0 | 0 | 0 | 0 | 0 | 0 | 0
EPA621 CO2 Rate Limit for NG Cofire - ORIS:2828 | 323 | 7896 | Rate Constraint in lbs/MMBtu | FALSE | L | Annual | Generation | TWh | 0 | 0 | 0 | 0 | 0 | 0 | 0
EPA621 CO2 Rate Limit for NG Cofire - ORIS:2828 | 323 | 7896 | Rate Constraint in lbs/MMBtu | FALSE | L | Annual | Qualifying Generation | TWh | 0 | 0 | 0 | 0 | 0 | 0 | 0
EPA621 CO2 Rate Limit for NG Cofire - ORIS:2828 | 323 | 7896 | Rate Constraint in lbs/MMBtu | FALSE | L | Annual | Rate | lb/MWh | 0 | 0 | 0 | 0 | 0 | 0 | 0
EPA621 CO2 Rate Limit for NG Cofire - ORIS:2828 | 323 | 7896 | Rate Constraint in lbs/MMBtu | FALSE | L | Annual | Constraint Shadow Price | US2019$/Ton | 0 | 69.4696 | 13.318 | 12.842 | 11.5291 | 1.822 | 7.7509
EPA621 CO2 Rate Limit for NG Cofire - ORIS:2876 | 324 | 7900 | Rate Constraint in lbs/MMBtu | FALSE | L | Annual | Seasons Included | Seasons |  | Winter, WintShld, Summer | Winter, WintShld, Summer | Winter, WintShld, Summer | Winter, WintShld, Summer | Winter, WintShld, Summer | Winter, WintShld, Summer
EPA621 CO2 Rate Limit for NG Cofire - ORIS:2876 | 324 | 7900 | Rate Constraint in lbs/MMBtu | FALSE | L | Annual | Standard CO2 | lb/MMBtu | 180.5389 | 180.5389 | 180.5389 | 180.5389 | 180.5389 | 180.5389 | 180.5389
EPA621 CO2 Rate Limit for NG Cofire - ORIS:2876 | 324 | 7900 | Rate Constraint in lbs/MMBtu | FALSE | L | Annual | Emissions at Affected Plants CO2 | Thousand Tons | 0 | 0 | 0 | 0 | 0 | 0 | 0
EPA621 CO2 Rate Limit for NG Cofire - ORIS:2876 | 324 | 7900 | Rate Constraint in lbs/MMBtu | FALSE | L | Annual | Allowances Purchased CO2 | Thousand Tons | 0 | 0 | 0 | 0 | 0 | 0 | 0
EPA621 CO2 Rate Limit for NG Cofire - ORIS:2876 | 324 | 7900 | Rate Constraint in lbs/MMBtu | FALSE | L | Annual | Allowances Sold CO2 | Thousand Tons | 0 | 0 | 0 | 0 | 0 | 0 | 0
EPA621 CO2 Rate Limit for NG Cofire - ORIS:2876 | 324 | 7900 | Rate Constraint in lbs/MMBtu | FALSE | L | Annual | Allowances Banked | Thousand Tons | 0 | 0 | 0 | 0 | 0 | 0 | 0
EPA621 CO2 Rate Limit for NG Cofire - ORIS:2876 | 324 | 7900 | Rate Constraint in lbs/MMBtu | FALSE | L | Annual | Allowances Withdrawn (1:1) | Thousand Tons | 0 | 0 | 0 | 0 | 0 | 0 | 0
EPA621 CO2 Rate Limit for NG Cofire - ORIS:2876 | 324 | 7900 | Rate Constraint in lbs/MMBtu | FALSE | L | Annual | Allowances Withdrawn (n:1) | Thousand Tons | 0 | 0 | 0 | 0 | 0 | 0 | 0
EPA621 CO2 Rate Limit for NG Cofire - ORIS:2876 | 324 | 7900 | Rate Constraint in lbs/MMBtu | FALSE | L | Annual | Net Emissions Allowance Position | Thousand Tons | 0 | 0 | 0 | 0 | 0 | 0 | 0
EPA621 CO2 Rate Limit for NG Cofire - ORIS:2876 | 324 | 7900 | Rate Constraint in lbs/MMBtu | FALSE | L | Annual | Fuel Consumed | TBtu | 0 | 0 | 0 | 0 | 0 | 0 | 0
EPA621 CO2 Rate Limit for NG Cofire - ORIS:2876 | 324 | 7900 | Rate Constraint in lbs/MMBtu | FALSE | L | Annual | Rate | lb/MMBtu | 0 | 0 | 0 | 0 | 0 | 0 | 0
EPA621 CO2 Rate Limit for NG Cofire - ORIS:2876 | 324 | 7900 | Rate Constraint in lbs/MMBtu | FALSE | L | Annual | Generation | TWh | 0 | 0 | 0 | 0 | 0 | 0 | 0
EPA621 CO2 Rate Limit for NG Cofire - ORIS:2876 | 324 | 7900 | Rate Constraint in lbs/MMBtu | FALSE | L | Annual | Qualifying Generation | TWh | 0 | 0 | 0 | 0 | 0 | 0 | 0
EPA621 CO2 Rate Limit for NG Cofire - ORIS:2876 | 324 | 7900 | Rate Constraint in lbs/MMBtu | FALSE | L | Annual | Rate | lb/MWh | 0 | 0 | 0 | 0 | 0 | 0 | 0
EPA621 CO2 Rate Limit for NG Cofire - ORIS:2876 | 324 | 7900 | Rate Constraint in lbs/MMBtu | FALSE | L | Annual | Constraint Shadow Price | US2019$/Ton | 0 | 48.3905 | 5.5331 | 0 | 0 | 0 | 0
EPA621 CO2 Rate Limit for NG Cofire - ORIS:2878 | 325 | 7847 | Rate Constraint in lbs/MMBtu | FALSE | L | Annual | Seasons Included | Seasons |  | Winter, WintShld, Summer | Winter, WintShld, Summer | Winter, WintShld, Summer | Winter, WintShld, Summer | Winter, WintShld, Summer | Winter, WintShld, Summer
EPA621 CO2 Rate Limit for NG Cofire - ORIS:2878 | 325 | 7847 | Rate Constraint in lbs/MMBtu | FALSE | L | Annual | Standard CO2 | lb/MMBtu | 181.91 | 181.91 | 181.91 | 181.91 | 181.91 | 181.91 | 181.91
EPA621 CO2 Rate Limit for NG Cofire - ORIS:2878 | 325 | 7847 | Rate Constraint in lbs/MMBtu | FALSE | L | Annual | Emissions at Affected Plants CO2 | Thousand Tons | 0 | 0 | 0 | 0 | 0 | 0 | 0
EPA621 CO2 Rate Limit for NG Cofire - ORIS:2878 | 325 | 7847 | Rate Constraint in lbs/MMBtu | FALSE | L | Annual | Allowances Purchased CO2 | Thousand Tons | 0 | 0 | 0 | 0 | 0 | 0 | 0
EPA621 CO2 Rate Limit for NG Cofire - ORIS:2878 | 325 | 7847 | Rate Constraint in lbs/MMBtu | FALSE | L | Annual | Allowances Sold CO2 | Thousand Tons | 0 | 0 | 0 | 0 | 0 | 0 | 0
EPA621 CO2 Rate Limit for NG Cofire - ORIS:2878 | 325 | 7847 | Rate Constraint in lbs/MMBtu | FALSE | L | Annual | Allowances Banked | Thousand Tons | 0 | 0 | 0 | 0 | 0 | 0 | 0
EPA621 CO2 Rate Limit for NG Cofire - ORIS:2878 | 325 | 7847 | Rate Constraint in lbs/MMBtu | FALSE | L | Annual | Allowances Withdrawn (1:1) | Thousand Tons | 0 | 0 | 0 | 0 | 0 | 0 | 0
EPA621 CO2 Rate Limit for NG Cofire - ORIS:2878 | 325 | 7847 | Rate Constraint in lbs/MMBtu | FALSE | L | Annual | Allowances Withdrawn (n:1) | Thousand Tons | 0 | 0 | 0 | 0 | 0 | 0 | 0
EPA621 CO2 Rate Limit for NG Cofire - ORIS:2878 | 325 | 7847 | Rate Constraint in lbs/MMBtu | FALSE | L | Annual | Net Emissions Allowance Position | Thousand Tons | 0 | 0 | 0 | 0 | 0 | 0 | 0
EPA621 CO2 Rate Limit for NG Cofire - ORIS:2878 | 325 | 7847 | Rate Constraint in lbs/MMBtu | FALSE | L | Annual | Fuel Consumed | TBtu | 0 | 0 | 0 | 0 | 0 | 0 | 0
EPA621 CO2 Rate Limit for NG Cofire - ORIS:2878 | 325 | 7847 | Rate Constraint in lbs/MMBtu | FALSE | L | Annual | Rate | lb/MMBtu | 0 | 0 | 0 | 0 | 0 | 0 | 0
EPA621 CO2 Rate Limit for NG Cofire - ORIS:2878 | 325 | 7847 | Rate Constraint in lbs/MMBtu | FALSE | L | Annual | Generation | TWh | 0 | 0 | 0 | 0 | 0 | 0 | 0
EPA621 CO2 Rate Limit for NG Cofire - ORIS:2878 | 325 | 7847 | Rate Constraint in lbs/MMBtu | FALSE | L | Annual | Qualifying Generation | TWh | 0 | 0 | 0 | 0 | 0 | 0 | 0
EPA621 CO2 Rate Limit for NG Cofire - ORIS:2878 | 325 | 7847 | Rate Constraint in lbs/MMBtu | FALSE | L | Annual | Rate | lb/MWh | 0 | 0 | 0 | 0 | 0 | 0 | 0
EPA621 CO2 Rate Limit for NG Cofire - ORIS:2878 | 325 | 7847 | Rate Constraint in lbs/MMBtu | FALSE | L | Annual | Constraint Shadow Price | US2019$/Ton | 0 | 15.0686 | 7.2688 | 8.8618 | 8.2414 | 0 | 0
EPA621 CO2 Rate Limit for NG Cofire - ORIS:2952 | 326 | 7843 | Rate Constraint in lbs/MMBtu | FALSE | L | Annual | Seasons Included | Seasons |  | Winter, WintShld, Summer | Winter, WintShld, Summer | Winter, WintShld, Summer | Winter, WintShld, Summer | Winter, WintShld, Summer | Winter, WintShld, Summer
EPA621 CO2 Rate Limit for NG Cofire - ORIS:2952 | 326 | 7843 | Rate Constraint in lbs/MMBtu | FALSE | L | Annual | Standard CO2 | lb/MMBtu | 176.252 | 176.252 | 176.252 | 176.252 | 176.252 | 176.252 | 176.252
EPA621 CO2 Rate Limit for NG Cofire - ORIS:2952 | 326 | 7843 | Rate Constraint in lbs/MMBtu | FALSE | L | Annual | Emissions at Affected Plants CO2 | Thousand Tons | 0 | 0 | 0 | 0 | 0 | 0 | 0
EPA621 CO2 Rate Limit for NG Cofire - ORIS:2952 | 326 | 7843 | Rate Constraint in lbs/MMBtu | FALSE | L | Annual | Allowances Purchased CO2 | Thousand Tons | 0 | 0 | 0 | 0 | 0 | 0 | 0
EPA621 CO2 Rate Limit for NG Cofire - ORIS:2952 | 326 | 7843 | Rate Constraint in lbs/MMBtu | FALSE | L | Annual | Allowances Sold CO2 | Thousand Tons | 0 | 0 | 0 | 0 | 0 | 0 | 0
EPA621 CO2 Rate Limit for NG Cofire - ORIS:2952 | 326 | 7843 | Rate Constraint in lbs/MMBtu | FALSE | L | Annual | Allowances Banked | Thousand Tons | 0 | 0 | 0 | 0 | 0 | 0 | 0
EPA621 CO2 Rate Limit for NG Cofire - ORIS:2952 | 326 | 7843 | Rate Constraint in lbs/MMBtu | FALSE | L | Annual | Allowances Withdrawn (1:1) | Thousand Tons | 0 | 0 | 0 | 0 | 0 | 0 | 0
EPA621 CO2 Rate Limit for NG Cofire - ORIS:2952 | 326 | 7843 | Rate Constraint in lbs/MMBtu | FALSE | L | Annual | Allowances Withdrawn (n:1) | Thousand Tons | 0 | 0 | 0 | 0 | 0 | 0 | 0
EPA621 CO2 Rate Limit for NG Cofire - ORIS:2952 | 326 | 7843 | Rate Constraint in lbs/MMBtu | FALSE | L | Annual | Net Emissions Allowance Position | Thousand Tons | 0 | 0 | 0 | 0 | 0 | 0 | 0
EPA621 CO2 Rate Limit for NG Cofire - ORIS:2952 | 326 | 7843 | Rate Constraint in lbs/MMBtu | FALSE | L | Annual | Fuel Consumed | TBtu | 0 | 0 | 0 | 0 | 0 | 0 | 0
EPA621 CO2 Rate Limit for NG Cofire - ORIS:2952 | 326 | 7843 | Rate Constraint in lbs/MMBtu | FALSE | L | Annual | Rate | lb/MMBtu | 0 | 0 | 0 | 0 | 0 | 0 | 0
EPA621 CO2 Rate Limit for NG Cofire - ORIS:2952 | 326 | 7843 | Rate Constraint in lbs/MMBtu | FALSE | L | Annual | Generation | TWh | 0 | 0 | 0 | 0 | 0 | 0 | 0
EPA621 CO2 Rate Limit for NG Cofire - ORIS:2952 | 326 | 7843 | Rate Constraint in lbs/MMBtu | FALSE | L | Annual | Qualifying Generation | TWh | 0 | 0 | 0 | 0 | 0 | 0 | 0
EPA621 CO2 Rate Limit for NG Cofire - ORIS:2952 | 326 | 7843 | Rate Constraint in lbs/MMBtu | FALSE | L | Annual | Rate | lb/MWh | 0 | 0 | 0 | 0 | 0 | 0 | 0
EPA621 CO2 Rate Limit for NG Cofire - ORIS:2952 | 326 | 7843 | Rate Constraint in lbs/MMBtu | FALSE | L | Annual | Constraint Shadow Price | US2019$/Ton | 0 | 91.1395 | 69.2336 | 94.2415 | 90.4304 | 142.0288 | 123.9902
EPA621 CO2 Rate Limit for NG Cofire - ORIS:3122 | 327 | 7817 | Rate Constraint in lbs/MMBtu | FALSE | L | Annual | Seasons Included | Seasons |  | Winter, WintShld, Summer | Winter, WintShld, Summer | Winter, WintShld, Summer | Winter, WintShld, Summer | Winter, WintShld, Summer | Winter, WintShld, Summer
EPA621 CO2 Rate Limit for NG Cofire - ORIS:3122 | 327 | 7817 | Rate Constraint in lbs/MMBtu | FALSE | L | Annual | Standard CO2 | lb/MMBtu | 172.3989 | 172.3989 | 172.3989 | 172.3989 | 172.3989 | 172.3989 | 172.3989
EPA621 CO2 Rate Limit for NG Cofire - ORIS:3122 | 327 | 7817 | Rate Constraint in lbs/MMBtu | FALSE | L | Annual | Emissions at Affected Plants CO2 | Thousand Tons | 0 | 0 | 0 | 0 | 0 | 0 | 0
EPA621 CO2 Rate Limit for NG Cofire - ORIS:3122 | 327 | 7817 | Rate Constraint in lbs/MMBtu | FALSE | L | Annual | Allowances Purchased CO2 | Thousand Tons | 0 | 0 | 0 | 0 | 0 | 0 | 0
EPA621 CO2 Rate Limit for NG Cofire - ORIS:3122 | 327 | 7817 | Rate Constraint in lbs/MMBtu | FALSE | L | Annual | Allowances Sold CO2 | Thousand Tons | 0 | 0 | 0 | 0 | 0 | 0 | 0
EPA621 CO2 Rate Limit for NG Cofire - ORIS:3122 | 327 | 7817 | Rate Constraint in lbs/MMBtu | FALSE | L | Annual | Allowances Banked | Thousand Tons | 0 | 0 | 0 | 0 | 0 | 0 | 0
EPA621 CO2 Rate Limit for NG Cofire - ORIS:3122 | 327 | 7817 | Rate Constraint in lbs/MMBtu | FALSE | L | Annual | Allowances Withdrawn (1:1) | Thousand Tons | 0 | 0 | 0 | 0 | 0 | 0 | 0
EPA621 CO2 Rate Limit for NG Cofire - ORIS:3122 | 327 | 7817 | Rate Constraint in lbs/MMBtu | FALSE | L | Annual | Allowances Withdrawn (n:1) | Thousand Tons | 0 | 0 | 0 | 0 | 0 | 0 | 0
EPA621 CO2 Rate Limit for NG Cofire - ORIS:3122 | 327 | 7817 | Rate Constraint in lbs/MMBtu | FALSE | L | Annual | Net Emissions Allowance Position | Thousand Tons | 0 | 0 | 0 | 0 | 0 | 0 | 0
EPA621 CO2 Rate Limit for NG Cofire - ORIS:3122 | 327 | 7817 | Rate Constraint in lbs/MMBtu | FALSE | L | Annual | Fuel Consumed | TBtu | 0 | 0 | 0 | 0 | 0 | 0 | 0
EPA621 CO2 Rate Limit for NG Cofire - ORIS:3122 | 327 | 7817 | Rate Constraint in lbs/MMBtu | FALSE | L | Annual | Rate | lb/MMBtu | 0 | 0 | 0 | 0 | 0 | 0 | 0
EPA621 CO2 Rate Limit for NG Cofire - ORIS:3122 | 327 | 7817 | Rate Constraint in lbs/MMBtu | FALSE | L | Annual | Generation | TWh | 0 | 0 | 0 | 0 | 0 | 0 | 0
EPA621 CO2 Rate Limit for NG Cofire - ORIS:3122 | 327 | 7817 | Rate Constraint in lbs/MMBtu | FALSE | L | Annual | Qualifying Generation | TWh | 0 | 0 | 0 | 0 | 0 | 0 | 0
EPA621 CO2 Rate Limit for NG Cofire - ORIS:3122 | 327 | 7817 | Rate Constraint in lbs/MMBtu | FALSE | L | Annual | Rate | lb/MWh | 0 | 0 | 0 | 0 | 0 | 0 | 0
EPA621 CO2 Rate Limit for NG Cofire - ORIS:3122 | 327 | 7817 | Rate Constraint in lbs/MMBtu | FALSE | L | Annual | Constraint Shadow Price | US2019$/Ton | 0 | 69.8832 | 8.4169 | 10.0502 | 7.6265 | 0 | 6.443
EPA621 CO2 Rate Limit for NG Cofire - ORIS:3130 | 328 | 7851 | Rate Constraint in lbs/MMBtu | FALSE | L | Annual | Seasons Included | Seasons |  | Winter, WintShld, Summer | Winter, WintShld, Summer | Winter, WintShld, Summer | Winter, WintShld, Summer | Winter, WintShld, Summer | Winter, WintShld, Summer
EPA621 CO2 Rate Limit for NG Cofire - ORIS:3130 | 328 | 7851 | Rate Constraint in lbs/MMBtu | FALSE | L | Annual | Standard CO2 | lb/MMBtu | 169.652 | 169.652 | 169.652 | 169.652 | 169.652 | 169.652 | 169.652
EPA621 CO2 Rate Limit for NG Cofire - ORIS:3130 | 328 | 7851 | Rate Constraint in lbs/MMBtu | FALSE | L | Annual | Emissions at Affected Plants CO2 | Thousand Tons | 0 | 3167.6214 | 559.8749 | 0 | 0 | 0 | 0
EPA621 CO2 Rate Limit for NG Cofire - ORIS:3130 | 328 | 7851 | Rate Constraint in lbs/MMBtu | FALSE | L | Annual | Allowances Purchased CO2 | Thousand Tons | 0 | 0 | 0 | 0 | 0 | 0 | 0
EPA621 CO2 Rate Limit for NG Cofire - ORIS:3130 | 328 | 7851 | Rate Constraint in lbs/MMBtu | FALSE | L | Annual | Allowances Sold CO2 | Thousand Tons | 0 | 0 | 0 | 0 | 0 | 0 | 0
EPA621 CO2 Rate Limit for NG Cofire - ORIS:3130 | 328 | 7851 | Rate Constraint in lbs/MMBtu | FALSE | L | Annual | Allowances Banked | Thousand Tons | 0 | 0 | 0 | 0 | 0 | 0 | 0
EPA621 CO2 Rate Limit for NG Cofire - ORIS:3130 | 328 | 7851 | Rate Constraint in lbs/MMBtu | FALSE | L | Annual | Allowances Withdrawn (1:1) | Thousand Tons | 0 | 0 | 0 | 0 | 0 | 0 | 0
EPA621 CO2 Rate Limit for NG Cofire - ORIS:3130 | 328 | 7851 | Rate Constraint in lbs/MMBtu | FALSE | L | Annual | Allowances Withdrawn (n:1) | Thousand Tons | 0 | 0 | 0 | 0 | 0 | 0 | 0
EPA621 CO2 Rate Limit for NG Cofire - ORIS:3130 | 328 | 7851 | Rate Constraint in lbs/MMBtu | FALSE | L | Annual | Net Emissions Allowance Position | Thousand Tons | 0 | 3167.6214 | 559.8749 | 0 | 0 | 0 | 0
EPA621 CO2 Rate Limit for NG Cofire - ORIS:3130 | 328 | 7851 | Rate Constraint in lbs/MMBtu | FALSE | L | Annual | Fuel Consumed | TBtu | 0 | 37.3426 | 6.6003 | 0 | 0 | 0 | 0
EPA621 CO2 Rate Limit for NG Cofire - ORIS:3130 | 328 | 7851 | Rate Constraint in lbs/MMBtu | FALSE | L | Annual | Rate | lb/MMBtu | 0 | 169.652 | 169.652 | 0 | 0 | 0 | 0
EPA621 CO2 Rate Limit for NG Cofire - ORIS:3130 | 328 | 7851 | Rate Constraint in lbs/MMBtu | FALSE | L | Annual | Generation | TWh | 0 | 3.3707 | 0.59576 | 0 | 0 | 0 | 0
EPA621 CO2 Rate Limit for NG Cofire - ORIS:3130 | 328 | 7851 | Rate Constraint in lbs/MMBtu | FALSE | L | Annual | Qualifying Generation | TWh | 0 | 3.3707 | 0.59576 | 0 | 0 | 0 | 0
EPA621 CO2 Rate Limit for NG Cofire - ORIS:3130 | 328 | 7851 | Rate Constraint in lbs/MMBtu | FALSE | L | Annual | Rate | lb/MWh | 0 | 1879.5219 | 1879.5219 | 0 | 0 | 0 | 0
EPA621 CO2 Rate Limit for NG Cofire - ORIS:3130 | 328 | 7851 | Rate Constraint in lbs/MMBtu | FALSE | L | Annual | Constraint Shadow Price | US2019$/Ton | 0 | 19.7842 | 17.9322 | 20.3505 | 18.3146 | 14.0291 | 13.6693
EPA621 CO2 Rate Limit for NG Cofire - ORIS:3403 | 329 | 7815 | Rate Constraint in lbs/MMBtu | FALSE | L | Annual | Seasons Included | Seasons |  | Winter, WintShld, Summer | Winter, WintShld, Summer | Winter, WintShld, Summer | Winter, WintShld, Summer | Winter, WintShld, Summer | Winter, WintShld, Summer
EPA621 CO2 Rate Limit for NG Cofire - ORIS:3403 | 329 | 7815 | Rate Constraint in lbs/MMBtu | FALSE | L | Annual | Standard CO2 | lb/MMBtu | 184.5606 | 184.5606 | 184.5606 | 184.5606 | 184.5606 | 184.5606 | 184.5606
EPA621 CO2 Rate Limit for NG Cofire - ORIS:3403 | 329 | 7815 | Rate Constraint in lbs/MMBtu | FALSE | L | Annual | Emissions at Affected Plants CO2 | Thousand Tons | 0 | 0 | 0 | 0 | 0 | 0 | 0
EPA621 CO2 Rate Limit for NG Cofire - ORIS:3403 | 329 | 7815 | Rate Constraint in lbs/MMBtu | FALSE | L | Annual | Allowances Purchased CO2 | Thousand Tons | 0 | 0 | 0 | 0 | 0 | 0 | 0
EPA621 CO2 Rate Limit for NG Cofire - ORIS:3403 | 329 | 7815 | Rate Constraint in lbs/MMBtu | FALSE | L | Annual | Allowances Sold CO2 | Thousand Tons | 0 | 0 | 0 | 0 | 0 | 0 | 0
EPA621 CO2 Rate Limit for NG Cofire - ORIS:3403 | 329 | 7815 | Rate Constraint in lbs/MMBtu | FALSE | L | Annual | Allowances Banked | Thousand Tons | 0 | 0 | 0 | 0 | 0 | 0 | 0
EPA621 CO2 Rate Limit for NG Cofire - ORIS:3403 | 329 | 7815 | Rate Constraint in lbs/MMBtu | FALSE | L | Annual | Allowances Withdrawn (1:1) | Thousand Tons | 0 | 0 | 0 | 0 | 0 | 0 | 0
EPA621 CO2 Rate Limit for NG Cofire - ORIS:3403 | 329 | 7815 | Rate Constraint in lbs/MMBtu | FALSE | L | Annual | Allowances Withdrawn (n:1) | Thousand Tons | 0 | 0 | 0 | 0 | 0 | 0 | 0
EPA621 CO2 Rate Limit for NG Cofire - ORIS:3403 | 329 | 7815 | Rate Constraint in lbs/MMBtu | FALSE | L | Annual | Net Emissions Allowance Position | Thousand Tons | 0 | 0 | 0 | 0 | 0 | 0 | 0
EPA621 CO2 Rate Limit for NG Cofire - ORIS:3403 | 329 | 7815 | Rate Constraint in lbs/MMBtu | FALSE | L | Annual | Fuel Consumed | TBtu | 0 | 0 | 0 | 0 | 0 | 0 | 0
EPA621 CO2 Rate Limit for NG Cofire - ORIS:3403 | 329 | 7815 | Rate Constraint in lbs/MMBtu | FALSE | L | Annual | Rate | lb/MMBtu | 0 | 0 | 0 | 0 | 0 | 0 | 0
EPA621 CO2 Rate Limit for NG Cofire - ORIS:3403 | 329 | 7815 | Rate Constraint in lbs/MMBtu | FALSE | L | Annual | Generation | TWh | 0 | 0 | 0 | 0 | 0 | 0 | 0
EPA621 CO2 Rate Limit for NG Cofire - ORIS:3403 | 329 | 7815 | Rate Constraint in lbs/MMBtu | FALSE | L | Annual | Qualifying Generation | TWh | 0 | 0 | 0 | 0 | 0 | 0 | 0
EPA621 CO2 Rate Limit for NG Cofire - ORIS:3403 | 329 | 7815 | Rate Constraint in lbs/MMBtu | FALSE | L | Annual | Rate | lb/MWh | 0 | 0 | 0 | 0 | 0 | 0 | 0
EPA621 CO2 Rate Limit for NG Cofire - ORIS:3403 | 329 | 7815 | Rate Constraint in lbs/MMBtu | FALSE | L | Annual | Constraint Shadow Price | US2019$/Ton | 0 | 7.2118 | 17.5127 | 0 | 0 | 0 | 0
EPA621 CO2 Rate Limit for NG Cofire - ORIS:3943 | 332 | 7802 | Rate Constraint in lbs/MMBtu | FALSE | L | Annual | Seasons Included | Seasons |  | Winter, WintShld, Summer | Winter, WintShld, Summer | Winter, WintShld, Summer | Winter, WintShld, Summer | Winter, WintShld, Summer | Winter, WintShld, Summer
EPA621 CO2 Rate Limit for NG Cofire - ORIS:3943 | 332 | 7802 | Rate Constraint in lbs/MMBtu | FALSE | L | Annual | Standard CO2 | lb/MMBtu | 181.0319 | 181.0319 | 181.0319 | 181.0319 | 181.0319 | 181.0319 | 181.0319
EPA621 CO2 Rate Limit for NG Cofire - ORIS:3943 | 332 | 7802 | Rate Constraint in lbs/MMBtu | FALSE | L | Annual | Emissions at Affected Plants CO2 | Thousand Tons | 0 | 0 | 0 | 0 | 0 | 0 | 0
EPA621 CO2 Rate Limit for NG Cofire - ORIS:3943 | 332 | 7802 | Rate Constraint in lbs/MMBtu | FALSE | L | Annual | Allowances Purchased CO2 | Thousand Tons | 0 | 0 | 0 | 0 | 0 | 0 | 0
EPA621 CO2 Rate Limit for NG Cofire - ORIS:3943 | 332 | 7802 | Rate Constraint in lbs/MMBtu | FALSE | L | Annual | Allowances Sold CO2 | Thousand Tons | 0 | 0 | 0 | 0 | 0 | 0 | 0
EPA621 CO2 Rate Limit for NG Cofire - ORIS:3943 | 332 | 7802 | Rate Constraint in lbs/MMBtu | FALSE | L | Annual | Allowances Banked | Thousand Tons | 0 | 0 | 0 | 0 | 0 | 0 | 0
EPA621 CO2 Rate Limit for NG Cofire - ORIS:3943 | 332 | 7802 | Rate Constraint in lbs/MMBtu | FALSE | L | Annual | Allowances Withdrawn (1:1) | Thousand Tons | 0 | 0 | 0 | 0 | 0 | 0 | 0
EPA621 CO2 Rate Limit for NG Cofire - ORIS:3943 | 332 | 7802 | Rate Constraint in lbs/MMBtu | FALSE | L | Annual | Allowances Withdrawn (n:1) | Thousand Tons | 0 | 0 | 0 | 0 | 0 | 0 | 0
EPA621 CO2 Rate Limit for NG Cofire - ORIS:3943 | 332 | 7802 | Rate Constraint in lbs/MMBtu | FALSE | L | Annual | Net Emissions Allowance Position | Thousand Tons | 0 | 0 | 0 | 0 | 0 | 0 | 0
EPA621 CO2 Rate Limit for NG Cofire - ORIS:3943 | 332 | 7802 | Rate Constraint in lbs/MMBtu | FALSE | L | Annual | Fuel Consumed | TBtu | 0 | 0 | 0 | 0 | 0 | 0 | 0
EPA621 CO2 Rate Limit for NG Cofire - ORIS:3943 | 332 | 7802 | Rate Constraint in lbs/MMBtu | FALSE | L | Annual | Rate | lb/MMBtu | 0 | 0 | 0 | 0 | 0 | 0 | 0
EPA621 CO2 Rate Limit for NG Cofire - ORIS:3943 | 332 | 7802 | Rate Constraint in lbs/MMBtu | FALSE | L | Annual | Generation | TWh | 0 | 0 | 0 | 0 | 0 | 0 | 0
EPA621 CO2 Rate Limit for NG Cofire - ORIS:3943 | 332 | 7802 | Rate Constraint in lbs/MMBtu | FALSE | L | Annual | Qualifying Generation | TWh | 0 | 0 | 0 | 0 | 0 | 0 | 0
EPA621 CO2 Rate Limit for NG Cofire - ORIS:3943 | 332 | 7802 | Rate Constraint in lbs/MMBtu | FALSE | L | Annual | Rate | lb/MWh | 0 | 0 | 0 | 0 | 0 | 0 | 0
EPA621 CO2 Rate Limit for NG Cofire - ORIS:3943 | 332 | 7802 | Rate Constraint in lbs/MMBtu | FALSE | L | Annual | Constraint Shadow Price | US2019$/Ton | 0 | 21.0486 | 6.0769 | 0 | 0 | 5.2973 | 0
EPA621 CO2 Rate Limit for NG Cofire - ORIS:3944 | 333 | 7908 | Rate Constraint in lbs/MMBtu | FALSE | L | Annual | Seasons Included | Seasons |  | Winter, WintShld, Summer | Winter, WintShld, Summer | Winter, WintShld, Summer | Winter, WintShld, Summer | Winter, WintShld, Summer | Winter, WintShld, Summer
EPA621 CO2 Rate Limit for NG Cofire - ORIS:3944 | 333 | 7908 | Rate Constraint in lbs/MMBtu | FALSE | L | Annual | Standard CO2 | lb/MMBtu | 174.578 | 174.578 | 174.578 | 174.578 | 174.578 | 174.578 | 174.578
EPA621 CO2 Rate Limit for NG Cofire - ORIS:3944 | 333 | 7908 | Rate Constraint in lbs/MMBtu | FALSE | L | Annual | Emissions at Affected Plants CO2 | Thousand Tons | 0 | 0 | 0 | 0 | 0 | 0 | 0
EPA621 CO2 Rate Limit for NG Cofire - ORIS:3944 | 333 | 7908 | Rate Constraint in lbs/MMBtu | FALSE | L | Annual | Allowances Purchased CO2 | Thousand Tons | 0 | 0 | 0 | 0 | 0 | 0 | 0
EPA621 CO2 Rate Limit for NG Cofire - ORIS:3944 | 333 | 7908 | Rate Constraint in lbs/MMBtu | FALSE | L | Annual | Allowances Sold CO2 | Thousand Tons | 0 | 0 | 0 | 0 | 0 | 0 | 0
EPA621 CO2 Rate Limit for NG Cofire - ORIS:3944 | 333 | 7908 | Rate Constraint in lbs/MMBtu | FALSE | L | Annual | Allowances Banked | Thousand Tons | 0 | 0 | 0 | 0 | 0 | 0 | 0
EPA621 CO2 Rate Limit for NG Cofire - ORIS:3944 | 333 | 7908 | Rate Constraint in lbs/MMBtu | FALSE | L | Annual | Allowances Withdrawn (1:1) | Thousand Tons | 0 | 0 | 0 | 0 | 0 | 0 | 0
EPA621 CO2 Rate Limit for NG Cofire - ORIS:3944 | 333 | 7908 | Rate Constraint in lbs/MMBtu | FALSE | L | Annual | Allowances Withdrawn (n:1) | Thousand Tons | 0 | 0 | 0 | 0 | 0 | 0 | 0
EPA621 CO2 Rate Limit for NG Cofire - ORIS:3944 | 333 | 7908 | Rate Constraint in lbs/MMBtu | FALSE | L | Annual | Net Emissions Allowance Position | Thousand Tons | 0 | 0 | 0 | 0 | 0 | 0 | 0
EPA621 CO2 Rate Limit for NG Cofire - ORIS:3944 | 333 | 7908 | Rate Constraint in lbs/MMBtu | FALSE | L | Annual | Fuel Consumed | TBtu | 0 | 0 | 0 | 0 | 0 | 0 | 0
EPA621 CO2 Rate Limit for NG Cofire - ORIS:3944 | 333 | 7908 | Rate Constraint in lbs/MMBtu | FALSE | L | Annual | Rate | lb/MMBtu | 0 | 0 | 0 | 0 | 0 | 0 | 0
EPA621 CO2 Rate Limit for NG Cofire - ORIS:3944 | 333 | 7908 | Rate Constraint in lbs/MMBtu | FALSE | L | Annual | Generation | TWh | 0 | 0 | 0 | 0 | 0 | 0 | 0
EPA621 CO2 Rate Limit for NG Cofire - ORIS:3944 | 333 | 7908 | Rate Constraint in lbs/MMBtu | FALSE | L | Annual | Qualifying Generation | TWh | 0 | 0 | 0 | 0 | 0 | 0 | 0
EPA621 CO2 Rate Limit for NG Cofire - ORIS:3944 | 333 | 7908 | Rate Constraint in lbs/MMBtu | FALSE | L | Annual | Rate | lb/MWh | 0 | 0 | 0 | 0 | 0 | 0 | 0
EPA621 CO2 Rate Limit for NG Cofire - ORIS:3944 | 333 | 7908 | Rate Constraint in lbs/MMBtu | FALSE | L | Annual | Constraint Shadow Price | US2019$/Ton | 0 | 42.1705 | 11.606 | 0 | 0 | 0 | 0
EPA621 CO2 Rate Limit for NG Cofire - ORIS:3954 | 335 | 7909 | Rate Constraint in lbs/MMBtu | FALSE | L | Annual | Seasons Included | Seasons |  | Winter, WintShld, Summer | Winter, WintShld, Summer | Winter, WintShld, Summer | Winter, WintShld, Summer | Winter, WintShld, Summer | Winter, WintShld, Summer
EPA621 CO2 Rate Limit for NG Cofire - ORIS:3954 | 335 | 7909 | Rate Constraint in lbs/MMBtu | FALSE | L | Annual | Standard CO2 | lb/MMBtu | 173.7729 | 173.7729 | 173.7729 | 173.7729 | 173.7729 | 173.7729 | 173.7729
EPA621 CO2 Rate Limit for NG Cofire - ORIS:3954 | 335 | 7909 | Rate Constraint in lbs/MMBtu | FALSE | L | Annual | Emissions at Affected Plants CO2 | Thousand Tons | 0 | 0 | 0 | 0 | 0 | 0 | 0
EPA621 CO2 Rate Limit for NG Cofire - ORIS:3954 | 335 | 7909 | Rate Constraint in lbs/MMBtu | FALSE | L | Annual | Allowances Purchased CO2 | Thousand Tons | 0 | 0 | 0 | 0 | 0 | 0 | 0
EPA621 CO2 Rate Limit for NG Cofire - ORIS:3954 | 335 | 7909 | Rate Constraint in lbs/MMBtu | FALSE | L | Annual | Allowances Sold CO2 | Thousand Tons | 0 | 0 | 0 | 0 | 0 | 0 | 0
EPA621 CO2 Rate Limit for NG Cofire - ORIS:3954 | 335 | 7909 | Rate Constraint in lbs/MMBtu | FALSE | L | Annual | Allowances Banked | Thousand Tons | 0 | 0 | 0 | 0 | 0 | 0 | 0
EPA621 CO2 Rate Limit for NG Cofire - ORIS:3954 | 335 | 7909 | Rate Constraint in lbs/MMBtu | FALSE | L | Annual | Allowances Withdrawn (1:1) | Thousand Tons | 0 | 0 | 0 | 0 | 0 | 0 | 0
EPA621 CO2 Rate Limit for NG Cofire - ORIS:3954 | 335 | 7909 | Rate Constraint in lbs/MMBtu | FALSE | L | Annual | Allowances Withdrawn (n:1) | Thousand Tons | 0 | 0 | 0 | 0 | 0 | 0 | 0
EPA621 CO2 Rate Limit for NG Cofire - ORIS:3954 | 335 | 7909 | Rate Constraint in lbs/MMBtu | FALSE | L | Annual | Net Emissions Allowance Position | Thousand Tons | 0 | 0 | 0 | 0 | 0 | 0 | 0
EPA621 CO2 Rate Limit for NG Cofire - ORIS:3954 | 335 | 7909 | Rate Constraint in lbs/MMBtu | FALSE | L | Annual | Fuel Consumed | TBtu | 0 | 0 | 0 | 0 | 0 | 0 | 0
EPA621 CO2 Rate Limit for NG Cofire - ORIS:3954 | 335 | 7909 | Rate Constraint in lbs/MMBtu | FALSE | L | Annual | Rate | lb/MMBtu | 0 | 0 | 0 | 0 | 0 | 0 | 0
EPA621 CO2 Rate Limit for NG Cofire - ORIS:3954 | 335 | 7909 | Rate Constraint in lbs/MMBtu | FALSE | L | Annual | Generation | TWh | 0 | 0 | 0 | 0 | 0 | 0 | 0
EPA621 CO2 Rate Limit for NG Cofire - ORIS:3954 | 335 | 7909 | Rate Constraint in lbs/MMBtu | FALSE | L | Annual | Qualifying Generation | TWh | 0 | 0 | 0 | 0 | 0 | 0 | 0
EPA621 CO2 Rate Limit for NG Cofire - ORIS:3954 | 335 | 7909 | Rate Constraint in lbs/MMBtu | FALSE | L | Annual | Rate | lb/MWh | 0 | 0 | 0 | 0 | 0 | 0 | 0
EPA621 CO2 Rate Limit for NG Cofire - ORIS:3954 | 335 | 7909 | Rate Constraint in lbs/MMBtu | FALSE | L | Annual | Constraint Shadow Price | US2019$/Ton | 0 | 62.4608 | 8.6101 | 8.1635 | 4.9549 | 0 | 4.0042
EPA621 CO2 Rate Limit for NG Cofire - ORIS:4078 | 336 | 7816 | Rate Constraint in lbs/MMBtu | FALSE | L | Annual | Seasons Included | Seasons |  | Winter, WintShld, Summer | Winter, WintShld, Summer | Winter, WintShld, Summer | Winter, WintShld, Summer | Winter, WintShld, Summer | Winter, WintShld, Summer
EPA621 CO2 Rate Limit for NG Cofire - ORIS:4078 | 336 | 7816 | Rate Constraint in lbs/MMBtu | FALSE | L | Annual | Standard CO2 | lb/MMBtu | 175.412 | 175.412 | 175.412 | 175.412 | 175.412 | 175.412 | 175.412
EPA621 CO2 Rate Limit for NG Cofire - ORIS:4078 | 336 | 7816 | Rate Constraint in lbs/MMBtu | FALSE | L | Annual | Emissions at Affected Plants CO2 | Thousand Tons | 0 | 1783.5976 | 0 | 0 | 0 | 0 | 0
EPA621 CO2 Rate Limit for NG Cofire - ORIS:4078 | 336 | 7816 | Rate Constraint in lbs/MMBtu | FALSE | L | Annual | Allowances Purchased CO2 | Thousand Tons | 0 | 0 | 0 | 0 | 0 | 0 | 0
EPA621 CO2 Rate Limit for NG Cofire - ORIS:4078 | 336 | 7816 | Rate Constraint in lbs/MMBtu | FALSE | L | Annual | Allowances Sold CO2 | Thousand Tons | 0 | 0 | 0 | 0 | 0 | 0 | 0
EPA621 CO2 Rate Limit for NG Cofire - ORIS:4078 | 336 | 7816 | Rate Constraint in lbs/MMBtu | FALSE | L | Annual | Allowances Banked | Thousand Tons | 0 | 0 | 0 | 0 | 0 | 0 | 0
EPA621 CO2 Rate Limit for NG Cofire - ORIS:4078 | 336 | 7816 | Rate Constraint in lbs/MMBtu | FALSE | L | Annual | Allowances Withdrawn (1:1) | Thousand Tons | 0 | 0 | 0 | 0 | 0 | 0 | 0
EPA621 CO2 Rate Limit for NG Cofire - ORIS:4078 | 336 | 7816 | Rate Constraint in lbs/MMBtu | FALSE | L | Annual | Allowances Withdrawn (n:1) | Thousand Tons | 0 | 0 | 0 | 0 | 0 | 0 | 0
EPA621 CO2 Rate Limit for NG Cofire - ORIS:4078 | 336 | 7816 | Rate Constraint in lbs/MMBtu | FALSE | L | Annual | Net Emissions Allowance Position | Thousand Tons | 0 | 1783.5976 | 0 | 0 | 0 | 0 | 0
EPA621 CO2 Rate Limit for NG Cofire - ORIS:4078 | 336 | 7816 | Rate Constraint in lbs/MMBtu | FALSE | L | Annual | Fuel Consumed | TBtu | 0 | 20.3361 | 0 | 0 | 0 | 0 | 0
EPA621 CO2 Rate Limit for NG Cofire - ORIS:4078 | 336 | 7816 | Rate Constraint in lbs/MMBtu | FALSE | L | Annual | Rate | lb/MMBtu | 0 | 175.412 | 0 | 0 | 0 | 0 | 0
EPA621 CO2 Rate Limit for NG Cofire - ORIS:4078 | 336 | 7816 | Rate Constraint in lbs/MMBtu | FALSE | L | Annual | Generation | TWh | 0 | 2.0803 | 0 | 0 | 0 | 0 | 0
EPA621 CO2 Rate Limit for NG Cofire - ORIS:4078 | 336 | 7816 | Rate Constraint in lbs/MMBtu | FALSE | L | Annual | Qualifying Generation | TWh | 0 | 2.0803 | 0 | 0 | 0 | 0 | 0
EPA621 CO2 Rate Limit for NG Cofire - ORIS:4078 | 336 | 7816 | Rate Constraint in lbs/MMBtu | FALSE | L | Annual | Rate | lb/MWh | 0 | 1714.7909 | 0 | 0 | 0 | 0 | 0
EPA621 CO2 Rate Limit for NG Cofire - ORIS:4078 | 336 | 7816 | Rate Constraint in lbs/MMBtu | FALSE | L | Annual | Constraint Shadow Price | US2019$/Ton | 0 | 25.7068 | 37.6434 | 43.5341 | 48.4759 | 44.935 | 47.4424
EPA621 CO2 Rate Limit for NG Cofire - ORIS:4125 | 337 | 7882 | Rate Constraint in lbs/MMBtu | FALSE | L | Annual | Seasons Included | Seasons |  | Winter, WintShld, Summer | Winter, WintShld, Summer | Winter, WintShld, Summer | Winter, WintShld, Summer | Winter, WintShld, Summer | Winter, WintShld, Summer
EPA621 CO2 Rate Limit for NG Cofire - ORIS:4125 | 337 | 7882 | Rate Constraint in lbs/MMBtu | FALSE | L | Annual | Standard CO2 | lb/MMBtu | 181.0408 | 181.0408 | 181.0408 | 181.0408 | 181.0408 | 181.0408 | 181.0408
EPA621 CO2 Rate Limit for NG Cofire - ORIS:4125 | 337 | 7882 | Rate Constraint in lbs/MMBtu | FALSE | L | Annual | Emissions at Affected Plants CO2 | Thousand Tons | 0 | 0 | 0 | 0 | 0 | 0 | 0
EPA621 CO2 Rate Limit for NG Cofire - ORIS:4125 | 337 | 7882 | Rate Constraint in lbs/MMBtu | FALSE | L | Annual | Allowances Purchased CO2 | Thousand Tons | 0 | 0 | 0 | 0 | 0 | 0 | 0
EPA621 CO2 Rate Limit for NG Cofire - ORIS:4125 | 337 | 7882 | Rate Constraint in lbs/MMBtu | FALSE | L | Annual | Allowances Sold CO2 | Thousand Tons | 0 | 0 | 0 | 0 | 0 | 0 | 0
EPA621 CO2 Rate Limit for NG Cofire - ORIS:4125 | 337 | 7882 | Rate Constraint in lbs/MMBtu | FALSE | L | Annual | Allowances Banked | Thousand Tons | 0 | 0 | 0 | 0 | 0 | 0 | 0
EPA621 CO2 Rate Limit for NG Cofire - ORIS:4125 | 337 | 7882 | Rate Constraint in lbs/MMBtu | FALSE | L | Annual | Allowances Withdrawn (1:1) | Thousand Tons | 0 | 0 | 0 | 0 | 0 | 0 | 0
EPA621 CO2 Rate Limit for NG Cofire - ORIS:4125 | 337 | 7882 | Rate Constraint in lbs/MMBtu | FALSE | L | Annual | Allowances Withdrawn (n:1) | Thousand Tons | 0 | 0 | 0 | 0 | 0 | 0 | 0
EPA621 CO2 Rate Limit for NG Cofire - ORIS:4125 | 337 | 7882 | Rate Constraint in lbs/MMBtu | FALSE | L | Annual | Net Emissions Allowance Position | Thousand Tons | 0 | 0 | 0 | 0 | 0 | 0 | 0
EPA621 CO2 Rate Limit for NG Cofire - ORIS:4125 | 337 | 7882 | Rate Constraint in lbs/MMBtu | FALSE | L | Annual | Fuel Consumed | TBtu | 0 | 0 | 0 | 0 | 0 | 0 | 0
EPA621 CO2 Rate Limit for NG Cofire - ORIS:4125 | 337 | 7882 | Rate Constraint in lbs/MMBtu | FALSE | L | Annual | Rate | lb/MMBtu | 0 | 0 | 0 | 0 | 0 | 0 | 0
EPA621 CO2 Rate Limit for NG Cofire - ORIS:4125 | 337 | 7882 | Rate Constraint in lbs/MMBtu | FALSE | L | Annual | Generation | TWh | 0 | 0 | 0 | 0 | 0 | 0 | 0
EPA621 CO2 Rate Limit for NG Cofire - ORIS:4125 | 337 | 7882 | Rate Constraint in lbs/MMBtu | FALSE | L | Annual | Qualifying Generation | TWh | 0 | 0 | 0 | 0 | 0 | 0 | 0
EPA621 CO2 Rate Limit for NG Cofire - ORIS:4125 | 337 | 7882 | Rate Constraint in lbs/MMBtu | FALSE | L | Annual | Rate | lb/MWh | 0 | 0 | 0 | 0 | 0 | 0 | 0
EPA621 CO2 Rate Limit for NG Cofire - ORIS:4125 | 337 | 7882 | Rate Constraint in lbs/MMBtu | FALSE | L | Annual | Constraint Shadow Price | US2019$/Ton | 0 | 70.5913 | 32.5956 | 31.299 | 3.5922 | 30.0602 | 2.6566
EPA621 CO2 Rate Limit for NG Cofire - ORIS:4271 | 338 | 7858 | Rate Constraint in lbs/MMBtu | FALSE | L | Annual | Seasons Included | Seasons |  | Winter, WintShld, Summer | Winter, WintShld, Summer | Winter, WintShld, Summer | Winter, WintShld, Summer | Winter, WintShld, Summer | Winter, WintShld, Summer
EPA621 CO2 Rate Limit for NG Cofire - ORIS:4271 | 338 | 7858 | Rate Constraint in lbs/MMBtu | FALSE | L | Annual | Standard CO2 | lb/MMBtu | 175.772 | 175.772 | 175.772 | 175.772 | 175.772 | 175.772 | 175.772
EPA621 CO2 Rate Limit for NG Cofire - ORIS:4271 | 338 | 7858 | Rate Constraint in lbs/MMBtu | FALSE | L | Annual | Emissions at Affected Plants CO2 | Thousand Tons | 0 | 0 | 0 | 0 | 0 | 0 | 0
EPA621 CO2 Rate Limit for NG Cofire - ORIS:4271 | 338 | 7858 | Rate Constraint in lbs/MMBtu | FALSE | L | Annual | Allowances Purchased CO2 | Thousand Tons | 0 | 0 | 0 | 0 | 0 | 0 | 0
EPA621 CO2 Rate Limit for NG Cofire - ORIS:4271 | 338 | 7858 | Rate Constraint in lbs/MMBtu | FALSE | L | Annual | Allowances Sold CO2 | Thousand Tons | 0 | 0 | 0 | 0 | 0 | 0 | 0
EPA621 CO2 Rate Limit for NG Cofire - ORIS:4271 | 338 | 7858 | Rate Constraint in lbs/MMBtu | FALSE | L | Annual | Allowances Banked | Thousand Tons | 0 | 0 | 0 | 0 | 0 | 0 | 0
EPA621 CO2 Rate Limit for NG Cofire - ORIS:4271 | 338 | 7858 | Rate Constraint in lbs/MMBtu | FALSE | L | Annual | Allowances Withdrawn (1:1) | Thousand Tons | 0 | 0 | 0 | 0 | 0 | 0 | 0
EPA621 CO2 Rate Limit for NG Cofire - ORIS:4271 | 338 | 7858 | Rate Constraint in lbs/MMBtu | FALSE | L | Annual | Allowances Withdrawn (n:1) | Thousand Tons | 0 | 0 | 0 | 0 | 0 | 0 | 0
EPA621 CO2 Rate Limit for NG Cofire - ORIS:4271 | 338 | 7858 | Rate Constraint in lbs/MMBtu | FALSE | L | Annual | Net Emissions Allowance Position | Thousand Tons | 0 | 0 | 0 | 0 | 0 | 0 | 0
EPA621 CO2 Rate Limit for NG Cofire - ORIS:4271 | 338 | 7858 | Rate Constraint in lbs/MMBtu | FALSE | L | Annual | Fuel Consumed | TBtu | 0 | 0 | 0 | 0 | 0 | 0 | 0
EPA621 CO2 Rate Limit for NG Cofire - ORIS:4271 | 338 | 7858 | Rate Constraint in lbs/MMBtu | FALSE | L | Annual | Rate | lb/MMBtu | 0 | 0 | 0 | 0 | 0 | 0 | 0
EPA621 CO2 Rate Limit for NG Cofire - ORIS:4271 | 338 | 7858 | Rate Constraint in lbs/MMBtu | FALSE | L | Annual | Generation | TWh | 0 | 0 | 0 | 0 | 0 | 0 | 0
EPA621 CO2 Rate Limit for NG Cofire - ORIS:4271 | 338 | 7858 | Rate Constraint in lbs/MMBtu | FALSE | L | Annual | Qualifying Generation | TWh | 0 | 0 | 0 | 0 | 0 | 0 | 0
EPA621 CO2 Rate Limit for NG Cofire - ORIS:4271 | 338 | 7858 | Rate Constraint in lbs/MMBtu | FALSE | L | Annual | Rate | lb/MWh | 0 | 0 | 0 | 0 | 0 | 0 | 0
EPA621 CO2 Rate Limit for NG Cofire - ORIS:4271 | 338 | 7858 | Rate Constraint in lbs/MMBtu | FALSE | L | Annual | Constraint Shadow Price | US2019$/Ton | 0 | 158.7614 | 63.2135 | 79.5797 | 85.0569 | 92.1779 | 90.511
EPA621 CO2 Rate Limit for NG Cofire - ORIS:470 | 339 | 7813 | Rate Constraint in lbs/MMBtu | FALSE | L | Annual | Seasons Included | Seasons |  | Winter, WintShld, Summer | Winter, WintShld, Summer | Winter, WintShld, Summer | Winter, WintShld, Summer | Winter, WintShld, Summer | Winter, WintShld, Summer
EPA621 CO2 Rate Limit for NG Cofire - ORIS:470 | 339 | 7813 | Rate Constraint in lbs/MMBtu | FALSE | L | Annual | Standard CO2 | lb/MMBtu | 175.772 | 175.772 | 175.772 | 175.772 | 175.772 | 175.772 | 175.772
EPA621 CO2 Rate Limit for NG Cofire - ORIS:470 | 339 | 7813 | Rate Constraint in lbs/MMBtu | FALSE | L | Annual | Emissions at Affected Plants CO2 | Thousand Tons | 0 | 0 | 0 | 0 | 0 | 0 | 0
EPA621 CO2 Rate Limit for NG Cofire - ORIS:470 | 339 | 7813 | Rate Constraint in lbs/MMBtu | FALSE | L | Annual | Allowances Purchased CO2 | Thousand Tons | 0 | 0 | 0 | 0 | 0 | 0 | 0
EPA621 CO2 Rate Limit for NG Cofire - ORIS:470 | 339 | 7813 | Rate Constraint in lbs/MMBtu | FALSE | L | Annual | Allowances Sold CO2 | Thousand Tons | 0 | 0 | 0 | 0 | 0 | 0 | 0
EPA621 CO2 Rate Limit for NG Cofire - ORIS:470 | 339 | 7813 | Rate Constraint in lbs/MMBtu | FALSE | L | Annual | Allowances Banked | Thousand Tons | 0 | 0 | 0 | 0 | 0 | 0 | 0
EPA621 CO2 Rate Limit for NG Cofire - ORIS:470 | 339 | 7813 | Rate Constraint in lbs/MMBtu | FALSE | L | Annual | Allowances Withdrawn (1:1) | Thousand Tons | 0 | 0 | 0 | 0 | 0 | 0 | 0
EPA621 CO2 Rate Limit for NG Cofire - ORIS:470 | 339 | 7813 | Rate Constraint in lbs/MMBtu | FALSE | L | Annual | Allowances Withdrawn (n:1) | Thousand Tons | 0 | 0 | 0 | 0 | 0 | 0 | 0
EPA621 CO2 Rate Limit for NG Cofire - ORIS:470 | 339 | 7813 | Rate Constraint in lbs/MMBtu | FALSE | L | Annual | Net Emissions Allowance Position | Thousand Tons | 0 | 0 | 0 | 0 | 0 | 0 | 0
EPA621 CO2 Rate Limit for NG Cofire - ORIS:470 | 339 | 7813 | Rate Constraint in lbs/MMBtu | FALSE | L | Annual | Fuel Consumed | TBtu | 0 | 0 | 0 | 0 | 0 | 0 | 0
EPA621 CO2 Rate Limit for NG Cofire - ORIS:470 | 339 | 7813 | Rate Constraint in lbs/MMBtu | FALSE | L | Annual | Rate | lb/MMBtu | 0 | 0 | 0 | 0 | 0 | 0 | 0
EPA621 CO2 Rate Limit for NG Cofire - ORIS:470 | 339 | 7813 | Rate Constraint in lbs/MMBtu | FALSE | L | Annual | Generation | TWh | 0 | 0 | 0 | 0 | 0 | 0 | 0
EPA621 CO2 Rate Limit for NG Cofire - ORIS:470 | 339 | 7813 | Rate Constraint in lbs/MMBtu | FALSE | L | Annual | Qualifying Generation | TWh | 0 | 0 | 0 | 0 | 0 | 0 | 0
EPA621 CO2 Rate Limit for NG Cofire - ORIS:470 | 339 | 7813 | Rate Constraint in lbs/MMBtu | FALSE | L | Annual | Rate | lb/MWh | 0 | 0 | 0 | 0 | 0 | 0 | 0
EPA621 CO2 Rate Limit for NG Cofire - ORIS:470 | 339 | 7813 | Rate Constraint in lbs/MMBtu | FALSE | L | Annual | Constraint Shadow Price | US2019$/Ton | 0 | 33.6476 | 82.271 | 0 | 0 | 0 | 0
EPA621 CO2 Rate Limit for NG Cofire - ORIS:50397 | 340 | 7782 | Rate Constraint in lbs/MMBtu | FALSE | L | Annual | Seasons Included | Seasons |  | Winter, WintShld, Summer | Winter, WintShld, Summer | Winter, WintShld, Summer | Winter, WintShld, Summer | Winter, WintShld, Summer | Winter, WintShld, Summer
EPA621 CO2 Rate Limit for NG Cofire - ORIS:50397 | 340 | 7782 | Rate Constraint in lbs/MMBtu | FALSE | L | Annual | Standard CO2 | lb/MMBtu | 233.0065 | 233.0065 | 233.0065 | 233.0065 | 233.0065 | 233.0065 | 233.0065
EPA621 CO2 Rate Limit for NG Cofire - ORIS:50397 | 340 | 7782 | Rate Constraint in lbs/MMBtu | FALSE | L | Annual | Emissions at Affected Plants CO2 | Thousand Tons | 0 | 0 | 0 | 0 | 0 | 0 | 0
EPA621 CO2 Rate Limit for NG Cofire - ORIS:50397 | 340 | 7782 | Rate Constraint in lbs/MMBtu | FALSE | L | Annual | Allowances Purchased CO2 | Thousand Tons | 0 | 0 | 0 | 0 | 0 | 0 | 0
EPA621 CO2 Rate Limit for NG Cofire - ORIS:50397 | 340 | 7782 | Rate Constraint in lbs/MMBtu | FALSE | L | Annual | Allowances Sold CO2 | Thousand Tons | 0 | 0 | 0 | 0 | 0 | 0 | 0
EPA621 CO2 Rate Limit for NG Cofire - ORIS:50397 | 340 | 7782 | Rate Constraint in lbs/MMBtu | FALSE | L | Annual | Allowances Banked | Thousand Tons | 0 | 0 | 0 | 0 | 0 | 0 | 0
EPA621 CO2 Rate Limit for NG Cofire - ORIS:50397 | 340 | 7782 | Rate Constraint in lbs/MMBtu | FALSE | L | Annual | Allowances Withdrawn (1:1) | Thousand Tons | 0 | 0 | 0 | 0 | 0 | 0 | 0
EPA621 CO2 Rate Limit for NG Cofire - ORIS:50397 | 340 | 7782 | Rate Constraint in lbs/MMBtu | FALSE | L | Annual | Allowances Withdrawn (n:1) | Thousand Tons | 0 | 0 | 0 | 0 | 0 | 0 | 0
EPA621 CO2 Rate Limit for NG Cofire - ORIS:50397 | 340 | 7782 | Rate Constraint in lbs/MMBtu | FALSE | L | Annual | Net Emissions Allowance Position | Thousand Tons | 0 | 0 | 0 | 0 | 0 | 0 | 0
EPA621 CO2 Rate Limit for NG Cofire - ORIS:50397 | 340 | 7782 | Rate Constraint in lbs/MMBtu | FALSE | L | Annual | Fuel Consumed | TBtu | 0 | 0 | 0 | 0 | 0 | 0 | 0
EPA621 CO2 Rate Limit for NG Cofire - ORIS:50397 | 340 | 7782 | Rate Constraint in lbs/MMBtu | FALSE | L | Annual | Rate | lb/MMBtu | 0 | 0 | 0 | 0 | 0 | 0 | 0
EPA621 CO2 Rate Limit for NG Cofire - ORIS:50397 | 340 | 7782 | Rate Constraint in lbs/MMBtu | FALSE | L | Annual | Generation | TWh | 0 | 0 | 0 | 0 | 0 | 0 | 0
EPA621 CO2 Rate Limit for NG Cofire - ORIS:50397 | 340 | 7782 | Rate Constraint in lbs/MMBtu | FALSE | L | Annual | Qualifying Generation | TWh | 0 | 0 | 0 | 0 | 0 | 0 | 0
EPA621 CO2 Rate Limit for NG Cofire - ORIS:50397 | 340 | 7782 | Rate Constraint in lbs/MMBtu | FALSE | L | Annual | Rate | lb/MWh | 0 | 0 | 0 | 0 | 0 | 0 | 0
EPA621 CO2 Rate Limit for NG Cofire - ORIS:50397 | 340 | 7782 | Rate Constraint in lbs/MMBtu | FALSE | L | Annual | Constraint Shadow Price | US2019$/Ton | 0 | 0.64854 | 41.4744 | 41.2599 | 14.9402 | 0 | 6.8146
EPA621 CO2 Rate Limit for NG Cofire - ORIS:50611 | 341 | 7875 | Rate Constraint in lbs/MMBtu | FALSE | L | Annual | Seasons Included | Seasons |  | Winter, WintShld, Summer | Winter, WintShld, Summer | Winter, WintShld, Summer | Winter, WintShld, Summer | Winter, WintShld, Summer | Winter, WintShld, Summer
EPA621 CO2 Rate Limit for NG Cofire - ORIS:50611 | 341 | 7875 | Rate Constraint in lbs/MMBtu | FALSE | L | Annual | Standard CO2 | lb/MMBtu | 169.652 | 169.652 | 169.652 | 169.652 | 169.652 | 169.652 | 169.652
EPA621 CO2 Rate Limit for NG Cofire - ORIS:50611 | 341 | 7875 | Rate Constraint in lbs/MMBtu | FALSE | L | Annual | Emissions at Affected Plants CO2 | Thousand Tons | 0 | 0 | 0 | 0 | 0 | 0 | 0
EPA621 CO2 Rate Limit for NG Cofire - ORIS:50611 | 341 | 7875 | Rate Constraint in lbs/MMBtu | FALSE | L | Annual | Allowances Purchased CO2 | Thousand Tons | 0 | 0 | 0 | 0 | 0 | 0 | 0
EPA621 CO2 Rate Limit for NG Cofire - ORIS:50611 | 341 | 7875 | Rate Constraint in lbs/MMBtu | FALSE | L | Annual | Allowances Sold CO2 | Thousand Tons | 0 | 0 | 0 | 0 | 0 | 0 | 0
EPA621 CO2 Rate Limit for NG Cofire - ORIS:50611 | 341 | 7875 | Rate Constraint in lbs/MMBtu | FALSE | L | Annual | Allowances Banked | Thousand Tons | 0 | 0 | 0 | 0 | 0 | 0 | 0
EPA621 CO2 Rate Limit for NG Cofire - ORIS:50611 | 341 | 7875 | Rate Constraint in lbs/MMBtu | FALSE | L | Annual | Allowances Withdrawn (1:1) | Thousand Tons | 0 | 0 | 0 | 0 | 0 | 0 | 0
EPA621 CO2 Rate Limit for NG Cofire - ORIS:50611 | 341 | 7875 | Rate Constraint in lbs/MMBtu | FALSE | L | Annual | Allowances Withdrawn (n:1) | Thousand Tons | 0 | 0 | 0 | 0 | 0 | 0 | 0
EPA621 CO2 Rate Limit for NG Cofire - ORIS:50611 | 341 | 7875 | Rate Constraint in lbs/MMBtu | FALSE | L | Annual | Net Emissions Allowance Position | Thousand Tons | 0 | 0 | 0 | 0 | 0 | 0 | 0
EPA621 CO2 Rate Limit for NG Cofire - ORIS:50611 | 341 | 7875 | Rate Constraint in lbs/MMBtu | FALSE | L | Annual | Fuel Consumed | TBtu | 0 | 0 | 0 | 0 | 0 | 0 | 0
EPA621 CO2 Rate Limit for NG Cofire - ORIS:50611 | 341 | 7875 | Rate Constraint in lbs/MMBtu | FALSE | L | Annual | Rate | lb/MMBtu | 0 | 0 | 0 | 0 | 0 | 0 | 0
EPA621 CO2 Rate Limit for NG Cofire - ORIS:50611 | 341 | 7875 | Rate Constraint in lbs/MMBtu | FALSE | L | Annual | Generation | TWh | 0 | 0 | 0 | 0 | 0 | 0 | 0
EPA621 CO2 Rate Limit for NG Cofire - ORIS:50611 | 341 | 7875 | Rate Constraint in lbs/MMBtu | FALSE | L | Annual | Qualifying Generation | TWh | 0 | 0 | 0 | 0 | 0 | 0 | 0
EPA621 CO2 Rate Limit for NG Cofire - ORIS:50611 | 341 | 7875 | Rate Constraint in lbs/MMBtu | FALSE | L | Annual | Rate | lb/MWh | 0 | 0 | 0 | 0 | 0 | 0 | 0
EPA621 CO2 Rate Limit for NG Cofire - ORIS:50611 | 341 | 7875 | Rate Constraint in lbs/MMBtu | FALSE | L | Annual | Constraint Shadow Price | US2019$/Ton | 0 | 37.3189 | 34.6421 | 42.7811 | 38.2871 | 26.8323 | 30.0348
EPA621 CO2 Rate Limit for NG Cofire - ORIS:50776 | 342 | 7881 | Rate Constraint in lbs/MMBtu | FALSE | L | Annual | Seasons Included | Seasons |  | Winter, WintShld, Summer | Winter, WintShld, Summer | Winter, WintShld, Summer | Winter, WintShld, Summer | Winter, WintShld, Summer | Winter, WintShld, Summer
EPA621 CO2 Rate Limit for NG Cofire - ORIS:50776 | 342 | 7881 | Rate Constraint in lbs/MMBtu | FALSE | L | Annual | Standard CO2 | lb/MMBtu | 169.652 | 169.652 | 169.652 | 169.652 | 169.652 | 169.652 | 169.652
EPA621 CO2 Rate Limit for NG Cofire - ORIS:50776 | 342 | 7881 | Rate Constraint in lbs/MMBtu | FALSE | L | Annual | Emissions at Affected Plants CO2 | Thousand Tons | 0 | 0 | 0 | 0 | 0 | 0 | 0
EPA621 CO2 Rate Limit for NG Cofire - ORIS:50776 | 342 | 7881 | Rate Constraint in lbs/MMBtu | FALSE | L | Annual | Allowances Purchased CO2 | Thousand Tons | 0 | 0 | 0 | 0 | 0 | 0 | 0
EPA621 CO2 Rate Limit for NG Cofire - ORIS:50776 | 342 | 7881 | Rate Constraint in lbs/MMBtu | FALSE | L | Annual | Allowances Sold CO2 | Thousand Tons | 0 | 0 | 0 | 0 | 0 | 0 | 0
EPA621 CO2 Rate Limit for NG Cofire - ORIS:50776 | 342 | 7881 | Rate Constraint in lbs/MMBtu | FALSE | L | Annual | Allowances Banked | Thousand Tons | 0 | 0 | 0 | 0 | 0 | 0 | 0
EPA621 CO2 Rate Limit for NG Cofire - ORIS:50776 | 342 | 7881 | Rate Constraint in lbs/MMBtu | FALSE | L | Annual | Allowances Withdrawn (1:1) | Thousand Tons | 0 | 0 | 0 | 0 | 0 | 0 | 0
EPA621 CO2 Rate Limit for NG Cofire - ORIS:50776 | 342 | 7881 | Rate Constraint in lbs/MMBtu | FALSE | L | Annual | Allowances Withdrawn (n:1) | Thousand Tons | 0 | 0 | 0 | 0 | 0 | 0 | 0
EPA621 CO2 Rate Limit for NG Cofire - ORIS:50776 | 342 | 7881 | Rate Constraint in lbs/MMBtu | FALSE | L | Annual | Net Emissions Allowance Position | Thousand Tons | 0 | 0 | 0 | 0 | 0 | 0 | 0
EPA621 CO2 Rate Limit for NG Cofire - ORIS:50776 | 342 | 7881 | Rate Constraint in lbs/MMBtu | FALSE | L | Annual | Fuel Consumed | TBtu | 0 | 0 | 0 | 0 | 0 | 0 | 0
EPA621 CO2 Rate Limit for NG Cofire - ORIS:50776 | 342 | 7881 | Rate Constraint in lbs/MMBtu | FALSE | L | Annual | Rate | lb/MMBtu | 0 | 0 | 0 | 0 | 0 | 0 | 0
EPA621 CO2 Rate Limit for NG Cofire - ORIS:50776 | 342 | 7881 | Rate Constraint in lbs/MMBtu | FALSE | L | Annual | Generation | TWh | 0 | 0 | 0 | 0 | 0 | 0 | 0
EPA621 CO2 Rate Limit for NG Cofire - ORIS:50776 | 342 | 7881 | Rate Constraint in lbs/MMBtu | FALSE | L | Annual | Qualifying Generation | TWh | 0 | 0 | 0 | 0 | 0 | 0 | 0
EPA621 CO2 Rate Limit for NG Cofire - ORIS:50776 | 342 | 7881 | Rate Constraint in lbs/MMBtu | FALSE | L | Annual | Rate | lb/MWh | 0 | 0 | 0 | 0 | 0 | 0 | 0
EPA621 CO2 Rate Limit for NG Cofire - ORIS:50776 | 342 | 7881 | Rate Constraint in lbs/MMBtu | FALSE | L | Annual | Constraint Shadow Price | US2019$/Ton | 0 | 75.592 | 19.7643 | 0 | 0 | 0 | 0
EPA621 CO2 Rate Limit for NG Cofire - ORIS:50835 | 343 | 7781 | Rate Constraint in lbs/MMBtu | FALSE | L | Annual | Seasons Included | Seasons |  | Winter, WintShld, Summer | Winter, WintShld, Summer | Winter, WintShld, Summer | Winter, WintShld, Summer | Winter, WintShld, Summer | Winter, WintShld, Summer
EPA621 CO2 Rate Limit for NG Cofire - ORIS:50835 | 343 | 7781 | Rate Constraint in lbs/MMBtu | FALSE | L | Annual | Standard CO2 | lb/MMBtu | 209.5565 | 209.5565 | 209.5565 | 209.5565 | 209.5565 | 209.5565 | 209.5565
EPA621 CO2 Rate Limit for NG Cofire - ORIS:50835 | 343 | 7781 | Rate Constraint in lbs/MMBtu | FALSE | L | Annual | Emissions at Affected Plants CO2 | Thousand Tons | 0 | 0 | 0 | 0 | 0 | 0 | 0
EPA621 CO2 Rate Limit for NG Cofire - ORIS:50835 | 343 | 7781 | Rate Constraint in lbs/MMBtu | FALSE | L | Annual | Allowances Purchased CO2 | Thousand Tons | 0 | 0 | 0 | 0 | 0 | 0 | 0
EPA621 CO2 Rate Limit for NG Cofire - ORIS:50835 | 343 | 7781 | Rate Constraint in lbs/MMBtu | FALSE | L | Annual | Allowances Sold CO2 | Thousand Tons | 0 | 0 | 0 | 0 | 0 | 0 | 0
EPA621 CO2 Rate Limit for NG Cofire - ORIS:50835 | 343 | 7781 | Rate Constraint in lbs/MMBtu | FALSE | L | Annual | Allowances Banked | Thousand Tons | 0 | 0 | 0 | 0 | 0 | 0 | 0
EPA621 CO2 Rate Limit for NG Cofire - ORIS:50835 | 343 | 7781 | Rate Constraint in lbs/MMBtu | FALSE | L | Annual | Allowances Withdrawn (1:1) | Thousand Tons | 0 | 0 | 0 | 0 | 0 | 0 | 0
EPA621 CO2 Rate Limit for NG Cofire - ORIS:50835 | 343 | 7781 | Rate Constraint in lbs/MMBtu | FALSE | L | Annual | Allowances Withdrawn (n:1) | Thousand Tons | 0 | 0 | 0 | 0 | 0 | 0 | 0
EPA621 CO2 Rate Limit for NG Cofire - ORIS:50835 | 343 | 7781 | Rate Constraint in lbs/MMBtu | FALSE | L | Annual | Net Emissions Allowance Position | Thousand Tons | 0 | 0 | 0 | 0 | 0 | 0 | 0
EPA621 CO2 Rate Limit for NG Cofire - ORIS:50835 | 343 | 7781 | Rate Constraint in lbs/MMBtu | FALSE | L | Annual | Fuel Consumed | TBtu | 0 | 0 | 0 | 0 | 0 | 0 | 0
EPA621 CO2 Rate Limit for NG Cofire - ORIS:50835 | 343 | 7781 | Rate Constraint in lbs/MMBtu | FALSE | L | Annual | Rate | lb/MMBtu | 0 | 0 | 0 | 0 | 0 | 0 | 0
EPA621 CO2 Rate Limit for NG Cofire - ORIS:50835 | 343 | 7781 | Rate Constraint in lbs/MMBtu | FALSE | L | Annual | Generation | TWh | 0 | 0 | 0 | 0 | 0 | 0 | 0
EPA621 CO2 Rate Limit for NG Cofire - ORIS:50835 | 343 | 7781 | Rate Constraint in lbs/MMBtu | FALSE | L | Annual | Qualifying Generation | TWh | 0 | 0 | 0 | 0 | 0 | 0 | 0
EPA621 CO2 Rate Limit for NG Cofire - ORIS:50835 | 343 | 7781 | Rate Constraint in lbs/MMBtu | FALSE | L | Annual | Rate | lb/MWh | 0 | 0 | 0 | 0 | 0 | 0 | 0
EPA621 CO2 Rate Limit for NG Cofire - ORIS:50835 | 343 | 7781 | Rate Constraint in lbs/MMBtu | FALSE | L | Annual | Constraint Shadow Price | US2019$/Ton | 0 | 97.2336 | 28.2156 | 27.766 | 30.7688 | 25.2289 | 35.8547
EPA621 CO2 Rate Limit for NG Cofire - ORIS:50888 | 344 | 7880 | Rate Constraint in lbs/MMBtu | FALSE | L | Annual | Seasons Included | Seasons |  | Winter, WintShld, Summer | Winter, WintShld, Summer | Winter, WintShld, Summer | Winter, WintShld, Summer | Winter, WintShld, Summer | Winter, WintShld, Summer
EPA621 CO2 Rate Limit for NG Cofire - ORIS:50888 | 344 | 7880 | Rate Constraint in lbs/MMBtu | FALSE | L | Annual | Standard CO2 | lb/MMBtu | 199.0827 | 199.0827 | 199.0827 | 199.0827 | 199.0827 | 199.0827 | 199.0827
EPA621 CO2 Rate Limit for NG Cofire - ORIS:50888 | 344 | 7880 | Rate Constraint in lbs/MMBtu | FALSE | L | Annual | Emissions at Affected Plants CO2 | Thousand Tons | 0 | 0 | 0 | 0 | 0 | 0 | 0
EPA621 CO2 Rate Limit for NG Cofire - ORIS:50888 | 344 | 7880 | Rate Constraint in lbs/MMBtu | FALSE | L | Annual | Allowances Purchased CO2 | Thousand Tons | 0 | 0 | 0 | 0 | 0 | 0 | 0
EPA621 CO2 Rate Limit for NG Cofire - ORIS:50888 | 344 | 7880 | Rate Constraint in lbs/MMBtu | FALSE | L | Annual | Allowances Sold CO2 | Thousand Tons | 0 | 0 | 0 | 0 | 0 | 0 | 0
EPA621 CO2 Rate Limit for NG Cofire - ORIS:50888 | 344 | 7880 | Rate Constraint in lbs/MMBtu | FALSE | L | Annual | Allowances Banked | Thousand Tons | 0 | 0 | 0 | 0 | 0 | 0 | 0
EPA621 CO2 Rate Limit for NG Cofire - ORIS:50888 | 344 | 7880 | Rate Constraint in lbs/MMBtu | FALSE | L | Annual | Allowances Withdrawn (1:1) | Thousand Tons | 0 | 0 | 0 | 0 | 0 | 0 | 0
EPA621 CO2 Rate Limit for NG Cofire - ORIS:50888 | 344 | 7880 | Rate Constraint in lbs/MMBtu | FALSE | L | Annual | Allowances Withdrawn (n:1) | Thousand Tons | 0 | 0 | 0 | 0 | 0 | 0 | 0
EPA621 CO2 Rate Limit for NG Cofire - ORIS:50888 | 344 | 7880 | Rate Constraint in lbs/MMBtu | FALSE | L | Annual | Net Emissions Allowance Position | Thousand Tons | 0 | 0 | 0 | 0 | 0 | 0 | 0
EPA621 CO2 Rate Limit for NG Cofire - ORIS:50888 | 344 | 7880 | Rate Constraint in lbs/MMBtu | FALSE | L | Annual | Fuel Consumed | TBtu | 0 | 0 | 0 | 0 | 0 | 0 | 0
EPA621 CO2 Rate Limit for NG Cofire - ORIS:50888 | 344 | 7880 | Rate Constraint in lbs/MMBtu | FALSE | L | Annual | Rate | lb/MMBtu | 0 | 0 | 0 | 0 | 0 | 0 | 0
EPA621 CO2 Rate Limit for NG Cofire - ORIS:50888 | 344 | 7880 | Rate Constraint in lbs/MMBtu | FALSE | L | Annual | Generation | TWh | 0 | 0 | 0 | 0 | 0 | 0 | 0
EPA621 CO2 Rate Limit for NG Cofire - ORIS:50888 | 344 | 7880 | Rate Constraint in lbs/MMBtu | FALSE | L | Annual | Qualifying Generation | TWh | 0 | 0 | 0 | 0 | 0 | 0 | 0
EPA621 CO2 Rate Limit for NG Cofire - ORIS:50888 | 344 | 7880 | Rate Constraint in lbs/MMBtu | FALSE | L | Annual | Rate | lb/MWh | 0 | 0 | 0 | 0 | 0 | 0 | 0
EPA621 CO2 Rate Limit for NG Cofire - ORIS:50888 | 344 | 7880 | Rate Constraint in lbs/MMBtu | FALSE | L | Annual | Constraint Shadow Price | US2019$/Ton | 0 | 6.1432 | 4.6248 | 0 | 0 | 0 | 0
EPA621 CO2 Rate Limit for NG Cofire - ORIS:50931 | 345 | 7877 | Rate Constraint in lbs/MMBtu | FALSE | L | Annual | Seasons Included | Seasons |  | Winter, WintShld, Summer | Winter, WintShld, Summer | Winter, WintShld, Summer | Winter, WintShld, Summer | Winter, WintShld, Summer | Winter, WintShld, Summer
EPA621 CO2 Rate Limit for NG Cofire - ORIS:50931 | 345 | 7877 | Rate Constraint in lbs/MMBtu | FALSE | L | Annual | Standard CO2 | lb/MMBtu | 303.8275 | 303.8275 | 303.8275 | 303.8275 | 303.8275 | 303.8275 | 303.8275
EPA621 CO2 Rate Limit for NG Cofire - ORIS:50931 | 345 | 7877 | Rate Constraint in lbs/MMBtu | FALSE | L | Annual | Emissions at Affected Plants CO2 | Thousand Tons | 0 | 147.051 | 147.051 | 73.0299 | 73.0299 | 73.0299 | 73.0299
EPA621 CO2 Rate Limit for NG Cofire - ORIS:50931 | 345 | 7877 | Rate Constraint in lbs/MMBtu | FALSE | L | Annual | Allowances Purchased CO2 | Thousand Tons | 0 | 0 | 0 | 0 | 0 | 0 | 0
EPA621 CO2 Rate Limit for NG Cofire - ORIS:50931 | 345 | 7877 | Rate Constraint in lbs/MMBtu | FALSE | L | Annual | Allowances Sold CO2 | Thousand Tons | 0 | 0 | 0 | 0 | 0 | 0 | 0
EPA621 CO2 Rate Limit for NG Cofire - ORIS:50931 | 345 | 7877 | Rate Constraint in lbs/MMBtu | FALSE | L | Annual | Allowances Banked | Thousand Tons | 0 | 0 | 0 | 0 | 0 | 0 | 0
EPA621 CO2 Rate Limit for NG Cofire - ORIS:50931 | 345 | 7877 | Rate Constraint in lbs/MMBtu | FALSE | L | Annual | Allowances Withdrawn (1:1) | Thousand Tons | 0 | 0 | 0 | 0 | 0 | 0 | 0
EPA621 CO2 Rate Limit for NG Cofire - ORIS:50931 | 345 | 7877 | Rate Constraint in lbs/MMBtu | FALSE | L | Annual | Allowances Withdrawn (n:1) | Thousand Tons | 0 | 0 | 0 | 0 | 0 | 0 | 0
EPA621 CO2 Rate Limit for NG Cofire - ORIS:50931 | 345 | 7877 | Rate Constraint in lbs/MMBtu | FALSE | L | Annual | Net Emissions Allowance Position | Thousand Tons | 0 | 147.051 | 147.051 | 73.0299 | 73.0299 | 73.0299 | 73.0299
EPA621 CO2 Rate Limit for NG Cofire - ORIS:50931 | 345 | 7877 | Rate Constraint in lbs/MMBtu | FALSE | L | Annual | Fuel Consumed | TBtu | 0 | 0.96799 | 0.96799 | 0.48073 | 0.48073 | 0.48073 | 0.48073
EPA621 CO2 Rate Limit for NG Cofire - ORIS:50931 | 345 | 7877 | Rate Constraint in lbs/MMBtu | FALSE | L | Annual | Rate | lb/MMBtu | 0 | 303.8275 | 303.8275 | 303.8275 | 303.8275 | 303.8275 | 303.8275
EPA621 CO2 Rate Limit for NG Cofire - ORIS:50931 | 345 | 7877 | Rate Constraint in lbs/MMBtu | FALSE | L | Annual | Generation | TWh | 0 | 0.091722 | 0.091722 | 0.045552 | 0.045552 | 0.045552 | 0.045552
EPA621 CO2 Rate Limit for NG Cofire - ORIS:50931 | 345 | 7877 | Rate Constraint in lbs/MMBtu | FALSE | L | Annual | Qualifying Generation | TWh | 0 | 0.091722 | 0.091722 | 0.045552 | 0.045552 | 0.045552 | 0.045552
EPA621 CO2 Rate Limit for NG Cofire - ORIS:50931 | 345 | 7877 | Rate Constraint in lbs/MMBtu | FALSE | L | Annual | Rate | lb/MWh | 0 | 3206.4402 | 3206.4402 | 3206.4403 | 3206.4402 | 3206.4402 | 3206.4402
EPA621 CO2 Rate Limit for NG Cofire - ORIS:50931 | 345 | 7877 | Rate Constraint in lbs/MMBtu | FALSE | L | Annual | Constraint Shadow Price | US2019$/Ton | 0 | 14.5212 | 7.9483 | 8.3411 | 7.6788 | 5.0661 | 6.9151
EPA621 CO2 Rate Limit for NG Cofire - ORIS:50951 | 346 | 7890 | Rate Constraint in lbs/MMBtu | FALSE | L | Annual | Seasons Included | Seasons |  | Winter, WintShld, Summer | Winter, WintShld, Summer | Winter, WintShld, Summer | Winter, WintShld, Summer | Winter, WintShld, Summer | Winter, WintShld, Summer
EPA621 CO2 Rate Limit for NG Cofire - ORIS:50951 | 346 | 7890 | Rate Constraint in lbs/MMBtu | FALSE | L | Annual | Standard CO2 | lb/MMBtu | 172.8007 | 172.8007 | 172.8007 | 172.8007 | 172.8007 | 172.8007 | 172.8007
EPA621 CO2 Rate Limit for NG Cofire - ORIS:50951 | 346 | 7890 | Rate Constraint in lbs/MMBtu | FALSE | L | Annual | Emissions at Affected Plants CO2 | Thousand Tons | 0 | 0 | 0 | 0 | 0 | 0 | 0
EPA621 CO2 Rate Limit for NG Cofire - ORIS:50951 | 346 | 7890 | Rate Constraint in lbs/MMBtu | FALSE | L | Annual | Allowances Purchased CO2 | Thousand Tons | 0 | 0 | 0 | 0 | 0 | 0 | 0
EPA621 CO2 Rate Limit for NG Cofire - ORIS:50951 | 346 | 7890 | Rate Constraint in lbs/MMBtu | FALSE | L | Annual | Allowances Sold CO2 | Thousand Tons | 0 | 0 | 0 | 0 | 0 | 0 | 0
EPA621 CO2 Rate Limit for NG Cofire - ORIS:50951 | 346 | 7890 | Rate Constraint in lbs/MMBtu | FALSE | L | Annual | Allowances Banked | Thousand Tons | 0 | 0 | 0 | 0 | 0 | 0 | 0
EPA621 CO2 Rate Limit for NG Cofire - ORIS:50951 | 346 | 7890 | Rate Constraint in lbs/MMBtu | FALSE | L | Annual | Allowances Withdrawn (1:1) | Thousand Tons | 0 | 0 | 0 | 0 | 0 | 0 | 0
EPA621 CO2 Rate Limit for NG Cofire - ORIS:50951 | 346 | 7890 | Rate Constraint in lbs/MMBtu | FALSE | L | Annual | Allowances Withdrawn (n:1) | Thousand Tons | 0 | 0 | 0 | 0 | 0 | 0 | 0
EPA621 CO2 Rate Limit for NG Cofire - ORIS:50951 | 346 | 7890 | Rate Constraint in lbs/MMBtu | FALSE | L | Annual | Net Emissions Allowance Position | Thousand Tons | 0 | 0 | 0 | 0 | 0 | 0 | 0
EPA621 CO2 Rate Limit for NG Cofire - ORIS:50951 | 346 | 7890 | Rate Constraint in lbs/MMBtu | FALSE | L | Annual | Fuel Consumed | TBtu | 0 | 0 | 0 | 0 | 0 | 0 | 0
EPA621 CO2 Rate Limit for NG Cofire - ORIS:50951 | 346 | 7890 | Rate Constraint in lbs/MMBtu | FALSE | L | Annual | Rate | lb/MMBtu | 0 | 0 | 0 | 0 | 0 | 0 | 0
EPA621 CO2 Rate Limit for NG Cofire - ORIS:50951 | 346 | 7890 | Rate Constraint in lbs/MMBtu | FALSE | L | Annual | Generation | TWh | 0 | 0 | 0 | 0 | 0 | 0 | 0
EPA621 CO2 Rate Limit for NG Cofire - ORIS:50951 | 346 | 7890 | Rate Constraint in lbs/MMBtu | FALSE | L | Annual | Qualifying Generation | TWh | 0 | 0 | 0 | 0 | 0 | 0 | 0
EPA621 CO2 Rate Limit for NG Cofire - ORIS:50951 | 346 | 7890 | Rate Constraint in lbs/MMBtu | FALSE | L | Annual | Rate | lb/MWh | 0 | 0 | 0 | 0 | 0 | 0 | 0
EPA621 CO2 Rate Limit for NG Cofire - ORIS:50951 | 346 | 7890 | Rate Constraint in lbs/MMBtu | FALSE | L | Annual | Constraint Shadow Price | US2019$/Ton | 0 | 59.3243 | 50.7658 | 42.6822 | 54.0981 | 52.1799 | 47.8188
EPA621 CO2 Rate Limit for NG Cofire - ORIS:50974 | 347 | 7870 | Rate Constraint in lbs/MMBtu | FALSE | L | Annual | Seasons Included | Seasons |  | Winter, WintShld, Summer | Winter, WintShld, Summer | Winter, WintShld, Summer | Winter, WintShld, Summer | Winter, WintShld, Summer | Winter, WintShld, Summer
EPA621 CO2 Rate Limit for NG Cofire - ORIS:50974 | 347 | 7870 | Rate Constraint in lbs/MMBtu | FALSE | L | Annual | Standard CO2 | lb/MMBtu | 169.652 | 169.652 | 169.652 | 169.652 | 169.652 | 169.652 | 169.652
EPA621 CO2 Rate Limit for NG Cofire - ORIS:50974 | 347 | 7870 | Rate Constraint in lbs/MMBtu | FALSE | L | Annual | Emissions at Affected Plants CO2 | Thousand Tons | 0 | 0 | 0 | 0 | 0 | 0 | 0
EPA621 CO2 Rate Limit for NG Cofire - ORIS:50974 | 347 | 7870 | Rate Constraint in lbs/MMBtu | FALSE | L | Annual | Allowances Purchased CO2 | Thousand Tons | 0 | 0 | 0 | 0 | 0 | 0 | 0
EPA621 CO2 Rate Limit for NG Cofire - ORIS:50974 | 347 | 7870 | Rate Constraint in lbs/MMBtu | FALSE | L | Annual | Allowances Sold CO2 | Thousand Tons | 0 | 0 | 0 | 0 | 0 | 0 | 0
EPA621 CO2 Rate Limit for NG Cofire - ORIS:50974 | 347 | 7870 | Rate Constraint in lbs/MMBtu | FALSE | L | Annual | Allowances Banked | Thousand Tons | 0 | 0 | 0 | 0 | 0 | 0 | 0
EPA621 CO2 Rate Limit for NG Cofire - ORIS:50974 | 347 | 7870 | Rate Constraint in lbs/MMBtu | FALSE | L | Annual | Allowances Withdrawn (1:1) | Thousand Tons | 0 | 0 | 0 | 0 | 0 | 0 | 0
EPA621 CO2 Rate Limit for NG Cofire - ORIS:50974 | 347 | 7870 | Rate Constraint in lbs/MMBtu | FALSE | L | Annual | Allowances Withdrawn (n:1) | Thousand Tons | 0 | 0 | 0 | 0 | 0 | 0 | 0
EPA621 CO2 Rate Limit for NG Cofire - ORIS:50974 | 347 | 7870 | Rate Constraint in lbs/MMBtu | FALSE | L | Annual | Net Emissions Allowance Position | Thousand Tons | 0 | 0 | 0 | 0 | 0 | 0 | 0
EPA621 CO2 Rate Limit for NG Cofire - ORIS:50974 | 347 | 7870 | Rate Constraint in lbs/MMBtu | FALSE | L | Annual | Fuel Consumed | TBtu | 0 | 0 | 0 | 0 | 0 | 0 | 0
EPA621 CO2 Rate Limit for NG Cofire - ORIS:50974 | 347 | 7870 | Rate Constraint in lbs/MMBtu | FALSE | L | Annual | Rate | lb/MMBtu | 0 | 0 | 0 | 0 | 0 | 0 | 0
EPA621 CO2 Rate Limit for NG Cofire - ORIS:50974 | 347 | 7870 | Rate Constraint in lbs/MMBtu | FALSE | L | Annual | Generation | TWh | 0 | 0 | 0 | 0 | 0 | 0 | 0
EPA621 CO2 Rate Limit for NG Cofire - ORIS:50974 | 347 | 7870 | Rate Constraint in lbs/MMBtu | FALSE | L | Annual | Qualifying Generation | TWh | 0 | 0 | 0 | 0 | 0 | 0 | 0
EPA621 CO2 Rate Limit for NG Cofire - ORIS:50974 | 347 | 7870 | Rate Constraint in lbs/MMBtu | FALSE | L | Annual | Rate | lb/MWh | 0 | 0 | 0 | 0 | 0 | 0 | 0
EPA621 CO2 Rate Limit for NG Cofire - ORIS:50974 | 347 | 7870 | Rate Constraint in lbs/MMBtu | FALSE | L | Annual | Constraint Shadow Price | US2019$/Ton | 0 | 30.7725 | 17.3323 | 5.3945 | 0 | 0.27739 | 0
EPA621 CO2 Rate Limit for NG Cofire - ORIS:54634 | 348 | 7874 | Rate Constraint in lbs/MMBtu | FALSE | L | Annual | Seasons Included | Seasons |  | Winter, WintShld, Summer | Winter, WintShld, Summer | Winter, WintShld, Summer | Winter, WintShld, Summer | Winter, WintShld, Summer | Winter, WintShld, Summer
EPA621 CO2 Rate Limit for NG Cofire - ORIS:54634 | 348 | 7874 | Rate Constraint in lbs/MMBtu | FALSE | L | Annual | Standard CO2 | lb/MMBtu | 183.973 | 183.973 | 183.973 | 183.973 | 183.973 | 183.973 | 183.973
EPA621 CO2 Rate Limit for NG Cofire - ORIS:54634 | 348 | 7874 | Rate Constraint in lbs/MMBtu | FALSE | L | Annual | Emissions at Affected Plants CO2 | Thousand Tons | 0 | 0 | 0 | 0 | 0 | 0 | 0
EPA621 CO2 Rate Limit for NG Cofire - ORIS:54634 | 348 | 7874 | Rate Constraint in lbs/MMBtu | FALSE | L | Annual | Allowances Purchased CO2 | Thousand Tons | 0 | 0 | 0 | 0 | 0 | 0 | 0
EPA621 CO2 Rate Limit for NG Cofire - ORIS:54634 | 348 | 7874 | Rate Constraint in lbs/MMBtu | FALSE | L | Annual | Allowances Sold CO2 | Thousand Tons | 0 | 0 | 0 | 0 | 0 | 0 | 0
EPA621 CO2 Rate Limit for NG Cofire - ORIS:54634 | 348 | 7874 | Rate Constraint in lbs/MMBtu | FALSE | L | Annual | Allowances Banked | Thousand Tons | 0 | 0 | 0 | 0 | 0 | 0 | 0
EPA621 CO2 Rate Limit for NG Cofire - ORIS:54634 | 348 | 7874 | Rate Constraint in lbs/MMBtu | FALSE | L | Annual | Allowances Withdrawn (1:1) | Thousand Tons | 0 | 0 | 0 | 0 | 0 | 0 | 0
EPA621 CO2 Rate Limit for NG Cofire - ORIS:54634 | 348 | 7874 | Rate Constraint in lbs/MMBtu | FALSE | L | Annual | Allowances Withdrawn (n:1) | Thousand Tons | 0 | 0 | 0 | 0 | 0 | 0 | 0
EPA621 CO2 Rate Limit for NG Cofire - ORIS:54634 | 348 | 7874 | Rate Constraint in lbs/MMBtu | FALSE | L | Annual | Net Emissions Allowance Position | Thousand Tons | 0 | 0 | 0 | 0 | 0 | 0 | 0
EPA621 CO2 Rate Limit for NG Cofire - ORIS:54634 | 348 | 7874 | Rate Constraint in lbs/MMBtu | FALSE | L | Annual | Fuel Consumed | TBtu | 0 | 0 | 0 | 0 | 0 | 0 | 0
EPA621 CO2 Rate Limit for NG Cofire - ORIS:54634 | 348 | 7874 | Rate Constraint in lbs/MMBtu | FALSE | L | Annual | Rate | lb/MMBtu | 0 | 0 | 0 | 0 | 0 | 0 | 0
EPA621 CO2 Rate Limit for NG Cofire - ORIS:54634 | 348 | 7874 | Rate Constraint in lbs/MMBtu | FALSE | L | Annual | Generation | TWh | 0 | 0 | 0 | 0 | 0 | 0 | 0
EPA621 CO2 Rate Limit for NG Cofire - ORIS:54634 | 348 | 7874 | Rate Constraint in lbs/MMBtu | FALSE | L | Annual | Qualifying Generation | TWh | 0 | 0 | 0 | 0 | 0 | 0 | 0
EPA621 CO2 Rate Limit for NG Cofire - ORIS:54634 | 348 | 7874 | Rate Constraint in lbs/MMBtu | FALSE | L | Annual | Rate | lb/MWh | 0 | 0 | 0 | 0 | 0 | 0 | 0
EPA621 CO2 Rate Limit for NG Cofire - ORIS:54634 | 348 | 7874 | Rate Constraint in lbs/MMBtu | FALSE | L | Annual | Constraint Shadow Price | US2019$/Ton | 0 | 92.362 | 31.9456 | 55.8399 | 60.4071 | 62.6743 | 61.6775
EPA621 CO2 Rate Limit for NG Cofire - ORIS:55076 | 349 | 7888 | Rate Constraint in lbs/MMBtu | FALSE | L | Annual | Seasons Included | Seasons |  | Winter, WintShld, Summer | Winter, WintShld, Summer | Winter, WintShld, Summer | Winter, WintShld, Summer | Winter, WintShld, Summer | Winter, WintShld, Summer
EPA621 CO2 Rate Limit for NG Cofire - ORIS:55076 | 349 | 7888 | Rate Constraint in lbs/MMBtu | FALSE | L | Annual | Standard CO2 | lb/MMBtu | 177.572 | 177.572 | 177.572 | 177.572 | 177.572 | 177.572 | 177.572
EPA621 CO2 Rate Limit for NG Cofire - ORIS:55076 | 349 | 7888 | Rate Constraint in lbs/MMBtu | FALSE | L | Annual | Emissions at Affected Plants CO2 | Thousand Tons | 0 | 388.1472 | 376.6754 | 344.0715 | 344.0715 | 344.0715 | 344.0715
EPA621 CO2 Rate Limit for NG Cofire - ORIS:55076 | 349 | 7888 | Rate Constraint in lbs/MMBtu | FALSE | L | Annual | Allowances Purchased CO2 | Thousand Tons | 0 | 0 | 0 | 0 | 0 | 0 | 0
EPA621 CO2 Rate Limit for NG Cofire - ORIS:55076 | 349 | 7888 | Rate Constraint in lbs/MMBtu | FALSE | L | Annual | Allowances Sold CO2 | Thousand Tons | 0 | 0 | 0 | 0 | 0 | 0 | 0
EPA621 CO2 Rate Limit for NG Cofire - ORIS:55076 | 349 | 7888 | Rate Constraint in lbs/MMBtu | FALSE | L | Annual | Allowances Banked | Thousand Tons | 0 | 0 | 0 | 0 | 0 | 0 | 0
EPA621 CO2 Rate Limit for NG Cofire - ORIS:55076 | 349 | 7888 | Rate Constraint in lbs/MMBtu | FALSE | L | Annual | Allowances Withdrawn (1:1) | Thousand Tons | 0 | 0 | 0 | 0 | 0 | 0 | 0
EPA621 CO2 Rate Limit for NG Cofire - ORIS:55076 | 349 | 7888 | Rate Constraint in lbs/MMBtu | FALSE | L | Annual | Allowances Withdrawn (n:1) | Thousand Tons | 0 | 0 | 0 | 0 | 0 | 0 | 0
EPA621 CO2 Rate Limit for NG Cofire - ORIS:55076 | 349 | 7888 | Rate Constraint in lbs/MMBtu | FALSE | L | Annual | Net Emissions Allowance Position | Thousand Tons | 0 | 388.1472 | 376.6754 | 344.0715 | 344.0715 | 344.0715 | 344.0715
EPA621 CO2 Rate Limit for NG Cofire - ORIS:55076 | 349 | 7888 | Rate Constraint in lbs/MMBtu | FALSE | L | Annual | Fuel Consumed | TBtu | 0 | 4.3717 | 4.3717 | 4.3717 | 4.3717 | 4.3717 | 4.3717
EPA621 CO2 Rate Limit for NG Cofire - ORIS:55076 | 349 | 7888 | Rate Constraint in lbs/MMBtu | FALSE | L | Annual | Rate | lb/MMBtu | 0 | 177.572 | 172.3238 | 157.408 | 157.408 | 157.408 | 157.408
EPA621 CO2 Rate Limit for NG Cofire - ORIS:55076 | 349 | 7888 | Rate Constraint in lbs/MMBtu | FALSE | L | Annual | Generation | TWh | 0 | 0.38525 | 0.38525 | 0.38525 | 0.38525 | 0.38525 | 0.38525
EPA621 CO2 Rate Limit for NG Cofire - ORIS:55076 | 349 | 7888 | Rate Constraint in lbs/MMBtu | FALSE | L | Annual | Qualifying Generation | TWh | 0 | 0.38525 | 0.38525 | 0.38525 | 0.38525 | 0.38525 | 0.38525
EPA621 CO2 Rate Limit for NG Cofire - ORIS:55076 | 349 | 7888 | Rate Constraint in lbs/MMBtu | FALSE | L | Annual | Rate | lb/MWh | 0 | 2015.0546 | 1955.4994 | 1786.2372 | 1786.2372 | 1786.2372 | 1786.2372
EPA621 CO2 Rate Limit for NG Cofire - ORIS:55076 | 349 | 7888 | Rate Constraint in lbs/MMBtu | FALSE | L | Annual | Constraint Shadow Price | US2019$/Ton | 0 | 10.3527 | 0 | 0 | 0 | 0 | 0
EPA621 CO2 Rate Limit for NG Cofire - ORIS:55479 | 350 | 7822 | Rate Constraint in lbs/MMBtu | FALSE | L | Annual | Seasons Included | Seasons |  | Winter, WintShld, Summer | Winter, WintShld, Summer | Winter, WintShld, Summer | Winter, WintShld, Summer | Winter, WintShld, Summer | Winter, WintShld, Summer
EPA621 CO2 Rate Limit for NG Cofire - ORIS:55479 | 350 | 7822 | Rate Constraint in lbs/MMBtu | FALSE | L | Annual | Standard CO2 | lb/MMBtu | 175.772 | 175.772 | 175.772 | 175.772 | 175.772 | 175.772 | 175.772
EPA621 CO2 Rate Limit for NG Cofire - ORIS:55479 | 350 | 7822 | Rate Constraint in lbs/MMBtu | FALSE | L | Annual | Emissions at Affected Plants CO2 | Thousand Tons | 0 | 0 | 0 | 0 | 0 | 0 | 0
EPA621 CO2 Rate Limit for NG Cofire - ORIS:55479 | 350 | 7822 | Rate Constraint in lbs/MMBtu | FALSE | L | Annual | Allowances Purchased CO2 | Thousand Tons | 0 | 0 | 0 | 0 | 0 | 0 | 0
EPA621 CO2 Rate Limit for NG Cofire - ORIS:55479 | 350 | 7822 | Rate Constraint in lbs/MMBtu | FALSE | L | Annual | Allowances Sold CO2 | Thousand Tons | 0 | 0 | 0 | 0 | 0 | 0 | 0
EPA621 CO2 Rate Limit for NG Cofire - ORIS:55479 | 350 | 7822 | Rate Constraint in lbs/MMBtu | FALSE | L | Annual | Allowances Banked | Thousand Tons | 0 | 0 | 0 | 0 | 0 | 0 | 0
EPA621 CO2 Rate Limit for NG Cofire - ORIS:55479 | 350 | 7822 | Rate Constraint in lbs/MMBtu | FALSE | L | Annual | Allowances Withdrawn (1:1) | Thousand Tons | 0 | 0 | 0 | 0 | 0 | 0 | 0
EPA621 CO2 Rate Limit for NG Cofire - ORIS:55479 | 350 | 7822 | Rate Constraint in lbs/MMBtu | FALSE | L | Annual | Allowances Withdrawn (n:1) | Thousand Tons | 0 | 0 | 0 | 0 | 0 | 0 | 0
EPA621 CO2 Rate Limit for NG Cofire - ORIS:55479 | 350 | 7822 | Rate Constraint in lbs/MMBtu | FALSE | L | Annual | Net Emissions Allowance Position | Thousand Tons | 0 | 0 | 0 | 0 | 0 | 0 | 0
EPA621 CO2 Rate Limit for NG Cofire - ORIS:55479 | 350 | 7822 | Rate Constraint in lbs/MMBtu | FALSE | L | Annual | Fuel Consumed | TBtu | 0 | 0 | 0 | 0 | 0 | 0 | 0
EPA621 CO2 Rate Limit for NG Cofire - ORIS:55479 | 350 | 7822 | Rate Constraint in lbs/MMBtu | FALSE | L | Annual | Rate | lb/MMBtu | 0 | 0 | 0 | 0 | 0 | 0 | 0
EPA621 CO2 Rate Limit for NG Cofire - ORIS:55479 | 350 | 7822 | Rate Constraint in lbs/MMBtu | FALSE | L | Annual | Generation | TWh | 0 | 0 | 0 | 0 | 0 | 0 | 0
EPA621 CO2 Rate Limit for NG Cofire - ORIS:55479 | 350 | 7822 | Rate Constraint in lbs/MMBtu | FALSE | L | Annual | Qualifying Generation | TWh | 0 | 0 | 0 | 0 | 0 | 0 | 0
EPA621 CO2 Rate Limit for NG Cofire - ORIS:55479 | 350 | 7822 | Rate Constraint in lbs/MMBtu | FALSE | L | Annual | Rate | lb/MWh | 0 | 0 | 0 | 0 | 0 | 0 | 0
EPA621 CO2 Rate Limit for NG Cofire - ORIS:55479 | 350 | 7822 | Rate Constraint in lbs/MMBtu | FALSE | L | Annual | Constraint Shadow Price | US2019$/Ton | 0 | 88.5708 | 38.39 | 35.11 | 33.7157 | 28.4478 | 28.8351
EPA621 CO2 Rate Limit for NG Cofire - ORIS:55749 | 351 | 7821 | Rate Constraint in lbs/MMBtu | FALSE | L | Annual | Seasons Included | Seasons |  | Winter, WintShld, Summer | Winter, WintShld, Summer | Winter, WintShld, Summer | Winter, WintShld, Summer | Winter, WintShld, Summer | Winter, WintShld, Summer
EPA621 CO2 Rate Limit for NG Cofire - ORIS:55749 | 351 | 7821 | Rate Constraint in lbs/MMBtu | FALSE | L | Annual | Standard CO2 | lb/MMBtu | 176.252 | 176.252 | 176.252 | 176.252 | 176.252 | 176.252 | 176.252
EPA621 CO2 Rate Limit for NG Cofire - ORIS:55749 | 351 | 7821 | Rate Constraint in lbs/MMBtu | FALSE | L | Annual | Emissions at Affected Plants CO2 | Thousand Tons | 0 | 0 | 0 | 0 | 0 | 0 | 0
EPA621 CO2 Rate Limit for NG Cofire - ORIS:55749 | 351 | 7821 | Rate Constraint in lbs/MMBtu | FALSE | L | Annual | Allowances Purchased CO2 | Thousand Tons | 0 | 0 | 0 | 0 | 0 | 0 | 0
EPA621 CO2 Rate Limit for NG Cofire - ORIS:55749 | 351 | 7821 | Rate Constraint in lbs/MMBtu | FALSE | L | Annual | Allowances Sold CO2 | Thousand Tons | 0 | 0 | 0 | 0 | 0 | 0 | 0
EPA621 CO2 Rate Limit for NG Cofire - ORIS:55749 | 351 | 7821 | Rate Constraint in lbs/MMBtu | FALSE | L | Annual | Allowances Banked | Thousand Tons | 0 | 0 | 0 | 0 | 0 | 0 | 0
EPA621 CO2 Rate Limit for NG Cofire - ORIS:55749 | 351 | 7821 | Rate Constraint in lbs/MMBtu | FALSE | L | Annual | Allowances Withdrawn (1:1) | Thousand Tons | 0 | 0 | 0 | 0 | 0 | 0 | 0
EPA621 CO2 Rate Limit for NG Cofire - ORIS:55749 | 351 | 7821 | Rate Constraint in lbs/MMBtu | FALSE | L | Annual | Allowances Withdrawn (n:1) | Thousand Tons | 0 | 0 | 0 | 0 | 0 | 0 | 0
EPA621 CO2 Rate Limit for NG Cofire - ORIS:55749 | 351 | 7821 | Rate Constraint in lbs/MMBtu | FALSE | L | Annual | Net Emissions Allowance Position | Thousand Tons | 0 | 0 | 0 | 0 | 0 | 0 | 0
EPA621 CO2 Rate Limit for NG Cofire - ORIS:55749 | 351 | 7821 | Rate Constraint in lbs/MMBtu | FALSE | L | Annual | Fuel Consumed | TBtu | 0 | 0 | 0 | 0 | 0 | 0 | 0
EPA621 CO2 Rate Limit for NG Cofire - ORIS:55749 | 351 | 7821 | Rate Constraint in lbs/MMBtu | FALSE | L | Annual | Rate | lb/MMBtu | 0 | 0 | 0 | 0 | 0 | 0 | 0
EPA621 CO2 Rate Limit for NG Cofire - ORIS:55749 | 351 | 7821 | Rate Constraint in lbs/MMBtu | FALSE | L | Annual | Generation | TWh | 0 | 0 | 0 | 0 | 0 | 0 | 0
EPA621 CO2 Rate Limit for NG Cofire - ORIS:55749 | 351 | 7821 | Rate Constraint in lbs/MMBtu | FALSE | L | Annual | Qualifying Generation | TWh | 0 | 0 | 0 | 0 | 0 | 0 | 0
EPA621 CO2 Rate Limit for NG Cofire - ORIS:55749 | 351 | 7821 | Rate Constraint in lbs/MMBtu | FALSE | L | Annual | Rate | lb/MWh | 0 | 0 | 0 | 0 | 0 | 0 | 0
EPA621 CO2 Rate Limit for NG Cofire - ORIS:55749 | 351 | 7821 | Rate Constraint in lbs/MMBtu | FALSE | L | Annual | Constraint Shadow Price | US2019$/Ton | 0 | 65.5934 | 25.627 | 0 | 29.6974 | 8.4942 | 17.5709
EPA621 CO2 Rate Limit for NG Cofire - ORIS:56068 | 353 | 7905 | Rate Constraint in lbs/MMBtu | FALSE | L | Annual | Seasons Included | Seasons |  | Winter, WintShld, Summer | Winter, WintShld, Summer | Winter, WintShld, Summer | Winter, WintShld, Summer | Winter, WintShld, Summer | Winter, WintShld, Summer
EPA621 CO2 Rate Limit for NG Cofire - ORIS:56068 | 353 | 7905 | Rate Constraint in lbs/MMBtu | FALSE | L | Annual | Standard CO2 | lb/MMBtu | 182.0636 | 182.0636 | 182.0636 | 182.0636 | 182.0636 | 182.0636 | 182.0636
EPA621 CO2 Rate Limit for NG Cofire - ORIS:56068 | 353 | 7905 | Rate Constraint in lbs/MMBtu | FALSE | L | Annual | Emissions at Affected Plants CO2 | Thousand Tons | 0 | 0 | 0 | 0 | 0 | 0 | 0
EPA621 CO2 Rate Limit for NG Cofire - ORIS:56068 | 353 | 7905 | Rate Constraint in lbs/MMBtu | FALSE | L | Annual | Allowances Purchased CO2 | Thousand Tons | 0 | 0 | 0 | 0 | 0 | 0 | 0
EPA621 CO2 Rate Limit for NG Cofire - ORIS:56068 | 353 | 7905 | Rate Constraint in lbs/MMBtu | FALSE | L | Annual | Allowances Sold CO2 | Thousand Tons | 0 | 0 | 0 | 0 | 0 | 0 | 0
EPA621 CO2 Rate Limit for NG Cofire - ORIS:56068 | 353 | 7905 | Rate Constraint in lbs/MMBtu | FALSE | L | Annual | Allowances Banked | Thousand Tons | 0 | 0 | 0 | 0 | 0 | 0 | 0
EPA621 CO2 Rate Limit for NG Cofire - ORIS:56068 | 353 | 7905 | Rate Constraint in lbs/MMBtu | FALSE | L | Annual | Allowances Withdrawn (1:1) | Thousand Tons | 0 | 0 | 0 | 0 | 0 | 0 | 0
EPA621 CO2 Rate Limit for NG Cofire - ORIS:56068 | 353 | 7905 | Rate Constraint in lbs/MMBtu | FALSE | L | Annual | Allowances Withdrawn (n:1) | Thousand Tons | 0 | 0 | 0 | 0 | 0 | 0 | 0
EPA621 CO2 Rate Limit for NG Cofire - ORIS:56068 | 353 | 7905 | Rate Constraint in lbs/MMBtu | FALSE | L | Annual | Net Emissions Allowance Position | Thousand Tons | 0 | 0 | 0 | 0 | 0 | 0 | 0
EPA621 CO2 Rate Limit for NG Cofire - ORIS:56068 | 353 | 7905 | Rate Constraint in lbs/MMBtu | FALSE | L | Annual | Fuel Consumed | TBtu | 0 | 0 | 0 | 0 | 0 | 0 | 0
EPA621 CO2 Rate Limit for NG Cofire - ORIS:56068 | 353 | 7905 | Rate Constraint in lbs/MMBtu | FALSE | L | Annual | Rate | lb/MMBtu | 0 | 0 | 0 | 0 | 0 | 0 | 0
EPA621 CO2 Rate Limit for NG Cofire - ORIS:56068 | 353 | 7905 | Rate Constraint in lbs/MMBtu | FALSE | L | Annual | Generation | TWh | 0 | 0 | 0 | 0 | 0 | 0 | 0
EPA621 CO2 Rate Limit for NG Cofire - ORIS:56068 | 353 | 7905 | Rate Constraint in lbs/MMBtu | FALSE | L | Annual | Qualifying Generation | TWh | 0 | 0 | 0 | 0 | 0 | 0 | 0
EPA621 CO2 Rate Limit for NG Cofire - ORIS:56068 | 353 | 7905 | Rate Constraint in lbs/MMBtu | FALSE | L | Annual | Rate | lb/MWh | 0 | 0 | 0 | 0 | 0 | 0 | 0
EPA621 CO2 Rate Limit for NG Cofire - ORIS:56068 | 353 | 7905 | Rate Constraint in lbs/MMBtu | FALSE | L | Annual | Constraint Shadow Price | US2019$/Ton | 0 | 15.032 | 6.6913 | 0.49702 | 2.6402 | 0 | 3.5617
EPA621 CO2 Rate Limit for NG Cofire - ORIS:56319 | 354 | 7824 | Rate Constraint in lbs/MMBtu | FALSE | L | Annual | Seasons Included | Seasons |  | Winter, WintShld, Summer | Winter, WintShld, Summer | Winter, WintShld, Summer | Winter, WintShld, Summer | Winter, WintShld, Summer | Winter, WintShld, Summer
EPA621 CO2 Rate Limit for NG Cofire - ORIS:56319 | 354 | 7824 | Rate Constraint in lbs/MMBtu | FALSE | L | Annual | Standard CO2 | lb/MMBtu | 175.772 | 175.772 | 175.772 | 175.772 | 175.772 | 175.772 | 175.772
EPA621 CO2 Rate Limit for NG Cofire - ORIS:56319 | 354 | 7824 | Rate Constraint in lbs/MMBtu | FALSE | L | Annual | Emissions at Affected Plants CO2 | Thousand Tons | 0 | 0 | 0 | 0 | 0 | 0 | 0
EPA621 CO2 Rate Limit for NG Cofire - ORIS:56319 | 354 | 7824 | Rate Constraint in lbs/MMBtu | FALSE | L | Annual | Allowances Purchased CO2 | Thousand Tons | 0 | 0 | 0 | 0 | 0 | 0 | 0
EPA621 CO2 Rate Limit for NG Cofire - ORIS:56319 | 354 | 7824 | Rate Constraint in lbs/MMBtu | FALSE | L | Annual | Allowances Sold CO2 | Thousand Tons | 0 | 0 | 0 | 0 | 0 | 0 | 0
EPA621 CO2 Rate Limit for NG Cofire - ORIS:56319 | 354 | 7824 | Rate Constraint in lbs/MMBtu | FALSE | L | Annual | Allowances Banked | Thousand Tons | 0 | 0 | 0 | 0 | 0 | 0 | 0
EPA621 CO2 Rate Limit for NG Cofire - ORIS:56319 | 354 | 7824 | Rate Constraint in lbs/MMBtu | FALSE | L | Annual | Allowances Withdrawn (1:1) | Thousand Tons | 0 | 0 | 0 | 0 | 0 | 0 | 0
EPA621 CO2 Rate Limit for NG Cofire - ORIS:56319 | 354 | 7824 | Rate Constraint in lbs/MMBtu | FALSE | L | Annual | Allowances Withdrawn (n:1) | Thousand Tons | 0 | 0 | 0 | 0 | 0 | 0 | 0
EPA621 CO2 Rate Limit for NG Cofire - ORIS:56319 | 354 | 7824 | Rate Constraint in lbs/MMBtu | FALSE | L | Annual | Net Emissions Allowance Position | Thousand Tons | 0 | 0 | 0 | 0 | 0 | 0 | 0
EPA621 CO2 Rate Limit for NG Cofire - ORIS:56319 | 354 | 7824 | Rate Constraint in lbs/MMBtu | FALSE | L | Annual | Fuel Consumed | TBtu | 0 | 0 | 0 | 0 | 0 | 0 | 0
EPA621 CO2 Rate Limit for NG Cofire - ORIS:56319 | 354 | 7824 | Rate Constraint in lbs/MMBtu | FALSE | L | Annual | Rate | lb/MMBtu | 0 | 0 | 0 | 0 | 0 | 0 | 0
EPA621 CO2 Rate Limit for NG Cofire - ORIS:56319 | 354 | 7824 | Rate Constraint in lbs/MMBtu | FALSE | L | Annual | Generation | TWh | 0 | 0 | 0 | 0 | 0 | 0 | 0
EPA621 CO2 Rate Limit for NG Cofire - ORIS:56319 | 354 | 7824 | Rate Constraint in lbs/MMBtu | FALSE | L | Annual | Qualifying Generation | TWh | 0 | 0 | 0 | 0 | 0 | 0 | 0
EPA621 CO2 Rate Limit for NG Cofire - ORIS:56319 | 354 | 7824 | Rate Constraint in lbs/MMBtu | FALSE | L | Annual | Rate | lb/MWh | 0 | 0 | 0 | 0 | 0 | 0 | 0
EPA621 CO2 Rate Limit for NG Cofire - ORIS:56319 | 354 | 7824 | Rate Constraint in lbs/MMBtu | FALSE | L | Annual | Constraint Shadow Price | US2019$/Ton | 0 | 64.8541 | 37.5364 | 35.11 | 33.7157 | 34.761 | 35.26
EPA621 CO2 Rate Limit for NG Cofire - ORIS:56456 | 355 | 7827 | Rate Constraint in lbs/MMBtu | FALSE | L | Annual | Seasons Included | Seasons |  | Winter, WintShld, Summer | Winter, WintShld, Summer | Winter, WintShld, Summer | Winter, WintShld, Summer | Winter, WintShld, Summer | Winter, WintShld, Summer
EPA621 CO2 Rate Limit for NG Cofire - ORIS:56456 | 355 | 7827 | Rate Constraint in lbs/MMBtu | FALSE | L | Annual | Standard CO2 | lb/MMBtu | 175.772 | 175.772 | 175.772 | 175.772 | 175.772 | 175.772 | 175.772
EPA621 CO2 Rate Limit for NG Cofire - ORIS:56456 | 355 | 7827 | Rate Constraint in lbs/MMBtu | FALSE | L | Annual | Emissions at Affected Plants CO2 | Thousand Tons | 0 | 2186.5733 | 0 | 0 | 0 | 0 | 0
EPA621 CO2 Rate Limit for NG Cofire - ORIS:56456 | 355 | 7827 | Rate Constraint in lbs/MMBtu | FALSE | L | Annual | Allowances Purchased CO2 | Thousand Tons | 0 | 0 | 0 | 0 | 0 | 0 | 0
EPA621 CO2 Rate Limit for NG Cofire - ORIS:56456 | 355 | 7827 | Rate Constraint in lbs/MMBtu | FALSE | L | Annual | Allowances Sold CO2 | Thousand Tons | 0 | 0 | 0 | 0 | 0 | 0 | 0
EPA621 CO2 Rate Limit for NG Cofire - ORIS:56456 | 355 | 7827 | Rate Constraint in lbs/MMBtu | FALSE | L | Annual | Allowances Banked | Thousand Tons | 0 | 0 | 0 | 0 | 0 | 0 | 0
EPA621 CO2 Rate Limit for NG Cofire - ORIS:56456 | 355 | 7827 | Rate Constraint in lbs/MMBtu | FALSE | L | Annual | Allowances Withdrawn (1:1) | Thousand Tons | 0 | 0 | 0 | 0 | 0 | 0 | 0
EPA621 CO2 Rate Limit for NG Cofire - ORIS:56456 | 355 | 7827 | Rate Constraint in lbs/MMBtu | FALSE | L | Annual | Allowances Withdrawn (n:1) | Thousand Tons | 0 | 0 | 0 | 0 | 0 | 0 | 0
EPA621 CO2 Rate Limit for NG Cofire - ORIS:56456 | 355 | 7827 | Rate Constraint in lbs/MMBtu | FALSE | L | Annual | Net Emissions Allowance Position | Thousand Tons | 0 | 2186.5733 | 0 | 0 | 0 | 0 | 0
EPA621 CO2 Rate Limit for NG Cofire - ORIS:56456 | 355 | 7827 | Rate Constraint in lbs/MMBtu | FALSE | L | Annual | Fuel Consumed | TBtu | 0 | 24.8797 | 0 | 0 | 0 | 0 | 0
EPA621 CO2 Rate Limit for NG Cofire - ORIS:56456 | 355 | 7827 | Rate Constraint in lbs/MMBtu | FALSE | L | Annual | Rate | lb/MMBtu | 0 | 175.772 | 0 | 0 | 0 | 0 | 0
EPA621 CO2 Rate Limit for NG Cofire - ORIS:56456 | 355 | 7827 | Rate Constraint in lbs/MMBtu | FALSE | L | Annual | Generation | TWh | 0 | 2.5442 | 0 | 0 | 0 | 0 | 0
EPA621 CO2 Rate Limit for NG Cofire - ORIS:56456 | 355 | 7827 | Rate Constraint in lbs/MMBtu | FALSE | L | Annual | Qualifying Generation | TWh | 0 | 2.5442 | 0 | 0 | 0 | 0 | 0
EPA621 CO2 Rate Limit for NG Cofire - ORIS:56456 | 355 | 7827 | Rate Constraint in lbs/MMBtu | FALSE | L | Annual | Rate | lb/MWh | 0 | 1718.8427 | 0 | 0 | 0 | 0 | 0
EPA621 CO2 Rate Limit for NG Cofire - ORIS:56456 | 355 | 7827 | Rate Constraint in lbs/MMBtu | FALSE | L | Annual | Constraint Shadow Price | US2019$/Ton | 0 | 8.2761 | 3.9251 | 7.827 | 1.1282 | 2.0231 | 0
EPA621 CO2 Rate Limit for NG Cofire - ORIS:56564 | 356 | 7826 | Rate Constraint in lbs/MMBtu | FALSE | L | Annual | Seasons Included | Seasons |  | Winter, WintShld, Summer | Winter, WintShld, Summer | Winter, WintShld, Summer | Winter, WintShld, Summer | Winter, WintShld, Summer | Winter, WintShld, Summer
EPA621 CO2 Rate Limit for NG Cofire - ORIS:56564 | 356 | 7826 | Rate Constraint in lbs/MMBtu | FALSE | L | Annual | Standard CO2 | lb/MMBtu | 175.772 | 175.772 | 175.772 | 175.772 | 175.772 | 175.772 | 175.772
EPA621 CO2 Rate Limit for NG Cofire - ORIS:56564 | 356 | 7826 | Rate Constraint in lbs/MMBtu | FALSE | L | Annual | Emissions at Affected Plants CO2 | Thousand Tons | 0 | 0 | 0 | 0 | 0 | 0 | 0
EPA621 CO2 Rate Limit for NG Cofire - ORIS:56564 | 356 | 7826 | Rate Constraint in lbs/MMBtu | FALSE | L | Annual | Allowances Purchased CO2 | Thousand Tons | 0 | 0 | 0 | 0 | 0 | 0 | 0
EPA621 CO2 Rate Limit for NG Cofire - ORIS:56564 | 356 | 7826 | Rate Constraint in lbs/MMBtu | FALSE | L | Annual | Allowances Sold CO2 | Thousand Tons | 0 | 0 | 0 | 0 | 0 | 0 | 0
EPA621 CO2 Rate Limit for NG Cofire - ORIS:56564 | 356 | 7826 | Rate Constraint in lbs/MMBtu | FALSE | L | Annual | Allowances Banked | Thousand Tons | 0 | 0 | 0 | 0 | 0 | 0 | 0
EPA621 CO2 Rate Limit for NG Cofire - ORIS:56564 | 356 | 7826 | Rate Constraint in lbs/MMBtu | FALSE | L | Annual | Allowances Withdrawn (1:1) | Thousand Tons | 0 | 0 | 0 | 0 | 0 | 0 | 0
EPA621 CO2 Rate Limit for NG Cofire - ORIS:56564 | 356 | 7826 | Rate Constraint in lbs/MMBtu | FALSE | L | Annual | Allowances Withdrawn (n:1) | Thousand Tons | 0 | 0 | 0 | 0 | 0 | 0 | 0
EPA621 CO2 Rate Limit for NG Cofire - ORIS:56564 | 356 | 7826 | Rate Constraint in lbs/MMBtu | FALSE | L | Annual | Net Emissions Allowance Position | Thousand Tons | 0 | 0 | 0 | 0 | 0 | 0 | 0
EPA621 CO2 Rate Limit for NG Cofire - ORIS:56564 | 356 | 7826 | Rate Constraint in lbs/MMBtu | FALSE | L | Annual | Fuel Consumed | TBtu | 0 | 0 | 0 | 0 | 0 | 0 | 0
EPA621 CO2 Rate Limit for NG Cofire - ORIS:56564 | 356 | 7826 | Rate Constraint in lbs/MMBtu | FALSE | L | Annual | Rate | lb/MMBtu | 0 | 0 | 0 | 0 | 0 | 0 | 0
EPA621 CO2 Rate Limit for NG Cofire - ORIS:56564 | 356 | 7826 | Rate Constraint in lbs/MMBtu | FALSE | L | Annual | Generation | TWh | 0 | 0 | 0 | 0 | 0 | 0 | 0
EPA621 CO2 Rate Limit for NG Cofire - ORIS:56564 | 356 | 7826 | Rate Constraint in lbs/MMBtu | FALSE | L | Annual | Qualifying Generation | TWh | 0 | 0 | 0 | 0 | 0 | 0 | 0
EPA621 CO2 Rate Limit for NG Cofire - ORIS:56564 | 356 | 7826 | Rate Constraint in lbs/MMBtu | FALSE | L | Annual | Rate | lb/MWh | 0 | 0 | 0 | 0 | 0 | 0 | 0
EPA621 CO2 Rate Limit for NG Cofire - ORIS:56564 | 356 | 7826 | Rate Constraint in lbs/MMBtu | FALSE | L | Annual | Constraint Shadow Price | US2019$/Ton | 0 | 28.5593 | 0 | 0 | 0 | 0 | 0
EPA621 CO2 Rate Limit for NG Cofire - ORIS:56596 | 357 | 7825 | Rate Constraint in lbs/MMBtu | FALSE | L | Annual | Seasons Included | Seasons |  | Winter, WintShld, Summer | Winter, WintShld, Summer | Winter, WintShld, Summer | Winter, WintShld, Summer | Winter, WintShld, Summer | Winter, WintShld, Summer
EPA621 CO2 Rate Limit for NG Cofire - ORIS:56596 | 357 | 7825 | Rate Constraint in lbs/MMBtu | FALSE | L | Annual | Standard CO2 | lb/MMBtu | 175.772 | 175.772 | 175.772 | 175.772 | 175.772 | 175.772 | 175.772
EPA621 CO2 Rate Limit for NG Cofire - ORIS:56596 | 357 | 7825 | Rate Constraint in lbs/MMBtu | FALSE | L | Annual | Emissions at Affected Plants CO2 | Thousand Tons | 0 | 0 | 0 | 0 | 0 | 0 | 0
EPA621 CO2 Rate Limit for NG Cofire - ORIS:56596 | 357 | 7825 | Rate Constraint in lbs/MMBtu | FALSE | L | Annual | Allowances Purchased CO2 | Thousand Tons | 0 | 0 | 0 | 0 | 0 | 0 | 0
EPA621 CO2 Rate Limit for NG Cofire - ORIS:56596 | 357 | 7825 | Rate Constraint in lbs/MMBtu | FALSE | L | Annual | Allowances Sold CO2 | Thousand Tons | 0 | 0 | 0 | 0 | 0 | 0 | 0
EPA621 CO2 Rate Limit for NG Cofire - ORIS:56596 | 357 | 7825 | Rate Constraint in lbs/MMBtu | FALSE | L | Annual | Allowances Banked | Thousand Tons | 0 | 0 | 0 | 0 | 0 | 0 | 0
EPA621 CO2 Rate Limit for NG Cofire - ORIS:56596 | 357 | 7825 | Rate Constraint in lbs/MMBtu | FALSE | L | Annual | Allowances Withdrawn (1:1) | Thousand Tons | 0 | 0 | 0 | 0 | 0 | 0 | 0
EPA621 CO2 Rate Limit for NG Cofire - ORIS:56596 | 357 | 7825 | Rate Constraint in lbs/MMBtu | FALSE | L | Annual | Allowances Withdrawn (n:1) | Thousand Tons | 0 | 0 | 0 | 0 | 0 | 0 | 0
EPA621 CO2 Rate Limit for NG Cofire - ORIS:56596 | 357 | 7825 | Rate Constraint in lbs/MMBtu | FALSE | L | Annual | Net Emissions Allowance Position | Thousand Tons | 0 | 0 | 0 | 0 | 0 | 0 | 0
EPA621 CO2 Rate Limit for NG Cofire - ORIS:56596 | 357 | 7825 | Rate Constraint in lbs/MMBtu | FALSE | L | Annual | Fuel Consumed | TBtu | 0 | 0 | 0 | 0 | 0 | 0 | 0
EPA621 CO2 Rate Limit for NG Cofire - ORIS:56596 | 357 | 7825 | Rate Constraint in lbs/MMBtu | FALSE | L | Annual | Rate | lb/MMBtu | 0 | 0 | 0 | 0 | 0 | 0 | 0
EPA621 CO2 Rate Limit for NG Cofire - ORIS:56596 | 357 | 7825 | Rate Constraint in lbs/MMBtu | FALSE | L | Annual | Generation | TWh | 0 | 0 | 0 | 0 | 0 | 0 | 0
EPA621 CO2 Rate Limit for NG Cofire - ORIS:56596 | 357 | 7825 | Rate Constraint in lbs/MMBtu | FALSE | L | Annual | Qualifying Generation | TWh | 0 | 0 | 0 | 0 | 0 | 0 | 0
EPA621 CO2 Rate Limit for NG Cofire - ORIS:56596 | 357 | 7825 | Rate Constraint in lbs/MMBtu | FALSE | L | Annual | Rate | lb/MWh | 0 | 0 | 0 | 0 | 0 | 0 | 0
EPA621 CO2 Rate Limit for NG Cofire - ORIS:56596 | 357 | 7825 | Rate Constraint in lbs/MMBtu | FALSE | L | Annual | Constraint Shadow Price | US2019$/Ton | 0 | 91.8971 | 40.3451 | 35.951 | 35.9114 | 28.4478 | 28.4666
EPA621 CO2 Rate Limit for NG Cofire - ORIS:56609 | 358 | 7823 | Rate Constraint in lbs/MMBtu | FALSE | L | Annual | Seasons Included | Seasons |  | Winter, WintShld, Summer | Winter, WintShld, Summer | Winter, WintShld, Summer | Winter, WintShld, Summer | Winter, WintShld, Summer | Winter, WintShld, Summer
EPA621 CO2 Rate Limit for NG Cofire - ORIS:56609 | 358 | 7823 | Rate Constraint in lbs/MMBtu | FALSE | L | Annual | Standard CO2 | lb/MMBtu | 175.772 | 175.772 | 175.772 | 175.772 | 175.772 | 175.772 | 175.772
EPA621 CO2 Rate Limit for NG Cofire - ORIS:56609 | 358 | 7823 | Rate Constraint in lbs/MMBtu | FALSE | L | Annual | Emissions at Affected Plants CO2 | Thousand Tons | 0 | 0 | 0 | 0 | 0 | 0 | 0
EPA621 CO2 Rate Limit for NG Cofire - ORIS:56609 | 358 | 7823 | Rate Constraint in lbs/MMBtu | FALSE | L | Annual | Allowances Purchased CO2 | Thousand Tons | 0 | 0 | 0 | 0 | 0 | 0 | 0
EPA621 CO2 Rate Limit for NG Cofire - ORIS:56609 | 358 | 7823 | Rate Constraint in lbs/MMBtu | FALSE | L | Annual | Allowances Sold CO2 | Thousand Tons | 0 | 0 | 0 | 0 | 0 | 0 | 0
EPA621 CO2 Rate Limit for NG Cofire - ORIS:56609 | 358 | 7823 | Rate Constraint in lbs/MMBtu | FALSE | L | Annual | Allowances Banked | Thousand Tons | 0 | 0 | 0 | 0 | 0 | 0 | 0
EPA621 CO2 Rate Limit for NG Cofire - ORIS:56609 | 358 | 7823 | Rate Constraint in lbs/MMBtu | FALSE | L | Annual | Allowances Withdrawn (1:1) | Thousand Tons | 0 | 0 | 0 | 0 | 0 | 0 | 0
EPA621 CO2 Rate Limit for NG Cofire - ORIS:56609 | 358 | 7823 | Rate Constraint in lbs/MMBtu | FALSE | L | Annual | Allowances Withdrawn (n:1) | Thousand Tons | 0 | 0 | 0 | 0 | 0 | 0 | 0
EPA621 CO2 Rate Limit for NG Cofire - ORIS:56609 | 358 | 7823 | Rate Constraint in lbs/MMBtu | FALSE | L | Annual | Net Emissions Allowance Position | Thousand Tons | 0 | 0 | 0 | 0 | 0 | 0 | 0
EPA621 CO2 Rate Limit for NG Cofire - ORIS:56609 | 358 | 7823 | Rate Constraint in lbs/MMBtu | FALSE | L | Annual | Fuel Consumed | TBtu | 0 | 0 | 0 | 0 | 0 | 0 | 0
EPA621 CO2 Rate Limit for NG Cofire - ORIS:56609 | 358 | 7823 | Rate Constraint in lbs/MMBtu | FALSE | L | Annual | Rate | lb/MMBtu | 0 | 0 | 0 | 0 | 0 | 0 | 0
EPA621 CO2 Rate Limit for NG Cofire - ORIS:56609 | 358 | 7823 | Rate Constraint in lbs/MMBtu | FALSE | L | Annual | Generation | TWh | 0 | 0 | 0 | 0 | 0 | 0 | 0
EPA621 CO2 Rate Limit for NG Cofire - ORIS:56609 | 358 | 7823 | Rate Constraint in lbs/MMBtu | FALSE | L | Annual | Qualifying Generation | TWh | 0 | 0 | 0 | 0 | 0 | 0 | 0
EPA621 CO2 Rate Limit for NG Cofire - ORIS:56609 | 358 | 7823 | Rate Constraint in lbs/MMBtu | FALSE | L | Annual | Rate | lb/MWh | 0 | 0 | 0 | 0 | 0 | 0 | 0
EPA621 CO2 Rate Limit for NG Cofire - ORIS:56609 | 358 | 7823 | Rate Constraint in lbs/MMBtu | FALSE | L | Annual | Constraint Shadow Price | US2019$/Ton | 0 | 103.2208 | 35.1083 | 28.1016 | 31.0452 | 25.0746 | 30.8089
EPA621 CO2 Rate Limit for NG Cofire - ORIS:56611 | 359 | 7809 | Rate Constraint in lbs/MMBtu | FALSE | L | Annual | Seasons Included | Seasons |  | Winter, WintShld, Summer | Winter, WintShld, Summer | Winter, WintShld, Summer | Winter, WintShld, Summer | Winter, WintShld, Summer | Winter, WintShld, Summer
EPA621 CO2 Rate Limit for NG Cofire - ORIS:56611 | 359 | 7809 | Rate Constraint in lbs/MMBtu | FALSE | L | Annual | Standard CO2 | lb/MMBtu | 175.772 | 175.772 | 175.772 | 175.772 | 175.772 | 175.772 | 175.772
EPA621 CO2 Rate Limit for NG Cofire - ORIS:56611 | 359 | 7809 | Rate Constraint in lbs/MMBtu | FALSE | L | Annual | Emissions at Affected Plants CO2 | Thousand Tons | 0 | 0 | 0 | 0 | 0 | 0 | 0
EPA621 CO2 Rate Limit for NG Cofire - ORIS:56611 | 359 | 7809 | Rate Constraint in lbs/MMBtu | FALSE | L | Annual | Allowances Purchased CO2 | Thousand Tons | 0 | 0 | 0 | 0 | 0 | 0 | 0
EPA621 CO2 Rate Limit for NG Cofire - ORIS:56611 | 359 | 7809 | Rate Constraint in lbs/MMBtu | FALSE | L | Annual | Allowances Sold CO2 | Thousand Tons | 0 | 0 | 0 | 0 | 0 | 0 | 0
EPA621 CO2 Rate Limit for NG Cofire - ORIS:56611 | 359 | 7809 | Rate Constraint in lbs/MMBtu | FALSE | L | Annual | Allowances Banked | Thousand Tons | 0 | 0 | 0 | 0 | 0 | 0 | 0
EPA621 CO2 Rate Limit for NG Cofire - ORIS:56611 | 359 | 7809 | Rate Constraint in lbs/MMBtu | FALSE | L | Annual | Allowances Withdrawn (1:1) | Thousand Tons | 0 | 0 | 0 | 0 | 0 | 0 | 0
EPA621 CO2 Rate Limit for NG Cofire - ORIS:56611 | 359 | 7809 | Rate Constraint in lbs/MMBtu | FALSE | L | Annual | Allowances Withdrawn (n:1) | Thousand Tons | 0 | 0 | 0 | 0 | 0 | 0 | 0
EPA621 CO2 Rate Limit for NG Cofire - ORIS:56611 | 359 | 7809 | Rate Constraint in lbs/MMBtu | FALSE | L | Annual | Net Emissions Allowance Position | Thousand Tons | 0 | 0 | 0 | 0 | 0 | 0 | 0
EPA621 CO2 Rate Limit for NG Cofire - ORIS:56611 | 359 | 7809 | Rate Constraint in lbs/MMBtu | FALSE | L | Annual | Fuel Consumed | TBtu | 0 | 0 | 0 | 0 | 0 | 0 | 0
EPA621 CO2 Rate Limit for NG Cofire - ORIS:56611 | 359 | 7809 | Rate Constraint in lbs/MMBtu | FALSE | L | Annual | Rate | lb/MMBtu | 0 | 0 | 0 | 0 | 0 | 0 | 0
EPA621 CO2 Rate Limit for NG Cofire - ORIS:56611 | 359 | 7809 | Rate Constraint in lbs/MMBtu | FALSE | L | Annual | Generation | TWh | 0 | 0 | 0 | 0 | 0 | 0 | 0
EPA621 CO2 Rate Limit for NG Cofire - ORIS:56611 | 359 | 7809 | Rate Constraint in lbs/MMBtu | FALSE | L | Annual | Qualifying Generation | TWh | 0 | 0 | 0 | 0 | 0 | 0 | 0
EPA621 CO2 Rate Limit for NG Cofire - ORIS:56611 | 359 | 7809 | Rate Constraint in lbs/MMBtu | FALSE | L | Annual | Rate | lb/MWh | 0 | 0 | 0 | 0 | 0 | 0 | 0
EPA621 CO2 Rate Limit for NG Cofire - ORIS:56611 | 359 | 7809 | Rate Constraint in lbs/MMBtu | FALSE | L | Annual | Constraint Shadow Price | US2019$/Ton | 0 | 22.6725 | 2.6542 | 0 | 0 | 4.0354 | 0
EPA621 CO2 Rate Limit for NG Cofire - ORIS:56671 | 360 | 7910 | Rate Constraint in lbs/MMBtu | FALSE | L | Annual | Seasons Included | Seasons |  | Winter, WintShld, Summer | Winter, WintShld, Summer | Winter, WintShld, Summer | Winter, WintShld, Summer | Winter, WintShld, Summer | Winter, WintShld, Summer
EPA621 CO2 Rate Limit for NG Cofire - ORIS:56671 | 360 | 7910 | Rate Constraint in lbs/MMBtu | FALSE | L | Annual | Standard CO2 | lb/MMBtu | 171.9477 | 171.9477 | 171.9477 | 171.9477 | 171.9477 | 171.9477 | 171.9477
EPA621 CO2 Rate Limit for NG Cofire - ORIS:56671 | 360 | 7910 | Rate Constraint in lbs/MMBtu | FALSE | L | Annual | Emissions at Affected Plants CO2 | Thousand Tons | 0 | 3583.9038 | 1727.1858 | 323.9447 | 0 | 0 | 0
EPA621 CO2 Rate Limit for NG Cofire - ORIS:56671 | 360 | 7910 | Rate Constraint in lbs/MMBtu | FALSE | L | Annual | Allowances Purchased CO2 | Thousand Tons | 0 | 0 | 0 | 0 | 0 | 0 | 0
EPA621 CO2 Rate Limit for NG Cofire - ORIS:56671 | 360 | 7910 | Rate Constraint in lbs/MMBtu | FALSE | L | Annual | Allowances Sold CO2 | Thousand Tons | 0 | 0 | 0 | 0 | 0 | 0 | 0
EPA621 CO2 Rate Limit for NG Cofire - ORIS:56671 | 360 | 7910 | Rate Constraint in lbs/MMBtu | FALSE | L | Annual | Allowances Banked | Thousand Tons | 0 | 0 | 0 | 0 | 0 | 0 | 0
EPA621 CO2 Rate Limit for NG Cofire - ORIS:56671 | 360 | 7910 | Rate Constraint in lbs/MMBtu | FALSE | L | Annual | Allowances Withdrawn (1:1) | Thousand Tons | 0 | 0 | 0 | 0 | 0 | 0 | 0
EPA621 CO2 Rate Limit for NG Cofire - ORIS:56671 | 360 | 7910 | Rate Constraint in lbs/MMBtu | FALSE | L | Annual | Allowances Withdrawn (n:1) | Thousand Tons | 0 | 0 | 0 | 0 | 0 | 0 | 0
EPA621 CO2 Rate Limit for NG Cofire - ORIS:56671 | 360 | 7910 | Rate Constraint in lbs/MMBtu | FALSE | L | Annual | Net Emissions Allowance Position | Thousand Tons | 0 | 3583.9038 | 1727.1858 | 323.9447 | 0 | 0 | 0
EPA621 CO2 Rate Limit for NG Cofire - ORIS:56671 | 360 | 7910 | Rate Constraint in lbs/MMBtu | FALSE | L | Annual | Fuel Consumed | TBtu | 0 | 41.686 | 20.0897 | 3.7679 | 0 | 0 | 0
EPA621 CO2 Rate Limit for NG Cofire - ORIS:56671 | 360 | 7910 | Rate Constraint in lbs/MMBtu | FALSE | L | Annual | Rate | lb/MMBtu | 0 | 171.9477 | 171.9477 | 171.9477 | 0 | 0 | 0
EPA621 CO2 Rate Limit for NG Cofire - ORIS:56671 | 360 | 7910 | Rate Constraint in lbs/MMBtu | FALSE | L | Annual | Generation | TWh | 0 | 4.6354 | 2.2339 | 0.41898 | 0 | 0 | 0
EPA621 CO2 Rate Limit for NG Cofire - ORIS:56671 | 360 | 7910 | Rate Constraint in lbs/MMBtu | FALSE | L | Annual | Qualifying Generation | TWh | 0 | 4.6354 | 2.2339 | 0.41898 | 0 | 0 | 0
EPA621 CO2 Rate Limit for NG Cofire - ORIS:56671 | 360 | 7910 | Rate Constraint in lbs/MMBtu | FALSE | L | Annual | Rate | lb/MWh | 0 | 1546.3327 | 1546.3327 | 1546.3327 | 0 | 0 | 0
EPA621 CO2 Rate Limit for NG Cofire - ORIS:56671 | 360 | 7910 | Rate Constraint in lbs/MMBtu | FALSE | L | Annual | Constraint Shadow Price | US2019$/Ton | 0 | 16.3668 | 13.0827 | 14.418 | 10.8131 | 3.9491 | 5.725
EPA621 CO2 Rate Limit for NG Cofire - ORIS:56786 | 361 | 7872 | Rate Constraint in lbs/MMBtu | FALSE | L | Annual | Seasons Included | Seasons |  | Winter, WintShld, Summer | Winter, WintShld, Summer | Winter, WintShld, Summer | Winter, WintShld, Summer | Winter, WintShld, Summer | Winter, WintShld, Summer
EPA621 CO2 Rate Limit for NG Cofire - ORIS:56786 | 361 | 7872 | Rate Constraint in lbs/MMBtu | FALSE | L | Annual | Standard CO2 | lb/MMBtu | 207.3467 | 207.3467 | 207.3467 | 207.3467 | 207.3467 | 207.3467 | 207.3467
EPA621 CO2 Rate Limit for NG Cofire - ORIS:56786 | 361 | 7872 | Rate Constraint in lbs/MMBtu | FALSE | L | Annual | Emissions at Affected Plants CO2 | Thousand Tons | 0 | 323.7438 | 0 | 0 | 0 | 0 | 0
EPA621 CO2 Rate Limit for NG Cofire - ORIS:56786 | 361 | 7872 | Rate Constraint in lbs/MMBtu | FALSE | L | Annual | Allowances Purchased CO2 | Thousand Tons | 0 | 0 | 0 | 0 | 0 | 0 | 0
EPA621 CO2 Rate Limit for NG Cofire - ORIS:56786 | 361 | 7872 | Rate Constraint in lbs/MMBtu | FALSE | L | Annual | Allowances Sold CO2 | Thousand Tons | 0 | 0 | 0 | 0 | 0 | 0 | 0
EPA621 CO2 Rate Limit for NG Cofire - ORIS:56786 | 361 | 7872 | Rate Constraint in lbs/MMBtu | FALSE | L | Annual | Allowances Banked | Thousand Tons | 0 | 0 | 0 | 0 | 0 | 0 | 0
EPA621 CO2 Rate Limit for NG Cofire - ORIS:56786 | 361 | 7872 | Rate Constraint in lbs/MMBtu | FALSE | L | Annual | Allowances Withdrawn (1:1) | Thousand Tons | 0 | 0 | 0 | 0 | 0 | 0 | 0
EPA621 CO2 Rate Limit for NG Cofire - ORIS:56786 | 361 | 7872 | Rate Constraint in lbs/MMBtu | FALSE | L | Annual | Allowances Withdrawn (n:1) | Thousand Tons | 0 | 0 | 0 | 0 | 0 | 0 | 0
EPA621 CO2 Rate Limit for NG Cofire - ORIS:56786 | 361 | 7872 | Rate Constraint in lbs/MMBtu | FALSE | L | Annual | Net Emissions Allowance Position | Thousand Tons | 0 | 323.7438 | 0 | 0 | 0 | 0 | 0
EPA621 CO2 Rate Limit for NG Cofire - ORIS:56786 | 361 | 7872 | Rate Constraint in lbs/MMBtu | FALSE | L | Annual | Fuel Consumed | TBtu | 0 | 3.1227 | 0 | 0 | 0 | 0 | 0
EPA621 CO2 Rate Limit for NG Cofire - ORIS:56786 | 361 | 7872 | Rate Constraint in lbs/MMBtu | FALSE | L | Annual | Rate | lb/MMBtu | 0 | 207.3467 | 0 | 0 | 0 | 0 | 0
EPA621 CO2 Rate Limit for NG Cofire - ORIS:56786 | 361 | 7872 | Rate Constraint in lbs/MMBtu | FALSE | L | Annual | Generation | TWh | 0 | 0.37251 | 0 | 0 | 0 | 0 | 0
EPA621 CO2 Rate Limit for NG Cofire - ORIS:56786 | 361 | 7872 | Rate Constraint in lbs/MMBtu | FALSE | L | Annual | Qualifying Generation | TWh | 0 | 0.37251 | 0 | 0 | 0 | 0 | 0
EPA621 CO2 Rate Limit for NG Cofire - ORIS:56786 | 361 | 7872 | Rate Constraint in lbs/MMBtu | FALSE | L | Annual | Rate | lb/MWh | 0 | 1738.1877 | 0 | 0 | 0 | 0 | 0
EPA621 CO2 Rate Limit for NG Cofire - ORIS:56786 | 361 | 7872 | Rate Constraint in lbs/MMBtu | FALSE | L | Annual | Constraint Shadow Price | US2019$/Ton | 0 | 25.5092 | 17.8472 | 13.2115 | 10.3429 | 3.7507 | 10.8785
EPA621 CO2 Rate Limit for NG Cofire - ORIS:56808 | 362 | 7852 | Rate Constraint in lbs/MMBtu | FALSE | L | Annual | Seasons Included | Seasons |  | Winter, WintShld, Summer | Winter, WintShld, Summer | Winter, WintShld, Summer | Winter, WintShld, Summer | Winter, WintShld, Summer | Winter, WintShld, Summer
EPA621 CO2 Rate Limit for NG Cofire - ORIS:56808 | 362 | 7852 | Rate Constraint in lbs/MMBtu | FALSE | L | Annual | Standard CO2 | lb/MMBtu | 183.4245 | 183.4245 | 183.4245 | 183.4245 | 183.4245 | 183.4245 | 183.4245
EPA621 CO2 Rate Limit for NG Cofire - ORIS:56808 | 362 | 7852 | Rate Constraint in lbs/MMBtu | FALSE | L | Annual | Emissions at Affected Plants CO2 | Thousand Tons | 0 | 0 | 0 | 0 | 0 | 0 | 0
EPA621 CO2 Rate Limit for NG Cofire - ORIS:56808 | 362 | 7852 | Rate Constraint in lbs/MMBtu | FALSE | L | Annual | Allowances Purchased CO2 | Thousand Tons | 0 | 0 | 0 | 0 | 0 | 0 | 0
EPA621 CO2 Rate Limit for NG Cofire - ORIS:56808 | 362 | 7852 | Rate Constraint in lbs/MMBtu | FALSE | L | Annual | Allowances Sold CO2 | Thousand Tons | 0 | 0 | 0 | 0 | 0 | 0 | 0
EPA621 CO2 Rate Limit for NG Cofire - ORIS:56808 | 362 | 7852 | Rate Constraint in lbs/MMBtu | FALSE | L | Annual | Allowances Banked | Thousand Tons | 0 | 0 | 0 | 0 | 0 | 0 | 0
EPA621 CO2 Rate Limit for NG Cofire - ORIS:56808 | 362 | 7852 | Rate Constraint in lbs/MMBtu | FALSE | L | Annual | Allowances Withdrawn (1:1) | Thousand Tons | 0 | 0 | 0 | 0 | 0 | 0 | 0
EPA621 CO2 Rate Limit for NG Cofire - ORIS:56808 | 362 | 7852 | Rate Constraint in lbs/MMBtu | FALSE | L | Annual | Allowances Withdrawn (n:1) | Thousand Tons | 0 | 0 | 0 | 0 | 0 | 0 | 0
EPA621 CO2 Rate Limit for NG Cofire - ORIS:56808 | 362 | 7852 | Rate Constraint in lbs/MMBtu | FALSE | L | Annual | Net Emissions Allowance Position | Thousand Tons | 0 | 0 | 0 | 0 | 0 | 0 | 0
EPA621 CO2 Rate Limit for NG Cofire - ORIS:56808 | 362 | 7852 | Rate Constraint in lbs/MMBtu | FALSE | L | Annual | Fuel Consumed | TBtu | 0 | 0 | 0 | 0 | 0 | 0 | 0
EPA621 CO2 Rate Limit for NG Cofire - ORIS:56808 | 362 | 7852 | Rate Constraint in lbs/MMBtu | FALSE | L | Annual | Rate | lb/MMBtu | 0 | 0 | 0 | 0 | 0 | 0 | 0
EPA621 CO2 Rate Limit for NG Cofire - ORIS:56808 | 362 | 7852 | Rate Constraint in lbs/MMBtu | FALSE | L | Annual | Generation | TWh | 0 | 0 | 0 | 0 | 0 | 0 | 0
EPA621 CO2 Rate Limit for NG Cofire - ORIS:56808 | 362 | 7852 | Rate Constraint in lbs/MMBtu | FALSE | L | Annual | Qualifying Generation | TWh | 0 | 0 | 0 | 0 | 0 | 0 | 0
EPA621 CO2 Rate Limit for NG Cofire - ORIS:56808 | 362 | 7852 | Rate Constraint in lbs/MMBtu | FALSE | L | Annual | Rate | lb/MWh | 0 | 0 | 0 | 0 | 0 | 0 | 0
EPA621 CO2 Rate Limit for NG Cofire - ORIS:56808 | 362 | 7852 | Rate Constraint in lbs/MMBtu | FALSE | L | Annual | Constraint Shadow Price | US2019$/Ton | 0 | 71.1728 | 18.5813 | 18.6461 | 20.7614 | 27.5413 | 27.5023
EPA621 CO2 Rate Limit for NG Cofire - ORIS:57046 | 363 | 7885 | Rate Constraint in lbs/MMBtu | FALSE | L | Annual | Seasons Included | Seasons |  | Winter, WintShld, Summer | Winter, WintShld, Summer | Winter, WintShld, Summer | Winter, WintShld, Summer | Winter, WintShld, Summer | Winter, WintShld, Summer
EPA621 CO2 Rate Limit for NG Cofire - ORIS:57046 | 363 | 7885 | Rate Constraint in lbs/MMBtu | FALSE | L | Annual | Standard CO2 | lb/MMBtu | 175.772 | 175.772 | 175.772 | 175.772 | 175.772 | 175.772 | 175.772
EPA621 CO2 Rate Limit for NG Cofire - ORIS:57046 | 363 | 7885 | Rate Constraint in lbs/MMBtu | FALSE | L | Annual | Emissions at Affected Plants CO2 | Thousand Tons | 0 | 51.255 | 51.255 | 51.255 | 51.255 | 51.255 | 51.255
EPA621 CO2 Rate Limit for NG Cofire - ORIS:57046 | 363 | 7885 | Rate Constraint in lbs/MMBtu | FALSE | L | Annual | Allowances Purchased CO2 | Thousand Tons | 0 | 0 | 0 | 0 | 0 | 0 | 0
EPA621 CO2 Rate Limit for NG Cofire - ORIS:57046 | 363 | 7885 | Rate Constraint in lbs/MMBtu | FALSE | L | Annual | Allowances Sold CO2 | Thousand Tons | 0 | 0 | 0 | 0 | 0 | 0 | 0
EPA621 CO2 Rate Limit for NG Cofire - ORIS:57046 | 363 | 7885 | Rate Constraint in lbs/MMBtu | FALSE | L | Annual | Allowances Banked | Thousand Tons | 0 | 0 | 0 | 0 | 0 | 0 | 0
EPA621 CO2 Rate Limit for NG Cofire - ORIS:57046 | 363 | 7885 | Rate Constraint in lbs/MMBtu | FALSE | L | Annual | Allowances Withdrawn (1:1) | Thousand Tons | 0 | 0 | 0 | 0 | 0 | 0 | 0
EPA621 CO2 Rate Limit for NG Cofire - ORIS:57046 | 363 | 7885 | Rate Constraint in lbs/MMBtu | FALSE | L | Annual | Allowances Withdrawn (n:1) | Thousand Tons | 0 | 0 | 0 | 0 | 0 | 0 | 0
EPA621 CO2 Rate Limit for NG Cofire - ORIS:57046 | 363 | 7885 | Rate Constraint in lbs/MMBtu | FALSE | L | Annual | Net Emissions Allowance Position | Thousand Tons | 0 | 51.255 | 51.255 | 51.255 | 51.255 | 51.255 | 51.255
EPA621 CO2 Rate Limit for NG Cofire - ORIS:57046 | 363 | 7885 | Rate Constraint in lbs/MMBtu | FALSE | L | Annual | Fuel Consumed | TBtu | 0 | 0.5832 | 0.5832 | 0.5832 | 0.5832 | 0.5832 | 0.5832
EPA621 CO2 Rate Limit for NG Cofire - ORIS:57046 | 363 | 7885 | Rate Constraint in lbs/MMBtu | FALSE | L | Annual | Rate | lb/MMBtu | 0 | 175.772 | 175.772 | 175.772 | 175.772 | 175.772 | 175.772
EPA621 CO2 Rate Limit for NG Cofire - ORIS:57046 | 363 | 7885 | Rate Constraint in lbs/MMBtu | FALSE | L | Annual | Generation | TWh | 0 | 0.05256 | 0.05256 | 0.05256 | 0.05256 | 0.05256 | 0.05256
EPA621 CO2 Rate Limit for NG Cofire - ORIS:57046 | 363 | 7885 | Rate Constraint in lbs/MMBtu | FALSE | L | Annual | Qualifying Generation | TWh | 0 | 0.05256 | 0.05256 | 0.05256 | 0.05256 | 0.05256 | 0.05256
EPA621 CO2 Rate Limit for NG Cofire - ORIS:57046 | 363 | 7885 | Rate Constraint in lbs/MMBtu | FALSE | L | Annual | Rate | lb/MWh | 0 | 1950.3415 | 1950.3415 | 1950.3415 | 1950.3415 | 1950.3415 | 1950.3415
EPA621 CO2 Rate Limit for NG Cofire - ORIS:57046 | 363 | 7885 | Rate Constraint in lbs/MMBtu | FALSE | L | Annual | Constraint Shadow Price | US2019$/Ton | 0 | 41.4398 | 28.1412 | 25.5055 | 23.5789 | 17.4356 | 20.8471
EPA621 CO2 Rate Limit for NG Cofire - ORIS:57953 | 364 | 7850 | Rate Constraint in lbs/MMBtu | FALSE | L | Annual | Seasons Included | Seasons |  | Winter, WintShld, Summer | Winter, WintShld, Summer | Winter, WintShld, Summer | Winter, WintShld, Summer | Winter, WintShld, Summer | Winter, WintShld, Summer
EPA621 CO2 Rate Limit for NG Cofire - ORIS:57953 | 364 | 7850 | Rate Constraint in lbs/MMBtu | FALSE | L | Annual | Standard CO2 | lb/MMBtu | 229.3453 | 229.3453 | 229.3453 | 229.3453 | 229.3453 | 229.3453 | 229.3453
EPA621 CO2 Rate Limit for NG Cofire - ORIS:57953 | 364 | 7850 | Rate Constraint in lbs/MMBtu | FALSE | L | Annual | Emissions at Affected Plants CO2 | Thousand Tons | 0 | 185.3176 | 0 | 0 | 0 | 0 | 0
EPA621 CO2 Rate Limit for NG Cofire - ORIS:57953 | 364 | 7850 | Rate Constraint in lbs/MMBtu | FALSE | L | Annual | Allowances Purchased CO2 | Thousand Tons | 0 | 0 | 0 | 0 | 0 | 0 | 0
EPA621 CO2 Rate Limit for NG Cofire - ORIS:57953 | 364 | 7850 | Rate Constraint in lbs/MMBtu | FALSE | L | Annual | Allowances Sold CO2 | Thousand Tons | 0 | 0 | 0 | 0 | 0 | 0 | 0
EPA621 CO2 Rate Limit for NG Cofire - ORIS:57953 | 364 | 7850 | Rate Constraint in lbs/MMBtu | FALSE | L | Annual | Allowances Banked | Thousand Tons | 0 | 0 | 0 | 0 | 0 | 0 | 0
EPA621 CO2 Rate Limit for NG Cofire - ORIS:57953 | 364 | 7850 | Rate Constraint in lbs/MMBtu | FALSE | L | Annual | Allowances Withdrawn (1:1) | Thousand Tons | 0 | 0 | 0 | 0 | 0 | 0 | 0
EPA621 CO2 Rate Limit for NG Cofire - ORIS:57953 | 364 | 7850 | Rate Constraint in lbs/MMBtu | FALSE | L | Annual | Allowances Withdrawn (n:1) | Thousand Tons | 0 | 0 | 0 | 0 | 0 | 0 | 0
EPA621 CO2 Rate Limit for NG Cofire - ORIS:57953 | 364 | 7850 | Rate Constraint in lbs/MMBtu | FALSE | L | Annual | Net Emissions Allowance Position | Thousand Tons | 0 | 185.3176 | 0 | 0 | 0 | 0 | 0
EPA621 CO2 Rate Limit for NG Cofire - ORIS:57953 | 364 | 7850 | Rate Constraint in lbs/MMBtu | FALSE | L | Annual | Fuel Consumed | TBtu | 0 | 1.6161 | 0 | 0 | 0 | 0 | 0
EPA621 CO2 Rate Limit for NG Cofire - ORIS:57953 | 364 | 7850 | Rate Constraint in lbs/MMBtu | FALSE | L | Annual | Rate | lb/MMBtu | 0 | 229.3453 | 0 | 0 | 0 | 0 | 0
EPA621 CO2 Rate Limit for NG Cofire - ORIS:57953 | 364 | 7850 | Rate Constraint in lbs/MMBtu | FALSE | L | Annual | Generation | TWh | 0 | 0.19278 | 0 | 0 | 0 | 0 | 0
EPA621 CO2 Rate Limit for NG Cofire - ORIS:57953 | 364 | 7850 | Rate Constraint in lbs/MMBtu | FALSE | L | Annual | Qualifying Generation | TWh | 0 | 0.19278 | 0 | 0 | 0 | 0 | 0
EPA621 CO2 Rate Limit for NG Cofire - ORIS:57953 | 364 | 7850 | Rate Constraint in lbs/MMBtu | FALSE | L | Annual | Rate | lb/MWh | 0 | 1922.6019 | 0 | 0 | 0 | 0 | 0
EPA621 CO2 Rate Limit for NG Cofire - ORIS:57953 | 364 | 7850 | Rate Constraint in lbs/MMBtu | FALSE | L | Annual | Constraint Shadow Price | US2019$/Ton | 0 | 6.6928 | 0 | 0 | 0 | 0 | 0
EPA621 CO2 Rate Limit for NG Cofire - ORIS:59 | 365 | 7833 | Rate Constraint in lbs/MMBtu | FALSE | L | Annual | Seasons Included | Seasons |  | Winter, WintShld, Summer | Winter, WintShld, Summer | Winter, WintShld, Summer | Winter, WintShld, Summer | Winter, WintShld, Summer | Winter, WintShld, Summer
EPA621 CO2 Rate Limit for NG Cofire - ORIS:59 | 365 | 7833 | Rate Constraint in lbs/MMBtu | FALSE | L | Annual | Standard CO2 | lb/MMBtu | 175.772 | 175.772 | 175.772 | 175.772 | 175.772 | 175.772 | 175.772
EPA621 CO2 Rate Limit for NG Cofire - ORIS:59 | 365 | 7833 | Rate Constraint in lbs/MMBtu | FALSE | L | Annual | Emissions at Affected Plants CO2 | Thousand Tons | 0 | 0 | 0 | 0 | 0 | 0 | 0
EPA621 CO2 Rate Limit for NG Cofire - ORIS:59 | 365 | 7833 | Rate Constraint in lbs/MMBtu | FALSE | L | Annual | Allowances Purchased CO2 | Thousand Tons | 0 | 0 | 0 | 0 | 0 | 0 | 0
EPA621 CO2 Rate Limit for NG Cofire - ORIS:59 | 365 | 7833 | Rate Constraint in lbs/MMBtu | FALSE | L | Annual | Allowances Sold CO2 | Thousand Tons | 0 | 0 | 0 | 0 | 0 | 0 | 0
EPA621 CO2 Rate Limit for NG Cofire - ORIS:59 | 365 | 7833 | Rate Constraint in lbs/MMBtu | FALSE | L | Annual | Allowances Banked | Thousand Tons | 0 | 0 | 0 | 0 | 0 | 0 | 0
EPA621 CO2 Rate Limit for NG Cofire - ORIS:59 | 365 | 7833 | Rate Constraint in lbs/MMBtu | FALSE | L | Annual | Allowances Withdrawn (1:1) | Thousand Tons | 0 | 0 | 0 | 0 | 0 | 0 | 0
EPA621 CO2 Rate Limit for NG Cofire - ORIS:59 | 365 | 7833 | Rate Constraint in lbs/MMBtu | FALSE | L | Annual | Allowances Withdrawn (n:1) | Thousand Tons | 0 | 0 | 0 | 0 | 0 | 0 | 0
EPA621 CO2 Rate Limit for NG Cofire - ORIS:59 | 365 | 7833 | Rate Constraint in lbs/MMBtu | FALSE | L | Annual | Net Emissions Allowance Position | Thousand Tons | 0 | 0 | 0 | 0 | 0 | 0 | 0
EPA621 CO2 Rate Limit for NG Cofire - ORIS:59 | 365 | 7833 | Rate Constraint in lbs/MMBtu | FALSE | L | Annual | Fuel Consumed | TBtu | 0 | 0 | 0 | 0 | 0 | 0 | 0
EPA621 CO2 Rate Limit for NG Cofire - ORIS:59 | 365 | 7833 | Rate Constraint in lbs/MMBtu | FALSE | L | Annual | Rate | lb/MMBtu | 0 | 0 | 0 | 0 | 0 | 0 | 0
EPA621 CO2 Rate Limit for NG Cofire - ORIS:59 | 365 | 7833 | Rate Constraint in lbs/MMBtu | FALSE | L | Annual | Generation | TWh | 0 | 0 | 0 | 0 | 0 | 0 | 0
EPA621 CO2 Rate Limit for NG Cofire - ORIS:59 | 365 | 7833 | Rate Constraint in lbs/MMBtu | FALSE | L | Annual | Qualifying Generation | TWh | 0 | 0 | 0 | 0 | 0 | 0 | 0
EPA621 CO2 Rate Limit for NG Cofire - ORIS:59 | 365 | 7833 | Rate Constraint in lbs/MMBtu | FALSE | L | Annual | Rate | lb/MWh | 0 | 0 | 0 | 0 | 0 | 0 | 0
EPA621 CO2 Rate Limit for NG Cofire - ORIS:59 | 365 | 7833 | Rate Constraint in lbs/MMBtu | FALSE | L | Annual | Constraint Shadow Price | US2019$/Ton | 0 | 87.9815 | 85.3057 | 92.491 | 86.8715 | 90.7419 | 97.2864
EPA621 CO2 Rate Limit for NG Cofire - ORIS:60 | 367 | 7820 | Rate Constraint in lbs/MMBtu | FALSE | L | Annual | Seasons Included | Seasons |  | Winter, WintShld, Summer | Winter, WintShld, Summer | Winter, WintShld, Summer | Winter, WintShld, Summer | Winter, WintShld, Summer | Winter, WintShld, Summer
EPA621 CO2 Rate Limit for NG Cofire - ORIS:60 | 367 | 7820 | Rate Constraint in lbs/MMBtu | FALSE | L | Annual | Standard CO2 | lb/MMBtu | 175.772 | 175.772 | 175.772 | 175.772 | 175.772 | 175.772 | 175.772
EPA621 CO2 Rate Limit for NG Cofire - ORIS:60 | 367 | 7820 | Rate Constraint in lbs/MMBtu | FALSE | L | Annual | Emissions at Affected Plants CO2 | Thousand Tons | 0 | 0 | 0 | 0 | 0 | 0 | 0
EPA621 CO2 Rate Limit for NG Cofire - ORIS:60 | 367 | 7820 | Rate Constraint in lbs/MMBtu | FALSE | L | Annual | Allowances Purchased CO2 | Thousand Tons | 0 | 0 | 0 | 0 | 0 | 0 | 0
EPA621 CO2 Rate Limit for NG Cofire - ORIS:60 | 367 | 7820 | Rate Constraint in lbs/MMBtu | FALSE | L | Annual | Allowances Sold CO2 | Thousand Tons | 0 | 0 | 0 | 0 | 0 | 0 | 0
EPA621 CO2 Rate Limit for NG Cofire - ORIS:60 | 367 | 7820 | Rate Constraint in lbs/MMBtu | FALSE | L | Annual | Allowances Banked | Thousand Tons | 0 | 0 | 0 | 0 | 0 | 0 | 0
EPA621 CO2 Rate Limit for NG Cofire - ORIS:60 | 367 | 7820 | Rate Constraint in lbs/MMBtu | FALSE | L | Annual | Allowances Withdrawn (1:1) | Thousand Tons | 0 | 0 | 0 | 0 | 0 | 0 | 0
EPA621 CO2 Rate Limit for NG Cofire - ORIS:60 | 367 | 7820 | Rate Constraint in lbs/MMBtu | FALSE | L | Annual | Allowances Withdrawn (n:1) | Thousand Tons | 0 | 0 | 0 | 0 | 0 | 0 | 0
EPA621 CO2 Rate Limit for NG Cofire - ORIS:60 | 367 | 7820 | Rate Constraint in lbs/MMBtu | FALSE | L | Annual | Net Emissions Allowance Position | Thousand Tons | 0 | 0 | 0 | 0 | 0 | 0 | 0
EPA621 CO2 Rate Limit for NG Cofire - ORIS:60 | 367 | 7820 | Rate Constraint in lbs/MMBtu | FALSE | L | Annual | Fuel Consumed | TBtu | 0 | 0 | 0 | 0 | 0 | 0 | 0
EPA621 CO2 Rate Limit for NG Cofire - ORIS:60 | 367 | 7820 | Rate Constraint in lbs/MMBtu | FALSE | L | Annual | Rate | lb/MMBtu | 0 | 0 | 0 | 0 | 0 | 0 | 0
EPA621 CO2 Rate Limit for NG Cofire - ORIS:60 | 367 | 7820 | Rate Constraint in lbs/MMBtu | FALSE | L | Annual | Generation | TWh | 0 | 0 | 0 | 0 | 0 | 0 | 0
EPA621 CO2 Rate Limit for NG Cofire - ORIS:60 | 367 | 7820 | Rate Constraint in lbs/MMBtu | FALSE | L | Annual | Qualifying Generation | TWh | 0 | 0 | 0 | 0 | 0 | 0 | 0
EPA621 CO2 Rate Limit for NG Cofire - ORIS:60 | 367 | 7820 | Rate Constraint in lbs/MMBtu | FALSE | L | Annual | Rate | lb/MWh | 0 | 0 | 0 | 0 | 0 | 0 | 0
EPA621 CO2 Rate Limit for NG Cofire - ORIS:60 | 367 | 7820 | Rate Constraint in lbs/MMBtu | FALSE | L | Annual | Constraint Shadow Price | US2019$/Ton | 0 | 52.5318 | 37.9639 | 32.3683 | 31.0725 | 51.3413 | 103.1018
EPA621 CO2 Rate Limit for NG Cofire - ORIS:6002 | 368 | 7790 | Rate Constraint in lbs/MMBtu | FALSE | L | Annual | Seasons Included | Seasons |  | Winter, WintShld, Summer | Winter, WintShld, Summer | Winter, WintShld, Summer | Winter, WintShld, Summer | Winter, WintShld, Summer | Winter, WintShld, Summer
EPA621 CO2 Rate Limit for NG Cofire - ORIS:6002 | 368 | 7790 | Rate Constraint in lbs/MMBtu | FALSE | L | Annual | Standard CO2 | lb/MMBtu | 176.5228 | 176.5228 | 176.5228 | 176.5228 | 176.5228 | 176.5228 | 176.5228
EPA621 CO2 Rate Limit for NG Cofire - ORIS:6002 | 368 | 7790 | Rate Constraint in lbs/MMBtu | FALSE | L | Annual | Emissions at Affected Plants CO2 | Thousand Tons | 0 | 0 | 0 | 0 | 0 | 0 | 0
EPA621 CO2 Rate Limit for NG Cofire - ORIS:6002 | 368 | 7790 | Rate Constraint in lbs/MMBtu | FALSE | L | Annual | Allowances Purchased CO2 | Thousand Tons | 0 | 0 | 0 | 0 | 0 | 0 | 0
EPA621 CO2 Rate Limit for NG Cofire - ORIS:6002 | 368 | 7790 | Rate Constraint in lbs/MMBtu | FALSE | L | Annual | Allowances Sold CO2 | Thousand Tons | 0 | 0 | 0 | 0 | 0 | 0 | 0
EPA621 CO2 Rate Limit for NG Cofire - ORIS:6002 | 368 | 7790 | Rate Constraint in lbs/MMBtu | FALSE | L | Annual | Allowances Banked | Thousand Tons | 0 | 0 | 0 | 0 | 0 | 0 | 0
EPA621 CO2 Rate Limit for NG Cofire - ORIS:6002 | 368 | 7790 | Rate Constraint in lbs/MMBtu | FALSE | L | Annual | Allowances Withdrawn (1:1) | Thousand Tons | 0 | 0 | 0 | 0 | 0 | 0 | 0
EPA621 CO2 Rate Limit for NG Cofire - ORIS:6002 | 368 | 7790 | Rate Constraint in lbs/MMBtu | FALSE | L | Annual | Allowances Withdrawn (n:1) | Thousand Tons | 0 | 0 | 0 | 0 | 0 | 0 | 0
EPA621 CO2 Rate Limit for NG Cofire - ORIS:6002 | 368 | 7790 | Rate Constraint in lbs/MMBtu | FALSE | L | Annual | Net Emissions Allowance Position | Thousand Tons | 0 | 0 | 0 | 0 | 0 | 0 | 0
EPA621 CO2 Rate Limit for NG Cofire - ORIS:6002 | 368 | 7790 | Rate Constraint in lbs/MMBtu | FALSE | L | Annual | Fuel Consumed | TBtu | 0 | 0 | 0 | 0 | 0 | 0 | 0
EPA621 CO2 Rate Limit for NG Cofire - ORIS:6002 | 368 | 7790 | Rate Constraint in lbs/MMBtu | FALSE | L | Annual | Rate | lb/MMBtu | 0 | 0 | 0 | 0 | 0 | 0 | 0
EPA621 CO2 Rate Limit for NG Cofire - ORIS:6002 | 368 | 7790 | Rate Constraint in lbs/MMBtu | FALSE | L | Annual | Generation | TWh | 0 | 0 | 0 | 0 | 0 | 0 | 0
EPA621 CO2 Rate Limit for NG Cofire - ORIS:6002 | 368 | 7790 | Rate Constraint in lbs/MMBtu | FALSE | L | Annual | Qualifying Generation | TWh | 0 | 0 | 0 | 0 | 0 | 0 | 0
EPA621 CO2 Rate Limit for NG Cofire - ORIS:6002 | 368 | 7790 | Rate Constraint in lbs/MMBtu | FALSE | L | Annual | Rate | lb/MWh | 0 | 0 | 0 | 0 | 0 | 0 | 0
EPA621 CO2 Rate Limit for NG Cofire - ORIS:6002 | 368 | 7790 | Rate Constraint in lbs/MMBtu | FALSE | L | Annual | Constraint Shadow Price | US2019$/Ton | 0 | 40.9258 | 7.3246 | 9.8732 | 0 | 0 | 0
EPA621 CO2 Rate Limit for NG Cofire - ORIS:6018 | 369 | 7897 | Rate Constraint in lbs/MMBtu | FALSE | L | Annual | Seasons Included | Seasons |  | Winter, WintShld, Summer | Winter, WintShld, Summer | Winter, WintShld, Summer | Winter, WintShld, Summer | Winter, WintShld, Summer | Winter, WintShld, Summer
EPA621 CO2 Rate Limit for NG Cofire - ORIS:6018 | 369 | 7897 | Rate Constraint in lbs/MMBtu | FALSE | L | Annual | Standard CO2 | lb/MMBtu | 174.8101 | 174.8101 | 174.8101 | 174.8101 | 174.8101 | 174.8101 | 174.8101
EPA621 CO2 Rate Limit for NG Cofire - ORIS:6018 | 369 | 7897 | Rate Constraint in lbs/MMBtu | FALSE | L | Annual | Emissions at Affected Plants CO2 | Thousand Tons | 0 | 0 | 0 | 0 | 0 | 0 | 0
EPA621 CO2 Rate Limit for NG Cofire - ORIS:6018 | 369 | 7897 | Rate Constraint in lbs/MMBtu | FALSE | L | Annual | Allowances Purchased CO2 | Thousand Tons | 0 | 0 | 0 | 0 | 0 | 0 | 0
EPA621 CO2 Rate Limit for NG Cofire - ORIS:6018 | 369 | 7897 | Rate Constraint in lbs/MMBtu | FALSE | L | Annual | Allowances Sold CO2 | Thousand Tons | 0 | 0 | 0 | 0 | 0 | 0 | 0
EPA621 CO2 Rate Limit for NG Cofire - ORIS:6018 | 369 | 7897 | Rate Constraint in lbs/MMBtu | FALSE | L | Annual | Allowances Banked | Thousand Tons | 0 | 0 | 0 | 0 | 0 | 0 | 0
EPA621 CO2 Rate Limit for NG Cofire - ORIS:6018 | 369 | 7897 | Rate Constraint in lbs/MMBtu | FALSE | L | Annual | Allowances Withdrawn (1:1) | Thousand Tons | 0 | 0 | 0 | 0 | 0 | 0 | 0
EPA621 CO2 Rate Limit for NG Cofire - ORIS:6018 | 369 | 7897 | Rate Constraint in lbs/MMBtu | FALSE | L | Annual | Allowances Withdrawn (n:1) | Thousand Tons | 0 | 0 | 0 | 0 | 0 | 0 | 0
EPA621 CO2 Rate Limit for NG Cofire - ORIS:6018 | 369 | 7897 | Rate Constraint in lbs/MMBtu | FALSE | L | Annual | Net Emissions Allowance Position | Thousand Tons | 0 | 0 | 0 | 0 | 0 | 0 | 0
EPA621 CO2 Rate Limit for NG Cofire - ORIS:6018 | 369 | 7897 | Rate Constraint in lbs/MMBtu | FALSE | L | Annual | Fuel Consumed | TBtu | 0 | 0 | 0 | 0 | 0 | 0 | 0
EPA621 CO2 Rate Limit for NG Cofire - ORIS:6018 | 369 | 7897 | Rate Constraint in lbs/MMBtu | FALSE | L | Annual | Rate | lb/MMBtu | 0 | 0 | 0 | 0 | 0 | 0 | 0
EPA621 CO2 Rate Limit for NG Cofire - ORIS:6018 | 369 | 7897 | Rate Constraint in lbs/MMBtu | FALSE | L | Annual | Generation | TWh | 0 | 0 | 0 | 0 | 0 | 0 | 0
EPA621 CO2 Rate Limit for NG Cofire - ORIS:6018 | 369 | 7897 | Rate Constraint in lbs/MMBtu | FALSE | L | Annual | Qualifying Generation | TWh | 0 | 0 | 0 | 0 | 0 | 0 | 0
EPA621 CO2 Rate Limit for NG Cofire - ORIS:6018 | 369 | 7897 | Rate Constraint in lbs/MMBtu | FALSE | L | Annual | Rate | lb/MWh | 0 | 0 | 0 | 0 | 0 | 0 | 0
EPA621 CO2 Rate Limit for NG Cofire - ORIS:6018 | 369 | 7897 | Rate Constraint in lbs/MMBtu | FALSE | L | Annual | Constraint Shadow Price | US2019$/Ton | 0 | 93.639 | 11.1393 | 8.8702 | 0 | 0 | 0
EPA621 CO2 Rate Limit for NG Cofire - ORIS:6030 | 370 | 7913 | Rate Constraint in lbs/MMBtu | FALSE | L | Annual | Seasons Included | Seasons |  | Winter, WintShld, Summer | Winter, WintShld, Summer | Winter, WintShld, Summer | Winter, WintShld, Summer | Winter, WintShld, Summer | Winter, WintShld, Summer
EPA621 CO2 Rate Limit for NG Cofire - ORIS:6030 | 370 | 7913 | Rate Constraint in lbs/MMBtu | FALSE | L | Annual | Standard CO2 | lb/MMBtu | 182.6386 | 182.6386 | 182.6386 | 182.6386 | 182.6386 | 182.6386 | 182.6386
EPA621 CO2 Rate Limit for NG Cofire - ORIS:6030 | 370 | 7913 | Rate Constraint in lbs/MMBtu | FALSE | L | Annual | Emissions at Affected Plants CO2 | Thousand Tons | 0 | 0 | 0 | 0 | 0 | 0 | 0
EPA621 CO2 Rate Limit for NG Cofire - ORIS:6030 | 370 | 7913 | Rate Constraint in lbs/MMBtu | FALSE | L | Annual | Allowances Purchased CO2 | Thousand Tons | 0 | 0 | 0 | 0 | 0 | 0 | 0
EPA621 CO2 Rate Limit for NG Cofire - ORIS:6030 | 370 | 7913 | Rate Constraint in lbs/MMBtu | FALSE | L | Annual | Allowances Sold CO2 | Thousand Tons | 0 | 0 | 0 | 0 | 0 | 0 | 0
EPA621 CO2 Rate Limit for NG Cofire - ORIS:6030 | 370 | 7913 | Rate Constraint in lbs/MMBtu | FALSE | L | Annual | Allowances Banked | Thousand Tons | 0 | 0 | 0 | 0 | 0 | 0 | 0
EPA621 CO2 Rate Limit for NG Cofire - ORIS:6030 | 370 | 7913 | Rate Constraint in lbs/MMBtu | FALSE | L | Annual | Allowances Withdrawn (1:1) | Thousand Tons | 0 | 0 | 0 | 0 | 0 | 0 | 0
EPA621 CO2 Rate Limit for NG Cofire - ORIS:6030 | 370 | 7913 | Rate Constraint in lbs/MMBtu | FALSE | L | Annual | Allowances Withdrawn (n:1) | Thousand Tons | 0 | 0 | 0 | 0 | 0 | 0 | 0
EPA621 CO2 Rate Limit for NG Cofire - ORIS:6030 | 370 | 7913 | Rate Constraint in lbs/MMBtu | FALSE | L | Annual | Net Emissions Allowance Position | Thousand Tons | 0 | 0 | 0 | 0 | 0 | 0 | 0
EPA621 CO2 Rate Limit for NG Cofire - ORIS:6030 | 370 | 7913 | Rate Constraint in lbs/MMBtu | FALSE | L | Annual | Fuel Consumed | TBtu | 0 | 0 | 0 | 0 | 0 | 0 | 0
EPA621 CO2 Rate Limit for NG Cofire - ORIS:6030 | 370 | 7913 | Rate Constraint in lbs/MMBtu | FALSE | L | Annual | Rate | lb/MMBtu | 0 | 0 | 0 | 0 | 0 | 0 | 0
EPA621 CO2 Rate Limit for NG Cofire - ORIS:6030 | 370 | 7913 | Rate Constraint in lbs/MMBtu | FALSE | L | Annual | Generation | TWh | 0 | 0 | 0 | 0 | 0 | 0 | 0
EPA621 CO2 Rate Limit for NG Cofire - ORIS:6030 | 370 | 7913 | Rate Constraint in lbs/MMBtu | FALSE | L | Annual | Qualifying Generation | TWh | 0 | 0 | 0 | 0 | 0 | 0 | 0
EPA621 CO2 Rate Limit for NG Cofire - ORIS:6030 | 370 | 7913 | Rate Constraint in lbs/MMBtu | FALSE | L | Annual | Rate | lb/MWh | 0 | 0 | 0 | 0 | 0 | 0 | 0
EPA621 CO2 Rate Limit for NG Cofire - ORIS:6030 | 370 | 7913 | Rate Constraint in lbs/MMBtu | FALSE | L | Annual | Constraint Shadow Price | US2019$/Ton | 0 | 66.8188 | 31.5388 | 27.8798 | 36.3341 | 36.0994 | 46.941
EPA621 CO2 Rate Limit for NG Cofire - ORIS:6041 | 371 | 7849 | Rate Constraint in lbs/MMBtu | FALSE | L | Annual | Seasons Included | Seasons |  | Winter, WintShld, Summer | Winter, WintShld, Summer | Winter, WintShld, Summer | Winter, WintShld, Summer | Winter, WintShld, Summer | Winter, WintShld, Summer
EPA621 CO2 Rate Limit for NG Cofire - ORIS:6041 | 371 | 7849 | Rate Constraint in lbs/MMBtu | FALSE | L | Annual | Standard CO2 | lb/MMBtu | 176.3808 | 176.3808 | 176.3808 | 176.3808 | 176.3808 | 176.3808 | 176.3808
EPA621 CO2 Rate Limit for NG Cofire - ORIS:6041 | 371 | 7849 | Rate Constraint in lbs/MMBtu | FALSE | L | Annual | Emissions at Affected Plants CO2 | Thousand Tons | 0 | 391.1422 | 391.1422 | 391.1422 | 0 | 0 | 0
EPA621 CO2 Rate Limit for NG Cofire - ORIS:6041 | 371 | 7849 | Rate Constraint in lbs/MMBtu | FALSE | L | Annual | Allowances Purchased CO2 | Thousand Tons | 0 | 0 | 0 | 0 | 0 | 0 | 0
EPA621 CO2 Rate Limit for NG Cofire - ORIS:6041 | 371 | 7849 | Rate Constraint in lbs/MMBtu | FALSE | L | Annual | Allowances Sold CO2 | Thousand Tons | 0 | 0 | 0 | 0 | 0 | 0 | 0
EPA621 CO2 Rate Limit for NG Cofire - ORIS:6041 | 371 | 7849 | Rate Constraint in lbs/MMBtu | FALSE | L | Annual | Allowances Banked | Thousand Tons | 0 | 0 | 0 | 0 | 0 | 0 | 0
EPA621 CO2 Rate Limit for NG Cofire - ORIS:6041 | 371 | 7849 | Rate Constraint in lbs/MMBtu | FALSE | L | Annual | Allowances Withdrawn (1:1) | Thousand Tons | 0 | 0 | 0 | 0 | 0 | 0 | 0
EPA621 CO2 Rate Limit for NG Cofire - ORIS:6041 | 371 | 7849 | Rate Constraint in lbs/MMBtu | FALSE | L | Annual | Allowances Withdrawn (n:1) | Thousand Tons | 0 | 0 | 0 | 0 | 0 | 0 | 0
EPA621 CO2 Rate Limit for NG Cofire - ORIS:6041 | 371 | 7849 | Rate Constraint in lbs/MMBtu | FALSE | L | Annual | Net Emissions Allowance Position | Thousand Tons | 0 | 391.1422 | 391.1422 | 391.1422 | 0 | 0 | 0
EPA621 CO2 Rate Limit for NG Cofire - ORIS:6041 | 371 | 7849 | Rate Constraint in lbs/MMBtu | FALSE | L | Annual | Fuel Consumed | TBtu | 0 | 5.094 | 5.094 | 5.094 | 0 | 0 | 0
EPA621 CO2 Rate Limit for NG Cofire - ORIS:6041 | 371 | 7849 | Rate Constraint in lbs/MMBtu | FALSE | L | Annual | Rate | lb/MMBtu | 0 | 153.5685 | 153.5685 | 153.5685 | 0 | 0 | 0
EPA621 CO2 Rate Limit for NG Cofire - ORIS:6041 | 371 | 7849 | Rate Constraint in lbs/MMBtu | FALSE | L | Annual | Generation | TWh | 0 | 0.50195 | 0.50195 | 0.50195 | 0 | 0 | 0
EPA621 CO2 Rate Limit for NG Cofire - ORIS:6041 | 371 | 7849 | Rate Constraint in lbs/MMBtu | FALSE | L | Annual | Qualifying Generation | TWh | 0 | 0.50195 | 0.50195 | 0.50195 | 0 | 0 | 0
EPA621 CO2 Rate Limit for NG Cofire - ORIS:6041 | 371 | 7849 | Rate Constraint in lbs/MMBtu | FALSE | L | Annual | Rate | lb/MWh | 0 | 1558.4864 | 1558.4864 | 1558.4864 | 0 | 0 | 0
EPA621 CO2 Rate Limit for NG Cofire - ORIS:6041 | 371 | 7849 | Rate Constraint in lbs/MMBtu | FALSE | L | Annual | Constraint Shadow Price | US2019$/Ton | 0 | 0 | 0 | 0 | 2.2571 | 0 | 2.8621
EPA621 CO2 Rate Limit for NG Cofire - ORIS:6064 | 372 | 7869 | Rate Constraint in lbs/MMBtu | FALSE | L | Annual | Seasons Included | Seasons |  | Winter, WintShld, Summer | Winter, WintShld, Summer | Winter, WintShld, Summer | Winter, WintShld, Summer | Winter, WintShld, Summer | Winter, WintShld, Summer
EPA621 CO2 Rate Limit for NG Cofire - ORIS:6064 | 372 | 7869 | Rate Constraint in lbs/MMBtu | FALSE | L | Annual | Standard CO2 | lb/MMBtu | 175.772 | 175.772 | 175.772 | 175.772 | 175.772 | 175.772 | 175.772
EPA621 CO2 Rate Limit for NG Cofire - ORIS:6064 | 372 | 7869 | Rate Constraint in lbs/MMBtu | FALSE | L | Annual | Emissions at Affected Plants CO2 | Thousand Tons | 0 | 0 | 0 | 0 | 0 | 0 | 0
EPA621 CO2 Rate Limit for NG Cofire - ORIS:6064 | 372 | 7869 | Rate Constraint in lbs/MMBtu | FALSE | L | Annual | Allowances Purchased CO2 | Thousand Tons | 0 | 0 | 0 | 0 | 0 | 0 | 0
EPA621 CO2 Rate Limit for NG Cofire - ORIS:6064 | 372 | 7869 | Rate Constraint in lbs/MMBtu | FALSE | L | Annual | Allowances Sold CO2 | Thousand Tons | 0 | 0 | 0 | 0 | 0 | 0 | 0
EPA621 CO2 Rate Limit for NG Cofire - ORIS:6064 | 372 | 7869 | Rate Constraint in lbs/MMBtu | FALSE | L | Annual | Allowances Banked | Thousand Tons | 0 | 0 | 0 | 0 | 0 | 0 | 0
EPA621 CO2 Rate Limit for NG Cofire - ORIS:6064 | 372 | 7869 | Rate Constraint in lbs/MMBtu | FALSE | L | Annual | Allowances Withdrawn (1:1) | Thousand Tons | 0 | 0 | 0 | 0 | 0 | 0 | 0
EPA621 CO2 Rate Limit for NG Cofire - ORIS:6064 | 372 | 7869 | Rate Constraint in lbs/MMBtu | FALSE | L | Annual | Allowances Withdrawn (n:1) | Thousand Tons | 0 | 0 | 0 | 0 | 0 | 0 | 0
EPA621 CO2 Rate Limit for NG Cofire - ORIS:6064 | 372 | 7869 | Rate Constraint in lbs/MMBtu | FALSE | L | Annual | Net Emissions Allowance Position | Thousand Tons | 0 | 0 | 0 | 0 | 0 | 0 | 0
EPA621 CO2 Rate Limit for NG Cofire - ORIS:6064 | 372 | 7869 | Rate Constraint in lbs/MMBtu | FALSE | L | Annual | Fuel Consumed | TBtu | 0 | 0 | 0 | 0 | 0 | 0 | 0
EPA621 CO2 Rate Limit for NG Cofire - ORIS:6064 | 372 | 7869 | Rate Constraint in lbs/MMBtu | FALSE | L | Annual | Rate | lb/MMBtu | 0 | 0 | 0 | 0 | 0 | 0 | 0
EPA621 CO2 Rate Limit for NG Cofire - ORIS:6064 | 372 | 7869 | Rate Constraint in lbs/MMBtu | FALSE | L | Annual | Generation | TWh | 0 | 0 | 0 | 0 | 0 | 0 | 0
EPA621 CO2 Rate Limit for NG Cofire - ORIS:6064 | 372 | 7869 | Rate Constraint in lbs/MMBtu | FALSE | L | Annual | Qualifying Generation | TWh | 0 | 0 | 0 | 0 | 0 | 0 | 0
EPA621 CO2 Rate Limit for NG Cofire - ORIS:6064 | 372 | 7869 | Rate Constraint in lbs/MMBtu | FALSE | L | Annual | Rate | lb/MWh | 0 | 0 | 0 | 0 | 0 | 0 | 0
EPA621 CO2 Rate Limit for NG Cofire - ORIS:6064 | 372 | 7869 | Rate Constraint in lbs/MMBtu | FALSE | L | Annual | Constraint Shadow Price | US2019$/Ton | 0 | 97.9704 | 0 | 0 | 0 | 0 | 0
EPA621 CO2 Rate Limit for NG Cofire - ORIS:6065 | 373 | 7792 | Rate Constraint in lbs/MMBtu | FALSE | L | Annual | Seasons Included | Seasons |  | Winter, WintShld, Summer | Winter, WintShld, Summer | Winter, WintShld, Summer | Winter, WintShld, Summer | Winter, WintShld, Summer | Winter, WintShld, Summer
EPA621 CO2 Rate Limit for NG Cofire - ORIS:6065 | 373 | 7792 | Rate Constraint in lbs/MMBtu | FALSE | L | Annual | Standard CO2 | lb/MMBtu | 176.5228 | 176.5228 | 176.5228 | 176.5228 | 176.5228 | 176.5228 | 176.5228
EPA621 CO2 Rate Limit for NG Cofire - ORIS:6065 | 373 | 7792 | Rate Constraint in lbs/MMBtu | FALSE | L | Annual | Emissions at Affected Plants CO2 | Thousand Tons | 0 | 0 | 0 | 0 | 0 | 0 | 0
EPA621 CO2 Rate Limit for NG Cofire - ORIS:6065 | 373 | 7792 | Rate Constraint in lbs/MMBtu | FALSE | L | Annual | Allowances Purchased CO2 | Thousand Tons | 0 | 0 | 0 | 0 | 0 | 0 | 0
EPA621 CO2 Rate Limit for NG Cofire - ORIS:6065 | 373 | 7792 | Rate Constraint in lbs/MMBtu | FALSE | L | Annual | Allowances Sold CO2 | Thousand Tons | 0 | 0 | 0 | 0 | 0 | 0 | 0
EPA621 CO2 Rate Limit for NG Cofire - ORIS:6065 | 373 | 7792 | Rate Constraint in lbs/MMBtu | FALSE | L | Annual | Allowances Banked | Thousand Tons | 0 | 0 | 0 | 0 | 0 | 0 | 0
EPA621 CO2 Rate Limit for NG Cofire - ORIS:6065 | 373 | 7792 | Rate Constraint in lbs/MMBtu | FALSE | L | Annual | Allowances Withdrawn (1:1) | Thousand Tons | 0 | 0 | 0 | 0 | 0 | 0 | 0
EPA621 CO2 Rate Limit for NG Cofire - ORIS:6065 | 373 | 7792 | Rate Constraint in lbs/MMBtu | FALSE | L | Annual | Allowances Withdrawn (n:1) | Thousand Tons | 0 | 0 | 0 | 0 | 0 | 0 | 0
EPA621 CO2 Rate Limit for NG Cofire - ORIS:6065 | 373 | 7792 | Rate Constraint in lbs/MMBtu | FALSE | L | Annual | Net Emissions Allowance Position | Thousand Tons | 0 | 0 | 0 | 0 | 0 | 0 | 0
EPA621 CO2 Rate Limit for NG Cofire - ORIS:6065 | 373 | 7792 | Rate Constraint in lbs/MMBtu | FALSE | L | Annual | Fuel Consumed | TBtu | 0 | 0 | 0 | 0 | 0 | 0 | 0
EPA621 CO2 Rate Limit for NG Cofire - ORIS:6065 | 373 | 7792 | Rate Constraint in lbs/MMBtu | FALSE | L | Annual | Rate | lb/MMBtu | 0 | 0 | 0 | 0 | 0 | 0 | 0
EPA621 CO2 Rate Limit for NG Cofire - ORIS:6065 | 373 | 7792 | Rate Constraint in lbs/MMBtu | FALSE | L | Annual | Generation | TWh | 0 | 0 | 0 | 0 | 0 | 0 | 0
EPA621 CO2 Rate Limit for NG Cofire - ORIS:6065 | 373 | 7792 | Rate Constraint in lbs/MMBtu | FALSE | L | Annual | Qualifying Generation | TWh | 0 | 0 | 0 | 0 | 0 | 0 | 0
EPA621 CO2 Rate Limit for NG Cofire - ORIS:6065 | 373 | 7792 | Rate Constraint in lbs/MMBtu | FALSE | L | Annual | Rate | lb/MWh | 0 | 0 | 0 | 0 | 0 | 0 | 0
EPA621 CO2 Rate Limit for NG Cofire - ORIS:6065 | 373 | 7792 | Rate Constraint in lbs/MMBtu | FALSE | L | Annual | Constraint Shadow Price | US2019$/Ton | 0 | 53.2492 | 28.6172 | 19.2743 | 1.0522 | 0 | 0
EPA621 CO2 Rate Limit for NG Cofire - ORIS:6068 | 374 | 7793 | Rate Constraint in lbs/MMBtu | FALSE | L | Annual | Seasons Included | Seasons |  | Winter, WintShld, Summer | Winter, WintShld, Summer | Winter, WintShld, Summer | Winter, WintShld, Summer | Winter, WintShld, Summer | Winter, WintShld, Summer
EPA621 CO2 Rate Limit for NG Cofire - ORIS:6068 | 374 | 7793 | Rate Constraint in lbs/MMBtu | FALSE | L | Annual | Standard CO2 | lb/MMBtu | 176.5228 | 176.5228 | 176.5228 | 176.5228 | 176.5228 | 176.5228 | 176.5228
EPA621 CO2 Rate Limit for NG Cofire - ORIS:6068 | 374 | 7793 | Rate Constraint in lbs/MMBtu | FALSE | L | Annual | Emissions at Affected Plants CO2 | Thousand Tons | 0 | 0 | 0 | 0 | 0 | 0 | 0
EPA621 CO2 Rate Limit for NG Cofire - ORIS:6068 | 374 | 7793 | Rate Constraint in lbs/MMBtu | FALSE | L | Annual | Allowances Purchased CO2 | Thousand Tons | 0 | 0 | 0 | 0 | 0 | 0 | 0
EPA621 CO2 Rate Limit for NG Cofire - ORIS:6068 | 374 | 7793 | Rate Constraint in lbs/MMBtu | FALSE | L | Annual | Allowances Sold CO2 | Thousand Tons | 0 | 0 | 0 | 0 | 0 | 0 | 0
EPA621 CO2 Rate Limit for NG Cofire - ORIS:6068 | 374 | 7793 | Rate Constraint in lbs/MMBtu | FALSE | L | Annual | Allowances Banked | Thousand Tons | 0 | 0 | 0 | 0 | 0 | 0 | 0
EPA621 CO2 Rate Limit for NG Cofire - ORIS:6068 | 374 | 7793 | Rate Constraint in lbs/MMBtu | FALSE | L | Annual | Allowances Withdrawn (1:1) | Thousand Tons | 0 | 0 | 0 | 0 | 0 | 0 | 0
EPA621 CO2 Rate Limit for NG Cofire - ORIS:6068 | 374 | 7793 | Rate Constraint in lbs/MMBtu | FALSE | L | Annual | Allowances Withdrawn (n:1) | Thousand Tons | 0 | 0 | 0 | 0 | 0 | 0 | 0
EPA621 CO2 Rate Limit for NG Cofire - ORIS:6068 | 374 | 7793 | Rate Constraint in lbs/MMBtu | FALSE | L | Annual | Net Emissions Allowance Position | Thousand Tons | 0 | 0 | 0 | 0 | 0 | 0 | 0
EPA621 CO2 Rate Limit for NG Cofire - ORIS:6068 | 374 | 7793 | Rate Constraint in lbs/MMBtu | FALSE | L | Annual | Fuel Consumed | TBtu | 0 | 0 | 0 | 0 | 0 | 0 | 0
EPA621 CO2 Rate Limit for NG Cofire - ORIS:6068 | 374 | 7793 | Rate Constraint in lbs/MMBtu | FALSE | L | Annual | Rate | lb/MMBtu | 0 | 0 | 0 | 0 | 0 | 0 | 0
EPA621 CO2 Rate Limit for NG Cofire - ORIS:6068 | 374 | 7793 | Rate Constraint in lbs/MMBtu | FALSE | L | Annual | Generation | TWh | 0 | 0 | 0 | 0 | 0 | 0 | 0
EPA621 CO2 Rate Limit for NG Cofire - ORIS:6068 | 374 | 7793 | Rate Constraint in lbs/MMBtu | FALSE | L | Annual | Qualifying Generation | TWh | 0 | 0 | 0 | 0 | 0 | 0 | 0
EPA621 CO2 Rate Limit for NG Cofire - ORIS:6068 | 374 | 7793 | Rate Constraint in lbs/MMBtu | FALSE | L | Annual | Rate | lb/MWh | 0 | 0 | 0 | 0 | 0 | 0 | 0
EPA621 CO2 Rate Limit for NG Cofire - ORIS:6068 | 374 | 7793 | Rate Constraint in lbs/MMBtu | FALSE | L | Annual | Constraint Shadow Price | US2019$/Ton | 0 | 88.1461 | 31.7912 | 86.2988 | 87.1857 | 79.8129 | 1.2558
EPA621 CO2 Rate Limit for NG Cofire - ORIS:6071 | 375 | 7868 | Rate Constraint in lbs/MMBtu | FALSE | L | Annual | Seasons Included | Seasons |  | Winter, WintShld, Summer | Winter, WintShld, Summer | Winter, WintShld, Summer | Winter, WintShld, Summer | Winter, WintShld, Summer | Winter, WintShld, Summer
EPA621 CO2 Rate Limit for NG Cofire - ORIS:6071 | 375 | 7868 | Rate Constraint in lbs/MMBtu | FALSE | L | Annual | Standard CO2 | lb/MMBtu | 176.5781 | 176.5781 | 176.5781 | 176.5781 | 176.5781 | 176.5781 | 176.5781
EPA621 CO2 Rate Limit for NG Cofire - ORIS:6071 | 375 | 7868 | Rate Constraint in lbs/MMBtu | FALSE | L | Annual | Emissions at Affected Plants CO2 | Thousand Tons | 0 | 0 | 0 | 0 | 0 | 0 | 0
EPA621 CO2 Rate Limit for NG Cofire - ORIS:6071 | 375 | 7868 | Rate Constraint in lbs/MMBtu | FALSE | L | Annual | Allowances Purchased CO2 | Thousand Tons | 0 | 0 | 0 | 0 | 0 | 0 | 0
EPA621 CO2 Rate Limit for NG Cofire - ORIS:6071 | 375 | 7868 | Rate Constraint in lbs/MMBtu | FALSE | L | Annual | Allowances Sold CO2 | Thousand Tons | 0 | 0 | 0 | 0 | 0 | 0 | 0
EPA621 CO2 Rate Limit for NG Cofire - ORIS:6071 | 375 | 7868 | Rate Constraint in lbs/MMBtu | FALSE | L | Annual | Allowances Banked | Thousand Tons | 0 | 0 | 0 | 0 | 0 | 0 | 0
EPA621 CO2 Rate Limit for NG Cofire - ORIS:6071 | 375 | 7868 | Rate Constraint in lbs/MMBtu | FALSE | L | Annual | Allowances Withdrawn (1:1) | Thousand Tons | 0 | 0 | 0 | 0 | 0 | 0 | 0
EPA621 CO2 Rate Limit for NG Cofire - ORIS:6071 | 375 | 7868 | Rate Constraint in lbs/MMBtu | FALSE | L | Annual | Allowances Withdrawn (n:1) | Thousand Tons | 0 | 0 | 0 | 0 | 0 | 0 | 0
EPA621 CO2 Rate Limit for NG Cofire - ORIS:6071 | 375 | 7868 | Rate Constraint in lbs/MMBtu | FALSE | L | Annual | Net Emissions Allowance Position | Thousand Tons | 0 | 0 | 0 | 0 | 0 | 0 | 0
EPA621 CO2 Rate Limit for NG Cofire - ORIS:6071 | 375 | 7868 | Rate Constraint in lbs/MMBtu | FALSE | L | Annual | Fuel Consumed | TBtu | 0 | 0 | 0 | 0 | 0 | 0 | 0
EPA621 CO2 Rate Limit for NG Cofire - ORIS:6071 | 375 | 7868 | Rate Constraint in lbs/MMBtu | FALSE | L | Annual | Rate | lb/MMBtu | 0 | 0 | 0 | 0 | 0 | 0 | 0
EPA621 CO2 Rate Limit for NG Cofire - ORIS:6071 | 375 | 7868 | Rate Constraint in lbs/MMBtu | FALSE | L | Annual | Generation | TWh | 0 | 0 | 0 | 0 | 0 | 0 | 0
EPA621 CO2 Rate Limit for NG Cofire - ORIS:6071 | 375 | 7868 | Rate Constraint in lbs/MMBtu | FALSE | L | Annual | Qualifying Generation | TWh | 0 | 0 | 0 | 0 | 0 | 0 | 0
EPA621 CO2 Rate Limit for NG Cofire - ORIS:6071 | 375 | 7868 | Rate Constraint in lbs/MMBtu | FALSE | L | Annual | Rate | lb/MWh | 0 | 0 | 0 | 0 | 0 | 0 | 0
EPA621 CO2 Rate Limit for NG Cofire - ORIS:6071 | 375 | 7868 | Rate Constraint in lbs/MMBtu | FALSE | L | Annual | Constraint Shadow Price | US2019$/Ton | 0 | 91.2862 | 10.0027 | 0 | 0 | 0 | 0
EPA621 CO2 Rate Limit for NG Cofire - ORIS:6077 | 377 | 7842 | Rate Constraint in lbs/MMBtu | FALSE | L | Annual | Seasons Included | Seasons |  | Winter, WintShld, Summer | Winter, WintShld, Summer | Winter, WintShld, Summer | Winter, WintShld, Summer | Winter, WintShld, Summer | Winter, WintShld, Summer
EPA621 CO2 Rate Limit for NG Cofire - ORIS:6077 | 377 | 7842 | Rate Constraint in lbs/MMBtu | FALSE | L | Annual | Standard CO2 | lb/MMBtu | 175.412 | 175.412 | 175.412 | 175.412 | 175.412 | 175.412 | 175.412
EPA621 CO2 Rate Limit for NG Cofire - ORIS:6077 | 377 | 7842 | Rate Constraint in lbs/MMBtu | FALSE | L | Annual | Emissions at Affected Plants CO2 | Thousand Tons | 0 | 0 | 0 | 0 | 0 | 0 | 0
EPA621 CO2 Rate Limit for NG Cofire - ORIS:6077 | 377 | 7842 | Rate Constraint in lbs/MMBtu | FALSE | L | Annual | Allowances Purchased CO2 | Thousand Tons | 0 | 0 | 0 | 0 | 0 | 0 | 0
EPA621 CO2 Rate Limit for NG Cofire - ORIS:6077 | 377 | 7842 | Rate Constraint in lbs/MMBtu | FALSE | L | Annual | Allowances Sold CO2 | Thousand Tons | 0 | 0 | 0 | 0 | 0 | 0 | 0
EPA621 CO2 Rate Limit for NG Cofire - ORIS:6077 | 377 | 7842 | Rate Constraint in lbs/MMBtu | FALSE | L | Annual | Allowances Banked | Thousand Tons | 0 | 0 | 0 | 0 | 0 | 0 | 0
EPA621 CO2 Rate Limit for NG Cofire - ORIS:6077 | 377 | 7842 | Rate Constraint in lbs/MMBtu | FALSE | L | Annual | Allowances Withdrawn (1:1) | Thousand Tons | 0 | 0 | 0 | 0 | 0 | 0 | 0
EPA621 CO2 Rate Limit for NG Cofire - ORIS:6077 | 377 | 7842 | Rate Constraint in lbs/MMBtu | FALSE | L | Annual | Allowances Withdrawn (n:1) | Thousand Tons | 0 | 0 | 0 | 0 | 0 | 0 | 0
EPA621 CO2 Rate Limit for NG Cofire - ORIS:6077 | 377 | 7842 | Rate Constraint in lbs/MMBtu | FALSE | L | Annual | Net Emissions Allowance Position | Thousand Tons | 0 | 0 | 0 | 0 | 0 | 0 | 0
EPA621 CO2 Rate Limit for NG Cofire - ORIS:6077 | 377 | 7842 | Rate Constraint in lbs/MMBtu | FALSE | L | Annual | Fuel Consumed | TBtu | 0 | 0 | 0 | 0 | 0 | 0 | 0
EPA621 CO2 Rate Limit for NG Cofire - ORIS:6077 | 377 | 7842 | Rate Constraint in lbs/MMBtu | FALSE | L | Annual | Rate | lb/MMBtu | 0 | 0 | 0 | 0 | 0 | 0 | 0
EPA621 CO2 Rate Limit for NG Cofire - ORIS:6077 | 377 | 7842 | Rate Constraint in lbs/MMBtu | FALSE | L | Annual | Generation | TWh | 0 | 0 | 0 | 0 | 0 | 0 | 0
EPA621 CO2 Rate Limit for NG Cofire - ORIS:6077 | 377 | 7842 | Rate Constraint in lbs/MMBtu | FALSE | L | Annual | Qualifying Generation | TWh | 0 | 0 | 0 | 0 | 0 | 0 | 0
EPA621 CO2 Rate Limit for NG Cofire - ORIS:6077 | 377 | 7842 | Rate Constraint in lbs/MMBtu | FALSE | L | Annual | Rate | lb/MWh | 0 | 0 | 0 | 0 | 0 | 0 | 0
EPA621 CO2 Rate Limit for NG Cofire - ORIS:6077 | 377 | 7842 | Rate Constraint in lbs/MMBtu | FALSE | L | Annual | Constraint Shadow Price | US2019$/Ton | 0 | 46.7297 | 34.5429 | 34.7271 | 33.5642 | 53.7995 | 49.1576
EPA621 CO2 Rate Limit for NG Cofire - ORIS:6095 | 378 | 7837 | Rate Constraint in lbs/MMBtu | FALSE | L | Annual | Seasons Included | Seasons |  | Winter, WintShld, Summer | Winter, WintShld, Summer | Winter, WintShld, Summer | Winter, WintShld, Summer | Winter, WintShld, Summer | Winter, WintShld, Summer
EPA621 CO2 Rate Limit for NG Cofire - ORIS:6095 | 378 | 7837 | Rate Constraint in lbs/MMBtu | FALSE | L | Annual | Standard CO2 | lb/MMBtu | 176.252 | 176.252 | 176.252 | 176.252 | 176.252 | 176.252 | 176.252
EPA621 CO2 Rate Limit for NG Cofire - ORIS:6095 | 378 | 7837 | Rate Constraint in lbs/MMBtu | FALSE | L | Annual | Emissions at Affected Plants CO2 | Thousand Tons | 0 | 0 | 0 | 0 | 0 | 0 | 0
EPA621 CO2 Rate Limit for NG Cofire - ORIS:6095 | 378 | 7837 | Rate Constraint in lbs/MMBtu | FALSE | L | Annual | Allowances Purchased CO2 | Thousand Tons | 0 | 0 | 0 | 0 | 0 | 0 | 0
EPA621 CO2 Rate Limit for NG Cofire - ORIS:6095 | 378 | 7837 | Rate Constraint in lbs/MMBtu | FALSE | L | Annual | Allowances Sold CO2 | Thousand Tons | 0 | 0 | 0 | 0 | 0 | 0 | 0
EPA621 CO2 Rate Limit for NG Cofire - ORIS:6095 | 378 | 7837 | Rate Constraint in lbs/MMBtu | FALSE | L | Annual | Allowances Banked | Thousand Tons | 0 | 0 | 0 | 0 | 0 | 0 | 0
EPA621 CO2 Rate Limit for NG Cofire - ORIS:6095 | 378 | 7837 | Rate Constraint in lbs/MMBtu | FALSE | L | Annual | Allowances Withdrawn (1:1) | Thousand Tons | 0 | 0 | 0 | 0 | 0 | 0 | 0
EPA621 CO2 Rate Limit for NG Cofire - ORIS:6095 | 378 | 7837 | Rate Constraint in lbs/MMBtu | FALSE | L | Annual | Allowances Withdrawn (n:1) | Thousand Tons | 0 | 0 | 0 | 0 | 0 | 0 | 0
EPA621 CO2 Rate Limit for NG Cofire - ORIS:6095 | 378 | 7837 | Rate Constraint in lbs/MMBtu | FALSE | L | Annual | Net Emissions Allowance Position | Thousand Tons | 0 | 0 | 0 | 0 | 0 | 0 | 0
EPA621 CO2 Rate Limit for NG Cofire - ORIS:6095 | 378 | 7837 | Rate Constraint in lbs/MMBtu | FALSE | L | Annual | Fuel Consumed | TBtu | 0 | 0 | 0 | 0 | 0 | 0 | 0
EPA621 CO2 Rate Limit for NG Cofire - ORIS:6095 | 378 | 7837 | Rate Constraint in lbs/MMBtu | FALSE | L | Annual | Rate | lb/MMBtu | 0 | 0 | 0 | 0 | 0 | 0 | 0
EPA621 CO2 Rate Limit for NG Cofire - ORIS:6095 | 378 | 7837 | Rate Constraint in lbs/MMBtu | FALSE | L | Annual | Generation | TWh | 0 | 0 | 0 | 0 | 0 | 0 | 0
EPA621 CO2 Rate Limit for NG Cofire - ORIS:6095 | 378 | 7837 | Rate Constraint in lbs/MMBtu | FALSE | L | Annual | Qualifying Generation | TWh | 0 | 0 | 0 | 0 | 0 | 0 | 0
EPA621 CO2 Rate Limit for NG Cofire - ORIS:6095 | 378 | 7837 | Rate Constraint in lbs/MMBtu | FALSE | L | Annual | Rate | lb/MWh | 0 | 0 | 0 | 0 | 0 | 0 | 0
EPA621 CO2 Rate Limit for NG Cofire - ORIS:6095 | 378 | 7837 | Rate Constraint in lbs/MMBtu | FALSE | L | Annual | Constraint Shadow Price | US2019$/Ton | 0 | 35.887 | 22.7582 | 33.6083 | 50.4027 | 61.8766 | 50.7166
EPA621 CO2 Rate Limit for NG Cofire - ORIS:6096 | 379 | 7856 | Rate Constraint in lbs/MMBtu | FALSE | L | Annual | Seasons Included | Seasons |  | Winter, WintShld, Summer | Winter, WintShld, Summer | Winter, WintShld, Summer | Winter, WintShld, Summer | Winter, WintShld, Summer | Winter, WintShld, Summer
EPA621 CO2 Rate Limit for NG Cofire - ORIS:6096 | 379 | 7856 | Rate Constraint in lbs/MMBtu | FALSE | L | Annual | Standard CO2 | lb/MMBtu | 175.772 | 175.772 | 175.772 | 175.772 | 175.772 | 175.772 | 175.772
EPA621 CO2 Rate Limit for NG Cofire - ORIS:6096 | 379 | 7856 | Rate Constraint in lbs/MMBtu | FALSE | L | Annual | Emissions at Affected Plants CO2 | Thousand Tons | 0 | 0 | 0 | 0 | 0 | 0 | 0
EPA621 CO2 Rate Limit for NG Cofire - ORIS:6096 | 379 | 7856 | Rate Constraint in lbs/MMBtu | FALSE | L | Annual | Allowances Purchased CO2 | Thousand Tons | 0 | 0 | 0 | 0 | 0 | 0 | 0
EPA621 CO2 Rate Limit for NG Cofire - ORIS:6096 | 379 | 7856 | Rate Constraint in lbs/MMBtu | FALSE | L | Annual | Allowances Sold CO2 | Thousand Tons | 0 | 0 | 0 | 0 | 0 | 0 | 0
EPA621 CO2 Rate Limit for NG Cofire - ORIS:6096 | 379 | 7856 | Rate Constraint in lbs/MMBtu | FALSE | L | Annual | Allowances Banked | Thousand Tons | 0 | 0 | 0 | 0 | 0 | 0 | 0
EPA621 CO2 Rate Limit for NG Cofire - ORIS:6096 | 379 | 7856 | Rate Constraint in lbs/MMBtu | FALSE | L | Annual | Allowances Withdrawn (1:1) | Thousand Tons | 0 | 0 | 0 | 0 | 0 | 0 | 0
EPA621 CO2 Rate Limit for NG Cofire - ORIS:6096 | 379 | 7856 | Rate Constraint in lbs/MMBtu | FALSE | L | Annual | Allowances Withdrawn (n:1) | Thousand Tons | 0 | 0 | 0 | 0 | 0 | 0 | 0
EPA621 CO2 Rate Limit for NG Cofire - ORIS:6096 | 379 | 7856 | Rate Constraint in lbs/MMBtu | FALSE | L | Annual | Net Emissions Allowance Position | Thousand Tons | 0 | 0 | 0 | 0 | 0 | 0 | 0
EPA621 CO2 Rate Limit for NG Cofire - ORIS:6096 | 379 | 7856 | Rate Constraint in lbs/MMBtu | FALSE | L | Annual | Fuel Consumed | TBtu | 0 | 0 | 0 | 0 | 0 | 0 | 0
EPA621 CO2 Rate Limit for NG Cofire - ORIS:6096 | 379 | 7856 | Rate Constraint in lbs/MMBtu | FALSE | L | Annual | Rate | lb/MMBtu | 0 | 0 | 0 | 0 | 0 | 0 | 0
EPA621 CO2 Rate Limit for NG Cofire - ORIS:6096 | 379 | 7856 | Rate Constraint in lbs/MMBtu | FALSE | L | Annual | Generation | TWh | 0 | 0 | 0 | 0 | 0 | 0 | 0
EPA621 CO2 Rate Limit for NG Cofire - ORIS:6096 | 379 | 7856 | Rate Constraint in lbs/MMBtu | FALSE | L | Annual | Qualifying Generation | TWh | 0 | 0 | 0 | 0 | 0 | 0 | 0
EPA621 CO2 Rate Limit for NG Cofire - ORIS:6096 | 379 | 7856 | Rate Constraint in lbs/MMBtu | FALSE | L | Annual | Rate | lb/MWh | 0 | 0 | 0 | 0 | 0 | 0 | 0
EPA621 CO2 Rate Limit for NG Cofire - ORIS:6096 | 379 | 7856 | Rate Constraint in lbs/MMBtu | FALSE | L | Annual | Constraint Shadow Price | US2019$/Ton | 0 | 44.1828 | 50.9039 | 83.2025 | 86.1208 | 69.8661 | 71.6421
EPA621 CO2 Rate Limit for NG Cofire - ORIS:6098 | 380 | 7811 | Rate Constraint in lbs/MMBtu | FALSE | L | Annual | Seasons Included | Seasons |  | Winter, WintShld, Summer | Winter, WintShld, Summer | Winter, WintShld, Summer | Winter, WintShld, Summer | Winter, WintShld, Summer | Winter, WintShld, Summer
EPA621 CO2 Rate Limit for NG Cofire - ORIS:6098 | 380 | 7811 | Rate Constraint in lbs/MMBtu | FALSE | L | Annual | Standard CO2 | lb/MMBtu | 181.6274 | 181.6274 | 181.6274 | 181.6274 | 181.6274 | 181.6274 | 181.6274
EPA621 CO2 Rate Limit for NG Cofire - ORIS:6098 | 380 | 7811 | Rate Constraint in lbs/MMBtu | FALSE | L | Annual | Emissions at Affected Plants CO2 | Thousand Tons | 0 | 0 | 0 | 0 | 0 | 0 | 0
EPA621 CO2 Rate Limit for NG Cofire - ORIS:6098 | 380 | 7811 | Rate Constraint in lbs/MMBtu | FALSE | L | Annual | Allowances Purchased CO2 | Thousand Tons | 0 | 0 | 0 | 0 | 0 | 0 | 0
EPA621 CO2 Rate Limit for NG Cofire - ORIS:6098 | 380 | 7811 | Rate Constraint in lbs/MMBtu | FALSE | L | Annual | Allowances Sold CO2 | Thousand Tons | 0 | 0 | 0 | 0 | 0 | 0 | 0
EPA621 CO2 Rate Limit for NG Cofire - ORIS:6098 | 380 | 7811 | Rate Constraint in lbs/MMBtu | FALSE | L | Annual | Allowances Banked | Thousand Tons | 0 | 0 | 0 | 0 | 0 | 0 | 0
EPA621 CO2 Rate Limit for NG Cofire - ORIS:6098 | 380 | 7811 | Rate Constraint in lbs/MMBtu | FALSE | L | Annual | Allowances Withdrawn (1:1) | Thousand Tons | 0 | 0 | 0 | 0 | 0 | 0 | 0
EPA621 CO2 Rate Limit for NG Cofire - ORIS:6098 | 380 | 7811 | Rate Constraint in lbs/MMBtu | FALSE | L | Annual | Allowances Withdrawn (n:1) | Thousand Tons | 0 | 0 | 0 | 0 | 0 | 0 | 0
EPA621 CO2 Rate Limit for NG Cofire - ORIS:6098 | 380 | 7811 | Rate Constraint in lbs/MMBtu | FALSE | L | Annual | Net Emissions Allowance Position | Thousand Tons | 0 | 0 | 0 | 0 | 0 | 0 | 0
EPA621 CO2 Rate Limit for NG Cofire - ORIS:6098 | 380 | 7811 | Rate Constraint in lbs/MMBtu | FALSE | L | Annual | Fuel Consumed | TBtu | 0 | 0 | 0 | 0 | 0 | 0 | 0
EPA621 CO2 Rate Limit for NG Cofire - ORIS:6098 | 380 | 7811 | Rate Constraint in lbs/MMBtu | FALSE | L | Annual | Rate | lb/MMBtu | 0 | 0 | 0 | 0 | 0 | 0 | 0
EPA621 CO2 Rate Limit for NG Cofire - ORIS:6098 | 380 | 7811 | Rate Constraint in lbs/MMBtu | FALSE | L | Annual | Generation | TWh | 0 | 0 | 0 | 0 | 0 | 0 | 0
EPA621 CO2 Rate Limit for NG Cofire - ORIS:6098 | 380 | 7811 | Rate Constraint in lbs/MMBtu | FALSE | L | Annual | Qualifying Generation | TWh | 0 | 0 | 0 | 0 | 0 | 0 | 0
EPA621 CO2 Rate Limit for NG Cofire - ORIS:6098 | 380 | 7811 | Rate Constraint in lbs/MMBtu | FALSE | L | Annual | Rate | lb/MWh | 0 | 0 | 0 | 0 | 0 | 0 | 0
EPA621 CO2 Rate Limit for NG Cofire - ORIS:6098 | 380 | 7811 | Rate Constraint in lbs/MMBtu | FALSE | L | Annual | Constraint Shadow Price | US2019$/Ton | 0 | 84.4568 | 25.9237 | 7.2815 | 0 | 0 | 0
EPA621 CO2 Rate Limit for NG Cofire - ORIS:6101 | 381 | 7834 | Rate Constraint in lbs/MMBtu | FALSE | L | Annual | Seasons Included | Seasons |  | Winter, WintShld, Summer | Winter, WintShld, Summer | Winter, WintShld, Summer | Winter, WintShld, Summer | Winter, WintShld, Summer | Winter, WintShld, Summer
EPA621 CO2 Rate Limit for NG Cofire - ORIS:6101 | 381 | 7834 | Rate Constraint in lbs/MMBtu | FALSE | L | Annual | Standard CO2 | lb/MMBtu | 176.252 | 176.252 | 176.252 | 176.252 | 176.252 | 176.252 | 176.252
EPA621 CO2 Rate Limit for NG Cofire - ORIS:6101 | 381 | 7834 | Rate Constraint in lbs/MMBtu | FALSE | L | Annual | Emissions at Affected Plants CO2 | Thousand Tons | 0 | 0 | 0 | 0 | 0 | 0 | 0
EPA621 CO2 Rate Limit for NG Cofire - ORIS:6101 | 381 | 7834 | Rate Constraint in lbs/MMBtu | FALSE | L | Annual | Allowances Purchased CO2 | Thousand Tons | 0 | 0 | 0 | 0 | 0 | 0 | 0
EPA621 CO2 Rate Limit for NG Cofire - ORIS:6101 | 381 | 7834 | Rate Constraint in lbs/MMBtu | FALSE | L | Annual | Allowances Sold CO2 | Thousand Tons | 0 | 0 | 0 | 0 | 0 | 0 | 0
EPA621 CO2 Rate Limit for NG Cofire - ORIS:6101 | 381 | 7834 | Rate Constraint in lbs/MMBtu | FALSE | L | Annual | Allowances Banked | Thousand Tons | 0 | 0 | 0 | 0 | 0 | 0 | 0
EPA621 CO2 Rate Limit for NG Cofire - ORIS:6101 | 381 | 7834 | Rate Constraint in lbs/MMBtu | FALSE | L | Annual | Allowances Withdrawn (1:1) | Thousand Tons | 0 | 0 | 0 | 0 | 0 | 0 | 0
EPA621 CO2 Rate Limit for NG Cofire - ORIS:6101 | 381 | 7834 | Rate Constraint in lbs/MMBtu | FALSE | L | Annual | Allowances Withdrawn (n:1) | Thousand Tons | 0 | 0 | 0 | 0 | 0 | 0 | 0
EPA621 CO2 Rate Limit for NG Cofire - ORIS:6101 | 381 | 7834 | Rate Constraint in lbs/MMBtu | FALSE | L | Annual | Net Emissions Allowance Position | Thousand Tons | 0 | 0 | 0 | 0 | 0 | 0 | 0
EPA621 CO2 Rate Limit for NG Cofire - ORIS:6101 | 381 | 7834 | Rate Constraint in lbs/MMBtu | FALSE | L | Annual | Fuel Consumed | TBtu | 0 | 0 | 0 | 0 | 0 | 0 | 0
EPA621 CO2 Rate Limit for NG Cofire - ORIS:6101 | 381 | 7834 | Rate Constraint in lbs/MMBtu | FALSE | L | Annual | Rate | lb/MMBtu | 0 | 0 | 0 | 0 | 0 | 0 | 0
EPA621 CO2 Rate Limit for NG Cofire - ORIS:6101 | 381 | 7834 | Rate Constraint in lbs/MMBtu | FALSE | L | Annual | Generation | TWh | 0 | 0 | 0 | 0 | 0 | 0 | 0
EPA621 CO2 Rate Limit for NG Cofire - ORIS:6101 | 381 | 7834 | Rate Constraint in lbs/MMBtu | FALSE | L | Annual | Qualifying Generation | TWh | 0 | 0 | 0 | 0 | 0 | 0 | 0
EPA621 CO2 Rate Limit for NG Cofire - ORIS:6101 | 381 | 7834 | Rate Constraint in lbs/MMBtu | FALSE | L | Annual | Rate | lb/MWh | 0 | 0 | 0 | 0 | 0 | 0 | 0
EPA621 CO2 Rate Limit for NG Cofire - ORIS:6101 | 381 | 7834 | Rate Constraint in lbs/MMBtu | FALSE | L | Annual | Constraint Shadow Price | US2019$/Ton | 0 | 55.0635 | 34.9269 | 36.2788 | 36.201 | 32.8787 | 36.5079
EPA621 CO2 Rate Limit for NG Cofire - ORIS:6113 | 382 | 7787 | Rate Constraint in lbs/MMBtu | FALSE | L | Annual | Seasons Included | Seasons |  | Winter, WintShld, Summer | Winter, WintShld, Summer | Winter, WintShld, Summer | Winter, WintShld, Summer | Winter, WintShld, Summer | Winter, WintShld, Summer
EPA621 CO2 Rate Limit for NG Cofire - ORIS:6113 | 382 | 7787 | Rate Constraint in lbs/MMBtu | FALSE | L | Annual | Standard CO2 | lb/MMBtu | 175.1984 | 175.1984 | 175.1984 | 175.1984 | 175.1984 | 175.1984 | 175.1984
EPA621 CO2 Rate Limit for NG Cofire - ORIS:6113 | 382 | 7787 | Rate Constraint in lbs/MMBtu | FALSE | L | Annual | Emissions at Affected Plants CO2 | Thousand Tons | 0 | 0 | 0 | 0 | 0 | 0 | 0
EPA621 CO2 Rate Limit for NG Cofire - ORIS:6113 | 382 | 7787 | Rate Constraint in lbs/MMBtu | FALSE | L | Annual | Allowances Purchased CO2 | Thousand Tons | 0 | 0 | 0 | 0 | 0 | 0 | 0
EPA621 CO2 Rate Limit for NG Cofire - ORIS:6113 | 382 | 7787 | Rate Constraint in lbs/MMBtu | FALSE | L | Annual | Allowances Sold CO2 | Thousand Tons | 0 | 0 | 0 | 0 | 0 | 0 | 0
EPA621 CO2 Rate Limit for NG Cofire - ORIS:6113 | 382 | 7787 | Rate Constraint in lbs/MMBtu | FALSE | L | Annual | Allowances Banked | Thousand Tons | 0 | 0 | 0 | 0 | 0 | 0 | 0
EPA621 CO2 Rate Limit for NG Cofire - ORIS:6113 | 382 | 7787 | Rate Constraint in lbs/MMBtu | FALSE | L | Annual | Allowances Withdrawn (1:1) | Thousand Tons | 0 | 0 | 0 | 0 | 0 | 0 | 0
EPA621 CO2 Rate Limit for NG Cofire - ORIS:6113 | 382 | 7787 | Rate Constraint in lbs/MMBtu | FALSE | L | Annual | Allowances Withdrawn (n:1) | Thousand Tons | 0 | 0 | 0 | 0 | 0 | 0 | 0
EPA621 CO2 Rate Limit for NG Cofire - ORIS:6113 | 382 | 7787 | Rate Constraint in lbs/MMBtu | FALSE | L | Annual | Net Emissions Allowance Position | Thousand Tons | 0 | 0 | 0 | 0 | 0 | 0 | 0
EPA621 CO2 Rate Limit for NG Cofire - ORIS:6113 | 382 | 7787 | Rate Constraint in lbs/MMBtu | FALSE | L | Annual | Fuel Consumed | TBtu | 0 | 0 | 0 | 0 | 0 | 0 | 0
EPA621 CO2 Rate Limit for NG Cofire - ORIS:6113 | 382 | 7787 | Rate Constraint in lbs/MMBtu | FALSE | L | Annual | Rate | lb/MMBtu | 0 | 0 | 0 | 0 | 0 | 0 | 0
EPA621 CO2 Rate Limit for NG Cofire - ORIS:6113 | 382 | 7787 | Rate Constraint in lbs/MMBtu | FALSE | L | Annual | Generation | TWh | 0 | 0 | 0 | 0 | 0 | 0 | 0
EPA621 CO2 Rate Limit for NG Cofire - ORIS:6113 | 382 | 7787 | Rate Constraint in lbs/MMBtu | FALSE | L | Annual | Qualifying Generation | TWh | 0 | 0 | 0 | 0 | 0 | 0 | 0
EPA621 CO2 Rate Limit for NG Cofire - ORIS:6113 | 382 | 7787 | Rate Constraint in lbs/MMBtu | FALSE | L | Annual | Rate | lb/MWh | 0 | 0 | 0 | 0 | 0 | 0 | 0
EPA621 CO2 Rate Limit for NG Cofire - ORIS:6113 | 382 | 7787 | Rate Constraint in lbs/MMBtu | FALSE | L | Annual | Constraint Shadow Price | US2019$/Ton | 0 | 138.4826 | 19.2687 | 13.9119 | 0 | 0 | 0
EPA621 CO2 Rate Limit for NG Cofire - ORIS:6138 | 383 | 7835 | Rate Constraint in lbs/MMBtu | FALSE | L | Annual | Seasons Included | Seasons |  | Winter, WintShld, Summer | Winter, WintShld, Summer | Winter, WintShld, Summer | Winter, WintShld, Summer | Winter, WintShld, Summer | Winter, WintShld, Summer
EPA621 CO2 Rate Limit for NG Cofire - ORIS:6138 | 383 | 7835 | Rate Constraint in lbs/MMBtu | FALSE | L | Annual | Standard CO2 | lb/MMBtu | 176.252 | 176.252 | 176.252 | 176.252 | 176.252 | 176.252 | 176.252
EPA621 CO2 Rate Limit for NG Cofire - ORIS:6138 | 383 | 7835 | Rate Constraint in lbs/MMBtu | FALSE | L | Annual | Emissions at Affected Plants CO2 | Thousand Tons | 0 | 0 | 0 | 0 | 0 | 0 | 0
EPA621 CO2 Rate Limit for NG Cofire - ORIS:6138 | 383 | 7835 | Rate Constraint in lbs/MMBtu | FALSE | L | Annual | Allowances Purchased CO2 | Thousand Tons | 0 | 0 | 0 | 0 | 0 | 0 | 0
EPA621 CO2 Rate Limit for NG Cofire - ORIS:6138 | 383 | 7835 | Rate Constraint in lbs/MMBtu | FALSE | L | Annual | Allowances Sold CO2 | Thousand Tons | 0 | 0 | 0 | 0 | 0 | 0 | 0
EPA621 CO2 Rate Limit for NG Cofire - ORIS:6138 | 383 | 7835 | Rate Constraint in lbs/MMBtu | FALSE | L | Annual | Allowances Banked | Thousand Tons | 0 | 0 | 0 | 0 | 0 | 0 | 0
EPA621 CO2 Rate Limit for NG Cofire - ORIS:6138 | 383 | 7835 | Rate Constraint in lbs/MMBtu | FALSE | L | Annual | Allowances Withdrawn (1:1) | Thousand Tons | 0 | 0 | 0 | 0 | 0 | 0 | 0
EPA621 CO2 Rate Limit for NG Cofire - ORIS:6138 | 383 | 7835 | Rate Constraint in lbs/MMBtu | FALSE | L | Annual | Allowances Withdrawn (n:1) | Thousand Tons | 0 | 0 | 0 | 0 | 0 | 0 | 0
EPA621 CO2 Rate Limit for NG Cofire - ORIS:6138 | 383 | 7835 | Rate Constraint in lbs/MMBtu | FALSE | L | Annual | Net Emissions Allowance Position | Thousand Tons | 0 | 0 | 0 | 0 | 0 | 0 | 0
EPA621 CO2 Rate Limit for NG Cofire - ORIS:6138 | 383 | 7835 | Rate Constraint in lbs/MMBtu | FALSE | L | Annual | Fuel Consumed | TBtu | 0 | 0 | 0 | 0 | 0 | 0 | 0
EPA621 CO2 Rate Limit for NG Cofire - ORIS:6138 | 383 | 7835 | Rate Constraint in lbs/MMBtu | FALSE | L | Annual | Rate | lb/MMBtu | 0 | 0 | 0 | 0 | 0 | 0 | 0
EPA621 CO2 Rate Limit for NG Cofire - ORIS:6138 | 383 | 7835 | Rate Constraint in lbs/MMBtu | FALSE | L | Annual | Generation | TWh | 0 | 0 | 0 | 0 | 0 | 0 | 0
EPA621 CO2 Rate Limit for NG Cofire - ORIS:6138 | 383 | 7835 | Rate Constraint in lbs/MMBtu | FALSE | L | Annual | Qualifying Generation | TWh | 0 | 0 | 0 | 0 | 0 | 0 | 0
EPA621 CO2 Rate Limit for NG Cofire - ORIS:6138 | 383 | 7835 | Rate Constraint in lbs/MMBtu | FALSE | L | Annual | Rate | lb/MWh | 0 | 0 | 0 | 0 | 0 | 0 | 0
EPA621 CO2 Rate Limit for NG Cofire - ORIS:6138 | 383 | 7835 | Rate Constraint in lbs/MMBtu | FALSE | L | Annual | Constraint Shadow Price | US2019$/Ton | 0 | 41.8039 | 33.044 | 67.5893 | 77.5577 | 71.2121 | 66.497
EPA621 CO2 Rate Limit for NG Cofire - ORIS:6165 | 385 | 7916 | Rate Constraint in lbs/MMBtu | FALSE | L | Annual | Seasons Included | Seasons |  | Winter, WintShld, Summer | Winter, WintShld, Summer | Winter, WintShld, Summer | Winter, WintShld, Summer | Winter, WintShld, Summer | Winter, WintShld, Summer
EPA621 CO2 Rate Limit for NG Cofire - ORIS:6165 | 385 | 7916 | Rate Constraint in lbs/MMBtu | FALSE | L | Annual | Standard CO2 | lb/MMBtu | 173.006 | 173.006 | 173.006 | 173.006 | 173.006 | 173.006 | 173.006
EPA621 CO2 Rate Limit for NG Cofire - ORIS:6165 | 385 | 7916 | Rate Constraint in lbs/MMBtu | FALSE | L | Annual | Emissions at Affected Plants CO2 | Thousand Tons | 0 | 12.9849 | 0 | 0 | 0 | 0 | 0
EPA621 CO2 Rate Limit for NG Cofire - ORIS:6165 | 385 | 7916 | Rate Constraint in lbs/MMBtu | FALSE | L | Annual | Allowances Purchased CO2 | Thousand Tons | 0 | 0 | 0 | 0 | 0 | 0 | 0
EPA621 CO2 Rate Limit for NG Cofire - ORIS:6165 | 385 | 7916 | Rate Constraint in lbs/MMBtu | FALSE | L | Annual | Allowances Sold CO2 | Thousand Tons | 0 | 0 | 0 | 0 | 0 | 0 | 0
EPA621 CO2 Rate Limit for NG Cofire - ORIS:6165 | 385 | 7916 | Rate Constraint in lbs/MMBtu | FALSE | L | Annual | Allowances Banked | Thousand Tons | 0 | 0 | 0 | 0 | 0 | 0 | 0
EPA621 CO2 Rate Limit for NG Cofire - ORIS:6165 | 385 | 7916 | Rate Constraint in lbs/MMBtu | FALSE | L | Annual | Allowances Withdrawn (1:1) | Thousand Tons | 0 | 0 | 0 | 0 | 0 | 0 | 0
EPA621 CO2 Rate Limit for NG Cofire - ORIS:6165 | 385 | 7916 | Rate Constraint in lbs/MMBtu | FALSE | L | Annual | Allowances Withdrawn (n:1) | Thousand Tons | 0 | 0 | 0 | 0 | 0 | 0 | 0
EPA621 CO2 Rate Limit for NG Cofire - ORIS:6165 | 385 | 7916 | Rate Constraint in lbs/MMBtu | FALSE | L | Annual | Net Emissions Allowance Position | Thousand Tons | 0 | 12.9849 | 0 | 0 | 0 | 0 | 0
EPA621 CO2 Rate Limit for NG Cofire - ORIS:6165 | 385 | 7916 | Rate Constraint in lbs/MMBtu | FALSE | L | Annual | Fuel Consumed | TBtu | 0 | 0.15011 | 0 | 0 | 0 | 0 | 0
EPA621 CO2 Rate Limit for NG Cofire - ORIS:6165 | 385 | 7916 | Rate Constraint in lbs/MMBtu | FALSE | L | Annual | Rate | lb/MMBtu | 0 | 173.006 | 0 | 0 | 0 | 0 | 0
EPA621 CO2 Rate Limit for NG Cofire - ORIS:6165 | 385 | 7916 | Rate Constraint in lbs/MMBtu | FALSE | L | Annual | Generation | TWh | 0 | 0.014552 | 0 | 0 | 0 | 0 | 0
EPA621 CO2 Rate Limit for NG Cofire - ORIS:6165 | 385 | 7916 | Rate Constraint in lbs/MMBtu | FALSE | L | Annual | Qualifying Generation | TWh | 0 | 0.014552 | 0 | 0 | 0 | 0 | 0
EPA621 CO2 Rate Limit for NG Cofire - ORIS:6165 | 385 | 7916 | Rate Constraint in lbs/MMBtu | FALSE | L | Annual | Rate | lb/MWh | 0 | 1784.6806 | 0 | 0 | 0 | 0 | 0
EPA621 CO2 Rate Limit for NG Cofire - ORIS:6165 | 385 | 7916 | Rate Constraint in lbs/MMBtu | FALSE | L | Annual | Constraint Shadow Price | US2019$/Ton | 0 | 30.9544 | 36.3365 | 27.1943 | 28.7155 | 24.1681 | 24.1389
EPA621 CO2 Rate Limit for NG Cofire - ORIS:6177 | 386 | 7917 | Rate Constraint in lbs/MMBtu | FALSE | L | Annual | Seasons Included | Seasons |  | Winter, WintShld, Summer | Winter, WintShld, Summer | Winter, WintShld, Summer | Winter, WintShld, Summer | Winter, WintShld, Summer | Winter, WintShld, Summer
EPA621 CO2 Rate Limit for NG Cofire - ORIS:6177 | 386 | 7917 | Rate Constraint in lbs/MMBtu | FALSE | L | Annual | Standard CO2 | lb/MMBtu | 177.0048 | 177.0048 | 177.0048 | 177.0048 | 177.0048 | 177.0048 | 177.0048
EPA621 CO2 Rate Limit for NG Cofire - ORIS:6177 | 386 | 7917 | Rate Constraint in lbs/MMBtu | FALSE | L | Annual | Emissions at Affected Plants CO2 | Thousand Tons | 0 | 0 | 0 | 0 | 0 | 0 | 0
EPA621 CO2 Rate Limit for NG Cofire - ORIS:6177 | 386 | 7917 | Rate Constraint in lbs/MMBtu | FALSE | L | Annual | Allowances Purchased CO2 | Thousand Tons | 0 | 0 | 0 | 0 | 0 | 0 | 0
EPA621 CO2 Rate Limit for NG Cofire - ORIS:6177 | 386 | 7917 | Rate Constraint in lbs/MMBtu | FALSE | L | Annual | Allowances Sold CO2 | Thousand Tons | 0 | 0 | 0 | 0 | 0 | 0 | 0
EPA621 CO2 Rate Limit for NG Cofire - ORIS:6177 | 386 | 7917 | Rate Constraint in lbs/MMBtu | FALSE | L | Annual | Allowances Banked | Thousand Tons | 0 | 0 | 0 | 0 | 0 | 0 | 0
EPA621 CO2 Rate Limit for NG Cofire - ORIS:6177 | 386 | 7917 | Rate Constraint in lbs/MMBtu | FALSE | L | Annual | Allowances Withdrawn (1:1) | Thousand Tons | 0 | 0 | 0 | 0 | 0 | 0 | 0
EPA621 CO2 Rate Limit for NG Cofire - ORIS:6177 | 386 | 7917 | Rate Constraint in lbs/MMBtu | FALSE | L | Annual | Allowances Withdrawn (n:1) | Thousand Tons | 0 | 0 | 0 | 0 | 0 | 0 | 0
EPA621 CO2 Rate Limit for NG Cofire - ORIS:6177 | 386 | 7917 | Rate Constraint in lbs/MMBtu | FALSE | L | Annual | Net Emissions Allowance Position | Thousand Tons | 0 | 0 | 0 | 0 | 0 | 0 | 0
EPA621 CO2 Rate Limit for NG Cofire - ORIS:6177 | 386 | 7917 | Rate Constraint in lbs/MMBtu | FALSE | L | Annual | Fuel Consumed | TBtu | 0 | 0 | 0 | 0 | 0 | 0 | 0
EPA621 CO2 Rate Limit for NG Cofire - ORIS:6177 | 386 | 7917 | Rate Constraint in lbs/MMBtu | FALSE | L | Annual | Rate | lb/MMBtu | 0 | 0 | 0 | 0 | 0 | 0 | 0
EPA621 CO2 Rate Limit for NG Cofire - ORIS:6177 | 386 | 7917 | Rate Constraint in lbs/MMBtu | FALSE | L | Annual | Generation | TWh | 0 | 0 | 0 | 0 | 0 | 0 | 0
EPA621 CO2 Rate Limit for NG Cofire - ORIS:6177 | 386 | 7917 | Rate Constraint in lbs/MMBtu | FALSE | L | Annual | Qualifying Generation | TWh | 0 | 0 | 0 | 0 | 0 | 0 | 0
EPA621 CO2 Rate Limit for NG Cofire - ORIS:6177 | 386 | 7917 | Rate Constraint in lbs/MMBtu | FALSE | L | Annual | Rate | lb/MWh | 0 | 0 | 0 | 0 | 0 | 0 | 0
EPA621 CO2 Rate Limit for NG Cofire - ORIS:6177 | 386 | 7917 | Rate Constraint in lbs/MMBtu | FALSE | L | Annual | Constraint Shadow Price | US2019$/Ton | 0 | 219.3333 | 82.1653 | 103.0768 | 117.044 | 115.6914 | 110.0326
EPA621 CO2 Rate Limit for NG Cofire - ORIS:6179 | 387 | 7806 | Rate Constraint in lbs/MMBtu | FALSE | L | Annual | Seasons Included | Seasons |  | Winter, WintShld, Summer | Winter, WintShld, Summer | Winter, WintShld, Summer | Winter, WintShld, Summer | Winter, WintShld, Summer | Winter, WintShld, Summer
EPA621 CO2 Rate Limit for NG Cofire - ORIS:6179 | 387 | 7806 | Rate Constraint in lbs/MMBtu | FALSE | L | Annual | Standard CO2 | lb/MMBtu | 176.5228 | 176.5228 | 176.5228 | 176.5228 | 176.5228 | 176.5228 | 176.5228
EPA621 CO2 Rate Limit for NG Cofire - ORIS:6179 | 387 | 7806 | Rate Constraint in lbs/MMBtu | FALSE | L | Annual | Emissions at Affected Plants CO2 | Thousand Tons | 0 | 0 | 0 | 0 | 0 | 0 | 0
EPA621 CO2 Rate Limit for NG Cofire - ORIS:6179 | 387 | 7806 | Rate Constraint in lbs/MMBtu | FALSE | L | Annual | Allowances Purchased CO2 | Thousand Tons | 0 | 0 | 0 | 0 | 0 | 0 | 0
EPA621 CO2 Rate Limit for NG Cofire - ORIS:6179 | 387 | 7806 | Rate Constraint in lbs/MMBtu | FALSE | L | Annual | Allowances Sold CO2 | Thousand Tons | 0 | 0 | 0 | 0 | 0 | 0 | 0
EPA621 CO2 Rate Limit for NG Cofire - ORIS:6179 | 387 | 7806 | Rate Constraint in lbs/MMBtu | FALSE | L | Annual | Allowances Banked | Thousand Tons | 0 | 0 | 0 | 0 | 0 | 0 | 0
EPA621 CO2 Rate Limit for NG Cofire - ORIS:6179 | 387 | 7806 | Rate Constraint in lbs/MMBtu | FALSE | L | Annual | Allowances Withdrawn (1:1) | Thousand Tons | 0 | 0 | 0 | 0 | 0 | 0 | 0
EPA621 CO2 Rate Limit for NG Cofire - ORIS:6179 | 387 | 7806 | Rate Constraint in lbs/MMBtu | FALSE | L | Annual | Allowances Withdrawn (n:1) | Thousand Tons | 0 | 0 | 0 | 0 | 0 | 0 | 0
EPA621 CO2 Rate Limit for NG Cofire - ORIS:6179 | 387 | 7806 | Rate Constraint in lbs/MMBtu | FALSE | L | Annual | Net Emissions Allowance Position | Thousand Tons | 0 | 0 | 0 | 0 | 0 | 0 | 0
EPA621 CO2 Rate Limit for NG Cofire - ORIS:6179 | 387 | 7806 | Rate Constraint in lbs/MMBtu | FALSE | L | Annual | Fuel Consumed | TBtu | 0 | 0 | 0 | 0 | 0 | 0 | 0
EPA621 CO2 Rate Limit for NG Cofire - ORIS:6179 | 387 | 7806 | Rate Constraint in lbs/MMBtu | FALSE | L | Annual | Rate | lb/MMBtu | 0 | 0 | 0 | 0 | 0 | 0 | 0
EPA621 CO2 Rate Limit for NG Cofire - ORIS:6179 | 387 | 7806 | Rate Constraint in lbs/MMBtu | FALSE | L | Annual | Generation | TWh | 0 | 0 | 0 | 0 | 0 | 0 | 0
EPA621 CO2 Rate Limit for NG Cofire - ORIS:6179 | 387 | 7806 | Rate Constraint in lbs/MMBtu | FALSE | L | Annual | Qualifying Generation | TWh | 0 | 0 | 0 | 0 | 0 | 0 | 0
EPA621 CO2 Rate Limit for NG Cofire - ORIS:6179 | 387 | 7806 | Rate Constraint in lbs/MMBtu | FALSE | L | Annual | Rate | lb/MWh | 0 | 0 | 0 | 0 | 0 | 0 | 0
EPA621 CO2 Rate Limit for NG Cofire - ORIS:6179 | 387 | 7806 | Rate Constraint in lbs/MMBtu | FALSE | L | Annual | Constraint Shadow Price | US2019$/Ton | 0 | 23.8591 | 9.9473 | 0 | 22.2513 | 0 | 0
EPA621 CO2 Rate Limit for NG Cofire - ORIS:6183 | 389 | 7798 | Rate Constraint in lbs/MMBtu | FALSE | L | Annual | Seasons Included | Seasons |  | Winter, WintShld, Summer | Winter, WintShld, Summer | Winter, WintShld, Summer | Winter, WintShld, Summer | Winter, WintShld, Summer | Winter, WintShld, Summer
EPA621 CO2 Rate Limit for NG Cofire - ORIS:6183 | 389 | 7798 | Rate Constraint in lbs/MMBtu | FALSE | L | Annual | Standard CO2 | lb/MMBtu | 176.469 | 176.469 | 176.469 | 176.469 | 176.469 | 176.469 | 176.469
EPA621 CO2 Rate Limit for NG Cofire - ORIS:6183 | 389 | 7798 | Rate Constraint in lbs/MMBtu | FALSE | L | Annual | Emissions at Affected Plants CO2 | Thousand Tons | 0 | 0 | 0 | 0 | 0 | 0 | 0
EPA621 CO2 Rate Limit for NG Cofire - ORIS:6183 | 389 | 7798 | Rate Constraint in lbs/MMBtu | FALSE | L | Annual | Allowances Purchased CO2 | Thousand Tons | 0 | 0 | 0 | 0 | 0 | 0 | 0
EPA621 CO2 Rate Limit for NG Cofire - ORIS:6183 | 389 | 7798 | Rate Constraint in lbs/MMBtu | FALSE | L | Annual | Allowances Sold CO2 | Thousand Tons | 0 | 0 | 0 | 0 | 0 | 0 | 0
EPA621 CO2 Rate Limit for NG Cofire - ORIS:6183 | 389 | 7798 | Rate Constraint in lbs/MMBtu | FALSE | L | Annual | Allowances Banked | Thousand Tons | 0 | 0 | 0 | 0 | 0 | 0 | 0
EPA621 CO2 Rate Limit for NG Cofire - ORIS:6183 | 389 | 7798 | Rate Constraint in lbs/MMBtu | FALSE | L | Annual | Allowances Withdrawn (1:1) | Thousand Tons | 0 | 0 | 0 | 0 | 0 | 0 | 0
EPA621 CO2 Rate Limit for NG Cofire - ORIS:6183 | 389 | 7798 | Rate Constraint in lbs/MMBtu | FALSE | L | Annual | Allowances Withdrawn (n:1) | Thousand Tons | 0 | 0 | 0 | 0 | 0 | 0 | 0
EPA621 CO2 Rate Limit for NG Cofire - ORIS:6183 | 389 | 7798 | Rate Constraint in lbs/MMBtu | FALSE | L | Annual | Net Emissions Allowance Position | Thousand Tons | 0 | 0 | 0 | 0 | 0 | 0 | 0
EPA621 CO2 Rate Limit for NG Cofire - ORIS:6183 | 389 | 7798 | Rate Constraint in lbs/MMBtu | FALSE | L | Annual | Fuel Consumed | TBtu | 0 | 0 | 0 | 0 | 0 | 0 | 0
EPA621 CO2 Rate Limit for NG Cofire - ORIS:6183 | 389 | 7798 | Rate Constraint in lbs/MMBtu | FALSE | L | Annual | Rate | lb/MMBtu | 0 | 0 | 0 | 0 | 0 | 0 | 0
EPA621 CO2 Rate Limit for NG Cofire - ORIS:6183 | 389 | 7798 | Rate Constraint in lbs/MMBtu | FALSE | L | Annual | Generation | TWh | 0 | 0 | 0 | 0 | 0 | 0 | 0
EPA621 CO2 Rate Limit for NG Cofire - ORIS:6183 | 389 | 7798 | Rate Constraint in lbs/MMBtu | FALSE | L | Annual | Qualifying Generation | TWh | 0 | 0 | 0 | 0 | 0 | 0 | 0
EPA621 CO2 Rate Limit for NG Cofire - ORIS:6183 | 389 | 7798 | Rate Constraint in lbs/MMBtu | FALSE | L | Annual | Rate | lb/MWh | 0 | 0 | 0 | 0 | 0 | 0 | 0
EPA621 CO2 Rate Limit for NG Cofire - ORIS:6183 | 389 | 7798 | Rate Constraint in lbs/MMBtu | FALSE | L | Annual | Constraint Shadow Price | US2019$/Ton | 0 | 32.9165 | 16.9756 | 0 | 0 | 0 | 0
EPA621 CO2 Rate Limit for NG Cofire - ORIS:6194 | 390 | 7844 | Rate Constraint in lbs/MMBtu | FALSE | L | Annual | Seasons Included | Seasons |  | Winter, WintShld, Summer | Winter, WintShld, Summer | Winter, WintShld, Summer | Winter, WintShld, Summer | Winter, WintShld, Summer | Winter, WintShld, Summer
EPA621 CO2 Rate Limit for NG Cofire - ORIS:6194 | 390 | 7844 | Rate Constraint in lbs/MMBtu | FALSE | L | Annual | Standard CO2 | lb/MMBtu | 176.252 | 176.252 | 176.252 | 176.252 | 176.252 | 176.252 | 176.252
EPA621 CO2 Rate Limit for NG Cofire - ORIS:6194 | 390 | 7844 | Rate Constraint in lbs/MMBtu | FALSE | L | Annual | Emissions at Affected Plants CO2 | Thousand Tons | 0 | 0 | 0 | 0 | 0 | 0 | 0
EPA621 CO2 Rate Limit for NG Cofire - ORIS:6194 | 390 | 7844 | Rate Constraint in lbs/MMBtu | FALSE | L | Annual | Allowances Purchased CO2 | Thousand Tons | 0 | 0 | 0 | 0 | 0 | 0 | 0
EPA621 CO2 Rate Limit for NG Cofire - ORIS:6194 | 390 | 7844 | Rate Constraint in lbs/MMBtu | FALSE | L | Annual | Allowances Sold CO2 | Thousand Tons | 0 | 0 | 0 | 0 | 0 | 0 | 0
EPA621 CO2 Rate Limit for NG Cofire - ORIS:6194 | 390 | 7844 | Rate Constraint in lbs/MMBtu | FALSE | L | Annual | Allowances Banked | Thousand Tons | 0 | 0 | 0 | 0 | 0 | 0 | 0
EPA621 CO2 Rate Limit for NG Cofire - ORIS:6194 | 390 | 7844 | Rate Constraint in lbs/MMBtu | FALSE | L | Annual | Allowances Withdrawn (1:1) | Thousand Tons | 0 | 0 | 0 | 0 | 0 | 0 | 0
EPA621 CO2 Rate Limit for NG Cofire - ORIS:6194 | 390 | 7844 | Rate Constraint in lbs/MMBtu | FALSE | L | Annual | Allowances Withdrawn (n:1) | Thousand Tons | 0 | 0 | 0 | 0 | 0 | 0 | 0
EPA621 CO2 Rate Limit for NG Cofire - ORIS:6194 | 390 | 7844 | Rate Constraint in lbs/MMBtu | FALSE | L | Annual | Net Emissions Allowance Position | Thousand Tons | 0 | 0 | 0 | 0 | 0 | 0 | 0
EPA621 CO2 Rate Limit for NG Cofire - ORIS:6194 | 390 | 7844 | Rate Constraint in lbs/MMBtu | FALSE | L | Annual | Fuel Consumed | TBtu | 0 | 0 | 0 | 0 | 0 | 0 | 0
EPA621 CO2 Rate Limit for NG Cofire - ORIS:6194 | 390 | 7844 | Rate Constraint in lbs/MMBtu | FALSE | L | Annual | Rate | lb/MMBtu | 0 | 0 | 0 | 0 | 0 | 0 | 0
EPA621 CO2 Rate Limit for NG Cofire - ORIS:6194 | 390 | 7844 | Rate Constraint in lbs/MMBtu | FALSE | L | Annual | Generation | TWh | 0 | 0 | 0 | 0 | 0 | 0 | 0
EPA621 CO2 Rate Limit for NG Cofire - ORIS:6194 | 390 | 7844 | Rate Constraint in lbs/MMBtu | FALSE | L | Annual | Qualifying Generation | TWh | 0 | 0 | 0 | 0 | 0 | 0 | 0
EPA621 CO2 Rate Limit for NG Cofire - ORIS:6194 | 390 | 7844 | Rate Constraint in lbs/MMBtu | FALSE | L | Annual | Rate | lb/MWh | 0 | 0 | 0 | 0 | 0 | 0 | 0
EPA621 CO2 Rate Limit for NG Cofire - ORIS:6194 | 390 | 7844 | Rate Constraint in lbs/MMBtu | FALSE | L | Annual | Constraint Shadow Price | US2019$/Ton | 0 | 134.6222 | 259.7863 | 231.1086 | 208.8921 | 224.5829 | 219.8885
EPA621 CO2 Rate Limit for NG Cofire - ORIS:6195 | 391 | 7914 | Rate Constraint in lbs/MMBtu | FALSE | L | Annual | Seasons Included | Seasons |  | Winter, WintShld, Summer | Winter, WintShld, Summer | Winter, WintShld, Summer | Winter, WintShld, Summer | Winter, WintShld, Summer | Winter, WintShld, Summer
EPA621 CO2 Rate Limit for NG Cofire - ORIS:6195 | 391 | 7914 | Rate Constraint in lbs/MMBtu | FALSE | L | Annual | Standard CO2 | lb/MMBtu | 175.772 | 175.772 | 175.772 | 175.772 | 175.772 | 175.772 | 175.772
EPA621 CO2 Rate Limit for NG Cofire - ORIS:6195 | 391 | 7914 | Rate Constraint in lbs/MMBtu | FALSE | L | Annual | Emissions at Affected Plants CO2 | Thousand Tons | 0 | 0 | 0 | 0 | 0 | 0 | 0
EPA621 CO2 Rate Limit for NG Cofire - ORIS:6195 | 391 | 7914 | Rate Constraint in lbs/MMBtu | FALSE | L | Annual | Allowances Purchased CO2 | Thousand Tons | 0 | 0 | 0 | 0 | 0 | 0 | 0
EPA621 CO2 Rate Limit for NG Cofire - ORIS:6195 | 391 | 7914 | Rate Constraint in lbs/MMBtu | FALSE | L | Annual | Allowances Sold CO2 | Thousand Tons | 0 | 0 | 0 | 0 | 0 | 0 | 0
EPA621 CO2 Rate Limit for NG Cofire - ORIS:6195 | 391 | 7914 | Rate Constraint in lbs/MMBtu | FALSE | L | Annual | Allowances Banked | Thousand Tons | 0 | 0 | 0 | 0 | 0 | 0 | 0
EPA621 CO2 Rate Limit for NG Cofire - ORIS:6195 | 391 | 7914 | Rate Constraint in lbs/MMBtu | FALSE | L | Annual | Allowances Withdrawn (1:1) | Thousand Tons | 0 | 0 | 0 | 0 | 0 | 0 | 0
EPA621 CO2 Rate Limit for NG Cofire - ORIS:6195 | 391 | 7914 | Rate Constraint in lbs/MMBtu | FALSE | L | Annual | Allowances Withdrawn (n:1) | Thousand Tons | 0 | 0 | 0 | 0 | 0 | 0 | 0
EPA621 CO2 Rate Limit for NG Cofire - ORIS:6195 | 391 | 7914 | Rate Constraint in lbs/MMBtu | FALSE | L | Annual | Net Emissions Allowance Position | Thousand Tons | 0 | 0 | 0 | 0 | 0 | 0 | 0
EPA621 CO2 Rate Limit for NG Cofire - ORIS:6195 | 391 | 7914 | Rate Constraint in lbs/MMBtu | FALSE | L | Annual | Fuel Consumed | TBtu | 0 | 0 | 0 | 0 | 0 | 0 | 0
EPA621 CO2 Rate Limit for NG Cofire - ORIS:6195 | 391 | 7914 | Rate Constraint in lbs/MMBtu | FALSE | L | Annual | Rate | lb/MMBtu | 0 | 0 | 0 | 0 | 0 | 0 | 0
EPA621 CO2 Rate Limit for NG Cofire - ORIS:6195 | 391 | 7914 | Rate Constraint in lbs/MMBtu | FALSE | L | Annual | Generation | TWh | 0 | 0 | 0 | 0 | 0 | 0 | 0
EPA621 CO2 Rate Limit for NG Cofire - ORIS:6195 | 391 | 7914 | Rate Constraint in lbs/MMBtu | FALSE | L | Annual | Qualifying Generation | TWh | 0 | 0 | 0 | 0 | 0 | 0 | 0
EPA621 CO2 Rate Limit for NG Cofire - ORIS:6195 | 391 | 7914 | Rate Constraint in lbs/MMBtu | FALSE | L | Annual | Rate | lb/MWh | 0 | 0 | 0 | 0 | 0 | 0 | 0
EPA621 CO2 Rate Limit for NG Cofire - ORIS:6195 | 391 | 7914 | Rate Constraint in lbs/MMBtu | FALSE | L | Annual | Constraint Shadow Price | US2019$/Ton | 0 | 182.9979 | 46.9743 | 57.4485 | 57.9933 | 55.6449 | 44.0193
EPA621 CO2 Rate Limit for NG Cofire - ORIS:6204 | 392 | 7796 | Rate Constraint in lbs/MMBtu | FALSE | L | Annual | Seasons Included | Seasons |  | Winter, WintShld, Summer | Winter, WintShld, Summer | Winter, WintShld, Summer | Winter, WintShld, Summer | Winter, WintShld, Summer | Winter, WintShld, Summer
EPA621 CO2 Rate Limit for NG Cofire - ORIS:6204 | 392 | 7796 | Rate Constraint in lbs/MMBtu | FALSE | L | Annual | Standard CO2 | lb/MMBtu | 176.6887 | 176.6887 | 176.6887 | 176.6887 | 176.6887 | 176.6887 | 176.6887
EPA621 CO2 Rate Limit for NG Cofire - ORIS:6204 | 392 | 7796 | Rate Constraint in lbs/MMBtu | FALSE | L | Annual | Emissions at Affected Plants CO2 | Thousand Tons | 0 | 470.9006 | 0 | 0 | 0 | 0 | 0
EPA621 CO2 Rate Limit for NG Cofire - ORIS:6204 | 392 | 7796 | Rate Constraint in lbs/MMBtu | FALSE | L | Annual | Allowances Purchased CO2 | Thousand Tons | 0 | 0 | 0 | 0 | 0 | 0 | 0
EPA621 CO2 Rate Limit for NG Cofire - ORIS:6204 | 392 | 7796 | Rate Constraint in lbs/MMBtu | FALSE | L | Annual | Allowances Sold CO2 | Thousand Tons | 0 | 0 | 0 | 0 | 0 | 0 | 0
EPA621 CO2 Rate Limit for NG Cofire - ORIS:6204 | 392 | 7796 | Rate Constraint in lbs/MMBtu | FALSE | L | Annual | Allowances Banked | Thousand Tons | 0 | 0 | 0 | 0 | 0 | 0 | 0
EPA621 CO2 Rate Limit for NG Cofire - ORIS:6204 | 392 | 7796 | Rate Constraint in lbs/MMBtu | FALSE | L | Annual | Allowances Withdrawn (1:1) | Thousand Tons | 0 | 0 | 0 | 0 | 0 | 0 | 0
EPA621 CO2 Rate Limit for NG Cofire - ORIS:6204 | 392 | 7796 | Rate Constraint in lbs/MMBtu | FALSE | L | Annual | Allowances Withdrawn (n:1) | Thousand Tons | 0 | 0 | 0 | 0 | 0 | 0 | 0
EPA621 CO2 Rate Limit for NG Cofire - ORIS:6204 | 392 | 7796 | Rate Constraint in lbs/MMBtu | FALSE | L | Annual | Net Emissions Allowance Position | Thousand Tons | 0 | 470.9006 | 0 | 0 | 0 | 0 | 0
EPA621 CO2 Rate Limit for NG Cofire - ORIS:6204 | 392 | 7796 | Rate Constraint in lbs/MMBtu | FALSE | L | Annual | Fuel Consumed | TBtu | 0 | 5.3303 | 0 | 0 | 0 | 0 | 0
EPA621 CO2 Rate Limit for NG Cofire - ORIS:6204 | 392 | 7796 | Rate Constraint in lbs/MMBtu | FALSE | L | Annual | Rate | lb/MMBtu | 0 | 176.6887 | 0 | 0 | 0 | 0 | 0
EPA621 CO2 Rate Limit for NG Cofire - ORIS:6204 | 392 | 7796 | Rate Constraint in lbs/MMBtu | FALSE | L | Annual | Generation | TWh | 0 | 0.51762 | 0 | 0 | 0 | 0 | 0
EPA621 CO2 Rate Limit for NG Cofire - ORIS:6204 | 392 | 7796 | Rate Constraint in lbs/MMBtu | FALSE | L | Annual | Qualifying Generation | TWh | 0 | 0.51762 | 0 | 0 | 0 | 0 | 0
EPA621 CO2 Rate Limit for NG Cofire - ORIS:6204 | 392 | 7796 | Rate Constraint in lbs/MMBtu | FALSE | L | Annual | Rate | lb/MWh | 0 | 1819.47 | 0 | 0 | 0 | 0 | 0
EPA621 CO2 Rate Limit for NG Cofire - ORIS:6204 | 392 | 7796 | Rate Constraint in lbs/MMBtu | FALSE | L | Annual | Constraint Shadow Price | US2019$/Ton | 0 | 33.1256 | 26.4785 | 26.7079 | 8.6222 | 0 | 0.63393
EPA621 CO2 Rate Limit for NG Cofire - ORIS:6254 | 393 | 7818 | Rate Constraint in lbs/MMBtu | FALSE | L | Annual | Seasons Included | Seasons |  | Winter, WintShld, Summer | Winter, WintShld, Summer | Winter, WintShld, Summer | Winter, WintShld, Summer | Winter, WintShld, Summer | Winter, WintShld, Summer
EPA621 CO2 Rate Limit for NG Cofire - ORIS:6254 | 393 | 7818 | Rate Constraint in lbs/MMBtu | FALSE | L | Annual | Standard CO2 | lb/MMBtu | 175.412 | 175.412 | 175.412 | 175.412 | 175.412 | 175.412 | 175.412
EPA621 CO2 Rate Limit for NG Cofire - ORIS:6254 | 393 | 7818 | Rate Constraint in lbs/MMBtu | FALSE | L | Annual | Emissions at Affected Plants CO2 | Thousand Tons | 0 | 0 | 0 | 0 | 0 | 0 | 0
EPA621 CO2 Rate Limit for NG Cofire - ORIS:6254 | 393 | 7818 | Rate Constraint in lbs/MMBtu | FALSE | L | Annual | Allowances Purchased CO2 | Thousand Tons | 0 | 0 | 0 | 0 | 0 | 0 | 0
EPA621 CO2 Rate Limit for NG Cofire - ORIS:6254 | 393 | 7818 | Rate Constraint in lbs/MMBtu | FALSE | L | Annual | Allowances Sold CO2 | Thousand Tons | 0 | 0 | 0 | 0 | 0 | 0 | 0
EPA621 CO2 Rate Limit for NG Cofire - ORIS:6254 | 393 | 7818 | Rate Constraint in lbs/MMBtu | FALSE | L | Annual | Allowances Banked | Thousand Tons | 0 | 0 | 0 | 0 | 0 | 0 | 0
EPA621 CO2 Rate Limit for NG Cofire - ORIS:6254 | 393 | 7818 | Rate Constraint in lbs/MMBtu | FALSE | L | Annual | Allowances Withdrawn (1:1) | Thousand Tons | 0 | 0 | 0 | 0 | 0 | 0 | 0
EPA621 CO2 Rate Limit for NG Cofire - ORIS:6254 | 393 | 7818 | Rate Constraint in lbs/MMBtu | FALSE | L | Annual | Allowances Withdrawn (n:1) | Thousand Tons | 0 | 0 | 0 | 0 | 0 | 0 | 0
EPA621 CO2 Rate Limit for NG Cofire - ORIS:6254 | 393 | 7818 | Rate Constraint in lbs/MMBtu | FALSE | L | Annual | Net Emissions Allowance Position | Thousand Tons | 0 | 0 | 0 | 0 | 0 | 0 | 0
EPA621 CO2 Rate Limit for NG Cofire - ORIS:6254 | 393 | 7818 | Rate Constraint in lbs/MMBtu | FALSE | L | Annual | Fuel Consumed | TBtu | 0 | 0 | 0 | 0 | 0 | 0 | 0
EPA621 CO2 Rate Limit for NG Cofire - ORIS:6254 | 393 | 7818 | Rate Constraint in lbs/MMBtu | FALSE | L | Annual | Rate | lb/MMBtu | 0 | 0 | 0 | 0 | 0 | 0 | 0
EPA621 CO2 Rate Limit for NG Cofire - ORIS:6254 | 393 | 7818 | Rate Constraint in lbs/MMBtu | FALSE | L | Annual | Generation | TWh | 0 | 0 | 0 | 0 | 0 | 0 | 0
EPA621 CO2 Rate Limit for NG Cofire - ORIS:6254 | 393 | 7818 | Rate Constraint in lbs/MMBtu | FALSE | L | Annual | Qualifying Generation | TWh | 0 | 0 | 0 | 0 | 0 | 0 | 0
EPA621 CO2 Rate Limit for NG Cofire - ORIS:6254 | 393 | 7818 | Rate Constraint in lbs/MMBtu | FALSE | L | Annual | Rate | lb/MWh | 0 | 0 | 0 | 0 | 0 | 0 | 0
EPA621 CO2 Rate Limit for NG Cofire - ORIS:6254 | 393 | 7818 | Rate Constraint in lbs/MMBtu | FALSE | L | Annual | Constraint Shadow Price | US2019$/Ton | 0 | 34.412 | 17.127 | 13.4168 | 0 | 0 | 0
EPA621 CO2 Rate Limit for NG Cofire - ORIS:6257 | 394 | 7791 | Rate Constraint in lbs/MMBtu | FALSE | L | Annual | Seasons Included | Seasons |  | Winter, WintShld, Summer | Winter, WintShld, Summer | Winter, WintShld, Summer | Winter, WintShld, Summer | Winter, WintShld, Summer | Winter, WintShld, Summer
EPA621 CO2 Rate Limit for NG Cofire - ORIS:6257 | 394 | 7791 | Rate Constraint in lbs/MMBtu | FALSE | L | Annual | Standard CO2 | lb/MMBtu | 176.5228 | 176.5228 | 176.5228 | 176.5228 | 176.5228 | 176.5228 | 176.5228
EPA621 CO2 Rate Limit for NG Cofire - ORIS:6257 | 394 | 7791 | Rate Constraint in lbs/MMBtu | FALSE | L | Annual | Emissions at Affected Plants CO2 | Thousand Tons | 0 | 0 | 0 | 0 | 0 | 0 | 0
EPA621 CO2 Rate Limit for NG Cofire - ORIS:6257 | 394 | 7791 | Rate Constraint in lbs/MMBtu | FALSE | L | Annual | Allowances Purchased CO2 | Thousand Tons | 0 | 0 | 0 | 0 | 0 | 0 | 0
EPA621 CO2 Rate Limit for NG Cofire - ORIS:6257 | 394 | 7791 | Rate Constraint in lbs/MMBtu | FALSE | L | Annual | Allowances Sold CO2 | Thousand Tons | 0 | 0 | 0 | 0 | 0 | 0 | 0
EPA621 CO2 Rate Limit for NG Cofire - ORIS:6257 | 394 | 7791 | Rate Constraint in lbs/MMBtu | FALSE | L | Annual | Allowances Banked | Thousand Tons | 0 | 0 | 0 | 0 | 0 | 0 | 0
EPA621 CO2 Rate Limit for NG Cofire - ORIS:6257 | 394 | 7791 | Rate Constraint in lbs/MMBtu | FALSE | L | Annual | Allowances Withdrawn (1:1) | Thousand Tons | 0 | 0 | 0 | 0 | 0 | 0 | 0
EPA621 CO2 Rate Limit for NG Cofire - ORIS:6257 | 394 | 7791 | Rate Constraint in lbs/MMBtu | FALSE | L | Annual | Allowances Withdrawn (n:1) | Thousand Tons | 0 | 0 | 0 | 0 | 0 | 0 | 0
EPA621 CO2 Rate Limit for NG Cofire - ORIS:6257 | 394 | 7791 | Rate Constraint in lbs/MMBtu | FALSE | L | Annual | Net Emissions Allowance Position | Thousand Tons | 0 | 0 | 0 | 0 | 0 | 0 | 0
EPA621 CO2 Rate Limit for NG Cofire - ORIS:6257 | 394 | 7791 | Rate Constraint in lbs/MMBtu | FALSE | L | Annual | Fuel Consumed | TBtu | 0 | 0 | 0 | 0 | 0 | 0 | 0
EPA621 CO2 Rate Limit for NG Cofire - ORIS:6257 | 394 | 7791 | Rate Constraint in lbs/MMBtu | FALSE | L | Annual | Rate | lb/MMBtu | 0 | 0 | 0 | 0 | 0 | 0 | 0
EPA621 CO2 Rate Limit for NG Cofire - ORIS:6257 | 394 | 7791 | Rate Constraint in lbs/MMBtu | FALSE | L | Annual | Generation | TWh | 0 | 0 | 0 | 0 | 0 | 0 | 0
EPA621 CO2 Rate Limit for NG Cofire - ORIS:6257 | 394 | 7791 | Rate Constraint in lbs/MMBtu | FALSE | L | Annual | Qualifying Generation | TWh | 0 | 0 | 0 | 0 | 0 | 0 | 0
EPA621 CO2 Rate Limit for NG Cofire - ORIS:6257 | 394 | 7791 | Rate Constraint in lbs/MMBtu | FALSE | L | Annual | Rate | lb/MWh | 0 | 0 | 0 | 0 | 0 | 0 | 0
EPA621 CO2 Rate Limit for NG Cofire - ORIS:6257 | 394 | 7791 | Rate Constraint in lbs/MMBtu | FALSE | L | Annual | Constraint Shadow Price | US2019$/Ton | 0 | 32.4154 | 1.3735 | 0 | 0 | 0 | 0
EPA621 CO2 Rate Limit for NG Cofire - ORIS:628 | 396 | 7893 | Rate Constraint in lbs/MMBtu | FALSE | L | Annual | Seasons Included | Seasons |  | Winter, WintShld, Summer | Winter, WintShld, Summer | Winter, WintShld, Summer | Winter, WintShld, Summer | Winter, WintShld, Summer | Winter, WintShld, Summer
EPA621 CO2 Rate Limit for NG Cofire - ORIS:628 | 396 | 7893 | Rate Constraint in lbs/MMBtu | FALSE | L | Annual | Standard CO2 | lb/MMBtu | 174.8101 | 174.8101 | 174.8101 | 174.8101 | 174.8101 | 174.8101 | 174.8101
EPA621 CO2 Rate Limit for NG Cofire - ORIS:628 | 396 | 7893 | Rate Constraint in lbs/MMBtu | FALSE | L | Annual | Emissions at Affected Plants CO2 | Thousand Tons | 0 | 0 | 0 | 0 | 0 | 0 | 0
EPA621 CO2 Rate Limit for NG Cofire - ORIS:628 | 396 | 7893 | Rate Constraint in lbs/MMBtu | FALSE | L | Annual | Allowances Purchased CO2 | Thousand Tons | 0 | 0 | 0 | 0 | 0 | 0 | 0
EPA621 CO2 Rate Limit for NG Cofire - ORIS:628 | 396 | 7893 | Rate Constraint in lbs/MMBtu | FALSE | L | Annual | Allowances Sold CO2 | Thousand Tons | 0 | 0 | 0 | 0 | 0 | 0 | 0
EPA621 CO2 Rate Limit for NG Cofire - ORIS:628 | 396 | 7893 | Rate Constraint in lbs/MMBtu | FALSE | L | Annual | Allowances Banked | Thousand Tons | 0 | 0 | 0 | 0 | 0 | 0 | 0
EPA621 CO2 Rate Limit for NG Cofire - ORIS:628 | 396 | 7893 | Rate Constraint in lbs/MMBtu | FALSE | L | Annual | Allowances Withdrawn (1:1) | Thousand Tons | 0 | 0 | 0 | 0 | 0 | 0 | 0
EPA621 CO2 Rate Limit for NG Cofire - ORIS:628 | 396 | 7893 | Rate Constraint in lbs/MMBtu | FALSE | L | Annual | Allowances Withdrawn (n:1) | Thousand Tons | 0 | 0 | 0 | 0 | 0 | 0 | 0
EPA621 CO2 Rate Limit for NG Cofire - ORIS:628 | 396 | 7893 | Rate Constraint in lbs/MMBtu | FALSE | L | Annual | Net Emissions Allowance Position | Thousand Tons | 0 | 0 | 0 | 0 | 0 | 0 | 0
EPA621 CO2 Rate Limit for NG Cofire - ORIS:628 | 396 | 7893 | Rate Constraint in lbs/MMBtu | FALSE | L | Annual | Fuel Consumed | TBtu | 0 | 0 | 0 | 0 | 0 | 0 | 0
EPA621 CO2 Rate Limit for NG Cofire - ORIS:628 | 396 | 7893 | Rate Constraint in lbs/MMBtu | FALSE | L | Annual | Rate | lb/MMBtu | 0 | 0 | 0 | 0 | 0 | 0 | 0
EPA621 CO2 Rate Limit for NG Cofire - ORIS:628 | 396 | 7893 | Rate Constraint in lbs/MMBtu | FALSE | L | Annual | Generation | TWh | 0 | 0 | 0 | 0 | 0 | 0 | 0
EPA621 CO2 Rate Limit for NG Cofire - ORIS:628 | 396 | 7893 | Rate Constraint in lbs/MMBtu | FALSE | L | Annual | Qualifying Generation | TWh | 0 | 0 | 0 | 0 | 0 | 0 | 0
EPA621 CO2 Rate Limit for NG Cofire - ORIS:628 | 396 | 7893 | Rate Constraint in lbs/MMBtu | FALSE | L | Annual | Rate | lb/MWh | 0 | 0 | 0 | 0 | 0 | 0 | 0
EPA621 CO2 Rate Limit for NG Cofire - ORIS:628 | 396 | 7893 | Rate Constraint in lbs/MMBtu | FALSE | L | Annual | Constraint Shadow Price | US2019$/Ton | 0 | 30.5792 | 139.1657 | 0 | 0 | 0 | 0
EPA621 CO2 Rate Limit for NG Cofire - ORIS:645 | 397 | 7892 | Rate Constraint in lbs/MMBtu | FALSE | L | Annual | Seasons Included | Seasons |  | Winter, WintShld, Summer | Winter, WintShld, Summer | Winter, WintShld, Summer | Winter, WintShld, Summer | Winter, WintShld, Summer | Winter, WintShld, Summer
EPA621 CO2 Rate Limit for NG Cofire - ORIS:645 | 397 | 7892 | Rate Constraint in lbs/MMBtu | FALSE | L | Annual | Standard CO2 | lb/MMBtu | 174.8101 | 174.8101 | 174.8101 | 174.8101 | 174.8101 | 174.8101 | 174.8101
EPA621 CO2 Rate Limit for NG Cofire - ORIS:645 | 397 | 7892 | Rate Constraint in lbs/MMBtu | FALSE | L | Annual | Emissions at Affected Plants CO2 | Thousand Tons | 0 | 0 | 0 | 0 | 0 | 0 | 0
EPA621 CO2 Rate Limit for NG Cofire - ORIS:645 | 397 | 7892 | Rate Constraint in lbs/MMBtu | FALSE | L | Annual | Allowances Purchased CO2 | Thousand Tons | 0 | 0 | 0 | 0 | 0 | 0 | 0
EPA621 CO2 Rate Limit for NG Cofire - ORIS:645 | 397 | 7892 | Rate Constraint in lbs/MMBtu | FALSE | L | Annual | Allowances Sold CO2 | Thousand Tons | 0 | 0 | 0 | 0 | 0 | 0 | 0
EPA621 CO2 Rate Limit for NG Cofire - ORIS:645 | 397 | 7892 | Rate Constraint in lbs/MMBtu | FALSE | L | Annual | Allowances Banked | Thousand Tons | 0 | 0 | 0 | 0 | 0 | 0 | 0
EPA621 CO2 Rate Limit for NG Cofire - ORIS:645 | 397 | 7892 | Rate Constraint in lbs/MMBtu | FALSE | L | Annual | Allowances Withdrawn (1:1) | Thousand Tons | 0 | 0 | 0 | 0 | 0 | 0 | 0
EPA621 CO2 Rate Limit for NG Cofire - ORIS:645 | 397 | 7892 | Rate Constraint in lbs/MMBtu | FALSE | L | Annual | Allowances Withdrawn (n:1) | Thousand Tons | 0 | 0 | 0 | 0 | 0 | 0 | 0
EPA621 CO2 Rate Limit for NG Cofire - ORIS:645 | 397 | 7892 | Rate Constraint in lbs/MMBtu | FALSE | L | Annual | Net Emissions Allowance Position | Thousand Tons | 0 | 0 | 0 | 0 | 0 | 0 | 0
EPA621 CO2 Rate Limit for NG Cofire - ORIS:645 | 397 | 7892 | Rate Constraint in lbs/MMBtu | FALSE | L | Annual | Fuel Consumed | TBtu | 0 | 0 | 0 | 0 | 0 | 0 | 0
EPA621 CO2 Rate Limit for NG Cofire - ORIS:645 | 397 | 7892 | Rate Constraint in lbs/MMBtu | FALSE | L | Annual | Rate | lb/MMBtu | 0 | 0 | 0 | 0 | 0 | 0 | 0
EPA621 CO2 Rate Limit for NG Cofire - ORIS:645 | 397 | 7892 | Rate Constraint in lbs/MMBtu | FALSE | L | Annual | Generation | TWh | 0 | 0 | 0 | 0 | 0 | 0 | 0
EPA621 CO2 Rate Limit for NG Cofire - ORIS:645 | 397 | 7892 | Rate Constraint in lbs/MMBtu | FALSE | L | Annual | Qualifying Generation | TWh | 0 | 0 | 0 | 0 | 0 | 0 | 0
EPA621 CO2 Rate Limit for NG Cofire - ORIS:645 | 397 | 7892 | Rate Constraint in lbs/MMBtu | FALSE | L | Annual | Rate | lb/MWh | 0 | 0 | 0 | 0 | 0 | 0 | 0
EPA621 CO2 Rate Limit for NG Cofire - ORIS:645 | 397 | 7892 | Rate Constraint in lbs/MMBtu | FALSE | L | Annual | Constraint Shadow Price | US2019$/Ton | 0 | 22.1083 | 0 | 0 | 0 | 0 | 0
EPA621 CO2 Rate Limit for NG Cofire - ORIS:6469 | 398 | 7838 | Rate Constraint in lbs/MMBtu | FALSE | L | Annual | Seasons Included | Seasons |  | Winter, WintShld, Summer | Winter, WintShld, Summer | Winter, WintShld, Summer | Winter, WintShld, Summer | Winter, WintShld, Summer | Winter, WintShld, Summer
EPA621 CO2 Rate Limit for NG Cofire - ORIS:6469 | 398 | 7838 | Rate Constraint in lbs/MMBtu | FALSE | L | Annual | Standard CO2 | lb/MMBtu | 176.402 | 176.402 | 176.402 | 176.402 | 176.402 | 176.402 | 176.402
EPA621 CO2 Rate Limit for NG Cofire - ORIS:6469 | 398 | 7838 | Rate Constraint in lbs/MMBtu | FALSE | L | Annual | Emissions at Affected Plants CO2 | Thousand Tons | 0 | 0 | 0 | 0 | 0 | 0 | 0
EPA621 CO2 Rate Limit for NG Cofire - ORIS:6469 | 398 | 7838 | Rate Constraint in lbs/MMBtu | FALSE | L | Annual | Allowances Purchased CO2 | Thousand Tons | 0 | 0 | 0 | 0 | 0 | 0 | 0
EPA621 CO2 Rate Limit for NG Cofire - ORIS:6469 | 398 | 7838 | Rate Constraint in lbs/MMBtu | FALSE | L | Annual | Allowances Sold CO2 | Thousand Tons | 0 | 0 | 0 | 0 | 0 | 0 | 0
EPA621 CO2 Rate Limit for NG Cofire - ORIS:6469 | 398 | 7838 | Rate Constraint in lbs/MMBtu | FALSE | L | Annual | Allowances Banked | Thousand Tons | 0 | 0 | 0 | 0 | 0 | 0 | 0
EPA621 CO2 Rate Limit for NG Cofire - ORIS:6469 | 398 | 7838 | Rate Constraint in lbs/MMBtu | FALSE | L | Annual | Allowances Withdrawn (1:1) | Thousand Tons | 0 | 0 | 0 | 0 | 0 | 0 | 0
EPA621 CO2 Rate Limit for NG Cofire - ORIS:6469 | 398 | 7838 | Rate Constraint in lbs/MMBtu | FALSE | L | Annual | Allowances Withdrawn (n:1) | Thousand Tons | 0 | 0 | 0 | 0 | 0 | 0 | 0
EPA621 CO2 Rate Limit for NG Cofire - ORIS:6469 | 398 | 7838 | Rate Constraint in lbs/MMBtu | FALSE | L | Annual | Net Emissions Allowance Position | Thousand Tons | 0 | 0 | 0 | 0 | 0 | 0 | 0
EPA621 CO2 Rate Limit for NG Cofire - ORIS:6469 | 398 | 7838 | Rate Constraint in lbs/MMBtu | FALSE | L | Annual | Fuel Consumed | TBtu | 0 | 0 | 0 | 0 | 0 | 0 | 0
EPA621 CO2 Rate Limit for NG Cofire - ORIS:6469 | 398 | 7838 | Rate Constraint in lbs/MMBtu | FALSE | L | Annual | Rate | lb/MMBtu | 0 | 0 | 0 | 0 | 0 | 0 | 0
EPA621 CO2 Rate Limit for NG Cofire - ORIS:6469 | 398 | 7838 | Rate Constraint in lbs/MMBtu | FALSE | L | Annual | Generation | TWh | 0 | 0 | 0 | 0 | 0 | 0 | 0
EPA621 CO2 Rate Limit for NG Cofire - ORIS:6469 | 398 | 7838 | Rate Constraint in lbs/MMBtu | FALSE | L | Annual | Qualifying Generation | TWh | 0 | 0 | 0 | 0 | 0 | 0 | 0
EPA621 CO2 Rate Limit for NG Cofire - ORIS:6469 | 398 | 7838 | Rate Constraint in lbs/MMBtu | FALSE | L | Annual | Rate | lb/MWh | 0 | 0 | 0 | 0 | 0 | 0 | 0
EPA621 CO2 Rate Limit for NG Cofire - ORIS:6469 | 398 | 7838 | Rate Constraint in lbs/MMBtu | FALSE | L | Annual | Constraint Shadow Price | US2019$/Ton | 0 | 38.814 | 43.526 | 50.6458 | 28.7324 | 28.5782 | 29.8622
EPA621 CO2 Rate Limit for NG Cofire - ORIS:6641 | 399 | 7846 | Rate Constraint in lbs/MMBtu | FALSE | L | Annual | Seasons Included | Seasons |  | Winter, WintShld, Summer | Winter, WintShld, Summer | Winter, WintShld, Summer | Winter, WintShld, Summer | Winter, WintShld, Summer | Winter, WintShld, Summer
EPA621 CO2 Rate Limit for NG Cofire - ORIS:6641 | 399 | 7846 | Rate Constraint in lbs/MMBtu | FALSE | L | Annual | Standard CO2 | lb/MMBtu | 176.252 | 176.252 | 176.252 | 176.252 | 176.252 | 176.252 | 176.252
EPA621 CO2 Rate Limit for NG Cofire - ORIS:6641 | 399 | 7846 | Rate Constraint in lbs/MMBtu | FALSE | L | Annual | Emissions at Affected Plants CO2 | Thousand Tons | 0 | 0 | 0 | 0 | 0 | 0 | 0
EPA621 CO2 Rate Limit for NG Cofire - ORIS:6641 | 399 | 7846 | Rate Constraint in lbs/MMBtu | FALSE | L | Annual | Allowances Purchased CO2 | Thousand Tons | 0 | 0 | 0 | 0 | 0 | 0 | 0
EPA621 CO2 Rate Limit for NG Cofire - ORIS:6641 | 399 | 7846 | Rate Constraint in lbs/MMBtu | FALSE | L | Annual | Allowances Sold CO2 | Thousand Tons | 0 | 0 | 0 | 0 | 0 | 0 | 0
EPA621 CO2 Rate Limit for NG Cofire - ORIS:6641 | 399 | 7846 | Rate Constraint in lbs/MMBtu | FALSE | L | Annual | Allowances Banked | Thousand Tons | 0 | 0 | 0 | 0 | 0 | 0 | 0
EPA621 CO2 Rate Limit for NG Cofire - ORIS:6641 | 399 | 7846 | Rate Constraint in lbs/MMBtu | FALSE | L | Annual | Allowances Withdrawn (1:1) | Thousand Tons | 0 | 0 | 0 | 0 | 0 | 0 | 0
EPA621 CO2 Rate Limit for NG Cofire - ORIS:6641 | 399 | 7846 | Rate Constraint in lbs/MMBtu | FALSE | L | Annual | Allowances Withdrawn (n:1) | Thousand Tons | 0 | 0 | 0 | 0 | 0 | 0 | 0
EPA621 CO2 Rate Limit for NG Cofire - ORIS:6641 | 399 | 7846 | Rate Constraint in lbs/MMBtu | FALSE | L | Annual | Net Emissions Allowance Position | Thousand Tons | 0 | 0 | 0 | 0 | 0 | 0 | 0
EPA621 CO2 Rate Limit for NG Cofire - ORIS:6641 | 399 | 7846 | Rate Constraint in lbs/MMBtu | FALSE | L | Annual | Fuel Consumed | TBtu | 0 | 0 | 0 | 0 | 0 | 0 | 0
EPA621 CO2 Rate Limit for NG Cofire - ORIS:6641 | 399 | 7846 | Rate Constraint in lbs/MMBtu | FALSE | L | Annual | Rate | lb/MMBtu | 0 | 0 | 0 | 0 | 0 | 0 | 0
EPA621 CO2 Rate Limit for NG Cofire - ORIS:6641 | 399 | 7846 | Rate Constraint in lbs/MMBtu | FALSE | L | Annual | Generation | TWh | 0 | 0 | 0 | 0 | 0 | 0 | 0
EPA621 CO2 Rate Limit for NG Cofire - ORIS:6641 | 399 | 7846 | Rate Constraint in lbs/MMBtu | FALSE | L | Annual | Qualifying Generation | TWh | 0 | 0 | 0 | 0 | 0 | 0 | 0
EPA621 CO2 Rate Limit for NG Cofire - ORIS:6641 | 399 | 7846 | Rate Constraint in lbs/MMBtu | FALSE | L | Annual | Rate | lb/MWh | 0 | 0 | 0 | 0 | 0 | 0 | 0
EPA621 CO2 Rate Limit for NG Cofire - ORIS:6641 | 399 | 7846 | Rate Constraint in lbs/MMBtu | FALSE | L | Annual | Constraint Shadow Price | US2019$/Ton | 0 | 72.925 | 79.598 | 140.68 | 189.6509 | 184.4692 | 153.5517
EPA621 CO2 Rate Limit for NG Cofire - ORIS:6664 | 400 | 7832 | Rate Constraint in lbs/MMBtu | FALSE | L | Annual | Seasons Included | Seasons |  | Winter, WintShld, Summer | Winter, WintShld, Summer | Winter, WintShld, Summer | Winter, WintShld, Summer | Winter, WintShld, Summer | Winter, WintShld, Summer
EPA621 CO2 Rate Limit for NG Cofire - ORIS:6664 | 400 | 7832 | Rate Constraint in lbs/MMBtu | FALSE | L | Annual | Standard CO2 | lb/MMBtu | 175.772 | 175.772 | 175.772 | 175.772 | 175.772 | 175.772 | 175.772
EPA621 CO2 Rate Limit for NG Cofire - ORIS:6664 | 400 | 7832 | Rate Constraint in lbs/MMBtu | FALSE | L | Annual | Emissions at Affected Plants CO2 | Thousand Tons | 0 | 0 | 0 | 0 | 0 | 0 | 0
EPA621 CO2 Rate Limit for NG Cofire - ORIS:6664 | 400 | 7832 | Rate Constraint in lbs/MMBtu | FALSE | L | Annual | Allowances Purchased CO2 | Thousand Tons | 0 | 0 | 0 | 0 | 0 | 0 | 0
EPA621 CO2 Rate Limit for NG Cofire - ORIS:6664 | 400 | 7832 | Rate Constraint in lbs/MMBtu | FALSE | L | Annual | Allowances Sold CO2 | Thousand Tons | 0 | 0 | 0 | 0 | 0 | 0 | 0
EPA621 CO2 Rate Limit for NG Cofire - ORIS:6664 | 400 | 7832 | Rate Constraint in lbs/MMBtu | FALSE | L | Annual | Allowances Banked | Thousand Tons | 0 | 0 | 0 | 0 | 0 | 0 | 0
EPA621 CO2 Rate Limit for NG Cofire - ORIS:6664 | 400 | 7832 | Rate Constraint in lbs/MMBtu | FALSE | L | Annual | Allowances Withdrawn (1:1) | Thousand Tons | 0 | 0 | 0 | 0 | 0 | 0 | 0
EPA621 CO2 Rate Limit for NG Cofire - ORIS:6664 | 400 | 7832 | Rate Constraint in lbs/MMBtu | FALSE | L | Annual | Allowances Withdrawn (n:1) | Thousand Tons | 0 | 0 | 0 | 0 | 0 | 0 | 0
EPA621 CO2 Rate Limit for NG Cofire - ORIS:6664 | 400 | 7832 | Rate Constraint in lbs/MMBtu | FALSE | L | Annual | Net Emissions Allowance Position | Thousand Tons | 0 | 0 | 0 | 0 | 0 | 0 | 0
EPA621 CO2 Rate Limit for NG Cofire - ORIS:6664 | 400 | 7832 | Rate Constraint in lbs/MMBtu | FALSE | L | Annual | Fuel Consumed | TBtu | 0 | 0 | 0 | 0 | 0 | 0 | 0
EPA621 CO2 Rate Limit for NG Cofire - ORIS:6664 | 400 | 7832 | Rate Constraint in lbs/MMBtu | FALSE | L | Annual | Rate | lb/MMBtu | 0 | 0 | 0 | 0 | 0 | 0 | 0
EPA621 CO2 Rate Limit for NG Cofire - ORIS:6664 | 400 | 7832 | Rate Constraint in lbs/MMBtu | FALSE | L | Annual | Generation | TWh | 0 | 0 | 0 | 0 | 0 | 0 | 0
EPA621 CO2 Rate Limit for NG Cofire - ORIS:6664 | 400 | 7832 | Rate Constraint in lbs/MMBtu | FALSE | L | Annual | Qualifying Generation | TWh | 0 | 0 | 0 | 0 | 0 | 0 | 0
EPA621 CO2 Rate Limit for NG Cofire - ORIS:6664 | 400 | 7832 | Rate Constraint in lbs/MMBtu | FALSE | L | Annual | Rate | lb/MWh | 0 | 0 | 0 | 0 | 0 | 0 | 0
EPA621 CO2 Rate Limit for NG Cofire - ORIS:6664 | 400 | 7832 | Rate Constraint in lbs/MMBtu | FALSE | L | Annual | Constraint Shadow Price | US2019$/Ton | 0 | 28.7081 | 30.8218 | 36.2312 | 54.6042 | 65.374 | 61.1645
EPA621 CO2 Rate Limit for NG Cofire - ORIS:667 | 401 | 7848 | Rate Constraint in lbs/MMBtu | FALSE | L | Annual | Seasons Included | Seasons |  | Winter, WintShld, Summer | Winter, WintShld, Summer | Winter, WintShld, Summer | Winter, WintShld, Summer | Winter, WintShld, Summer | Winter, WintShld, Summer
EPA621 CO2 Rate Limit for NG Cofire - ORIS:667 | 401 | 7848 | Rate Constraint in lbs/MMBtu | FALSE | L | Annual | Standard CO2 | lb/MMBtu | 181.91 | 181.91 | 181.91 | 181.91 | 181.91 | 181.91 | 181.91
EPA621 CO2 Rate Limit for NG Cofire - ORIS:667 | 401 | 7848 | Rate Constraint in lbs/MMBtu | FALSE | L | Annual | Emissions at Affected Plants CO2 | Thousand Tons | 0 | 760.8537 | 289.8145 | 289.8145 | 289.8145 | 0 | 0
EPA621 CO2 Rate Limit for NG Cofire - ORIS:667 | 401 | 7848 | Rate Constraint in lbs/MMBtu | FALSE | L | Annual | Allowances Purchased CO2 | Thousand Tons | 0 | 0 | 0 | 0 | 0 | 0 | 0
EPA621 CO2 Rate Limit for NG Cofire - ORIS:667 | 401 | 7848 | Rate Constraint in lbs/MMBtu | FALSE | L | Annual | Allowances Sold CO2 | Thousand Tons | 0 | 0 | 0 | 0 | 0 | 0 | 0
EPA621 CO2 Rate Limit for NG Cofire - ORIS:667 | 401 | 7848 | Rate Constraint in lbs/MMBtu | FALSE | L | Annual | Allowances Banked | Thousand Tons | 0 | 0 | 0 | 0 | 0 | 0 | 0
EPA621 CO2 Rate Limit for NG Cofire - ORIS:667 | 401 | 7848 | Rate Constraint in lbs/MMBtu | FALSE | L | Annual | Allowances Withdrawn (1:1) | Thousand Tons | 0 | 0 | 0 | 0 | 0 | 0 | 0
EPA621 CO2 Rate Limit for NG Cofire - ORIS:667 | 401 | 7848 | Rate Constraint in lbs/MMBtu | FALSE | L | Annual | Allowances Withdrawn (n:1) | Thousand Tons | 0 | 0 | 0 | 0 | 0 | 0 | 0
EPA621 CO2 Rate Limit for NG Cofire - ORIS:667 | 401 | 7848 | Rate Constraint in lbs/MMBtu | FALSE | L | Annual | Net Emissions Allowance Position | Thousand Tons | 0 | 760.8537 | 289.8145 | 289.8145 | 289.8145 | 0 | 0
EPA621 CO2 Rate Limit for NG Cofire - ORIS:667 | 401 | 7848 | Rate Constraint in lbs/MMBtu | FALSE | L | Annual | Fuel Consumed | TBtu | 0 | 8.3652 | 3.1864 | 3.1864 | 3.1864 | 0 | 0
EPA621 CO2 Rate Limit for NG Cofire - ORIS:667 | 401 | 7848 | Rate Constraint in lbs/MMBtu | FALSE | L | Annual | Rate | lb/MMBtu | 0 | 181.91 | 181.91 | 181.91 | 181.91 | 0 | 0
EPA621 CO2 Rate Limit for NG Cofire - ORIS:667 | 401 | 7848 | Rate Constraint in lbs/MMBtu | FALSE | L | Annual | Generation | TWh | 0 | 0.79814 | 0.30402 | 0.30402 | 0.30402 | 0 | 0
EPA621 CO2 Rate Limit for NG Cofire - ORIS:667 | 401 | 7848 | Rate Constraint in lbs/MMBtu | FALSE | L | Annual | Qualifying Generation | TWh | 0 | 0.79814 | 0.30402 | 0.30402 | 0.30402 | 0 | 0
EPA621 CO2 Rate Limit for NG Cofire - ORIS:667 | 401 | 7848 | Rate Constraint in lbs/MMBtu | FALSE | L | Annual | Rate | lb/MWh | 0 | 1906.5569 | 1906.5569 | 1906.5569 | 1906.5569 | 0 | 0
EPA621 CO2 Rate Limit for NG Cofire - ORIS:667 | 401 | 7848 | Rate Constraint in lbs/MMBtu | FALSE | L | Annual | Constraint Shadow Price | US2019$/Ton | 0 | 18.66 | 3.3967 | 5.0834 | 4.7428 | 0 | 0
EPA621 CO2 Rate Limit for NG Cofire - ORIS:6705 | 402 | 7788 | Rate Constraint in lbs/MMBtu | FALSE | L | Annual | Seasons Included | Seasons |  | Winter, WintShld, Summer | Winter, WintShld, Summer | Winter, WintShld, Summer | Winter, WintShld, Summer | Winter, WintShld, Summer | Winter, WintShld, Summer
EPA621 CO2 Rate Limit for NG Cofire - ORIS:6705 | 402 | 7788 | Rate Constraint in lbs/MMBtu | FALSE | L | Annual | Standard CO2 | lb/MMBtu | 180.312 | 180.312 | 180.312 | 180.312 | 180.312 | 180.312 | 180.312
EPA621 CO2 Rate Limit for NG Cofire - ORIS:6705 | 402 | 7788 | Rate Constraint in lbs/MMBtu | FALSE | L | Annual | Emissions at Affected Plants CO2 | Thousand Tons | 0 | 0 | 0 | 0 | 0 | 0 | 0
EPA621 CO2 Rate Limit for NG Cofire - ORIS:6705 | 402 | 7788 | Rate Constraint in lbs/MMBtu | FALSE | L | Annual | Allowances Purchased CO2 | Thousand Tons | 0 | 0 | 0 | 0 | 0 | 0 | 0
EPA621 CO2 Rate Limit for NG Cofire - ORIS:6705 | 402 | 7788 | Rate Constraint in lbs/MMBtu | FALSE | L | Annual | Allowances Sold CO2 | Thousand Tons | 0 | 0 | 0 | 0 | 0 | 0 | 0
EPA621 CO2 Rate Limit for NG Cofire - ORIS:6705 | 402 | 7788 | Rate Constraint in lbs/MMBtu | FALSE | L | Annual | Allowances Banked | Thousand Tons | 0 | 0 | 0 | 0 | 0 | 0 | 0
EPA621 CO2 Rate Limit for NG Cofire - ORIS:6705 | 402 | 7788 | Rate Constraint in lbs/MMBtu | FALSE | L | Annual | Allowances Withdrawn (1:1) | Thousand Tons | 0 | 0 | 0 | 0 | 0 | 0 | 0
EPA621 CO2 Rate Limit for NG Cofire - ORIS:6705 | 402 | 7788 | Rate Constraint in lbs/MMBtu | FALSE | L | Annual | Allowances Withdrawn (n:1) | Thousand Tons | 0 | 0 | 0 | 0 | 0 | 0 | 0
EPA621 CO2 Rate Limit for NG Cofire - ORIS:6705 | 402 | 7788 | Rate Constraint in lbs/MMBtu | FALSE | L | Annual | Net Emissions Allowance Position | Thousand Tons | 0 | 0 | 0 | 0 | 0 | 0 | 0
EPA621 CO2 Rate Limit for NG Cofire - ORIS:6705 | 402 | 7788 | Rate Constraint in lbs/MMBtu | FALSE | L | Annual | Fuel Consumed | TBtu | 0 | 0 | 0 | 0 | 0 | 0 | 0
EPA621 CO2 Rate Limit for NG Cofire - ORIS:6705 | 402 | 7788 | Rate Constraint in lbs/MMBtu | FALSE | L | Annual | Rate | lb/MMBtu | 0 | 0 | 0 | 0 | 0 | 0 | 0
EPA621 CO2 Rate Limit for NG Cofire - ORIS:6705 | 402 | 7788 | Rate Constraint in lbs/MMBtu | FALSE | L | Annual | Generation | TWh | 0 | 0 | 0 | 0 | 0 | 0 | 0
EPA621 CO2 Rate Limit for NG Cofire - ORIS:6705 | 402 | 7788 | Rate Constraint in lbs/MMBtu | FALSE | L | Annual | Qualifying Generation | TWh | 0 | 0 | 0 | 0 | 0 | 0 | 0
EPA621 CO2 Rate Limit for NG Cofire - ORIS:6705 | 402 | 7788 | Rate Constraint in lbs/MMBtu | FALSE | L | Annual | Rate | lb/MWh | 0 | 0 | 0 | 0 | 0 | 0 | 0
EPA621 CO2 Rate Limit for NG Cofire - ORIS:6705 | 402 | 7788 | Rate Constraint in lbs/MMBtu | FALSE | L | Annual | Constraint Shadow Price | US2019$/Ton | 0 | 35.7855 | 15.4785 | 3.7958 | 0 | 0 | 0
EPA621 CO2 Rate Limit for NG Cofire - ORIS:6768 | 403 | 7803 | Rate Constraint in lbs/MMBtu | FALSE | L | Annual | Seasons Included | Seasons |  | Winter, WintShld, Summer | Winter, WintShld, Summer | Winter, WintShld, Summer | Winter, WintShld, Summer | Winter, WintShld, Summer | Winter, WintShld, Summer
EPA621 CO2 Rate Limit for NG Cofire - ORIS:6768 | 403 | 7803 | Rate Constraint in lbs/MMBtu | FALSE | L | Annual | Standard CO2 | lb/MMBtu | 177.0048 | 177.0048 | 177.0048 | 177.0048 | 177.0048 | 177.0048 | 177.0048
EPA621 CO2 Rate Limit for NG Cofire - ORIS:6768 | 403 | 7803 | Rate Constraint in lbs/MMBtu | FALSE | L | Annual | Emissions at Affected Plants CO2 | Thousand Tons | 0 | 0 | 0 | 0 | 0 | 0 | 0
EPA621 CO2 Rate Limit for NG Cofire - ORIS:6768 | 403 | 7803 | Rate Constraint in lbs/MMBtu | FALSE | L | Annual | Allowances Purchased CO2 | Thousand Tons | 0 | 0 | 0 | 0 | 0 | 0 | 0
EPA621 CO2 Rate Limit for NG Cofire - ORIS:6768 | 403 | 7803 | Rate Constraint in lbs/MMBtu | FALSE | L | Annual | Allowances Sold CO2 | Thousand Tons | 0 | 0 | 0 | 0 | 0 | 0 | 0
EPA621 CO2 Rate Limit for NG Cofire - ORIS:6768 | 403 | 7803 | Rate Constraint in lbs/MMBtu | FALSE | L | Annual | Allowances Banked | Thousand Tons | 0 | 0 | 0 | 0 | 0 | 0 | 0
EPA621 CO2 Rate Limit for NG Cofire - ORIS:6768 | 403 | 7803 | Rate Constraint in lbs/MMBtu | FALSE | L | Annual | Allowances Withdrawn (1:1) | Thousand Tons | 0 | 0 | 0 | 0 | 0 | 0 | 0
EPA621 CO2 Rate Limit for NG Cofire - ORIS:6768 | 403 | 7803 | Rate Constraint in lbs/MMBtu | FALSE | L | Annual | Allowances Withdrawn (n:1) | Thousand Tons | 0 | 0 | 0 | 0 | 0 | 0 | 0
EPA621 CO2 Rate Limit for NG Cofire - ORIS:6768 | 403 | 7803 | Rate Constraint in lbs/MMBtu | FALSE | L | Annual | Net Emissions Allowance Position | Thousand Tons | 0 | 0 | 0 | 0 | 0 | 0 | 0
EPA621 CO2 Rate Limit for NG Cofire - ORIS:6768 | 403 | 7803 | Rate Constraint in lbs/MMBtu | FALSE | L | Annual | Fuel Consumed | TBtu | 0 | 0 | 0 | 0 | 0 | 0 | 0
EPA621 CO2 Rate Limit for NG Cofire - ORIS:6768 | 403 | 7803 | Rate Constraint in lbs/MMBtu | FALSE | L | Annual | Rate | lb/MMBtu | 0 | 0 | 0 | 0 | 0 | 0 | 0
EPA621 CO2 Rate Limit for NG Cofire - ORIS:6768 | 403 | 7803 | Rate Constraint in lbs/MMBtu | FALSE | L | Annual | Generation | TWh | 0 | 0 | 0 | 0 | 0 | 0 | 0
EPA621 CO2 Rate Limit for NG Cofire - ORIS:6768 | 403 | 7803 | Rate Constraint in lbs/MMBtu | FALSE | L | Annual | Qualifying Generation | TWh | 0 | 0 | 0 | 0 | 0 | 0 | 0
EPA621 CO2 Rate Limit for NG Cofire - ORIS:6768 | 403 | 7803 | Rate Constraint in lbs/MMBtu | FALSE | L | Annual | Rate | lb/MWh | 0 | 0 | 0 | 0 | 0 | 0 | 0
EPA621 CO2 Rate Limit for NG Cofire - ORIS:6768 | 403 | 7803 | Rate Constraint in lbs/MMBtu | FALSE | L | Annual | Constraint Shadow Price | US2019$/Ton | 0 | 22.8085 | 0 | 0 | 0 | 0 | 0
EPA621 CO2 Rate Limit for NG Cofire - ORIS:6772 | 404 | 7857 | Rate Constraint in lbs/MMBtu | FALSE | L | Annual | Seasons Included | Seasons |  | Winter, WintShld, Summer | Winter, WintShld, Summer | Winter, WintShld, Summer | Winter, WintShld, Summer | Winter, WintShld, Summer | Winter, WintShld, Summer
EPA621 CO2 Rate Limit for NG Cofire - ORIS:6772 | 404 | 7857 | Rate Constraint in lbs/MMBtu | FALSE | L | Annual | Standard CO2 | lb/MMBtu | 176.252 | 176.252 | 176.252 | 176.252 | 176.252 | 176.252 | 176.252
EPA621 CO2 Rate Limit for NG Cofire - ORIS:6772 | 404 | 7857 | Rate Constraint in lbs/MMBtu | FALSE | L | Annual | Emissions at Affected Plants CO2 | Thousand Tons | 0 | 0 | 0 | 0 | 0 | 0 | 0
EPA621 CO2 Rate Limit for NG Cofire - ORIS:6772 | 404 | 7857 | Rate Constraint in lbs/MMBtu | FALSE | L | Annual | Allowances Purchased CO2 | Thousand Tons | 0 | 0 | 0 | 0 | 0 | 0 | 0
EPA621 CO2 Rate Limit for NG Cofire - ORIS:6772 | 404 | 7857 | Rate Constraint in lbs/MMBtu | FALSE | L | Annual | Allowances Sold CO2 | Thousand Tons | 0 | 0 | 0 | 0 | 0 | 0 | 0
EPA621 CO2 Rate Limit for NG Cofire - ORIS:6772 | 404 | 7857 | Rate Constraint in lbs/MMBtu | FALSE | L | Annual | Allowances Banked | Thousand Tons | 0 | 0 | 0 | 0 | 0 | 0 | 0
EPA621 CO2 Rate Limit for NG Cofire - ORIS:6772 | 404 | 7857 | Rate Constraint in lbs/MMBtu | FALSE | L | Annual | Allowances Withdrawn (1:1) | Thousand Tons | 0 | 0 | 0 | 0 | 0 | 0 | 0
EPA621 CO2 Rate Limit for NG Cofire - ORIS:6772 | 404 | 7857 | Rate Constraint in lbs/MMBtu | FALSE | L | Annual | Allowances Withdrawn (n:1) | Thousand Tons | 0 | 0 | 0 | 0 | 0 | 0 | 0
EPA621 CO2 Rate Limit for NG Cofire - ORIS:6772 | 404 | 7857 | Rate Constraint in lbs/MMBtu | FALSE | L | Annual | Net Emissions Allowance Position | Thousand Tons | 0 | 0 | 0 | 0 | 0 | 0 | 0
EPA621 CO2 Rate Limit for NG Cofire - ORIS:6772 | 404 | 7857 | Rate Constraint in lbs/MMBtu | FALSE | L | Annual | Fuel Consumed | TBtu | 0 | 0 | 0 | 0 | 0 | 0 | 0
EPA621 CO2 Rate Limit for NG Cofire - ORIS:6772 | 404 | 7857 | Rate Constraint in lbs/MMBtu | FALSE | L | Annual | Rate | lb/MMBtu | 0 | 0 | 0 | 0 | 0 | 0 | 0
EPA621 CO2 Rate Limit for NG Cofire - ORIS:6772 | 404 | 7857 | Rate Constraint in lbs/MMBtu | FALSE | L | Annual | Generation | TWh | 0 | 0 | 0 | 0 | 0 | 0 | 0
EPA621 CO2 Rate Limit for NG Cofire - ORIS:6772 | 404 | 7857 | Rate Constraint in lbs/MMBtu | FALSE | L | Annual | Qualifying Generation | TWh | 0 | 0 | 0 | 0 | 0 | 0 | 0
EPA621 CO2 Rate Limit for NG Cofire - ORIS:6772 | 404 | 7857 | Rate Constraint in lbs/MMBtu | FALSE | L | Annual | Rate | lb/MWh | 0 | 0 | 0 | 0 | 0 | 0 | 0
EPA621 CO2 Rate Limit for NG Cofire - ORIS:6772 | 404 | 7857 | Rate Constraint in lbs/MMBtu | FALSE | L | Annual | Constraint Shadow Price | US2019$/Ton | 0 | 90.8149 | 58.9573 | 114.8057 | 134.7396 | 146.309 | 122.2698
EPA621 CO2 Rate Limit for NG Cofire - ORIS:6823 | 405 | 7863 | Rate Constraint in lbs/MMBtu | FALSE | L | Annual | Seasons Included | Seasons |  | Winter, WintShld, Summer | Winter, WintShld, Summer | Winter, WintShld, Summer | Winter, WintShld, Summer | Winter, WintShld, Summer | Winter, WintShld, Summer
EPA621 CO2 Rate Limit for NG Cofire - ORIS:6823 | 405 | 7863 | Rate Constraint in lbs/MMBtu | FALSE | L | Annual | Standard CO2 | lb/MMBtu | 174.0667 | 174.0667 | 174.0667 | 174.0667 | 174.0667 | 174.0667 | 174.0667
EPA621 CO2 Rate Limit for NG Cofire - ORIS:6823 | 405 | 7863 | Rate Constraint in lbs/MMBtu | FALSE | L | Annual | Emissions at Affected Plants CO2 | Thousand Tons | 0 | 0 | 0 | 0 | 0 | 0 | 0
EPA621 CO2 Rate Limit for NG Cofire - ORIS:6823 | 405 | 7863 | Rate Constraint in lbs/MMBtu | FALSE | L | Annual | Allowances Purchased CO2 | Thousand Tons | 0 | 0 | 0 | 0 | 0 | 0 | 0
EPA621 CO2 Rate Limit for NG Cofire - ORIS:6823 | 405 | 7863 | Rate Constraint in lbs/MMBtu | FALSE | L | Annual | Allowances Sold CO2 | Thousand Tons | 0 | 0 | 0 | 0 | 0 | 0 | 0
EPA621 CO2 Rate Limit for NG Cofire - ORIS:6823 | 405 | 7863 | Rate Constraint in lbs/MMBtu | FALSE | L | Annual | Allowances Banked | Thousand Tons | 0 | 0 | 0 | 0 | 0 | 0 | 0
EPA621 CO2 Rate Limit for NG Cofire - ORIS:6823 | 405 | 7863 | Rate Constraint in lbs/MMBtu | FALSE | L | Annual | Allowances Withdrawn (1:1) | Thousand Tons | 0 | 0 | 0 | 0 | 0 | 0 | 0
EPA621 CO2 Rate Limit for NG Cofire - ORIS:6823 | 405 | 7863 | Rate Constraint in lbs/MMBtu | FALSE | L | Annual | Allowances Withdrawn (n:1) | Thousand Tons | 0 | 0 | 0 | 0 | 0 | 0 | 0
EPA621 CO2 Rate Limit for NG Cofire - ORIS:6823 | 405 | 7863 | Rate Constraint in lbs/MMBtu | FALSE | L | Annual | Net Emissions Allowance Position | Thousand Tons | 0 | 0 | 0 | 0 | 0 | 0 | 0
EPA621 CO2 Rate Limit for NG Cofire - ORIS:6823 | 405 | 7863 | Rate Constraint in lbs/MMBtu | FALSE | L | Annual | Fuel Consumed | TBtu | 0 | 0 | 0 | 0 | 0 | 0 | 0
EPA621 CO2 Rate Limit for NG Cofire - ORIS:6823 | 405 | 7863 | Rate Constraint in lbs/MMBtu | FALSE | L | Annual | Rate | lb/MMBtu | 0 | 0 | 0 | 0 | 0 | 0 | 0
EPA621 CO2 Rate Limit for NG Cofire - ORIS:6823 | 405 | 7863 | Rate Constraint in lbs/MMBtu | FALSE | L | Annual | Generation | TWh | 0 | 0 | 0 | 0 | 0 | 0 | 0
EPA621 CO2 Rate Limit for NG Cofire - ORIS:6823 | 405 | 7863 | Rate Constraint in lbs/MMBtu | FALSE | L | Annual | Qualifying Generation | TWh | 0 | 0 | 0 | 0 | 0 | 0 | 0
EPA621 CO2 Rate Limit for NG Cofire - ORIS:6823 | 405 | 7863 | Rate Constraint in lbs/MMBtu | FALSE | L | Annual | Rate | lb/MWh | 0 | 0 | 0 | 0 | 0 | 0 | 0
EPA621 CO2 Rate Limit for NG Cofire - ORIS:6823 | 405 | 7863 | Rate Constraint in lbs/MMBtu | FALSE | L | Annual | Constraint Shadow Price | US2019$/Ton | 0 | 33.0381 | 6.3135 | 0 | 0 | 0 | 0
EPA621 CO2 Rate Limit for NG Cofire - ORIS:703 | 406 | 7789 | Rate Constraint in lbs/MMBtu | FALSE | L | Annual | Seasons Included | Seasons |  | Winter, WintShld, Summer | Winter, WintShld, Summer | Winter, WintShld, Summer | Winter, WintShld, Summer | Winter, WintShld, Summer | Winter, WintShld, Summer
EPA621 CO2 Rate Limit for NG Cofire - ORIS:703 | 406 | 7789 | Rate Constraint in lbs/MMBtu | FALSE | L | Annual | Standard CO2 | lb/MMBtu | 174.578 | 174.578 | 174.578 | 174.578 | 174.578 | 174.578 | 174.578
EPA621 CO2 Rate Limit for NG Cofire - ORIS:703 | 406 | 7789 | Rate Constraint in lbs/MMBtu | FALSE | L | Annual | Emissions at Affected Plants CO2 | Thousand Tons | 0 | 0 | 0 | 0 | 0 | 0 | 0
EPA621 CO2 Rate Limit for NG Cofire - ORIS:703 | 406 | 7789 | Rate Constraint in lbs/MMBtu | FALSE | L | Annual | Allowances Purchased CO2 | Thousand Tons | 0 | 0 | 0 | 0 | 0 | 0 | 0
EPA621 CO2 Rate Limit for NG Cofire - ORIS:703 | 406 | 7789 | Rate Constraint in lbs/MMBtu | FALSE | L | Annual | Allowances Sold CO2 | Thousand Tons | 0 | 0 | 0 | 0 | 0 | 0 | 0
EPA621 CO2 Rate Limit for NG Cofire - ORIS:703 | 406 | 7789 | Rate Constraint in lbs/MMBtu | FALSE | L | Annual | Allowances Banked | Thousand Tons | 0 | 0 | 0 | 0 | 0 | 0 | 0
EPA621 CO2 Rate Limit for NG Cofire - ORIS:703 | 406 | 7789 | Rate Constraint in lbs/MMBtu | FALSE | L | Annual | Allowances Withdrawn (1:1) | Thousand Tons | 0 | 0 | 0 | 0 | 0 | 0 | 0
EPA621 CO2 Rate Limit for NG Cofire - ORIS:703 | 406 | 7789 | Rate Constraint in lbs/MMBtu | FALSE | L | Annual | Allowances Withdrawn (n:1) | Thousand Tons | 0 | 0 | 0 | 0 | 0 | 0 | 0
EPA621 CO2 Rate Limit for NG Cofire - ORIS:703 | 406 | 7789 | Rate Constraint in lbs/MMBtu | FALSE | L | Annual | Net Emissions Allowance Position | Thousand Tons | 0 | 0 | 0 | 0 | 0 | 0 | 0
EPA621 CO2 Rate Limit for NG Cofire - ORIS:703 | 406 | 7789 | Rate Constraint in lbs/MMBtu | FALSE | L | Annual | Fuel Consumed | TBtu | 0 | 0 | 0 | 0 | 0 | 0 | 0
EPA621 CO2 Rate Limit for NG Cofire - ORIS:703 | 406 | 7789 | Rate Constraint in lbs/MMBtu | FALSE | L | Annual | Rate | lb/MMBtu | 0 | 0 | 0 | 0 | 0 | 0 | 0
EPA621 CO2 Rate Limit for NG Cofire - ORIS:703 | 406 | 7789 | Rate Constraint in lbs/MMBtu | FALSE | L | Annual | Generation | TWh | 0 | 0 | 0 | 0 | 0 | 0 | 0
EPA621 CO2 Rate Limit for NG Cofire - ORIS:703 | 406 | 7789 | Rate Constraint in lbs/MMBtu | FALSE | L | Annual | Qualifying Generation | TWh | 0 | 0 | 0 | 0 | 0 | 0 | 0
EPA621 CO2 Rate Limit for NG Cofire - ORIS:703 | 406 | 7789 | Rate Constraint in lbs/MMBtu | FALSE | L | Annual | Rate | lb/MWh | 0 | 0 | 0 | 0 | 0 | 0 | 0
EPA621 CO2 Rate Limit for NG Cofire - ORIS:703 | 406 | 7789 | Rate Constraint in lbs/MMBtu | FALSE | L | Annual | Constraint Shadow Price | US2019$/Ton | 0 | 30.8044 | 90.3312 | 0 | 0 | 0 | 0
EPA621 CO2 Rate Limit for NG Cofire - ORIS:7030 | 407 | 7891 | Rate Constraint in lbs/MMBtu | FALSE | L | Annual | Seasons Included | Seasons |  | Winter, WintShld, Summer | Winter, WintShld, Summer | Winter, WintShld, Summer | Winter, WintShld, Summer | Winter, WintShld, Summer | Winter, WintShld, Summer
EPA621 CO2 Rate Limit for NG Cofire - ORIS:7030 | 407 | 7891 | Rate Constraint in lbs/MMBtu | FALSE | L | Annual | Standard CO2 | lb/MMBtu | 175.772 | 175.772 | 175.772 | 175.772 | 175.772 | 175.772 | 175.772
EPA621 CO2 Rate Limit for NG Cofire - ORIS:7030 | 407 | 7891 | Rate Constraint in lbs/MMBtu | FALSE | L | Annual | Emissions at Affected Plants CO2 | Thousand Tons | 0 | 0 | 0 | 0 | 0 | 0 | 0
EPA621 CO2 Rate Limit for NG Cofire - ORIS:7030 | 407 | 7891 | Rate Constraint in lbs/MMBtu | FALSE | L | Annual | Allowances Purchased CO2 | Thousand Tons | 0 | 0 | 0 | 0 | 0 | 0 | 0
EPA621 CO2 Rate Limit for NG Cofire - ORIS:7030 | 407 | 7891 | Rate Constraint in lbs/MMBtu | FALSE | L | Annual | Allowances Sold CO2 | Thousand Tons | 0 | 0 | 0 | 0 | 0 | 0 | 0
EPA621 CO2 Rate Limit for NG Cofire - ORIS:7030 | 407 | 7891 | Rate Constraint in lbs/MMBtu | FALSE | L | Annual | Allowances Banked | Thousand Tons | 0 | 0 | 0 | 0 | 0 | 0 | 0
EPA621 CO2 Rate Limit for NG Cofire - ORIS:7030 | 407 | 7891 | Rate Constraint in lbs/MMBtu | FALSE | L | Annual | Allowances Withdrawn (1:1) | Thousand Tons | 0 | 0 | 0 | 0 | 0 | 0 | 0
EPA621 CO2 Rate Limit for NG Cofire - ORIS:7030 | 407 | 7891 | Rate Constraint in lbs/MMBtu | FALSE | L | Annual | Allowances Withdrawn (n:1) | Thousand Tons | 0 | 0 | 0 | 0 | 0 | 0 | 0
EPA621 CO2 Rate Limit for NG Cofire - ORIS:7030 | 407 | 7891 | Rate Constraint in lbs/MMBtu | FALSE | L | Annual | Net Emissions Allowance Position | Thousand Tons | 0 | 0 | 0 | 0 | 0 | 0 | 0
EPA621 CO2 Rate Limit for NG Cofire - ORIS:7030 | 407 | 7891 | Rate Constraint in lbs/MMBtu | FALSE | L | Annual | Fuel Consumed | TBtu | 0 | 0 | 0 | 0 | 0 | 0 | 0
EPA621 CO2 Rate Limit for NG Cofire - ORIS:7030 | 407 | 7891 | Rate Constraint in lbs/MMBtu | FALSE | L | Annual | Rate | lb/MMBtu | 0 | 0 | 0 | 0 | 0 | 0 | 0
EPA621 CO2 Rate Limit for NG Cofire - ORIS:7030 | 407 | 7891 | Rate Constraint in lbs/MMBtu | FALSE | L | Annual | Generation | TWh | 0 | 0 | 0 | 0 | 0 | 0 | 0
EPA621 CO2 Rate Limit for NG Cofire - ORIS:7030 | 407 | 7891 | Rate Constraint in lbs/MMBtu | FALSE | L | Annual | Qualifying Generation | TWh | 0 | 0 | 0 | 0 | 0 | 0 | 0
EPA621 CO2 Rate Limit for NG Cofire - ORIS:7030 | 407 | 7891 | Rate Constraint in lbs/MMBtu | FALSE | L | Annual | Rate | lb/MWh | 0 | 0 | 0 | 0 | 0 | 0 | 0
EPA621 CO2 Rate Limit for NG Cofire - ORIS:7030 | 407 | 7891 | Rate Constraint in lbs/MMBtu | FALSE | L | Annual | Constraint Shadow Price | US2019$/Ton | 0 | 42.7483 | 16.4972 | 13.3785 | 15.5802 | 28.8311 | 38.2547
EPA621 CO2 Rate Limit for NG Cofire - ORIS:7097 | 408 | 7783 | Rate Constraint in lbs/MMBtu | FALSE | L | Annual | Seasons Included | Seasons |  | Winter, WintShld, Summer | Winter, WintShld, Summer | Winter, WintShld, Summer | Winter, WintShld, Summer | Winter, WintShld, Summer | Winter, WintShld, Summer
EPA621 CO2 Rate Limit for NG Cofire - ORIS:7097 | 408 | 7783 | Rate Constraint in lbs/MMBtu | FALSE | L | Annual | Standard CO2 | lb/MMBtu | 176.5228 | 176.5228 | 176.5228 | 176.5228 | 176.5228 | 176.5228 | 176.5228
EPA621 CO2 Rate Limit for NG Cofire - ORIS:7097 | 408 | 7783 | Rate Constraint in lbs/MMBtu | FALSE | L | Annual | Emissions at Affected Plants CO2 | Thousand Tons | 0 | 0 | 0 | 0 | 0 | 0 | 0
EPA621 CO2 Rate Limit for NG Cofire - ORIS:7097 | 408 | 7783 | Rate Constraint in lbs/MMBtu | FALSE | L | Annual | Allowances Purchased CO2 | Thousand Tons | 0 | 0 | 0 | 0 | 0 | 0 | 0
EPA621 CO2 Rate Limit for NG Cofire - ORIS:7097 | 408 | 7783 | Rate Constraint in lbs/MMBtu | FALSE | L | Annual | Allowances Sold CO2 | Thousand Tons | 0 | 0 | 0 | 0 | 0 | 0 | 0
EPA621 CO2 Rate Limit for NG Cofire - ORIS:7097 | 408 | 7783 | Rate Constraint in lbs/MMBtu | FALSE | L | Annual | Allowances Banked | Thousand Tons | 0 | 0 | 0 | 0 | 0 | 0 | 0
EPA621 CO2 Rate Limit for NG Cofire - ORIS:7097 | 408 | 7783 | Rate Constraint in lbs/MMBtu | FALSE | L | Annual | Allowances Withdrawn (1:1) | Thousand Tons | 0 | 0 | 0 | 0 | 0 | 0 | 0
EPA621 CO2 Rate Limit for NG Cofire - ORIS:7097 | 408 | 7783 | Rate Constraint in lbs/MMBtu | FALSE | L | Annual | Allowances Withdrawn (n:1) | Thousand Tons | 0 | 0 | 0 | 0 | 0 | 0 | 0
EPA621 CO2 Rate Limit for NG Cofire - ORIS:7097 | 408 | 7783 | Rate Constraint in lbs/MMBtu | FALSE | L | Annual | Net Emissions Allowance Position | Thousand Tons | 0 | 0 | 0 | 0 | 0 | 0 | 0
EPA621 CO2 Rate Limit for NG Cofire - ORIS:7097 | 408 | 7783 | Rate Constraint in lbs/MMBtu | FALSE | L | Annual | Fuel Consumed | TBtu | 0 | 0 | 0 | 0 | 0 | 0 | 0
EPA621 CO2 Rate Limit for NG Cofire - ORIS:7097 | 408 | 7783 | Rate Constraint in lbs/MMBtu | FALSE | L | Annual | Rate | lb/MMBtu | 0 | 0 | 0 | 0 | 0 | 0 | 0
EPA621 CO2 Rate Limit for NG Cofire - ORIS:7097 | 408 | 7783 | Rate Constraint in lbs/MMBtu | FALSE | L | Annual | Generation | TWh | 0 | 0 | 0 | 0 | 0 | 0 | 0
EPA621 CO2 Rate Limit for NG Cofire - ORIS:7097 | 408 | 7783 | Rate Constraint in lbs/MMBtu | FALSE | L | Annual | Qualifying Generation | TWh | 0 | 0 | 0 | 0 | 0 | 0 | 0
EPA621 CO2 Rate Limit for NG Cofire - ORIS:7097 | 408 | 7783 | Rate Constraint in lbs/MMBtu | FALSE | L | Annual | Rate | lb/MWh | 0 | 0 | 0 | 0 | 0 | 0 | 0
EPA621 CO2 Rate Limit for NG Cofire - ORIS:7097 | 408 | 7783 | Rate Constraint in lbs/MMBtu | FALSE | L | Annual | Constraint Shadow Price | US2019$/Ton | 0 | 20.9235 | 7.9974 | 0 | 20.1154 | 0 | 20.8023
EPA621 CO2 Rate Limit for NG Cofire - ORIS:7213 | 409 | 7911 | Rate Constraint in lbs/MMBtu | FALSE | L | Annual | Seasons Included | Seasons |  | Winter, WintShld, Summer | Winter, WintShld, Summer | Winter, WintShld, Summer | Winter, WintShld, Summer | Winter, WintShld, Summer | Winter, WintShld, Summer
EPA621 CO2 Rate Limit for NG Cofire - ORIS:7213 | 409 | 7911 | Rate Constraint in lbs/MMBtu | FALSE | L | Annual | Standard CO2 | lb/MMBtu | 175.1445 | 175.1445 | 175.1445 | 175.1445 | 175.1445 | 175.1445 | 175.1445
EPA621 CO2 Rate Limit for NG Cofire - ORIS:7213 | 409 | 7911 | Rate Constraint in lbs/MMBtu | FALSE | L | Annual | Emissions at Affected Plants CO2 | Thousand Tons | 0 | 0 | 0 | 0 | 0 | 0 | 0
EPA621 CO2 Rate Limit for NG Cofire - ORIS:7213 | 409 | 7911 | Rate Constraint in lbs/MMBtu | FALSE | L | Annual | Allowances Purchased CO2 | Thousand Tons | 0 | 0 | 0 | 0 | 0 | 0 | 0
EPA621 CO2 Rate Limit for NG Cofire - ORIS:7213 | 409 | 7911 | Rate Constraint in lbs/MMBtu | FALSE | L | Annual | Allowances Sold CO2 | Thousand Tons | 0 | 0 | 0 | 0 | 0 | 0 | 0
EPA621 CO2 Rate Limit for NG Cofire - ORIS:7213 | 409 | 7911 | Rate Constraint in lbs/MMBtu | FALSE | L | Annual | Allowances Banked | Thousand Tons | 0 | 0 | 0 | 0 | 0 | 0 | 0
EPA621 CO2 Rate Limit for NG Cofire - ORIS:7213 | 409 | 7911 | Rate Constraint in lbs/MMBtu | FALSE | L | Annual | Allowances Withdrawn (1:1) | Thousand Tons | 0 | 0 | 0 | 0 | 0 | 0 | 0
EPA621 CO2 Rate Limit for NG Cofire - ORIS:7213 | 409 | 7911 | Rate Constraint in lbs/MMBtu | FALSE | L | Annual | Allowances Withdrawn (n:1) | Thousand Tons | 0 | 0 | 0 | 0 | 0 | 0 | 0
EPA621 CO2 Rate Limit for NG Cofire - ORIS:7213 | 409 | 7911 | Rate Constraint in lbs/MMBtu | FALSE | L | Annual | Net Emissions Allowance Position | Thousand Tons | 0 | 0 | 0 | 0 | 0 | 0 | 0
EPA621 CO2 Rate Limit for NG Cofire - ORIS:7213 | 409 | 7911 | Rate Constraint in lbs/MMBtu | FALSE | L | Annual | Fuel Consumed | TBtu | 0 | 0 | 0 | 0 | 0 | 0 | 0
EPA621 CO2 Rate Limit for NG Cofire - ORIS:7213 | 409 | 7911 | Rate Constraint in lbs/MMBtu | FALSE | L | Annual | Rate | lb/MMBtu | 0 | 0 | 0 | 0 | 0 | 0 | 0
EPA621 CO2 Rate Limit for NG Cofire - ORIS:7213 | 409 | 7911 | Rate Constraint in lbs/MMBtu | FALSE | L | Annual | Generation | TWh | 0 | 0 | 0 | 0 | 0 | 0 | 0
EPA621 CO2 Rate Limit for NG Cofire - ORIS:7213 | 409 | 7911 | Rate Constraint in lbs/MMBtu | FALSE | L | Annual | Qualifying Generation | TWh | 0 | 0 | 0 | 0 | 0 | 0 | 0
EPA621 CO2 Rate Limit for NG Cofire - ORIS:7213 | 409 | 7911 | Rate Constraint in lbs/MMBtu | FALSE | L | Annual | Rate | lb/MWh | 0 | 0 | 0 | 0 | 0 | 0 | 0
EPA621 CO2 Rate Limit for NG Cofire - ORIS:7213 | 409 | 7911 | Rate Constraint in lbs/MMBtu | FALSE | L | Annual | Constraint Shadow Price | US2019$/Ton | 0 | 0.33059 | 0 | 0 | 0 | 0 | 0
EPA621 CO2 Rate Limit for NG Cofire - ORIS:7343 | 410 | 7829 | Rate Constraint in lbs/MMBtu | FALSE | L | Annual | Seasons Included | Seasons |  | Winter, WintShld, Summer | Winter, WintShld, Summer | Winter, WintShld, Summer | Winter, WintShld, Summer | Winter, WintShld, Summer | Winter, WintShld, Summer
EPA621 CO2 Rate Limit for NG Cofire - ORIS:7343 | 410 | 7829 | Rate Constraint in lbs/MMBtu | FALSE | L | Annual | Standard CO2 | lb/MMBtu | 178.3123 | 178.3123 | 178.3123 | 178.3123 | 178.3123 | 178.3123 | 178.3123
EPA621 CO2 Rate Limit for NG Cofire - ORIS:7343 | 410 | 7829 | Rate Constraint in lbs/MMBtu | FALSE | L | Annual | Emissions at Affected Plants CO2 | Thousand Tons | 0 | 0 | 0 | 0 | 0 | 0 | 0
EPA621 CO2 Rate Limit for NG Cofire - ORIS:7343 | 410 | 7829 | Rate Constraint in lbs/MMBtu | FALSE | L | Annual | Allowances Purchased CO2 | Thousand Tons | 0 | 0 | 0 | 0 | 0 | 0 | 0
EPA621 CO2 Rate Limit for NG Cofire - ORIS:7343 | 410 | 7829 | Rate Constraint in lbs/MMBtu | FALSE | L | Annual | Allowances Sold CO2 | Thousand Tons | 0 | 0 | 0 | 0 | 0 | 0 | 0
EPA621 CO2 Rate Limit for NG Cofire - ORIS:7343 | 410 | 7829 | Rate Constraint in lbs/MMBtu | FALSE | L | Annual | Allowances Banked | Thousand Tons | 0 | 0 | 0 | 0 | 0 | 0 | 0
EPA621 CO2 Rate Limit for NG Cofire - ORIS:7343 | 410 | 7829 | Rate Constraint in lbs/MMBtu | FALSE | L | Annual | Allowances Withdrawn (1:1) | Thousand Tons | 0 | 0 | 0 | 0 | 0 | 0 | 0
EPA621 CO2 Rate Limit for NG Cofire - ORIS:7343 | 410 | 7829 | Rate Constraint in lbs/MMBtu | FALSE | L | Annual | Allowances Withdrawn (n:1) | Thousand Tons | 0 | 0 | 0 | 0 | 0 | 0 | 0
EPA621 CO2 Rate Limit for NG Cofire - ORIS:7343 | 410 | 7829 | Rate Constraint in lbs/MMBtu | FALSE | L | Annual | Net Emissions Allowance Position | Thousand Tons | 0 | 0 | 0 | 0 | 0 | 0 | 0
EPA621 CO2 Rate Limit for NG Cofire - ORIS:7343 | 410 | 7829 | Rate Constraint in lbs/MMBtu | FALSE | L | Annual | Fuel Consumed | TBtu | 0 | 0 | 0 | 0 | 0 | 0 | 0
EPA621 CO2 Rate Limit for NG Cofire - ORIS:7343 | 410 | 7829 | Rate Constraint in lbs/MMBtu | FALSE | L | Annual | Rate | lb/MMBtu | 0 | 0 | 0 | 0 | 0 | 0 | 0
EPA621 CO2 Rate Limit for NG Cofire - ORIS:7343 | 410 | 7829 | Rate Constraint in lbs/MMBtu | FALSE | L | Annual | Generation | TWh | 0 | 0 | 0 | 0 | 0 | 0 | 0
EPA621 CO2 Rate Limit for NG Cofire - ORIS:7343 | 410 | 7829 | Rate Constraint in lbs/MMBtu | FALSE | L | Annual | Qualifying Generation | TWh | 0 | 0 | 0 | 0 | 0 | 0 | 0
EPA621 CO2 Rate Limit for NG Cofire - ORIS:7343 | 410 | 7829 | Rate Constraint in lbs/MMBtu | FALSE | L | Annual | Rate | lb/MWh | 0 | 0 | 0 | 0 | 0 | 0 | 0
EPA621 CO2 Rate Limit for NG Cofire - ORIS:7343 | 410 | 7829 | Rate Constraint in lbs/MMBtu | FALSE | L | Annual | Constraint Shadow Price | US2019$/Ton | 0 | 96.9531 | 130.7161 | 58.4208 | 70.8342 | 73.668 | 65.6056
EPA621 CO2 Rate Limit for NG Cofire - ORIS:8042 | 411 | 7903 | Rate Constraint in lbs/MMBtu | FALSE | L | Annual | Seasons Included | Seasons |  | Winter, WintShld, Summer | Winter, WintShld, Summer | Winter, WintShld, Summer | Winter, WintShld, Summer | Winter, WintShld, Summer | Winter, WintShld, Summer
EPA621 CO2 Rate Limit for NG Cofire - ORIS:8042 | 411 | 7903 | Rate Constraint in lbs/MMBtu | FALSE | L | Annual | Standard CO2 | lb/MMBtu | 173.5313 | 173.5313 | 173.5313 | 173.5313 | 173.5313 | 173.5313 | 173.5313
EPA621 CO2 Rate Limit for NG Cofire - ORIS:8042 | 411 | 7903 | Rate Constraint in lbs/MMBtu | FALSE | L | Annual | Emissions at Affected Plants CO2 | Thousand Tons | 0 | 0 | 0 | 0 | 0 | 0 | 0
EPA621 CO2 Rate Limit for NG Cofire - ORIS:8042 | 411 | 7903 | Rate Constraint in lbs/MMBtu | FALSE | L | Annual | Allowances Purchased CO2 | Thousand Tons | 0 | 0 | 0 | 0 | 0 | 0 | 0
EPA621 CO2 Rate Limit for NG Cofire - ORIS:8042 | 411 | 7903 | Rate Constraint in lbs/MMBtu | FALSE | L | Annual | Allowances Sold CO2 | Thousand Tons | 0 | 0 | 0 | 0 | 0 | 0 | 0
EPA621 CO2 Rate Limit for NG Cofire - ORIS:8042 | 411 | 7903 | Rate Constraint in lbs/MMBtu | FALSE | L | Annual | Allowances Banked | Thousand Tons | 0 | 0 | 0 | 0 | 0 | 0 | 0
EPA621 CO2 Rate Limit for NG Cofire - ORIS:8042 | 411 | 7903 | Rate Constraint in lbs/MMBtu | FALSE | L | Annual | Allowances Withdrawn (1:1) | Thousand Tons | 0 | 0 | 0 | 0 | 0 | 0 | 0
EPA621 CO2 Rate Limit for NG Cofire - ORIS:8042 | 411 | 7903 | Rate Constraint in lbs/MMBtu | FALSE | L | Annual | Allowances Withdrawn (n:1) | Thousand Tons | 0 | 0 | 0 | 0 | 0 | 0 | 0
EPA621 CO2 Rate Limit for NG Cofire - ORIS:8042 | 411 | 7903 | Rate Constraint in lbs/MMBtu | FALSE | L | Annual | Net Emissions Allowance Position | Thousand Tons | 0 | 0 | 0 | 0 | 0 | 0 | 0
EPA621 CO2 Rate Limit for NG Cofire - ORIS:8042 | 411 | 7903 | Rate Constraint in lbs/MMBtu | FALSE | L | Annual | Fuel Consumed | TBtu | 0 | 0 | 0 | 0 | 0 | 0 | 0
EPA621 CO2 Rate Limit for NG Cofire - ORIS:8042 | 411 | 7903 | Rate Constraint in lbs/MMBtu | FALSE | L | Annual | Rate | lb/MMBtu | 0 | 0 | 0 | 0 | 0 | 0 | 0
EPA621 CO2 Rate Limit for NG Cofire - ORIS:8042 | 411 | 7903 | Rate Constraint in lbs/MMBtu | FALSE | L | Annual | Generation | TWh | 0 | 0 | 0 | 0 | 0 | 0 | 0
EPA621 CO2 Rate Limit for NG Cofire - ORIS:8042 | 411 | 7903 | Rate Constraint in lbs/MMBtu | FALSE | L | Annual | Qualifying Generation | TWh | 0 | 0 | 0 | 0 | 0 | 0 | 0
EPA621 CO2 Rate Limit for NG Cofire - ORIS:8042 | 411 | 7903 | Rate Constraint in lbs/MMBtu | FALSE | L | Annual | Rate | lb/MWh | 0 | 0 | 0 | 0 | 0 | 0 | 0
EPA621 CO2 Rate Limit for NG Cofire - ORIS:8042 | 411 | 7903 | Rate Constraint in lbs/MMBtu | FALSE | L | Annual | Constraint Shadow Price | US2019$/Ton | 0 | 0 | 1.221 | 0 | 2.2912 | 4.9185 | 4.7627
EPA621 CO2 Rate Limit for NG Cofire - ORIS:8069 | 413 | 7860 | Rate Constraint in lbs/MMBtu | FALSE | L | Annual | Seasons Included | Seasons |  | Winter, WintShld, Summer | Winter, WintShld, Summer | Winter, WintShld, Summer | Winter, WintShld, Summer | Winter, WintShld, Summer | Winter, WintShld, Summer
EPA621 CO2 Rate Limit for NG Cofire - ORIS:8069 | 413 | 7860 | Rate Constraint in lbs/MMBtu | FALSE | L | Annual | Standard CO2 | lb/MMBtu | 175.5127 | 175.5127 | 175.5127 | 175.5127 | 175.5127 | 175.5127 | 175.5127
EPA621 CO2 Rate Limit for NG Cofire - ORIS:8069 | 413 | 7860 | Rate Constraint in lbs/MMBtu | FALSE | L | Annual | Emissions at Affected Plants CO2 | Thousand Tons | 0 | 0 | 0 | 0 | 0 | 0 | 0
EPA621 CO2 Rate Limit for NG Cofire - ORIS:8069 | 413 | 7860 | Rate Constraint in lbs/MMBtu | FALSE | L | Annual | Allowances Purchased CO2 | Thousand Tons | 0 | 0 | 0 | 0 | 0 | 0 | 0
EPA621 CO2 Rate Limit for NG Cofire - ORIS:8069 | 413 | 7860 | Rate Constraint in lbs/MMBtu | FALSE | L | Annual | Allowances Sold CO2 | Thousand Tons | 0 | 0 | 0 | 0 | 0 | 0 | 0
EPA621 CO2 Rate Limit for NG Cofire - ORIS:8069 | 413 | 7860 | Rate Constraint in lbs/MMBtu | FALSE | L | Annual | Allowances Banked | Thousand Tons | 0 | 0 | 0 | 0 | 0 | 0 | 0
EPA621 CO2 Rate Limit for NG Cofire - ORIS:8069 | 413 | 7860 | Rate Constraint in lbs/MMBtu | FALSE | L | Annual | Allowances Withdrawn (1:1) | Thousand Tons | 0 | 0 | 0 | 0 | 0 | 0 | 0
EPA621 CO2 Rate Limit for NG Cofire - ORIS:8069 | 413 | 7860 | Rate Constraint in lbs/MMBtu | FALSE | L | Annual | Allowances Withdrawn (n:1) | Thousand Tons | 0 | 0 | 0 | 0 | 0 | 0 | 0
EPA621 CO2 Rate Limit for NG Cofire - ORIS:8069 | 413 | 7860 | Rate Constraint in lbs/MMBtu | FALSE | L | Annual | Net Emissions Allowance Position | Thousand Tons | 0 | 0 | 0 | 0 | 0 | 0 | 0
EPA621 CO2 Rate Limit for NG Cofire - ORIS:8069 | 413 | 7860 | Rate Constraint in lbs/MMBtu | FALSE | L | Annual | Fuel Consumed | TBtu | 0 | 0 | 0 | 0 | 0 | 0 | 0
EPA621 CO2 Rate Limit for NG Cofire - ORIS:8069 | 413 | 7860 | Rate Constraint in lbs/MMBtu | FALSE | L | Annual | Rate | lb/MMBtu | 0 | 0 | 0 | 0 | 0 | 0 | 0
EPA621 CO2 Rate Limit for NG Cofire - ORIS:8069 | 413 | 7860 | Rate Constraint in lbs/MMBtu | FALSE | L | Annual | Generation | TWh | 0 | 0 | 0 | 0 | 0 | 0 | 0
EPA621 CO2 Rate Limit for NG Cofire - ORIS:8069 | 413 | 7860 | Rate Constraint in lbs/MMBtu | FALSE | L | Annual | Qualifying Generation | TWh | 0 | 0 | 0 | 0 | 0 | 0 | 0
EPA621 CO2 Rate Limit for NG Cofire - ORIS:8069 | 413 | 7860 | Rate Constraint in lbs/MMBtu | FALSE | L | Annual | Rate | lb/MWh | 0 | 0 | 0 | 0 | 0 | 0 | 0
EPA621 CO2 Rate Limit for NG Cofire - ORIS:8069 | 413 | 7860 | Rate Constraint in lbs/MMBtu | FALSE | L | Annual | Constraint Shadow Price | US2019$/Ton | 0 | 35.0677 | 35.7965 | 29.2288 | 35.4906 | 29.9819 | 25.9337
EPA621 CO2 Rate Limit for NG Cofire - ORIS:8222 | 415 | 7830 | Rate Constraint in lbs/MMBtu | FALSE | L | Annual | Seasons Included | Seasons |  | Winter, WintShld, Summer | Winter, WintShld, Summer | Winter, WintShld, Summer | Winter, WintShld, Summer | Winter, WintShld, Summer | Winter, WintShld, Summer
EPA621 CO2 Rate Limit for NG Cofire - ORIS:8222 | 415 | 7830 | Rate Constraint in lbs/MMBtu | FALSE | L | Annual | Standard CO2 | lb/MMBtu | 176.402 | 176.402 | 176.402 | 176.402 | 176.402 | 176.402 | 176.402
EPA621 CO2 Rate Limit for NG Cofire - ORIS:8222 | 415 | 7830 | Rate Constraint in lbs/MMBtu | FALSE | L | Annual | Emissions at Affected Plants CO2 | Thousand Tons | 0 | 0 | 0 | 0 | 0 | 0 | 0
EPA621 CO2 Rate Limit for NG Cofire - ORIS:8222 | 415 | 7830 | Rate Constraint in lbs/MMBtu | FALSE | L | Annual | Allowances Purchased CO2 | Thousand Tons | 0 | 0 | 0 | 0 | 0 | 0 | 0
EPA621 CO2 Rate Limit for NG Cofire - ORIS:8222 | 415 | 7830 | Rate Constraint in lbs/MMBtu | FALSE | L | Annual | Allowances Sold CO2 | Thousand Tons | 0 | 0 | 0 | 0 | 0 | 0 | 0
EPA621 CO2 Rate Limit for NG Cofire - ORIS:8222 | 415 | 7830 | Rate Constraint in lbs/MMBtu | FALSE | L | Annual | Allowances Banked | Thousand Tons | 0 | 0 | 0 | 0 | 0 | 0 | 0
EPA621 CO2 Rate Limit for NG Cofire - ORIS:8222 | 415 | 7830 | Rate Constraint in lbs/MMBtu | FALSE | L | Annual | Allowances Withdrawn (1:1) | Thousand Tons | 0 | 0 | 0 | 0 | 0 | 0 | 0
EPA621 CO2 Rate Limit for NG Cofire - ORIS:8222 | 415 | 7830 | Rate Constraint in lbs/MMBtu | FALSE | L | Annual | Allowances Withdrawn (n:1) | Thousand Tons | 0 | 0 | 0 | 0 | 0 | 0 | 0
EPA621 CO2 Rate Limit for NG Cofire - ORIS:8222 | 415 | 7830 | Rate Constraint in lbs/MMBtu | FALSE | L | Annual | Net Emissions Allowance Position | Thousand Tons | 0 | 0 | 0 | 0 | 0 | 0 | 0
EPA621 CO2 Rate Limit for NG Cofire - ORIS:8222 | 415 | 7830 | Rate Constraint in lbs/MMBtu | FALSE | L | Annual | Fuel Consumed | TBtu | 0 | 0 | 0 | 0 | 0 | 0 | 0
EPA621 CO2 Rate Limit for NG Cofire - ORIS:8222 | 415 | 7830 | Rate Constraint in lbs/MMBtu | FALSE | L | Annual | Rate | lb/MMBtu | 0 | 0 | 0 | 0 | 0 | 0 | 0
EPA621 CO2 Rate Limit for NG Cofire - ORIS:8222 | 415 | 7830 | Rate Constraint in lbs/MMBtu | FALSE | L | Annual | Generation | TWh | 0 | 0 | 0 | 0 | 0 | 0 | 0
EPA621 CO2 Rate Limit for NG Cofire - ORIS:8222 | 415 | 7830 | Rate Constraint in lbs/MMBtu | FALSE | L | Annual | Qualifying Generation | TWh | 0 | 0 | 0 | 0 | 0 | 0 | 0
EPA621 CO2 Rate Limit for NG Cofire - ORIS:8222 | 415 | 7830 | Rate Constraint in lbs/MMBtu | FALSE | L | Annual | Rate | lb/MWh | 0 | 0 | 0 | 0 | 0 | 0 | 0
EPA621 CO2 Rate Limit for NG Cofire - ORIS:8222 | 415 | 7830 | Rate Constraint in lbs/MMBtu | FALSE | L | Annual | Constraint Shadow Price | US2019$/Ton | 0 | 64.8677 | 22.5369 | 0 | 0 | 0 | 71.6854
EPA621 CO2 Rate Limit for NG Cofire - ORIS:8223 | 416 | 7919 | Rate Constraint in lbs/MMBtu | FALSE | L | Annual | Seasons Included | Seasons |  | Winter, WintShld, Summer | Winter, WintShld, Summer | Winter, WintShld, Summer | Winter, WintShld, Summer | Winter, WintShld, Summer | Winter, WintShld, Summer
EPA621 CO2 Rate Limit for NG Cofire - ORIS:8223 | 416 | 7919 | Rate Constraint in lbs/MMBtu | FALSE | L | Annual | Standard CO2 | lb/MMBtu | 176.252 | 176.252 | 176.252 | 176.252 | 176.252 | 176.252 | 176.252
EPA621 CO2 Rate Limit for NG Cofire - ORIS:8223 | 416 | 7919 | Rate Constraint in lbs/MMBtu | FALSE | L | Annual | Emissions at Affected Plants CO2 | Thousand Tons | 0 | 0 | 0 | 0 | 0 | 0 | 0
EPA621 CO2 Rate Limit for NG Cofire - ORIS:8223 | 416 | 7919 | Rate Constraint in lbs/MMBtu | FALSE | L | Annual | Allowances Purchased CO2 | Thousand Tons | 0 | 0 | 0 | 0 | 0 | 0 | 0
EPA621 CO2 Rate Limit for NG Cofire - ORIS:8223 | 416 | 7919 | Rate Constraint in lbs/MMBtu | FALSE | L | Annual | Allowances Sold CO2 | Thousand Tons | 0 | 0 | 0 | 0 | 0 | 0 | 0
EPA621 CO2 Rate Limit for NG Cofire - ORIS:8223 | 416 | 7919 | Rate Constraint in lbs/MMBtu | FALSE | L | Annual | Allowances Banked | Thousand Tons | 0 | 0 | 0 | 0 | 0 | 0 | 0
EPA621 CO2 Rate Limit for NG Cofire - ORIS:8223 | 416 | 7919 | Rate Constraint in lbs/MMBtu | FALSE | L | Annual | Allowances Withdrawn (1:1) | Thousand Tons | 0 | 0 | 0 | 0 | 0 | 0 | 0
EPA621 CO2 Rate Limit for NG Cofire - ORIS:8223 | 416 | 7919 | Rate Constraint in lbs/MMBtu | FALSE | L | Annual | Allowances Withdrawn (n:1) | Thousand Tons | 0 | 0 | 0 | 0 | 0 | 0 | 0
EPA621 CO2 Rate Limit for NG Cofire - ORIS:8223 | 416 | 7919 | Rate Constraint in lbs/MMBtu | FALSE | L | Annual | Net Emissions Allowance Position | Thousand Tons | 0 | 0 | 0 | 0 | 0 | 0 | 0
EPA621 CO2 Rate Limit for NG Cofire - ORIS:8223 | 416 | 7919 | Rate Constraint in lbs/MMBtu | FALSE | L | Annual | Fuel Consumed | TBtu | 0 | 0 | 0 | 0 | 0 | 0 | 0
EPA621 CO2 Rate Limit for NG Cofire - ORIS:8223 | 416 | 7919 | Rate Constraint in lbs/MMBtu | FALSE | L | Annual | Rate | lb/MMBtu | 0 | 0 | 0 | 0 | 0 | 0 | 0
EPA621 CO2 Rate Limit for NG Cofire - ORIS:8223 | 416 | 7919 | Rate Constraint in lbs/MMBtu | FALSE | L | Annual | Generation | TWh | 0 | 0 | 0 | 0 | 0 | 0 | 0
EPA621 CO2 Rate Limit for NG Cofire - ORIS:8223 | 416 | 7919 | Rate Constraint in lbs/MMBtu | FALSE | L | Annual | Qualifying Generation | TWh | 0 | 0 | 0 | 0 | 0 | 0 | 0
EPA621 CO2 Rate Limit for NG Cofire - ORIS:8223 | 416 | 7919 | Rate Constraint in lbs/MMBtu | FALSE | L | Annual | Rate | lb/MWh | 0 | 0 | 0 | 0 | 0 | 0 | 0
EPA621 CO2 Rate Limit for NG Cofire - ORIS:8223 | 416 | 7919 | Rate Constraint in lbs/MMBtu | FALSE | L | Annual | Constraint Shadow Price | US2019$/Ton | 0 | 294.2646 | 141.382 | 41.9911 | 51.2736 | 43.6443 | 43.4642
EPA621 CO2 Rate Limit for NG Cofire - ORIS:963 | 418 | 7786 | Rate Constraint in lbs/MMBtu | FALSE | L | Annual | Seasons Included | Seasons |  | Winter, WintShld, Summer | Winter, WintShld, Summer | Winter, WintShld, Summer | Winter, WintShld, Summer | Winter, WintShld, Summer | Winter, WintShld, Summer
EPA621 CO2 Rate Limit for NG Cofire - ORIS:963 | 418 | 7786 | Rate Constraint in lbs/MMBtu | FALSE | L | Annual | Standard CO2 | lb/MMBtu | 170.1894 | 170.1894 | 170.1894 | 170.1894 | 170.1894 | 170.1894 | 170.1894
EPA621 CO2 Rate Limit for NG Cofire - ORIS:963 | 418 | 7786 | Rate Constraint in lbs/MMBtu | FALSE | L | Annual | Emissions at Affected Plants CO2 | Thousand Tons | 0 | 0 | 0 | 0 | 0 | 0 | 0
EPA621 CO2 Rate Limit for NG Cofire - ORIS:963 | 418 | 7786 | Rate Constraint in lbs/MMBtu | FALSE | L | Annual | Allowances Purchased CO2 | Thousand Tons | 0 | 0 | 0 | 0 | 0 | 0 | 0
EPA621 CO2 Rate Limit for NG Cofire - ORIS:963 | 418 | 7786 | Rate Constraint in lbs/MMBtu | FALSE | L | Annual | Allowances Sold CO2 | Thousand Tons | 0 | 0 | 0 | 0 | 0 | 0 | 0
EPA621 CO2 Rate Limit for NG Cofire - ORIS:963 | 418 | 7786 | Rate Constraint in lbs/MMBtu | FALSE | L | Annual | Allowances Banked | Thousand Tons | 0 | 0 | 0 | 0 | 0 | 0 | 0
EPA621 CO2 Rate Limit for NG Cofire - ORIS:963 | 418 | 7786 | Rate Constraint in lbs/MMBtu | FALSE | L | Annual | Allowances Withdrawn (1:1) | Thousand Tons | 0 | 0 | 0 | 0 | 0 | 0 | 0
EPA621 CO2 Rate Limit for NG Cofire - ORIS:963 | 418 | 7786 | Rate Constraint in lbs/MMBtu | FALSE | L | Annual | Allowances Withdrawn (n:1) | Thousand Tons | 0 | 0 | 0 | 0 | 0 | 0 | 0
EPA621 CO2 Rate Limit for NG Cofire - ORIS:963 | 418 | 7786 | Rate Constraint in lbs/MMBtu | FALSE | L | Annual | Net Emissions Allowance Position | Thousand Tons | 0 | 0 | 0 | 0 | 0 | 0 | 0
EPA621 CO2 Rate Limit for NG Cofire - ORIS:963 | 418 | 7786 | Rate Constraint in lbs/MMBtu | FALSE | L | Annual | Fuel Consumed | TBtu | 0 | 0 | 0 | 0 | 0 | 0 | 0
EPA621 CO2 Rate Limit for NG Cofire - ORIS:963 | 418 | 7786 | Rate Constraint in lbs/MMBtu | FALSE | L | Annual | Rate | lb/MMBtu | 0 | 0 | 0 | 0 | 0 | 0 | 0
EPA621 CO2 Rate Limit for NG Cofire - ORIS:963 | 418 | 7786 | Rate Constraint in lbs/MMBtu | FALSE | L | Annual | Generation | TWh | 0 | 0 | 0 | 0 | 0 | 0 | 0
EPA621 CO2 Rate Limit for NG Cofire - ORIS:963 | 418 | 7786 | Rate Constraint in lbs/MMBtu | FALSE | L | Annual | Qualifying Generation | TWh | 0 | 0 | 0 | 0 | 0 | 0 | 0
EPA621 CO2 Rate Limit for NG Cofire - ORIS:963 | 418 | 7786 | Rate Constraint in lbs/MMBtu | FALSE | L | Annual | Rate | lb/MWh | 0 | 0 | 0 | 0 | 0 | 0 | 0
EPA621 CO2 Rate Limit for NG Cofire - ORIS:963 | 418 | 7786 | Rate Constraint in lbs/MMBtu | FALSE | L | Annual | Constraint Shadow Price | US2019$/Ton | 0 | 38.3657 | 5.173 | 4.7926 | 20.3555 | 14.2999 | 17.4893
EPA621 CO2 Rate Limit for NG Cofire - ORIS:983 | 420 | 7859 | Rate Constraint in lbs/MMBtu | FALSE | L | Annual | Seasons Included | Seasons |  | Winter, WintShld, Summer | Winter, WintShld, Summer | Winter, WintShld, Summer | Winter, WintShld, Summer | Winter, WintShld, Summer | Winter, WintShld, Summer
EPA621 CO2 Rate Limit for NG Cofire - ORIS:983 | 420 | 7859 | Rate Constraint in lbs/MMBtu | FALSE | L | Annual | Standard CO2 | lb/MMBtu | 180.5389 | 180.5389 | 180.5389 | 180.5389 | 180.5389 | 180.5389 | 180.5389
EPA621 CO2 Rate Limit for NG Cofire - ORIS:983 | 420 | 7859 | Rate Constraint in lbs/MMBtu | FALSE | L | Annual | Emissions at Affected Plants CO2 | Thousand Tons | 0 | 1185.6528 | 0 | 0 | 0 | 0 | 0
EPA621 CO2 Rate Limit for NG Cofire - ORIS:983 | 420 | 7859 | Rate Constraint in lbs/MMBtu | FALSE | L | Annual | Allowances Purchased CO2 | Thousand Tons | 0 | 0 | 0 | 0 | 0 | 0 | 0
EPA621 CO2 Rate Limit for NG Cofire - ORIS:983 | 420 | 7859 | Rate Constraint in lbs/MMBtu | FALSE | L | Annual | Allowances Sold CO2 | Thousand Tons | 0 | 0 | 0 | 0 | 0 | 0 | 0
EPA621 CO2 Rate Limit for NG Cofire - ORIS:983 | 420 | 7859 | Rate Constraint in lbs/MMBtu | FALSE | L | Annual | Allowances Banked | Thousand Tons | 0 | 0 | 0 | 0 | 0 | 0 | 0
EPA621 CO2 Rate Limit for NG Cofire - ORIS:983 | 420 | 7859 | Rate Constraint in lbs/MMBtu | FALSE | L | Annual | Allowances Withdrawn (1:1) | Thousand Tons | 0 | 0 | 0 | 0 | 0 | 0 | 0
EPA621 CO2 Rate Limit for NG Cofire - ORIS:983 | 420 | 7859 | Rate Constraint in lbs/MMBtu | FALSE | L | Annual | Allowances Withdrawn (n:1) | Thousand Tons | 0 | 0 | 0 | 0 | 0 | 0 | 0
EPA621 CO2 Rate Limit for NG Cofire - ORIS:983 | 420 | 7859 | Rate Constraint in lbs/MMBtu | FALSE | L | Annual | Net Emissions Allowance Position | Thousand Tons | 0 | 1185.6528 | 0 | 0 | 0 | 0 | 0
EPA621 CO2 Rate Limit for NG Cofire - ORIS:983 | 420 | 7859 | Rate Constraint in lbs/MMBtu | FALSE | L | Annual | Fuel Consumed | TBtu | 0 | 13.1346 | 0 | 0 | 0 | 0 | 0
EPA621 CO2 Rate Limit for NG Cofire - ORIS:983 | 420 | 7859 | Rate Constraint in lbs/MMBtu | FALSE | L | Annual | Rate | lb/MMBtu | 0 | 180.5389 | 0 | 0 | 0 | 0 | 0
EPA621 CO2 Rate Limit for NG Cofire - ORIS:983 | 420 | 7859 | Rate Constraint in lbs/MMBtu | FALSE | L | Annual | Generation | TWh | 0 | 1.2171 | 0 | 0 | 0 | 0 | 0
EPA621 CO2 Rate Limit for NG Cofire - ORIS:983 | 420 | 7859 | Rate Constraint in lbs/MMBtu | FALSE | L | Annual | Qualifying Generation | TWh | 0 | 1.2171 | 0 | 0 | 0 | 0 | 0
EPA621 CO2 Rate Limit for NG Cofire - ORIS:983 | 420 | 7859 | Rate Constraint in lbs/MMBtu | FALSE | L | Annual | Rate | lb/MWh | 0 | 1948.3204 | 0 | 0 | 0 | 0 | 0
EPA621 CO2 Rate Limit for NG Cofire - ORIS:983 | 420 | 7859 | Rate Constraint in lbs/MMBtu | FALSE | L | Annual | Constraint Shadow Price | US2019$/Ton | 0 | 23.2895 | 22.1539 | 13.5514 | 0 | 0 | 0
EPA621 CO2 Rate Limit for NG Cofire - ORIS:994 | 421 | 7864 | Rate Constraint in lbs/MMBtu | FALSE | L | Annual | Seasons Included | Seasons |  | Winter, WintShld, Summer | Winter, WintShld, Summer | Winter, WintShld, Summer | Winter, WintShld, Summer | Winter, WintShld, Summer | Winter, WintShld, Summer
EPA621 CO2 Rate Limit for NG Cofire - ORIS:994 | 421 | 7864 | Rate Constraint in lbs/MMBtu | FALSE | L | Annual | Standard CO2 | lb/MMBtu | 174.0667 | 174.0667 | 174.0667 | 174.0667 | 174.0667 | 174.0667 | 174.0667
EPA621 CO2 Rate Limit for NG Cofire - ORIS:994 | 421 | 7864 | Rate Constraint in lbs/MMBtu | FALSE | L | Annual | Emissions at Affected Plants CO2 | Thousand Tons | 0 | 0 | 0 | 0 | 0 | 0 | 0
EPA621 CO2 Rate Limit for NG Cofire - ORIS:994 | 421 | 7864 | Rate Constraint in lbs/MMBtu | FALSE | L | Annual | Allowances Purchased CO2 | Thousand Tons | 0 | 0 | 0 | 0 | 0 | 0 | 0
EPA621 CO2 Rate Limit for NG Cofire - ORIS:994 | 421 | 7864 | Rate Constraint in lbs/MMBtu | FALSE | L | Annual | Allowances Sold CO2 | Thousand Tons | 0 | 0 | 0 | 0 | 0 | 0 | 0
EPA621 CO2 Rate Limit for NG Cofire - ORIS:994 | 421 | 7864 | Rate Constraint in lbs/MMBtu | FALSE | L | Annual | Allowances Banked | Thousand Tons | 0 | 0 | 0 | 0 | 0 | 0 | 0
EPA621 CO2 Rate Limit for NG Cofire - ORIS:994 | 421 | 7864 | Rate Constraint in lbs/MMBtu | FALSE | L | Annual | Allowances Withdrawn (1:1) | Thousand Tons | 0 | 0 | 0 | 0 | 0 | 0 | 0
EPA621 CO2 Rate Limit for NG Cofire - ORIS:994 | 421 | 7864 | Rate Constraint in lbs/MMBtu | FALSE | L | Annual | Allowances Withdrawn (n:1) | Thousand Tons | 0 | 0 | 0 | 0 | 0 | 0 | 0
EPA621 CO2 Rate Limit for NG Cofire - ORIS:994 | 421 | 7864 | Rate Constraint in lbs/MMBtu | FALSE | L | Annual | Net Emissions Allowance Position | Thousand Tons | 0 | 0 | 0 | 0 | 0 | 0 | 0
EPA621 CO2 Rate Limit for NG Cofire - ORIS:994 | 421 | 7864 | Rate Constraint in lbs/MMBtu | FALSE | L | Annual | Fuel Consumed | TBtu | 0 | 0 | 0 | 0 | 0 | 0 | 0
EPA621 CO2 Rate Limit for NG Cofire - ORIS:994 | 421 | 7864 | Rate Constraint in lbs/MMBtu | FALSE | L | Annual | Rate | lb/MMBtu | 0 | 0 | 0 | 0 | 0 | 0 | 0
EPA621 CO2 Rate Limit for NG Cofire - ORIS:994 | 421 | 7864 | Rate Constraint in lbs/MMBtu | FALSE | L | Annual | Generation | TWh | 0 | 0 | 0 | 0 | 0 | 0 | 0
EPA621 CO2 Rate Limit for NG Cofire - ORIS:994 | 421 | 7864 | Rate Constraint in lbs/MMBtu | FALSE | L | Annual | Qualifying Generation | TWh | 0 | 0 | 0 | 0 | 0 | 0 | 0
EPA621 CO2 Rate Limit for NG Cofire - ORIS:994 | 421 | 7864 | Rate Constraint in lbs/MMBtu | FALSE | L | Annual | Rate | lb/MWh | 0 | 0 | 0 | 0 | 0 | 0 | 0
EPA621 CO2 Rate Limit for NG Cofire - ORIS:994 | 421 | 7864 | Rate Constraint in lbs/MMBtu | FALSE | L | Annual | Constraint Shadow Price | US2019$/Ton | 0 | 35.8938 | 11.7009 | 12.196 | 0 | 0 | 0
IA Riverside NOX Rate Annual v5.14 | 422 | 7272 | Rate Constraint in lbs/MMBtu | FALSE | L | Annual | Seasons Included | Seasons | Winter, WintShld, Summer | Winter, WintShld, Summer | Winter, WintShld, Summer | Winter, WintShld, Summer | Winter, WintShld, Summer | Winter, WintShld, Summer | Winter, WintShld, Summer
IA Riverside NOX Rate Annual v5.14 | 422 | 7272 | Rate Constraint in lbs/MMBtu | FALSE | L | Annual | Standard NOX | lb/MMBtu | 0.16 | 0.16 | 0.16 | 0.16 | 0.16 | 0.16 | 0.16
IA Riverside NOX Rate Annual v5.14 | 422 | 7272 | Rate Constraint in lbs/MMBtu | FALSE | L | Annual | Emissions at Affected Plants NOX | Thousand Tons | 0 | 0 | 0 | 0 | 0 | 0 | 0
IA Riverside NOX Rate Annual v5.14 | 422 | 7272 | Rate Constraint in lbs/MMBtu | FALSE | L | Annual | Allowances Purchased NOX | Thousand Tons | 0 | 0 | 0 | 0 | 0 | 0 | 0
IA Riverside NOX Rate Annual v5.14 | 422 | 7272 | Rate Constraint in lbs/MMBtu | FALSE | L | Annual | Allowances Sold NOX | Thousand Tons | 0 | 0 | 0 | 0 | 0 | 0 | 0
IA Riverside NOX Rate Annual v5.14 | 422 | 7272 | Rate Constraint in lbs/MMBtu | FALSE | L | Annual | Allowances Banked | Thousand Tons | 0 | 0 | 0 | 0 | 0 | 0 | 0
IA Riverside NOX Rate Annual v5.14 | 422 | 7272 | Rate Constraint in lbs/MMBtu | FALSE | L | Annual | Allowances Withdrawn (1:1) | Thousand Tons | 0 | 0 | 0 | 0 | 0 | 0 | 0
IA Riverside NOX Rate Annual v5.14 | 422 | 7272 | Rate Constraint in lbs/MMBtu | FALSE | L | Annual | Allowances Withdrawn (n:1) | Thousand Tons | 0 | 0 | 0 | 0 | 0 | 0 | 0
IA Riverside NOX Rate Annual v5.14 | 422 | 7272 | Rate Constraint in lbs/MMBtu | FALSE | L | Annual | Net Emissions Allowance Position | Thousand Tons | 0 | 0 | 0 | 0 | 0 | 0 | 0
IA Riverside NOX Rate Annual v5.14 | 422 | 7272 | Rate Constraint in lbs/MMBtu | FALSE | L | Annual | Fuel Consumed | TBtu | 0 | 0 | 0 | 0 | 0 | 0 | 0
IA Riverside NOX Rate Annual v5.14 | 422 | 7272 | Rate Constraint in lbs/MMBtu | FALSE | L | Annual | Rate | lb/MMBtu | 0 | 0 | 0 | 0 | 0 | 0 | 0
IA Riverside NOX Rate Annual v5.14 | 422 | 7272 | Rate Constraint in lbs/MMBtu | FALSE | L | Annual | Generation | TWh | 0 | 0 | 0 | 0 | 0 | 0 | 0
IA Riverside NOX Rate Annual v5.14 | 422 | 7272 | Rate Constraint in lbs/MMBtu | FALSE | L | Annual | Qualifying Generation | TWh | 0 | 0 | 0 | 0 | 0 | 0 | 0
IA Riverside NOX Rate Annual v5.14 | 422 | 7272 | Rate Constraint in lbs/MMBtu | FALSE | L | Annual | Rate | lb/MWh | 0 | 0 | 0 | 0 | 0 | 0 | 0
IA Riverside NOX Rate Annual v5.14 | 422 | 7272 | Rate Constraint in lbs/MMBtu | FALSE | L | Annual | Constraint Shadow Price | US2019$/Ton | 0 | 0 | 0 | 0 | 0 | 0 | 0
IA Riverside SO2 Rate Annual v5.14 | 423 | 7273 | Rate Constraint in lbs/MMBtu | FALSE | L | Annual | Seasons Included | Seasons | Winter, WintShld, Summer | Winter, WintShld, Summer | Winter, WintShld, Summer | Winter, WintShld, Summer | Winter, WintShld, Summer | Winter, WintShld, Summer | Winter, WintShld, Summer
IA Riverside SO2 Rate Annual v5.14 | 423 | 7273 | Rate Constraint in lbs/MMBtu | FALSE | L | Annual | Standard SO2 | lb/MMBtu | 0.006 | 0.006 | 0.006 | 0.006 | 0.006 | 0.006 | 0.006
IA Riverside SO2 Rate Annual v5.14 | 423 | 7273 | Rate Constraint in lbs/MMBtu | FALSE | L | Annual | Emissions at Affected Plants SO2 | Thousand Tons | 0 | 0 | 0 | 0 | 0 | 0 | 0
IA Riverside SO2 Rate Annual v5.14 | 423 | 7273 | Rate Constraint in lbs/MMBtu | FALSE | L | Annual | Allowances Purchased SO2 | Thousand Tons | 0 | 0 | 0 | 0 | 0 | 0 | 0
IA Riverside SO2 Rate Annual v5.14 | 423 | 7273 | Rate Constraint in lbs/MMBtu | FALSE | L | Annual | Allowances Sold SO2 | Thousand Tons | 0 | 0 | 0 | 0 | 0 | 0 | 0
IA Riverside SO2 Rate Annual v5.14 | 423 | 7273 | Rate Constraint in lbs/MMBtu | FALSE | L | Annual | Allowances Banked | Thousand Tons | 0 | 0 | 0 | 0 | 0 | 0 | 0
IA Riverside SO2 Rate Annual v5.14 | 423 | 7273 | Rate Constraint in lbs/MMBtu | FALSE | L | Annual | Allowances Withdrawn (1:1) | Thousand Tons | 0 | 0 | 0 | 0 | 0 | 0 | 0
IA Riverside SO2 Rate Annual v5.14 | 423 | 7273 | Rate Constraint in lbs/MMBtu | FALSE | L | Annual | Allowances Withdrawn (n:1) | Thousand Tons | 0 | 0 | 0 | 0 | 0 | 0 | 0
IA Riverside SO2 Rate Annual v5.14 | 423 | 7273 | Rate Constraint in lbs/MMBtu | FALSE | L | Annual | Net Emissions Allowance Position | Thousand Tons | 0 | 0 | 0 | 0 | 0 | 0 | 0
IA Riverside SO2 Rate Annual v5.14 | 423 | 7273 | Rate Constraint in lbs/MMBtu | FALSE | L | Annual | Fuel Consumed | TBtu | 0 | 0 | 0 | 0 | 0 | 0 | 0
IA Riverside SO2 Rate Annual v5.14 | 423 | 7273 | Rate Constraint in lbs/MMBtu | FALSE | L | Annual | Rate | lb/MMBtu | 0 | 0 | 0 | 0 | 0 | 0 | 0
IA Riverside SO2 Rate Annual v5.14 | 423 | 7273 | Rate Constraint in lbs/MMBtu | FALSE | L | Annual | Generation | TWh | 0 | 0 | 0 | 0 | 0 | 0 | 0
IA Riverside SO2 Rate Annual v5.14 | 423 | 7273 | Rate Constraint in lbs/MMBtu | FALSE | L | Annual | Qualifying Generation | TWh | 0 | 0 | 0 | 0 | 0 | 0 | 0
IA Riverside SO2 Rate Annual v5.14 | 423 | 7273 | Rate Constraint in lbs/MMBtu | FALSE | L | Annual | Rate | lb/MWh | 0 | 0 | 0 | 0 | 0 | 0 | 0
IA Riverside SO2 Rate Annual v5.14 | 423 | 7273 | Rate Constraint in lbs/MMBtu | FALSE | L | Annual | Constraint Shadow Price | US2019$/Ton | 0 | 0 | 0 | 0 | 0 | 0 | 0
IL Climate ParentID 1082- CO2 Cap Annual v6.20 | 424 | 7757 | Rate Constraint in MTons | FALSE | L | Annual | Seasons Included | Seasons | Winter, WintShld, Summer | Winter, WintShld, Summer | Winter, WintShld, Summer | Winter, WintShld, Summer | Winter, WintShld, Summer | Winter, WintShld, Summer | Winter, WintShld, Summer
IL Climate ParentID 1082- CO2 Cap Annual v6.20 | 424 | 7757 | Rate Constraint in MTons | FALSE | L | Annual | Standard CO2 | Thousand Tons | 0 | 0 | 16.0643 | 16.0643 | 16.0643 | 16.0643 | 16.0643
IL Climate ParentID 1082- CO2 Cap Annual v6.20 | 424 | 7757 | Rate Constraint in MTons | FALSE | L | Annual | Emissions at Affected Plants CO2 | Thousand Tons | 0 | 0 | 1.0017 | 0 | 0 | 0 | 0
IL Climate ParentID 1082- CO2 Cap Annual v6.20 | 424 | 7757 | Rate Constraint in MTons | FALSE | L | Annual | Allowances Purchased CO2 | Thousand Tons | 0 | 0 | 0 | 0 | 0 | 0 | 0
IL Climate ParentID 1082- CO2 Cap Annual v6.20 | 424 | 7757 | Rate Constraint in MTons | FALSE | L | Annual | Allowances Sold CO2 | Thousand Tons | 0 | 0 | 0 | 0 | 0 | 0 | 0
IL Climate ParentID 1082- CO2 Cap Annual v6.20 | 424 | 7757 | Rate Constraint in MTons | FALSE | L | Annual | Allowances Banked | Thousand Tons | 0 | 0 | 0 | 0 | 0 | 0 | 0
IL Climate ParentID 1082- CO2 Cap Annual v6.20 | 424 | 7757 | Rate Constraint in MTons | FALSE | L | Annual | Allowances Withdrawn (1:1) | Thousand Tons | 0 | 0 | 0 | 0 | 0 | 0 | 0
IL Climate ParentID 1082- CO2 Cap Annual v6.20 | 424 | 7757 | Rate Constraint in MTons | FALSE | L | Annual | Allowances Withdrawn (n:1) | Thousand Tons | 0 | 0 | 0 | 0 | 0 | 0 | 0
IL Climate ParentID 1082- CO2 Cap Annual v6.20 | 424 | 7757 | Rate Constraint in MTons | FALSE | L | Annual | Net Emissions Allowance Position | Thousand Tons | 0 | 0 | 1.0017 | 0 | 0 | 0 | 0
IL Climate ParentID 1082- CO2 Cap Annual v6.20 | 424 | 7757 | Rate Constraint in MTons | FALSE | L | Annual | Fuel Consumed | TBtu | 0 | 0 | 0.017112 | 0 | 0 | 0 | 0
IL Climate ParentID 1082- CO2 Cap Annual v6.20 | 424 | 7757 | Rate Constraint in MTons | FALSE | L | Annual | Rate | lb/MMBtu | 0 | 0 | 117.08 | 0 | 0 | 0 | 0
IL Climate ParentID 1082- CO2 Cap Annual v6.20 | 424 | 7757 | Rate Constraint in MTons | FALSE | L | Annual | Generation | TWh | 0 | 0 | 0.0014996 | 0 | 0 | 0 | 0
IL Climate ParentID 1082- CO2 Cap Annual v6.20 | 424 | 7757 | Rate Constraint in MTons | FALSE | L | Annual | Qualifying Generation | TWh | 0 | 0 | 0.0014996 | 0 | 0 | 0 | 0
IL Climate ParentID 1082- CO2 Cap Annual v6.20 | 424 | 7757 | Rate Constraint in MTons | FALSE | L | Annual | Rate | lb/MWh | 0 | 0 | 1335.9999 | 0 | 0 | 0 | 0
IL Climate ParentID 1082- CO2 Cap Annual v6.20 | 424 | 7757 | Rate Constraint in MTons | FALSE | L | Annual | Constraint Shadow Price | US2019$/Ton | 0 | 0 | 0 | 0 | 0 | 0 | 0
IL Climate ParentID 1087- CO2 Cap Annual v6.20 | 425 | 7758 | Rate Constraint in MTons | FALSE | L | Annual | Seasons Included | Seasons | Winter, WintShld, Summer | Winter, WintShld, Summer | Winter, WintShld, Summer | Winter, WintShld, Summer | Winter, WintShld, Summer | Winter, WintShld, Summer | Winter, WintShld, Summer
IL Climate ParentID 1087- CO2 Cap Annual v6.20 | 425 | 7758 | Rate Constraint in MTons | FALSE | L | Annual | Standard CO2 | Thousand Tons | 0 | 0 | 0.84671 | 0.84671 | 0.84671 | 0.84671 | 0.84671
IL Climate ParentID 1087- CO2 Cap Annual v6.20 | 425 | 7758 | Rate Constraint in MTons | FALSE | L | Annual | Emissions at Affected Plants CO2 | Thousand Tons | 0 | 0 | 0.10882 | 0 | 0 | 0 | 0
IL Climate ParentID 1087- CO2 Cap Annual v6.20 | 425 | 7758 | Rate Constraint in MTons | FALSE | L | Annual | Allowances Purchased CO2 | Thousand Tons | 0 | 0 | 0 | 0 | 0 | 0 | 0
IL Climate ParentID 1087- CO2 Cap Annual v6.20 | 425 | 7758 | Rate Constraint in MTons | FALSE | L | Annual | Allowances Sold CO2 | Thousand Tons | 0 | 0 | 0 | 0 | 0 | 0 | 0
IL Climate ParentID 1087- CO2 Cap Annual v6.20 | 425 | 7758 | Rate Constraint in MTons | FALSE | L | Annual | Allowances Banked | Thousand Tons | 0 | 0 | 0 | 0 | 0 | 0 | 0
IL Climate ParentID 1087- CO2 Cap Annual v6.20 | 425 | 7758 | Rate Constraint in MTons | FALSE | L | Annual | Allowances Withdrawn (1:1) | Thousand Tons | 0 | 0 | 0 | 0 | 0 | 0 | 0
IL Climate ParentID 1087- CO2 Cap Annual v6.20 | 425 | 7758 | Rate Constraint in MTons | FALSE | L | Annual | Allowances Withdrawn (n:1) | Thousand Tons | 0 | 0 | 0 | 0 | 0 | 0 | 0
IL Climate ParentID 1087- CO2 Cap Annual v6.20 | 425 | 7758 | Rate Constraint in MTons | FALSE | L | Annual | Net Emissions Allowance Position | Thousand Tons | 0 | 0 | 0.10882 | 0 | 0 | 0 | 0
IL Climate ParentID 1087- CO2 Cap Annual v6.20 | 425 | 7758 | Rate Constraint in MTons | FALSE | L | Annual | Fuel Consumed | TBtu | 0 | 0 | 0.0018588 | 0 | 0 | 0 | 0
IL Climate ParentID 1087- CO2 Cap Annual v6.20 | 425 | 7758 | Rate Constraint in MTons | FALSE | L | Annual | Rate | lb/MMBtu | 0 | 0 | 117.08 | 0 | 0 | 0 | 0
IL Climate ParentID 1087- CO2 Cap Annual v6.20 | 425 | 7758 | Rate Constraint in MTons | FALSE | L | Annual | Generation | TWh | 0 | 0 | 0.0001629 | 0 | 0 | 0 | 0
IL Climate ParentID 1087- CO2 Cap Annual v6.20 | 425 | 7758 | Rate Constraint in MTons | FALSE | L | Annual | Qualifying Generation | TWh | 0 | 0 | 0.0001629 | 0 | 0 | 0 | 0
IL Climate ParentID 1087- CO2 Cap Annual v6.20 | 425 | 7758 | Rate Constraint in MTons | FALSE | L | Annual | Rate | lb/MWh | 0 | 0 | 1335.9999 | 0 | 0 | 0 | 0
IL Climate ParentID 1087- CO2 Cap Annual v6.20 | 425 | 7758 | Rate Constraint in MTons | FALSE | L | Annual | Constraint Shadow Price | US2019$/Ton | 0 | 0 | 0 | 0 | 0 | 0 | 0
IL Climate ParentID 1583- CO2 Cap Annual v6.20 | 426 | 7759 | Rate Constraint in MTons | FALSE | L | Annual | Seasons Included | Seasons | Winter, WintShld, Summer | Winter, WintShld, Summer | Winter, WintShld, Summer | Winter, WintShld, Summer | Winter, WintShld, Summer | Winter, WintShld, Summer | Winter, WintShld, Summer
IL Climate ParentID 1583- CO2 Cap Annual v6.20 | 426 | 7759 | Rate Constraint in MTons | FALSE | L | Annual | Standard CO2 | Thousand Tons | 0 | 0 | 129.2208 | 129.2208 | 129.2208 | 129.2208 | 129.2208
IL Climate ParentID 1583- CO2 Cap Annual v6.20 | 426 | 7759 | Rate Constraint in MTons | FALSE | L | Annual | Emissions at Affected Plants CO2 | Thousand Tons | 0 | 0 | 129.2208 | 46.8012 | 0 | 0 | 0
IL Climate ParentID 1583- CO2 Cap Annual v6.20 | 426 | 7759 | Rate Constraint in MTons | FALSE | L | Annual | Allowances Purchased CO2 | Thousand Tons | 0 | 0 | 0 | 0 | 0 | 0 | 0
IL Climate ParentID 1583- CO2 Cap Annual v6.20 | 426 | 7759 | Rate Constraint in MTons | FALSE | L | Annual | Allowances Sold CO2 | Thousand Tons | 0 | 0 | 0 | 0 | 0 | 0 | 0
IL Climate ParentID 1583- CO2 Cap Annual v6.20 | 426 | 7759 | Rate Constraint in MTons | FALSE | L | Annual | Allowances Banked | Thousand Tons | 0 | 0 | 0 | 0 | 0 | 0 | 0
IL Climate ParentID 1583- CO2 Cap Annual v6.20 | 426 | 7759 | Rate Constraint in MTons | FALSE | L | Annual | Allowances Withdrawn (1:1) | Thousand Tons | 0 | 0 | 0 | 0 | 0 | 0 | 0
IL Climate ParentID 1583- CO2 Cap Annual v6.20 | 426 | 7759 | Rate Constraint in MTons | FALSE | L | Annual | Allowances Withdrawn (n:1) | Thousand Tons | 0 | 0 | 0 | 0 | 0 | 0 | 0
IL Climate ParentID 1583- CO2 Cap Annual v6.20 | 426 | 7759 | Rate Constraint in MTons | FALSE | L | Annual | Net Emissions Allowance Position | Thousand Tons | 0 | 0 | 129.2208 | 46.8012 | 0 | 0 | 0
IL Climate ParentID 1583- CO2 Cap Annual v6.20 | 426 | 7759 | Rate Constraint in MTons | FALSE | L | Annual | Fuel Consumed | TBtu | 0 | 0 | 2.2074 | 0.79947 | 0 | 0 | 0
IL Climate ParentID 1583- CO2 Cap Annual v6.20 | 426 | 7759 | Rate Constraint in MTons | FALSE | L | Annual | Rate | lb/MMBtu | 0 | 0 | 117.08 | 117.08 | 0 | 0 | 0
IL Climate ParentID 1583- CO2 Cap Annual v6.20 | 426 | 7759 | Rate Constraint in MTons | FALSE | L | Annual | Generation | TWh | 0 | 0 | 0.30094 | 0.10899 | 0 | 0 | 0
IL Climate ParentID 1583- CO2 Cap Annual v6.20 | 426 | 7759 | Rate Constraint in MTons | FALSE | L | Annual | Qualifying Generation | TWh | 0 | 0 | 0.30094 | 0.10899 | 0 | 0 | 0
IL Climate ParentID 1583- CO2 Cap Annual v6.20 | 426 | 7759 | Rate Constraint in MTons | FALSE | L | Annual | Rate | lb/MWh | 0 | 0 | 858.7818 | 858.7818 | 0 | 0 | 0
IL Climate ParentID 1583- CO2 Cap Annual v6.20 | 426 | 7759 | Rate Constraint in MTons | FALSE | L | Annual | Constraint Shadow Price | US2019$/Ton | 0 | 0 | 3.7873 | 0 | 0 | 0 | 0
IL Climate ParentID 1584- CO2 Cap Annual v6.20 | 427 | 7760 | Rate Constraint in MTons | FALSE | L | Annual | Seasons Included | Seasons | Winter, WintShld, Summer | Winter, WintShld, Summer | Winter, WintShld, Summer | Winter, WintShld, Summer | Winter, WintShld, Summer | Winter, WintShld, Summer | Winter, WintShld, Summer
IL Climate ParentID 1584- CO2 Cap Annual v6.20 | 427 | 7760 | Rate Constraint in MTons | FALSE | L | Annual | Standard CO2 | Thousand Tons | 0 | 0 | 789.6032 | 789.6032 | 789.6032 | 789.6032 | 789.6032
IL Climate ParentID 1584- CO2 Cap Annual v6.20 | 427 | 7760 | Rate Constraint in MTons | FALSE | L | Annual | Emissions at Affected Plants CO2 | Thousand Tons | 0 | 0 | 649.7565 | 166.1471 | 0 | 0 | 0
IL Climate ParentID 1584- CO2 Cap Annual v6.20 | 427 | 7760 | Rate Constraint in MTons | FALSE | L | Annual | Allowances Purchased CO2 | Thousand Tons | 0 | 0 | 0 | 0 | 0 | 0 | 0
IL Climate ParentID 1584- CO2 Cap Annual v6.20 | 427 | 7760 | Rate Constraint in MTons | FALSE | L | Annual | Allowances Sold CO2 | Thousand Tons | 0 | 0 | 0 | 0 | 0 | 0 | 0
IL Climate ParentID 1584- CO2 Cap Annual v6.20 | 427 | 7760 | Rate Constraint in MTons | FALSE | L | Annual | Allowances Banked | Thousand Tons | 0 | 0 | 0 | 0 | 0 | 0 | 0
IL Climate ParentID 1584- CO2 Cap Annual v6.20 | 427 | 7760 | Rate Constraint in MTons | FALSE | L | Annual | Allowances Withdrawn (1:1) | Thousand Tons | 0 | 0 | 0 | 0 | 0 | 0 | 0
IL Climate ParentID 1584- CO2 Cap Annual v6.20 | 427 | 7760 | Rate Constraint in MTons | FALSE | L | Annual | Allowances Withdrawn (n:1) | Thousand Tons | 0 | 0 | 0 | 0 | 0 | 0 | 0
IL Climate ParentID 1584- CO2 Cap Annual v6.20 | 427 | 7760 | Rate Constraint in MTons | FALSE | L | Annual | Net Emissions Allowance Position | Thousand Tons | 0 | 0 | 649.7565 | 166.1471 | 0 | 0 | 0
IL Climate ParentID 1584- CO2 Cap Annual v6.20 | 427 | 7760 | Rate Constraint in MTons | FALSE | L | Annual | Fuel Consumed | TBtu | 0 | 0 | 11.0994 | 2.8382 | 0 | 0 | 0
IL Climate ParentID 1584- CO2 Cap Annual v6.20 | 427 | 7760 | Rate Constraint in MTons | FALSE | L | Annual | Rate | lb/MMBtu | 0 | 0 | 117.08 | 117.08 | 0 | 0 | 0
IL Climate ParentID 1584- CO2 Cap Annual v6.20 | 427 | 7760 | Rate Constraint in MTons | FALSE | L | Annual | Generation | TWh | 0 | 0 | 1.5138 | 0.3871 | 0 | 0 | 0
IL Climate ParentID 1584- CO2 Cap Annual v6.20 | 427 | 7760 | Rate Constraint in MTons | FALSE | L | Annual | Qualifying Generation | TWh | 0 | 0 | 1.5138 | 0.3871 | 0 | 0 | 0
IL Climate ParentID 1584- CO2 Cap Annual v6.20 | 427 | 7760 | Rate Constraint in MTons | FALSE | L | Annual | Rate | lb/MWh | 0 | 0 | 858.4306 | 858.4306 | 0 | 0 | 0
IL Climate ParentID 1584- CO2 Cap Annual v6.20 | 427 | 7760 | Rate Constraint in MTons | FALSE | L | Annual | Constraint Shadow Price | US2019$/Ton | 0 | 0 | 0 | 0 | 0 | 0 | 0
IL Climate ParentID 1585- CO2 Cap Annual v6.20 | 428 | 7761 | Rate Constraint in MTons | FALSE | L | Annual | Seasons Included | Seasons | Winter, WintShld, Summer | Winter, WintShld, Summer | Winter, WintShld, Summer | Winter, WintShld, Summer | Winter, WintShld, Summer | Winter, WintShld, Summer | Winter, WintShld, Summer
IL Climate ParentID 1585- CO2 Cap Annual v6.20 | 428 | 7761 | Rate Constraint in MTons | FALSE | L | Annual | Standard CO2 | Thousand Tons | 0 | 0 | 122.4545 | 122.4545 | 122.4545 | 122.4545 | 122.4545
IL Climate ParentID 1585- CO2 Cap Annual v6.20 | 428 | 7761 | Rate Constraint in MTons | FALSE | L | Annual | Emissions at Affected Plants CO2 | Thousand Tons | 0 | 0 | 122.4545 | 101.0338 | 0 | 0 | 0
IL Climate ParentID 1585- CO2 Cap Annual v6.20 | 428 | 7761 | Rate Constraint in MTons | FALSE | L | Annual | Allowances Purchased CO2 | Thousand Tons | 0 | 0 | 0 | 0 | 0 | 0 | 0
IL Climate ParentID 1585- CO2 Cap Annual v6.20 | 428 | 7761 | Rate Constraint in MTons | FALSE | L | Annual | Allowances Sold CO2 | Thousand Tons | 0 | 0 | 0 | 0 | 0 | 0 | 0
IL Climate ParentID 1585- CO2 Cap Annual v6.20 | 428 | 7761 | Rate Constraint in MTons | FALSE | L | Annual | Allowances Banked | Thousand Tons | 0 | 0 | 0 | 0 | 0 | 0 | 0
IL Climate ParentID 1585- CO2 Cap Annual v6.20 | 428 | 7761 | Rate Constraint in MTons | FALSE | L | Annual | Allowances Withdrawn (1:1) | Thousand Tons | 0 | 0 | 0 | 0 | 0 | 0 | 0
IL Climate ParentID 1585- CO2 Cap Annual v6.20 | 428 | 7761 | Rate Constraint in MTons | FALSE | L | Annual | Allowances Withdrawn (n:1) | Thousand Tons | 0 | 0 | 0 | 0 | 0 | 0 | 0
IL Climate ParentID 1585- CO2 Cap Annual v6.20 | 428 | 7761 | Rate Constraint in MTons | FALSE | L | Annual | Net Emissions Allowance Position | Thousand Tons | 0 | 0 | 122.4545 | 101.0338 | 0 | 0 | 0
IL Climate ParentID 1585- CO2 Cap Annual v6.20 | 428 | 7761 | Rate Constraint in MTons | FALSE | L | Annual | Fuel Consumed | TBtu | 0 | 0 | 2.0918 | 1.7259 | 0 | 0 | 0
IL Climate ParentID 1585- CO2 Cap Annual v6.20 | 428 | 7761 | Rate Constraint in MTons | FALSE | L | Annual | Rate | lb/MMBtu | 0 | 0 | 117.08 | 117.08 | 0 | 0 | 0
IL Climate ParentID 1585- CO2 Cap Annual v6.20 | 428 | 7761 | Rate Constraint in MTons | FALSE | L | Annual | Generation | TWh | 0 | 0 | 0.28518 | 0.2353 | 0 | 0 | 0
IL Climate ParentID 1585- CO2 Cap Annual v6.20 | 428 | 7761 | Rate Constraint in MTons | FALSE | L | Annual | Qualifying Generation | TWh | 0 | 0 | 0.28518 | 0.2353 | 0 | 0 | 0
IL Climate ParentID 1585- CO2 Cap Annual v6.20 | 428 | 7761 | Rate Constraint in MTons | FALSE | L | Annual | Rate | lb/MWh | 0 | 0 | 858.7818 | 858.7818 | 0 | 0 | 0
IL Climate ParentID 1585- CO2 Cap Annual v6.20 | 428 | 7761 | Rate Constraint in MTons | FALSE | L | Annual | Constraint Shadow Price | US2019$/Ton | 0 | 0 | 3.7873 | 0 | 0 | 0 | 0
IL Climate ParentID 1586- CO2 Cap Annual v6.20 | 429 | 7762 | Rate Constraint in MTons | FALSE | L | Annual | Seasons Included | Seasons | Winter, WintShld, Summer | Winter, WintShld, Summer | Winter, WintShld, Summer | Winter, WintShld, Summer | Winter, WintShld, Summer | Winter, WintShld, Summer | Winter, WintShld, Summer
IL Climate ParentID 1586- CO2 Cap Annual v6.20 | 429 | 7762 | Rate Constraint in MTons | FALSE | L | Annual | Standard CO2 | Thousand Tons | 0 | 0 | 1517.1052 | 1517.1052 | 1517.1052 | 1517.1052 | 1517.1052
IL Climate ParentID 1586- CO2 Cap Annual v6.20 | 429 | 7762 | Rate Constraint in MTons | FALSE | L | Annual | Emissions at Affected Plants CO2 | Thousand Tons | 0 | 0 | 1265.9382 | 332.0381 | 0 | 0 | 0
IL Climate ParentID 1586- CO2 Cap Annual v6.20 | 429 | 7762 | Rate Constraint in MTons | FALSE | L | Annual | Allowances Purchased CO2 | Thousand Tons | 0 | 0 | 0 | 0 | 0 | 0 | 0
IL Climate ParentID 1586- CO2 Cap Annual v6.20 | 429 | 7762 | Rate Constraint in MTons | FALSE | L | Annual | Allowances Sold CO2 | Thousand Tons | 0 | 0 | 0 | 0 | 0 | 0 | 0
IL Climate ParentID 1586- CO2 Cap Annual v6.20 | 429 | 7762 | Rate Constraint in MTons | FALSE | L | Annual | Allowances Banked | Thousand Tons | 0 | 0 | 0 | 0 | 0 | 0 | 0
IL Climate ParentID 1586- CO2 Cap Annual v6.20 | 429 | 7762 | Rate Constraint in MTons | FALSE | L | Annual | Allowances Withdrawn (1:1) | Thousand Tons | 0 | 0 | 0 | 0 | 0 | 0 | 0
IL Climate ParentID 1586- CO2 Cap Annual v6.20 | 429 | 7762 | Rate Constraint in MTons | FALSE | L | Annual | Allowances Withdrawn (n:1) | Thousand Tons | 0 | 0 | 0 | 0 | 0 | 0 | 0
IL Climate ParentID 1586- CO2 Cap Annual v6.20 | 429 | 7762 | Rate Constraint in MTons | FALSE | L | Annual | Net Emissions Allowance Position | Thousand Tons | 0 | 0 | 1265.9382 | 332.0381 | 0 | 0 | 0
IL Climate ParentID 1586- CO2 Cap Annual v6.20 | 429 | 7762 | Rate Constraint in MTons | FALSE | L | Annual | Fuel Consumed | TBtu | 0 | 0 | 21.6252 | 5.672 | 0 | 0 | 0
IL Climate ParentID 1586- CO2 Cap Annual v6.20 | 429 | 7762 | Rate Constraint in MTons | FALSE | L | Annual | Rate | lb/MMBtu | 0 | 0 | 117.08 | 117.08 | 0 | 0 | 0
IL Climate ParentID 1586- CO2 Cap Annual v6.20 | 429 | 7762 | Rate Constraint in MTons | FALSE | L | Annual | Generation | TWh | 0 | 0 | 2.8711 | 0.75305 | 0 | 0 | 0
IL Climate ParentID 1586- CO2 Cap Annual v6.20 | 429 | 7762 | Rate Constraint in MTons | FALSE | L | Annual | Qualifying Generation | TWh | 0 | 0 | 2.8711 | 0.75305 | 0 | 0 | 0
IL Climate ParentID 1586- CO2 Cap Annual v6.20 | 429 | 7762 | Rate Constraint in MTons | FALSE | L | Annual | Rate | lb/MWh | 0 | 0 | 881.8466 | 881.8466 | 0 | 0 | 0
IL Climate ParentID 1586- CO2 Cap Annual v6.20 | 429 | 7762 | Rate Constraint in MTons | FALSE | L | Annual | Constraint Shadow Price | US2019$/Ton | 0 | 0 | 0 | 0 | 0 | 0 | 0
IL Climate ParentID 1706- CO2 Cap Annual v6.20 | 430 | 7763 | Rate Constraint in MTons | FALSE | L | Annual | Seasons Included | Seasons | Winter, WintShld, Summer | Winter, WintShld, Summer | Winter, WintShld, Summer | Winter, WintShld, Summer | Winter, WintShld, Summer | Winter, WintShld, Summer | Winter, WintShld, Summer
IL Climate ParentID 1706- CO2 Cap Annual v6.20 | 430 | 7763 | Rate Constraint in MTons | FALSE | L | Annual | Standard CO2 | Thousand Tons | 0 | 0 | 336.292 | 336.292 | 336.292 | 336.292 | 336.292
IL Climate ParentID 1706- CO2 Cap Annual v6.20 | 430 | 7763 | Rate Constraint in MTons | FALSE | L | Annual | Emissions at Affected Plants CO2 | Thousand Tons | 0 | 0 | 336.292 | 200.6906 | 0 | 0 | 0
IL Climate ParentID 1706- CO2 Cap Annual v6.20 | 430 | 7763 | Rate Constraint in MTons | FALSE | L | Annual | Allowances Purchased CO2 | Thousand Tons | 0 | 0 | 0 | 0 | 0 | 0 | 0
IL Climate ParentID 1706- CO2 Cap Annual v6.20 | 430 | 7763 | Rate Constraint in MTons | FALSE | L | Annual | Allowances Sold CO2 | Thousand Tons | 0 | 0 | 0 | 0 | 0 | 0 | 0
IL Climate ParentID 1706- CO2 Cap Annual v6.20 | 430 | 7763 | Rate Constraint in MTons | FALSE | L | Annual | Allowances Banked | Thousand Tons | 0 | 0 | 0 | 0 | 0 | 0 | 0
IL Climate ParentID 1706- CO2 Cap Annual v6.20 | 430 | 7763 | Rate Constraint in MTons | FALSE | L | Annual | Allowances Withdrawn (1:1) | Thousand Tons | 0 | 0 | 0 | 0 | 0 | 0 | 0
IL Climate ParentID 1706- CO2 Cap Annual v6.20 | 430 | 7763 | Rate Constraint in MTons | FALSE | L | Annual | Allowances Withdrawn (n:1) | Thousand Tons | 0 | 0 | 0 | 0 | 0 | 0 | 0
IL Climate ParentID 1706- CO2 Cap Annual v6.20 | 430 | 7763 | Rate Constraint in MTons | FALSE | L | Annual | Net Emissions Allowance Position | Thousand Tons | 0 | 0 | 336.292 | 200.6906 | 0 | 0 | 0
IL Climate ParentID 1706- CO2 Cap Annual v6.20 | 430 | 7763 | Rate Constraint in MTons | FALSE | L | Annual | Fuel Consumed | TBtu | 0 | 0 | 5.7447 | 3.4283 | 0 | 0 | 0
IL Climate ParentID 1706- CO2 Cap Annual v6.20 | 430 | 7763 | Rate Constraint in MTons | FALSE | L | Annual | Rate | lb/MMBtu | 0 | 0 | 117.08 | 117.08 | 0 | 0 | 0
IL Climate ParentID 1706- CO2 Cap Annual v6.20 | 430 | 7763 | Rate Constraint in MTons | FALSE | L | Annual | Generation | TWh | 0 | 0 | 0.74761 | 0.44616 | 0 | 0 | 0
IL Climate ParentID 1706- CO2 Cap Annual v6.20 | 430 | 7763 | Rate Constraint in MTons | FALSE | L | Annual | Qualifying Generation | TWh | 0 | 0 | 0.74761 | 0.44616 | 0 | 0 | 0
IL Climate ParentID 1706- CO2 Cap Annual v6.20 | 430 | 7763 | Rate Constraint in MTons | FALSE | L | Annual | Rate | lb/MWh | 0 | 0 | 899.6427 | 899.6427 | 0 | 0 | 0
IL Climate ParentID 1706- CO2 Cap Annual v6.20 | 430 | 7763 | Rate Constraint in MTons | FALSE | L | Annual | Constraint Shadow Price | US2019$/Ton | 0 | 0 | 4.3951 | 0 | 0 | 0 | 0
IL Climate ParentID 1707- CO2 Cap Annual v6.20 | 431 | 7764 | Rate Constraint in MTons | FALSE | L | Annual | Seasons Included | Seasons | Winter, WintShld, Summer | Winter, WintShld, Summer | Winter, WintShld, Summer | Winter, WintShld, Summer | Winter, WintShld, Summer | Winter, WintShld, Summer | Winter, WintShld, Summer
IL Climate ParentID 1707- CO2 Cap Annual v6.20 | 431 | 7764 | Rate Constraint in MTons | FALSE | L | Annual | Standard CO2 | Thousand Tons | 0 | 0 | 246.9432 | 246.9432 | 246.9432 | 246.9432 | 246.9432
IL Climate ParentID 1707- CO2 Cap Annual v6.20 | 431 | 7764 | Rate Constraint in MTons | FALSE | L | Annual | Emissions at Affected Plants CO2 | Thousand Tons | 0 | 0 | 0 | 0 | 0 | 0 | 0
IL Climate ParentID 1707- CO2 Cap Annual v6.20 | 431 | 7764 | Rate Constraint in MTons | FALSE | L | Annual | Allowances Purchased CO2 | Thousand Tons | 0 | 0 | 0 | 0 | 0 | 0 | 0
IL Climate ParentID 1707- CO2 Cap Annual v6.20 | 431 | 7764 | Rate Constraint in MTons | FALSE | L | Annual | Allowances Sold CO2 | Thousand Tons | 0 | 0 | 0 | 0 | 0 | 0 | 0
IL Climate ParentID 1707- CO2 Cap Annual v6.20 | 431 | 7764 | Rate Constraint in MTons | FALSE | L | Annual | Allowances Banked | Thousand Tons | 0 | 0 | 0 | 0 | 0 | 0 | 0
IL Climate ParentID 1707- CO2 Cap Annual v6.20 | 431 | 7764 | Rate Constraint in MTons | FALSE | L | Annual | Allowances Withdrawn (1:1) | Thousand Tons | 0 | 0 | 0 | 0 | 0 | 0 | 0
IL Climate ParentID 1707- CO2 Cap Annual v6.20 | 431 | 7764 | Rate Constraint in MTons | FALSE | L | Annual | Allowances Withdrawn (n:1) | Thousand Tons | 0 | 0 | 0 | 0 | 0 | 0 | 0
IL Climate ParentID 1707- CO2 Cap Annual v6.20 | 431 | 7764 | Rate Constraint in MTons | FALSE | L | Annual | Net Emissions Allowance Position | Thousand Tons | 0 | 0 | 0 | 0 | 0 | 0 | 0
IL Climate ParentID 1707- CO2 Cap Annual v6.20 | 431 | 7764 | Rate Constraint in MTons | FALSE | L | Annual | Fuel Consumed | TBtu | 0 | 0 | 0 | 0 | 0 | 0 | 0
IL Climate ParentID 1707- CO2 Cap Annual v6.20 | 431 | 7764 | Rate Constraint in MTons | FALSE | L | Annual | Rate | lb/MMBtu | 0 | 0 | 0 | 0 | 0 | 0 | 0
IL Climate ParentID 1707- CO2 Cap Annual v6.20 | 431 | 7764 | Rate Constraint in MTons | FALSE | L | Annual | Generation | TWh | 0 | 0 | 0 | 0 | 0 | 0 | 0
IL Climate ParentID 1707- CO2 Cap Annual v6.20 | 431 | 7764 | Rate Constraint in MTons | FALSE | L | Annual | Qualifying Generation | TWh | 0 | 0 | 0 | 0 | 0 | 0 | 0
IL Climate ParentID 1707- CO2 Cap Annual v6.20 | 431 | 7764 | Rate Constraint in MTons | FALSE | L | Annual | Rate | lb/MWh | 0 | 0 | 0 | 0 | 0 | 0 | 0
IL Climate ParentID 1707- CO2 Cap Annual v6.20 | 431 | 7764 | Rate Constraint in MTons | FALSE | L | Annual | Constraint Shadow Price | US2019$/Ton | 0 | 0 | 0 | 0 | 0 | 0 | 0
IL Climate ParentID 2216- CO2 Cap Annual v6.20 | 432 | 7765 | Rate Constraint in MTons | FALSE | L | Annual | Seasons Included | Seasons | Winter, WintShld, Summer | Winter, WintShld, Summer | Winter, WintShld, Summer | Winter, WintShld, Summer | Winter, WintShld, Summer | Winter, WintShld, Summer | Winter, WintShld, Summer
IL Climate ParentID 2216- CO2 Cap Annual v6.20 | 432 | 7765 | Rate Constraint in MTons | FALSE | L | Annual | Standard CO2 | Thousand Tons | 0 | 0 | 72.5534 | 72.5534 | 72.5534 | 72.5534 | 72.5534
IL Climate ParentID 2216- CO2 Cap Annual v6.20 | 432 | 7765 | Rate Constraint in MTons | FALSE | L | Annual | Emissions at Affected Plants CO2 | Thousand Tons | 0 | 0 | 0 | 0 | 0 | 0 | 0
IL Climate ParentID 2216- CO2 Cap Annual v6.20 | 432 | 7765 | Rate Constraint in MTons | FALSE | L | Annual | Allowances Purchased CO2 | Thousand Tons | 0 | 0 | 0 | 0 | 0 | 0 | 0
IL Climate ParentID 2216- CO2 Cap Annual v6.20 | 432 | 7765 | Rate Constraint in MTons | FALSE | L | Annual | Allowances Sold CO2 | Thousand Tons | 0 | 0 | 0 | 0 | 0 | 0 | 0
IL Climate ParentID 2216- CO2 Cap Annual v6.20 | 432 | 7765 | Rate Constraint in MTons | FALSE | L | Annual | Allowances Banked | Thousand Tons | 0 | 0 | 0 | 0 | 0 | 0 | 0
IL Climate ParentID 2216- CO2 Cap Annual v6.20 | 432 | 7765 | Rate Constraint in MTons | FALSE | L | Annual | Allowances Withdrawn (1:1) | Thousand Tons | 0 | 0 | 0 | 0 | 0 | 0 | 0
IL Climate ParentID 2216- CO2 Cap Annual v6.20 | 432 | 7765 | Rate Constraint in MTons | FALSE | L | Annual | Allowances Withdrawn (n:1) | Thousand Tons | 0 | 0 | 0 | 0 | 0 | 0 | 0
IL Climate ParentID 2216- CO2 Cap Annual v6.20 | 432 | 7765 | Rate Constraint in MTons | FALSE | L | Annual | Net Emissions Allowance Position | Thousand Tons | 0 | 0 | 0 | 0 | 0 | 0 | 0
IL Climate ParentID 2216- CO2 Cap Annual v6.20 | 432 | 7765 | Rate Constraint in MTons | FALSE | L | Annual | Fuel Consumed | TBtu | 0 | 0 | 0 | 0 | 0 | 0 | 0
IL Climate ParentID 2216- CO2 Cap Annual v6.20 | 432 | 7765 | Rate Constraint in MTons | FALSE | L | Annual | Rate | lb/MMBtu | 0 | 0 | 0 | 0 | 0 | 0 | 0
IL Climate ParentID 2216- CO2 Cap Annual v6.20 | 432 | 7765 | Rate Constraint in MTons | FALSE | L | Annual | Generation | TWh | 0 | 0 | 0 | 0 | 0 | 0 | 0
IL Climate ParentID 2216- CO2 Cap Annual v6.20 | 432 | 7765 | Rate Constraint in MTons | FALSE | L | Annual | Qualifying Generation | TWh | 0 | 0 | 0 | 0 | 0 | 0 | 0
IL Climate ParentID 2216- CO2 Cap Annual v6.20 | 432 | 7765 | Rate Constraint in MTons | FALSE | L | Annual | Rate | lb/MWh | 0 | 0 | 0 | 0 | 0 | 0 | 0
IL Climate ParentID 2216- CO2 Cap Annual v6.20 | 432 | 7765 | Rate Constraint in MTons | FALSE | L | Annual | Constraint Shadow Price | US2019$/Ton | 0 | 0 | 0 | 0 | 0 | 0 | 0
IL Climate ParentID 2217- CO2 Cap Annual v6.20 | 433 | 7766 | Rate Constraint in MTons | FALSE | L | Annual | Seasons Included | Seasons | Winter, WintShld, Summer | Winter, WintShld, Summer | Winter, WintShld, Summer | Winter, WintShld, Summer | Winter, WintShld, Summer | Winter, WintShld, Summer | Winter, WintShld, Summer
IL Climate ParentID 2217- CO2 Cap Annual v6.20 | 433 | 7766 | Rate Constraint in MTons | FALSE | L | Annual | Standard CO2 | Thousand Tons | 0 | 0 | 85.1224 | 85.1224 | 85.1224 | 85.1224 | 85.1224
IL Climate ParentID 2217- CO2 Cap Annual v6.20 | 433 | 7766 | Rate Constraint in MTons | FALSE | L | Annual | Emissions at Affected Plants CO2 | Thousand Tons | 0 | 0 | 0 | 0 | 0 | 0 | 0
IL Climate ParentID 2217- CO2 Cap Annual v6.20 | 433 | 7766 | Rate Constraint in MTons | FALSE | L | Annual | Allowances Purchased CO2 | Thousand Tons | 0 | 0 | 0 | 0 | 0 | 0 | 0
IL Climate ParentID 2217- CO2 Cap Annual v6.20 | 433 | 7766 | Rate Constraint in MTons | FALSE | L | Annual | Allowances Sold CO2 | Thousand Tons | 0 | 0 | 0 | 0 | 0 | 0 | 0
IL Climate ParentID 2217- CO2 Cap Annual v6.20 | 433 | 7766 | Rate Constraint in MTons | FALSE | L | Annual | Allowances Banked | Thousand Tons | 0 | 0 | 0 | 0 | 0 | 0 | 0
IL Climate ParentID 2217- CO2 Cap Annual v6.20 | 433 | 7766 | Rate Constraint in MTons | FALSE | L | Annual | Allowances Withdrawn (1:1) | Thousand Tons | 0 | 0 | 0 | 0 | 0 | 0 | 0
IL Climate ParentID 2217- CO2 Cap Annual v6.20 | 433 | 7766 | Rate Constraint in MTons | FALSE | L | Annual | Allowances Withdrawn (n:1) | Thousand Tons | 0 | 0 | 0 | 0 | 0 | 0 | 0
IL Climate ParentID 2217- CO2 Cap Annual v6.20 | 433 | 7766 | Rate Constraint in MTons | FALSE | L | Annual | Net Emissions Allowance Position | Thousand Tons | 0 | 0 | 0 | 0 | 0 | 0 | 0
IL Climate ParentID 2217- CO2 Cap Annual v6.20 | 433 | 7766 | Rate Constraint in MTons | FALSE | L | Annual | Fuel Consumed | TBtu | 0 | 0 | 0 | 0 | 0 | 0 | 0
IL Climate ParentID 2217- CO2 Cap Annual v6.20 | 433 | 7766 | Rate Constraint in MTons | FALSE | L | Annual | Rate | lb/MMBtu | 0 | 0 | 0 | 0 | 0 | 0 | 0
IL Climate ParentID 2217- CO2 Cap Annual v6.20 | 433 | 7766 | Rate Constraint in MTons | FALSE | L | Annual | Generation | TWh | 0 | 0 | 0 | 0 | 0 | 0 | 0
IL Climate ParentID 2217- CO2 Cap Annual v6.20 | 433 | 7766 | Rate Constraint in MTons | FALSE | L | Annual | Qualifying Generation | TWh | 0 | 0 | 0 | 0 | 0 | 0 | 0
IL Climate ParentID 2217- CO2 Cap Annual v6.20 | 433 | 7766 | Rate Constraint in MTons | FALSE | L | Annual | Rate | lb/MWh | 0 | 0 | 0 | 0 | 0 | 0 | 0
IL Climate ParentID 2217- CO2 Cap Annual v6.20 | 433 | 7766 | Rate Constraint in MTons | FALSE | L | Annual | Constraint Shadow Price | US2019$/Ton | 0 | 0 | 0 | 0 | 0 | 0 | 0
IL Climate ParentID 2218- CO2 Cap Annual v6.20 | 434 | 7767 | Rate Constraint in MTons | FALSE | L | Annual | Seasons Included | Seasons | Winter, WintShld, Summer | Winter, WintShld, Summer | Winter, WintShld, Summer | Winter, WintShld, Summer | Winter, WintShld, Summer | Winter, WintShld, Summer | Winter, WintShld, Summer
IL Climate ParentID 2218- CO2 Cap Annual v6.20 | 434 | 7767 | Rate Constraint in MTons | FALSE | L | Annual | Standard CO2 | Thousand Tons | 0 | 0 | 89.2382 | 89.2382 | 89.2382 | 89.2382 | 89.2382
IL Climate ParentID 2218- CO2 Cap Annual v6.20 | 434 | 7767 | Rate Constraint in MTons | FALSE | L | Annual | Emissions at Affected Plants CO2 | Thousand Tons | 0 | 0 | 0 | 0 | 0 | 0 | 0
IL Climate ParentID 2218- CO2 Cap Annual v6.20 | 434 | 7767 | Rate Constraint in MTons | FALSE | L | Annual | Allowances Purchased CO2 | Thousand Tons | 0 | 0 | 0 | 0 | 0 | 0 | 0
IL Climate ParentID 2218- CO2 Cap Annual v6.20 | 434 | 7767 | Rate Constraint in MTons | FALSE | L | Annual | Allowances Sold CO2 | Thousand Tons | 0 | 0 | 0 | 0 | 0 | 0 | 0
IL Climate ParentID 2218- CO2 Cap Annual v6.20 | 434 | 7767 | Rate Constraint in MTons | FALSE | L | Annual | Allowances Banked | Thousand Tons | 0 | 0 | 0 | 0 | 0 | 0 | 0
IL Climate ParentID 2218- CO2 Cap Annual v6.20 | 434 | 7767 | Rate Constraint in MTons | FALSE | L | Annual | Allowances Withdrawn (1:1) | Thousand Tons | 0 | 0 | 0 | 0 | 0 | 0 | 0
IL Climate ParentID 2218- CO2 Cap Annual v6.20 | 434 | 7767 | Rate Constraint in MTons | FALSE | L | Annual | Allowances Withdrawn (n:1) | Thousand Tons | 0 | 0 | 0 | 0 | 0 | 0 | 0
IL Climate ParentID 2218- CO2 Cap Annual v6.20 | 434 | 7767 | Rate Constraint in MTons | FALSE | L | Annual | Net Emissions Allowance Position | Thousand Tons | 0 | 0 | 0 | 0 | 0 | 0 | 0
IL Climate ParentID 2218- CO2 Cap Annual v6.20 | 434 | 7767 | Rate Constraint in MTons | FALSE | L | Annual | Fuel Consumed | TBtu | 0 | 0 | 0 | 0 | 0 | 0 | 0
IL Climate ParentID 2218- CO2 Cap Annual v6.20 | 434 | 7767 | Rate Constraint in MTons | FALSE | L | Annual | Rate | lb/MMBtu | 0 | 0 | 0 | 0 | 0 | 0 | 0
IL Climate ParentID 2218- CO2 Cap Annual v6.20 | 434 | 7767 | Rate Constraint in MTons | FALSE | L | Annual | Generation | TWh | 0 | 0 | 0 | 0 | 0 | 0 | 0
IL Climate ParentID 2218- CO2 Cap Annual v6.20 | 434 | 7767 | Rate Constraint in MTons | FALSE | L | Annual | Qualifying Generation | TWh | 0 | 0 | 0 | 0 | 0 | 0 | 0
IL Climate ParentID 2218- CO2 Cap Annual v6.20 | 434 | 7767 | Rate Constraint in MTons | FALSE | L | Annual | Rate | lb/MWh | 0 | 0 | 0 | 0 | 0 | 0 | 0
IL Climate ParentID 2218- CO2 Cap Annual v6.20 | 434 | 7767 | Rate Constraint in MTons | FALSE | L | Annual | Constraint Shadow Price | US2019$/Ton | 0 | 0 | 0 | 0 | 0 | 0 | 0
IL Climate ParentID 2219- CO2 Cap Annual v6.20 | 435 | 7768 | Rate Constraint in MTons | FALSE | L | Annual | Seasons Included | Seasons | Winter, WintShld, Summer | Winter, WintShld, Summer | Winter, WintShld, Summer | Winter, WintShld, Summer | Winter, WintShld, Summer | Winter, WintShld, Summer | Winter, WintShld, Summer
IL Climate ParentID 2219- CO2 Cap Annual v6.20 | 435 | 7768 | Rate Constraint in MTons | FALSE | L | Annual | Standard CO2 | Thousand Tons | 0 | 0 | 78.6449 | 78.6449 | 78.6449 | 78.6449 | 78.6449
IL Climate ParentID 2219- CO2 Cap Annual v6.20 | 435 | 7768 | Rate Constraint in MTons | FALSE | L | Annual | Emissions at Affected Plants CO2 | Thousand Tons | 0 | 0 | 0 | 0 | 0 | 0 | 0
IL Climate ParentID 2219- CO2 Cap Annual v6.20 | 435 | 7768 | Rate Constraint in MTons | FALSE | L | Annual | Allowances Purchased CO2 | Thousand Tons | 0 | 0 | 0 | 0 | 0 | 0 | 0
IL Climate ParentID 2219- CO2 Cap Annual v6.20 | 435 | 7768 | Rate Constraint in MTons | FALSE | L | Annual | Allowances Sold CO2 | Thousand Tons | 0 | 0 | 0 | 0 | 0 | 0 | 0
IL Climate ParentID 2219- CO2 Cap Annual v6.20 | 435 | 7768 | Rate Constraint in MTons | FALSE | L | Annual | Allowances Banked | Thousand Tons | 0 | 0 | 0 | 0 | 0 | 0 | 0
IL Climate ParentID 2219- CO2 Cap Annual v6.20 | 435 | 7768 | Rate Constraint in MTons | FALSE | L | Annual | Allowances Withdrawn (1:1) | Thousand Tons | 0 | 0 | 0 | 0 | 0 | 0 | 0
IL Climate ParentID 2219- CO2 Cap Annual v6.20 | 435 | 7768 | Rate Constraint in MTons | FALSE | L | Annual | Allowances Withdrawn (n:1) | Thousand Tons | 0 | 0 | 0 | 0 | 0 | 0 | 0
IL Climate ParentID 2219- CO2 Cap Annual v6.20 | 435 | 7768 | Rate Constraint in MTons | FALSE | L | Annual | Net Emissions Allowance Position | Thousand Tons | 0 | 0 | 0 | 0 | 0 | 0 | 0
IL Climate ParentID 2219- CO2 Cap Annual v6.20 | 435 | 7768 | Rate Constraint in MTons | FALSE | L | Annual | Fuel Consumed | TBtu | 0 | 0 | 0 | 0 | 0 | 0 | 0
IL Climate ParentID 2219- CO2 Cap Annual v6.20 | 435 | 7768 | Rate Constraint in MTons | FALSE | L | Annual | Rate | lb/MMBtu | 0 | 0 | 0 | 0 | 0 | 0 | 0
IL Climate ParentID 2219- CO2 Cap Annual v6.20 | 435 | 7768 | Rate Constraint in MTons | FALSE | L | Annual | Generation | TWh | 0 | 0 | 0 | 0 | 0 | 0 | 0
IL Climate ParentID 2219- CO2 Cap Annual v6.20 | 435 | 7768 | Rate Constraint in MTons | FALSE | L | Annual | Qualifying Generation | TWh | 0 | 0 | 0 | 0 | 0 | 0 | 0
IL Climate ParentID 2219- CO2 Cap Annual v6.20 | 435 | 7768 | Rate Constraint in MTons | FALSE | L | Annual | Rate | lb/MWh | 0 | 0 | 0 | 0 | 0 | 0 | 0
IL Climate ParentID 2219- CO2 Cap Annual v6.20 | 435 | 7768 | Rate Constraint in MTons | FALSE | L | Annual | Constraint Shadow Price | US2019$/Ton | 0 | 0 | 0 | 0 | 0 | 0 | 0
IL Climate ParentID 2220- CO2 Cap Annual v6.20 | 436 | 7769 | Rate Constraint in MTons | FALSE | L | Annual | Seasons Included | Seasons | Winter, WintShld, Summer | Winter, WintShld, Summer | Winter, WintShld, Summer | Winter, WintShld, Summer | Winter, WintShld, Summer | Winter, WintShld, Summer | Winter, WintShld, Summer
IL Climate ParentID 2220- CO2 Cap Annual v6.20 | 436 | 7769 | Rate Constraint in MTons | FALSE | L | Annual | Standard CO2 | Thousand Tons | 0 | 0 | 5.2842 | 5.2842 | 5.2842 | 5.2842 | 5.2842
IL Climate ParentID 2220- CO2 Cap Annual v6.20 | 436 | 7769 | Rate Constraint in MTons | FALSE | L | Annual | Emissions at Affected Plants CO2 | Thousand Tons | 0 | 0 | 0 | 0 | 0 | 0 | 0
IL Climate ParentID 2220- CO2 Cap Annual v6.20 | 436 | 7769 | Rate Constraint in MTons | FALSE | L | Annual | Allowances Purchased CO2 | Thousand Tons | 0 | 0 | 0 | 0 | 0 | 0 | 0
IL Climate ParentID 2220- CO2 Cap Annual v6.20 | 436 | 7769 | Rate Constraint in MTons | FALSE | L | Annual | Allowances Sold CO2 | Thousand Tons | 0 | 0 | 0 | 0 | 0 | 0 | 0
IL Climate ParentID 2220- CO2 Cap Annual v6.20 | 436 | 7769 | Rate Constraint in MTons | FALSE | L | Annual | Allowances Banked | Thousand Tons | 0 | 0 | 0 | 0 | 0 | 0 | 0
IL Climate ParentID 2220- CO2 Cap Annual v6.20 | 436 | 7769 | Rate Constraint in MTons | FALSE | L | Annual | Allowances Withdrawn (1:1) | Thousand Tons | 0 | 0 | 0 | 0 | 0 | 0 | 0
IL Climate ParentID 2220- CO2 Cap Annual v6.20 | 436 | 7769 | Rate Constraint in MTons | FALSE | L | Annual | Allowances Withdrawn (n:1) | Thousand Tons | 0 | 0 | 0 | 0 | 0 | 0 | 0
IL Climate ParentID 2220- CO2 Cap Annual v6.20 | 436 | 7769 | Rate Constraint in MTons | FALSE | L | Annual | Net Emissions Allowance Position | Thousand Tons | 0 | 0 | 0 | 0 | 0 | 0 | 0
IL Climate ParentID 2220- CO2 Cap Annual v6.20 | 436 | 7769 | Rate Constraint in MTons | FALSE | L | Annual | Fuel Consumed | TBtu | 0 | 0 | 0 | 0 | 0 | 0 | 0
IL Climate ParentID 2220- CO2 Cap Annual v6.20 | 436 | 7769 | Rate Constraint in MTons | FALSE | L | Annual | Rate | lb/MMBtu | 0 | 0 | 0 | 0 | 0 | 0 | 0
IL Climate ParentID 2220- CO2 Cap Annual v6.20 | 436 | 7769 | Rate Constraint in MTons | FALSE | L | Annual | Generation | TWh | 0 | 0 | 0 | 0 | 0 | 0 | 0
IL Climate ParentID 2220- CO2 Cap Annual v6.20 | 436 | 7769 | Rate Constraint in MTons | FALSE | L | Annual | Qualifying Generation | TWh | 0 | 0 | 0 | 0 | 0 | 0 | 0
IL Climate ParentID 2220- CO2 Cap Annual v6.20 | 436 | 7769 | Rate Constraint in MTons | FALSE | L | Annual | Rate | lb/MWh | 0 | 0 | 0 | 0 | 0 | 0 | 0
IL Climate ParentID 2220- CO2 Cap Annual v6.20 | 436 | 7769 | Rate Constraint in MTons | FALSE | L | Annual | Constraint Shadow Price | US2019$/Ton | 0 | 0 | 0 | 0 | 0 | 0 | 0
IL Climate ParentID 2571- CO2 Cap Annual v6.20 | 437 | 7770 | Rate Constraint in MTons | FALSE | L | Annual | Seasons Included | Seasons | Winter, WintShld, Summer | Winter, WintShld, Summer | Winter, WintShld, Summer | Winter, WintShld, Summer | Winter, WintShld, Summer | Winter, WintShld, Summer | Winter, WintShld, Summer
IL Climate ParentID 2571- CO2 Cap Annual v6.20 | 437 | 7770 | Rate Constraint in MTons | FALSE | L | Annual | Standard CO2 | Thousand Tons | 0 | 0 | 555.3467 | 555.3467 | 555.3467 | 555.3467 | 555.3467
IL Climate ParentID 2571- CO2 Cap Annual v6.20 | 437 | 7770 | Rate Constraint in MTons | FALSE | L | Annual | Emissions at Affected Plants CO2 | Thousand Tons | 0 | 0 | 0 | 0 | 0 | 0 | 0
IL Climate ParentID 2571- CO2 Cap Annual v6.20 | 437 | 7770 | Rate Constraint in MTons | FALSE | L | Annual | Allowances Purchased CO2 | Thousand Tons | 0 | 0 | 0 | 0 | 0 | 0 | 0
IL Climate ParentID 2571- CO2 Cap Annual v6.20 | 437 | 7770 | Rate Constraint in MTons | FALSE | L | Annual | Allowances Sold CO2 | Thousand Tons | 0 | 0 | 0 | 0 | 0 | 0 | 0
IL Climate ParentID 2571- CO2 Cap Annual v6.20 | 437 | 7770 | Rate Constraint in MTons | FALSE | L | Annual | Allowances Banked | Thousand Tons | 0 | 0 | 0 | 0 | 0 | 0 | 0
IL Climate ParentID 2571- CO2 Cap Annual v6.20 | 437 | 7770 | Rate Constraint in MTons | FALSE | L | Annual | Allowances Withdrawn (1:1) | Thousand Tons | 0 | 0 | 0 | 0 | 0 | 0 | 0
IL Climate ParentID 2571- CO2 Cap Annual v6.20 | 437 | 7770 | Rate Constraint in MTons | FALSE | L | Annual | Allowances Withdrawn (n:1) | Thousand Tons | 0 | 0 | 0 | 0 | 0 | 0 | 0
IL Climate ParentID 2571- CO2 Cap Annual v6.20 | 437 | 7770 | Rate Constraint in MTons | FALSE | L | Annual | Net Emissions Allowance Position | Thousand Tons | 0 | 0 | 0 | 0 | 0 | 0 | 0
IL Climate ParentID 2571- CO2 Cap Annual v6.20 | 437 | 7770 | Rate Constraint in MTons | FALSE | L | Annual | Fuel Consumed | TBtu | 0 | 0 | 0 | 0 | 0 | 0 | 0
IL Climate ParentID 2571- CO2 Cap Annual v6.20 | 437 | 7770 | Rate Constraint in MTons | FALSE | L | Annual | Rate | lb/MMBtu | 0 | 0 | 0 | 0 | 0 | 0 | 0
IL Climate ParentID 2571- CO2 Cap Annual v6.20 | 437 | 7770 | Rate Constraint in MTons | FALSE | L | Annual | Generation | TWh | 0 | 0 | 0 | 0 | 0 | 0 | 0
IL Climate ParentID 2571- CO2 Cap Annual v6.20 | 437 | 7770 | Rate Constraint in MTons | FALSE | L | Annual | Qualifying Generation | TWh | 0 | 0 | 0 | 0 | 0 | 0 | 0
IL Climate ParentID 2571- CO2 Cap Annual v6.20 | 437 | 7770 | Rate Constraint in MTons | FALSE | L | Annual | Rate | lb/MWh | 0 | 0 | 0 | 0 | 0 | 0 | 0
IL Climate ParentID 2571- CO2 Cap Annual v6.20 | 437 | 7770 | Rate Constraint in MTons | FALSE | L | Annual | Constraint Shadow Price | US2019$/Ton | 0 | 0 | 0 | 0 | 0 | 0 | 0
IL Climate ParentID 311- CO2 Cap Annual v6.20 | 438 | 7732 | Rate Constraint in MTons | FALSE | L | Annual | Seasons Included | Seasons | Winter, WintShld, Summer | Winter, WintShld, Summer | Winter, WintShld, Summer | Winter, WintShld, Summer | Winter, WintShld, Summer | Winter, WintShld, Summer | Winter, WintShld, Summer
IL Climate ParentID 311- CO2 Cap Annual v6.20 | 438 | 7732 | Rate Constraint in MTons | FALSE | L | Annual | Standard CO2 | Thousand Tons | 0 | 0 | 194.7601 | 194.7601 | 194.7601 | 194.7601 | 194.7601
IL Climate ParentID 311- CO2 Cap Annual v6.20 | 438 | 7732 | Rate Constraint in MTons | FALSE | L | Annual | Emissions at Affected Plants CO2 | Thousand Tons | 0 | 0 | 3.98 | 0 | 0 | 0 | 0
IL Climate ParentID 311- CO2 Cap Annual v6.20 | 438 | 7732 | Rate Constraint in MTons | FALSE | L | Annual | Allowances Purchased CO2 | Thousand Tons | 0 | 0 | 0 | 0 | 0 | 0 | 0
IL Climate ParentID 311- CO2 Cap Annual v6.20 | 438 | 7732 | Rate Constraint in MTons | FALSE | L | Annual | Allowances Sold CO2 | Thousand Tons | 0 | 0 | 0 | 0 | 0 | 0 | 0
IL Climate ParentID 311- CO2 Cap Annual v6.20 | 438 | 7732 | Rate Constraint in MTons | FALSE | L | Annual | Allowances Banked | Thousand Tons | 0 | 0 | 0 | 0 | 0 | 0 | 0
IL Climate ParentID 311- CO2 Cap Annual v6.20 | 438 | 7732 | Rate Constraint in MTons | FALSE | L | Annual | Allowances Withdrawn (1:1) | Thousand Tons | 0 | 0 | 0 | 0 | 0 | 0 | 0
IL Climate ParentID 311- CO2 Cap Annual v6.20 | 438 | 7732 | Rate Constraint in MTons | FALSE | L | Annual | Allowances Withdrawn (n:1) | Thousand Tons | 0 | 0 | 0 | 0 | 0 | 0 | 0
IL Climate ParentID 311- CO2 Cap Annual v6.20 | 438 | 7732 | Rate Constraint in MTons | FALSE | L | Annual | Net Emissions Allowance Position | Thousand Tons | 0 | 0 | 3.98 | 0 | 0 | 0 | 0
IL Climate ParentID 311- CO2 Cap Annual v6.20 | 438 | 7732 | Rate Constraint in MTons | FALSE | L | Annual | Fuel Consumed | TBtu | 0 | 0 | 0.067987 | 0 | 0 | 0 | 0
IL Climate ParentID 311- CO2 Cap Annual v6.20 | 438 | 7732 | Rate Constraint in MTons | FALSE | L | Annual | Rate | lb/MMBtu | 0 | 0 | 117.08 | 0 | 0 | 0 | 0
IL Climate ParentID 311- CO2 Cap Annual v6.20 | 438 | 7732 | Rate Constraint in MTons | FALSE | L | Annual | Generation | TWh | 0 | 0 | 0.0063273 | 0 | 0 | 0 | 0
IL Climate ParentID 311- CO2 Cap Annual v6.20 | 438 | 7732 | Rate Constraint in MTons | FALSE | L | Annual | Qualifying Generation | TWh | 0 | 0 | 0.0063273 | 0 | 0 | 0 | 0
IL Climate ParentID 311- CO2 Cap Annual v6.20 | 438 | 7732 | Rate Constraint in MTons | FALSE | L | Annual | Rate | lb/MWh | 0 | 0 | 1258.0246 | 0 | 0 | 0 | 0
IL Climate ParentID 311- CO2 Cap Annual v6.20 | 438 | 7732 | Rate Constraint in MTons | FALSE | L | Annual | Constraint Shadow Price | US2019$/Ton | 0 | 0 | 0 | 0 | 0 | 0 | 0
IL Climate ParentID 320- CO2 Cap Annual v6.20 | 439 | 7733 | Rate Constraint in MTons | FALSE | L | Annual | Seasons Included | Seasons | Winter, WintShld, Summer | Winter, WintShld, Summer | Winter, WintShld, Summer | Winter, WintShld, Summer | Winter, WintShld, Summer | Winter, WintShld, Summer | Winter, WintShld, Summer
IL Climate ParentID 320- CO2 Cap Annual v6.20 | 439 | 7733 | Rate Constraint in MTons | FALSE | L | Annual | Standard CO2 | Thousand Tons | 0 | 0 | 112.2207 | 112.2207 | 112.2207 | 112.2207 | 112.2207
IL Climate ParentID 320- CO2 Cap Annual v6.20 | 439 | 7733 | Rate Constraint in MTons | FALSE | L | Annual | Emissions at Affected Plants CO2 | Thousand Tons | 0 | 0 | 9.8697 | 0 | 0 | 0 | 0
IL Climate ParentID 320- CO2 Cap Annual v6.20 | 439 | 7733 | Rate Constraint in MTons | FALSE | L | Annual | Allowances Purchased CO2 | Thousand Tons | 0 | 0 | 0 | 0 | 0 | 0 | 0
IL Climate ParentID 320- CO2 Cap Annual v6.20 | 439 | 7733 | Rate Constraint in MTons | FALSE | L | Annual | Allowances Sold CO2 | Thousand Tons | 0 | 0 | 0 | 0 | 0 | 0 | 0
IL Climate ParentID 320- CO2 Cap Annual v6.20 | 439 | 7733 | Rate Constraint in MTons | FALSE | L | Annual | Allowances Banked | Thousand Tons | 0 | 0 | 0 | 0 | 0 | 0 | 0
IL Climate ParentID 320- CO2 Cap Annual v6.20 | 439 | 7733 | Rate Constraint in MTons | FALSE | L | Annual | Allowances Withdrawn (1:1) | Thousand Tons | 0 | 0 | 0 | 0 | 0 | 0 | 0
IL Climate ParentID 320- CO2 Cap Annual v6.20 | 439 | 7733 | Rate Constraint in MTons | FALSE | L | Annual | Allowances Withdrawn (n:1) | Thousand Tons | 0 | 0 | 0 | 0 | 0 | 0 | 0
IL Climate ParentID 320- CO2 Cap Annual v6.20 | 439 | 7733 | Rate Constraint in MTons | FALSE | L | Annual | Net Emissions Allowance Position | Thousand Tons | 0 | 0 | 9.8697 | 0 | 0 | 0 | 0
IL Climate ParentID 320- CO2 Cap Annual v6.20 | 439 | 7733 | Rate Constraint in MTons | FALSE | L | Annual | Fuel Consumed | TBtu | 0 | 0 | 0.1686 | 0 | 0 | 0 | 0
IL Climate ParentID 320- CO2 Cap Annual v6.20 | 439 | 7733 | Rate Constraint in MTons | FALSE | L | Annual | Rate | lb/MMBtu | 0 | 0 | 117.08 | 0 | 0 | 0 | 0
IL Climate ParentID 320- CO2 Cap Annual v6.20 | 439 | 7733 | Rate Constraint in MTons | FALSE | L | Annual | Generation | TWh | 0 | 0 | 0.01484 | 0 | 0 | 0 | 0
IL Climate ParentID 320- CO2 Cap Annual v6.20 | 439 | 7733 | Rate Constraint in MTons | FALSE | L | Annual | Qualifying Generation | TWh | 0 | 0 | 0.01484 | 0 | 0 | 0 | 0
IL Climate ParentID 320- CO2 Cap Annual v6.20 | 439 | 7733 | Rate Constraint in MTons | FALSE | L | Annual | Rate | lb/MWh | 0 | 0 | 1330.1459 | 0 | 0 | 0 | 0
IL Climate ParentID 320- CO2 Cap Annual v6.20 | 439 | 7733 | Rate Constraint in MTons | FALSE | L | Annual | Constraint Shadow Price | US2019$/Ton | 0 | 0 | 0 | 0 | 0 | 0 | 0
IL Climate ParentID 321- CO2 Cap Annual v6.20 | 440 | 7734 | Rate Constraint in MTons | FALSE | L | Annual | Seasons Included | Seasons | Winter, WintShld, Summer | Winter, WintShld, Summer | Winter, WintShld, Summer | Winter, WintShld, Summer | Winter, WintShld, Summer | Winter, WintShld, Summer | Winter, WintShld, Summer
IL Climate ParentID 321- CO2 Cap Annual v6.20 | 440 | 7734 | Rate Constraint in MTons | FALSE | L | Annual | Standard CO2 | Thousand Tons | 0 | 0 | 212.9442 | 212.9442 | 212.9442 | 212.9442 | 212.9442
IL Climate ParentID 321- CO2 Cap Annual v6.20 | 440 | 7734 | Rate Constraint in MTons | FALSE | L | Annual | Emissions at Affected Plants CO2 | Thousand Tons | 0 | 0 | 19.252 | 0 | 0 | 0 | 0
IL Climate ParentID 321- CO2 Cap Annual v6.20 | 440 | 7734 | Rate Constraint in MTons | FALSE | L | Annual | Allowances Purchased CO2 | Thousand Tons | 0 | 0 | 0 | 0 | 0 | 0 | 0
IL Climate ParentID 321- CO2 Cap Annual v6.20 | 440 | 7734 | Rate Constraint in MTons | FALSE | L | Annual | Allowances Sold CO2 | Thousand Tons | 0 | 0 | 0 | 0 | 0 | 0 | 0
IL Climate ParentID 321- CO2 Cap Annual v6.20 | 440 | 7734 | Rate Constraint in MTons | FALSE | L | Annual | Allowances Banked | Thousand Tons | 0 | 0 | 0 | 0 | 0 | 0 | 0
IL Climate ParentID 321- CO2 Cap Annual v6.20 | 440 | 7734 | Rate Constraint in MTons | FALSE | L | Annual | Allowances Withdrawn (1:1) | Thousand Tons | 0 | 0 | 0 | 0 | 0 | 0 | 0
IL Climate ParentID 321- CO2 Cap Annual v6.20 | 440 | 7734 | Rate Constraint in MTons | FALSE | L | Annual | Allowances Withdrawn (n:1) | Thousand Tons | 0 | 0 | 0 | 0 | 0 | 0 | 0
IL Climate ParentID 321- CO2 Cap Annual v6.20 | 440 | 7734 | Rate Constraint in MTons | FALSE | L | Annual | Net Emissions Allowance Position | Thousand Tons | 0 | 0 | 19.252 | 0 | 0 | 0 | 0
IL Climate ParentID 321- CO2 Cap Annual v6.20 | 440 | 7734 | Rate Constraint in MTons | FALSE | L | Annual | Fuel Consumed | TBtu | 0 | 0 | 0.32887 | 0 | 0 | 0 | 0
IL Climate ParentID 321- CO2 Cap Annual v6.20 | 440 | 7734 | Rate Constraint in MTons | FALSE | L | Annual | Rate | lb/MMBtu | 0 | 0 | 117.08 | 0 | 0 | 0 | 0
IL Climate ParentID 321- CO2 Cap Annual v6.20 | 440 | 7734 | Rate Constraint in MTons | FALSE | L | Annual | Generation | TWh | 0 | 0 | 0.030467 | 0 | 0 | 0 | 0
IL Climate ParentID 321- CO2 Cap Annual v6.20 | 440 | 7734 | Rate Constraint in MTons | FALSE | L | Annual | Qualifying Generation | TWh | 0 | 0 | 0.030467 | 0 | 0 | 0 | 0
IL Climate ParentID 321- CO2 Cap Annual v6.20 | 440 | 7734 | Rate Constraint in MTons | FALSE | L | Annual | Rate | lb/MWh | 0 | 0 | 1263.7819 | 0 | 0 | 0 | 0
IL Climate ParentID 321- CO2 Cap Annual v6.20 | 440 | 7734 | Rate Constraint in MTons | FALSE | L | Annual | Constraint Shadow Price | US2019$/Ton | 0 | 0 | 0 | 0 | 0 | 0 | 0
IL Climate ParentID 322- CO2 Cap Annual v6.20 | 441 | 7735 | Rate Constraint in MTons | FALSE | L | Annual | Seasons Included | Seasons | Winter, WintShld, Summer | Winter, WintShld, Summer | Winter, WintShld, Summer | Winter, WintShld, Summer | Winter, WintShld, Summer | Winter, WintShld, Summer | Winter, WintShld, Summer
IL Climate ParentID 322- CO2 Cap Annual v6.20 | 441 | 7735 | Rate Constraint in MTons | FALSE | L | Annual | Standard CO2 | Thousand Tons | 0 | 0 | 4.4657 | 4.4657 | 4.4657 | 4.4657 | 4.4657
IL Climate ParentID 322- CO2 Cap Annual v6.20 | 441 | 7735 | Rate Constraint in MTons | FALSE | L | Annual | Emissions at Affected Plants CO2 | Thousand Tons | 0 | 0 | 4.4657 | 0 | 0 | 0 | 0
IL Climate ParentID 322- CO2 Cap Annual v6.20 | 441 | 7735 | Rate Constraint in MTons | FALSE | L | Annual | Allowances Purchased CO2 | Thousand Tons | 0 | 0 | 0 | 0 | 0 | 0 | 0
IL Climate ParentID 322- CO2 Cap Annual v6.20 | 441 | 7735 | Rate Constraint in MTons | FALSE | L | Annual | Allowances Sold CO2 | Thousand Tons | 0 | 0 | 0 | 0 | 0 | 0 | 0
IL Climate ParentID 322- CO2 Cap Annual v6.20 | 441 | 7735 | Rate Constraint in MTons | FALSE | L | Annual | Allowances Banked | Thousand Tons | 0 | 0 | 0 | 0 | 0 | 0 | 0
IL Climate ParentID 322- CO2 Cap Annual v6.20 | 441 | 7735 | Rate Constraint in MTons | FALSE | L | Annual | Allowances Withdrawn (1:1) | Thousand Tons | 0 | 0 | 0 | 0 | 0 | 0 | 0
IL Climate ParentID 322- CO2 Cap Annual v6.20 | 441 | 7735 | Rate Constraint in MTons | FALSE | L | Annual | Allowances Withdrawn (n:1) | Thousand Tons | 0 | 0 | 0 | 0 | 0 | 0 | 0
IL Climate ParentID 322- CO2 Cap Annual v6.20 | 441 | 7735 | Rate Constraint in MTons | FALSE | L | Annual | Net Emissions Allowance Position | Thousand Tons | 0 | 0 | 4.4657 | 0 | 0 | 0 | 0
IL Climate ParentID 322- CO2 Cap Annual v6.20 | 441 | 7735 | Rate Constraint in MTons | FALSE | L | Annual | Fuel Consumed | TBtu | 0 | 0 | 0.076284 | 0 | 0 | 0 | 0
IL Climate ParentID 322- CO2 Cap Annual v6.20 | 441 | 7735 | Rate Constraint in MTons | FALSE | L | Annual | Rate | lb/MMBtu | 0 | 0 | 117.08 | 0 | 0 | 0 | 0
IL Climate ParentID 322- CO2 Cap Annual v6.20 | 441 | 7735 | Rate Constraint in MTons | FALSE | L | Annual | Generation | TWh | 0 | 0 | 0.0070995 | 0 | 0 | 0 | 0
IL Climate ParentID 322- CO2 Cap Annual v6.20 | 441 | 7735 | Rate Constraint in MTons | FALSE | L | Annual | Qualifying Generation | TWh | 0 | 0 | 0.0070995 | 0 | 0 | 0 | 0
IL Climate ParentID 322- CO2 Cap Annual v6.20 | 441 | 7735 | Rate Constraint in MTons | FALSE | L | Annual | Rate | lb/MWh | 0 | 0 | 1258.0246 | 0 | 0 | 0 | 0
IL Climate ParentID 322- CO2 Cap Annual v6.20 | 441 | 7735 | Rate Constraint in MTons | FALSE | L | Annual | Constraint Shadow Price | US2019$/Ton | 0 | 0 | 0.12635 | 0 | 0 | 0 | 0
IL Climate ParentID 323- CO2 Cap Annual v6.20 | 442 | 7736 | Rate Constraint in MTons | FALSE | L | Annual | Seasons Included | Seasons | Winter, WintShld, Summer | Winter, WintShld, Summer | Winter, WintShld, Summer | Winter, WintShld, Summer | Winter, WintShld, Summer | Winter, WintShld, Summer | Winter, WintShld, Summer
IL Climate ParentID 323- CO2 Cap Annual v6.20 | 442 | 7736 | Rate Constraint in MTons | FALSE | L | Annual | Standard CO2 | Thousand Tons | 0 | 0 | 48.0539 | 48.0539 | 48.0539 | 48.0539 | 48.0539
IL Climate ParentID 323- CO2 Cap Annual v6.20 | 442 | 7736 | Rate Constraint in MTons | FALSE | L | Annual | Emissions at Affected Plants CO2 | Thousand Tons | 0 | 0 | 2.2718 | 0 | 0 | 0 | 0
IL Climate ParentID 323- CO2 Cap Annual v6.20 | 442 | 7736 | Rate Constraint in MTons | FALSE | L | Annual | Allowances Purchased CO2 | Thousand Tons | 0 | 0 | 0 | 0 | 0 | 0 | 0
IL Climate ParentID 323- CO2 Cap Annual v6.20 | 442 | 7736 | Rate Constraint in MTons | FALSE | L | Annual | Allowances Sold CO2 | Thousand Tons | 0 | 0 | 0 | 0 | 0 | 0 | 0
IL Climate ParentID 323- CO2 Cap Annual v6.20 | 442 | 7736 | Rate Constraint in MTons | FALSE | L | Annual | Allowances Banked | Thousand Tons | 0 | 0 | 0 | 0 | 0 | 0 | 0
IL Climate ParentID 323- CO2 Cap Annual v6.20 | 442 | 7736 | Rate Constraint in MTons | FALSE | L | Annual | Allowances Withdrawn (1:1) | Thousand Tons | 0 | 0 | 0 | 0 | 0 | 0 | 0
IL Climate ParentID 323- CO2 Cap Annual v6.20 | 442 | 7736 | Rate Constraint in MTons | FALSE | L | Annual | Allowances Withdrawn (n:1) | Thousand Tons | 0 | 0 | 0 | 0 | 0 | 0 | 0
IL Climate ParentID 323- CO2 Cap Annual v6.20 | 442 | 7736 | Rate Constraint in MTons | FALSE | L | Annual | Net Emissions Allowance Position | Thousand Tons | 0 | 0 | 2.2718 | 0 | 0 | 0 | 0
IL Climate ParentID 323- CO2 Cap Annual v6.20 | 442 | 7736 | Rate Constraint in MTons | FALSE | L | Annual | Fuel Consumed | TBtu | 0 | 0 | 0.038807 | 0 | 0 | 0 | 0
IL Climate ParentID 323- CO2 Cap Annual v6.20 | 442 | 7736 | Rate Constraint in MTons | FALSE | L | Annual | Rate | lb/MMBtu | 0 | 0 | 117.08 | 0 | 0 | 0 | 0
IL Climate ParentID 323- CO2 Cap Annual v6.20 | 442 | 7736 | Rate Constraint in MTons | FALSE | L | Annual | Generation | TWh | 0 | 0 | 0.0035329 | 0 | 0 | 0 | 0
IL Climate ParentID 323- CO2 Cap Annual v6.20 | 442 | 7736 | Rate Constraint in MTons | FALSE | L | Annual | Qualifying Generation | TWh | 0 | 0 | 0.0035329 | 0 | 0 | 0 | 0
IL Climate ParentID 323- CO2 Cap Annual v6.20 | 442 | 7736 | Rate Constraint in MTons | FALSE | L | Annual | Rate | lb/MWh | 0 | 0 | 1286.0649 | 0 | 0 | 0 | 0
IL Climate ParentID 323- CO2 Cap Annual v6.20 | 442 | 7736 | Rate Constraint in MTons | FALSE | L | Annual | Constraint Shadow Price | US2019$/Ton | 0 | 0 | 0 | 0 | 0 | 0 | 0
IL Climate ParentID 324- CO2 Cap Annual v6.20 | 443 | 7737 | Rate Constraint in MTons | FALSE | L | Annual | Seasons Included | Seasons | Winter, WintShld, Summer | Winter, WintShld, Summer | Winter, WintShld, Summer | Winter, WintShld, Summer | Winter, WintShld, Summer | Winter, WintShld, Summer | Winter, WintShld, Summer
IL Climate ParentID 324- CO2 Cap Annual v6.20 | 443 | 7737 | Rate Constraint in MTons | FALSE | L | Annual | Standard CO2 | Thousand Tons | 0 | 0 | 28.5974 | 28.5974 | 28.5974 | 28.5974 | 28.5974
IL Climate ParentID 324- CO2 Cap Annual v6.20 | 443 | 7737 | Rate Constraint in MTons | FALSE | L | Annual | Emissions at Affected Plants CO2 | Thousand Tons | 0 | 0 | 7.0572 | 0 | 0 | 0 | 0
IL Climate ParentID 324- CO2 Cap Annual v6.20 | 443 | 7737 | Rate Constraint in MTons | FALSE | L | Annual | Allowances Purchased CO2 | Thousand Tons | 0 | 0 | 0 | 0 | 0 | 0 | 0
IL Climate ParentID 324- CO2 Cap Annual v6.20 | 443 | 7737 | Rate Constraint in MTons | FALSE | L | Annual | Allowances Sold CO2 | Thousand Tons | 0 | 0 | 0 | 0 | 0 | 0 | 0
IL Climate ParentID 324- CO2 Cap Annual v6.20 | 443 | 7737 | Rate Constraint in MTons | FALSE | L | Annual | Allowances Banked | Thousand Tons | 0 | 0 | 0 | 0 | 0 | 0 | 0
IL Climate ParentID 324- CO2 Cap Annual v6.20 | 443 | 7737 | Rate Constraint in MTons | FALSE | L | Annual | Allowances Withdrawn (1:1) | Thousand Tons | 0 | 0 | 0 | 0 | 0 | 0 | 0
IL Climate ParentID 324- CO2 Cap Annual v6.20 | 443 | 7737 | Rate Constraint in MTons | FALSE | L | Annual | Allowances Withdrawn (n:1) | Thousand Tons | 0 | 0 | 0 | 0 | 0 | 0 | 0
IL Climate ParentID 324- CO2 Cap Annual v6.20 | 443 | 7737 | Rate Constraint in MTons | FALSE | L | Annual | Net Emissions Allowance Position | Thousand Tons | 0 | 0 | 7.0572 | 0 | 0 | 0 | 0
IL Climate ParentID 324- CO2 Cap Annual v6.20 | 443 | 7737 | Rate Constraint in MTons | FALSE | L | Annual | Fuel Consumed | TBtu | 0 | 0 | 0.12055 | 0 | 0 | 0 | 0
IL Climate ParentID 324- CO2 Cap Annual v6.20 | 443 | 7737 | Rate Constraint in MTons | FALSE | L | Annual | Rate | lb/MMBtu | 0 | 0 | 117.08 | 0 | 0 | 0 | 0
IL Climate ParentID 324- CO2 Cap Annual v6.20 | 443 | 7737 | Rate Constraint in MTons | FALSE | L | Annual | Generation | TWh | 0 | 0 | 0.011219 | 0 | 0 | 0 | 0
IL Climate ParentID 324- CO2 Cap Annual v6.20 | 443 | 7737 | Rate Constraint in MTons | FALSE | L | Annual | Qualifying Generation | TWh | 0 | 0 | 0.011219 | 0 | 0 | 0 | 0
IL Climate ParentID 324- CO2 Cap Annual v6.20 | 443 | 7737 | Rate Constraint in MTons | FALSE | L | Annual | Rate | lb/MWh | 0 | 0 | 1258.0246 | 0 | 0 | 0 | 0
IL Climate ParentID 324- CO2 Cap Annual v6.20 | 443 | 7737 | Rate Constraint in MTons | FALSE | L | Annual | Constraint Shadow Price | US2019$/Ton | 0 | 0 | 0 | 0 | 0 | 0 | 0
IL Climate ParentID 325- CO2 Cap Annual v6.20 | 444 | 7738 | Rate Constraint in MTons | FALSE | L | Annual | Seasons Included | Seasons | Winter, WintShld, Summer | Winter, WintShld, Summer | Winter, WintShld, Summer | Winter, WintShld, Summer | Winter, WintShld, Summer | Winter, WintShld, Summer | Winter, WintShld, Summer
IL Climate ParentID 325- CO2 Cap Annual v6.20 | 444 | 7738 | Rate Constraint in MTons | FALSE | L | Annual | Standard CO2 | Thousand Tons | 0 | 0 | 19.5472 | 19.5472 | 19.5472 | 19.5472 | 19.5472
IL Climate ParentID 325- CO2 Cap Annual v6.20 | 444 | 7738 | Rate Constraint in MTons | FALSE | L | Annual | Emissions at Affected Plants CO2 | Thousand Tons | 0 | 0 | 0 | 0 | 0 | 0 | 0
IL Climate ParentID 325- CO2 Cap Annual v6.20 | 444 | 7738 | Rate Constraint in MTons | FALSE | L | Annual | Allowances Purchased CO2 | Thousand Tons | 0 | 0 | 0 | 0 | 0 | 0 | 0
IL Climate ParentID 325- CO2 Cap Annual v6.20 | 444 | 7738 | Rate Constraint in MTons | FALSE | L | Annual | Allowances Sold CO2 | Thousand Tons | 0 | 0 | 0 | 0 | 0 | 0 | 0
IL Climate ParentID 325- CO2 Cap Annual v6.20 | 444 | 7738 | Rate Constraint in MTons | FALSE | L | Annual | Allowances Banked | Thousand Tons | 0 | 0 | 0 | 0 | 0 | 0 | 0
IL Climate ParentID 325- CO2 Cap Annual v6.20 | 444 | 7738 | Rate Constraint in MTons | FALSE | L | Annual | Allowances Withdrawn (1:1) | Thousand Tons | 0 | 0 | 0 | 0 | 0 | 0 | 0
IL Climate ParentID 325- CO2 Cap Annual v6.20 | 444 | 7738 | Rate Constraint in MTons | FALSE | L | Annual | Allowances Withdrawn (n:1) | Thousand Tons | 0 | 0 | 0 | 0 | 0 | 0 | 0
IL Climate ParentID 325- CO2 Cap Annual v6.20 | 444 | 7738 | Rate Constraint in MTons | FALSE | L | Annual | Net Emissions Allowance Position | Thousand Tons | 0 | 0 | 0 | 0 | 0 | 0 | 0
IL Climate ParentID 325- CO2 Cap Annual v6.20 | 444 | 7738 | Rate Constraint in MTons | FALSE | L | Annual | Fuel Consumed | TBtu | 0 | 0 | 0 | 0 | 0 | 0 | 0
IL Climate ParentID 325- CO2 Cap Annual v6.20 | 444 | 7738 | Rate Constraint in MTons | FALSE | L | Annual | Rate | lb/MMBtu | 0 | 0 | 0 | 0 | 0 | 0 | 0
IL Climate ParentID 325- CO2 Cap Annual v6.20 | 444 | 7738 | Rate Constraint in MTons | FALSE | L | Annual | Generation | TWh | 0 | 0 | 0 | 0 | 0 | 0 | 0
IL Climate ParentID 325- CO2 Cap Annual v6.20 | 444 | 7738 | Rate Constraint in MTons | FALSE | L | Annual | Qualifying Generation | TWh | 0 | 0 | 0 | 0 | 0 | 0 | 0
IL Climate ParentID 325- CO2 Cap Annual v6.20 | 444 | 7738 | Rate Constraint in MTons | FALSE | L | Annual | Rate | lb/MWh | 0 | 0 | 0 | 0 | 0 | 0 | 0
IL Climate ParentID 325- CO2 Cap Annual v6.20 | 444 | 7738 | Rate Constraint in MTons | FALSE | L | Annual | Constraint Shadow Price | US2019$/Ton | 0 | 0 | 0 | 0 | 0 | 0 | 0
IL Climate ParentID 326- CO2 Cap Annual v6.20 | 445 | 7739 | Rate Constraint in MTons | FALSE | L | Annual | Seasons Included | Seasons | Winter, WintShld, Summer | Winter, WintShld, Summer | Winter, WintShld, Summer | Winter, WintShld, Summer | Winter, WintShld, Summer | Winter, WintShld, Summer | Winter, WintShld, Summer
IL Climate ParentID 326- CO2 Cap Annual v6.20 | 445 | 7739 | Rate Constraint in MTons | FALSE | L | Annual | Standard CO2 | Thousand Tons | 0 | 0 | 63.1947 | 63.1947 | 63.1947 | 63.1947 | 63.1947
IL Climate ParentID 326- CO2 Cap Annual v6.20 | 445 | 7739 | Rate Constraint in MTons | FALSE | L | Annual | Emissions at Affected Plants CO2 | Thousand Tons | 0 | 0 | 0 | 0 | 0 | 0 | 0
IL Climate ParentID 326- CO2 Cap Annual v6.20 | 445 | 7739 | Rate Constraint in MTons | FALSE | L | Annual | Allowances Purchased CO2 | Thousand Tons | 0 | 0 | 0 | 0 | 0 | 0 | 0
IL Climate ParentID 326- CO2 Cap Annual v6.20 | 445 | 7739 | Rate Constraint in MTons | FALSE | L | Annual | Allowances Sold CO2 | Thousand Tons | 0 | 0 | 0 | 0 | 0 | 0 | 0
IL Climate ParentID 326- CO2 Cap Annual v6.20 | 445 | 7739 | Rate Constraint in MTons | FALSE | L | Annual | Allowances Banked | Thousand Tons | 0 | 0 | 0 | 0 | 0 | 0 | 0
IL Climate ParentID 326- CO2 Cap Annual v6.20 | 445 | 7739 | Rate Constraint in MTons | FALSE | L | Annual | Allowances Withdrawn (1:1) | Thousand Tons | 0 | 0 | 0 | 0 | 0 | 0 | 0
IL Climate ParentID 326- CO2 Cap Annual v6.20 | 445 | 7739 | Rate Constraint in MTons | FALSE | L | Annual | Allowances Withdrawn (n:1) | Thousand Tons | 0 | 0 | 0 | 0 | 0 | 0 | 0
IL Climate ParentID 326- CO2 Cap Annual v6.20 | 445 | 7739 | Rate Constraint in MTons | FALSE | L | Annual | Net Emissions Allowance Position | Thousand Tons | 0 | 0 | 0 | 0 | 0 | 0 | 0
IL Climate ParentID 326- CO2 Cap Annual v6.20 | 445 | 7739 | Rate Constraint in MTons | FALSE | L | Annual | Fuel Consumed | TBtu | 0 | 0 | 0 | 0 | 0 | 0 | 0
IL Climate ParentID 326- CO2 Cap Annual v6.20 | 445 | 7739 | Rate Constraint in MTons | FALSE | L | Annual | Rate | lb/MMBtu | 0 | 0 | 0 | 0 | 0 | 0 | 0
IL Climate ParentID 326- CO2 Cap Annual v6.20 | 445 | 7739 | Rate Constraint in MTons | FALSE | L | Annual | Generation | TWh | 0 | 0 | 0 | 0 | 0 | 0 | 0
IL Climate ParentID 326- CO2 Cap Annual v6.20 | 445 | 7739 | Rate Constraint in MTons | FALSE | L | Annual | Qualifying Generation | TWh | 0 | 0 | 0 | 0 | 0 | 0 | 0
IL Climate ParentID 326- CO2 Cap Annual v6.20 | 445 | 7739 | Rate Constraint in MTons | FALSE | L | Annual | Rate | lb/MWh | 0 | 0 | 0 | 0 | 0 | 0 | 0
IL Climate ParentID 326- CO2 Cap Annual v6.20 | 445 | 7739 | Rate Constraint in MTons | FALSE | L | Annual | Constraint Shadow Price | US2019$/Ton | 0 | 0 | 0 | 0 | 0 | 0 | 0
IL Climate ParentID 327- CO2 Cap Annual v6.20 | 446 | 7740 | Rate Constraint in MTons | FALSE | L | Annual | Seasons Included | Seasons | Winter, WintShld, Summer | Winter, WintShld, Summer | Winter, WintShld, Summer | Winter, WintShld, Summer | Winter, WintShld, Summer | Winter, WintShld, Summer | Winter, WintShld, Summer
IL Climate ParentID 327- CO2 Cap Annual v6.20 | 446 | 7740 | Rate Constraint in MTons | FALSE | L | Annual | Standard CO2 | Thousand Tons | 0 | 0 | 21.1592 | 21.1592 | 21.1592 | 21.1592 | 21.1592
IL Climate ParentID 327- CO2 Cap Annual v6.20 | 446 | 7740 | Rate Constraint in MTons | FALSE | L | Annual | Emissions at Affected Plants CO2 | Thousand Tons | 0 | 0 | 0 | 0 | 0 | 0 | 0
IL Climate ParentID 327- CO2 Cap Annual v6.20 | 446 | 7740 | Rate Constraint in MTons | FALSE | L | Annual | Allowances Purchased CO2 | Thousand Tons | 0 | 0 | 0 | 0 | 0 | 0 | 0
IL Climate ParentID 327- CO2 Cap Annual v6.20 | 446 | 7740 | Rate Constraint in MTons | FALSE | L | Annual | Allowances Sold CO2 | Thousand Tons | 0 | 0 | 0 | 0 | 0 | 0 | 0
IL Climate ParentID 327- CO2 Cap Annual v6.20 | 446 | 7740 | Rate Constraint in MTons | FALSE | L | Annual | Allowances Banked | Thousand Tons | 0 | 0 | 0 | 0 | 0 | 0 | 0
IL Climate ParentID 327- CO2 Cap Annual v6.20 | 446 | 7740 | Rate Constraint in MTons | FALSE | L | Annual | Allowances Withdrawn (1:1) | Thousand Tons | 0 | 0 | 0 | 0 | 0 | 0 | 0
IL Climate ParentID 327- CO2 Cap Annual v6.20 | 446 | 7740 | Rate Constraint in MTons | FALSE | L | Annual | Allowances Withdrawn (n:1) | Thousand Tons | 0 | 0 | 0 | 0 | 0 | 0 | 0
IL Climate ParentID 327- CO2 Cap Annual v6.20 | 446 | 7740 | Rate Constraint in MTons | FALSE | L | Annual | Net Emissions Allowance Position | Thousand Tons | 0 | 0 | 0 | 0 | 0 | 0 | 0
IL Climate ParentID 327- CO2 Cap Annual v6.20 | 446 | 7740 | Rate Constraint in MTons | FALSE | L | Annual | Fuel Consumed | TBtu | 0 | 0 | 0 | 0 | 0 | 0 | 0
IL Climate ParentID 327- CO2 Cap Annual v6.20 | 446 | 7740 | Rate Constraint in MTons | FALSE | L | Annual | Rate | lb/MMBtu | 0 | 0 | 0 | 0 | 0 | 0 | 0
IL Climate ParentID 327- CO2 Cap Annual v6.20 | 446 | 7740 | Rate Constraint in MTons | FALSE | L | Annual | Generation | TWh | 0 | 0 | 0 | 0 | 0 | 0 | 0
IL Climate ParentID 327- CO2 Cap Annual v6.20 | 446 | 7740 | Rate Constraint in MTons | FALSE | L | Annual | Qualifying Generation | TWh | 0 | 0 | 0 | 0 | 0 | 0 | 0
IL Climate ParentID 327- CO2 Cap Annual v6.20 | 446 | 7740 | Rate Constraint in MTons | FALSE | L | Annual | Rate | lb/MWh | 0 | 0 | 0 | 0 | 0 | 0 | 0
IL Climate ParentID 327- CO2 Cap Annual v6.20 | 446 | 7740 | Rate Constraint in MTons | FALSE | L | Annual | Constraint Shadow Price | US2019$/Ton | 0 | 0 | 0 | 0 | 0 | 0 | 0
IL Climate ParentID 328- CO2 Cap Annual v6.20 | 447 | 7741 | Rate Constraint in MTons | FALSE | L | Annual | Seasons Included | Seasons | Winter, WintShld, Summer | Winter, WintShld, Summer | Winter, WintShld, Summer | Winter, WintShld, Summer | Winter, WintShld, Summer | Winter, WintShld, Summer | Winter, WintShld, Summer
IL Climate ParentID 328- CO2 Cap Annual v6.20 | 447 | 7741 | Rate Constraint in MTons | FALSE | L | Annual | Standard CO2 | Thousand Tons | 0 | 0 | 4.9553 | 4.9553 | 4.9553 | 4.9553 | 4.9553
IL Climate ParentID 328- CO2 Cap Annual v6.20 | 447 | 7741 | Rate Constraint in MTons | FALSE | L | Annual | Emissions at Affected Plants CO2 | Thousand Tons | 0 | 0 | 0 | 0 | 0 | 0 | 0
IL Climate ParentID 328- CO2 Cap Annual v6.20 | 447 | 7741 | Rate Constraint in MTons | FALSE | L | Annual | Allowances Purchased CO2 | Thousand Tons | 0 | 0 | 0 | 0 | 0 | 0 | 0
IL Climate ParentID 328- CO2 Cap Annual v6.20 | 447 | 7741 | Rate Constraint in MTons | FALSE | L | Annual | Allowances Sold CO2 | Thousand Tons | 0 | 0 | 0 | 0 | 0 | 0 | 0
IL Climate ParentID 328- CO2 Cap Annual v6.20 | 447 | 7741 | Rate Constraint in MTons | FALSE | L | Annual | Allowances Banked | Thousand Tons | 0 | 0 | 0 | 0 | 0 | 0 | 0
IL Climate ParentID 328- CO2 Cap Annual v6.20 | 447 | 7741 | Rate Constraint in MTons | FALSE | L | Annual | Allowances Withdrawn (1:1) | Thousand Tons | 0 | 0 | 0 | 0 | 0 | 0 | 0
IL Climate ParentID 328- CO2 Cap Annual v6.20 | 447 | 7741 | Rate Constraint in MTons | FALSE | L | Annual | Allowances Withdrawn (n:1) | Thousand Tons | 0 | 0 | 0 | 0 | 0 | 0 | 0
IL Climate ParentID 328- CO2 Cap Annual v6.20 | 447 | 7741 | Rate Constraint in MTons | FALSE | L | Annual | Net Emissions Allowance Position | Thousand Tons | 0 | 0 | 0 | 0 | 0 | 0 | 0
IL Climate ParentID 328- CO2 Cap Annual v6.20 | 447 | 7741 | Rate Constraint in MTons | FALSE | L | Annual | Fuel Consumed | TBtu | 0 | 0 | 0 | 0 | 0 | 0 | 0
IL Climate ParentID 328- CO2 Cap Annual v6.20 | 447 | 7741 | Rate Constraint in MTons | FALSE | L | Annual | Rate | lb/MMBtu | 0 | 0 | 0 | 0 | 0 | 0 | 0
IL Climate ParentID 328- CO2 Cap Annual v6.20 | 447 | 7741 | Rate Constraint in MTons | FALSE | L | Annual | Generation | TWh | 0 | 0 | 0 | 0 | 0 | 0 | 0
IL Climate ParentID 328- CO2 Cap Annual v6.20 | 447 | 7741 | Rate Constraint in MTons | FALSE | L | Annual | Qualifying Generation | TWh | 0 | 0 | 0 | 0 | 0 | 0 | 0
IL Climate ParentID 328- CO2 Cap Annual v6.20 | 447 | 7741 | Rate Constraint in MTons | FALSE | L | Annual | Rate | lb/MWh | 0 | 0 | 0 | 0 | 0 | 0 | 0
IL Climate ParentID 328- CO2 Cap Annual v6.20 | 447 | 7741 | Rate Constraint in MTons | FALSE | L | Annual | Constraint Shadow Price | US2019$/Ton | 0 | 0 | 0 | 0 | 0 | 0 | 0
IL Climate ParentID 329- CO2 Cap Annual v6.20 | 448 | 7742 | Rate Constraint in MTons | FALSE | L | Annual | Seasons Included | Seasons | Winter, WintShld, Summer | Winter, WintShld, Summer | Winter, WintShld, Summer | Winter, WintShld, Summer | Winter, WintShld, Summer | Winter, WintShld, Summer | Winter, WintShld, Summer
IL Climate ParentID 329- CO2 Cap Annual v6.20 | 448 | 7742 | Rate Constraint in MTons | FALSE | L | Annual | Standard CO2 | Thousand Tons | 0 | 0 | 24.3959 | 24.3959 | 24.3959 | 24.3959 | 24.3959
IL Climate ParentID 329- CO2 Cap Annual v6.20 | 448 | 7742 | Rate Constraint in MTons | FALSE | L | Annual | Emissions at Affected Plants CO2 | Thousand Tons | 0 | 0 | 0 | 0 | 0 | 0 | 0
IL Climate ParentID 329- CO2 Cap Annual v6.20 | 448 | 7742 | Rate Constraint in MTons | FALSE | L | Annual | Allowances Purchased CO2 | Thousand Tons | 0 | 0 | 0 | 0 | 0 | 0 | 0
IL Climate ParentID 329- CO2 Cap Annual v6.20 | 448 | 7742 | Rate Constraint in MTons | FALSE | L | Annual | Allowances Sold CO2 | Thousand Tons | 0 | 0 | 0 | 0 | 0 | 0 | 0
IL Climate ParentID 329- CO2 Cap Annual v6.20 | 448 | 7742 | Rate Constraint in MTons | FALSE | L | Annual | Allowances Banked | Thousand Tons | 0 | 0 | 0 | 0 | 0 | 0 | 0
IL Climate ParentID 329- CO2 Cap Annual v6.20 | 448 | 7742 | Rate Constraint in MTons | FALSE | L | Annual | Allowances Withdrawn (1:1) | Thousand Tons | 0 | 0 | 0 | 0 | 0 | 0 | 0
IL Climate ParentID 329- CO2 Cap Annual v6.20 | 448 | 7742 | Rate Constraint in MTons | FALSE | L | Annual | Allowances Withdrawn (n:1) | Thousand Tons | 0 | 0 | 0 | 0 | 0 | 0 | 0
IL Climate ParentID 329- CO2 Cap Annual v6.20 | 448 | 7742 | Rate Constraint in MTons | FALSE | L | Annual | Net Emissions Allowance Position | Thousand Tons | 0 | 0 | 0 | 0 | 0 | 0 | 0
IL Climate ParentID 329- CO2 Cap Annual v6.20 | 448 | 7742 | Rate Constraint in MTons | FALSE | L | Annual | Fuel Consumed | TBtu | 0 | 0 | 0 | 0 | 0 | 0 | 0
IL Climate ParentID 329- CO2 Cap Annual v6.20 | 448 | 7742 | Rate Constraint in MTons | FALSE | L | Annual | Rate | lb/MMBtu | 0 | 0 | 0 | 0 | 0 | 0 | 0
IL Climate ParentID 329- CO2 Cap Annual v6.20 | 448 | 7742 | Rate Constraint in MTons | FALSE | L | Annual | Generation | TWh | 0 | 0 | 0 | 0 | 0 | 0 | 0
IL Climate ParentID 329- CO2 Cap Annual v6.20 | 448 | 7742 | Rate Constraint in MTons | FALSE | L | Annual | Qualifying Generation | TWh | 0 | 0 | 0 | 0 | 0 | 0 | 0
IL Climate ParentID 329- CO2 Cap Annual v6.20 | 448 | 7742 | Rate Constraint in MTons | FALSE | L | Annual | Rate | lb/MWh | 0 | 0 | 0 | 0 | 0 | 0 | 0
IL Climate ParentID 329- CO2 Cap Annual v6.20 | 448 | 7742 | Rate Constraint in MTons | FALSE | L | Annual | Constraint Shadow Price | US2019$/Ton | 0 | 0 | 0 | 0 | 0 | 0 | 0
IL Climate ParentID 330- CO2 Cap Annual v6.20 | 449 | 7743 | Rate Constraint in MTons | FALSE | L | Annual | Seasons Included | Seasons | Winter, WintShld, Summer | Winter, WintShld, Summer | Winter, WintShld, Summer | Winter, WintShld, Summer | Winter, WintShld, Summer | Winter, WintShld, Summer | Winter, WintShld, Summer
IL Climate ParentID 330- CO2 Cap Annual v6.20 | 449 | 7743 | Rate Constraint in MTons | FALSE | L | Annual | Standard CO2 | Thousand Tons | 0 | 0 | 99.3289 | 99.3289 | 99.3289 | 99.3289 | 99.3289
IL Climate ParentID 330- CO2 Cap Annual v6.20 | 449 | 7743 | Rate Constraint in MTons | FALSE | L | Annual | Emissions at Affected Plants CO2 | Thousand Tons | 0 | 0 | 0 | 0 | 0 | 0 | 0
IL Climate ParentID 330- CO2 Cap Annual v6.20 | 449 | 7743 | Rate Constraint in MTons | FALSE | L | Annual | Allowances Purchased CO2 | Thousand Tons | 0 | 0 | 0 | 0 | 0 | 0 | 0
IL Climate ParentID 330- CO2 Cap Annual v6.20 | 449 | 7743 | Rate Constraint in MTons | FALSE | L | Annual | Allowances Sold CO2 | Thousand Tons | 0 | 0 | 0 | 0 | 0 | 0 | 0
IL Climate ParentID 330- CO2 Cap Annual v6.20 | 449 | 7743 | Rate Constraint in MTons | FALSE | L | Annual | Allowances Banked | Thousand Tons | 0 | 0 | 0 | 0 | 0 | 0 | 0
IL Climate ParentID 330- CO2 Cap Annual v6.20 | 449 | 7743 | Rate Constraint in MTons | FALSE | L | Annual | Allowances Withdrawn (1:1) | Thousand Tons | 0 | 0 | 0 | 0 | 0 | 0 | 0
IL Climate ParentID 330- CO2 Cap Annual v6.20 | 449 | 7743 | Rate Constraint in MTons | FALSE | L | Annual | Allowances Withdrawn (n:1) | Thousand Tons | 0 | 0 | 0 | 0 | 0 | 0 | 0
IL Climate ParentID 330- CO2 Cap Annual v6.20 | 449 | 7743 | Rate Constraint in MTons | FALSE | L | Annual | Net Emissions Allowance Position | Thousand Tons | 0 | 0 | 0 | 0 | 0 | 0 | 0
IL Climate ParentID 330- CO2 Cap Annual v6.20 | 449 | 7743 | Rate Constraint in MTons | FALSE | L | Annual | Fuel Consumed | TBtu | 0 | 0 | 0 | 0 | 0 | 0 | 0
IL Climate ParentID 330- CO2 Cap Annual v6.20 | 449 | 7743 | Rate Constraint in MTons | FALSE | L | Annual | Rate | lb/MMBtu | 0 | 0 | 0 | 0 | 0 | 0 | 0
IL Climate ParentID 330- CO2 Cap Annual v6.20 | 449 | 7743 | Rate Constraint in MTons | FALSE | L | Annual | Generation | TWh | 0 | 0 | 0 | 0 | 0 | 0 | 0
IL Climate ParentID 330- CO2 Cap Annual v6.20 | 449 | 7743 | Rate Constraint in MTons | FALSE | L | Annual | Qualifying Generation | TWh | 0 | 0 | 0 | 0 | 0 | 0 | 0
IL Climate ParentID 330- CO2 Cap Annual v6.20 | 449 | 7743 | Rate Constraint in MTons | FALSE | L | Annual | Rate | lb/MWh | 0 | 0 | 0 | 0 | 0 | 0 | 0
IL Climate ParentID 330- CO2 Cap Annual v6.20 | 449 | 7743 | Rate Constraint in MTons | FALSE | L | Annual | Constraint Shadow Price | US2019$/Ton | 0 | 0 | 0 | 0 | 0 | 0 | 0
IL Climate ParentID 331- CO2 Cap Annual v6.20 | 450 | 7744 | Rate Constraint in MTons | FALSE | L | Annual | Seasons Included | Seasons | Winter, WintShld, Summer | Winter, WintShld, Summer | Winter, WintShld, Summer | Winter, WintShld, Summer | Winter, WintShld, Summer | Winter, WintShld, Summer | Winter, WintShld, Summer
IL Climate ParentID 331- CO2 Cap Annual v6.20 | 450 | 7744 | Rate Constraint in MTons | FALSE | L | Annual | Standard CO2 | Thousand Tons | 0 | 0 | 43.4235 | 43.4235 | 43.4235 | 43.4235 | 43.4235
IL Climate ParentID 331- CO2 Cap Annual v6.20 | 450 | 7744 | Rate Constraint in MTons | FALSE | L | Annual | Emissions at Affected Plants CO2 | Thousand Tons | 0 | 0 | 0 | 0 | 0 | 0 | 0
IL Climate ParentID 331- CO2 Cap Annual v6.20 | 450 | 7744 | Rate Constraint in MTons | FALSE | L | Annual | Allowances Purchased CO2 | Thousand Tons | 0 | 0 | 0 | 0 | 0 | 0 | 0
IL Climate ParentID 331- CO2 Cap Annual v6.20 | 450 | 7744 | Rate Constraint in MTons | FALSE | L | Annual | Allowances Sold CO2 | Thousand Tons | 0 | 0 | 0 | 0 | 0 | 0 | 0
IL Climate ParentID 331- CO2 Cap Annual v6.20 | 450 | 7744 | Rate Constraint in MTons | FALSE | L | Annual | Allowances Banked | Thousand Tons | 0 | 0 | 0 | 0 | 0 | 0 | 0
IL Climate ParentID 331- CO2 Cap Annual v6.20 | 450 | 7744 | Rate Constraint in MTons | FALSE | L | Annual | Allowances Withdrawn (1:1) | Thousand Tons | 0 | 0 | 0 | 0 | 0 | 0 | 0
IL Climate ParentID 331- CO2 Cap Annual v6.20 | 450 | 7744 | Rate Constraint in MTons | FALSE | L | Annual | Allowances Withdrawn (n:1) | Thousand Tons | 0 | 0 | 0 | 0 | 0 | 0 | 0
IL Climate ParentID 331- CO2 Cap Annual v6.20 | 450 | 7744 | Rate Constraint in MTons | FALSE | L | Annual | Net Emissions Allowance Position | Thousand Tons | 0 | 0 | 0 | 0 | 0 | 0 | 0
IL Climate ParentID 331- CO2 Cap Annual v6.20 | 450 | 7744 | Rate Constraint in MTons | FALSE | L | Annual | Fuel Consumed | TBtu | 0 | 0 | 0 | 0 | 0 | 0 | 0
IL Climate ParentID 331- CO2 Cap Annual v6.20 | 450 | 7744 | Rate Constraint in MTons | FALSE | L | Annual | Rate | lb/MMBtu | 0 | 0 | 0 | 0 | 0 | 0 | 0
IL Climate ParentID 331- CO2 Cap Annual v6.20 | 450 | 7744 | Rate Constraint in MTons | FALSE | L | Annual | Generation | TWh | 0 | 0 | 0 | 0 | 0 | 0 | 0
IL Climate ParentID 331- CO2 Cap Annual v6.20 | 450 | 7744 | Rate Constraint in MTons | FALSE | L | Annual | Qualifying Generation | TWh | 0 | 0 | 0 | 0 | 0 | 0 | 0
IL Climate ParentID 331- CO2 Cap Annual v6.20 | 450 | 7744 | Rate Constraint in MTons | FALSE | L | Annual | Rate | lb/MWh | 0 | 0 | 0 | 0 | 0 | 0 | 0
IL Climate ParentID 331- CO2 Cap Annual v6.20 | 450 | 7744 | Rate Constraint in MTons | FALSE | L | Annual | Constraint Shadow Price | US2019$/Ton | 0 | 0 | 0 | 0 | 0 | 0 | 0
IL Climate ParentID 336- CO2 Cap Annual v6.20 | 451 | 7745 | Rate Constraint in MTons | FALSE | L | Annual | Seasons Included | Seasons | Winter, WintShld, Summer | Winter, WintShld, Summer | Winter, WintShld, Summer | Winter, WintShld, Summer | Winter, WintShld, Summer | Winter, WintShld, Summer | Winter, WintShld, Summer
IL Climate ParentID 336- CO2 Cap Annual v6.20 | 451 | 7745 | Rate Constraint in MTons | FALSE | L | Annual | Standard CO2 | Thousand Tons | 0 | 0 | 190.9653 | 190.9653 | 190.9653 | 190.9653 | 190.9653
IL Climate ParentID 336- CO2 Cap Annual v6.20 | 451 | 7745 | Rate Constraint in MTons | FALSE | L | Annual | Emissions at Affected Plants CO2 | Thousand Tons | 0 | 0 | 3.5467 | 0 | 0 | 0 | 0
IL Climate ParentID 336- CO2 Cap Annual v6.20 | 451 | 7745 | Rate Constraint in MTons | FALSE | L | Annual | Allowances Purchased CO2 | Thousand Tons | 0 | 0 | 0 | 0 | 0 | 0 | 0
IL Climate ParentID 336- CO2 Cap Annual v6.20 | 451 | 7745 | Rate Constraint in MTons | FALSE | L | Annual | Allowances Sold CO2 | Thousand Tons | 0 | 0 | 0 | 0 | 0 | 0 | 0
IL Climate ParentID 336- CO2 Cap Annual v6.20 | 451 | 7745 | Rate Constraint in MTons | FALSE | L | Annual | Allowances Banked | Thousand Tons | 0 | 0 | 0 | 0 | 0 | 0 | 0
IL Climate ParentID 336- CO2 Cap Annual v6.20 | 451 | 7745 | Rate Constraint in MTons | FALSE | L | Annual | Allowances Withdrawn (1:1) | Thousand Tons | 0 | 0 | 0 | 0 | 0 | 0 | 0
IL Climate ParentID 336- CO2 Cap Annual v6.20 | 451 | 7745 | Rate Constraint in MTons | FALSE | L | Annual | Allowances Withdrawn (n:1) | Thousand Tons | 0 | 0 | 0 | 0 | 0 | 0 | 0
IL Climate ParentID 336- CO2 Cap Annual v6.20 | 451 | 7745 | Rate Constraint in MTons | FALSE | L | Annual | Net Emissions Allowance Position | Thousand Tons | 0 | 0 | 3.5467 | 0 | 0 | 0 | 0
IL Climate ParentID 336- CO2 Cap Annual v6.20 | 451 | 7745 | Rate Constraint in MTons | FALSE | L | Annual | Fuel Consumed | TBtu | 0 | 0 | 0.060586 | 0 | 0 | 0 | 0
IL Climate ParentID 336- CO2 Cap Annual v6.20 | 451 | 7745 | Rate Constraint in MTons | FALSE | L | Annual | Rate | lb/MMBtu | 0 | 0 | 117.08 | 0 | 0 | 0 | 0
IL Climate ParentID 336- CO2 Cap Annual v6.20 | 451 | 7745 | Rate Constraint in MTons | FALSE | L | Annual | Generation | TWh | 0 | 0 | 0.0053683 | 0 | 0 | 0 | 0
IL Climate ParentID 336- CO2 Cap Annual v6.20 | 451 | 7745 | Rate Constraint in MTons | FALSE | L | Annual | Qualifying Generation | TWh | 0 | 0 | 0.0053683 | 0 | 0 | 0 | 0
IL Climate ParentID 336- CO2 Cap Annual v6.20 | 451 | 7745 | Rate Constraint in MTons | FALSE | L | Annual | Rate | lb/MWh | 0 | 0 | 1321.3649 | 0 | 0 | 0 | 0
IL Climate ParentID 336- CO2 Cap Annual v6.20 | 451 | 7745 | Rate Constraint in MTons | FALSE | L | Annual | Constraint Shadow Price | US2019$/Ton | 0 | 0 | 0 | 0 | 0 | 0 | 0
IL Climate ParentID 3563- CO2 Cap Annual v6.20 | 452 | 7771 | Rate Constraint in MTons | FALSE | L | Annual | Seasons Included | Seasons | Winter, WintShld, Summer | Winter, WintShld, Summer | Winter, WintShld, Summer | Winter, WintShld, Summer | Winter, WintShld, Summer | Winter, WintShld, Summer | Winter, WintShld, Summer
IL Climate ParentID 3563- CO2 Cap Annual v6.20 | 452 | 7771 | Rate Constraint in MTons | FALSE | L | Annual | Standard CO2 | Thousand Tons | 0 | 0 | 3726.0581 | 3726.0581 | 3726.0581 | 3726.0581 | 3726.0581
IL Climate ParentID 3563- CO2 Cap Annual v6.20 | 452 | 7771 | Rate Constraint in MTons | FALSE | L | Annual | Emissions at Affected Plants CO2 | Thousand Tons | 0 | 0 | 549.9792 | 546.904 | 0 | 0 | 0
IL Climate ParentID 3563- CO2 Cap Annual v6.20 | 452 | 7771 | Rate Constraint in MTons | FALSE | L | Annual | Allowances Purchased CO2 | Thousand Tons | 0 | 0 | 0 | 0 | 0 | 0 | 0
IL Climate ParentID 3563- CO2 Cap Annual v6.20 | 452 | 7771 | Rate Constraint in MTons | FALSE | L | Annual | Allowances Sold CO2 | Thousand Tons | 0 | 0 | 0 | 0 | 0 | 0 | 0
IL Climate ParentID 3563- CO2 Cap Annual v6.20 | 452 | 7771 | Rate Constraint in MTons | FALSE | L | Annual | Allowances Banked | Thousand Tons | 0 | 0 | 0 | 0 | 0 | 0 | 0
IL Climate ParentID 3563- CO2 Cap Annual v6.20 | 452 | 7771 | Rate Constraint in MTons | FALSE | L | Annual | Allowances Withdrawn (1:1) | Thousand Tons | 0 | 0 | 0 | 0 | 0 | 0 | 0
IL Climate ParentID 3563- CO2 Cap Annual v6.20 | 452 | 7771 | Rate Constraint in MTons | FALSE | L | Annual | Allowances Withdrawn (n:1) | Thousand Tons | 0 | 0 | 0 | 0 | 0 | 0 | 0
IL Climate ParentID 3563- CO2 Cap Annual v6.20 | 452 | 7771 | Rate Constraint in MTons | FALSE | L | Annual | Net Emissions Allowance Position | Thousand Tons | 0 | 0 | 549.9792 | 546.904 | 0 | 0 | 0
IL Climate ParentID 3563- CO2 Cap Annual v6.20 | 452 | 7771 | Rate Constraint in MTons | FALSE | L | Annual | Fuel Consumed | TBtu | 0 | 0 | 53.0804 | 53.0804 | 0 | 0 | 0
IL Climate ParentID 3563- CO2 Cap Annual v6.20 | 452 | 7771 | Rate Constraint in MTons | FALSE | L | Annual | Rate | lb/MMBtu | 0 | 0 | 20.7225 | 20.6066 | 0 | 0 | 0
IL Climate ParentID 3563- CO2 Cap Annual v6.20 | 452 | 7771 | Rate Constraint in MTons | FALSE | L | Annual | Generation | TWh | 0 | 0 | 4.0233 | 4.0233 | 0 | 0 | 0
IL Climate ParentID 3563- CO2 Cap Annual v6.20 | 452 | 7771 | Rate Constraint in MTons | FALSE | L | Annual | Qualifying Generation | TWh | 0 | 0 | 4.0233 | 4.0233 | 0 | 0 | 0
IL Climate ParentID 3563- CO2 Cap Annual v6.20 | 452 | 7771 | Rate Constraint in MTons | FALSE | L | Annual | Rate | lb/MWh | 0 | 0 | 273.396 | 271.8674 | 0 | 0 | 0
IL Climate ParentID 3563- CO2 Cap Annual v6.20 | 452 | 7771 | Rate Constraint in MTons | FALSE | L | Annual | Constraint Shadow Price | US2019$/Ton | 0 | 0 | 0 | 0 | 0 | 0 | 0
IL Climate ParentID 3564- CO2 Cap Annual v6.20 | 453 | 7772 | Rate Constraint in MTons | FALSE | L | Annual | Seasons Included | Seasons | Winter, WintShld, Summer | Winter, WintShld, Summer | Winter, WintShld, Summer | Winter, WintShld, Summer | Winter, WintShld, Summer | Winter, WintShld, Summer | Winter, WintShld, Summer
IL Climate ParentID 3564- CO2 Cap Annual v6.20 | 453 | 7772 | Rate Constraint in MTons | FALSE | L | Annual | Standard CO2 | Thousand Tons | 0 | 0 | 3621.2811 | 3621.2811 | 3621.2811 | 3621.2811 | 3621.2811
IL Climate ParentID 3564- CO2 Cap Annual v6.20 | 453 | 7772 | Rate Constraint in MTons | FALSE | L | Annual | Emissions at Affected Plants CO2 | Thousand Tons | 0 | 0 | 547.3438 | 544.2834 | 0 | 0 | 0
IL Climate ParentID 3564- CO2 Cap Annual v6.20 | 453 | 7772 | Rate Constraint in MTons | FALSE | L | Annual | Allowances Purchased CO2 | Thousand Tons | 0 | 0 | 0 | 0 | 0 | 0 | 0
IL Climate ParentID 3564- CO2 Cap Annual v6.20 | 453 | 7772 | Rate Constraint in MTons | FALSE | L | Annual | Allowances Sold CO2 | Thousand Tons | 0 | 0 | 0 | 0 | 0 | 0 | 0
IL Climate ParentID 3564- CO2 Cap Annual v6.20 | 453 | 7772 | Rate Constraint in MTons | FALSE | L | Annual | Allowances Banked | Thousand Tons | 0 | 0 | 0 | 0 | 0 | 0 | 0
IL Climate ParentID 3564- CO2 Cap Annual v6.20 | 453 | 7772 | Rate Constraint in MTons | FALSE | L | Annual | Allowances Withdrawn (1:1) | Thousand Tons | 0 | 0 | 0 | 0 | 0 | 0 | 0
IL Climate ParentID 3564- CO2 Cap Annual v6.20 | 453 | 7772 | Rate Constraint in MTons | FALSE | L | Annual | Allowances Withdrawn (n:1) | Thousand Tons | 0 | 0 | 0 | 0 | 0 | 0 | 0
IL Climate ParentID 3564- CO2 Cap Annual v6.20 | 453 | 7772 | Rate Constraint in MTons | FALSE | L | Annual | Net Emissions Allowance Position | Thousand Tons | 0 | 0 | 547.3438 | 544.2834 | 0 | 0 | 0
IL Climate ParentID 3564- CO2 Cap Annual v6.20 | 453 | 7772 | Rate Constraint in MTons | FALSE | L | Annual | Fuel Consumed | TBtu | 0 | 0 | 52.826 | 52.826 | 0 | 0 | 0
IL Climate ParentID 3564- CO2 Cap Annual v6.20 | 453 | 7772 | Rate Constraint in MTons | FALSE | L | Annual | Rate | lb/MMBtu | 0 | 0 | 20.7225 | 20.6066 | 0 | 0 | 0
IL Climate ParentID 3564- CO2 Cap Annual v6.20 | 453 | 7772 | Rate Constraint in MTons | FALSE | L | Annual | Generation | TWh | 0 | 0 | 4.0316 | 4.0316 | 0 | 0 | 0
IL Climate ParentID 3564- CO2 Cap Annual v6.20 | 453 | 7772 | Rate Constraint in MTons | FALSE | L | Annual | Qualifying Generation | TWh | 0 | 0 | 4.0316 | 4.0316 | 0 | 0 | 0
IL Climate ParentID 3564- CO2 Cap Annual v6.20 | 453 | 7772 | Rate Constraint in MTons | FALSE | L | Annual | Rate | lb/MWh | 0 | 0 | 271.5253 | 270.007 | 0 | 0 | 0
IL Climate ParentID 3564- CO2 Cap Annual v6.20 | 453 | 7772 | Rate Constraint in MTons | FALSE | L | Annual | Constraint Shadow Price | US2019$/Ton | 0 | 0 | 0 | 0 | 0 | 0 | 0
IL Climate ParentID 3789- CO2 Cap Annual v6.20 | 454 | 7773 | Rate Constraint in MTons | FALSE | L | Annual | Seasons Included | Seasons | Winter, WintShld, Summer | Winter, WintShld, Summer | Winter, WintShld, Summer | Winter, WintShld, Summer | Winter, WintShld, Summer | Winter, WintShld, Summer | Winter, WintShld, Summer
IL Climate ParentID 3789- CO2 Cap Annual v6.20 | 454 | 7773 | Rate Constraint in MTons | FALSE | L | Annual | Standard CO2 | Thousand Tons | 0 | 0 | 128.792 | 128.792 | 128.792 | 128.792 | 128.792
IL Climate ParentID 3789- CO2 Cap Annual v6.20 | 454 | 7773 | Rate Constraint in MTons | FALSE | L | Annual | Emissions at Affected Plants CO2 | Thousand Tons | 0 | 0 | 0 | 0 | 0 | 0 | 0
IL Climate ParentID 3789- CO2 Cap Annual v6.20 | 454 | 7773 | Rate Constraint in MTons | FALSE | L | Annual | Allowances Purchased CO2 | Thousand Tons | 0 | 0 | 0 | 0 | 0 | 0 | 0
IL Climate ParentID 3789- CO2 Cap Annual v6.20 | 454 | 7773 | Rate Constraint in MTons | FALSE | L | Annual | Allowances Sold CO2 | Thousand Tons | 0 | 0 | 0 | 0 | 0 | 0 | 0
IL Climate ParentID 3789- CO2 Cap Annual v6.20 | 454 | 7773 | Rate Constraint in MTons | FALSE | L | Annual | Allowances Banked | Thousand Tons | 0 | 0 | 0 | 0 | 0 | 0 | 0
IL Climate ParentID 3789- CO2 Cap Annual v6.20 | 454 | 7773 | Rate Constraint in MTons | FALSE | L | Annual | Allowances Withdrawn (1:1) | Thousand Tons | 0 | 0 | 0 | 0 | 0 | 0 | 0
IL Climate ParentID 3789- CO2 Cap Annual v6.20 | 454 | 7773 | Rate Constraint in MTons | FALSE | L | Annual | Allowances Withdrawn (n:1) | Thousand Tons | 0 | 0 | 0 | 0 | 0 | 0 | 0
IL Climate ParentID 3789- CO2 Cap Annual v6.20 | 454 | 7773 | Rate Constraint in MTons | FALSE | L | Annual | Net Emissions Allowance Position | Thousand Tons | 0 | 0 | 0 | 0 | 0 | 0 | 0
IL Climate ParentID 3789- CO2 Cap Annual v6.20 | 454 | 7773 | Rate Constraint in MTons | FALSE | L | Annual | Fuel Consumed | TBtu | 0 | 0 | 0 | 0 | 0 | 0 | 0
IL Climate ParentID 3789- CO2 Cap Annual v6.20 | 454 | 7773 | Rate Constraint in MTons | FALSE | L | Annual | Rate | lb/MMBtu | 0 | 0 | 0 | 0 | 0 | 0 | 0
IL Climate ParentID 3789- CO2 Cap Annual v6.20 | 454 | 7773 | Rate Constraint in MTons | FALSE | L | Annual | Generation | TWh | 0 | 0 | 0 | 0 | 0 | 0 | 0
IL Climate ParentID 3789- CO2 Cap Annual v6.20 | 454 | 7773 | Rate Constraint in MTons | FALSE | L | Annual | Qualifying Generation | TWh | 0 | 0 | 0 | 0 | 0 | 0 | 0
IL Climate ParentID 3789- CO2 Cap Annual v6.20 | 454 | 7773 | Rate Constraint in MTons | FALSE | L | Annual | Rate | lb/MWh | 0 | 0 | 0 | 0 | 0 | 0 | 0
IL Climate ParentID 3789- CO2 Cap Annual v6.20 | 454 | 7773 | Rate Constraint in MTons | FALSE | L | Annual | Constraint Shadow Price | US2019$/Ton | 0 | 0 | 0 | 0 | 0 | 0 | 0
IL Climate ParentID 3790- CO2 Cap Annual v6.20 | 455 | 7774 | Rate Constraint in MTons | FALSE | L | Annual | Seasons Included | Seasons | Winter, WintShld, Summer | Winter, WintShld, Summer | Winter, WintShld, Summer | Winter, WintShld, Summer | Winter, WintShld, Summer | Winter, WintShld, Summer | Winter, WintShld, Summer
IL Climate ParentID 3790- CO2 Cap Annual v6.20 | 455 | 7774 | Rate Constraint in MTons | FALSE | L | Annual | Standard CO2 | Thousand Tons | 0 | 0 | 100.1698 | 100.1698 | 100.1698 | 100.1698 | 100.1698
IL Climate ParentID 3790- CO2 Cap Annual v6.20 | 455 | 7774 | Rate Constraint in MTons | FALSE | L | Annual | Emissions at Affected Plants CO2 | Thousand Tons | 0 | 0 | 0 | 0 | 0 | 0 | 0
IL Climate ParentID 3790- CO2 Cap Annual v6.20 | 455 | 7774 | Rate Constraint in MTons | FALSE | L | Annual | Allowances Purchased CO2 | Thousand Tons | 0 | 0 | 0 | 0 | 0 | 0 | 0
IL Climate ParentID 3790- CO2 Cap Annual v6.20 | 455 | 7774 | Rate Constraint in MTons | FALSE | L | Annual | Allowances Sold CO2 | Thousand Tons | 0 | 0 | 0 | 0 | 0 | 0 | 0
IL Climate ParentID 3790- CO2 Cap Annual v6.20 | 455 | 7774 | Rate Constraint in MTons | FALSE | L | Annual | Allowances Banked | Thousand Tons | 0 | 0 | 0 | 0 | 0 | 0 | 0
IL Climate ParentID 3790- CO2 Cap Annual v6.20 | 455 | 7774 | Rate Constraint in MTons | FALSE | L | Annual | Allowances Withdrawn (1:1) | Thousand Tons | 0 | 0 | 0 | 0 | 0 | 0 | 0
IL Climate ParentID 3790- CO2 Cap Annual v6.20 | 455 | 7774 | Rate Constraint in MTons | FALSE | L | Annual | Allowances Withdrawn (n:1) | Thousand Tons | 0 | 0 | 0 | 0 | 0 | 0 | 0
IL Climate ParentID 3790- CO2 Cap Annual v6.20 | 455 | 7774 | Rate Constraint in MTons | FALSE | L | Annual | Net Emissions Allowance Position | Thousand Tons | 0 | 0 | 0 | 0 | 0 | 0 | 0
IL Climate ParentID 3790- CO2 Cap Annual v6.20 | 455 | 7774 | Rate Constraint in MTons | FALSE | L | Annual | Fuel Consumed | TBtu | 0 | 0 | 0 | 0 | 0 | 0 | 0
IL Climate ParentID 3790- CO2 Cap Annual v6.20 | 455 | 7774 | Rate Constraint in MTons | FALSE | L | Annual | Rate | lb/MMBtu | 0 | 0 | 0 | 0 | 0 | 0 | 0
IL Climate ParentID 3790- CO2 Cap Annual v6.20 | 455 | 7774 | Rate Constraint in MTons | FALSE | L | Annual | Generation | TWh | 0 | 0 | 0 | 0 | 0 | 0 | 0
IL Climate ParentID 3790- CO2 Cap Annual v6.20 | 455 | 7774 | Rate Constraint in MTons | FALSE | L | Annual | Qualifying Generation | TWh | 0 | 0 | 0 | 0 | 0 | 0 | 0
IL Climate ParentID 3790- CO2 Cap Annual v6.20 | 455 | 7774 | Rate Constraint in MTons | FALSE | L | Annual | Rate | lb/MWh | 0 | 0 | 0 | 0 | 0 | 0 | 0
IL Climate ParentID 3790- CO2 Cap Annual v6.20 | 455 | 7774 | Rate Constraint in MTons | FALSE | L | Annual | Constraint Shadow Price | US2019$/Ton | 0 | 0 | 0 | 0 | 0 | 0 | 0
IL Climate ParentID 3791- CO2 Cap Annual v6.20 | 456 | 7775 | Rate Constraint in MTons | FALSE | L | Annual | Seasons Included | Seasons | Winter, WintShld, Summer | Winter, WintShld, Summer | Winter, WintShld, Summer | Winter, WintShld, Summer | Winter, WintShld, Summer | Winter, WintShld, Summer | Winter, WintShld, Summer
IL Climate ParentID 3791- CO2 Cap Annual v6.20 | 456 | 7775 | Rate Constraint in MTons | FALSE | L | Annual | Standard CO2 | Thousand Tons | 0 | 0 | 351.7674 | 351.7674 | 351.7674 | 351.7674 | 351.7674
IL Climate ParentID 3791- CO2 Cap Annual v6.20 | 456 | 7775 | Rate Constraint in MTons | FALSE | L | Annual | Emissions at Affected Plants CO2 | Thousand Tons | 0 | 0 | 0 | 0 | 0 | 0 | 0
IL Climate ParentID 3791- CO2 Cap Annual v6.20 | 456 | 7775 | Rate Constraint in MTons | FALSE | L | Annual | Allowances Purchased CO2 | Thousand Tons | 0 | 0 | 0 | 0 | 0 | 0 | 0
IL Climate ParentID 3791- CO2 Cap Annual v6.20 | 456 | 7775 | Rate Constraint in MTons | FALSE | L | Annual | Allowances Sold CO2 | Thousand Tons | 0 | 0 | 0 | 0 | 0 | 0 | 0
IL Climate ParentID 3791- CO2 Cap Annual v6.20 | 456 | 7775 | Rate Constraint in MTons | FALSE | L | Annual | Allowances Banked | Thousand Tons | 0 | 0 | 0 | 0 | 0 | 0 | 0
IL Climate ParentID 3791- CO2 Cap Annual v6.20 | 456 | 7775 | Rate Constraint in MTons | FALSE | L | Annual | Allowances Withdrawn (1:1) | Thousand Tons | 0 | 0 | 0 | 0 | 0 | 0 | 0
IL Climate ParentID 3791- CO2 Cap Annual v6.20 | 456 | 7775 | Rate Constraint in MTons | FALSE | L | Annual | Allowances Withdrawn (n:1) | Thousand Tons | 0 | 0 | 0 | 0 | 0 | 0 | 0
IL Climate ParentID 3791- CO2 Cap Annual v6.20 | 456 | 7775 | Rate Constraint in MTons | FALSE | L | Annual | Net Emissions Allowance Position | Thousand Tons | 0 | 0 | 0 | 0 | 0 | 0 | 0
IL Climate ParentID 3791- CO2 Cap Annual v6.20 | 456 | 7775 | Rate Constraint in MTons | FALSE | L | Annual | Fuel Consumed | TBtu | 0 | 0 | 0 | 0 | 0 | 0 | 0
IL Climate ParentID 3791- CO2 Cap Annual v6.20 | 456 | 7775 | Rate Constraint in MTons | FALSE | L | Annual | Rate | lb/MMBtu | 0 | 0 | 0 | 0 | 0 | 0 | 0
IL Climate ParentID 3791- CO2 Cap Annual v6.20 | 456 | 7775 | Rate Constraint in MTons | FALSE | L | Annual | Generation | TWh | 0 | 0 | 0 | 0 | 0 | 0 | 0
IL Climate ParentID 3791- CO2 Cap Annual v6.20 | 456 | 7775 | Rate Constraint in MTons | FALSE | L | Annual | Qualifying Generation | TWh | 0 | 0 | 0 | 0 | 0 | 0 | 0
IL Climate ParentID 3791- CO2 Cap Annual v6.20 | 456 | 7775 | Rate Constraint in MTons | FALSE | L | Annual | Rate | lb/MWh | 0 | 0 | 0 | 0 | 0 | 0 | 0
IL Climate ParentID 3791- CO2 Cap Annual v6.20 | 456 | 7775 | Rate Constraint in MTons | FALSE | L | Annual | Constraint Shadow Price | US2019$/Ton | 0 | 0 | 0 | 0 | 0 | 0 | 0
IL Climate ParentID 450- CO2 Cap Annual v6.20 | 457 | 7746 | Rate Constraint in MTons | FALSE | L | Annual | Seasons Included | Seasons | Winter, WintShld, Summer | Winter, WintShld, Summer | Winter, WintShld, Summer | Winter, WintShld, Summer | Winter, WintShld, Summer | Winter, WintShld, Summer | Winter, WintShld, Summer
IL Climate ParentID 450- CO2 Cap Annual v6.20 | 457 | 7746 | Rate Constraint in MTons | FALSE | L | Annual | Standard CO2 | Thousand Tons | 0 | 0 | 29.8709 | 29.8709 | 29.8709 | 29.8709 | 29.8709
IL Climate ParentID 450- CO2 Cap Annual v6.20 | 457 | 7746 | Rate Constraint in MTons | FALSE | L | Annual | Emissions at Affected Plants CO2 | Thousand Tons | 0 | 0 | 29.8709 | 0.89577 | 0 | 0 | 0
IL Climate ParentID 450- CO2 Cap Annual v6.20 | 457 | 7746 | Rate Constraint in MTons | FALSE | L | Annual | Allowances Purchased CO2 | Thousand Tons | 0 | 0 | 0 | 0 | 0 | 0 | 0
IL Climate ParentID 450- CO2 Cap Annual v6.20 | 457 | 7746 | Rate Constraint in MTons | FALSE | L | Annual | Allowances Sold CO2 | Thousand Tons | 0 | 0 | 0 | 0 | 0 | 0 | 0
IL Climate ParentID 450- CO2 Cap Annual v6.20 | 457 | 7746 | Rate Constraint in MTons | FALSE | L | Annual | Allowances Banked | Thousand Tons | 0 | 0 | 0 | 0 | 0 | 0 | 0
IL Climate ParentID 450- CO2 Cap Annual v6.20 | 457 | 7746 | Rate Constraint in MTons | FALSE | L | Annual | Allowances Withdrawn (1:1) | Thousand Tons | 0 | 0 | 0 | 0 | 0 | 0 | 0
IL Climate ParentID 450- CO2 Cap Annual v6.20 | 457 | 7746 | Rate Constraint in MTons | FALSE | L | Annual | Allowances Withdrawn (n:1) | Thousand Tons | 0 | 0 | 0 | 0 | 0 | 0 | 0
IL Climate ParentID 450- CO2 Cap Annual v6.20 | 457 | 7746 | Rate Constraint in MTons | FALSE | L | Annual | Net Emissions Allowance Position | Thousand Tons | 0 | 0 | 29.8709 | 0.89577 | 0 | 0 | 0
IL Climate ParentID 450- CO2 Cap Annual v6.20 | 457 | 7746 | Rate Constraint in MTons | FALSE | L | Annual | Fuel Consumed | TBtu | 0 | 0 | 0.51026 | 0.015302 | 0 | 0 | 0
IL Climate ParentID 450- CO2 Cap Annual v6.20 | 457 | 7746 | Rate Constraint in MTons | FALSE | L | Annual | Rate | lb/MMBtu | 0 | 0 | 117.08 | 117.08 | 0 | 0 | 0
IL Climate ParentID 450- CO2 Cap Annual v6.20 | 457 | 7746 | Rate Constraint in MTons | FALSE | L | Annual | Generation | TWh | 0 | 0 | 0.047489 | 0.0014241 | 0 | 0 | 0
IL Climate ParentID 450- CO2 Cap Annual v6.20 | 457 | 7746 | Rate Constraint in MTons | FALSE | L | Annual | Qualifying Generation | TWh | 0 | 0 | 0.047489 | 0.0014241 | 0 | 0 | 0
IL Climate ParentID 450- CO2 Cap Annual v6.20 | 457 | 7746 | Rate Constraint in MTons | FALSE | L | Annual | Rate | lb/MWh | 0 | 0 | 1258.0246 | 1258.0246 | 0 | 0 | 0
IL Climate ParentID 450- CO2 Cap Annual v6.20 | 457 | 7746 | Rate Constraint in MTons | FALSE | L | Annual | Constraint Shadow Price | US2019$/Ton | 0 | 0 | 0.3789 | 0 | 0 | 0 | 0
IL Climate ParentID 451- CO2 Cap Annual v6.20 | 458 | 7747 | Rate Constraint in MTons | FALSE | L | Annual | Seasons Included | Seasons | Winter, WintShld, Summer | Winter, WintShld, Summer | Winter, WintShld, Summer | Winter, WintShld, Summer | Winter, WintShld, Summer | Winter, WintShld, Summer | Winter, WintShld, Summer
IL Climate ParentID 451- CO2 Cap Annual v6.20 | 458 | 7747 | Rate Constraint in MTons | FALSE | L | Annual | Standard CO2 | Thousand Tons | 0 | 0 | 28.5997 | 28.5997 | 28.5997 | 28.5997 | 28.5997
IL Climate ParentID 451- CO2 Cap Annual v6.20 | 458 | 7747 | Rate Constraint in MTons | FALSE | L | Annual | Emissions at Affected Plants CO2 | Thousand Tons | 0 | 0 | 19.6679 | 0.39318 | 0 | 0 | 0
IL Climate ParentID 451- CO2 Cap Annual v6.20 | 458 | 7747 | Rate Constraint in MTons | FALSE | L | Annual | Allowances Purchased CO2 | Thousand Tons | 0 | 0 | 0 | 0 | 0 | 0 | 0
IL Climate ParentID 451- CO2 Cap Annual v6.20 | 458 | 7747 | Rate Constraint in MTons | FALSE | L | Annual | Allowances Sold CO2 | Thousand Tons | 0 | 0 | 0 | 0 | 0 | 0 | 0
IL Climate ParentID 451- CO2 Cap Annual v6.20 | 458 | 7747 | Rate Constraint in MTons | FALSE | L | Annual | Allowances Banked | Thousand Tons | 0 | 0 | 0 | 0 | 0 | 0 | 0
IL Climate ParentID 451- CO2 Cap Annual v6.20 | 458 | 7747 | Rate Constraint in MTons | FALSE | L | Annual | Allowances Withdrawn (1:1) | Thousand Tons | 0 | 0 | 0 | 0 | 0 | 0 | 0
IL Climate ParentID 451- CO2 Cap Annual v6.20 | 458 | 7747 | Rate Constraint in MTons | FALSE | L | Annual | Allowances Withdrawn (n:1) | Thousand Tons | 0 | 0 | 0 | 0 | 0 | 0 | 0
IL Climate ParentID 451- CO2 Cap Annual v6.20 | 458 | 7747 | Rate Constraint in MTons | FALSE | L | Annual | Net Emissions Allowance Position | Thousand Tons | 0 | 0 | 19.6679 | 0.39318 | 0 | 0 | 0
IL Climate ParentID 451- CO2 Cap Annual v6.20 | 458 | 7747 | Rate Constraint in MTons | FALSE | L | Annual | Fuel Consumed | TBtu | 0 | 0 | 0.33597 | 0.0067164 | 0 | 0 | 0
IL Climate ParentID 451- CO2 Cap Annual v6.20 | 458 | 7747 | Rate Constraint in MTons | FALSE | L | Annual | Rate | lb/MMBtu | 0 | 0 | 117.08 | 117.08 | 0 | 0 | 0
IL Climate ParentID 451- CO2 Cap Annual v6.20 | 458 | 7747 | Rate Constraint in MTons | FALSE | L | Annual | Generation | TWh | 0 | 0 | 0.031018 | 0.00062008 | 0 | 0 | 0
IL Climate ParentID 451- CO2 Cap Annual v6.20 | 458 | 7747 | Rate Constraint in MTons | FALSE | L | Annual | Qualifying Generation | TWh | 0 | 0 | 0.031018 | 0.00062008 | 0 | 0 | 0
IL Climate ParentID 451- CO2 Cap Annual v6.20 | 458 | 7747 | Rate Constraint in MTons | FALSE | L | Annual | Rate | lb/MWh | 0 | 0 | 1268.152 | 1268.152 | 0 | 0 | 0
IL Climate ParentID 451- CO2 Cap Annual v6.20 | 458 | 7747 | Rate Constraint in MTons | FALSE | L | Annual | Constraint Shadow Price | US2019$/Ton | 0 | 0 | 0 | 0 | 0 | 0 | 0
IL Climate ParentID 452- CO2 Cap Annual v6.20 | 459 | 7748 | Rate Constraint in MTons | FALSE | L | Annual | Seasons Included | Seasons | Winter, WintShld, Summer | Winter, WintShld, Summer | Winter, WintShld, Summer | Winter, WintShld, Summer | Winter, WintShld, Summer | Winter, WintShld, Summer | Winter, WintShld, Summer
IL Climate ParentID 452- CO2 Cap Annual v6.20 | 459 | 7748 | Rate Constraint in MTons | FALSE | L | Annual | Standard CO2 | Thousand Tons | 0 | 0 | 70.0018 | 70.0018 | 70.0018 | 70.0018 | 70.0018
IL Climate ParentID 452- CO2 Cap Annual v6.20 | 459 | 7748 | Rate Constraint in MTons | FALSE | L | Annual | Emissions at Affected Plants CO2 | Thousand Tons | 0 | 0 | 38.3493 | 0.95247 | 0 | 0 | 0
IL Climate ParentID 452- CO2 Cap Annual v6.20 | 459 | 7748 | Rate Constraint in MTons | FALSE | L | Annual | Allowances Purchased CO2 | Thousand Tons | 0 | 0 | 0 | 0 | 0 | 0 | 0
IL Climate ParentID 452- CO2 Cap Annual v6.20 | 459 | 7748 | Rate Constraint in MTons | FALSE | L | Annual | Allowances Sold CO2 | Thousand Tons | 0 | 0 | 0 | 0 | 0 | 0 | 0
IL Climate ParentID 452- CO2 Cap Annual v6.20 | 459 | 7748 | Rate Constraint in MTons | FALSE | L | Annual | Allowances Banked | Thousand Tons | 0 | 0 | 0 | 0 | 0 | 0 | 0
IL Climate ParentID 452- CO2 Cap Annual v6.20 | 459 | 7748 | Rate Constraint in MTons | FALSE | L | Annual | Allowances Withdrawn (1:1) | Thousand Tons | 0 | 0 | 0 | 0 | 0 | 0 | 0
IL Climate ParentID 452- CO2 Cap Annual v6.20 | 459 | 7748 | Rate Constraint in MTons | FALSE | L | Annual | Allowances Withdrawn (n:1) | Thousand Tons | 0 | 0 | 0 | 0 | 0 | 0 | 0
IL Climate ParentID 452- CO2 Cap Annual v6.20 | 459 | 7748 | Rate Constraint in MTons | FALSE | L | Annual | Net Emissions Allowance Position | Thousand Tons | 0 | 0 | 38.3493 | 0.95247 | 0 | 0 | 0
IL Climate ParentID 452- CO2 Cap Annual v6.20 | 459 | 7748 | Rate Constraint in MTons | FALSE | L | Annual | Fuel Consumed | TBtu | 0 | 0 | 0.6551 | 0.01627 | 0 | 0 | 0
IL Climate ParentID 452- CO2 Cap Annual v6.20 | 459 | 7748 | Rate Constraint in MTons | FALSE | L | Annual | Rate | lb/MMBtu | 0 | 0 | 117.08 | 117.08 | 0 | 0 | 0
IL Climate ParentID 452- CO2 Cap Annual v6.20 | 459 | 7748 | Rate Constraint in MTons | FALSE | L | Annual | Generation | TWh | 0 | 0 | 0.060967 | 0.0015142 | 0 | 0 | 0
IL Climate ParentID 452- CO2 Cap Annual v6.20 | 459 | 7748 | Rate Constraint in MTons | FALSE | L | Annual | Qualifying Generation | TWh | 0 | 0 | 0.060967 | 0.0015142 | 0 | 0 | 0
IL Climate ParentID 452- CO2 Cap Annual v6.20 | 459 | 7748 | Rate Constraint in MTons | FALSE | L | Annual | Rate | lb/MWh | 0 | 0 | 1258.0246 | 1258.0246 | 0 | 0 | 0
IL Climate ParentID 452- CO2 Cap Annual v6.20 | 459 | 7748 | Rate Constraint in MTons | FALSE | L | Annual | Constraint Shadow Price | US2019$/Ton | 0 | 0 | 0 | 0 | 0 | 0 | 0
IL Climate ParentID 453- CO2 Cap Annual v6.20 | 460 | 7749 | Rate Constraint in MTons | FALSE | L | Annual | Seasons Included | Seasons | Winter, WintShld, Summer | Winter, WintShld, Summer | Winter, WintShld, Summer | Winter, WintShld, Summer | Winter, WintShld, Summer | Winter, WintShld, Summer | Winter, WintShld, Summer
IL Climate ParentID 453- CO2 Cap Annual v6.20 | 460 | 7749 | Rate Constraint in MTons | FALSE | L | Annual | Standard CO2 | Thousand Tons | 0 | 0 | 0.28801 | 0.28801 | 0.28801 | 0.28801 | 0.28801
IL Climate ParentID 453- CO2 Cap Annual v6.20 | 460 | 7749 | Rate Constraint in MTons | FALSE | L | Annual | Emissions at Affected Plants CO2 | Thousand Tons | 0 | 0 | 0.28801 | 0.12756 | 0 | 0 | 0
IL Climate ParentID 453- CO2 Cap Annual v6.20 | 460 | 7749 | Rate Constraint in MTons | FALSE | L | Annual | Allowances Purchased CO2 | Thousand Tons | 0 | 0 | 0 | 0 | 0 | 0 | 0
IL Climate ParentID 453- CO2 Cap Annual v6.20 | 460 | 7749 | Rate Constraint in MTons | FALSE | L | Annual | Allowances Sold CO2 | Thousand Tons | 0 | 0 | 0 | 0 | 0 | 0 | 0
IL Climate ParentID 453- CO2 Cap Annual v6.20 | 460 | 7749 | Rate Constraint in MTons | FALSE | L | Annual | Allowances Banked | Thousand Tons | 0 | 0 | 0 | 0 | 0 | 0 | 0
IL Climate ParentID 453- CO2 Cap Annual v6.20 | 460 | 7749 | Rate Constraint in MTons | FALSE | L | Annual | Allowances Withdrawn (1:1) | Thousand Tons | 0 | 0 | 0 | 0 | 0 | 0 | 0
IL Climate ParentID 453- CO2 Cap Annual v6.20 | 460 | 7749 | Rate Constraint in MTons | FALSE | L | Annual | Allowances Withdrawn (n:1) | Thousand Tons | 0 | 0 | 0 | 0 | 0 | 0 | 0
IL Climate ParentID 453- CO2 Cap Annual v6.20 | 460 | 7749 | Rate Constraint in MTons | FALSE | L | Annual | Net Emissions Allowance Position | Thousand Tons | 0 | 0 | 0.28801 | 0.12756 | 0 | 0 | 0
IL Climate ParentID 453- CO2 Cap Annual v6.20 | 460 | 7749 | Rate Constraint in MTons | FALSE | L | Annual | Fuel Consumed | TBtu | 0 | 0 | 0.0049199 | 0.0021791 | 0 | 0 | 0
IL Climate ParentID 453- CO2 Cap Annual v6.20 | 460 | 7749 | Rate Constraint in MTons | FALSE | L | Annual | Rate | lb/MMBtu | 0 | 0 | 117.08 | 117.08 | 0 | 0 | 0
IL Climate ParentID 453- CO2 Cap Annual v6.20 | 460 | 7749 | Rate Constraint in MTons | FALSE | L | Annual | Generation | TWh | 0 | 0 | 0.00045788 | 0.0002028 | 0 | 0 | 0
IL Climate ParentID 453- CO2 Cap Annual v6.20 | 460 | 7749 | Rate Constraint in MTons | FALSE | L | Annual | Qualifying Generation | TWh | 0 | 0 | 0.00045788 | 0.0002028 | 0 | 0 | 0
IL Climate ParentID 453- CO2 Cap Annual v6.20 | 460 | 7749 | Rate Constraint in MTons | FALSE | L | Annual | Rate | lb/MWh | 0 | 0 | 1258.0246 | 1258.0246 | 0 | 0 | 0
IL Climate ParentID 453- CO2 Cap Annual v6.20 | 460 | 7749 | Rate Constraint in MTons | FALSE | L | Annual | Constraint Shadow Price | US2019$/Ton | 0 | 0 | 0.90495 | 0 | 0 | 0 | 0
IL Climate ParentID 455- CO2 Cap Annual v6.20 | 461 | 7750 | Rate Constraint in MTons | FALSE | L | Annual | Seasons Included | Seasons | Winter, WintShld, Summer | Winter, WintShld, Summer | Winter, WintShld, Summer | Winter, WintShld, Summer | Winter, WintShld, Summer | Winter, WintShld, Summer | Winter, WintShld, Summer
IL Climate ParentID 455- CO2 Cap Annual v6.20 | 461 | 7750 | Rate Constraint in MTons | FALSE | L | Annual | Standard CO2 | Thousand Tons | 0 | 0 | 6.7789 | 6.7789 | 6.7789 | 6.7789 | 6.7789
IL Climate ParentID 455- CO2 Cap Annual v6.20 | 461 | 7750 | Rate Constraint in MTons | FALSE | L | Annual | Emissions at Affected Plants CO2 | Thousand Tons | 0 | 0 | 0 | 0 | 0 | 0 | 0
IL Climate ParentID 455- CO2 Cap Annual v6.20 | 461 | 7750 | Rate Constraint in MTons | FALSE | L | Annual | Allowances Purchased CO2 | Thousand Tons | 0 | 0 | 0 | 0 | 0 | 0 | 0
IL Climate ParentID 455- CO2 Cap Annual v6.20 | 461 | 7750 | Rate Constraint in MTons | FALSE | L | Annual | Allowances Sold CO2 | Thousand Tons | 0 | 0 | 0 | 0 | 0 | 0 | 0
IL Climate ParentID 455- CO2 Cap Annual v6.20 | 461 | 7750 | Rate Constraint in MTons | FALSE | L | Annual | Allowances Banked | Thousand Tons | 0 | 0 | 0 | 0 | 0 | 0 | 0
IL Climate ParentID 455- CO2 Cap Annual v6.20 | 461 | 7750 | Rate Constraint in MTons | FALSE | L | Annual | Allowances Withdrawn (1:1) | Thousand Tons | 0 | 0 | 0 | 0 | 0 | 0 | 0
IL Climate ParentID 455- CO2 Cap Annual v6.20 | 461 | 7750 | Rate Constraint in MTons | FALSE | L | Annual | Allowances Withdrawn (n:1) | Thousand Tons | 0 | 0 | 0 | 0 | 0 | 0 | 0
IL Climate ParentID 455- CO2 Cap Annual v6.20 | 461 | 7750 | Rate Constraint in MTons | FALSE | L | Annual | Net Emissions Allowance Position | Thousand Tons | 0 | 0 | 0 | 0 | 0 | 0 | 0
IL Climate ParentID 455- CO2 Cap Annual v6.20 | 461 | 7750 | Rate Constraint in MTons | FALSE | L | Annual | Fuel Consumed | TBtu | 0 | 0 | 0 | 0 | 0 | 0 | 0
IL Climate ParentID 455- CO2 Cap Annual v6.20 | 461 | 7750 | Rate Constraint in MTons | FALSE | L | Annual | Rate | lb/MMBtu | 0 | 0 | 0 | 0 | 0 | 0 | 0
IL Climate ParentID 455- CO2 Cap Annual v6.20 | 461 | 7750 | Rate Constraint in MTons | FALSE | L | Annual | Generation | TWh | 0 | 0 | 0 | 0 | 0 | 0 | 0
IL Climate ParentID 455- CO2 Cap Annual v6.20 | 461 | 7750 | Rate Constraint in MTons | FALSE | L | Annual | Qualifying Generation | TWh | 0 | 0 | 0 | 0 | 0 | 0 | 0
IL Climate ParentID 455- CO2 Cap Annual v6.20 | 461 | 7750 | Rate Constraint in MTons | FALSE | L | Annual | Rate | lb/MWh | 0 | 0 | 0 | 0 | 0 | 0 | 0
IL Climate ParentID 455- CO2 Cap Annual v6.20 | 461 | 7750 | Rate Constraint in MTons | FALSE | L | Annual | Constraint Shadow Price | US2019$/Ton | 0 | 0 | 0 | 0 | 0 | 0 | 0
IL Climate ParentID 456- CO2 Cap Annual v6.20 | 462 | 7751 | Rate Constraint in MTons | FALSE | L | Annual | Seasons Included | Seasons | Winter, WintShld, Summer | Winter, WintShld, Summer | Winter, WintShld, Summer | Winter, WintShld, Summer | Winter, WintShld, Summer | Winter, WintShld, Summer | Winter, WintShld, Summer
IL Climate ParentID 456- CO2 Cap Annual v6.20 | 462 | 7751 | Rate Constraint in MTons | FALSE | L | Annual | Standard CO2 | Thousand Tons | 0 | 0 | 2.0526 | 2.0526 | 2.0526 | 2.0526 | 2.0526
IL Climate ParentID 456- CO2 Cap Annual v6.20 | 462 | 7751 | Rate Constraint in MTons | FALSE | L | Annual | Emissions at Affected Plants CO2 | Thousand Tons | 0 | 0 | 0 | 0 | 0 | 0 | 0
IL Climate ParentID 456- CO2 Cap Annual v6.20 | 462 | 7751 | Rate Constraint in MTons | FALSE | L | Annual | Allowances Purchased CO2 | Thousand Tons | 0 | 0 | 0 | 0 | 0 | 0 | 0
IL Climate ParentID 456- CO2 Cap Annual v6.20 | 462 | 7751 | Rate Constraint in MTons | FALSE | L | Annual | Allowances Sold CO2 | Thousand Tons | 0 | 0 | 0 | 0 | 0 | 0 | 0
IL Climate ParentID 456- CO2 Cap Annual v6.20 | 462 | 7751 | Rate Constraint in MTons | FALSE | L | Annual | Allowances Banked | Thousand Tons | 0 | 0 | 0 | 0 | 0 | 0 | 0
IL Climate ParentID 456- CO2 Cap Annual v6.20 | 462 | 7751 | Rate Constraint in MTons | FALSE | L | Annual | Allowances Withdrawn (1:1) | Thousand Tons | 0 | 0 | 0 | 0 | 0 | 0 | 0
IL Climate ParentID 456- CO2 Cap Annual v6.20 | 462 | 7751 | Rate Constraint in MTons | FALSE | L | Annual | Allowances Withdrawn (n:1) | Thousand Tons | 0 | 0 | 0 | 0 | 0 | 0 | 0
IL Climate ParentID 456- CO2 Cap Annual v6.20 | 462 | 7751 | Rate Constraint in MTons | FALSE | L | Annual | Net Emissions Allowance Position | Thousand Tons | 0 | 0 | 0 | 0 | 0 | 0 | 0
IL Climate ParentID 456- CO2 Cap Annual v6.20 | 462 | 7751 | Rate Constraint in MTons | FALSE | L | Annual | Fuel Consumed | TBtu | 0 | 0 | 0 | 0 | 0 | 0 | 0
IL Climate ParentID 456- CO2 Cap Annual v6.20 | 462 | 7751 | Rate Constraint in MTons | FALSE | L | Annual | Rate | lb/MMBtu | 0 | 0 | 0 | 0 | 0 | 0 | 0
IL Climate ParentID 456- CO2 Cap Annual v6.20 | 462 | 7751 | Rate Constraint in MTons | FALSE | L | Annual | Generation | TWh | 0 | 0 | 0 | 0 | 0 | 0 | 0
IL Climate ParentID 456- CO2 Cap Annual v6.20 | 462 | 7751 | Rate Constraint in MTons | FALSE | L | Annual | Qualifying Generation | TWh | 0 | 0 | 0 | 0 | 0 | 0 | 0
IL Climate ParentID 456- CO2 Cap Annual v6.20 | 462 | 7751 | Rate Constraint in MTons | FALSE | L | Annual | Rate | lb/MWh | 0 | 0 | 0 | 0 | 0 | 0 | 0
IL Climate ParentID 456- CO2 Cap Annual v6.20 | 462 | 7751 | Rate Constraint in MTons | FALSE | L | Annual | Constraint Shadow Price | US2019$/Ton | 0 | 0 | 0 | 0 | 0 | 0 | 0
IL Climate ParentID 463- CO2 Cap Annual v6.20 | 463 | 7752 | Rate Constraint in MTons | FALSE | L | Annual | Seasons Included | Seasons | Winter, WintShld, Summer | Winter, WintShld, Summer | Winter, WintShld, Summer | Winter, WintShld, Summer | Winter, WintShld, Summer | Winter, WintShld, Summer | Winter, WintShld, Summer
IL Climate ParentID 463- CO2 Cap Annual v6.20 | 463 | 7752 | Rate Constraint in MTons | FALSE | L | Annual | Standard CO2 | Thousand Tons | 0 | 0 | 4.0397 | 4.0397 | 4.0397 | 4.0397 | 4.0397
IL Climate ParentID 463- CO2 Cap Annual v6.20 | 463 | 7752 | Rate Constraint in MTons | FALSE | L | Annual | Emissions at Affected Plants CO2 | Thousand Tons | 0 | 0 | 1.4533 | 0 | 0 | 0 | 0
IL Climate ParentID 463- CO2 Cap Annual v6.20 | 463 | 7752 | Rate Constraint in MTons | FALSE | L | Annual | Allowances Purchased CO2 | Thousand Tons | 0 | 0 | 0 | 0 | 0 | 0 | 0
IL Climate ParentID 463- CO2 Cap Annual v6.20 | 463 | 7752 | Rate Constraint in MTons | FALSE | L | Annual | Allowances Sold CO2 | Thousand Tons | 0 | 0 | 0 | 0 | 0 | 0 | 0
IL Climate ParentID 463- CO2 Cap Annual v6.20 | 463 | 7752 | Rate Constraint in MTons | FALSE | L | Annual | Allowances Banked | Thousand Tons | 0 | 0 | 0 | 0 | 0 | 0 | 0
IL Climate ParentID 463- CO2 Cap Annual v6.20 | 463 | 7752 | Rate Constraint in MTons | FALSE | L | Annual | Allowances Withdrawn (1:1) | Thousand Tons | 0 | 0 | 0 | 0 | 0 | 0 | 0
IL Climate ParentID 463- CO2 Cap Annual v6.20 | 463 | 7752 | Rate Constraint in MTons | FALSE | L | Annual | Allowances Withdrawn (n:1) | Thousand Tons | 0 | 0 | 0 | 0 | 0 | 0 | 0
IL Climate ParentID 463- CO2 Cap Annual v6.20 | 463 | 7752 | Rate Constraint in MTons | FALSE | L | Annual | Net Emissions Allowance Position | Thousand Tons | 0 | 0 | 1.4533 | 0 | 0 | 0 | 0
IL Climate ParentID 463- CO2 Cap Annual v6.20 | 463 | 7752 | Rate Constraint in MTons | FALSE | L | Annual | Fuel Consumed | TBtu | 0 | 0 | 0.024826 | 0 | 0 | 0 | 0
IL Climate ParentID 463- CO2 Cap Annual v6.20 | 463 | 7752 | Rate Constraint in MTons | FALSE | L | Annual | Rate | lb/MMBtu | 0 | 0 | 117.08 | 0 | 0 | 0 | 0
IL Climate ParentID 463- CO2 Cap Annual v6.20 | 463 | 7752 | Rate Constraint in MTons | FALSE | L | Annual | Generation | TWh | 0 | 0 | 0.0022625 | 0 | 0 | 0 | 0
IL Climate ParentID 463- CO2 Cap Annual v6.20 | 463 | 7752 | Rate Constraint in MTons | FALSE | L | Annual | Qualifying Generation | TWh | 0 | 0 | 0.0022625 | 0 | 0 | 0 | 0
IL Climate ParentID 463- CO2 Cap Annual v6.20 | 463 | 7752 | Rate Constraint in MTons | FALSE | L | Annual | Rate | lb/MWh | 0 | 0 | 1284.7188 | 0 | 0 | 0 | 0
IL Climate ParentID 463- CO2 Cap Annual v6.20 | 463 | 7752 | Rate Constraint in MTons | FALSE | L | Annual | Constraint Shadow Price | US2019$/Ton | 0 | 0 | 0 | 0 | 0 | 0 | 0
IL Climate ParentID 465- CO2 Cap Annual v6.20 | 464 | 7753 | Rate Constraint in MTons | FALSE | L | Annual | Seasons Included | Seasons | Winter, WintShld, Summer | Winter, WintShld, Summer | Winter, WintShld, Summer | Winter, WintShld, Summer | Winter, WintShld, Summer | Winter, WintShld, Summer | Winter, WintShld, Summer
IL Climate ParentID 465- CO2 Cap Annual v6.20 | 464 | 7753 | Rate Constraint in MTons | FALSE | L | Annual | Standard CO2 | Thousand Tons | 0 | 0 | 3.2636 | 3.2636 | 3.2636 | 3.2636 | 3.2636
IL Climate ParentID 465- CO2 Cap Annual v6.20 | 464 | 7753 | Rate Constraint in MTons | FALSE | L | Annual | Emissions at Affected Plants CO2 | Thousand Tons | 0 | 0 | 0 | 0 | 0 | 0 | 0
IL Climate ParentID 465- CO2 Cap Annual v6.20 | 464 | 7753 | Rate Constraint in MTons | FALSE | L | Annual | Allowances Purchased CO2 | Thousand Tons | 0 | 0 | 0 | 0 | 0 | 0 | 0
IL Climate ParentID 465- CO2 Cap Annual v6.20 | 464 | 7753 | Rate Constraint in MTons | FALSE | L | Annual | Allowances Sold CO2 | Thousand Tons | 0 | 0 | 0 | 0 | 0 | 0 | 0
IL Climate ParentID 465- CO2 Cap Annual v6.20 | 464 | 7753 | Rate Constraint in MTons | FALSE | L | Annual | Allowances Banked | Thousand Tons | 0 | 0 | 0 | 0 | 0 | 0 | 0
IL Climate ParentID 465- CO2 Cap Annual v6.20 | 464 | 7753 | Rate Constraint in MTons | FALSE | L | Annual | Allowances Withdrawn (1:1) | Thousand Tons | 0 | 0 | 0 | 0 | 0 | 0 | 0
IL Climate ParentID 465- CO2 Cap Annual v6.20 | 464 | 7753 | Rate Constraint in MTons | FALSE | L | Annual | Allowances Withdrawn (n:1) | Thousand Tons | 0 | 0 | 0 | 0 | 0 | 0 | 0
IL Climate ParentID 465- CO2 Cap Annual v6.20 | 464 | 7753 | Rate Constraint in MTons | FALSE | L | Annual | Net Emissions Allowance Position | Thousand Tons | 0 | 0 | 0 | 0 | 0 | 0 | 0
IL Climate ParentID 465- CO2 Cap Annual v6.20 | 464 | 7753 | Rate Constraint in MTons | FALSE | L | Annual | Fuel Consumed | TBtu | 0 | 0 | 0 | 0 | 0 | 0 | 0
IL Climate ParentID 465- CO2 Cap Annual v6.20 | 464 | 7753 | Rate Constraint in MTons | FALSE | L | Annual | Rate | lb/MMBtu | 0 | 0 | 0 | 0 | 0 | 0 | 0
IL Climate ParentID 465- CO2 Cap Annual v6.20 | 464 | 7753 | Rate Constraint in MTons | FALSE | L | Annual | Generation | TWh | 0 | 0 | 0 | 0 | 0 | 0 | 0
IL Climate ParentID 465- CO2 Cap Annual v6.20 | 464 | 7753 | Rate Constraint in MTons | FALSE | L | Annual | Qualifying Generation | TWh | 0 | 0 | 0 | 0 | 0 | 0 | 0
IL Climate ParentID 465- CO2 Cap Annual v6.20 | 464 | 7753 | Rate Constraint in MTons | FALSE | L | Annual | Rate | lb/MWh | 0 | 0 | 0 | 0 | 0 | 0 | 0
IL Climate ParentID 465- CO2 Cap Annual v6.20 | 464 | 7753 | Rate Constraint in MTons | FALSE | L | Annual | Constraint Shadow Price | US2019$/Ton | 0 | 0 | 0 | 0 | 0 | 0 | 0
IL Climate ParentID 466- CO2 Cap Annual v6.20 | 465 | 7754 | Rate Constraint in MTons | FALSE | L | Annual | Seasons Included | Seasons | Winter, WintShld, Summer | Winter, WintShld, Summer | Winter, WintShld, Summer | Winter, WintShld, Summer | Winter, WintShld, Summer | Winter, WintShld, Summer | Winter, WintShld, Summer
IL Climate ParentID 466- CO2 Cap Annual v6.20 | 465 | 7754 | Rate Constraint in MTons | FALSE | L | Annual | Standard CO2 | Thousand Tons | 0 | 0 | 3.9303 | 3.9303 | 3.9303 | 3.9303 | 3.9303
IL Climate ParentID 466- CO2 Cap Annual v6.20 | 465 | 7754 | Rate Constraint in MTons | FALSE | L | Annual | Emissions at Affected Plants CO2 | Thousand Tons | 0 | 0 | 0 | 0 | 0 | 0 | 0
IL Climate ParentID 466- CO2 Cap Annual v6.20 | 465 | 7754 | Rate Constraint in MTons | FALSE | L | Annual | Allowances Purchased CO2 | Thousand Tons | 0 | 0 | 0 | 0 | 0 | 0 | 0
IL Climate ParentID 466- CO2 Cap Annual v6.20 | 465 | 7754 | Rate Constraint in MTons | FALSE | L | Annual | Allowances Sold CO2 | Thousand Tons | 0 | 0 | 0 | 0 | 0 | 0 | 0
IL Climate ParentID 466- CO2 Cap Annual v6.20 | 465 | 7754 | Rate Constraint in MTons | FALSE | L | Annual | Allowances Banked | Thousand Tons | 0 | 0 | 0 | 0 | 0 | 0 | 0
IL Climate ParentID 466- CO2 Cap Annual v6.20 | 465 | 7754 | Rate Constraint in MTons | FALSE | L | Annual | Allowances Withdrawn (1:1) | Thousand Tons | 0 | 0 | 0 | 0 | 0 | 0 | 0
IL Climate ParentID 466- CO2 Cap Annual v6.20 | 465 | 7754 | Rate Constraint in MTons | FALSE | L | Annual | Allowances Withdrawn (n:1) | Thousand Tons | 0 | 0 | 0 | 0 | 0 | 0 | 0
IL Climate ParentID 466- CO2 Cap Annual v6.20 | 465 | 7754 | Rate Constraint in MTons | FALSE | L | Annual | Net Emissions Allowance Position | Thousand Tons | 0 | 0 | 0 | 0 | 0 | 0 | 0
IL Climate ParentID 466- CO2 Cap Annual v6.20 | 465 | 7754 | Rate Constraint in MTons | FALSE | L | Annual | Fuel Consumed | TBtu | 0 | 0 | 0 | 0 | 0 | 0 | 0
IL Climate ParentID 466- CO2 Cap Annual v6.20 | 465 | 7754 | Rate Constraint in MTons | FALSE | L | Annual | Rate | lb/MMBtu | 0 | 0 | 0 | 0 | 0 | 0 | 0
IL Climate ParentID 466- CO2 Cap Annual v6.20 | 465 | 7754 | Rate Constraint in MTons | FALSE | L | Annual | Generation | TWh | 0 | 0 | 0 | 0 | 0 | 0 | 0
IL Climate ParentID 466- CO2 Cap Annual v6.20 | 465 | 7754 | Rate Constraint in MTons | FALSE | L | Annual | Qualifying Generation | TWh | 0 | 0 | 0 | 0 | 0 | 0 | 0
IL Climate ParentID 466- CO2 Cap Annual v6.20 | 465 | 7754 | Rate Constraint in MTons | FALSE | L | Annual | Rate | lb/MWh | 0 | 0 | 0 | 0 | 0 | 0 | 0
IL Climate ParentID 466- CO2 Cap Annual v6.20 | 465 | 7754 | Rate Constraint in MTons | FALSE | L | Annual | Constraint Shadow Price | US2019$/Ton | 0 | 0 | 0 | 0 | 0 | 0 | 0
IL Climate ParentID 467- CO2 Cap Annual v6.20 | 466 | 7755 | Rate Constraint in MTons | FALSE | L | Annual | Seasons Included | Seasons | Winter, WintShld, Summer | Winter, WintShld, Summer | Winter, WintShld, Summer | Winter, WintShld, Summer | Winter, WintShld, Summer | Winter, WintShld, Summer | Winter, WintShld, Summer
IL Climate ParentID 467- CO2 Cap Annual v6.20 | 466 | 7755 | Rate Constraint in MTons | FALSE | L | Annual | Standard CO2 | Thousand Tons | 0 | 0 | 45.8853 | 45.8853 | 45.8853 | 45.8853 | 45.8853
IL Climate ParentID 467- CO2 Cap Annual v6.20 | 466 | 7755 | Rate Constraint in MTons | FALSE | L | Annual | Emissions at Affected Plants CO2 | Thousand Tons | 0 | 0 | 0 | 0 | 0 | 0 | 0
IL Climate ParentID 467- CO2 Cap Annual v6.20 | 466 | 7755 | Rate Constraint in MTons | FALSE | L | Annual | Allowances Purchased CO2 | Thousand Tons | 0 | 0 | 0 | 0 | 0 | 0 | 0
IL Climate ParentID 467- CO2 Cap Annual v6.20 | 466 | 7755 | Rate Constraint in MTons | FALSE | L | Annual | Allowances Sold CO2 | Thousand Tons | 0 | 0 | 0 | 0 | 0 | 0 | 0
IL Climate ParentID 467- CO2 Cap Annual v6.20 | 466 | 7755 | Rate Constraint in MTons | FALSE | L | Annual | Allowances Banked | Thousand Tons | 0 | 0 | 0 | 0 | 0 | 0 | 0
IL Climate ParentID 467- CO2 Cap Annual v6.20 | 466 | 7755 | Rate Constraint in MTons | FALSE | L | Annual | Allowances Withdrawn (1:1) | Thousand Tons | 0 | 0 | 0 | 0 | 0 | 0 | 0
IL Climate ParentID 467- CO2 Cap Annual v6.20 | 466 | 7755 | Rate Constraint in MTons | FALSE | L | Annual | Allowances Withdrawn (n:1) | Thousand Tons | 0 | 0 | 0 | 0 | 0 | 0 | 0
IL Climate ParentID 467- CO2 Cap Annual v6.20 | 466 | 7755 | Rate Constraint in MTons | FALSE | L | Annual | Net Emissions Allowance Position | Thousand Tons | 0 | 0 | 0 | 0 | 0 | 0 | 0
IL Climate ParentID 467- CO2 Cap Annual v6.20 | 466 | 7755 | Rate Constraint in MTons | FALSE | L | Annual | Fuel Consumed | TBtu | 0 | 0 | 0 | 0 | 0 | 0 | 0
IL Climate ParentID 467- CO2 Cap Annual v6.20 | 466 | 7755 | Rate Constraint in MTons | FALSE | L | Annual | Rate | lb/MMBtu | 0 | 0 | 0 | 0 | 0 | 0 | 0
IL Climate ParentID 467- CO2 Cap Annual v6.20 | 466 | 7755 | Rate Constraint in MTons | FALSE | L | Annual | Generation | TWh | 0 | 0 | 0 | 0 | 0 | 0 | 0
IL Climate ParentID 467- CO2 Cap Annual v6.20 | 466 | 7755 | Rate Constraint in MTons | FALSE | L | Annual | Qualifying Generation | TWh | 0 | 0 | 0 | 0 | 0 | 0 | 0
IL Climate ParentID 467- CO2 Cap Annual v6.20 | 466 | 7755 | Rate Constraint in MTons | FALSE | L | Annual | Rate | lb/MWh | 0 | 0 | 0 | 0 | 0 | 0 | 0
IL Climate ParentID 467- CO2 Cap Annual v6.20 | 466 | 7755 | Rate Constraint in MTons | FALSE | L | Annual | Constraint Shadow Price | US2019$/Ton | 0 | 0 | 0 | 0 | 0 | 0 | 0
IL Climate ParentID 891- CO2 Cap Annual v6.20 | 467 | 7756 | Rate Constraint in MTons | FALSE | L | Annual | Seasons Included | Seasons | Winter, WintShld, Summer | Winter, WintShld, Summer | Winter, WintShld, Summer | Winter, WintShld, Summer | Winter, WintShld, Summer | Winter, WintShld, Summer | Winter, WintShld, Summer
IL Climate ParentID 891- CO2 Cap Annual v6.20 | 467 | 7756 | Rate Constraint in MTons | FALSE | L | Annual | Standard CO2 | Thousand Tons | 0 | 0 | 4.9038 | 4.9038 | 4.9038 | 4.9038 | 4.9038
IL Climate ParentID 891- CO2 Cap Annual v6.20 | 467 | 7756 | Rate Constraint in MTons | FALSE | L | Annual | Emissions at Affected Plants CO2 | Thousand Tons | 0 | 0 | 0 | 0 | 0 | 0 | 0
IL Climate ParentID 891- CO2 Cap Annual v6.20 | 467 | 7756 | Rate Constraint in MTons | FALSE | L | Annual | Allowances Purchased CO2 | Thousand Tons | 0 | 0 | 0 | 0 | 0 | 0 | 0
IL Climate ParentID 891- CO2 Cap Annual v6.20 | 467 | 7756 | Rate Constraint in MTons | FALSE | L | Annual | Allowances Sold CO2 | Thousand Tons | 0 | 0 | 0 | 0 | 0 | 0 | 0
IL Climate ParentID 891- CO2 Cap Annual v6.20 | 467 | 7756 | Rate Constraint in MTons | FALSE | L | Annual | Allowances Banked | Thousand Tons | 0 | 0 | 0 | 0 | 0 | 0 | 0
IL Climate ParentID 891- CO2 Cap Annual v6.20 | 467 | 7756 | Rate Constraint in MTons | FALSE | L | Annual | Allowances Withdrawn (1:1) | Thousand Tons | 0 | 0 | 0 | 0 | 0 | 0 | 0
IL Climate ParentID 891- CO2 Cap Annual v6.20 | 467 | 7756 | Rate Constraint in MTons | FALSE | L | Annual | Allowances Withdrawn (n:1) | Thousand Tons | 0 | 0 | 0 | 0 | 0 | 0 | 0
IL Climate ParentID 891- CO2 Cap Annual v6.20 | 467 | 7756 | Rate Constraint in MTons | FALSE | L | Annual | Net Emissions Allowance Position | Thousand Tons | 0 | 0 | 0 | 0 | 0 | 0 | 0
IL Climate ParentID 891- CO2 Cap Annual v6.20 | 467 | 7756 | Rate Constraint in MTons | FALSE | L | Annual | Fuel Consumed | TBtu | 0 | 0 | 0 | 0 | 0 | 0 | 0
IL Climate ParentID 891- CO2 Cap Annual v6.20 | 467 | 7756 | Rate Constraint in MTons | FALSE | L | Annual | Rate | lb/MMBtu | 0 | 0 | 0 | 0 | 0 | 0 | 0
IL Climate ParentID 891- CO2 Cap Annual v6.20 | 467 | 7756 | Rate Constraint in MTons | FALSE | L | Annual | Generation | TWh | 0 | 0 | 0 | 0 | 0 | 0 | 0
IL Climate ParentID 891- CO2 Cap Annual v6.20 | 467 | 7756 | Rate Constraint in MTons | FALSE | L | Annual | Qualifying Generation | TWh | 0 | 0 | 0 | 0 | 0 | 0 | 0
IL Climate ParentID 891- CO2 Cap Annual v6.20 | 467 | 7756 | Rate Constraint in MTons | FALSE | L | Annual | Rate | lb/MWh | 0 | 0 | 0 | 0 | 0 | 0 | 0
IL Climate ParentID 891- CO2 Cap Annual v6.20 | 467 | 7756 | Rate Constraint in MTons | FALSE | L | Annual | Constraint Shadow Price | US2019$/Ton | 0 | 0 | 0 | 0 | 0 | 0 | 0
IL CPS- Midwest MER Rate Annual v5.12 | 468 | 7317 | MACT Fuel Choice Floor in lbs/MMBtu | FALSE | L | Annual | Seasons Included | Seasons | Winter, WintShld, Summer | Winter, WintShld, Summer | Winter, WintShld, Summer | Winter, WintShld, Summer | Winter, WintShld, Summer | Winter, WintShld, Summer | Winter, WintShld, Summer
IL CPS- Midwest MER Rate Annual v5.12 | 468 | 7317 | MACT Fuel Choice Floor in lbs/MMBtu | FALSE | L | Annual | Emission Floor | lbs/MMBtu | 7.4e-07 | 7.4e-07 | 7.4e-07 | 7.4e-07 | 7.4e-07 | 7.4e-07 | 7.4e-07
IL CPS- Midwest MER Rate Annual v5.12 | 468 | 7317 | MACT Fuel Choice Floor in lbs/MMBtu | FALSE | L | Annual | Emissions at Affected Plants MER | lbs | 0 | 0 | 0 | 0 | 0 | 0 | 0
IL CPS- Midwest MER Rate Annual v5.12 | 468 | 7317 | MACT Fuel Choice Floor in lbs/MMBtu | FALSE | L | Annual | Allowances Purchased MER | lbs | 0 | 0 | 0 | 0 | 0 | 0 | 0
IL CPS- Midwest MER Rate Annual v5.12 | 468 | 7317 | MACT Fuel Choice Floor in lbs/MMBtu | FALSE | L | Annual | Allowances Sold MER | lbs | 0 | 0 | 0 | 0 | 0 | 0 | 0
IL CPS- Midwest MER Rate Annual v5.12 | 468 | 7317 | MACT Fuel Choice Floor in lbs/MMBtu | FALSE | L | Annual | Allowances Banked | lbs | 0 | 0 | 0 | 0 | 0 | 0 | 0
IL CPS- Midwest MER Rate Annual v5.12 | 468 | 7317 | MACT Fuel Choice Floor in lbs/MMBtu | FALSE | L | Annual | Allowances Withdrawn (1:1) | lbs | 0 | 0 | 0 | 0 | 0 | 0 | 0
IL CPS- Midwest MER Rate Annual v5.12 | 468 | 7317 | MACT Fuel Choice Floor in lbs/MMBtu | FALSE | L | Annual | Allowances Withdrawn (n:1) | lbs | 0 | 0 | 0 | 0 | 0 | 0 | 0
IL CPS- Midwest MER Rate Annual v5.12 | 468 | 7317 | MACT Fuel Choice Floor in lbs/MMBtu | FALSE | L | Annual | Net Emissions Allowance Position | lbs | 0 | 0 | 0 | 0 | 0 | 0 | 0
IL CPS- Midwest MER Rate Annual v5.12 | 468 | 7317 | MACT Fuel Choice Floor in lbs/MMBtu | FALSE | L | Annual | Fuel Consumed | TBtu | 0 | 0 | 0 | 0 | 0 | 0 | 0
IL CPS- Midwest MER Rate Annual v5.12 | 468 | 7317 | MACT Fuel Choice Floor in lbs/MMBtu | FALSE | L | Annual | Rate | lb/MMBtu | 0 | 0 | 0 | 0 | 0 | 0 | 0
IL CPS- Midwest MER Rate Annual v5.12 | 468 | 7317 | MACT Fuel Choice Floor in lbs/MMBtu | FALSE | L | Annual | Generation | TWh | 0 | 0 | 0 | 0 | 0 | 0 | 0
IL CPS- Midwest MER Rate Annual v5.12 | 468 | 7317 | MACT Fuel Choice Floor in lbs/MMBtu | FALSE | L | Annual | Qualifying Generation | TWh | 0 | 0 | 0 | 0 | 0 | 0 | 0
IL CPS- Midwest MER Rate Annual v5.12 | 468 | 7317 | MACT Fuel Choice Floor in lbs/MMBtu | FALSE | L | Annual | Constraint Shadow Price | US2019$/Lb | 0 | 0 | 0 | 0 | 0 | 0 | 0
IL CPS- Midwest NOX rate Annual v5.12 | 469 | 7308 | Rate Constraint in lbs/MMBtu | FALSE | L | Annual | Seasons Included | Seasons | Winter, WintShld, Summer | Winter, WintShld, Summer | Winter, WintShld, Summer | Winter, WintShld, Summer | Winter, WintShld, Summer | Winter, WintShld, Summer | Winter, WintShld, Summer
IL CPS- Midwest NOX rate Annual v5.12 | 469 | 7308 | Rate Constraint in lbs/MMBtu | FALSE | L | Annual | Standard NOX | lb/MMBtu | 0.11 | 0.11 | 0.11 | 0.11 | 0.11 | 0.11 | 0.11
IL CPS- Midwest NOX rate Annual v5.12 | 469 | 7308 | Rate Constraint in lbs/MMBtu | FALSE | L | Annual | Emissions at Affected Plants NOX | Thousand Tons | 0 | 0 | 0 | 0 | 0 | 0 | 0
IL CPS- Midwest NOX rate Annual v5.12 | 469 | 7308 | Rate Constraint in lbs/MMBtu | FALSE | L | Annual | Allowances Purchased NOX | Thousand Tons | 0 | 0 | 0 | 0 | 0 | 0 | 0
IL CPS- Midwest NOX rate Annual v5.12 | 469 | 7308 | Rate Constraint in lbs/MMBtu | FALSE | L | Annual | Allowances Sold NOX | Thousand Tons | 0 | 0 | 0 | 0 | 0 | 0 | 0
IL CPS- Midwest NOX rate Annual v5.12 | 469 | 7308 | Rate Constraint in lbs/MMBtu | FALSE | L | Annual | Allowances Banked | Thousand Tons | 0 | 0 | 0 | 0 | 0 | 0 | 0
IL CPS- Midwest NOX rate Annual v5.12 | 469 | 7308 | Rate Constraint in lbs/MMBtu | FALSE | L | Annual | Allowances Withdrawn (1:1) | Thousand Tons | 0 | 0 | 0 | 0 | 0 | 0 | 0
IL CPS- Midwest NOX rate Annual v5.12 | 469 | 7308 | Rate Constraint in lbs/MMBtu | FALSE | L | Annual | Allowances Withdrawn (n:1) | Thousand Tons | 0 | 0 | 0 | 0 | 0 | 0 | 0
IL CPS- Midwest NOX rate Annual v5.12 | 469 | 7308 | Rate Constraint in lbs/MMBtu | FALSE | L | Annual | Net Emissions Allowance Position | Thousand Tons | 0 | 0 | 0 | 0 | 0 | 0 | 0
IL CPS- Midwest NOX rate Annual v5.12 | 469 | 7308 | Rate Constraint in lbs/MMBtu | FALSE | L | Annual | Fuel Consumed | TBtu | 0 | 0 | 0 | 0 | 0 | 0 | 0
IL CPS- Midwest NOX rate Annual v5.12 | 469 | 7308 | Rate Constraint in lbs/MMBtu | FALSE | L | Annual | Rate | lb/MMBtu | 0 | 0 | 0 | 0 | 0 | 0 | 0
IL CPS- Midwest NOX rate Annual v5.12 | 469 | 7308 | Rate Constraint in lbs/MMBtu | FALSE | L | Annual | Generation | TWh | 0 | 0 | 0 | 0 | 0 | 0 | 0
IL CPS- Midwest NOX rate Annual v5.12 | 469 | 7308 | Rate Constraint in lbs/MMBtu | FALSE | L | Annual | Qualifying Generation | TWh | 0 | 0 | 0 | 0 | 0 | 0 | 0
IL CPS- Midwest NOX rate Annual v5.12 | 469 | 7308 | Rate Constraint in lbs/MMBtu | FALSE | L | Annual | Rate | lb/MWh | 0 | 0 | 0 | 0 | 0 | 0 | 0
IL CPS- Midwest NOX rate Annual v5.12 | 469 | 7308 | Rate Constraint in lbs/MMBtu | FALSE | L | Annual | Constraint Shadow Price | US2019$/Ton | 0 | 0 | 0 | 0 | 0 | 0 | 0
IL CPS- Midwest NOX rate Summer v5.12 | 470 | 7310 | Rate Constraint in lbs/MMBtu | FALSE | L | Annual | Seasons Included | Seasons | Summer | Summer | Summer | Summer | Summer | Summer | Summer
IL CPS- Midwest NOX rate Summer v5.12 | 470 | 7310 | Rate Constraint in lbs/MMBtu | FALSE | L | Annual | Standard NOX | lb/MMBtu | 0.11 | 0.11 | 0.11 | 0.11 | 0.11 | 0.11 | 0.11
IL CPS- Midwest NOX rate Summer v5.12 | 470 | 7310 | Rate Constraint in lbs/MMBtu | FALSE | L | Annual | Emissions at Affected Plants NOX | Thousand Tons | 0 | 0 | 0 | 0 | 0 | 0 | 0
IL CPS- Midwest NOX rate Summer v5.12 | 470 | 7310 | Rate Constraint in lbs/MMBtu | FALSE | L | Annual | Allowances Purchased NOX | Thousand Tons | 0 | 0 | 0 | 0 | 0 | 0 | 0
IL CPS- Midwest NOX rate Summer v5.12 | 470 | 7310 | Rate Constraint in lbs/MMBtu | FALSE | L | Annual | Allowances Sold NOX | Thousand Tons | 0 | 0 | 0 | 0 | 0 | 0 | 0
IL CPS- Midwest NOX rate Summer v5.12 | 470 | 7310 | Rate Constraint in lbs/MMBtu | FALSE | L | Annual | Allowances Banked | Thousand Tons | 0 | 0 | 0 | 0 | 0 | 0 | 0
IL CPS- Midwest NOX rate Summer v5.12 | 470 | 7310 | Rate Constraint in lbs/MMBtu | FALSE | L | Annual | Allowances Withdrawn (1:1) | Thousand Tons | 0 | 0 | 0 | 0 | 0 | 0 | 0
IL CPS- Midwest NOX rate Summer v5.12 | 470 | 7310 | Rate Constraint in lbs/MMBtu | FALSE | L | Annual | Allowances Withdrawn (n:1) | Thousand Tons | 0 | 0 | 0 | 0 | 0 | 0 | 0
IL CPS- Midwest NOX rate Summer v5.12 | 470 | 7310 | Rate Constraint in lbs/MMBtu | FALSE | L | Annual | Net Emissions Allowance Position | Thousand Tons | 0 | 0 | 0 | 0 | 0 | 0 | 0
IL CPS- Midwest NOX rate Summer v5.12 | 470 | 7310 | Rate Constraint in lbs/MMBtu | FALSE | L | Annual | Fuel Consumed | TBtu | 0 | 0 | 0 | 0 | 0 | 0 | 0
IL CPS- Midwest NOX rate Summer v5.12 | 470 | 7310 | Rate Constraint in lbs/MMBtu | FALSE | L | Annual | Rate | lb/MMBtu | 0 | 0 | 0 | 0 | 0 | 0 | 0
IL CPS- Midwest NOX rate Summer v5.12 | 470 | 7310 | Rate Constraint in lbs/MMBtu | FALSE | L | Annual | Generation | TWh | 0 | 0 | 0 | 0 | 0 | 0 | 0
IL CPS- Midwest NOX rate Summer v5.12 | 470 | 7310 | Rate Constraint in lbs/MMBtu | FALSE | L | Annual | Qualifying Generation | TWh | 0 | 0 | 0 | 0 | 0 | 0 | 0
IL CPS- Midwest NOX rate Summer v5.12 | 470 | 7310 | Rate Constraint in lbs/MMBtu | FALSE | L | Annual | Rate | lb/MWh | 0 | 0 | 0 | 0 | 0 | 0 | 0
IL CPS- Midwest NOX rate Summer v5.12 | 470 | 7310 | Rate Constraint in lbs/MMBtu | FALSE | L | Annual | Constraint Shadow Price | US2019$/Ton | 0 | 0 | 0 | 0 | 0 | 0 | 0
IL CPS- Midwest SO2 Rate Annual v5.12 | 471 | 7314 | Rate Constraint in lbs/MMBtu | FALSE | L | Annual | Seasons Included | Seasons | Winter, WintShld, Summer | Winter, WintShld, Summer | Winter, WintShld, Summer | Winter, WintShld, Summer | Winter, WintShld, Summer | Winter, WintShld, Summer | Winter, WintShld, Summer
IL CPS- Midwest SO2 Rate Annual v5.12 | 471 | 7314 | Rate Constraint in lbs/MMBtu | FALSE | L | Annual | Standard SO2 | lb/MMBtu | 0.11 | 0.11 | 0.11 | 0.11 | 0.11 | 0.11 | 0.11
IL CPS- Midwest SO2 Rate Annual v5.12 | 471 | 7314 | Rate Constraint in lbs/MMBtu | FALSE | L | Annual | Emissions at Affected Plants SO2 | Thousand Tons | 0 | 0 | 0 | 0 | 0 | 0 | 0
IL CPS- Midwest SO2 Rate Annual v5.12 | 471 | 7314 | Rate Constraint in lbs/MMBtu | FALSE | L | Annual | Allowances Purchased SO2 | Thousand Tons | 0 | 0 | 0 | 0 | 0 | 0 | 0
IL CPS- Midwest SO2 Rate Annual v5.12 | 471 | 7314 | Rate Constraint in lbs/MMBtu | FALSE | L | Annual | Allowances Sold SO2 | Thousand Tons | 0 | 0 | 0 | 0 | 0 | 0 | 0
IL CPS- Midwest SO2 Rate Annual v5.12 | 471 | 7314 | Rate Constraint in lbs/MMBtu | FALSE | L | Annual | Allowances Banked | Thousand Tons | 0 | 0 | 0 | 0 | 0 | 0 | 0
IL CPS- Midwest SO2 Rate Annual v5.12 | 471 | 7314 | Rate Constraint in lbs/MMBtu | FALSE | L | Annual | Allowances Withdrawn (1:1) | Thousand Tons | 0 | 0 | 0 | 0 | 0 | 0 | 0
IL CPS- Midwest SO2 Rate Annual v5.12 | 471 | 7314 | Rate Constraint in lbs/MMBtu | FALSE | L | Annual | Allowances Withdrawn (n:1) | Thousand Tons | 0 | 0 | 0 | 0 | 0 | 0 | 0
IL CPS- Midwest SO2 Rate Annual v5.12 | 471 | 7314 | Rate Constraint in lbs/MMBtu | FALSE | L | Annual | Net Emissions Allowance Position | Thousand Tons | 0 | 0 | 0 | 0 | 0 | 0 | 0
IL CPS- Midwest SO2 Rate Annual v5.12 | 471 | 7314 | Rate Constraint in lbs/MMBtu | FALSE | L | Annual | Fuel Consumed | TBtu | 0 | 0 | 0 | 0 | 0 | 0 | 0
IL CPS- Midwest SO2 Rate Annual v5.12 | 471 | 7314 | Rate Constraint in lbs/MMBtu | FALSE | L | Annual | Rate | lb/MMBtu | 0 | 0 | 0 | 0 | 0 | 0 | 0
IL CPS- Midwest SO2 Rate Annual v5.12 | 471 | 7314 | Rate Constraint in lbs/MMBtu | FALSE | L | Annual | Generation | TWh | 0 | 0 | 0 | 0 | 0 | 0 | 0
IL CPS- Midwest SO2 Rate Annual v5.12 | 471 | 7314 | Rate Constraint in lbs/MMBtu | FALSE | L | Annual | Qualifying Generation | TWh | 0 | 0 | 0 | 0 | 0 | 0 | 0
IL CPS- Midwest SO2 Rate Annual v5.12 | 471 | 7314 | Rate Constraint in lbs/MMBtu | FALSE | L | Annual | Rate | lb/MWh | 0 | 0 | 0 | 0 | 0 | 0 | 0
IL CPS- Midwest SO2 Rate Annual v5.12 | 471 | 7314 | Rate Constraint in lbs/MMBtu | FALSE | L | Annual | Constraint Shadow Price | US2019$/Ton | 0 | 0 | 0 | 0 | 0 | 349.5666 | 480.2727
IL Fac. Spec. - NOX Rate Summer v3.1, Unit 2216 and retrofits | 472 | 7305 | Rate Constraint in lbs/MMBtu | FALSE | L | Annual | Seasons Included | Seasons | Summer | Summer | Summer | Summer | Summer | Summer | Summer
IL Fac. Spec. - NOX Rate Summer v3.1, Unit 2216 and retrofits | 472 | 7305 | Rate Constraint in lbs/MMBtu | FALSE | L | Annual | Standard NOX | lb/MMBtu | 0.25 | 0.25 | 0.25 | 0.25 | 0.25 | 0.25 | 0.25
IL Fac. Spec. - NOX Rate Summer v3.1, Unit 2216 and retrofits | 472 | 7305 | Rate Constraint in lbs/MMBtu | FALSE | L | Annual | Emissions at Affected Plants NOX | Thousand Tons | 0 | 0 | 0 | 0 | 0 | 0 | 0
IL Fac. Spec. - NOX Rate Summer v3.1, Unit 2216 and retrofits | 472 | 7305 | Rate Constraint in lbs/MMBtu | FALSE | L | Annual | Allowances Purchased NOX | Thousand Tons | 0 | 0 | 0 | 0 | 0 | 0 | 0
IL Fac. Spec. - NOX Rate Summer v3.1, Unit 2216 and retrofits | 472 | 7305 | Rate Constraint in lbs/MMBtu | FALSE | L | Annual | Allowances Sold NOX | Thousand Tons | 0 | 0 | 0 | 0 | 0 | 0 | 0
IL Fac. Spec. - NOX Rate Summer v3.1, Unit 2216 and retrofits | 472 | 7305 | Rate Constraint in lbs/MMBtu | FALSE | L | Annual | Allowances Banked | Thousand Tons | 0 | 0 | 0 | 0 | 0 | 0 | 0
IL Fac. Spec. - NOX Rate Summer v3.1, Unit 2216 and retrofits | 472 | 7305 | Rate Constraint in lbs/MMBtu | FALSE | L | Annual | Allowances Withdrawn (1:1) | Thousand Tons | 0 | 0 | 0 | 0 | 0 | 0 | 0
IL Fac. Spec. - NOX Rate Summer v3.1, Unit 2216 and retrofits | 472 | 7305 | Rate Constraint in lbs/MMBtu | FALSE | L | Annual | Allowances Withdrawn (n:1) | Thousand Tons | 0 | 0 | 0 | 0 | 0 | 0 | 0
IL Fac. Spec. - NOX Rate Summer v3.1, Unit 2216 and retrofits | 472 | 7305 | Rate Constraint in lbs/MMBtu | FALSE | L | Annual | Net Emissions Allowance Position | Thousand Tons | 0 | 0 | 0 | 0 | 0 | 0 | 0
IL Fac. Spec. - NOX Rate Summer v3.1, Unit 2216 and retrofits | 472 | 7305 | Rate Constraint in lbs/MMBtu | FALSE | L | Annual | Fuel Consumed | TBtu | 0 | 0 | 0 | 0 | 0 | 0 | 0
IL Fac. Spec. - NOX Rate Summer v3.1, Unit 2216 and retrofits | 472 | 7305 | Rate Constraint in lbs/MMBtu | FALSE | L | Annual | Rate | lb/MMBtu | 0 | 0 | 0 | 0 | 0 | 0 | 0
IL Fac. Spec. - NOX Rate Summer v3.1, Unit 2216 and retrofits | 472 | 7305 | Rate Constraint in lbs/MMBtu | FALSE | L | Annual | Generation | TWh | 0 | 0 | 0 | 0 | 0 | 0 | 0
IL Fac. Spec. - NOX Rate Summer v3.1, Unit 2216 and retrofits | 472 | 7305 | Rate Constraint in lbs/MMBtu | FALSE | L | Annual | Qualifying Generation | TWh | 0 | 0 | 0 | 0 | 0 | 0 | 0
IL Fac. Spec. - NOX Rate Summer v3.1, Unit 2216 and retrofits | 472 | 7305 | Rate Constraint in lbs/MMBtu | FALSE | L | Annual | Rate | lb/MWh | 0 | 0 | 0 | 0 | 0 | 0 | 0
IL Fac. Spec. - NOX Rate Summer v3.1, Unit 2216 and retrofits | 472 | 7305 | Rate Constraint in lbs/MMBtu | FALSE | L | Annual | Constraint Shadow Price | US2019$/Ton | 0 | 0 | 0 | 0 | 0 | 0 | 0
IL Fac. Spec. - NOX Rate Summer v3.1, Unit 2217 and retrofits | 473 | 7305 | Rate Constraint in lbs/MMBtu | FALSE | L | Annual | Seasons Included | Seasons | Summer | Summer | Summer | Summer | Summer | Summer | Summer
IL Fac. Spec. - NOX Rate Summer v3.1, Unit 2217 and retrofits | 473 | 7305 | Rate Constraint in lbs/MMBtu | FALSE | L | Annual | Standard NOX | lb/MMBtu | 0.25 | 0.25 | 0.25 | 0.25 | 0.25 | 0.25 | 0.25
IL Fac. Spec. - NOX Rate Summer v3.1, Unit 2217 and retrofits | 473 | 7305 | Rate Constraint in lbs/MMBtu | FALSE | L | Annual | Emissions at Affected Plants NOX | Thousand Tons | 0 | 0 | 0 | 0 | 0 | 0 | 0
IL Fac. Spec. - NOX Rate Summer v3.1, Unit 2217 and retrofits | 473 | 7305 | Rate Constraint in lbs/MMBtu | FALSE | L | Annual | Allowances Purchased NOX | Thousand Tons | 0 | 0 | 0 | 0 | 0 | 0 | 0
IL Fac. Spec. - NOX Rate Summer v3.1, Unit 2217 and retrofits | 473 | 7305 | Rate Constraint in lbs/MMBtu | FALSE | L | Annual | Allowances Sold NOX | Thousand Tons | 0 | 0 | 0 | 0 | 0 | 0 | 0
IL Fac. Spec. - NOX Rate Summer v3.1, Unit 2217 and retrofits | 473 | 7305 | Rate Constraint in lbs/MMBtu | FALSE | L | Annual | Allowances Banked | Thousand Tons | 0 | 0 | 0 | 0 | 0 | 0 | 0
IL Fac. Spec. - NOX Rate Summer v3.1, Unit 2217 and retrofits | 473 | 7305 | Rate Constraint in lbs/MMBtu | FALSE | L | Annual | Allowances Withdrawn (1:1) | Thousand Tons | 0 | 0 | 0 | 0 | 0 | 0 | 0
IL Fac. Spec. - NOX Rate Summer v3.1, Unit 2217 and retrofits | 473 | 7305 | Rate Constraint in lbs/MMBtu | FALSE | L | Annual | Allowances Withdrawn (n:1) | Thousand Tons | 0 | 0 | 0 | 0 | 0 | 0 | 0
IL Fac. Spec. - NOX Rate Summer v3.1, Unit 2217 and retrofits | 473 | 7305 | Rate Constraint in lbs/MMBtu | FALSE | L | Annual | Net Emissions Allowance Position | Thousand Tons | 0 | 0 | 0 | 0 | 0 | 0 | 0
IL Fac. Spec. - NOX Rate Summer v3.1, Unit 2217 and retrofits | 473 | 7305 | Rate Constraint in lbs/MMBtu | FALSE | L | Annual | Fuel Consumed | TBtu | 0 | 0 | 0 | 0 | 0 | 0 | 0
IL Fac. Spec. - NOX Rate Summer v3.1, Unit 2217 and retrofits | 473 | 7305 | Rate Constraint in lbs/MMBtu | FALSE | L | Annual | Rate | lb/MMBtu | 0 | 0 | 0 | 0 | 0 | 0 | 0
IL Fac. Spec. - NOX Rate Summer v3.1, Unit 2217 and retrofits | 473 | 7305 | Rate Constraint in lbs/MMBtu | FALSE | L | Annual | Generation | TWh | 0 | 0 | 0 | 0 | 0 | 0 | 0
IL Fac. Spec. - NOX Rate Summer v3.1, Unit 2217 and retrofits | 473 | 7305 | Rate Constraint in lbs/MMBtu | FALSE | L | Annual | Qualifying Generation | TWh | 0 | 0 | 0 | 0 | 0 | 0 | 0
IL Fac. Spec. - NOX Rate Summer v3.1, Unit 2217 and retrofits | 473 | 7305 | Rate Constraint in lbs/MMBtu | FALSE | L | Annual | Rate | lb/MWh | 0 | 0 | 0 | 0 | 0 | 0 | 0
IL Fac. Spec. - NOX Rate Summer v3.1, Unit 2217 and retrofits | 473 | 7305 | Rate Constraint in lbs/MMBtu | FALSE | L | Annual | Constraint Shadow Price | US2019$/Ton | 0 | 0 | 0 | 0 | 0 | 0 | 0
IL Fac. Spec. - NOX Rate Summer v3.1, Unit 2218 and retrofits | 474 | 7305 | Rate Constraint in lbs/MMBtu | FALSE | L | Annual | Seasons Included | Seasons | Summer | Summer | Summer | Summer | Summer | Summer | Summer
IL Fac. Spec. - NOX Rate Summer v3.1, Unit 2218 and retrofits | 474 | 7305 | Rate Constraint in lbs/MMBtu | FALSE | L | Annual | Standard NOX | lb/MMBtu | 0.25 | 0.25 | 0.25 | 0.25 | 0.25 | 0.25 | 0.25
IL Fac. Spec. - NOX Rate Summer v3.1, Unit 2218 and retrofits | 474 | 7305 | Rate Constraint in lbs/MMBtu | FALSE | L | Annual | Emissions at Affected Plants NOX | Thousand Tons | 0 | 0 | 0 | 0 | 0 | 0 | 0
IL Fac. Spec. - NOX Rate Summer v3.1, Unit 2218 and retrofits | 474 | 7305 | Rate Constraint in lbs/MMBtu | FALSE | L | Annual | Allowances Purchased NOX | Thousand Tons | 0 | 0 | 0 | 0 | 0 | 0 | 0
IL Fac. Spec. - NOX Rate Summer v3.1, Unit 2218 and retrofits | 474 | 7305 | Rate Constraint in lbs/MMBtu | FALSE | L | Annual | Allowances Sold NOX | Thousand Tons | 0 | 0 | 0 | 0 | 0 | 0 | 0
IL Fac. Spec. - NOX Rate Summer v3.1, Unit 2218 and retrofits | 474 | 7305 | Rate Constraint in lbs/MMBtu | FALSE | L | Annual | Allowances Banked | Thousand Tons | 0 | 0 | 0 | 0 | 0 | 0 | 0
IL Fac. Spec. - NOX Rate Summer v3.1, Unit 2218 and retrofits | 474 | 7305 | Rate Constraint in lbs/MMBtu | FALSE | L | Annual | Allowances Withdrawn (1:1) | Thousand Tons | 0 | 0 | 0 | 0 | 0 | 0 | 0
IL Fac. Spec. - NOX Rate Summer v3.1, Unit 2218 and retrofits | 474 | 7305 | Rate Constraint in lbs/MMBtu | FALSE | L | Annual | Allowances Withdrawn (n:1) | Thousand Tons | 0 | 0 | 0 | 0 | 0 | 0 | 0
IL Fac. Spec. - NOX Rate Summer v3.1, Unit 2218 and retrofits | 474 | 7305 | Rate Constraint in lbs/MMBtu | FALSE | L | Annual | Net Emissions Allowance Position | Thousand Tons | 0 | 0 | 0 | 0 | 0 | 0 | 0
IL Fac. Spec. - NOX Rate Summer v3.1, Unit 2218 and retrofits | 474 | 7305 | Rate Constraint in lbs/MMBtu | FALSE | L | Annual | Fuel Consumed | TBtu | 0 | 0 | 0 | 0 | 0 | 0 | 0
IL Fac. Spec. - NOX Rate Summer v3.1, Unit 2218 and retrofits | 474 | 7305 | Rate Constraint in lbs/MMBtu | FALSE | L | Annual | Rate | lb/MMBtu | 0 | 0 | 0 | 0 | 0 | 0 | 0
IL Fac. Spec. - NOX Rate Summer v3.1, Unit 2218 and retrofits | 474 | 7305 | Rate Constraint in lbs/MMBtu | FALSE | L | Annual | Generation | TWh | 0 | 0 | 0 | 0 | 0 | 0 | 0
IL Fac. Spec. - NOX Rate Summer v3.1, Unit 2218 and retrofits | 474 | 7305 | Rate Constraint in lbs/MMBtu | FALSE | L | Annual | Qualifying Generation | TWh | 0 | 0 | 0 | 0 | 0 | 0 | 0
IL Fac. Spec. - NOX Rate Summer v3.1, Unit 2218 and retrofits | 474 | 7305 | Rate Constraint in lbs/MMBtu | FALSE | L | Annual | Rate | lb/MWh | 0 | 0 | 0 | 0 | 0 | 0 | 0
IL Fac. Spec. - NOX Rate Summer v3.1, Unit 2218 and retrofits | 474 | 7305 | Rate Constraint in lbs/MMBtu | FALSE | L | Annual | Constraint Shadow Price | US2019$/Ton | 0 | 0 | 0 | 0 | 0 | 0 | 0
IL Fac. Spec. - NOX Rate Summer v3.1, Unit 2219 and retrofits | 475 | 7305 | Rate Constraint in lbs/MMBtu | FALSE | L | Annual | Seasons Included | Seasons | Summer | Summer | Summer | Summer | Summer | Summer | Summer
IL Fac. Spec. - NOX Rate Summer v3.1, Unit 2219 and retrofits | 475 | 7305 | Rate Constraint in lbs/MMBtu | FALSE | L | Annual | Standard NOX | lb/MMBtu | 0.25 | 0.25 | 0.25 | 0.25 | 0.25 | 0.25 | 0.25
IL Fac. Spec. - NOX Rate Summer v3.1, Unit 2219 and retrofits | 475 | 7305 | Rate Constraint in lbs/MMBtu | FALSE | L | Annual | Emissions at Affected Plants NOX | Thousand Tons | 0 | 0 | 0 | 0 | 0 | 0 | 0
IL Fac. Spec. - NOX Rate Summer v3.1, Unit 2219 and retrofits | 475 | 7305 | Rate Constraint in lbs/MMBtu | FALSE | L | Annual | Allowances Purchased NOX | Thousand Tons | 0 | 0 | 0 | 0 | 0 | 0 | 0
IL Fac. Spec. - NOX Rate Summer v3.1, Unit 2219 and retrofits | 475 | 7305 | Rate Constraint in lbs/MMBtu | FALSE | L | Annual | Allowances Sold NOX | Thousand Tons | 0 | 0 | 0 | 0 | 0 | 0 | 0
IL Fac. Spec. - NOX Rate Summer v3.1, Unit 2219 and retrofits | 475 | 7305 | Rate Constraint in lbs/MMBtu | FALSE | L | Annual | Allowances Banked | Thousand Tons | 0 | 0 | 0 | 0 | 0 | 0 | 0
IL Fac. Spec. - NOX Rate Summer v3.1, Unit 2219 and retrofits | 475 | 7305 | Rate Constraint in lbs/MMBtu | FALSE | L | Annual | Allowances Withdrawn (1:1) | Thousand Tons | 0 | 0 | 0 | 0 | 0 | 0 | 0
IL Fac. Spec. - NOX Rate Summer v3.1, Unit 2219 and retrofits | 475 | 7305 | Rate Constraint in lbs/MMBtu | FALSE | L | Annual | Allowances Withdrawn (n:1) | Thousand Tons | 0 | 0 | 0 | 0 | 0 | 0 | 0
IL Fac. Spec. - NOX Rate Summer v3.1, Unit 2219 and retrofits | 475 | 7305 | Rate Constraint in lbs/MMBtu | FALSE | L | Annual | Net Emissions Allowance Position | Thousand Tons | 0 | 0 | 0 | 0 | 0 | 0 | 0
IL Fac. Spec. - NOX Rate Summer v3.1, Unit 2219 and retrofits | 475 | 7305 | Rate Constraint in lbs/MMBtu | FALSE | L | Annual | Fuel Consumed | TBtu | 0 | 0 | 0 | 0 | 0 | 0 | 0
IL Fac. Spec. - NOX Rate Summer v3.1, Unit 2219 and retrofits | 475 | 7305 | Rate Constraint in lbs/MMBtu | FALSE | L | Annual | Rate | lb/MMBtu | 0 | 0 | 0 | 0 | 0 | 0 | 0
IL Fac. Spec. - NOX Rate Summer v3.1, Unit 2219 and retrofits | 475 | 7305 | Rate Constraint in lbs/MMBtu | FALSE | L | Annual | Generation | TWh | 0 | 0 | 0 | 0 | 0 | 0 | 0
IL Fac. Spec. - NOX Rate Summer v3.1, Unit 2219 and retrofits | 475 | 7305 | Rate Constraint in lbs/MMBtu | FALSE | L | Annual | Qualifying Generation | TWh | 0 | 0 | 0 | 0 | 0 | 0 | 0
IL Fac. Spec. - NOX Rate Summer v3.1, Unit 2219 and retrofits | 475 | 7305 | Rate Constraint in lbs/MMBtu | FALSE | L | Annual | Rate | lb/MWh | 0 | 0 | 0 | 0 | 0 | 0 | 0
IL Fac. Spec. - NOX Rate Summer v3.1, Unit 2219 and retrofits | 475 | 7305 | Rate Constraint in lbs/MMBtu | FALSE | L | Annual | Constraint Shadow Price | US2019$/Ton | 0 | 0 | 0 | 0 | 0 | 0 | 0
IL Fac. Spec. - NOX Rate Summer v3.1, Unit 2220 and retrofits | 476 | 7305 | Rate Constraint in lbs/MMBtu | FALSE | L | Annual | Seasons Included | Seasons | Summer | Summer | Summer | Summer | Summer | Summer | Summer
IL Fac. Spec. - NOX Rate Summer v3.1, Unit 2220 and retrofits | 476 | 7305 | Rate Constraint in lbs/MMBtu | FALSE | L | Annual | Standard NOX | lb/MMBtu | 0.25 | 0.25 | 0.25 | 0.25 | 0.25 | 0.25 | 0.25
IL Fac. Spec. - NOX Rate Summer v3.1, Unit 2220 and retrofits | 476 | 7305 | Rate Constraint in lbs/MMBtu | FALSE | L | Annual | Emissions at Affected Plants NOX | Thousand Tons | 0 | 0 | 0 | 0 | 0 | 0 | 0
IL Fac. Spec. - NOX Rate Summer v3.1, Unit 2220 and retrofits | 476 | 7305 | Rate Constraint in lbs/MMBtu | FALSE | L | Annual | Allowances Purchased NOX | Thousand Tons | 0 | 0 | 0 | 0 | 0 | 0 | 0
IL Fac. Spec. - NOX Rate Summer v3.1, Unit 2220 and retrofits | 476 | 7305 | Rate Constraint in lbs/MMBtu | FALSE | L | Annual | Allowances Sold NOX | Thousand Tons | 0 | 0 | 0 | 0 | 0 | 0 | 0
IL Fac. Spec. - NOX Rate Summer v3.1, Unit 2220 and retrofits | 476 | 7305 | Rate Constraint in lbs/MMBtu | FALSE | L | Annual | Allowances Banked | Thousand Tons | 0 | 0 | 0 | 0 | 0 | 0 | 0
IL Fac. Spec. - NOX Rate Summer v3.1, Unit 2220 and retrofits | 476 | 7305 | Rate Constraint in lbs/MMBtu | FALSE | L | Annual | Allowances Withdrawn (1:1) | Thousand Tons | 0 | 0 | 0 | 0 | 0 | 0 | 0
IL Fac. Spec. - NOX Rate Summer v3.1, Unit 2220 and retrofits | 476 | 7305 | Rate Constraint in lbs/MMBtu | FALSE | L | Annual | Allowances Withdrawn (n:1) | Thousand Tons | 0 | 0 | 0 | 0 | 0 | 0 | 0
IL Fac. Spec. - NOX Rate Summer v3.1, Unit 2220 and retrofits | 476 | 7305 | Rate Constraint in lbs/MMBtu | FALSE | L | Annual | Net Emissions Allowance Position | Thousand Tons | 0 | 0 | 0 | 0 | 0 | 0 | 0
IL Fac. Spec. - NOX Rate Summer v3.1, Unit 2220 and retrofits | 476 | 7305 | Rate Constraint in lbs/MMBtu | FALSE | L | Annual | Fuel Consumed | TBtu | 0 | 0 | 0 | 0 | 0 | 0 | 0
IL Fac. Spec. - NOX Rate Summer v3.1, Unit 2220 and retrofits | 476 | 7305 | Rate Constraint in lbs/MMBtu | FALSE | L | Annual | Rate | lb/MMBtu | 0 | 0 | 0 | 0 | 0 | 0 | 0
IL Fac. Spec. - NOX Rate Summer v3.1, Unit 2220 and retrofits | 476 | 7305 | Rate Constraint in lbs/MMBtu | FALSE | L | Annual | Generation | TWh | 0 | 0 | 0 | 0 | 0 | 0 | 0
IL Fac. Spec. - NOX Rate Summer v3.1, Unit 2220 and retrofits | 476 | 7305 | Rate Constraint in lbs/MMBtu | FALSE | L | Annual | Qualifying Generation | TWh | 0 | 0 | 0 | 0 | 0 | 0 | 0
IL Fac. Spec. - NOX Rate Summer v3.1, Unit 2220 and retrofits | 476 | 7305 | Rate Constraint in lbs/MMBtu | FALSE | L | Annual | Rate | lb/MWh | 0 | 0 | 0 | 0 | 0 | 0 | 0
IL Fac. Spec. - NOX Rate Summer v3.1, Unit 2220 and retrofits | 476 | 7305 | Rate Constraint in lbs/MMBtu | FALSE | L | Annual | Constraint Shadow Price | US2019$/Ton | 0 | 0 | 0 | 0 | 0 | 0 | 0
IL Fac. Spec. - NOX Rate Summer v3.1, Unit 2571 and retrofits | 477 | 7305 | Rate Constraint in lbs/MMBtu | FALSE | L | Annual | Seasons Included | Seasons | Summer | Summer | Summer | Summer | Summer | Summer | Summer
IL Fac. Spec. - NOX Rate Summer v3.1, Unit 2571 and retrofits | 477 | 7305 | Rate Constraint in lbs/MMBtu | FALSE | L | Annual | Standard NOX | lb/MMBtu | 0.25 | 0.25 | 0.25 | 0.25 | 0.25 | 0.25 | 0.25
IL Fac. Spec. - NOX Rate Summer v3.1, Unit 2571 and retrofits | 477 | 7305 | Rate Constraint in lbs/MMBtu | FALSE | L | Annual | Emissions at Affected Plants NOX | Thousand Tons | 0.20319 | 0.23683 | 0.23683 | 0.23683 | 0 | 0 | 0
IL Fac. Spec. - NOX Rate Summer v3.1, Unit 2571 and retrofits | 477 | 7305 | Rate Constraint in lbs/MMBtu | FALSE | L | Annual | Allowances Purchased NOX | Thousand Tons | 0 | 0 | 0 | 0 | 0 | 0 | 0
IL Fac. Spec. - NOX Rate Summer v3.1, Unit 2571 and retrofits | 477 | 7305 | Rate Constraint in lbs/MMBtu | FALSE | L | Annual | Allowances Sold NOX | Thousand Tons | 0 | 0 | 0 | 0 | 0 | 0 | 0
IL Fac. Spec. - NOX Rate Summer v3.1, Unit 2571 and retrofits | 477 | 7305 | Rate Constraint in lbs/MMBtu | FALSE | L | Annual | Allowances Banked | Thousand Tons | 0 | 0 | 0 | 0 | 0 | 0 | 0
IL Fac. Spec. - NOX Rate Summer v3.1, Unit 2571 and retrofits | 477 | 7305 | Rate Constraint in lbs/MMBtu | FALSE | L | Annual | Allowances Withdrawn (1:1) | Thousand Tons | 0 | 0 | 0 | 0 | 0 | 0 | 0
IL Fac. Spec. - NOX Rate Summer v3.1, Unit 2571 and retrofits | 477 | 7305 | Rate Constraint in lbs/MMBtu | FALSE | L | Annual | Allowances Withdrawn (n:1) | Thousand Tons | 0 | 0 | 0 | 0 | 0 | 0 | 0
IL Fac. Spec. - NOX Rate Summer v3.1, Unit 2571 and retrofits | 477 | 7305 | Rate Constraint in lbs/MMBtu | FALSE | L | Annual | Net Emissions Allowance Position | Thousand Tons | 0.20319 | 0.23683 | 0.23683 | 0.23683 | 0 | 0 | 0
IL Fac. Spec. - NOX Rate Summer v3.1, Unit 2571 and retrofits | 477 | 7305 | Rate Constraint in lbs/MMBtu | FALSE | L | Annual | Fuel Consumed | TBtu | 6.1331 | 7.1484 | 7.1484 | 7.1484 | 0 | 0 | 0
IL Fac. Spec. - NOX Rate Summer v3.1, Unit 2571 and retrofits | 477 | 7305 | Rate Constraint in lbs/MMBtu | FALSE | L | Annual | Rate | lb/MMBtu | 0.06626 | 0.06626 | 0.06626 | 0.06626 | 0 | 0 | 0
IL Fac. Spec. - NOX Rate Summer v3.1, Unit 2571 and retrofits | 477 | 7305 | Rate Constraint in lbs/MMBtu | FALSE | L | Annual | Generation | TWh | 0.53564 | 0.40487 | 0.40487 | 0.40487 | 0 | 0 | 0
IL Fac. Spec. - NOX Rate Summer v3.1, Unit 2571 and retrofits | 477 | 7305 | Rate Constraint in lbs/MMBtu | FALSE | L | Annual | Qualifying Generation | TWh | 0.53564 | 0.40487 | 0.40487 | 0.40487 | 0 | 0 | 0
IL Fac. Spec. - NOX Rate Summer v3.1, Unit 2571 and retrofits | 477 | 7305 | Rate Constraint in lbs/MMBtu | FALSE | L | Annual | Rate | lb/MWh | 0.75868 | 1.1699 | 1.1699 | 1.1699 | 0 | 0 | 0
IL Fac. Spec. - NOX Rate Summer v3.1, Unit 2571 and retrofits | 477 | 7305 | Rate Constraint in lbs/MMBtu | FALSE | L | Annual | Constraint Shadow Price | US2019$/Ton | 0 | 0 | 0 | 0 | 0 | 0 | 0
IL Fac. Spec. - NOX Rate Summer v3.1, Unit 2646 and retrofits | 478 | 7305 | Rate Constraint in lbs/MMBtu | FALSE | L | Annual | Seasons Included | Seasons | Summer | Summer | Summer | Summer | Summer | Summer | Summer
IL Fac. Spec. - NOX Rate Summer v3.1, Unit 2646 and retrofits | 478 | 7305 | Rate Constraint in lbs/MMBtu | FALSE | L | Annual | Standard NOX | lb/MMBtu | 0.25 | 0.25 | 0.25 | 0.25 | 0.25 | 0.25 | 0.25
IL Fac. Spec. - NOX Rate Summer v3.1, Unit 2646 and retrofits | 478 | 7305 | Rate Constraint in lbs/MMBtu | FALSE | L | Annual | Emissions at Affected Plants NOX | Thousand Tons | 0 | 0 | 0 | 0 | 0 | 0 | 0
IL Fac. Spec. - NOX Rate Summer v3.1, Unit 2646 and retrofits | 478 | 7305 | Rate Constraint in lbs/MMBtu | FALSE | L | Annual | Allowances Purchased NOX | Thousand Tons | 0 | 0 | 0 | 0 | 0 | 0 | 0
IL Fac. Spec. - NOX Rate Summer v3.1, Unit 2646 and retrofits | 478 | 7305 | Rate Constraint in lbs/MMBtu | FALSE | L | Annual | Allowances Sold NOX | Thousand Tons | 0 | 0 | 0 | 0 | 0 | 0 | 0
IL Fac. Spec. - NOX Rate Summer v3.1, Unit 2646 and retrofits | 478 | 7305 | Rate Constraint in lbs/MMBtu | FALSE | L | Annual | Allowances Banked | Thousand Tons | 0 | 0 | 0 | 0 | 0 | 0 | 0
IL Fac. Spec. - NOX Rate Summer v3.1, Unit 2646 and retrofits | 478 | 7305 | Rate Constraint in lbs/MMBtu | FALSE | L | Annual | Allowances Withdrawn (1:1) | Thousand Tons | 0 | 0 | 0 | 0 | 0 | 0 | 0
IL Fac. Spec. - NOX Rate Summer v3.1, Unit 2646 and retrofits | 478 | 7305 | Rate Constraint in lbs/MMBtu | FALSE | L | Annual | Allowances Withdrawn (n:1) | Thousand Tons | 0 | 0 | 0 | 0 | 0 | 0 | 0
IL Fac. Spec. - NOX Rate Summer v3.1, Unit 2646 and retrofits | 478 | 7305 | Rate Constraint in lbs/MMBtu | FALSE | L | Annual | Net Emissions Allowance Position | Thousand Tons | 0 | 0 | 0 | 0 | 0 | 0 | 0
IL Fac. Spec. - NOX Rate Summer v3.1, Unit 2646 and retrofits | 478 | 7305 | Rate Constraint in lbs/MMBtu | FALSE | L | Annual | Fuel Consumed | TBtu | 0 | 0 | 0 | 0 | 0 | 0 | 0
IL Fac. Spec. - NOX Rate Summer v3.1, Unit 2646 and retrofits | 478 | 7305 | Rate Constraint in lbs/MMBtu | FALSE | L | Annual | Rate | lb/MMBtu | 0 | 0 | 0 | 0 | 0 | 0 | 0
IL Fac. Spec. - NOX Rate Summer v3.1, Unit 2646 and retrofits | 478 | 7305 | Rate Constraint in lbs/MMBtu | FALSE | L | Annual | Generation | TWh | 0 | 0 | 0 | 0 | 0 | 0 | 0
IL Fac. Spec. - NOX Rate Summer v3.1, Unit 2646 and retrofits | 478 | 7305 | Rate Constraint in lbs/MMBtu | FALSE | L | Annual | Qualifying Generation | TWh | 0 | 0 | 0 | 0 | 0 | 0 | 0
IL Fac. Spec. - NOX Rate Summer v3.1, Unit 2646 and retrofits | 478 | 7305 | Rate Constraint in lbs/MMBtu | FALSE | L | Annual | Rate | lb/MWh | 0 | 0 | 0 | 0 | 0 | 0 | 0
IL Fac. Spec. - NOX Rate Summer v3.1, Unit 2646 and retrofits | 478 | 7305 | Rate Constraint in lbs/MMBtu | FALSE | L | Annual | Constraint Shadow Price | US2019$/Ton | 0 | 0 | 0 | 0 | 0 | 0 | 0
IL Fac. Spec. - NOX Rate Summer v3.1, Unit 2647 and retrofits | 479 | 7305 | Rate Constraint in lbs/MMBtu | FALSE | L | Annual | Seasons Included | Seasons | Summer | Summer | Summer | Summer | Summer | Summer | Summer
IL Fac. Spec. - NOX Rate Summer v3.1, Unit 2647 and retrofits | 479 | 7305 | Rate Constraint in lbs/MMBtu | FALSE | L | Annual | Standard NOX | lb/MMBtu | 0.25 | 0.25 | 0.25 | 0.25 | 0.25 | 0.25 | 0.25
IL Fac. Spec. - NOX Rate Summer v3.1, Unit 2647 and retrofits | 479 | 7305 | Rate Constraint in lbs/MMBtu | FALSE | L | Annual | Emissions at Affected Plants NOX | Thousand Tons | 0 | 0 | 0 | 0 | 0 | 0 | 0
IL Fac. Spec. - NOX Rate Summer v3.1, Unit 2647 and retrofits | 479 | 7305 | Rate Constraint in lbs/MMBtu | FALSE | L | Annual | Allowances Purchased NOX | Thousand Tons | 0 | 0 | 0 | 0 | 0 | 0 | 0
IL Fac. Spec. - NOX Rate Summer v3.1, Unit 2647 and retrofits | 479 | 7305 | Rate Constraint in lbs/MMBtu | FALSE | L | Annual | Allowances Sold NOX | Thousand Tons | 0 | 0 | 0 | 0 | 0 | 0 | 0
IL Fac. Spec. - NOX Rate Summer v3.1, Unit 2647 and retrofits | 479 | 7305 | Rate Constraint in lbs/MMBtu | FALSE | L | Annual | Allowances Banked | Thousand Tons | 0 | 0 | 0 | 0 | 0 | 0 | 0
IL Fac. Spec. - NOX Rate Summer v3.1, Unit 2647 and retrofits | 479 | 7305 | Rate Constraint in lbs/MMBtu | FALSE | L | Annual | Allowances Withdrawn (1:1) | Thousand Tons | 0 | 0 | 0 | 0 | 0 | 0 | 0
IL Fac. Spec. - NOX Rate Summer v3.1, Unit 2647 and retrofits | 479 | 7305 | Rate Constraint in lbs/MMBtu | FALSE | L | Annual | Allowances Withdrawn (n:1) | Thousand Tons | 0 | 0 | 0 | 0 | 0 | 0 | 0
IL Fac. Spec. - NOX Rate Summer v3.1, Unit 2647 and retrofits | 479 | 7305 | Rate Constraint in lbs/MMBtu | FALSE | L | Annual | Net Emissions Allowance Position | Thousand Tons | 0 | 0 | 0 | 0 | 0 | 0 | 0
IL Fac. Spec. - NOX Rate Summer v3.1, Unit 2647 and retrofits | 479 | 7305 | Rate Constraint in lbs/MMBtu | FALSE | L | Annual | Fuel Consumed | TBtu | 0 | 0 | 0 | 0 | 0 | 0 | 0
IL Fac. Spec. - NOX Rate Summer v3.1, Unit 2647 and retrofits | 479 | 7305 | Rate Constraint in lbs/MMBtu | FALSE | L | Annual | Rate | lb/MMBtu | 0 | 0 | 0 | 0 | 0 | 0 | 0
IL Fac. Spec. - NOX Rate Summer v3.1, Unit 2647 and retrofits | 479 | 7305 | Rate Constraint in lbs/MMBtu | FALSE | L | Annual | Generation | TWh | 0 | 0 | 0 | 0 | 0 | 0 | 0
IL Fac. Spec. - NOX Rate Summer v3.1, Unit 2647 and retrofits | 479 | 7305 | Rate Constraint in lbs/MMBtu | FALSE | L | Annual | Qualifying Generation | TWh | 0 | 0 | 0 | 0 | 0 | 0 | 0
IL Fac. Spec. - NOX Rate Summer v3.1, Unit 2647 and retrofits | 479 | 7305 | Rate Constraint in lbs/MMBtu | FALSE | L | Annual | Rate | lb/MWh | 0 | 0 | 0 | 0 | 0 | 0 | 0
IL Fac. Spec. - NOX Rate Summer v3.1, Unit 2647 and retrofits | 479 | 7305 | Rate Constraint in lbs/MMBtu | FALSE | L | Annual | Constraint Shadow Price | US2019$/Ton | 0 | 0 | 0 | 0 | 0 | 0 | 0
IL Fac. Spec. - NOX Rate Summer v3.1, Unit 2706 and retrofits | 480 | 7305 | Rate Constraint in lbs/MMBtu | FALSE | L | Annual | Seasons Included | Seasons | Summer | Summer | Summer | Summer | Summer | Summer | Summer
IL Fac. Spec. - NOX Rate Summer v3.1, Unit 2706 and retrofits | 480 | 7305 | Rate Constraint in lbs/MMBtu | FALSE | L | Annual | Standard NOX | lb/MMBtu | 0.25 | 0.25 | 0.25 | 0.25 | 0.25 | 0.25 | 0.25
IL Fac. Spec. - NOX Rate Summer v3.1, Unit 2706 and retrofits | 480 | 7305 | Rate Constraint in lbs/MMBtu | FALSE | L | Annual | Emissions at Affected Plants NOX | Thousand Tons | 0 | 0 | 0 | 0 | 0 | 0 | 0
IL Fac. Spec. - NOX Rate Summer v3.1, Unit 2706 and retrofits | 480 | 7305 | Rate Constraint in lbs/MMBtu | FALSE | L | Annual | Allowances Purchased NOX | Thousand Tons | 0 | 0 | 0 | 0 | 0 | 0 | 0
IL Fac. Spec. - NOX Rate Summer v3.1, Unit 2706 and retrofits | 480 | 7305 | Rate Constraint in lbs/MMBtu | FALSE | L | Annual | Allowances Sold NOX | Thousand Tons | 0 | 0 | 0 | 0 | 0 | 0 | 0
IL Fac. Spec. - NOX Rate Summer v3.1, Unit 2706 and retrofits | 480 | 7305 | Rate Constraint in lbs/MMBtu | FALSE | L | Annual | Allowances Banked | Thousand Tons | 0 | 0 | 0 | 0 | 0 | 0 | 0
IL Fac. Spec. - NOX Rate Summer v3.1, Unit 2706 and retrofits | 480 | 7305 | Rate Constraint in lbs/MMBtu | FALSE | L | Annual | Allowances Withdrawn (1:1) | Thousand Tons | 0 | 0 | 0 | 0 | 0 | 0 | 0
IL Fac. Spec. - NOX Rate Summer v3.1, Unit 2706 and retrofits | 480 | 7305 | Rate Constraint in lbs/MMBtu | FALSE | L | Annual | Allowances Withdrawn (n:1) | Thousand Tons | 0 | 0 | 0 | 0 | 0 | 0 | 0
IL Fac. Spec. - NOX Rate Summer v3.1, Unit 2706 and retrofits | 480 | 7305 | Rate Constraint in lbs/MMBtu | FALSE | L | Annual | Net Emissions Allowance Position | Thousand Tons | 0 | 0 | 0 | 0 | 0 | 0 | 0
IL Fac. Spec. - NOX Rate Summer v3.1, Unit 2706 and retrofits | 480 | 7305 | Rate Constraint in lbs/MMBtu | FALSE | L | Annual | Fuel Consumed | TBtu | 0 | 0 | 0 | 0 | 0 | 0 | 0
IL Fac. Spec. - NOX Rate Summer v3.1, Unit 2706 and retrofits | 480 | 7305 | Rate Constraint in lbs/MMBtu | FALSE | L | Annual | Rate | lb/MMBtu | 0 | 0 | 0 | 0 | 0 | 0 | 0
IL Fac. Spec. - NOX Rate Summer v3.1, Unit 2706 and retrofits | 480 | 7305 | Rate Constraint in lbs/MMBtu | FALSE | L | Annual | Generation | TWh | 0 | 0 | 0 | 0 | 0 | 0 | 0
IL Fac. Spec. - NOX Rate Summer v3.1, Unit 2706 and retrofits | 480 | 7305 | Rate Constraint in lbs/MMBtu | FALSE | L | Annual | Qualifying Generation | TWh | 0 | 0 | 0 | 0 | 0 | 0 | 0
IL Fac. Spec. - NOX Rate Summer v3.1, Unit 2706 and retrofits | 480 | 7305 | Rate Constraint in lbs/MMBtu | FALSE | L | Annual | Rate | lb/MWh | 0 | 0 | 0 | 0 | 0 | 0 | 0
IL Fac. Spec. - NOX Rate Summer v3.1, Unit 2706 and retrofits | 480 | 7305 | Rate Constraint in lbs/MMBtu | FALSE | L | Annual | Constraint Shadow Price | US2019$/Ton | 0 | 0 | 0 | 0 | 0 | 0 | 0
IL Fac. Spec. - NOX Rate Summer v3.1, Unit 2718 and retrofits | 481 | 7305 | Rate Constraint in lbs/MMBtu | FALSE | L | Annual | Seasons Included | Seasons | Summer | Summer | Summer | Summer | Summer | Summer | Summer
IL Fac. Spec. - NOX Rate Summer v3.1, Unit 2718 and retrofits | 481 | 7305 | Rate Constraint in lbs/MMBtu | FALSE | L | Annual | Standard NOX | lb/MMBtu | 0.25 | 0.25 | 0.25 | 0.25 | 0.25 | 0.25 | 0.25
IL Fac. Spec. - NOX Rate Summer v3.1, Unit 2718 and retrofits | 481 | 7305 | Rate Constraint in lbs/MMBtu | FALSE | L | Annual | Emissions at Affected Plants NOX | Thousand Tons | 0 | 0 | 0 | 0 | 0 | 0 | 0
IL Fac. Spec. - NOX Rate Summer v3.1, Unit 2718 and retrofits | 481 | 7305 | Rate Constraint in lbs/MMBtu | FALSE | L | Annual | Allowances Purchased NOX | Thousand Tons | 0 | 0 | 0 | 0 | 0 | 0 | 0
IL Fac. Spec. - NOX Rate Summer v3.1, Unit 2718 and retrofits | 481 | 7305 | Rate Constraint in lbs/MMBtu | FALSE | L | Annual | Allowances Sold NOX | Thousand Tons | 0 | 0 | 0 | 0 | 0 | 0 | 0
IL Fac. Spec. - NOX Rate Summer v3.1, Unit 2718 and retrofits | 481 | 7305 | Rate Constraint in lbs/MMBtu | FALSE | L | Annual | Allowances Banked | Thousand Tons | 0 | 0 | 0 | 0 | 0 | 0 | 0
IL Fac. Spec. - NOX Rate Summer v3.1, Unit 2718 and retrofits | 481 | 7305 | Rate Constraint in lbs/MMBtu | FALSE | L | Annual | Allowances Withdrawn (1:1) | Thousand Tons | 0 | 0 | 0 | 0 | 0 | 0 | 0
IL Fac. Spec. - NOX Rate Summer v3.1, Unit 2718 and retrofits | 481 | 7305 | Rate Constraint in lbs/MMBtu | FALSE | L | Annual | Allowances Withdrawn (n:1) | Thousand Tons | 0 | 0 | 0 | 0 | 0 | 0 | 0
IL Fac. Spec. - NOX Rate Summer v3.1, Unit 2718 and retrofits | 481 | 7305 | Rate Constraint in lbs/MMBtu | FALSE | L | Annual | Net Emissions Allowance Position | Thousand Tons | 0 | 0 | 0 | 0 | 0 | 0 | 0
IL Fac. Spec. - NOX Rate Summer v3.1, Unit 2718 and retrofits | 481 | 7305 | Rate Constraint in lbs/MMBtu | FALSE | L | Annual | Fuel Consumed | TBtu | 0 | 0 | 0 | 0 | 0 | 0 | 0
IL Fac. Spec. - NOX Rate Summer v3.1, Unit 2718 and retrofits | 481 | 7305 | Rate Constraint in lbs/MMBtu | FALSE | L | Annual | Rate | lb/MMBtu | 0 | 0 | 0 | 0 | 0 | 0 | 0
IL Fac. Spec. - NOX Rate Summer v3.1, Unit 2718 and retrofits | 481 | 7305 | Rate Constraint in lbs/MMBtu | FALSE | L | Annual | Generation | TWh | 0 | 0 | 0 | 0 | 0 | 0 | 0
IL Fac. Spec. - NOX Rate Summer v3.1, Unit 2718 and retrofits | 481 | 7305 | Rate Constraint in lbs/MMBtu | FALSE | L | Annual | Qualifying Generation | TWh | 0 | 0 | 0 | 0 | 0 | 0 | 0
IL Fac. Spec. - NOX Rate Summer v3.1, Unit 2718 and retrofits | 481 | 7305 | Rate Constraint in lbs/MMBtu | FALSE | L | Annual | Rate | lb/MWh | 0 | 0 | 0 | 0 | 0 | 0 | 0
IL Fac. Spec. - NOX Rate Summer v3.1, Unit 2718 and retrofits | 481 | 7305 | Rate Constraint in lbs/MMBtu | FALSE | L | Annual | Constraint Shadow Price | US2019$/Ton | 0 | 0 | 0 | 0 | 0 | 0 | 0
IL Fac. Spec. - NOX Rate Summer v3.1, Unit 2721 and retrofits | 482 | 7305 | Rate Constraint in lbs/MMBtu | FALSE | L | Annual | Seasons Included | Seasons | Summer | Summer | Summer | Summer | Summer | Summer | Summer
IL Fac. Spec. - NOX Rate Summer v3.1, Unit 2721 and retrofits | 482 | 7305 | Rate Constraint in lbs/MMBtu | FALSE | L | Annual | Standard NOX | lb/MMBtu | 0.25 | 0.25 | 0.25 | 0.25 | 0.25 | 0.25 | 0.25
IL Fac. Spec. - NOX Rate Summer v3.1, Unit 2721 and retrofits | 482 | 7305 | Rate Constraint in lbs/MMBtu | FALSE | L | Annual | Emissions at Affected Plants NOX | Thousand Tons | 0 | 0 | 0 | 0 | 0 | 0 | 0
IL Fac. Spec. - NOX Rate Summer v3.1, Unit 2721 and retrofits | 482 | 7305 | Rate Constraint in lbs/MMBtu | FALSE | L | Annual | Allowances Purchased NOX | Thousand Tons | 0 | 0 | 0 | 0 | 0 | 0 | 0
IL Fac. Spec. - NOX Rate Summer v3.1, Unit 2721 and retrofits | 482 | 7305 | Rate Constraint in lbs/MMBtu | FALSE | L | Annual | Allowances Sold NOX | Thousand Tons | 0 | 0 | 0 | 0 | 0 | 0 | 0
IL Fac. Spec. - NOX Rate Summer v3.1, Unit 2721 and retrofits | 482 | 7305 | Rate Constraint in lbs/MMBtu | FALSE | L | Annual | Allowances Banked | Thousand Tons | 0 | 0 | 0 | 0 | 0 | 0 | 0
IL Fac. Spec. - NOX Rate Summer v3.1, Unit 2721 and retrofits | 482 | 7305 | Rate Constraint in lbs/MMBtu | FALSE | L | Annual | Allowances Withdrawn (1:1) | Thousand Tons | 0 | 0 | 0 | 0 | 0 | 0 | 0
IL Fac. Spec. - NOX Rate Summer v3.1, Unit 2721 and retrofits | 482 | 7305 | Rate Constraint in lbs/MMBtu | FALSE | L | Annual | Allowances Withdrawn (n:1) | Thousand Tons | 0 | 0 | 0 | 0 | 0 | 0 | 0
IL Fac. Spec. - NOX Rate Summer v3.1, Unit 2721 and retrofits | 482 | 7305 | Rate Constraint in lbs/MMBtu | FALSE | L | Annual | Net Emissions Allowance Position | Thousand Tons | 0 | 0 | 0 | 0 | 0 | 0 | 0
IL Fac. Spec. - NOX Rate Summer v3.1, Unit 2721 and retrofits | 482 | 7305 | Rate Constraint in lbs/MMBtu | FALSE | L | Annual | Fuel Consumed | TBtu | 0 | 0 | 0 | 0 | 0 | 0 | 0
IL Fac. Spec. - NOX Rate Summer v3.1, Unit 2721 and retrofits | 482 | 7305 | Rate Constraint in lbs/MMBtu | FALSE | L | Annual | Rate | lb/MMBtu | 0 | 0 | 0 | 0 | 0 | 0 | 0
IL Fac. Spec. - NOX Rate Summer v3.1, Unit 2721 and retrofits | 482 | 7305 | Rate Constraint in lbs/MMBtu | FALSE | L | Annual | Generation | TWh | 0 | 0 | 0 | 0 | 0 | 0 | 0
IL Fac. Spec. - NOX Rate Summer v3.1, Unit 2721 and retrofits | 482 | 7305 | Rate Constraint in lbs/MMBtu | FALSE | L | Annual | Qualifying Generation | TWh | 0 | 0 | 0 | 0 | 0 | 0 | 0
IL Fac. Spec. - NOX Rate Summer v3.1, Unit 2721 and retrofits | 482 | 7305 | Rate Constraint in lbs/MMBtu | FALSE | L | Annual | Rate | lb/MWh | 0 | 0 | 0 | 0 | 0 | 0 | 0
IL Fac. Spec. - NOX Rate Summer v3.1, Unit 2721 and retrofits | 482 | 7305 | Rate Constraint in lbs/MMBtu | FALSE | L | Annual | Constraint Shadow Price | US2019$/Ton | 0 | 0 | 0 | 0 | 0 | 0 | 0
IL Fac. Spec. - NOX Rate Summer v3.1, Unit 2722 and retrofits | 483 | 7305 | Rate Constraint in lbs/MMBtu | FALSE | L | Annual | Seasons Included | Seasons | Summer | Summer | Summer | Summer | Summer | Summer | Summer
IL Fac. Spec. - NOX Rate Summer v3.1, Unit 2722 and retrofits | 483 | 7305 | Rate Constraint in lbs/MMBtu | FALSE | L | Annual | Standard NOX | lb/MMBtu | 0.25 | 0.25 | 0.25 | 0.25 | 0.25 | 0.25 | 0.25
IL Fac. Spec. - NOX Rate Summer v3.1, Unit 2722 and retrofits | 483 | 7305 | Rate Constraint in lbs/MMBtu | FALSE | L | Annual | Emissions at Affected Plants NOX | Thousand Tons | 0 | 0 | 0 | 0 | 0 | 0 | 0
IL Fac. Spec. - NOX Rate Summer v3.1, Unit 2722 and retrofits | 483 | 7305 | Rate Constraint in lbs/MMBtu | FALSE | L | Annual | Allowances Purchased NOX | Thousand Tons | 0 | 0 | 0 | 0 | 0 | 0 | 0
IL Fac. Spec. - NOX Rate Summer v3.1, Unit 2722 and retrofits | 483 | 7305 | Rate Constraint in lbs/MMBtu | FALSE | L | Annual | Allowances Sold NOX | Thousand Tons | 0 | 0 | 0 | 0 | 0 | 0 | 0
IL Fac. Spec. - NOX Rate Summer v3.1, Unit 2722 and retrofits | 483 | 7305 | Rate Constraint in lbs/MMBtu | FALSE | L | Annual | Allowances Banked | Thousand Tons | 0 | 0 | 0 | 0 | 0 | 0 | 0
IL Fac. Spec. - NOX Rate Summer v3.1, Unit 2722 and retrofits | 483 | 7305 | Rate Constraint in lbs/MMBtu | FALSE | L | Annual | Allowances Withdrawn (1:1) | Thousand Tons | 0 | 0 | 0 | 0 | 0 | 0 | 0
IL Fac. Spec. - NOX Rate Summer v3.1, Unit 2722 and retrofits | 483 | 7305 | Rate Constraint in lbs/MMBtu | FALSE | L | Annual | Allowances Withdrawn (n:1) | Thousand Tons | 0 | 0 | 0 | 0 | 0 | 0 | 0
IL Fac. Spec. - NOX Rate Summer v3.1, Unit 2722 and retrofits | 483 | 7305 | Rate Constraint in lbs/MMBtu | FALSE | L | Annual | Net Emissions Allowance Position | Thousand Tons | 0 | 0 | 0 | 0 | 0 | 0 | 0
IL Fac. Spec. - NOX Rate Summer v3.1, Unit 2722 and retrofits | 483 | 7305 | Rate Constraint in lbs/MMBtu | FALSE | L | Annual | Fuel Consumed | TBtu | 0 | 0 | 0 | 0 | 0 | 0 | 0
IL Fac. Spec. - NOX Rate Summer v3.1, Unit 2722 and retrofits | 483 | 7305 | Rate Constraint in lbs/MMBtu | FALSE | L | Annual | Rate | lb/MMBtu | 0 | 0 | 0 | 0 | 0 | 0 | 0
IL Fac. Spec. - NOX Rate Summer v3.1, Unit 2722 and retrofits | 483 | 7305 | Rate Constraint in lbs/MMBtu | FALSE | L | Annual | Generation | TWh | 0 | 0 | 0 | 0 | 0 | 0 | 0
IL Fac. Spec. - NOX Rate Summer v3.1, Unit 2722 and retrofits | 483 | 7305 | Rate Constraint in lbs/MMBtu | FALSE | L | Annual | Qualifying Generation | TWh | 0 | 0 | 0 | 0 | 0 | 0 | 0
IL Fac. Spec. - NOX Rate Summer v3.1, Unit 2722 and retrofits | 483 | 7305 | Rate Constraint in lbs/MMBtu | FALSE | L | Annual | Rate | lb/MWh | 0 | 0 | 0 | 0 | 0 | 0 | 0
IL Fac. Spec. - NOX Rate Summer v3.1, Unit 2722 and retrofits | 483 | 7305 | Rate Constraint in lbs/MMBtu | FALSE | L | Annual | Constraint Shadow Price | US2019$/Ton | 0 | 0 | 0 | 0 | 0 | 0 | 0
IL Fac. Spec. - NOX Rate Summer v3.1, Unit 2723 and retrofits | 484 | 7305 | Rate Constraint in lbs/MMBtu | FALSE | L | Annual | Seasons Included | Seasons | Summer | Summer | Summer | Summer | Summer | Summer | Summer
IL Fac. Spec. - NOX Rate Summer v3.1, Unit 2723 and retrofits | 484 | 7305 | Rate Constraint in lbs/MMBtu | FALSE | L | Annual | Standard NOX | lb/MMBtu | 0.25 | 0.25 | 0.25 | 0.25 | 0.25 | 0.25 | 0.25
IL Fac. Spec. - NOX Rate Summer v3.1, Unit 2723 and retrofits | 484 | 7305 | Rate Constraint in lbs/MMBtu | FALSE | L | Annual | Emissions at Affected Plants NOX | Thousand Tons | 0 | 0 | 0 | 0 | 0 | 0 | 0
IL Fac. Spec. - NOX Rate Summer v3.1, Unit 2723 and retrofits | 484 | 7305 | Rate Constraint in lbs/MMBtu | FALSE | L | Annual | Allowances Purchased NOX | Thousand Tons | 0 | 0 | 0 | 0 | 0 | 0 | 0
IL Fac. Spec. - NOX Rate Summer v3.1, Unit 2723 and retrofits | 484 | 7305 | Rate Constraint in lbs/MMBtu | FALSE | L | Annual | Allowances Sold NOX | Thousand Tons | 0 | 0 | 0 | 0 | 0 | 0 | 0
IL Fac. Spec. - NOX Rate Summer v3.1, Unit 2723 and retrofits | 484 | 7305 | Rate Constraint in lbs/MMBtu | FALSE | L | Annual | Allowances Banked | Thousand Tons | 0 | 0 | 0 | 0 | 0 | 0 | 0
IL Fac. Spec. - NOX Rate Summer v3.1, Unit 2723 and retrofits | 484 | 7305 | Rate Constraint in lbs/MMBtu | FALSE | L | Annual | Allowances Withdrawn (1:1) | Thousand Tons | 0 | 0 | 0 | 0 | 0 | 0 | 0
IL Fac. Spec. - NOX Rate Summer v3.1, Unit 2723 and retrofits | 484 | 7305 | Rate Constraint in lbs/MMBtu | FALSE | L | Annual | Allowances Withdrawn (n:1) | Thousand Tons | 0 | 0 | 0 | 0 | 0 | 0 | 0
IL Fac. Spec. - NOX Rate Summer v3.1, Unit 2723 and retrofits | 484 | 7305 | Rate Constraint in lbs/MMBtu | FALSE | L | Annual | Net Emissions Allowance Position | Thousand Tons | 0 | 0 | 0 | 0 | 0 | 0 | 0
IL Fac. Spec. - NOX Rate Summer v3.1, Unit 2723 and retrofits | 484 | 7305 | Rate Constraint in lbs/MMBtu | FALSE | L | Annual | Fuel Consumed | TBtu | 0 | 0 | 0 | 0 | 0 | 0 | 0
IL Fac. Spec. - NOX Rate Summer v3.1, Unit 2723 and retrofits | 484 | 7305 | Rate Constraint in lbs/MMBtu | FALSE | L | Annual | Rate | lb/MMBtu | 0 | 0 | 0 | 0 | 0 | 0 | 0
IL Fac. Spec. - NOX Rate Summer v3.1, Unit 2723 and retrofits | 484 | 7305 | Rate Constraint in lbs/MMBtu | FALSE | L | Annual | Generation | TWh | 0 | 0 | 0 | 0 | 0 | 0 | 0
IL Fac. Spec. - NOX Rate Summer v3.1, Unit 2723 and retrofits | 484 | 7305 | Rate Constraint in lbs/MMBtu | FALSE | L | Annual | Qualifying Generation | TWh | 0 | 0 | 0 | 0 | 0 | 0 | 0
IL Fac. Spec. - NOX Rate Summer v3.1, Unit 2723 and retrofits | 484 | 7305 | Rate Constraint in lbs/MMBtu | FALSE | L | Annual | Rate | lb/MWh | 0 | 0 | 0 | 0 | 0 | 0 | 0
IL Fac. Spec. - NOX Rate Summer v3.1, Unit 2723 and retrofits | 484 | 7305 | Rate Constraint in lbs/MMBtu | FALSE | L | Annual | Constraint Shadow Price | US2019$/Ton | 0 | 0 | 0 | 0 | 0 | 0 | 0
IL Fac. Spec. - NOX Rate Summer v3.1, Unit 2724 and retrofits | 485 | 7305 | Rate Constraint in lbs/MMBtu | FALSE | L | Annual | Seasons Included | Seasons | Summer | Summer | Summer | Summer | Summer | Summer | Summer
IL Fac. Spec. - NOX Rate Summer v3.1, Unit 2724 and retrofits | 485 | 7305 | Rate Constraint in lbs/MMBtu | FALSE | L | Annual | Standard NOX | lb/MMBtu | 0.25 | 0.25 | 0.25 | 0.25 | 0.25 | 0.25 | 0.25
IL Fac. Spec. - NOX Rate Summer v3.1, Unit 2724 and retrofits | 485 | 7305 | Rate Constraint in lbs/MMBtu | FALSE | L | Annual | Emissions at Affected Plants NOX | Thousand Tons | 0 | 0 | 0 | 0 | 0 | 0 | 0
IL Fac. Spec. - NOX Rate Summer v3.1, Unit 2724 and retrofits | 485 | 7305 | Rate Constraint in lbs/MMBtu | FALSE | L | Annual | Allowances Purchased NOX | Thousand Tons | 0 | 0 | 0 | 0 | 0 | 0 | 0
IL Fac. Spec. - NOX Rate Summer v3.1, Unit 2724 and retrofits | 485 | 7305 | Rate Constraint in lbs/MMBtu | FALSE | L | Annual | Allowances Sold NOX | Thousand Tons | 0 | 0 | 0 | 0 | 0 | 0 | 0
IL Fac. Spec. - NOX Rate Summer v3.1, Unit 2724 and retrofits | 485 | 7305 | Rate Constraint in lbs/MMBtu | FALSE | L | Annual | Allowances Banked | Thousand Tons | 0 | 0 | 0 | 0 | 0 | 0 | 0
IL Fac. Spec. - NOX Rate Summer v3.1, Unit 2724 and retrofits | 485 | 7305 | Rate Constraint in lbs/MMBtu | FALSE | L | Annual | Allowances Withdrawn (1:1) | Thousand Tons | 0 | 0 | 0 | 0 | 0 | 0 | 0
IL Fac. Spec. - NOX Rate Summer v3.1, Unit 2724 and retrofits | 485 | 7305 | Rate Constraint in lbs/MMBtu | FALSE | L | Annual | Allowances Withdrawn (n:1) | Thousand Tons | 0 | 0 | 0 | 0 | 0 | 0 | 0
IL Fac. Spec. - NOX Rate Summer v3.1, Unit 2724 and retrofits | 485 | 7305 | Rate Constraint in lbs/MMBtu | FALSE | L | Annual | Net Emissions Allowance Position | Thousand Tons | 0 | 0 | 0 | 0 | 0 | 0 | 0
IL Fac. Spec. - NOX Rate Summer v3.1, Unit 2724 and retrofits | 485 | 7305 | Rate Constraint in lbs/MMBtu | FALSE | L | Annual | Fuel Consumed | TBtu | 0 | 0 | 0 | 0 | 0 | 0 | 0
IL Fac. Spec. - NOX Rate Summer v3.1, Unit 2724 and retrofits | 485 | 7305 | Rate Constraint in lbs/MMBtu | FALSE | L | Annual | Rate | lb/MMBtu | 0 | 0 | 0 | 0 | 0 | 0 | 0
IL Fac. Spec. - NOX Rate Summer v3.1, Unit 2724 and retrofits | 485 | 7305 | Rate Constraint in lbs/MMBtu | FALSE | L | Annual | Generation | TWh | 0 | 0 | 0 | 0 | 0 | 0 | 0
IL Fac. Spec. - NOX Rate Summer v3.1, Unit 2724 and retrofits | 485 | 7305 | Rate Constraint in lbs/MMBtu | FALSE | L | Annual | Qualifying Generation | TWh | 0 | 0 | 0 | 0 | 0 | 0 | 0
IL Fac. Spec. - NOX Rate Summer v3.1, Unit 2724 and retrofits | 485 | 7305 | Rate Constraint in lbs/MMBtu | FALSE | L | Annual | Rate | lb/MWh | 0 | 0 | 0 | 0 | 0 | 0 | 0
IL Fac. Spec. - NOX Rate Summer v3.1, Unit 2724 and retrofits | 485 | 7305 | Rate Constraint in lbs/MMBtu | FALSE | L | Annual | Constraint Shadow Price | US2019$/Ton | 0 | 0 | 0 | 0 | 0 | 0 | 0
IL Fac. Spec. - NOX Rate Summer v3.1, Unit 2725 and retrofits | 486 | 7305 | Rate Constraint in lbs/MMBtu | FALSE | L | Annual | Seasons Included | Seasons | Summer | Summer | Summer | Summer | Summer | Summer | Summer
IL Fac. Spec. - NOX Rate Summer v3.1, Unit 2725 and retrofits | 486 | 7305 | Rate Constraint in lbs/MMBtu | FALSE | L | Annual | Standard NOX | lb/MMBtu | 0.25 | 0.25 | 0.25 | 0.25 | 0.25 | 0.25 | 0.25
IL Fac. Spec. - NOX Rate Summer v3.1, Unit 2725 and retrofits | 486 | 7305 | Rate Constraint in lbs/MMBtu | FALSE | L | Annual | Emissions at Affected Plants NOX | Thousand Tons | 0 | 0 | 0 | 0 | 0 | 0 | 0
IL Fac. Spec. - NOX Rate Summer v3.1, Unit 2725 and retrofits | 486 | 7305 | Rate Constraint in lbs/MMBtu | FALSE | L | Annual | Allowances Purchased NOX | Thousand Tons | 0 | 0 | 0 | 0 | 0 | 0 | 0
IL Fac. Spec. - NOX Rate Summer v3.1, Unit 2725 and retrofits | 486 | 7305 | Rate Constraint in lbs/MMBtu | FALSE | L | Annual | Allowances Sold NOX | Thousand Tons | 0 | 0 | 0 | 0 | 0 | 0 | 0
IL Fac. Spec. - NOX Rate Summer v3.1, Unit 2725 and retrofits | 486 | 7305 | Rate Constraint in lbs/MMBtu | FALSE | L | Annual | Allowances Banked | Thousand Tons | 0 | 0 | 0 | 0 | 0 | 0 | 0
IL Fac. Spec. - NOX Rate Summer v3.1, Unit 2725 and retrofits | 486 | 7305 | Rate Constraint in lbs/MMBtu | FALSE | L | Annual | Allowances Withdrawn (1:1) | Thousand Tons | 0 | 0 | 0 | 0 | 0 | 0 | 0
IL Fac. Spec. - NOX Rate Summer v3.1, Unit 2725 and retrofits | 486 | 7305 | Rate Constraint in lbs/MMBtu | FALSE | L | Annual | Allowances Withdrawn (n:1) | Thousand Tons | 0 | 0 | 0 | 0 | 0 | 0 | 0
IL Fac. Spec. - NOX Rate Summer v3.1, Unit 2725 and retrofits | 486 | 7305 | Rate Constraint in lbs/MMBtu | FALSE | L | Annual | Net Emissions Allowance Position | Thousand Tons | 0 | 0 | 0 | 0 | 0 | 0 | 0
IL Fac. Spec. - NOX Rate Summer v3.1, Unit 2725 and retrofits | 486 | 7305 | Rate Constraint in lbs/MMBtu | FALSE | L | Annual | Fuel Consumed | TBtu | 0 | 0 | 0 | 0 | 0 | 0 | 0
IL Fac. Spec. - NOX Rate Summer v3.1, Unit 2725 and retrofits | 486 | 7305 | Rate Constraint in lbs/MMBtu | FALSE | L | Annual | Rate | lb/MMBtu | 0 | 0 | 0 | 0 | 0 | 0 | 0
IL Fac. Spec. - NOX Rate Summer v3.1, Unit 2725 and retrofits | 486 | 7305 | Rate Constraint in lbs/MMBtu | FALSE | L | Annual | Generation | TWh | 0 | 0 | 0 | 0 | 0 | 0 | 0
IL Fac. Spec. - NOX Rate Summer v3.1, Unit 2725 and retrofits | 486 | 7305 | Rate Constraint in lbs/MMBtu | FALSE | L | Annual | Qualifying Generation | TWh | 0 | 0 | 0 | 0 | 0 | 0 | 0
IL Fac. Spec. - NOX Rate Summer v3.1, Unit 2725 and retrofits | 486 | 7305 | Rate Constraint in lbs/MMBtu | FALSE | L | Annual | Rate | lb/MWh | 0 | 0 | 0 | 0 | 0 | 0 | 0
IL Fac. Spec. - NOX Rate Summer v3.1, Unit 2725 and retrofits | 486 | 7305 | Rate Constraint in lbs/MMBtu | FALSE | L | Annual | Constraint Shadow Price | US2019$/Ton | 0 | 0 | 0 | 0 | 0 | 0 | 0
IL Fac. Spec. - NOX Rate Summer v3.1, Unit 2726 and retrofits | 487 | 7305 | Rate Constraint in lbs/MMBtu | FALSE | L | Annual | Seasons Included | Seasons | Summer | Summer | Summer | Summer | Summer | Summer | Summer
IL Fac. Spec. - NOX Rate Summer v3.1, Unit 2726 and retrofits | 487 | 7305 | Rate Constraint in lbs/MMBtu | FALSE | L | Annual | Standard NOX | lb/MMBtu | 0.25 | 0.25 | 0.25 | 0.25 | 0.25 | 0.25 | 0.25
IL Fac. Spec. - NOX Rate Summer v3.1, Unit 2726 and retrofits | 487 | 7305 | Rate Constraint in lbs/MMBtu | FALSE | L | Annual | Emissions at Affected Plants NOX | Thousand Tons | 0 | 0 | 0 | 0 | 0 | 0 | 0
IL Fac. Spec. - NOX Rate Summer v3.1, Unit 2726 and retrofits | 487 | 7305 | Rate Constraint in lbs/MMBtu | FALSE | L | Annual | Allowances Purchased NOX | Thousand Tons | 0 | 0 | 0 | 0 | 0 | 0 | 0
IL Fac. Spec. - NOX Rate Summer v3.1, Unit 2726 and retrofits | 487 | 7305 | Rate Constraint in lbs/MMBtu | FALSE | L | Annual | Allowances Sold NOX | Thousand Tons | 0 | 0 | 0 | 0 | 0 | 0 | 0
IL Fac. Spec. - NOX Rate Summer v3.1, Unit 2726 and retrofits | 487 | 7305 | Rate Constraint in lbs/MMBtu | FALSE | L | Annual | Allowances Banked | Thousand Tons | 0 | 0 | 0 | 0 | 0 | 0 | 0
IL Fac. Spec. - NOX Rate Summer v3.1, Unit 2726 and retrofits | 487 | 7305 | Rate Constraint in lbs/MMBtu | FALSE | L | Annual | Allowances Withdrawn (1:1) | Thousand Tons | 0 | 0 | 0 | 0 | 0 | 0 | 0
IL Fac. Spec. - NOX Rate Summer v3.1, Unit 2726 and retrofits | 487 | 7305 | Rate Constraint in lbs/MMBtu | FALSE | L | Annual | Allowances Withdrawn (n:1) | Thousand Tons | 0 | 0 | 0 | 0 | 0 | 0 | 0
IL Fac. Spec. - NOX Rate Summer v3.1, Unit 2726 and retrofits | 487 | 7305 | Rate Constraint in lbs/MMBtu | FALSE | L | Annual | Net Emissions Allowance Position | Thousand Tons | 0 | 0 | 0 | 0 | 0 | 0 | 0
IL Fac. Spec. - NOX Rate Summer v3.1, Unit 2726 and retrofits | 487 | 7305 | Rate Constraint in lbs/MMBtu | FALSE | L | Annual | Fuel Consumed | TBtu | 0 | 0 | 0 | 0 | 0 | 0 | 0
IL Fac. Spec. - NOX Rate Summer v3.1, Unit 2726 and retrofits | 487 | 7305 | Rate Constraint in lbs/MMBtu | FALSE | L | Annual | Rate | lb/MMBtu | 0 | 0 | 0 | 0 | 0 | 0 | 0
IL Fac. Spec. - NOX Rate Summer v3.1, Unit 2726 and retrofits | 487 | 7305 | Rate Constraint in lbs/MMBtu | FALSE | L | Annual | Generation | TWh | 0 | 0 | 0 | 0 | 0 | 0 | 0
IL Fac. Spec. - NOX Rate Summer v3.1, Unit 2726 and retrofits | 487 | 7305 | Rate Constraint in lbs/MMBtu | FALSE | L | Annual | Qualifying Generation | TWh | 0 | 0 | 0 | 0 | 0 | 0 | 0
IL Fac. Spec. - NOX Rate Summer v3.1, Unit 2726 and retrofits | 487 | 7305 | Rate Constraint in lbs/MMBtu | FALSE | L | Annual | Rate | lb/MWh | 0 | 0 | 0 | 0 | 0 | 0 | 0
IL Fac. Spec. - NOX Rate Summer v3.1, Unit 2726 and retrofits | 487 | 7305 | Rate Constraint in lbs/MMBtu | FALSE | L | Annual | Constraint Shadow Price | US2019$/Ton | 0 | 0 | 0 | 0 | 0 | 0 | 0
IL Fac. Spec. - NOX Rate Summer v3.1, Unit 3246 and retrofits | 488 | 7305 | Rate Constraint in lbs/MMBtu | FALSE | L | Annual | Seasons Included | Seasons | Summer | Summer | Summer | Summer | Summer | Summer | Summer
IL Fac. Spec. - NOX Rate Summer v3.1, Unit 3246 and retrofits | 488 | 7305 | Rate Constraint in lbs/MMBtu | FALSE | L | Annual | Standard NOX | lb/MMBtu | 0.25 | 0.25 | 0.25 | 0.25 | 0.25 | 0.25 | 0.25
IL Fac. Spec. - NOX Rate Summer v3.1, Unit 3246 and retrofits | 488 | 7305 | Rate Constraint in lbs/MMBtu | FALSE | L | Annual | Emissions at Affected Plants NOX | Thousand Tons | 0 | 0 | 0 | 0 | 0 | 0 | 0
IL Fac. Spec. - NOX Rate Summer v3.1, Unit 3246 and retrofits | 488 | 7305 | Rate Constraint in lbs/MMBtu | FALSE | L | Annual | Allowances Purchased NOX | Thousand Tons | 0 | 0 | 0 | 0 | 0 | 0 | 0
IL Fac. Spec. - NOX Rate Summer v3.1, Unit 3246 and retrofits | 488 | 7305 | Rate Constraint in lbs/MMBtu | FALSE | L | Annual | Allowances Sold NOX | Thousand Tons | 0 | 0 | 0 | 0 | 0 | 0 | 0
IL Fac. Spec. - NOX Rate Summer v3.1, Unit 3246 and retrofits | 488 | 7305 | Rate Constraint in lbs/MMBtu | FALSE | L | Annual | Allowances Banked | Thousand Tons | 0 | 0 | 0 | 0 | 0 | 0 | 0
IL Fac. Spec. - NOX Rate Summer v3.1, Unit 3246 and retrofits | 488 | 7305 | Rate Constraint in lbs/MMBtu | FALSE | L | Annual | Allowances Withdrawn (1:1) | Thousand Tons | 0 | 0 | 0 | 0 | 0 | 0 | 0
IL Fac. Spec. - NOX Rate Summer v3.1, Unit 3246 and retrofits | 488 | 7305 | Rate Constraint in lbs/MMBtu | FALSE | L | Annual | Allowances Withdrawn (n:1) | Thousand Tons | 0 | 0 | 0 | 0 | 0 | 0 | 0
IL Fac. Spec. - NOX Rate Summer v3.1, Unit 3246 and retrofits | 488 | 7305 | Rate Constraint in lbs/MMBtu | FALSE | L | Annual | Net Emissions Allowance Position | Thousand Tons | 0 | 0 | 0 | 0 | 0 | 0 | 0
IL Fac. Spec. - NOX Rate Summer v3.1, Unit 3246 and retrofits | 488 | 7305 | Rate Constraint in lbs/MMBtu | FALSE | L | Annual | Fuel Consumed | TBtu | 0 | 0 | 0 | 0 | 0 | 0 | 0
IL Fac. Spec. - NOX Rate Summer v3.1, Unit 3246 and retrofits | 488 | 7305 | Rate Constraint in lbs/MMBtu | FALSE | L | Annual | Rate | lb/MMBtu | 0 | 0 | 0 | 0 | 0 | 0 | 0
IL Fac. Spec. - NOX Rate Summer v3.1, Unit 3246 and retrofits | 488 | 7305 | Rate Constraint in lbs/MMBtu | FALSE | L | Annual | Generation | TWh | 0 | 0 | 0 | 0 | 0 | 0 | 0
IL Fac. Spec. - NOX Rate Summer v3.1, Unit 3246 and retrofits | 488 | 7305 | Rate Constraint in lbs/MMBtu | FALSE | L | Annual | Qualifying Generation | TWh | 0 | 0 | 0 | 0 | 0 | 0 | 0
IL Fac. Spec. - NOX Rate Summer v3.1, Unit 3246 and retrofits | 488 | 7305 | Rate Constraint in lbs/MMBtu | FALSE | L | Annual | Rate | lb/MWh | 0 | 0 | 0 | 0 | 0 | 0 | 0
IL Fac. Spec. - NOX Rate Summer v3.1, Unit 3246 and retrofits | 488 | 7305 | Rate Constraint in lbs/MMBtu | FALSE | L | Annual | Constraint Shadow Price | US2019$/Ton | 0 | 0 | 0 | 0 | 0 | 0 | 0
IL Fac. Spec. - NOX Rate Summer v3.1, Unit 3247 and retrofits | 489 | 7305 | Rate Constraint in lbs/MMBtu | FALSE | L | Annual | Seasons Included | Seasons | Summer | Summer | Summer | Summer | Summer | Summer | Summer
IL Fac. Spec. - NOX Rate Summer v3.1, Unit 3247 and retrofits | 489 | 7305 | Rate Constraint in lbs/MMBtu | FALSE | L | Annual | Standard NOX | lb/MMBtu | 0.25 | 0.25 | 0.25 | 0.25 | 0.25 | 0.25 | 0.25
IL Fac. Spec. - NOX Rate Summer v3.1, Unit 3247 and retrofits | 489 | 7305 | Rate Constraint in lbs/MMBtu | FALSE | L | Annual | Emissions at Affected Plants NOX | Thousand Tons | 0 | 0 | 0 | 0 | 0 | 0 | 0
IL Fac. Spec. - NOX Rate Summer v3.1, Unit 3247 and retrofits | 489 | 7305 | Rate Constraint in lbs/MMBtu | FALSE | L | Annual | Allowances Purchased NOX | Thousand Tons | 0 | 0 | 0 | 0 | 0 | 0 | 0
IL Fac. Spec. - NOX Rate Summer v3.1, Unit 3247 and retrofits | 489 | 7305 | Rate Constraint in lbs/MMBtu | FALSE | L | Annual | Allowances Sold NOX | Thousand Tons | 0 | 0 | 0 | 0 | 0 | 0 | 0
IL Fac. Spec. - NOX Rate Summer v3.1, Unit 3247 and retrofits | 489 | 7305 | Rate Constraint in lbs/MMBtu | FALSE | L | Annual | Allowances Banked | Thousand Tons | 0 | 0 | 0 | 0 | 0 | 0 | 0
IL Fac. Spec. - NOX Rate Summer v3.1, Unit 3247 and retrofits | 489 | 7305 | Rate Constraint in lbs/MMBtu | FALSE | L | Annual | Allowances Withdrawn (1:1) | Thousand Tons | 0 | 0 | 0 | 0 | 0 | 0 | 0
IL Fac. Spec. - NOX Rate Summer v3.1, Unit 3247 and retrofits | 489 | 7305 | Rate Constraint in lbs/MMBtu | FALSE | L | Annual | Allowances Withdrawn (n:1) | Thousand Tons | 0 | 0 | 0 | 0 | 0 | 0 | 0
IL Fac. Spec. - NOX Rate Summer v3.1, Unit 3247 and retrofits | 489 | 7305 | Rate Constraint in lbs/MMBtu | FALSE | L | Annual | Net Emissions Allowance Position | Thousand Tons | 0 | 0 | 0 | 0 | 0 | 0 | 0
IL Fac. Spec. - NOX Rate Summer v3.1, Unit 3247 and retrofits | 489 | 7305 | Rate Constraint in lbs/MMBtu | FALSE | L | Annual | Fuel Consumed | TBtu | 0 | 0 | 0 | 0 | 0 | 0 | 0
IL Fac. Spec. - NOX Rate Summer v3.1, Unit 3247 and retrofits | 489 | 7305 | Rate Constraint in lbs/MMBtu | FALSE | L | Annual | Rate | lb/MMBtu | 0 | 0 | 0 | 0 | 0 | 0 | 0
IL Fac. Spec. - NOX Rate Summer v3.1, Unit 3247 and retrofits | 489 | 7305 | Rate Constraint in lbs/MMBtu | FALSE | L | Annual | Generation | TWh | 0 | 0 | 0 | 0 | 0 | 0 | 0
IL Fac. Spec. - NOX Rate Summer v3.1, Unit 3247 and retrofits | 489 | 7305 | Rate Constraint in lbs/MMBtu | FALSE | L | Annual | Qualifying Generation | TWh | 0 | 0 | 0 | 0 | 0 | 0 | 0
IL Fac. Spec. - NOX Rate Summer v3.1, Unit 3247 and retrofits | 489 | 7305 | Rate Constraint in lbs/MMBtu | FALSE | L | Annual | Rate | lb/MWh | 0 | 0 | 0 | 0 | 0 | 0 | 0
IL Fac. Spec. - NOX Rate Summer v3.1, Unit 3247 and retrofits | 489 | 7305 | Rate Constraint in lbs/MMBtu | FALSE | L | Annual | Constraint Shadow Price | US2019$/Ton | 0 | 0 | 0 | 0 | 0 | 0 | 0
IL Fac. Spec. - NOX Rate Summer v3.1, Unit 3248 and retrofits | 490 | 7305 | Rate Constraint in lbs/MMBtu | FALSE | L | Annual | Seasons Included | Seasons | Summer | Summer | Summer | Summer | Summer | Summer | Summer
IL Fac. Spec. - NOX Rate Summer v3.1, Unit 3248 and retrofits | 490 | 7305 | Rate Constraint in lbs/MMBtu | FALSE | L | Annual | Standard NOX | lb/MMBtu | 0.25 | 0.25 | 0.25 | 0.25 | 0.25 | 0.25 | 0.25
IL Fac. Spec. - NOX Rate Summer v3.1, Unit 3248 and retrofits | 490 | 7305 | Rate Constraint in lbs/MMBtu | FALSE | L | Annual | Emissions at Affected Plants NOX | Thousand Tons | 0 | 0 | 0 | 0 | 0 | 0 | 0
IL Fac. Spec. - NOX Rate Summer v3.1, Unit 3248 and retrofits | 490 | 7305 | Rate Constraint in lbs/MMBtu | FALSE | L | Annual | Allowances Purchased NOX | Thousand Tons | 0 | 0 | 0 | 0 | 0 | 0 | 0
IL Fac. Spec. - NOX Rate Summer v3.1, Unit 3248 and retrofits | 490 | 7305 | Rate Constraint in lbs/MMBtu | FALSE | L | Annual | Allowances Sold NOX | Thousand Tons | 0 | 0 | 0 | 0 | 0 | 0 | 0
IL Fac. Spec. - NOX Rate Summer v3.1, Unit 3248 and retrofits | 490 | 7305 | Rate Constraint in lbs/MMBtu | FALSE | L | Annual | Allowances Banked | Thousand Tons | 0 | 0 | 0 | 0 | 0 | 0 | 0
IL Fac. Spec. - NOX Rate Summer v3.1, Unit 3248 and retrofits | 490 | 7305 | Rate Constraint in lbs/MMBtu | FALSE | L | Annual | Allowances Withdrawn (1:1) | Thousand Tons | 0 | 0 | 0 | 0 | 0 | 0 | 0
IL Fac. Spec. - NOX Rate Summer v3.1, Unit 3248 and retrofits | 490 | 7305 | Rate Constraint in lbs/MMBtu | FALSE | L | Annual | Allowances Withdrawn (n:1) | Thousand Tons | 0 | 0 | 0 | 0 | 0 | 0 | 0
IL Fac. Spec. - NOX Rate Summer v3.1, Unit 3248 and retrofits | 490 | 7305 | Rate Constraint in lbs/MMBtu | FALSE | L | Annual | Net Emissions Allowance Position | Thousand Tons | 0 | 0 | 0 | 0 | 0 | 0 | 0
IL Fac. Spec. - NOX Rate Summer v3.1, Unit 3248 and retrofits | 490 | 7305 | Rate Constraint in lbs/MMBtu | FALSE | L | Annual | Fuel Consumed | TBtu | 0 | 0 | 0 | 0 | 0 | 0 | 0
IL Fac. Spec. - NOX Rate Summer v3.1, Unit 3248 and retrofits | 490 | 7305 | Rate Constraint in lbs/MMBtu | FALSE | L | Annual | Rate | lb/MMBtu | 0 | 0 | 0 | 0 | 0 | 0 | 0
IL Fac. Spec. - NOX Rate Summer v3.1, Unit 3248 and retrofits | 490 | 7305 | Rate Constraint in lbs/MMBtu | FALSE | L | Annual | Generation | TWh | 0 | 0 | 0 | 0 | 0 | 0 | 0
IL Fac. Spec. - NOX Rate Summer v3.1, Unit 3248 and retrofits | 490 | 7305 | Rate Constraint in lbs/MMBtu | FALSE | L | Annual | Qualifying Generation | TWh | 0 | 0 | 0 | 0 | 0 | 0 | 0
IL Fac. Spec. - NOX Rate Summer v3.1, Unit 3248 and retrofits | 490 | 7305 | Rate Constraint in lbs/MMBtu | FALSE | L | Annual | Rate | lb/MWh | 0 | 0 | 0 | 0 | 0 | 0 | 0
IL Fac. Spec. - NOX Rate Summer v3.1, Unit 3248 and retrofits | 490 | 7305 | Rate Constraint in lbs/MMBtu | FALSE | L | Annual | Constraint Shadow Price | US2019$/Ton | 0 | 0 | 0 | 0 | 0 | 0 | 0
IL Fac. Spec. - NOX Rate Summer v3.1, Unit 3249 and retrofits | 491 | 7305 | Rate Constraint in lbs/MMBtu | FALSE | L | Annual | Seasons Included | Seasons | Summer | Summer | Summer | Summer | Summer | Summer | Summer
IL Fac. Spec. - NOX Rate Summer v3.1, Unit 3249 and retrofits | 491 | 7305 | Rate Constraint in lbs/MMBtu | FALSE | L | Annual | Standard NOX | lb/MMBtu | 0.25 | 0.25 | 0.25 | 0.25 | 0.25 | 0.25 | 0.25
IL Fac. Spec. - NOX Rate Summer v3.1, Unit 3249 and retrofits | 491 | 7305 | Rate Constraint in lbs/MMBtu | FALSE | L | Annual | Emissions at Affected Plants NOX | Thousand Tons | 0 | 0 | 0 | 0 | 0 | 0 | 0
IL Fac. Spec. - NOX Rate Summer v3.1, Unit 3249 and retrofits | 491 | 7305 | Rate Constraint in lbs/MMBtu | FALSE | L | Annual | Allowances Purchased NOX | Thousand Tons | 0 | 0 | 0 | 0 | 0 | 0 | 0
IL Fac. Spec. - NOX Rate Summer v3.1, Unit 3249 and retrofits | 491 | 7305 | Rate Constraint in lbs/MMBtu | FALSE | L | Annual | Allowances Sold NOX | Thousand Tons | 0 | 0 | 0 | 0 | 0 | 0 | 0
IL Fac. Spec. - NOX Rate Summer v3.1, Unit 3249 and retrofits | 491 | 7305 | Rate Constraint in lbs/MMBtu | FALSE | L | Annual | Allowances Banked | Thousand Tons | 0 | 0 | 0 | 0 | 0 | 0 | 0
IL Fac. Spec. - NOX Rate Summer v3.1, Unit 3249 and retrofits | 491 | 7305 | Rate Constraint in lbs/MMBtu | FALSE | L | Annual | Allowances Withdrawn (1:1) | Thousand Tons | 0 | 0 | 0 | 0 | 0 | 0 | 0
IL Fac. Spec. - NOX Rate Summer v3.1, Unit 3249 and retrofits | 491 | 7305 | Rate Constraint in lbs/MMBtu | FALSE | L | Annual | Allowances Withdrawn (n:1) | Thousand Tons | 0 | 0 | 0 | 0 | 0 | 0 | 0
IL Fac. Spec. - NOX Rate Summer v3.1, Unit 3249 and retrofits | 491 | 7305 | Rate Constraint in lbs/MMBtu | FALSE | L | Annual | Net Emissions Allowance Position | Thousand Tons | 0 | 0 | 0 | 0 | 0 | 0 | 0
IL Fac. Spec. - NOX Rate Summer v3.1, Unit 3249 and retrofits | 491 | 7305 | Rate Constraint in lbs/MMBtu | FALSE | L | Annual | Fuel Consumed | TBtu | 0 | 0 | 0 | 0 | 0 | 0 | 0
IL Fac. Spec. - NOX Rate Summer v3.1, Unit 3249 and retrofits | 491 | 7305 | Rate Constraint in lbs/MMBtu | FALSE | L | Annual | Rate | lb/MMBtu | 0 | 0 | 0 | 0 | 0 | 0 | 0
IL Fac. Spec. - NOX Rate Summer v3.1, Unit 3249 and retrofits | 491 | 7305 | Rate Constraint in lbs/MMBtu | FALSE | L | Annual | Generation | TWh | 0 | 0 | 0 | 0 | 0 | 0 | 0
IL Fac. Spec. - NOX Rate Summer v3.1, Unit 3249 and retrofits | 491 | 7305 | Rate Constraint in lbs/MMBtu | FALSE | L | Annual | Qualifying Generation | TWh | 0 | 0 | 0 | 0 | 0 | 0 | 0
IL Fac. Spec. - NOX Rate Summer v3.1, Unit 3249 and retrofits | 491 | 7305 | Rate Constraint in lbs/MMBtu | FALSE | L | Annual | Rate | lb/MWh | 0 | 0 | 0 | 0 | 0 | 0 | 0
IL Fac. Spec. - NOX Rate Summer v3.1, Unit 3249 and retrofits | 491 | 7305 | Rate Constraint in lbs/MMBtu | FALSE | L | Annual | Constraint Shadow Price | US2019$/Ton | 0 | 0 | 0 | 0 | 0 | 0 | 0
IL Fac. Spec. - NOX Rate Summer v3.1, Unit 3250 and retrofits | 492 | 7305 | Rate Constraint in lbs/MMBtu | FALSE | L | Annual | Seasons Included | Seasons | Summer | Summer | Summer | Summer | Summer | Summer | Summer
IL Fac. Spec. - NOX Rate Summer v3.1, Unit 3250 and retrofits | 492 | 7305 | Rate Constraint in lbs/MMBtu | FALSE | L | Annual | Standard NOX | lb/MMBtu | 0.25 | 0.25 | 0.25 | 0.25 | 0.25 | 0.25 | 0.25
IL Fac. Spec. - NOX Rate Summer v3.1, Unit 3250 and retrofits | 492 | 7305 | Rate Constraint in lbs/MMBtu | FALSE | L | Annual | Emissions at Affected Plants NOX | Thousand Tons | 0 | 0 | 0 | 0 | 0 | 0 | 0
IL Fac. Spec. - NOX Rate Summer v3.1, Unit 3250 and retrofits | 492 | 7305 | Rate Constraint in lbs/MMBtu | FALSE | L | Annual | Allowances Purchased NOX | Thousand Tons | 0 | 0 | 0 | 0 | 0 | 0 | 0
IL Fac. Spec. - NOX Rate Summer v3.1, Unit 3250 and retrofits | 492 | 7305 | Rate Constraint in lbs/MMBtu | FALSE | L | Annual | Allowances Sold NOX | Thousand Tons | 0 | 0 | 0 | 0 | 0 | 0 | 0
IL Fac. Spec. - NOX Rate Summer v3.1, Unit 3250 and retrofits | 492 | 7305 | Rate Constraint in lbs/MMBtu | FALSE | L | Annual | Allowances Banked | Thousand Tons | 0 | 0 | 0 | 0 | 0 | 0 | 0
IL Fac. Spec. - NOX Rate Summer v3.1, Unit 3250 and retrofits | 492 | 7305 | Rate Constraint in lbs/MMBtu | FALSE | L | Annual | Allowances Withdrawn (1:1) | Thousand Tons | 0 | 0 | 0 | 0 | 0 | 0 | 0
IL Fac. Spec. - NOX Rate Summer v3.1, Unit 3250 and retrofits | 492 | 7305 | Rate Constraint in lbs/MMBtu | FALSE | L | Annual | Allowances Withdrawn (n:1) | Thousand Tons | 0 | 0 | 0 | 0 | 0 | 0 | 0
IL Fac. Spec. - NOX Rate Summer v3.1, Unit 3250 and retrofits | 492 | 7305 | Rate Constraint in lbs/MMBtu | FALSE | L | Annual | Net Emissions Allowance Position | Thousand Tons | 0 | 0 | 0 | 0 | 0 | 0 | 0
IL Fac. Spec. - NOX Rate Summer v3.1, Unit 3250 and retrofits | 492 | 7305 | Rate Constraint in lbs/MMBtu | FALSE | L | Annual | Fuel Consumed | TBtu | 0 | 0 | 0 | 0 | 0 | 0 | 0
IL Fac. Spec. - NOX Rate Summer v3.1, Unit 3250 and retrofits | 492 | 7305 | Rate Constraint in lbs/MMBtu | FALSE | L | Annual | Rate | lb/MMBtu | 0 | 0 | 0 | 0 | 0 | 0 | 0
IL Fac. Spec. - NOX Rate Summer v3.1, Unit 3250 and retrofits | 492 | 7305 | Rate Constraint in lbs/MMBtu | FALSE | L | Annual | Generation | TWh | 0 | 0 | 0 | 0 | 0 | 0 | 0
IL Fac. Spec. - NOX Rate Summer v3.1, Unit 3250 and retrofits | 492 | 7305 | Rate Constraint in lbs/MMBtu | FALSE | L | Annual | Qualifying Generation | TWh | 0 | 0 | 0 | 0 | 0 | 0 | 0
IL Fac. Spec. - NOX Rate Summer v3.1, Unit 3250 and retrofits | 492 | 7305 | Rate Constraint in lbs/MMBtu | FALSE | L | Annual | Rate | lb/MWh | 0 | 0 | 0 | 0 | 0 | 0 | 0
IL Fac. Spec. - NOX Rate Summer v3.1, Unit 3250 and retrofits | 492 | 7305 | Rate Constraint in lbs/MMBtu | FALSE | L | Annual | Constraint Shadow Price | US2019$/Ton | 0 | 0 | 0 | 0 | 0 | 0 | 0
IL Fac. Spec. - NOX Rate Summer v3.1, Unit 3266 and retrofits | 493 | 7305 | Rate Constraint in lbs/MMBtu | FALSE | L | Annual | Seasons Included | Seasons | Summer | Summer | Summer | Summer | Summer | Summer | Summer
IL Fac. Spec. - NOX Rate Summer v3.1, Unit 3266 and retrofits | 493 | 7305 | Rate Constraint in lbs/MMBtu | FALSE | L | Annual | Standard NOX | lb/MMBtu | 0.25 | 0.25 | 0.25 | 0.25 | 0.25 | 0.25 | 0.25
IL Fac. Spec. - NOX Rate Summer v3.1, Unit 3266 and retrofits | 493 | 7305 | Rate Constraint in lbs/MMBtu | FALSE | L | Annual | Emissions at Affected Plants NOX | Thousand Tons | 0 | 0 | 0 | 0 | 0 | 0 | 0
IL Fac. Spec. - NOX Rate Summer v3.1, Unit 3266 and retrofits | 493 | 7305 | Rate Constraint in lbs/MMBtu | FALSE | L | Annual | Allowances Purchased NOX | Thousand Tons | 0 | 0 | 0 | 0 | 0 | 0 | 0
IL Fac. Spec. - NOX Rate Summer v3.1, Unit 3266 and retrofits | 493 | 7305 | Rate Constraint in lbs/MMBtu | FALSE | L | Annual | Allowances Sold NOX | Thousand Tons | 0 | 0 | 0 | 0 | 0 | 0 | 0
IL Fac. Spec. - NOX Rate Summer v3.1, Unit 3266 and retrofits | 493 | 7305 | Rate Constraint in lbs/MMBtu | FALSE | L | Annual | Allowances Banked | Thousand Tons | 0 | 0 | 0 | 0 | 0 | 0 | 0
IL Fac. Spec. - NOX Rate Summer v3.1, Unit 3266 and retrofits | 493 | 7305 | Rate Constraint in lbs/MMBtu | FALSE | L | Annual | Allowances Withdrawn (1:1) | Thousand Tons | 0 | 0 | 0 | 0 | 0 | 0 | 0
IL Fac. Spec. - NOX Rate Summer v3.1, Unit 3266 and retrofits | 493 | 7305 | Rate Constraint in lbs/MMBtu | FALSE | L | Annual | Allowances Withdrawn (n:1) | Thousand Tons | 0 | 0 | 0 | 0 | 0 | 0 | 0
IL Fac. Spec. - NOX Rate Summer v3.1, Unit 3266 and retrofits | 493 | 7305 | Rate Constraint in lbs/MMBtu | FALSE | L | Annual | Net Emissions Allowance Position | Thousand Tons | 0 | 0 | 0 | 0 | 0 | 0 | 0
IL Fac. Spec. - NOX Rate Summer v3.1, Unit 3266 and retrofits | 493 | 7305 | Rate Constraint in lbs/MMBtu | FALSE | L | Annual | Fuel Consumed | TBtu | 0 | 0 | 0 | 0 | 0 | 0 | 0
IL Fac. Spec. - NOX Rate Summer v3.1, Unit 3266 and retrofits | 493 | 7305 | Rate Constraint in lbs/MMBtu | FALSE | L | Annual | Rate | lb/MMBtu | 0 | 0 | 0 | 0 | 0 | 0 | 0
IL Fac. Spec. - NOX Rate Summer v3.1, Unit 3266 and retrofits | 493 | 7305 | Rate Constraint in lbs/MMBtu | FALSE | L | Annual | Generation | TWh | 0 | 0 | 0 | 0 | 0 | 0 | 0
IL Fac. Spec. - NOX Rate Summer v3.1, Unit 3266 and retrofits | 493 | 7305 | Rate Constraint in lbs/MMBtu | FALSE | L | Annual | Qualifying Generation | TWh | 0 | 0 | 0 | 0 | 0 | 0 | 0
IL Fac. Spec. - NOX Rate Summer v3.1, Unit 3266 and retrofits | 493 | 7305 | Rate Constraint in lbs/MMBtu | FALSE | L | Annual | Rate | lb/MWh | 0 | 0 | 0 | 0 | 0 | 0 | 0
IL Fac. Spec. - NOX Rate Summer v3.1, Unit 3266 and retrofits | 493 | 7305 | Rate Constraint in lbs/MMBtu | FALSE | L | Annual | Constraint Shadow Price | US2019$/Ton | 0 | 0 | 0 | 0 | 0 | 0 | 0
IL Fac. Spec. - NOX Rate Summer v3.1, Unit 3267 and retrofits | 494 | 7305 | Rate Constraint in lbs/MMBtu | FALSE | L | Annual | Seasons Included | Seasons | Summer | Summer | Summer | Summer | Summer | Summer | Summer
IL Fac. Spec. - NOX Rate Summer v3.1, Unit 3267 and retrofits | 494 | 7305 | Rate Constraint in lbs/MMBtu | FALSE | L | Annual | Standard NOX | lb/MMBtu | 0.25 | 0.25 | 0.25 | 0.25 | 0.25 | 0.25 | 0.25
IL Fac. Spec. - NOX Rate Summer v3.1, Unit 3267 and retrofits | 494 | 7305 | Rate Constraint in lbs/MMBtu | FALSE | L | Annual | Emissions at Affected Plants NOX | Thousand Tons | 0 | 0 | 0 | 0 | 0 | 0 | 0
IL Fac. Spec. - NOX Rate Summer v3.1, Unit 3267 and retrofits | 494 | 7305 | Rate Constraint in lbs/MMBtu | FALSE | L | Annual | Allowances Purchased NOX | Thousand Tons | 0 | 0 | 0 | 0 | 0 | 0 | 0
IL Fac. Spec. - NOX Rate Summer v3.1, Unit 3267 and retrofits | 494 | 7305 | Rate Constraint in lbs/MMBtu | FALSE | L | Annual | Allowances Sold NOX | Thousand Tons | 0 | 0 | 0 | 0 | 0 | 0 | 0
IL Fac. Spec. - NOX Rate Summer v3.1, Unit 3267 and retrofits | 494 | 7305 | Rate Constraint in lbs/MMBtu | FALSE | L | Annual | Allowances Banked | Thousand Tons | 0 | 0 | 0 | 0 | 0 | 0 | 0
IL Fac. Spec. - NOX Rate Summer v3.1, Unit 3267 and retrofits | 494 | 7305 | Rate Constraint in lbs/MMBtu | FALSE | L | Annual | Allowances Withdrawn (1:1) | Thousand Tons | 0 | 0 | 0 | 0 | 0 | 0 | 0
IL Fac. Spec. - NOX Rate Summer v3.1, Unit 3267 and retrofits | 494 | 7305 | Rate Constraint in lbs/MMBtu | FALSE | L | Annual | Allowances Withdrawn (n:1) | Thousand Tons | 0 | 0 | 0 | 0 | 0 | 0 | 0
IL Fac. Spec. - NOX Rate Summer v3.1, Unit 3267 and retrofits | 494 | 7305 | Rate Constraint in lbs/MMBtu | FALSE | L | Annual | Net Emissions Allowance Position | Thousand Tons | 0 | 0 | 0 | 0 | 0 | 0 | 0
IL Fac. Spec. - NOX Rate Summer v3.1, Unit 3267 and retrofits | 494 | 7305 | Rate Constraint in lbs/MMBtu | FALSE | L | Annual | Fuel Consumed | TBtu | 0 | 0 | 0 | 0 | 0 | 0 | 0
IL Fac. Spec. - NOX Rate Summer v3.1, Unit 3267 and retrofits | 494 | 7305 | Rate Constraint in lbs/MMBtu | FALSE | L | Annual | Rate | lb/MMBtu | 0 | 0 | 0 | 0 | 0 | 0 | 0
IL Fac. Spec. - NOX Rate Summer v3.1, Unit 3267 and retrofits | 494 | 7305 | Rate Constraint in lbs/MMBtu | FALSE | L | Annual | Generation | TWh | 0 | 0 | 0 | 0 | 0 | 0 | 0
IL Fac. Spec. - NOX Rate Summer v3.1, Unit 3267 and retrofits | 494 | 7305 | Rate Constraint in lbs/MMBtu | FALSE | L | Annual | Qualifying Generation | TWh | 0 | 0 | 0 | 0 | 0 | 0 | 0
IL Fac. Spec. - NOX Rate Summer v3.1, Unit 3267 and retrofits | 494 | 7305 | Rate Constraint in lbs/MMBtu | FALSE | L | Annual | Rate | lb/MWh | 0 | 0 | 0 | 0 | 0 | 0 | 0
IL Fac. Spec. - NOX Rate Summer v3.1, Unit 3267 and retrofits | 494 | 7305 | Rate Constraint in lbs/MMBtu | FALSE | L | Annual | Constraint Shadow Price | US2019$/Ton | 0 | 0 | 0 | 0 | 0 | 0 | 0
IL Fac. Spec. - NOX Rate Summer v3.1, Unit 3268 and retrofits | 495 | 7305 | Rate Constraint in lbs/MMBtu | FALSE | L | Annual | Seasons Included | Seasons | Summer | Summer | Summer | Summer | Summer | Summer | Summer
IL Fac. Spec. - NOX Rate Summer v3.1, Unit 3268 and retrofits | 495 | 7305 | Rate Constraint in lbs/MMBtu | FALSE | L | Annual | Standard NOX | lb/MMBtu | 0.25 | 0.25 | 0.25 | 0.25 | 0.25 | 0.25 | 0.25
IL Fac. Spec. - NOX Rate Summer v3.1, Unit 3268 and retrofits | 495 | 7305 | Rate Constraint in lbs/MMBtu | FALSE | L | Annual | Emissions at Affected Plants NOX | Thousand Tons | 0 | 0 | 0 | 0 | 0 | 0 | 0
IL Fac. Spec. - NOX Rate Summer v3.1, Unit 3268 and retrofits | 495 | 7305 | Rate Constraint in lbs/MMBtu | FALSE | L | Annual | Allowances Purchased NOX | Thousand Tons | 0 | 0 | 0 | 0 | 0 | 0 | 0
IL Fac. Spec. - NOX Rate Summer v3.1, Unit 3268 and retrofits | 495 | 7305 | Rate Constraint in lbs/MMBtu | FALSE | L | Annual | Allowances Sold NOX | Thousand Tons | 0 | 0 | 0 | 0 | 0 | 0 | 0
IL Fac. Spec. - NOX Rate Summer v3.1, Unit 3268 and retrofits | 495 | 7305 | Rate Constraint in lbs/MMBtu | FALSE | L | Annual | Allowances Banked | Thousand Tons | 0 | 0 | 0 | 0 | 0 | 0 | 0
IL Fac. Spec. - NOX Rate Summer v3.1, Unit 3268 and retrofits | 495 | 7305 | Rate Constraint in lbs/MMBtu | FALSE | L | Annual | Allowances Withdrawn (1:1) | Thousand Tons | 0 | 0 | 0 | 0 | 0 | 0 | 0
IL Fac. Spec. - NOX Rate Summer v3.1, Unit 3268 and retrofits | 495 | 7305 | Rate Constraint in lbs/MMBtu | FALSE | L | Annual | Allowances Withdrawn (n:1) | Thousand Tons | 0 | 0 | 0 | 0 | 0 | 0 | 0
IL Fac. Spec. - NOX Rate Summer v3.1, Unit 3268 and retrofits | 495 | 7305 | Rate Constraint in lbs/MMBtu | FALSE | L | Annual | Net Emissions Allowance Position | Thousand Tons | 0 | 0 | 0 | 0 | 0 | 0 | 0
IL Fac. Spec. - NOX Rate Summer v3.1, Unit 3268 and retrofits | 495 | 7305 | Rate Constraint in lbs/MMBtu | FALSE | L | Annual | Fuel Consumed | TBtu | 0 | 0 | 0 | 0 | 0 | 0 | 0
IL Fac. Spec. - NOX Rate Summer v3.1, Unit 3268 and retrofits | 495 | 7305 | Rate Constraint in lbs/MMBtu | FALSE | L | Annual | Rate | lb/MMBtu | 0 | 0 | 0 | 0 | 0 | 0 | 0
IL Fac. Spec. - NOX Rate Summer v3.1, Unit 3268 and retrofits | 495 | 7305 | Rate Constraint in lbs/MMBtu | FALSE | L | Annual | Generation | TWh | 0 | 0 | 0 | 0 | 0 | 0 | 0
IL Fac. Spec. - NOX Rate Summer v3.1, Unit 3268 and retrofits | 495 | 7305 | Rate Constraint in lbs/MMBtu | FALSE | L | Annual | Qualifying Generation | TWh | 0 | 0 | 0 | 0 | 0 | 0 | 0
IL Fac. Spec. - NOX Rate Summer v3.1, Unit 3268 and retrofits | 495 | 7305 | Rate Constraint in lbs/MMBtu | FALSE | L | Annual | Rate | lb/MWh | 0 | 0 | 0 | 0 | 0 | 0 | 0
IL Fac. Spec. - NOX Rate Summer v3.1, Unit 3268 and retrofits | 495 | 7305 | Rate Constraint in lbs/MMBtu | FALSE | L | Annual | Constraint Shadow Price | US2019$/Ton | 0 | 0 | 0 | 0 | 0 | 0 | 0
IL Fac. Spec. - NOX Rate Summer v3.1, Unit 3537 and retrofits | 496 | 7305 | Rate Constraint in lbs/MMBtu | FALSE | L | Annual | Seasons Included | Seasons | Summer | Summer | Summer | Summer | Summer | Summer | Summer
IL Fac. Spec. - NOX Rate Summer v3.1, Unit 3537 and retrofits | 496 | 7305 | Rate Constraint in lbs/MMBtu | FALSE | L | Annual | Standard NOX | lb/MMBtu | 0.25 | 0.25 | 0.25 | 0.25 | 0.25 | 0.25 | 0.25
IL Fac. Spec. - NOX Rate Summer v3.1, Unit 3537 and retrofits | 496 | 7305 | Rate Constraint in lbs/MMBtu | FALSE | L | Annual | Emissions at Affected Plants NOX | Thousand Tons | 0 | 0 | 0 | 0 | 0 | 0 | 0
IL Fac. Spec. - NOX Rate Summer v3.1, Unit 3537 and retrofits | 496 | 7305 | Rate Constraint in lbs/MMBtu | FALSE | L | Annual | Allowances Purchased NOX | Thousand Tons | 0 | 0 | 0 | 0 | 0 | 0 | 0
IL Fac. Spec. - NOX Rate Summer v3.1, Unit 3537 and retrofits | 496 | 7305 | Rate Constraint in lbs/MMBtu | FALSE | L | Annual | Allowances Sold NOX | Thousand Tons | 0 | 0 | 0 | 0 | 0 | 0 | 0
IL Fac. Spec. - NOX Rate Summer v3.1, Unit 3537 and retrofits | 496 | 7305 | Rate Constraint in lbs/MMBtu | FALSE | L | Annual | Allowances Banked | Thousand Tons | 0 | 0 | 0 | 0 | 0 | 0 | 0
IL Fac. Spec. - NOX Rate Summer v3.1, Unit 3537 and retrofits | 496 | 7305 | Rate Constraint in lbs/MMBtu | FALSE | L | Annual | Allowances Withdrawn (1:1) | Thousand Tons | 0 | 0 | 0 | 0 | 0 | 0 | 0
IL Fac. Spec. - NOX Rate Summer v3.1, Unit 3537 and retrofits | 496 | 7305 | Rate Constraint in lbs/MMBtu | FALSE | L | Annual | Allowances Withdrawn (n:1) | Thousand Tons | 0 | 0 | 0 | 0 | 0 | 0 | 0
IL Fac. Spec. - NOX Rate Summer v3.1, Unit 3537 and retrofits | 496 | 7305 | Rate Constraint in lbs/MMBtu | FALSE | L | Annual | Net Emissions Allowance Position | Thousand Tons | 0 | 0 | 0 | 0 | 0 | 0 | 0
IL Fac. Spec. - NOX Rate Summer v3.1, Unit 3537 and retrofits | 496 | 7305 | Rate Constraint in lbs/MMBtu | FALSE | L | Annual | Fuel Consumed | TBtu | 0 | 0 | 0 | 0 | 0 | 0 | 0
IL Fac. Spec. - NOX Rate Summer v3.1, Unit 3537 and retrofits | 496 | 7305 | Rate Constraint in lbs/MMBtu | FALSE | L | Annual | Rate | lb/MMBtu | 0 | 0 | 0 | 0 | 0 | 0 | 0
IL Fac. Spec. - NOX Rate Summer v3.1, Unit 3537 and retrofits | 496 | 7305 | Rate Constraint in lbs/MMBtu | FALSE | L | Annual | Generation | TWh | 0 | 0 | 0 | 0 | 0 | 0 | 0
IL Fac. Spec. - NOX Rate Summer v3.1, Unit 3537 and retrofits | 496 | 7305 | Rate Constraint in lbs/MMBtu | FALSE | L | Annual | Qualifying Generation | TWh | 0 | 0 | 0 | 0 | 0 | 0 | 0
IL Fac. Spec. - NOX Rate Summer v3.1, Unit 3537 and retrofits | 496 | 7305 | Rate Constraint in lbs/MMBtu | FALSE | L | Annual | Rate | lb/MWh | 0 | 0 | 0 | 0 | 0 | 0 | 0
IL Fac. Spec. - NOX Rate Summer v3.1, Unit 3537 and retrofits | 496 | 7305 | Rate Constraint in lbs/MMBtu | FALSE | L | Annual | Constraint Shadow Price | US2019$/Ton | 0 | 0 | 0 | 0 | 0 | 0 | 0
IL Fac. Spec. - NOX Rate Summer v3.1, Unit 3538 and retrofits | 497 | 7305 | Rate Constraint in lbs/MMBtu | FALSE | L | Annual | Seasons Included | Seasons | Summer | Summer | Summer | Summer | Summer | Summer | Summer
IL Fac. Spec. - NOX Rate Summer v3.1, Unit 3538 and retrofits | 497 | 7305 | Rate Constraint in lbs/MMBtu | FALSE | L | Annual | Standard NOX | lb/MMBtu | 0.25 | 0.25 | 0.25 | 0.25 | 0.25 | 0.25 | 0.25
IL Fac. Spec. - NOX Rate Summer v3.1, Unit 3538 and retrofits | 497 | 7305 | Rate Constraint in lbs/MMBtu | FALSE | L | Annual | Emissions at Affected Plants NOX | Thousand Tons | 0 | 0 | 0 | 0 | 0 | 0 | 0
IL Fac. Spec. - NOX Rate Summer v3.1, Unit 3538 and retrofits | 497 | 7305 | Rate Constraint in lbs/MMBtu | FALSE | L | Annual | Allowances Purchased NOX | Thousand Tons | 0 | 0 | 0 | 0 | 0 | 0 | 0
IL Fac. Spec. - NOX Rate Summer v3.1, Unit 3538 and retrofits | 497 | 7305 | Rate Constraint in lbs/MMBtu | FALSE | L | Annual | Allowances Sold NOX | Thousand Tons | 0 | 0 | 0 | 0 | 0 | 0 | 0
IL Fac. Spec. - NOX Rate Summer v3.1, Unit 3538 and retrofits | 497 | 7305 | Rate Constraint in lbs/MMBtu | FALSE | L | Annual | Allowances Banked | Thousand Tons | 0 | 0 | 0 | 0 | 0 | 0 | 0
IL Fac. Spec. - NOX Rate Summer v3.1, Unit 3538 and retrofits | 497 | 7305 | Rate Constraint in lbs/MMBtu | FALSE | L | Annual | Allowances Withdrawn (1:1) | Thousand Tons | 0 | 0 | 0 | 0 | 0 | 0 | 0
IL Fac. Spec. - NOX Rate Summer v3.1, Unit 3538 and retrofits | 497 | 7305 | Rate Constraint in lbs/MMBtu | FALSE | L | Annual | Allowances Withdrawn (n:1) | Thousand Tons | 0 | 0 | 0 | 0 | 0 | 0 | 0
IL Fac. Spec. - NOX Rate Summer v3.1, Unit 3538 and retrofits | 497 | 7305 | Rate Constraint in lbs/MMBtu | FALSE | L | Annual | Net Emissions Allowance Position | Thousand Tons | 0 | 0 | 0 | 0 | 0 | 0 | 0
IL Fac. Spec. - NOX Rate Summer v3.1, Unit 3538 and retrofits | 497 | 7305 | Rate Constraint in lbs/MMBtu | FALSE | L | Annual | Fuel Consumed | TBtu | 0 | 0 | 0 | 0 | 0 | 0 | 0
IL Fac. Spec. - NOX Rate Summer v3.1, Unit 3538 and retrofits | 497 | 7305 | Rate Constraint in lbs/MMBtu | FALSE | L | Annual | Rate | lb/MMBtu | 0 | 0 | 0 | 0 | 0 | 0 | 0
IL Fac. Spec. - NOX Rate Summer v3.1, Unit 3538 and retrofits | 497 | 7305 | Rate Constraint in lbs/MMBtu | FALSE | L | Annual | Generation | TWh | 0 | 0 | 0 | 0 | 0 | 0 | 0
IL Fac. Spec. - NOX Rate Summer v3.1, Unit 3538 and retrofits | 497 | 7305 | Rate Constraint in lbs/MMBtu | FALSE | L | Annual | Qualifying Generation | TWh | 0 | 0 | 0 | 0 | 0 | 0 | 0
IL Fac. Spec. - NOX Rate Summer v3.1, Unit 3538 and retrofits | 497 | 7305 | Rate Constraint in lbs/MMBtu | FALSE | L | Annual | Rate | lb/MWh | 0 | 0 | 0 | 0 | 0 | 0 | 0
IL Fac. Spec. - NOX Rate Summer v3.1, Unit 3538 and retrofits | 497 | 7305 | Rate Constraint in lbs/MMBtu | FALSE | L | Annual | Constraint Shadow Price | US2019$/Ton | 0 | 0 | 0 | 0 | 0 | 0 | 0
IL Fac. Spec. - NOX Rate Summer v3.1, Unit 3563 and retrofits | 498 | 7305 | Rate Constraint in lbs/MMBtu | FALSE | L | Annual | Seasons Included | Seasons | Summer | Summer | Summer | Summer | Summer | Summer | Summer
IL Fac. Spec. - NOX Rate Summer v3.1, Unit 3563 and retrofits | 498 | 7305 | Rate Constraint in lbs/MMBtu | FALSE | L | Annual | Standard NOX | lb/MMBtu | 0.25 | 0.25 | 0.25 | 0.25 | 0.25 | 0.25 | 0.25
IL Fac. Spec. - NOX Rate Summer v3.1, Unit 3563 and retrofits | 498 | 7305 | Rate Constraint in lbs/MMBtu | FALSE | L | Annual | Emissions at Affected Plants NOX | Thousand Tons | 0.72137 | 0.72137 | 0.72137 | 0.72137 | 0 | 0 | 0
IL Fac. Spec. - NOX Rate Summer v3.1, Unit 3563 and retrofits | 498 | 7305 | Rate Constraint in lbs/MMBtu | FALSE | L | Annual | Allowances Purchased NOX | Thousand Tons | 0 | 0 | 0 | 0 | 0 | 0 | 0
IL Fac. Spec. - NOX Rate Summer v3.1, Unit 3563 and retrofits | 498 | 7305 | Rate Constraint in lbs/MMBtu | FALSE | L | Annual | Allowances Sold NOX | Thousand Tons | 0 | 0 | 0 | 0 | 0 | 0 | 0
IL Fac. Spec. - NOX Rate Summer v3.1, Unit 3563 and retrofits | 498 | 7305 | Rate Constraint in lbs/MMBtu | FALSE | L | Annual | Allowances Banked | Thousand Tons | 0 | 0 | 0 | 0 | 0 | 0 | 0
IL Fac. Spec. - NOX Rate Summer v3.1, Unit 3563 and retrofits | 498 | 7305 | Rate Constraint in lbs/MMBtu | FALSE | L | Annual | Allowances Withdrawn (1:1) | Thousand Tons | 0 | 0 | 0 | 0 | 0 | 0 | 0
IL Fac. Spec. - NOX Rate Summer v3.1, Unit 3563 and retrofits | 498 | 7305 | Rate Constraint in lbs/MMBtu | FALSE | L | Annual | Allowances Withdrawn (n:1) | Thousand Tons | 0 | 0 | 0 | 0 | 0 | 0 | 0
IL Fac. Spec. - NOX Rate Summer v3.1, Unit 3563 and retrofits | 498 | 7305 | Rate Constraint in lbs/MMBtu | FALSE | L | Annual | Net Emissions Allowance Position | Thousand Tons | 0.72137 | 0.72137 | 0.72137 | 0.72137 | 0 | 0 | 0
IL Fac. Spec. - NOX Rate Summer v3.1, Unit 3563 and retrofits | 498 | 7305 | Rate Constraint in lbs/MMBtu | FALSE | L | Annual | Fuel Consumed | TBtu | 23.5664 | 23.5664 | 23.5664 | 23.5664 | 0 | 0 | 0
IL Fac. Spec. - NOX Rate Summer v3.1, Unit 3563 and retrofits | 498 | 7305 | Rate Constraint in lbs/MMBtu | FALSE | L | Annual | Rate | lb/MMBtu | 0.06122 | 0.06122 | 0.06122 | 0.06122 | 0 | 0 | 0
IL Fac. Spec. - NOX Rate Summer v3.1, Unit 3563 and retrofits | 498 | 7305 | Rate Constraint in lbs/MMBtu | FALSE | L | Annual | Generation | TWh | 2.5095 | 1.7863 | 1.7863 | 1.7863 | 0 | 0 | 0
IL Fac. Spec. - NOX Rate Summer v3.1, Unit 3563 and retrofits | 498 | 7305 | Rate Constraint in lbs/MMBtu | FALSE | L | Annual | Qualifying Generation | TWh | 2.5095 | 1.7863 | 1.7863 | 1.7863 | 0 | 0 | 0
IL Fac. Spec. - NOX Rate Summer v3.1, Unit 3563 and retrofits | 498 | 7305 | Rate Constraint in lbs/MMBtu | FALSE | L | Annual | Rate | lb/MWh | 0.57492 | 0.80769 | 0.80769 | 0.80769 | 0 | 0 | 0
IL Fac. Spec. - NOX Rate Summer v3.1, Unit 3563 and retrofits | 498 | 7305 | Rate Constraint in lbs/MMBtu | FALSE | L | Annual | Constraint Shadow Price | US2019$/Ton | 0 | 0 | 0 | 0 | 0 | 0 | 0
IL Fac. Spec. - NOX Rate Summer v3.1, Unit 3564 and retrofits | 499 | 7305 | Rate Constraint in lbs/MMBtu | FALSE | L | Annual | Seasons Included | Seasons | Summer | Summer | Summer | Summer | Summer | Summer | Summer
IL Fac. Spec. - NOX Rate Summer v3.1, Unit 3564 and retrofits | 499 | 7305 | Rate Constraint in lbs/MMBtu | FALSE | L | Annual | Standard NOX | lb/MMBtu | 0.25 | 0.25 | 0.25 | 0.25 | 0.25 | 0.25 | 0.25
IL Fac. Spec. - NOX Rate Summer v3.1, Unit 3564 and retrofits | 499 | 7305 | Rate Constraint in lbs/MMBtu | FALSE | L | Annual | Emissions at Affected Plants NOX | Thousand Tons | 0.71486 | 0.71486 | 0.71486 | 0.71486 | 0 | 0 | 0
IL Fac. Spec. - NOX Rate Summer v3.1, Unit 3564 and retrofits | 499 | 7305 | Rate Constraint in lbs/MMBtu | FALSE | L | Annual | Allowances Purchased NOX | Thousand Tons | 0 | 0 | 0 | 0 | 0 | 0 | 0
IL Fac. Spec. - NOX Rate Summer v3.1, Unit 3564 and retrofits | 499 | 7305 | Rate Constraint in lbs/MMBtu | FALSE | L | Annual | Allowances Sold NOX | Thousand Tons | 0 | 0 | 0 | 0 | 0 | 0 | 0
IL Fac. Spec. - NOX Rate Summer v3.1, Unit 3564 and retrofits | 499 | 7305 | Rate Constraint in lbs/MMBtu | FALSE | L | Annual | Allowances Banked | Thousand Tons | 0 | 0 | 0 | 0 | 0 | 0 | 0
IL Fac. Spec. - NOX Rate Summer v3.1, Unit 3564 and retrofits | 499 | 7305 | Rate Constraint in lbs/MMBtu | FALSE | L | Annual | Allowances Withdrawn (1:1) | Thousand Tons | 0 | 0 | 0 | 0 | 0 | 0 | 0
IL Fac. Spec. - NOX Rate Summer v3.1, Unit 3564 and retrofits | 499 | 7305 | Rate Constraint in lbs/MMBtu | FALSE | L | Annual | Allowances Withdrawn (n:1) | Thousand Tons | 0 | 0 | 0 | 0 | 0 | 0 | 0
IL Fac. Spec. - NOX Rate Summer v3.1, Unit 3564 and retrofits | 499 | 7305 | Rate Constraint in lbs/MMBtu | FALSE | L | Annual | Net Emissions Allowance Position | Thousand Tons | 0.71486 | 0.71486 | 0.71486 | 0.71486 | 0 | 0 | 0
IL Fac. Spec. - NOX Rate Summer v3.1, Unit 3564 and retrofits | 499 | 7305 | Rate Constraint in lbs/MMBtu | FALSE | L | Annual | Fuel Consumed | TBtu | 23.4535 | 23.4535 | 23.4535 | 23.4535 | 0 | 0 | 0
IL Fac. Spec. - NOX Rate Summer v3.1, Unit 3564 and retrofits | 499 | 7305 | Rate Constraint in lbs/MMBtu | FALSE | L | Annual | Rate | lb/MMBtu | 0.06096 | 0.06096 | 0.06096 | 0.06096 | 0 | 0 | 0
IL Fac. Spec. - NOX Rate Summer v3.1, Unit 3564 and retrofits | 499 | 7305 | Rate Constraint in lbs/MMBtu | FALSE | L | Annual | Generation | TWh | 2.5095 | 1.7899 | 1.7899 | 1.7899 | 0 | 0 | 0
IL Fac. Spec. - NOX Rate Summer v3.1, Unit 3564 and retrofits | 499 | 7305 | Rate Constraint in lbs/MMBtu | FALSE | L | Annual | Qualifying Generation | TWh | 2.5095 | 1.7899 | 1.7899 | 1.7899 | 0 | 0 | 0
IL Fac. Spec. - NOX Rate Summer v3.1, Unit 3564 and retrofits | 499 | 7305 | Rate Constraint in lbs/MMBtu | FALSE | L | Annual | Rate | lb/MWh | 0.56973 | 0.79875 | 0.79875 | 0.79875 | 0 | 0 | 0
IL Fac. Spec. - NOX Rate Summer v3.1, Unit 3564 and retrofits | 499 | 7305 | Rate Constraint in lbs/MMBtu | FALSE | L | Annual | Constraint Shadow Price | US2019$/Ton | 0 | 0 | 0 | 0 | 0 | 0 | 0
IL Fac. Spec. - NOX Rate Summer v3.1, Unit 3607 and retrofits | 500 | 7305 | Rate Constraint in lbs/MMBtu | FALSE | L | Annual | Seasons Included | Seasons | Summer | Summer | Summer | Summer | Summer | Summer | Summer
IL Fac. Spec. - NOX Rate Summer v3.1, Unit 3607 and retrofits | 500 | 7305 | Rate Constraint in lbs/MMBtu | FALSE | L | Annual | Standard NOX | lb/MMBtu | 0.25 | 0.25 | 0.25 | 0.25 | 0.25 | 0.25 | 0.25
IL Fac. Spec. - NOX Rate Summer v3.1, Unit 3607 and retrofits | 500 | 7305 | Rate Constraint in lbs/MMBtu | FALSE | L | Annual | Emissions at Affected Plants NOX | Thousand Tons | 0.14051 | 0 | 0 | 0 | 0 | 0 | 0
IL Fac. Spec. - NOX Rate Summer v3.1, Unit 3607 and retrofits | 500 | 7305 | Rate Constraint in lbs/MMBtu | FALSE | L | Annual | Allowances Purchased NOX | Thousand Tons | 0 | 0 | 0 | 0 | 0 | 0 | 0
IL Fac. Spec. - NOX Rate Summer v3.1, Unit 3607 and retrofits | 500 | 7305 | Rate Constraint in lbs/MMBtu | FALSE | L | Annual | Allowances Sold NOX | Thousand Tons | 0 | 0 | 0 | 0 | 0 | 0 | 0
IL Fac. Spec. - NOX Rate Summer v3.1, Unit 3607 and retrofits | 500 | 7305 | Rate Constraint in lbs/MMBtu | FALSE | L | Annual | Allowances Banked | Thousand Tons | 0 | 0 | 0 | 0 | 0 | 0 | 0
IL Fac. Spec. - NOX Rate Summer v3.1, Unit 3607 and retrofits | 500 | 7305 | Rate Constraint in lbs/MMBtu | FALSE | L | Annual | Allowances Withdrawn (1:1) | Thousand Tons | 0 | 0 | 0 | 0 | 0 | 0 | 0
IL Fac. Spec. - NOX Rate Summer v3.1, Unit 3607 and retrofits | 500 | 7305 | Rate Constraint in lbs/MMBtu | FALSE | L | Annual | Allowances Withdrawn (n:1) | Thousand Tons | 0 | 0 | 0 | 0 | 0 | 0 | 0
IL Fac. Spec. - NOX Rate Summer v3.1, Unit 3607 and retrofits | 500 | 7305 | Rate Constraint in lbs/MMBtu | FALSE | L | Annual | Net Emissions Allowance Position | Thousand Tons | 0.14051 | 0 | 0 | 0 | 0 | 0 | 0
IL Fac. Spec. - NOX Rate Summer v3.1, Unit 3607 and retrofits | 500 | 7305 | Rate Constraint in lbs/MMBtu | FALSE | L | Annual | Fuel Consumed | TBtu | 3.6735 | 0 | 0 | 0 | 0 | 0 | 0
IL Fac. Spec. - NOX Rate Summer v3.1, Unit 3607 and retrofits | 500 | 7305 | Rate Constraint in lbs/MMBtu | FALSE | L | Annual | Rate | lb/MMBtu | 0.0765 | 0 | 0 | 0 | 0 | 0 | 0
IL Fac. Spec. - NOX Rate Summer v3.1, Unit 3607 and retrofits | 500 | 7305 | Rate Constraint in lbs/MMBtu | FALSE | L | Annual | Generation | TWh | 0.31979 | 0 | 0 | 0 | 0 | 0 | 0
IL Fac. Spec. - NOX Rate Summer v3.1, Unit 3607 and retrofits | 500 | 7305 | Rate Constraint in lbs/MMBtu | FALSE | L | Annual | Qualifying Generation | TWh | 0.31979 | 0 | 0 | 0 | 0 | 0 | 0
IL Fac. Spec. - NOX Rate Summer v3.1, Unit 3607 and retrofits | 500 | 7305 | Rate Constraint in lbs/MMBtu | FALSE | L | Annual | Rate | lb/MWh | 0.87876 | 0 | 0 | 0 | 0 | 0 | 0
IL Fac. Spec. - NOX Rate Summer v3.1, Unit 3607 and retrofits | 500 | 7305 | Rate Constraint in lbs/MMBtu | FALSE | L | Annual | Constraint Shadow Price | US2019$/Ton | 0 | 0 | 0 | 0 | 0 | 0 | 0
IL Fac. Spec. - NOX Rate Summer v3.1, Unit 3789 and retrofits | 501 | 7305 | Rate Constraint in lbs/MMBtu | FALSE | L | Annual | Seasons Included | Seasons | Summer | Summer | Summer | Summer | Summer | Summer | Summer
IL Fac. Spec. - NOX Rate Summer v3.1, Unit 3789 and retrofits | 501 | 7305 | Rate Constraint in lbs/MMBtu | FALSE | L | Annual | Standard NOX | lb/MMBtu | 0.25 | 0.25 | 0.25 | 0.25 | 0.25 | 0.25 | 0.25
IL Fac. Spec. - NOX Rate Summer v3.1, Unit 3789 and retrofits | 501 | 7305 | Rate Constraint in lbs/MMBtu | FALSE | L | Annual | Emissions at Affected Plants NOX | Thousand Tons | 0 | 0 | 0 | 0 | 0 | 0 | 0
IL Fac. Spec. - NOX Rate Summer v3.1, Unit 3789 and retrofits | 501 | 7305 | Rate Constraint in lbs/MMBtu | FALSE | L | Annual | Allowances Purchased NOX | Thousand Tons | 0 | 0 | 0 | 0 | 0 | 0 | 0
IL Fac. Spec. - NOX Rate Summer v3.1, Unit 3789 and retrofits | 501 | 7305 | Rate Constraint in lbs/MMBtu | FALSE | L | Annual | Allowances Sold NOX | Thousand Tons | 0 | 0 | 0 | 0 | 0 | 0 | 0
IL Fac. Spec. - NOX Rate Summer v3.1, Unit 3789 and retrofits | 501 | 7305 | Rate Constraint in lbs/MMBtu | FALSE | L | Annual | Allowances Banked | Thousand Tons | 0 | 0 | 0 | 0 | 0 | 0 | 0
IL Fac. Spec. - NOX Rate Summer v3.1, Unit 3789 and retrofits | 501 | 7305 | Rate Constraint in lbs/MMBtu | FALSE | L | Annual | Allowances Withdrawn (1:1) | Thousand Tons | 0 | 0 | 0 | 0 | 0 | 0 | 0
IL Fac. Spec. - NOX Rate Summer v3.1, Unit 3789 and retrofits | 501 | 7305 | Rate Constraint in lbs/MMBtu | FALSE | L | Annual | Allowances Withdrawn (n:1) | Thousand Tons | 0 | 0 | 0 | 0 | 0 | 0 | 0
IL Fac. Spec. - NOX Rate Summer v3.1, Unit 3789 and retrofits | 501 | 7305 | Rate Constraint in lbs/MMBtu | FALSE | L | Annual | Net Emissions Allowance Position | Thousand Tons | 0 | 0 | 0 | 0 | 0 | 0 | 0
IL Fac. Spec. - NOX Rate Summer v3.1, Unit 3789 and retrofits | 501 | 7305 | Rate Constraint in lbs/MMBtu | FALSE | L | Annual | Fuel Consumed | TBtu | 0 | 0 | 0 | 0 | 0 | 0 | 0
IL Fac. Spec. - NOX Rate Summer v3.1, Unit 3789 and retrofits | 501 | 7305 | Rate Constraint in lbs/MMBtu | FALSE | L | Annual | Rate | lb/MMBtu | 0 | 0 | 0 | 0 | 0 | 0 | 0
IL Fac. Spec. - NOX Rate Summer v3.1, Unit 3789 and retrofits | 501 | 7305 | Rate Constraint in lbs/MMBtu | FALSE | L | Annual | Generation | TWh | 0 | 0 | 0 | 0 | 0 | 0 | 0
IL Fac. Spec. - NOX Rate Summer v3.1, Unit 3789 and retrofits | 501 | 7305 | Rate Constraint in lbs/MMBtu | FALSE | L | Annual | Qualifying Generation | TWh | 0 | 0 | 0 | 0 | 0 | 0 | 0
IL Fac. Spec. - NOX Rate Summer v3.1, Unit 3789 and retrofits | 501 | 7305 | Rate Constraint in lbs/MMBtu | FALSE | L | Annual | Rate | lb/MWh | 0 | 0 | 0 | 0 | 0 | 0 | 0
IL Fac. Spec. - NOX Rate Summer v3.1, Unit 3789 and retrofits | 501 | 7305 | Rate Constraint in lbs/MMBtu | FALSE | L | Annual | Constraint Shadow Price | US2019$/Ton | 0 | 0 | 0 | 0 | 0 | 0 | 0
IL Fac. Spec. - NOX Rate Summer v3.1, Unit 3790 and retrofits | 502 | 7305 | Rate Constraint in lbs/MMBtu | FALSE | L | Annual | Seasons Included | Seasons | Summer | Summer | Summer | Summer | Summer | Summer | Summer
IL Fac. Spec. - NOX Rate Summer v3.1, Unit 3790 and retrofits | 502 | 7305 | Rate Constraint in lbs/MMBtu | FALSE | L | Annual | Standard NOX | lb/MMBtu | 0.25 | 0.25 | 0.25 | 0.25 | 0.25 | 0.25 | 0.25
IL Fac. Spec. - NOX Rate Summer v3.1, Unit 3790 and retrofits | 502 | 7305 | Rate Constraint in lbs/MMBtu | FALSE | L | Annual | Emissions at Affected Plants NOX | Thousand Tons | 0 | 0 | 0 | 0 | 0 | 0 | 0
IL Fac. Spec. - NOX Rate Summer v3.1, Unit 3790 and retrofits | 502 | 7305 | Rate Constraint in lbs/MMBtu | FALSE | L | Annual | Allowances Purchased NOX | Thousand Tons | 0 | 0 | 0 | 0 | 0 | 0 | 0
IL Fac. Spec. - NOX Rate Summer v3.1, Unit 3790 and retrofits | 502 | 7305 | Rate Constraint in lbs/MMBtu | FALSE | L | Annual | Allowances Sold NOX | Thousand Tons | 0 | 0 | 0 | 0 | 0 | 0 | 0
IL Fac. Spec. - NOX Rate Summer v3.1, Unit 3790 and retrofits | 502 | 7305 | Rate Constraint in lbs/MMBtu | FALSE | L | Annual | Allowances Banked | Thousand Tons | 0 | 0 | 0 | 0 | 0 | 0 | 0
IL Fac. Spec. - NOX Rate Summer v3.1, Unit 3790 and retrofits | 502 | 7305 | Rate Constraint in lbs/MMBtu | FALSE | L | Annual | Allowances Withdrawn (1:1) | Thousand Tons | 0 | 0 | 0 | 0 | 0 | 0 | 0
IL Fac. Spec. - NOX Rate Summer v3.1, Unit 3790 and retrofits | 502 | 7305 | Rate Constraint in lbs/MMBtu | FALSE | L | Annual | Allowances Withdrawn (n:1) | Thousand Tons | 0 | 0 | 0 | 0 | 0 | 0 | 0
IL Fac. Spec. - NOX Rate Summer v3.1, Unit 3790 and retrofits | 502 | 7305 | Rate Constraint in lbs/MMBtu | FALSE | L | Annual | Net Emissions Allowance Position | Thousand Tons | 0 | 0 | 0 | 0 | 0 | 0 | 0
IL Fac. Spec. - NOX Rate Summer v3.1, Unit 3790 and retrofits | 502 | 7305 | Rate Constraint in lbs/MMBtu | FALSE | L | Annual | Fuel Consumed | TBtu | 0 | 0 | 0 | 0 | 0 | 0 | 0
IL Fac. Spec. - NOX Rate Summer v3.1, Unit 3790 and retrofits | 502 | 7305 | Rate Constraint in lbs/MMBtu | FALSE | L | Annual | Rate | lb/MMBtu | 0 | 0 | 0 | 0 | 0 | 0 | 0
IL Fac. Spec. - NOX Rate Summer v3.1, Unit 3790 and retrofits | 502 | 7305 | Rate Constraint in lbs/MMBtu | FALSE | L | Annual | Generation | TWh | 0 | 0 | 0 | 0 | 0 | 0 | 0
IL Fac. Spec. - NOX Rate Summer v3.1, Unit 3790 and retrofits | 502 | 7305 | Rate Constraint in lbs/MMBtu | FALSE | L | Annual | Qualifying Generation | TWh | 0 | 0 | 0 | 0 | 0 | 0 | 0
IL Fac. Spec. - NOX Rate Summer v3.1, Unit 3790 and retrofits | 502 | 7305 | Rate Constraint in lbs/MMBtu | FALSE | L | Annual | Rate | lb/MWh | 0 | 0 | 0 | 0 | 0 | 0 | 0
IL Fac. Spec. - NOX Rate Summer v3.1, Unit 3790 and retrofits | 502 | 7305 | Rate Constraint in lbs/MMBtu | FALSE | L | Annual | Constraint Shadow Price | US2019$/Ton | 0 | 0 | 0 | 0 | 0 | 0 | 0
IL Fac. Spec. - NOX Rate Summer v3.1, Unit 3791 and retrofits | 503 | 7305 | Rate Constraint in lbs/MMBtu | FALSE | L | Annual | Seasons Included | Seasons | Summer | Summer | Summer | Summer | Summer | Summer | Summer
IL Fac. Spec. - NOX Rate Summer v3.1, Unit 3791 and retrofits | 503 | 7305 | Rate Constraint in lbs/MMBtu | FALSE | L | Annual | Standard NOX | lb/MMBtu | 0.25 | 0.25 | 0.25 | 0.25 | 0.25 | 0.25 | 0.25
IL Fac. Spec. - NOX Rate Summer v3.1, Unit 3791 and retrofits | 503 | 7305 | Rate Constraint in lbs/MMBtu | FALSE | L | Annual | Emissions at Affected Plants NOX | Thousand Tons | 0 | 0 | 0 | 0 | 0 | 0 | 0
IL Fac. Spec. - NOX Rate Summer v3.1, Unit 3791 and retrofits | 503 | 7305 | Rate Constraint in lbs/MMBtu | FALSE | L | Annual | Allowances Purchased NOX | Thousand Tons | 0 | 0 | 0 | 0 | 0 | 0 | 0
IL Fac. Spec. - NOX Rate Summer v3.1, Unit 3791 and retrofits | 503 | 7305 | Rate Constraint in lbs/MMBtu | FALSE | L | Annual | Allowances Sold NOX | Thousand Tons | 0 | 0 | 0 | 0 | 0 | 0 | 0
IL Fac. Spec. - NOX Rate Summer v3.1, Unit 3791 and retrofits | 503 | 7305 | Rate Constraint in lbs/MMBtu | FALSE | L | Annual | Allowances Banked | Thousand Tons | 0 | 0 | 0 | 0 | 0 | 0 | 0
IL Fac. Spec. - NOX Rate Summer v3.1, Unit 3791 and retrofits | 503 | 7305 | Rate Constraint in lbs/MMBtu | FALSE | L | Annual | Allowances Withdrawn (1:1) | Thousand Tons | 0 | 0 | 0 | 0 | 0 | 0 | 0
IL Fac. Spec. - NOX Rate Summer v3.1, Unit 3791 and retrofits | 503 | 7305 | Rate Constraint in lbs/MMBtu | FALSE | L | Annual | Allowances Withdrawn (n:1) | Thousand Tons | 0 | 0 | 0 | 0 | 0 | 0 | 0
IL Fac. Spec. - NOX Rate Summer v3.1, Unit 3791 and retrofits | 503 | 7305 | Rate Constraint in lbs/MMBtu | FALSE | L | Annual | Net Emissions Allowance Position | Thousand Tons | 0 | 0 | 0 | 0 | 0 | 0 | 0
IL Fac. Spec. - NOX Rate Summer v3.1, Unit 3791 and retrofits | 503 | 7305 | Rate Constraint in lbs/MMBtu | FALSE | L | Annual | Fuel Consumed | TBtu | 0 | 0 | 0 | 0 | 0 | 0 | 0
IL Fac. Spec. - NOX Rate Summer v3.1, Unit 3791 and retrofits | 503 | 7305 | Rate Constraint in lbs/MMBtu | FALSE | L | Annual | Rate | lb/MMBtu | 0 | 0 | 0 | 0 | 0 | 0 | 0
IL Fac. Spec. - NOX Rate Summer v3.1, Unit 3791 and retrofits | 503 | 7305 | Rate Constraint in lbs/MMBtu | FALSE | L | Annual | Generation | TWh | 0 | 0 | 0 | 0 | 0 | 0 | 0
IL Fac. Spec. - NOX Rate Summer v3.1, Unit 3791 and retrofits | 503 | 7305 | Rate Constraint in lbs/MMBtu | FALSE | L | Annual | Qualifying Generation | TWh | 0 | 0 | 0 | 0 | 0 | 0 | 0
IL Fac. Spec. - NOX Rate Summer v3.1, Unit 3791 and retrofits | 503 | 7305 | Rate Constraint in lbs/MMBtu | FALSE | L | Annual | Rate | lb/MWh | 0 | 0 | 0 | 0 | 0 | 0 | 0
IL Fac. Spec. - NOX Rate Summer v3.1, Unit 3791 and retrofits | 503 | 7305 | Rate Constraint in lbs/MMBtu | FALSE | L | Annual | Constraint Shadow Price | US2019$/Ton | 0 | 0 | 0 | 0 | 0 | 0 | 0
IL Fac. Spec. - NOX Rate Summer v3.1, Unit 3792 and retrofits | 504 | 7305 | Rate Constraint in lbs/MMBtu | FALSE | L | Annual | Seasons Included | Seasons | Summer | Summer | Summer | Summer | Summer | Summer | Summer
IL Fac. Spec. - NOX Rate Summer v3.1, Unit 3792 and retrofits | 504 | 7305 | Rate Constraint in lbs/MMBtu | FALSE | L | Annual | Standard NOX | lb/MMBtu | 0.25 | 0.25 | 0.25 | 0.25 | 0.25 | 0.25 | 0.25
IL Fac. Spec. - NOX Rate Summer v3.1, Unit 3792 and retrofits | 504 | 7305 | Rate Constraint in lbs/MMBtu | FALSE | L | Annual | Emissions at Affected Plants NOX | Thousand Tons | 0 | 0 | 0 | 0 | 0 | 0 | 0
IL Fac. Spec. - NOX Rate Summer v3.1, Unit 3792 and retrofits | 504 | 7305 | Rate Constraint in lbs/MMBtu | FALSE | L | Annual | Allowances Purchased NOX | Thousand Tons | 0 | 0 | 0 | 0 | 0 | 0 | 0
IL Fac. Spec. - NOX Rate Summer v3.1, Unit 3792 and retrofits | 504 | 7305 | Rate Constraint in lbs/MMBtu | FALSE | L | Annual | Allowances Sold NOX | Thousand Tons | 0 | 0 | 0 | 0 | 0 | 0 | 0
IL Fac. Spec. - NOX Rate Summer v3.1, Unit 3792 and retrofits | 504 | 7305 | Rate Constraint in lbs/MMBtu | FALSE | L | Annual | Allowances Banked | Thousand Tons | 0 | 0 | 0 | 0 | 0 | 0 | 0
IL Fac. Spec. - NOX Rate Summer v3.1, Unit 3792 and retrofits | 504 | 7305 | Rate Constraint in lbs/MMBtu | FALSE | L | Annual | Allowances Withdrawn (1:1) | Thousand Tons | 0 | 0 | 0 | 0 | 0 | 0 | 0
IL Fac. Spec. - NOX Rate Summer v3.1, Unit 3792 and retrofits | 504 | 7305 | Rate Constraint in lbs/MMBtu | FALSE | L | Annual | Allowances Withdrawn (n:1) | Thousand Tons | 0 | 0 | 0 | 0 | 0 | 0 | 0
IL Fac. Spec. - NOX Rate Summer v3.1, Unit 3792 and retrofits | 504 | 7305 | Rate Constraint in lbs/MMBtu | FALSE | L | Annual | Net Emissions Allowance Position | Thousand Tons | 0 | 0 | 0 | 0 | 0 | 0 | 0
IL Fac. Spec. - NOX Rate Summer v3.1, Unit 3792 and retrofits | 504 | 7305 | Rate Constraint in lbs/MMBtu | FALSE | L | Annual | Fuel Consumed | TBtu | 0 | 0 | 0 | 0 | 0 | 0 | 0
IL Fac. Spec. - NOX Rate Summer v3.1, Unit 3792 and retrofits | 504 | 7305 | Rate Constraint in lbs/MMBtu | FALSE | L | Annual | Rate | lb/MMBtu | 0 | 0 | 0 | 0 | 0 | 0 | 0
IL Fac. Spec. - NOX Rate Summer v3.1, Unit 3792 and retrofits | 504 | 7305 | Rate Constraint in lbs/MMBtu | FALSE | L | Annual | Generation | TWh | 0 | 0 | 0 | 0 | 0 | 0 | 0
IL Fac. Spec. - NOX Rate Summer v3.1, Unit 3792 and retrofits | 504 | 7305 | Rate Constraint in lbs/MMBtu | FALSE | L | Annual | Qualifying Generation | TWh | 0 | 0 | 0 | 0 | 0 | 0 | 0
IL Fac. Spec. - NOX Rate Summer v3.1, Unit 3792 and retrofits | 504 | 7305 | Rate Constraint in lbs/MMBtu | FALSE | L | Annual | Rate | lb/MWh | 0 | 0 | 0 | 0 | 0 | 0 | 0
IL Fac. Spec. - NOX Rate Summer v3.1, Unit 3792 and retrofits | 504 | 7305 | Rate Constraint in lbs/MMBtu | FALSE | L | Annual | Constraint Shadow Price | US2019$/Ton | 0 | 0 | 0 | 0 | 0 | 0 | 0
IL Facility Average - NOX Rate Summer v3.1 | 505 | 7306 | Rate Constraint in lbs/MMBtu | FALSE | L | Annual | Seasons Included | Seasons | Summer | Summer | Summer | Summer | Summer | Summer | Summer
IL Facility Average - NOX Rate Summer v3.1 | 505 | 7306 | Rate Constraint in lbs/MMBtu | FALSE | L | Annual | Standard NOX | lb/MMBtu | 0.25 | 0.25 | 0.25 | 0.25 | 0.25 | 0.25 | 0.25
IL Facility Average - NOX Rate Summer v3.1 | 505 | 7306 | Rate Constraint in lbs/MMBtu | FALSE | L | Annual | Emissions at Affected Plants NOX | Thousand Tons | 2.5671 | 3.0209 | 2.0863 | 1.8408 | 0.004304 | 0.004304 | 0.004304
IL Facility Average - NOX Rate Summer v3.1 | 505 | 7306 | Rate Constraint in lbs/MMBtu | FALSE | L | Annual | Allowances Purchased NOX | Thousand Tons | 0 | 0 | 0 | 0 | 0 | 0 | 0
IL Facility Average - NOX Rate Summer v3.1 | 505 | 7306 | Rate Constraint in lbs/MMBtu | FALSE | L | Annual | Allowances Sold NOX | Thousand Tons | 0 | 0 | 0 | 0 | 0 | 0 | 0
IL Facility Average - NOX Rate Summer v3.1 | 505 | 7306 | Rate Constraint in lbs/MMBtu | FALSE | L | Annual | Allowances Banked | Thousand Tons | 0 | 0 | 0 | 0 | 0 | 0 | 0
IL Facility Average - NOX Rate Summer v3.1 | 505 | 7306 | Rate Constraint in lbs/MMBtu | FALSE | L | Annual | Allowances Withdrawn (1:1) | Thousand Tons | 0 | 0 | 0 | 0 | 0 | 0 | 0
IL Facility Average - NOX Rate Summer v3.1 | 505 | 7306 | Rate Constraint in lbs/MMBtu | FALSE | L | Annual | Allowances Withdrawn (n:1) | Thousand Tons | 0 | 0 | 0 | 0 | 0 | 0 | 0
IL Facility Average - NOX Rate Summer v3.1 | 505 | 7306 | Rate Constraint in lbs/MMBtu | FALSE | L | Annual | Net Emissions Allowance Position | Thousand Tons | 2.5671 | 3.0209 | 2.0863 | 1.8408 | 0.004304 | 0.004304 | 0.004304
IL Facility Average - NOX Rate Summer v3.1 | 505 | 7306 | Rate Constraint in lbs/MMBtu | FALSE | L | Annual | Fuel Consumed | TBtu | 126.8878 | 151.9838 | 100.2194 | 70.4422 | 0.10144 | 0.10144 | 0.10144
IL Facility Average - NOX Rate Summer v3.1 | 505 | 7306 | Rate Constraint in lbs/MMBtu | FALSE | L | Annual | Rate | lb/MMBtu | 0.040462 | 0.039752 | 0.041634 | 0.052264 | 0.084853 | 0.084853 | 0.084853
IL Facility Average - NOX Rate Summer v3.1 | 505 | 7306 | Rate Constraint in lbs/MMBtu | FALSE | L | Annual | Generation | TWh | 14.9927 | 16.1649 | 10.2609 | 6.372 | 0.024861 | 0.024861 | 0.024861
IL Facility Average - NOX Rate Summer v3.1 | 505 | 7306 | Rate Constraint in lbs/MMBtu | FALSE | L | Annual | Qualifying Generation | TWh | 14.7807 | 15.8938 | 10.0562 | 6.1675 | 0.014322 | 0.014322 | 0.014322
IL Facility Average - NOX Rate Summer v3.1 | 505 | 7306 | Rate Constraint in lbs/MMBtu | FALSE | L | Annual | Rate | lb/MWh | 0.34736 | 0.38013 | 0.41492 | 0.59693 | 0.60102 | 0.60102 | 0.60102
IL Facility Average - NOX Rate Summer v3.1 | 505 | 7306 | Rate Constraint in lbs/MMBtu | FALSE | L | Annual | Constraint Shadow Price | US2019$/Ton | 0 | 0 | 0 | 0 | 0 | 0 | 0
IL MPS- Ameren MER Rate Annual v5.12 | 506 | 7318 | MACT Fuel Choice Floor in lbs/MMBtu | FALSE | L | Annual | Seasons Included | Seasons | Winter, WintShld, Summer | Winter, WintShld, Summer | Winter, WintShld, Summer | Winter, WintShld, Summer | Winter, WintShld, Summer | Winter, WintShld, Summer | Winter, WintShld, Summer
IL MPS- Ameren MER Rate Annual v5.12 | 506 | 7318 | MACT Fuel Choice Floor in lbs/MMBtu | FALSE | L | Annual | Emission Floor | lbs/MMBtu | 7.349e-07 | 7.349e-07 | 7.349e-07 | 7.349e-07 | 7.349e-07 | 7.349e-07 | 7.349e-07
IL MPS- Ameren MER Rate Annual v5.12 | 506 | 7318 | MACT Fuel Choice Floor in lbs/MMBtu | FALSE | L | Annual | Emissions at Affected Plants MER | lbs | 0 | 0 | 0 | 0 | 0 | 0 | 0
IL MPS- Ameren MER Rate Annual v5.12 | 506 | 7318 | MACT Fuel Choice Floor in lbs/MMBtu | FALSE | L | Annual | Allowances Purchased MER | lbs | 0 | 0 | 0 | 0 | 0 | 0 | 0
IL MPS- Ameren MER Rate Annual v5.12 | 506 | 7318 | MACT Fuel Choice Floor in lbs/MMBtu | FALSE | L | Annual | Allowances Sold MER | lbs | 0 | 0 | 0 | 0 | 0 | 0 | 0
IL MPS- Ameren MER Rate Annual v5.12 | 506 | 7318 | MACT Fuel Choice Floor in lbs/MMBtu | FALSE | L | Annual | Allowances Banked | lbs | 0 | 0 | 0 | 0 | 0 | 0 | 0
IL MPS- Ameren MER Rate Annual v5.12 | 506 | 7318 | MACT Fuel Choice Floor in lbs/MMBtu | FALSE | L | Annual | Allowances Withdrawn (1:1) | lbs | 0 | 0 | 0 | 0 | 0 | 0 | 0
IL MPS- Ameren MER Rate Annual v5.12 | 506 | 7318 | MACT Fuel Choice Floor in lbs/MMBtu | FALSE | L | Annual | Allowances Withdrawn (n:1) | lbs | 0 | 0 | 0 | 0 | 0 | 0 | 0
IL MPS- Ameren MER Rate Annual v5.12 | 506 | 7318 | MACT Fuel Choice Floor in lbs/MMBtu | FALSE | L | Annual | Net Emissions Allowance Position | lbs | 0 | 0 | 0 | 0 | 0 | 0 | 0
IL MPS- Ameren MER Rate Annual v5.12 | 506 | 7318 | MACT Fuel Choice Floor in lbs/MMBtu | FALSE | L | Annual | Fuel Consumed | TBtu | 0 | 0 | 0 | 0 | 0 | 0 | 0
IL MPS- Ameren MER Rate Annual v5.12 | 506 | 7318 | MACT Fuel Choice Floor in lbs/MMBtu | FALSE | L | Annual | Rate | lb/MMBtu | 0 | 0 | 0 | 0 | 0 | 0 | 0
IL MPS- Ameren MER Rate Annual v5.12 | 506 | 7318 | MACT Fuel Choice Floor in lbs/MMBtu | FALSE | L | Annual | Generation | TWh | 0 | 0 | 0 | 0 | 0 | 0 | 0
IL MPS- Ameren MER Rate Annual v5.12 | 506 | 7318 | MACT Fuel Choice Floor in lbs/MMBtu | FALSE | L | Annual | Qualifying Generation | TWh | 0 | 0 | 0 | 0 | 0 | 0 | 0
IL MPS- Ameren MER Rate Annual v5.12 | 506 | 7318 | MACT Fuel Choice Floor in lbs/MMBtu | FALSE | L | Annual | Constraint Shadow Price | US2019$/Lb | 0 | 0 | 0 | 0 | 0 | 0 | 0
IL MPS- Dynegy MER Rate Annual v5.12 | 510 | 7316 | MACT Fuel Choice Floor in lbs/MMBtu | FALSE | L | Annual | Seasons Included | Seasons | Winter, WintShld, Summer | Winter, WintShld, Summer | Winter, WintShld, Summer | Winter, WintShld, Summer | Winter, WintShld, Summer | Winter, WintShld, Summer | Winter, WintShld, Summer
IL MPS- Dynegy MER Rate Annual v5.12 | 510 | 7316 | MACT Fuel Choice Floor in lbs/MMBtu | FALSE | L | Annual | Emission Floor | lbs/MMBtu | 7.8e-07 | 7.8e-07 | 7.8e-07 | 7.8e-07 | 7.8e-07 | 7.8e-07 | 7.8e-07
IL MPS- Dynegy MER Rate Annual v5.12 | 510 | 7316 | MACT Fuel Choice Floor in lbs/MMBtu | FALSE | L | Annual | Emissions at Affected Plants MER | lbs | 0 | 0 | 0 | 0 | 0 | 0 | 0
IL MPS- Dynegy MER Rate Annual v5.12 | 510 | 7316 | MACT Fuel Choice Floor in lbs/MMBtu | FALSE | L | Annual | Allowances Purchased MER | lbs | 0 | 0 | 0 | 0 | 0 | 0 | 0
IL MPS- Dynegy MER Rate Annual v5.12 | 510 | 7316 | MACT Fuel Choice Floor in lbs/MMBtu | FALSE | L | Annual | Allowances Sold MER | lbs | 0 | 0 | 0 | 0 | 0 | 0 | 0
IL MPS- Dynegy MER Rate Annual v5.12 | 510 | 7316 | MACT Fuel Choice Floor in lbs/MMBtu | FALSE | L | Annual | Allowances Banked | lbs | 0 | 0 | 0 | 0 | 0 | 0 | 0
IL MPS- Dynegy MER Rate Annual v5.12 | 510 | 7316 | MACT Fuel Choice Floor in lbs/MMBtu | FALSE | L | Annual | Allowances Withdrawn (1:1) | lbs | 0 | 0 | 0 | 0 | 0 | 0 | 0
IL MPS- Dynegy MER Rate Annual v5.12 | 510 | 7316 | MACT Fuel Choice Floor in lbs/MMBtu | FALSE | L | Annual | Allowances Withdrawn (n:1) | lbs | 0 | 0 | 0 | 0 | 0 | 0 | 0
IL MPS- Dynegy MER Rate Annual v5.12 | 510 | 7316 | MACT Fuel Choice Floor in lbs/MMBtu | FALSE | L | Annual | Net Emissions Allowance Position | lbs | 0 | 0 | 0 | 0 | 0 | 0 | 0
IL MPS- Dynegy MER Rate Annual v5.12 | 510 | 7316 | MACT Fuel Choice Floor in lbs/MMBtu | FALSE | L | Annual | Fuel Consumed | TBtu | 0 | 0 | 0 | 0 | 0 | 0 | 0
IL MPS- Dynegy MER Rate Annual v5.12 | 510 | 7316 | MACT Fuel Choice Floor in lbs/MMBtu | FALSE | L | Annual | Rate | lb/MMBtu | 0 | 0 | 0 | 0 | 0 | 0 | 0
IL MPS- Dynegy MER Rate Annual v5.12 | 510 | 7316 | MACT Fuel Choice Floor in lbs/MMBtu | FALSE | L | Annual | Generation | TWh | 0 | 0 | 0 | 0 | 0 | 0 | 0
IL MPS- Dynegy MER Rate Annual v5.12 | 510 | 7316 | MACT Fuel Choice Floor in lbs/MMBtu | FALSE | L | Annual | Qualifying Generation | TWh | 0 | 0 | 0 | 0 | 0 | 0 | 0
IL MPS- Dynegy MER Rate Annual v5.12 | 510 | 7316 | MACT Fuel Choice Floor in lbs/MMBtu | FALSE | L | Annual | Constraint Shadow Price | US2019$/Lb | 0 | 0 | 0 | 0 | 0 | 0 | 0
IL MPS- NOX Cap Annual v6.20 | 514 | 7650 | Rate Constraint in MTons | FALSE | L | Annual | Seasons Included | Seasons | Winter, WintShld, Summer | Winter, WintShld, Summer | Winter, WintShld, Summer | Winter, WintShld, Summer | Winter, WintShld, Summer | Winter, WintShld, Summer | Winter, WintShld, Summer
IL MPS- NOX Cap Annual v6.20 | 514 | 7650 | Rate Constraint in MTons | FALSE | L | Annual | Standard NOX | Thousand Tons | 13.37 | 13.37 | 13.37 | 13.37 | 13.37 | 13.37 | 13.37
IL MPS- NOX Cap Annual v6.20 | 514 | 7650 | Rate Constraint in MTons | FALSE | L | Annual | Emissions at Affected Plants NOX | Thousand Tons | 0 | 0 | 0 | 0 | 0 | 0 | 0
IL MPS- NOX Cap Annual v6.20 | 514 | 7650 | Rate Constraint in MTons | FALSE | L | Annual | Allowances Purchased NOX | Thousand Tons | 0 | 0 | 0 | 0 | 0 | 0 | 0
IL MPS- NOX Cap Annual v6.20 | 514 | 7650 | Rate Constraint in MTons | FALSE | L | Annual | Allowances Sold NOX | Thousand Tons | 0 | 0 | 0 | 0 | 0 | 0 | 0
IL MPS- NOX Cap Annual v6.20 | 514 | 7650 | Rate Constraint in MTons | FALSE | L | Annual | Allowances Banked | Thousand Tons | 0 | 0 | 0 | 0 | 0 | 0 | 0
IL MPS- NOX Cap Annual v6.20 | 514 | 7650 | Rate Constraint in MTons | FALSE | L | Annual | Allowances Withdrawn (1:1) | Thousand Tons | 0 | 0 | 0 | 0 | 0 | 0 | 0
IL MPS- NOX Cap Annual v6.20 | 514 | 7650 | Rate Constraint in MTons | FALSE | L | Annual | Allowances Withdrawn (n:1) | Thousand Tons | 0 | 0 | 0 | 0 | 0 | 0 | 0
IL MPS- NOX Cap Annual v6.20 | 514 | 7650 | Rate Constraint in MTons | FALSE | L | Annual | Net Emissions Allowance Position | Thousand Tons | 0 | 0 | 0 | 0 | 0 | 0 | 0
IL MPS- NOX Cap Annual v6.20 | 514 | 7650 | Rate Constraint in MTons | FALSE | L | Annual | Fuel Consumed | TBtu | 0 | 0 | 0 | 0 | 0 | 0 | 0
IL MPS- NOX Cap Annual v6.20 | 514 | 7650 | Rate Constraint in MTons | FALSE | L | Annual | Rate | lb/MMBtu | 0 | 0 | 0 | 0 | 0 | 0 | 0
IL MPS- NOX Cap Annual v6.20 | 514 | 7650 | Rate Constraint in MTons | FALSE | L | Annual | Generation | TWh | 0 | 0 | 0 | 0 | 0 | 0 | 0
IL MPS- NOX Cap Annual v6.20 | 514 | 7650 | Rate Constraint in MTons | FALSE | L | Annual | Qualifying Generation | TWh | 0 | 0 | 0 | 0 | 0 | 0 | 0
IL MPS- NOX Cap Annual v6.20 | 514 | 7650 | Rate Constraint in MTons | FALSE | L | Annual | Rate | lb/MWh | 0 | 0 | 0 | 0 | 0 | 0 | 0
IL MPS- NOX Cap Annual v6.20 | 514 | 7650 | Rate Constraint in MTons | FALSE | L | Annual | Constraint Shadow Price | US2019$/Ton | 0 | 0 | 0 | 0 | 0 | 0 | 0
IL MPS- NOX Cap OzoneSeason v6.20 | 515 | 7651 | Rate Constraint in MTons | FALSE | L | Annual | Seasons Included | Seasons | Summer | Summer | Summer | Summer | Summer | Summer | Summer
IL MPS- NOX Cap OzoneSeason v6.20 | 515 | 7651 | Rate Constraint in MTons | FALSE | L | Annual | Standard NOX | Thousand Tons | 6.675 | 6.675 | 6.675 | 6.675 | 6.675 | 6.675 | 6.675
IL MPS- NOX Cap OzoneSeason v6.20 | 515 | 7651 | Rate Constraint in MTons | FALSE | L | Annual | Emissions at Affected Plants NOX | Thousand Tons | 0 | 0 | 0 | 0 | 0 | 0 | 0
IL MPS- NOX Cap OzoneSeason v6.20 | 515 | 7651 | Rate Constraint in MTons | FALSE | L | Annual | Allowances Purchased NOX | Thousand Tons | 0 | 0 | 0 | 0 | 0 | 0 | 0
IL MPS- NOX Cap OzoneSeason v6.20 | 515 | 7651 | Rate Constraint in MTons | FALSE | L | Annual | Allowances Sold NOX | Thousand Tons | 0 | 0 | 0 | 0 | 0 | 0 | 0
IL MPS- NOX Cap OzoneSeason v6.20 | 515 | 7651 | Rate Constraint in MTons | FALSE | L | Annual | Allowances Banked | Thousand Tons | 0 | 0 | 0 | 0 | 0 | 0 | 0
IL MPS- NOX Cap OzoneSeason v6.20 | 515 | 7651 | Rate Constraint in MTons | FALSE | L | Annual | Allowances Withdrawn (1:1) | Thousand Tons | 0 | 0 | 0 | 0 | 0 | 0 | 0
IL MPS- NOX Cap OzoneSeason v6.20 | 515 | 7651 | Rate Constraint in MTons | FALSE | L | Annual | Allowances Withdrawn (n:1) | Thousand Tons | 0 | 0 | 0 | 0 | 0 | 0 | 0
IL MPS- NOX Cap OzoneSeason v6.20 | 515 | 7651 | Rate Constraint in MTons | FALSE | L | Annual | Net Emissions Allowance Position | Thousand Tons | 0 | 0 | 0 | 0 | 0 | 0 | 0
IL MPS- NOX Cap OzoneSeason v6.20 | 515 | 7651 | Rate Constraint in MTons | FALSE | L | Annual | Fuel Consumed | TBtu | 0 | 0 | 0 | 0 | 0 | 0 | 0
IL MPS- NOX Cap OzoneSeason v6.20 | 515 | 7651 | Rate Constraint in MTons | FALSE | L | Annual | Rate | lb/MMBtu | 0 | 0 | 0 | 0 | 0 | 0 | 0
IL MPS- NOX Cap OzoneSeason v6.20 | 515 | 7651 | Rate Constraint in MTons | FALSE | L | Annual | Generation | TWh | 0 | 0 | 0 | 0 | 0 | 0 | 0
IL MPS- NOX Cap OzoneSeason v6.20 | 515 | 7651 | Rate Constraint in MTons | FALSE | L | Annual | Qualifying Generation | TWh | 0 | 0 | 0 | 0 | 0 | 0 | 0
IL MPS- NOX Cap OzoneSeason v6.20 | 515 | 7651 | Rate Constraint in MTons | FALSE | L | Annual | Rate | lb/MWh | 0 | 0 | 0 | 0 | 0 | 0 | 0
IL MPS- NOX Cap OzoneSeason v6.20 | 515 | 7651 | Rate Constraint in MTons | FALSE | L | Annual | Constraint Shadow Price | US2019$/Ton | 0 | 0 | 0 | 0 | 0 | 0 | 0
IL MPS- SO2 Cap Annual v6.20 | 516 | 7652 | Rate Constraint in MTons | FALSE | L | Annual | Seasons Included | Seasons | Winter, WintShld, Summer | Winter, WintShld, Summer | Winter, WintShld, Summer | Winter, WintShld, Summer | Winter, WintShld, Summer | Winter, WintShld, Summer | Winter, WintShld, Summer
IL MPS- SO2 Cap Annual v6.20 | 516 | 7652 | Rate Constraint in MTons | FALSE | L | Annual | Standard SO2 | Thousand Tons | 34.34 | 34.34 | 34.34 | 34.34 | 34.34 | 34.34 | 34.34
IL MPS- SO2 Cap Annual v6.20 | 516 | 7652 | Rate Constraint in MTons | FALSE | L | Annual | Emissions at Affected Plants SO2 | Thousand Tons | 0 | 0 | 0 | 0 | 0 | 0 | 0
IL MPS- SO2 Cap Annual v6.20 | 516 | 7652 | Rate Constraint in MTons | FALSE | L | Annual | Allowances Purchased SO2 | Thousand Tons | 0 | 0 | 0 | 0 | 0 | 0 | 0
IL MPS- SO2 Cap Annual v6.20 | 516 | 7652 | Rate Constraint in MTons | FALSE | L | Annual | Allowances Sold SO2 | Thousand Tons | 0 | 0 | 0 | 0 | 0 | 0 | 0
IL MPS- SO2 Cap Annual v6.20 | 516 | 7652 | Rate Constraint in MTons | FALSE | L | Annual | Allowances Banked | Thousand Tons | 0 | 0 | 0 | 0 | 0 | 0 | 0
IL MPS- SO2 Cap Annual v6.20 | 516 | 7652 | Rate Constraint in MTons | FALSE | L | Annual | Allowances Withdrawn (1:1) | Thousand Tons | 0 | 0 | 0 | 0 | 0 | 0 | 0
IL MPS- SO2 Cap Annual v6.20 | 516 | 7652 | Rate Constraint in MTons | FALSE | L | Annual | Allowances Withdrawn (n:1) | Thousand Tons | 0 | 0 | 0 | 0 | 0 | 0 | 0
IL MPS- SO2 Cap Annual v6.20 | 516 | 7652 | Rate Constraint in MTons | FALSE | L | Annual | Net Emissions Allowance Position | Thousand Tons | 0 | 0 | 0 | 0 | 0 | 0 | 0
IL MPS- SO2 Cap Annual v6.20 | 516 | 7652 | Rate Constraint in MTons | FALSE | L | Annual | Fuel Consumed | TBtu | 0 | 0 | 0 | 0 | 0 | 0 | 0
IL MPS- SO2 Cap Annual v6.20 | 516 | 7652 | Rate Constraint in MTons | FALSE | L | Annual | Rate | lb/MMBtu | 0 | 0 | 0 | 0 | 0 | 0 | 0
IL MPS- SO2 Cap Annual v6.20 | 516 | 7652 | Rate Constraint in MTons | FALSE | L | Annual | Generation | TWh | 0 | 0 | 0 | 0 | 0 | 0 | 0
IL MPS- SO2 Cap Annual v6.20 | 516 | 7652 | Rate Constraint in MTons | FALSE | L | Annual | Qualifying Generation | TWh | 0 | 0 | 0 | 0 | 0 | 0 | 0
IL MPS- SO2 Cap Annual v6.20 | 516 | 7652 | Rate Constraint in MTons | FALSE | L | Annual | Rate | lb/MWh | 0 | 0 | 0 | 0 | 0 | 0 | 0
IL MPS- SO2 Cap Annual v6.20 | 516 | 7652 | Rate Constraint in MTons | FALSE | L | Annual | Constraint Shadow Price | US2019$/Ton | 0 | 0 | 0 | 0 | 0 | 0 | 0
Kansas Nearman Unit 1NOx Rate Annual v4.10 | 517 | 7320 | Rate Constraint in lbs/MMBtu | FALSE | L | Annual | Seasons Included | Seasons | Winter, WintShld, Summer | Winter, WintShld, Summer | Winter, WintShld, Summer | Winter, WintShld, Summer | Winter, WintShld, Summer | Winter, WintShld, Summer | Winter, WintShld, Summer
Kansas Nearman Unit 1NOx Rate Annual v4.10 | 517 | 7320 | Rate Constraint in lbs/MMBtu | FALSE | L | Annual | Standard NOX | lb/MMBtu | 0.26 | 0.26 | 0.26 | 0.26 | 0.26 | 0.26 | 0.26
Kansas Nearman Unit 1NOx Rate Annual v4.10 | 517 | 7320 | Rate Constraint in lbs/MMBtu | FALSE | L | Annual | Emissions at Affected Plants NOX | Thousand Tons | 1.1453 | 0 | 0 | 0 | 0 | 0 | 0
Kansas Nearman Unit 1NOx Rate Annual v4.10 | 517 | 7320 | Rate Constraint in lbs/MMBtu | FALSE | L | Annual | Allowances Purchased NOX | Thousand Tons | 0 | 0 | 0 | 0 | 0 | 0 | 0
Kansas Nearman Unit 1NOx Rate Annual v4.10 | 517 | 7320 | Rate Constraint in lbs/MMBtu | FALSE | L | Annual | Allowances Sold NOX | Thousand Tons | 0 | 0 | 0 | 0 | 0 | 0 | 0
Kansas Nearman Unit 1NOx Rate Annual v4.10 | 517 | 7320 | Rate Constraint in lbs/MMBtu | FALSE | L | Annual | Allowances Banked | Thousand Tons | 0 | 0 | 0 | 0 | 0 | 0 | 0
Kansas Nearman Unit 1NOx Rate Annual v4.10 | 517 | 7320 | Rate Constraint in lbs/MMBtu | FALSE | L | Annual | Allowances Withdrawn (1:1) | Thousand Tons | 0 | 0 | 0 | 0 | 0 | 0 | 0
Kansas Nearman Unit 1NOx Rate Annual v4.10 | 517 | 7320 | Rate Constraint in lbs/MMBtu | FALSE | L | Annual | Allowances Withdrawn (n:1) | Thousand Tons | 0 | 0 | 0 | 0 | 0 | 0 | 0
Kansas Nearman Unit 1NOx Rate Annual v4.10 | 517 | 7320 | Rate Constraint in lbs/MMBtu | FALSE | L | Annual | Net Emissions Allowance Position | Thousand Tons | 1.1453 | 0 | 0 | 0 | 0 | 0 | 0
Kansas Nearman Unit 1NOx Rate Annual v4.10 | 517 | 7320 | Rate Constraint in lbs/MMBtu | FALSE | L | Annual | Fuel Consumed | TBtu | 10.5387 | 0 | 0 | 0 | 0 | 0 | 0
Kansas Nearman Unit 1NOx Rate Annual v4.10 | 517 | 7320 | Rate Constraint in lbs/MMBtu | FALSE | L | Annual | Rate | lb/MMBtu | 0.21735 | 0 | 0 | 0 | 0 | 0 | 0
Kansas Nearman Unit 1NOx Rate Annual v4.10 | 517 | 7320 | Rate Constraint in lbs/MMBtu | FALSE | L | Annual | Generation | TWh | 0.92234 | 0 | 0 | 0 | 0 | 0 | 0
Kansas Nearman Unit 1NOx Rate Annual v4.10 | 517 | 7320 | Rate Constraint in lbs/MMBtu | FALSE | L | Annual | Qualifying Generation | TWh | 0.92234 | 0 | 0 | 0 | 0 | 0 | 0
Kansas Nearman Unit 1NOx Rate Annual v4.10 | 517 | 7320 | Rate Constraint in lbs/MMBtu | FALSE | L | Annual | Rate | lb/MWh | 2.4834 | 0 | 0 | 0 | 0 | 0 | 0
Kansas Nearman Unit 1NOx Rate Annual v4.10 | 517 | 7320 | Rate Constraint in lbs/MMBtu | FALSE | L | Annual | Constraint Shadow Price | US2019$/Ton | 0 | 0 | 0 | 0 | 0 | 0 | 0
Kansas Quindaro Unit 2 Nox Rate Annual v4.10 | 518 | 7319 | Rate Constraint in lbs/MMBtu | FALSE | L | Annual | Seasons Included | Seasons | Winter, WintShld, Summer | Winter, WintShld, Summer | Winter, WintShld, Summer | Winter, WintShld, Summer | Winter, WintShld, Summer | Winter, WintShld, Summer | Winter, WintShld, Summer
Kansas Quindaro Unit 2 Nox Rate Annual v4.10 | 518 | 7319 | Rate Constraint in lbs/MMBtu | FALSE | L | Annual | Standard NOX | lb/MMBtu | 0.2 | 0.2 | 0.2 | 0.2 | 0.2 | 0.2 | 0.2
Kansas Quindaro Unit 2 Nox Rate Annual v4.10 | 518 | 7319 | Rate Constraint in lbs/MMBtu | FALSE | L | Annual | Emissions at Affected Plants NOX | Thousand Tons | 0 | 0 | 0 | 0 | 0 | 0 | 0
Kansas Quindaro Unit 2 Nox Rate Annual v4.10 | 518 | 7319 | Rate Constraint in lbs/MMBtu | FALSE | L | Annual | Allowances Purchased NOX | Thousand Tons | 0 | 0 | 0 | 0 | 0 | 0 | 0
Kansas Quindaro Unit 2 Nox Rate Annual v4.10 | 518 | 7319 | Rate Constraint in lbs/MMBtu | FALSE | L | Annual | Allowances Sold NOX | Thousand Tons | 0 | 0 | 0 | 0 | 0 | 0 | 0
Kansas Quindaro Unit 2 Nox Rate Annual v4.10 | 518 | 7319 | Rate Constraint in lbs/MMBtu | FALSE | L | Annual | Allowances Banked | Thousand Tons | 0 | 0 | 0 | 0 | 0 | 0 | 0
Kansas Quindaro Unit 2 Nox Rate Annual v4.10 | 518 | 7319 | Rate Constraint in lbs/MMBtu | FALSE | L | Annual | Allowances Withdrawn (1:1) | Thousand Tons | 0 | 0 | 0 | 0 | 0 | 0 | 0
Kansas Quindaro Unit 2 Nox Rate Annual v4.10 | 518 | 7319 | Rate Constraint in lbs/MMBtu | FALSE | L | Annual | Allowances Withdrawn (n:1) | Thousand Tons | 0 | 0 | 0 | 0 | 0 | 0 | 0
Kansas Quindaro Unit 2 Nox Rate Annual v4.10 | 518 | 7319 | Rate Constraint in lbs/MMBtu | FALSE | L | Annual | Net Emissions Allowance Position | Thousand Tons | 0 | 0 | 0 | 0 | 0 | 0 | 0
Kansas Quindaro Unit 2 Nox Rate Annual v4.10 | 518 | 7319 | Rate Constraint in lbs/MMBtu | FALSE | L | Annual | Fuel Consumed | TBtu | 0 | 0 | 0 | 0 | 0 | 0 | 0
Kansas Quindaro Unit 2 Nox Rate Annual v4.10 | 518 | 7319 | Rate Constraint in lbs/MMBtu | FALSE | L | Annual | Rate | lb/MMBtu | 0 | 0 | 0 | 0 | 0 | 0 | 0
Kansas Quindaro Unit 2 Nox Rate Annual v4.10 | 518 | 7319 | Rate Constraint in lbs/MMBtu | FALSE | L | Annual | Generation | TWh | 0 | 0 | 0 | 0 | 0 | 0 | 0
Kansas Quindaro Unit 2 Nox Rate Annual v4.10 | 518 | 7319 | Rate Constraint in lbs/MMBtu | FALSE | L | Annual | Qualifying Generation | TWh | 0 | 0 | 0 | 0 | 0 | 0 | 0
Kansas Quindaro Unit 2 Nox Rate Annual v4.10 | 518 | 7319 | Rate Constraint in lbs/MMBtu | FALSE | L | Annual | Rate | lb/MWh | 0 | 0 | 0 | 0 | 0 | 0 | 0
Kansas Quindaro Unit 2 Nox Rate Annual v4.10 | 518 | 7319 | Rate Constraint in lbs/MMBtu | FALSE | L | Annual | Constraint Shadow Price | US2019$/Ton | 0 | 0 | 0 | 0 | 0 | 0 | 0
KS La Cygne NOX Rate Annual v5.14 | 519 | 7274 | Rate Constraint in lbs/MMBtu | FALSE | L | Annual | Seasons Included | Seasons | Winter, WintShld, Summer | Winter, WintShld, Summer | Winter, WintShld, Summer | Winter, WintShld, Summer | Winter, WintShld, Summer | Winter, WintShld, Summer | Winter, WintShld, Summer
KS La Cygne NOX Rate Annual v5.14 | 519 | 7274 | Rate Constraint in lbs/MMBtu | FALSE | L | Annual | Standard NOX | lb/MMBtu | 0.13 | 0.13 | 0.13 | 0.13 | 0.13 | 0.13 | 0.13
KS La Cygne NOX Rate Annual v5.14 | 519 | 7274 | Rate Constraint in lbs/MMBtu | FALSE | L | Annual | Emissions at Affected Plants NOX | Thousand Tons | 1.8615 | 0 | 0 | 0 | 0 | 0 | 0
KS La Cygne NOX Rate Annual v5.14 | 519 | 7274 | Rate Constraint in lbs/MMBtu | FALSE | L | Annual | Allowances Purchased NOX | Thousand Tons | 0 | 0 | 0 | 0 | 0 | 0 | 0
KS La Cygne NOX Rate Annual v5.14 | 519 | 7274 | Rate Constraint in lbs/MMBtu | FALSE | L | Annual | Allowances Sold NOX | Thousand Tons | 0 | 0 | 0 | 0 | 0 | 0 | 0
KS La Cygne NOX Rate Annual v5.14 | 519 | 7274 | Rate Constraint in lbs/MMBtu | FALSE | L | Annual | Allowances Banked | Thousand Tons | 0 | 0 | 0 | 0 | 0 | 0 | 0
KS La Cygne NOX Rate Annual v5.14 | 519 | 7274 | Rate Constraint in lbs/MMBtu | FALSE | L | Annual | Allowances Withdrawn (1:1) | Thousand Tons | 0 | 0 | 0 | 0 | 0 | 0 | 0
KS La Cygne NOX Rate Annual v5.14 | 519 | 7274 | Rate Constraint in lbs/MMBtu | FALSE | L | Annual | Allowances Withdrawn (n:1) | Thousand Tons | 0 | 0 | 0 | 0 | 0 | 0 | 0
KS La Cygne NOX Rate Annual v5.14 | 519 | 7274 | Rate Constraint in lbs/MMBtu | FALSE | L | Annual | Net Emissions Allowance Position | Thousand Tons | 1.8615 | 0 | 0 | 0 | 0 | 0 | 0
KS La Cygne NOX Rate Annual v5.14 | 519 | 7274 | Rate Constraint in lbs/MMBtu | FALSE | L | Annual | Fuel Consumed | TBtu | 38.7564 | 0 | 0 | 0 | 0 | 0 | 0
KS La Cygne NOX Rate Annual v5.14 | 519 | 7274 | Rate Constraint in lbs/MMBtu | FALSE | L | Annual | Rate | lb/MMBtu | 0.09606 | 0 | 0 | 0 | 0 | 0 | 0
KS La Cygne NOX Rate Annual v5.14 | 519 | 7274 | Rate Constraint in lbs/MMBtu | FALSE | L | Annual | Generation | TWh | 3.706 | 0 | 0 | 0 | 0 | 0 | 0
KS La Cygne NOX Rate Annual v5.14 | 519 | 7274 | Rate Constraint in lbs/MMBtu | FALSE | L | Annual | Qualifying Generation | TWh | 3.706 | 0 | 0 | 0 | 0 | 0 | 0
KS La Cygne NOX Rate Annual v5.14 | 519 | 7274 | Rate Constraint in lbs/MMBtu | FALSE | L | Annual | Rate | lb/MWh | 1.0046 | 0 | 0 | 0 | 0 | 0 | 0
KS La Cygne NOX Rate Annual v5.14 | 519 | 7274 | Rate Constraint in lbs/MMBtu | FALSE | L | Annual | Constraint Shadow Price | US2019$/Ton | 0 | 0 | 0 | 0 | 0 | 0 | 0
KS La Cygne SO2 Rate Annual v5.14 | 520 | 7275 | Rate Constraint in lbs/MMBtu | FALSE | L | Annual | Seasons Included | Seasons | Winter, WintShld, Summer | Winter, WintShld, Summer | Winter, WintShld, Summer | Winter, WintShld, Summer | Winter, WintShld, Summer | Winter, WintShld, Summer | Winter, WintShld, Summer
KS La Cygne SO2 Rate Annual v5.14 | 520 | 7275 | Rate Constraint in lbs/MMBtu | FALSE | L | Annual | Standard SO2 | lb/MMBtu | 0.1 | 0.1 | 0.1 | 0.1 | 0.1 | 0.1 | 0.1
KS La Cygne SO2 Rate Annual v5.14 | 520 | 7275 | Rate Constraint in lbs/MMBtu | FALSE | L | Annual | Emissions at Affected Plants SO2 | Thousand Tons | 0.36294 | 0 | 0 | 0 | 0 | 0 | 0
KS La Cygne SO2 Rate Annual v5.14 | 520 | 7275 | Rate Constraint in lbs/MMBtu | FALSE | L | Annual | Allowances Purchased SO2 | Thousand Tons | 0 | 0 | 0 | 0 | 0 | 0 | 0
KS La Cygne SO2 Rate Annual v5.14 | 520 | 7275 | Rate Constraint in lbs/MMBtu | FALSE | L | Annual | Allowances Sold SO2 | Thousand Tons | 0 | 0 | 0 | 0 | 0 | 0 | 0
KS La Cygne SO2 Rate Annual v5.14 | 520 | 7275 | Rate Constraint in lbs/MMBtu | FALSE | L | Annual | Allowances Banked | Thousand Tons | 0 | 0 | 0 | 0 | 0 | 0 | 0
KS La Cygne SO2 Rate Annual v5.14 | 520 | 7275 | Rate Constraint in lbs/MMBtu | FALSE | L | Annual | Allowances Withdrawn (1:1) | Thousand Tons | 0 | 0 | 0 | 0 | 0 | 0 | 0
KS La Cygne SO2 Rate Annual v5.14 | 520 | 7275 | Rate Constraint in lbs/MMBtu | FALSE | L | Annual | Allowances Withdrawn (n:1) | Thousand Tons | 0 | 0 | 0 | 0 | 0 | 0 | 0
KS La Cygne SO2 Rate Annual v5.14 | 520 | 7275 | Rate Constraint in lbs/MMBtu | FALSE | L | Annual | Net Emissions Allowance Position | Thousand Tons | 0.36294 | 0 | 0 | 0 | 0 | 0 | 0
KS La Cygne SO2 Rate Annual v5.14 | 520 | 7275 | Rate Constraint in lbs/MMBtu | FALSE | L | Annual | Fuel Consumed | TBtu | 38.7564 | 0 | 0 | 0 | 0 | 0 | 0
KS La Cygne SO2 Rate Annual v5.14 | 520 | 7275 | Rate Constraint in lbs/MMBtu | FALSE | L | Annual | Rate | lb/MMBtu | 0.018729 | 0 | 0 | 0 | 0 | 0 | 0
KS La Cygne SO2 Rate Annual v5.14 | 520 | 7275 | Rate Constraint in lbs/MMBtu | FALSE | L | Annual | Generation | TWh | 3.706 | 0 | 0 | 0 | 0 | 0 | 0
KS La Cygne SO2 Rate Annual v5.14 | 520 | 7275 | Rate Constraint in lbs/MMBtu | FALSE | L | Annual | Qualifying Generation | TWh | 3.706 | 0 | 0 | 0 | 0 | 0 | 0
KS La Cygne SO2 Rate Annual v5.14 | 520 | 7275 | Rate Constraint in lbs/MMBtu | FALSE | L | Annual | Rate | lb/MWh | 0.19587 | 0 | 0 | 0 | 0 | 0 | 0
KS La Cygne SO2 Rate Annual v5.14 | 520 | 7275 | Rate Constraint in lbs/MMBtu | FALSE | L | Annual | Constraint Shadow Price | US2019$/Ton | 0 | 0 | 0 | 0 | 0 | 0 | 0
KY Bluegrass - NOX Cap Annual v6.21 | 521 | 7731 | Rate Constraint in MTons | FALSE | L | Annual | Seasons Included | Seasons | Winter, WintShld, Summer | Winter, WintShld, Summer | Winter, WintShld, Summer | Winter, WintShld, Summer | Winter, WintShld, Summer | Winter, WintShld, Summer | Winter, WintShld, Summer
KY Bluegrass - NOX Cap Annual v6.21 | 521 | 7731 | Rate Constraint in MTons | FALSE | L | Annual | Standard NOX | Thousand Tons | 0.095 | 0.095 | 0.095 | 0.095 | 0.095 | 0.095 | 0.095
KY Bluegrass - NOX Cap Annual v6.21 | 521 | 7731 | Rate Constraint in MTons | FALSE | L | Annual | Emissions at Affected Plants NOX | Thousand Tons | 0.050048 | 0.095 | 0.014992 | 0.00067311 | 0 | 0 | 0
KY Bluegrass - NOX Cap Annual v6.21 | 521 | 7731 | Rate Constraint in MTons | FALSE | L | Annual | Allowances Purchased NOX | Thousand Tons | 0 | 0 | 0 | 0 | 0 | 0 | 0
KY Bluegrass - NOX Cap Annual v6.21 | 521 | 7731 | Rate Constraint in MTons | FALSE | L | Annual | Allowances Sold NOX | Thousand Tons | 0 | 0 | 0 | 0 | 0 | 0 | 0
KY Bluegrass - NOX Cap Annual v6.21 | 521 | 7731 | Rate Constraint in MTons | FALSE | L | Annual | Allowances Banked | Thousand Tons | 0 | 0 | 0 | 0 | 0 | 0 | 0
KY Bluegrass - NOX Cap Annual v6.21 | 521 | 7731 | Rate Constraint in MTons | FALSE | L | Annual | Allowances Withdrawn (1:1) | Thousand Tons | 0 | 0 | 0 | 0 | 0 | 0 | 0
KY Bluegrass - NOX Cap Annual v6.21 | 521 | 7731 | Rate Constraint in MTons | FALSE | L | Annual | Allowances Withdrawn (n:1) | Thousand Tons | 0 | 0 | 0 | 0 | 0 | 0 | 0
KY Bluegrass - NOX Cap Annual v6.21 | 521 | 7731 | Rate Constraint in MTons | FALSE | L | Annual | Net Emissions Allowance Position | Thousand Tons | 0.050048 | 0.095 | 0.014992 | 0.00067311 | 0 | 0 | 0
KY Bluegrass - NOX Cap Annual v6.21 | 521 | 7731 | Rate Constraint in MTons | FALSE | L | Annual | Fuel Consumed | TBtu | 1.4968 | 2.8103 | 0.44837 | 0.020131 | 0 | 0 | 0
KY Bluegrass - NOX Cap Annual v6.21 | 521 | 7731 | Rate Constraint in MTons | FALSE | L | Annual | Rate | lb/MMBtu | 0.066872 | 0.067608 | 0.066872 | 0.066872 | 0 | 0 | 0
KY Bluegrass - NOX Cap Annual v6.21 | 521 | 7731 | Rate Constraint in MTons | FALSE | L | Annual | Generation | TWh | 0.13494 | 0.25334 | 0.040419 | 0.0018148 | 0 | 0 | 0
KY Bluegrass - NOX Cap Annual v6.21 | 521 | 7731 | Rate Constraint in MTons | FALSE | L | Annual | Qualifying Generation | TWh | 0.13494 | 0.25334 | 0.040419 | 0.0018148 | 0 | 0 | 0
KY Bluegrass - NOX Cap Annual v6.21 | 521 | 7731 | Rate Constraint in MTons | FALSE | L | Annual | Rate | lb/MWh | 0.74181 | 0.74998 | 0.74181 | 0.74181 | 0 | 0 | 0
KY Bluegrass - NOX Cap Annual v6.21 | 521 | 7731 | Rate Constraint in MTons | FALSE | L | Annual | Constraint Shadow Price | US2019$/Ton | 0 | 1661.9528 | 0 | 0 | 0 | 0 | 0
KY Paddys Run - NOX Cap Annual v6.21 | 522 | 7729 | Rate Constraint in MTons | FALSE | L | Annual | Seasons Included | Seasons | Winter, WintShld, Summer | Winter, WintShld, Summer | Winter, WintShld, Summer | Winter, WintShld, Summer | Winter, WintShld, Summer | Winter, WintShld, Summer | Winter, WintShld, Summer
KY Paddys Run - NOX Cap Annual v6.21 | 522 | 7729 | Rate Constraint in MTons | FALSE | L | Annual | Standard NOX | Thousand Tons | 0.1 | 0.1 | 0.1 | 0.1 | 0.1 | 0.1 | 0.1
KY Paddys Run - NOX Cap Annual v6.21 | 522 | 7729 | Rate Constraint in MTons | FALSE | L | Annual | Emissions at Affected Plants NOX | Thousand Tons | 0.025182 | 0.1 | 0.059127 | 0.0011332 | 0 | 0 | 0
KY Paddys Run - NOX Cap Annual v6.21 | 522 | 7729 | Rate Constraint in MTons | FALSE | L | Annual | Allowances Purchased NOX | Thousand Tons | 0 | 0 | 0 | 0 | 0 | 0 | 0
KY Paddys Run - NOX Cap Annual v6.21 | 522 | 7729 | Rate Constraint in MTons | FALSE | L | Annual | Allowances Sold NOX | Thousand Tons | 0 | 0 | 0 | 0 | 0 | 0 | 0
KY Paddys Run - NOX Cap Annual v6.21 | 522 | 7729 | Rate Constraint in MTons | FALSE | L | Annual | Allowances Banked | Thousand Tons | 0 | 0 | 0 | 0 | 0 | 0 | 0
KY Paddys Run - NOX Cap Annual v6.21 | 522 | 7729 | Rate Constraint in MTons | FALSE | L | Annual | Allowances Withdrawn (1:1) | Thousand Tons | 0 | 0 | 0 | 0 | 0 | 0 | 0
KY Paddys Run - NOX Cap Annual v6.21 | 522 | 7729 | Rate Constraint in MTons | FALSE | L | Annual | Allowances Withdrawn (n:1) | Thousand Tons | 0 | 0 | 0 | 0 | 0 | 0 | 0
KY Paddys Run - NOX Cap Annual v6.21 | 522 | 7729 | Rate Constraint in MTons | FALSE | L | Annual | Net Emissions Allowance Position | Thousand Tons | 0.025182 | 0.1 | 0.059127 | 0.0011332 | 0 | 0 | 0
KY Paddys Run - NOX Cap Annual v6.21 | 522 | 7729 | Rate Constraint in MTons | FALSE | L | Annual | Fuel Consumed | TBtu | 0.26266 | 1.9974 | 0.66798 | 0.0057873 | 0 | 0 | 0
KY Paddys Run - NOX Cap Annual v6.21 | 522 | 7729 | Rate Constraint in MTons | FALSE | L | Annual | Rate | lb/MMBtu | 0.19175 | 0.10013 | 0.17703 | 0.39161 | 0 | 0 | 0
KY Paddys Run - NOX Cap Annual v6.21 | 522 | 7729 | Rate Constraint in MTons | FALSE | L | Annual | Generation | TWh | 0.023627 | 0.17967 | 0.060086 | 0.00052058 | 0 | 0 | 0
KY Paddys Run - NOX Cap Annual v6.21 | 522 | 7729 | Rate Constraint in MTons | FALSE | L | Annual | Qualifying Generation | TWh | 0.023627 | 0.17967 | 0.060086 | 0.00052058 | 0 | 0 | 0
KY Paddys Run - NOX Cap Annual v6.21 | 522 | 7729 | Rate Constraint in MTons | FALSE | L | Annual | Rate | lb/MWh | 2.1317 | 1.1131 | 1.9681 | 4.3535 | 0 | 0 | 0
KY Paddys Run - NOX Cap Annual v6.21 | 522 | 7729 | Rate Constraint in MTons | FALSE | L | Annual | Constraint Shadow Price | US2019$/Ton | 0 | 1727.8844 | 0 | 0 | 0 | 0 | 0
LA Big Cajun 1 CT- NOx Summer v4.10 | 523 | 7519 | Rate Constraint in lbs/MMBtu | FALSE | L | Annual | Seasons Included | Seasons | Summer | Summer | Summer | Summer | Summer | Summer | Summer
LA Big Cajun 1 CT- NOx Summer v4.10 | 523 | 7519 | Rate Constraint in lbs/MMBtu | FALSE | L | Annual | Standard NOX | lb/MMBtu | 0.2 | 0.2 | 0.2 | 0.2 | 0.2 | 0.2 | 0.2
LA Big Cajun 1 CT- NOx Summer v4.10 | 523 | 7519 | Rate Constraint in lbs/MMBtu | FALSE | L | Annual | Emissions at Affected Plants NOX | Thousand Tons | 0.0010483 | 0.0089978 | 0.0031449 | 0.00017471 | 0.00017471 | 0 | 0
LA Big Cajun 1 CT- NOx Summer v4.10 | 523 | 7519 | Rate Constraint in lbs/MMBtu | FALSE | L | Annual | Allowances Purchased NOX | Thousand Tons | 0 | 0 | 0 | 0 | 0 | 0 | 0
LA Big Cajun 1 CT- NOx Summer v4.10 | 523 | 7519 | Rate Constraint in lbs/MMBtu | FALSE | L | Annual | Allowances Sold NOX | Thousand Tons | 0 | 0 | 0 | 0 | 0 | 0 | 0
LA Big Cajun 1 CT- NOx Summer v4.10 | 523 | 7519 | Rate Constraint in lbs/MMBtu | FALSE | L | Annual | Allowances Banked | Thousand Tons | 0 | 0 | 0 | 0 | 0 | 0 | 0
LA Big Cajun 1 CT- NOx Summer v4.10 | 523 | 7519 | Rate Constraint in lbs/MMBtu | FALSE | L | Annual | Allowances Withdrawn (1:1) | Thousand Tons | 0 | 0 | 0 | 0 | 0 | 0 | 0
LA Big Cajun 1 CT- NOx Summer v4.10 | 523 | 7519 | Rate Constraint in lbs/MMBtu | FALSE | L | Annual | Allowances Withdrawn (n:1) | Thousand Tons | 0 | 0 | 0 | 0 | 0 | 0 | 0
LA Big Cajun 1 CT- NOx Summer v4.10 | 523 | 7519 | Rate Constraint in lbs/MMBtu | FALSE | L | Annual | Net Emissions Allowance Position | Thousand Tons | 0.0010483 | 0.0089978 | 0.0031449 | 0.00017471 | 0.00017471 | 0 | 0
LA Big Cajun 1 CT- NOx Summer v4.10 | 523 | 7519 | Rate Constraint in lbs/MMBtu | FALSE | L | Annual | Fuel Consumed | TBtu | 0.028865 | 0.24775 | 0.086594 | 0.0048108 | 0.0048108 | 0 | 0
LA Big Cajun 1 CT- NOx Summer v4.10 | 523 | 7519 | Rate Constraint in lbs/MMBtu | FALSE | L | Annual | Rate | lb/MMBtu | 0.072635 | 0.072635 | 0.072635 | 0.072635 | 0.072635 | 0 | 0
LA Big Cajun 1 CT- NOx Summer v4.10 | 523 | 7519 | Rate Constraint in lbs/MMBtu | FALSE | L | Annual | Generation | TWh | 0.0022821 | 0.019588 | 0.0068462 | 0.00038034 | 0.00038034 | 0 | 0
LA Big Cajun 1 CT- NOx Summer v4.10 | 523 | 7519 | Rate Constraint in lbs/MMBtu | FALSE | L | Annual | Qualifying Generation | TWh | 0.0022821 | 0.019588 | 0.0068462 | 0.00038034 | 0.00038034 | 0 | 0
LA Big Cajun 1 CT- NOx Summer v4.10 | 523 | 7519 | Rate Constraint in lbs/MMBtu | FALSE | L | Annual | Rate | lb/MWh | 0.91872 | 0.91872 | 0.91872 | 0.91872 | 0.91872 | 0 | 0
LA Big Cajun 1 CT- NOx Summer v4.10 | 523 | 7519 | Rate Constraint in lbs/MMBtu | FALSE | L | Annual | Constraint Shadow Price | US2019$/Ton | 0 | 0 | 0 | 0 | 0 | 0 | 0
LA Big Cajun 1 OGS- NOx Summer v4.10 | 524 | 7520 | Rate Constraint in lbs/MMBtu | FALSE | L | Annual | Seasons Included | Seasons | Summer | Summer | Summer | Summer | Summer | Summer | Summer
LA Big Cajun 1 OGS- NOx Summer v4.10 | 524 | 7520 | Rate Constraint in lbs/MMBtu | FALSE | L | Annual | Standard NOX | lb/MMBtu | 0.1 | 0.1 | 0.1 | 0.1 | 0.1 | 0.1 | 0.1
LA Big Cajun 1 OGS- NOx Summer v4.10 | 524 | 7520 | Rate Constraint in lbs/MMBtu | FALSE | L | Annual | Emissions at Affected Plants NOX | Thousand Tons | 0 | 0 | 0 | 0 | 0 | 0 | 0
LA Big Cajun 1 OGS- NOx Summer v4.10 | 524 | 7520 | Rate Constraint in lbs/MMBtu | FALSE | L | Annual | Allowances Purchased NOX | Thousand Tons | 0 | 0 | 0 | 0 | 0 | 0 | 0
LA Big Cajun 1 OGS- NOx Summer v4.10 | 524 | 7520 | Rate Constraint in lbs/MMBtu | FALSE | L | Annual | Allowances Sold NOX | Thousand Tons | 0 | 0 | 0 | 0 | 0 | 0 | 0
LA Big Cajun 1 OGS- NOx Summer v4.10 | 524 | 7520 | Rate Constraint in lbs/MMBtu | FALSE | L | Annual | Allowances Banked | Thousand Tons | 0 | 0 | 0 | 0 | 0 | 0 | 0
LA Big Cajun 1 OGS- NOx Summer v4.10 | 524 | 7520 | Rate Constraint in lbs/MMBtu | FALSE | L | Annual | Allowances Withdrawn (1:1) | Thousand Tons | 0 | 0 | 0 | 0 | 0 | 0 | 0
LA Big Cajun 1 OGS- NOx Summer v4.10 | 524 | 7520 | Rate Constraint in lbs/MMBtu | FALSE | L | Annual | Allowances Withdrawn (n:1) | Thousand Tons | 0 | 0 | 0 | 0 | 0 | 0 | 0
LA Big Cajun 1 OGS- NOx Summer v4.10 | 524 | 7520 | Rate Constraint in lbs/MMBtu | FALSE | L | Annual | Net Emissions Allowance Position | Thousand Tons | 0 | 0 | 0 | 0 | 0 | 0 | 0
LA Big Cajun 1 OGS- NOx Summer v4.10 | 524 | 7520 | Rate Constraint in lbs/MMBtu | FALSE | L | Annual | Fuel Consumed | TBtu | 0 | 0 | 0 | 0 | 0 | 0 | 0
LA Big Cajun 1 OGS- NOx Summer v4.10 | 524 | 7520 | Rate Constraint in lbs/MMBtu | FALSE | L | Annual | Rate | lb/MMBtu | 0 | 0 | 0 | 0 | 0 | 0 | 0
LA Big Cajun 1 OGS- NOx Summer v4.10 | 524 | 7520 | Rate Constraint in lbs/MMBtu | FALSE | L | Annual | Generation | TWh | 0 | 0 | 0 | 0 | 0 | 0 | 0
LA Big Cajun 1 OGS- NOx Summer v4.10 | 524 | 7520 | Rate Constraint in lbs/MMBtu | FALSE | L | Annual | Qualifying Generation | TWh | 0 | 0 | 0 | 0 | 0 | 0 | 0
LA Big Cajun 1 OGS- NOx Summer v4.10 | 524 | 7520 | Rate Constraint in lbs/MMBtu | FALSE | L | Annual | Rate | lb/MWh | 0 | 0 | 0 | 0 | 0 | 0 | 0
LA Big Cajun 1 OGS- NOx Summer v4.10 | 524 | 7520 | Rate Constraint in lbs/MMBtu | FALSE | L | Annual | Constraint Shadow Price | US2019$/Ton | 0 | 0 | 0 | 0 | 0 | 0 | 0
LA Big Cajun 2- NOx Summer v4.10 | 525 | 7521 | Rate Constraint in lbs/MMBtu | FALSE | L | Annual | Seasons Included | Seasons | Summer | Summer | Summer | Summer | Summer | Summer | Summer
LA Big Cajun 2- NOx Summer v4.10 | 525 | 7521 | Rate Constraint in lbs/MMBtu | FALSE | L | Annual | Standard NOX | lb/MMBtu | 0.21 | 0.21 | 0.21 | 0.21 | 0.21 | 0.21 | 0.21
LA Big Cajun 2- NOx Summer v4.10 | 525 | 7521 | Rate Constraint in lbs/MMBtu | FALSE | L | Annual | Emissions at Affected Plants NOX | Thousand Tons | 0 | 0 | 0 | 0 | 0 | 0 | 0
LA Big Cajun 2- NOx Summer v4.10 | 525 | 7521 | Rate Constraint in lbs/MMBtu | FALSE | L | Annual | Allowances Purchased NOX | Thousand Tons | 0 | 0 | 0 | 0 | 0 | 0 | 0
LA Big Cajun 2- NOx Summer v4.10 | 525 | 7521 | Rate Constraint in lbs/MMBtu | FALSE | L | Annual | Allowances Sold NOX | Thousand Tons | 0 | 0 | 0 | 0 | 0 | 0 | 0
LA Big Cajun 2- NOx Summer v4.10 | 525 | 7521 | Rate Constraint in lbs/MMBtu | FALSE | L | Annual | Allowances Banked | Thousand Tons | 0 | 0 | 0 | 0 | 0 | 0 | 0
LA Big Cajun 2- NOx Summer v4.10 | 525 | 7521 | Rate Constraint in lbs/MMBtu | FALSE | L | Annual | Allowances Withdrawn (1:1) | Thousand Tons | 0 | 0 | 0 | 0 | 0 | 0 | 0
LA Big Cajun 2- NOx Summer v4.10 | 525 | 7521 | Rate Constraint in lbs/MMBtu | FALSE | L | Annual | Allowances Withdrawn (n:1) | Thousand Tons | 0 | 0 | 0 | 0 | 0 | 0 | 0
LA Big Cajun 2- NOx Summer v4.10 | 525 | 7521 | Rate Constraint in lbs/MMBtu | FALSE | L | Annual | Net Emissions Allowance Position | Thousand Tons | 0 | 0 | 0 | 0 | 0 | 0 | 0
LA Big Cajun 2- NOx Summer v4.10 | 525 | 7521 | Rate Constraint in lbs/MMBtu | FALSE | L | Annual | Fuel Consumed | TBtu | 0 | 0 | 0 | 0 | 0 | 0 | 0
LA Big Cajun 2- NOx Summer v4.10 | 525 | 7521 | Rate Constraint in lbs/MMBtu | FALSE | L | Annual | Rate | lb/MMBtu | 0 | 0 | 0 | 0 | 0 | 0 | 0
LA Big Cajun 2- NOx Summer v4.10 | 525 | 7521 | Rate Constraint in lbs/MMBtu | FALSE | L | Annual | Generation | TWh | 0 | 0 | 0 | 0 | 0 | 0 | 0
LA Big Cajun 2- NOx Summer v4.10 | 525 | 7521 | Rate Constraint in lbs/MMBtu | FALSE | L | Annual | Qualifying Generation | TWh | 0 | 0 | 0 | 0 | 0 | 0 | 0
LA Big Cajun 2- NOx Summer v4.10 | 525 | 7521 | Rate Constraint in lbs/MMBtu | FALSE | L | Annual | Rate | lb/MWh | 0 | 0 | 0 | 0 | 0 | 0 | 0
LA Big Cajun 2- NOx Summer v4.10 | 525 | 7521 | Rate Constraint in lbs/MMBtu | FALSE | L | Annual | Constraint Shadow Price | US2019$/Ton | 0 | 0 | 0 | 0 | 0 | 0 | 0
LA Carville Energy LLC -Nox Summer v5.12 | 526 | 7522 | Rate Constraint in lbs/MMBtu | FALSE | L | Annual | Seasons Included | Seasons | Summer | Summer | Summer | Summer | Summer | Summer | Summer
LA Carville Energy LLC -Nox Summer v5.12 | 526 | 7522 | Rate Constraint in lbs/MMBtu | FALSE | L | Annual | Standard NOX | lb/MMBtu | 0.2 | 0.2 | 0.2 | 0.2 | 0.2 | 0.2 | 0.2
LA Carville Energy LLC -Nox Summer v5.12 | 526 | 7522 | Rate Constraint in lbs/MMBtu | FALSE | L | Annual | Emissions at Affected Plants NOX | Thousand Tons | 0.18038 | 0.18038 | 0.18038 | 0.18038 | 0.18038 | 0.18038 | 0.18038
LA Carville Energy LLC -Nox Summer v5.12 | 526 | 7522 | Rate Constraint in lbs/MMBtu | FALSE | L | Annual | Allowances Purchased NOX | Thousand Tons | 0 | 0 | 0 | 0 | 0 | 0 | 0
LA Carville Energy LLC -Nox Summer v5.12 | 526 | 7522 | Rate Constraint in lbs/MMBtu | FALSE | L | Annual | Allowances Sold NOX | Thousand Tons | 0 | 0 | 0 | 0 | 0 | 0 | 0
LA Carville Energy LLC -Nox Summer v5.12 | 526 | 7522 | Rate Constraint in lbs/MMBtu | FALSE | L | Annual | Allowances Banked | Thousand Tons | 0 | 0 | 0 | 0 | 0 | 0 | 0
LA Carville Energy LLC -Nox Summer v5.12 | 526 | 7522 | Rate Constraint in lbs/MMBtu | FALSE | L | Annual | Allowances Withdrawn (1:1) | Thousand Tons | 0 | 0 | 0 | 0 | 0 | 0 | 0
LA Carville Energy LLC -Nox Summer v5.12 | 526 | 7522 | Rate Constraint in lbs/MMBtu | FALSE | L | Annual | Allowances Withdrawn (n:1) | Thousand Tons | 0 | 0 | 0 | 0 | 0 | 0 | 0
LA Carville Energy LLC -Nox Summer v5.12 | 526 | 7522 | Rate Constraint in lbs/MMBtu | FALSE | L | Annual | Net Emissions Allowance Position | Thousand Tons | 0.18038 | 0.18038 | 0.18038 | 0.18038 | 0.18038 | 0.18038 | 0.18038
LA Carville Energy LLC -Nox Summer v5.12 | 526 | 7522 | Rate Constraint in lbs/MMBtu | FALSE | L | Annual | Fuel Consumed | TBtu | 8.526 | 8.526 | 8.526 | 8.526 | 8.526 | 8.526 | 8.526
LA Carville Energy LLC -Nox Summer v5.12 | 526 | 7522 | Rate Constraint in lbs/MMBtu | FALSE | L | Annual | Rate | lb/MMBtu | 0.042312 | 0.042312 | 0.042312 | 0.042312 | 0.042312 | 0.042312 | 0.042312
LA Carville Energy LLC -Nox Summer v5.12 | 526 | 7522 | Rate Constraint in lbs/MMBtu | FALSE | L | Annual | Generation | TWh | 1.717 | 1.717 | 1.717 | 1.717 | 1.717 | 1.717 | 1.717
LA Carville Energy LLC -Nox Summer v5.12 | 526 | 7522 | Rate Constraint in lbs/MMBtu | FALSE | L | Annual | Qualifying Generation | TWh | 1.3011 | 1.3011 | 1.3011 | 1.3011 | 1.3011 | 1.3011 | 1.3011
LA Carville Energy LLC -Nox Summer v5.12 | 526 | 7522 | Rate Constraint in lbs/MMBtu | FALSE | L | Annual | Rate | lb/MWh | 0.27727 | 0.27727 | 0.27727 | 0.27727 | 0.27727 | 0.27727 | 0.27727
LA Carville Energy LLC -Nox Summer v5.12 | 526 | 7522 | Rate Constraint in lbs/MMBtu | FALSE | L | Annual | Constraint Shadow Price | US2019$/Ton | 0 | 0 | 0 | 0 | 0 | 0 | 0
LA Formosa Plastics High - NOx Summer v4.10 | 527 | 7523 | Rate Constraint in lbs/MMBtu | FALSE | L | Annual | Seasons Included | Seasons | Summer | Summer | Summer | Summer | Summer | Summer | Summer
LA Formosa Plastics High - NOx Summer v4.10 | 527 | 7523 | Rate Constraint in lbs/MMBtu | FALSE | L | Annual | Standard NOX | lb/MMBtu | 0.52663 | 0.52663 | 0.52663 | 0.52663 | 0.52663 | 0.52663 | 0.52663
LA Formosa Plastics High - NOx Summer v4.10 | 527 | 7523 | Rate Constraint in lbs/MMBtu | FALSE | L | Annual | Emissions at Affected Plants NOX | Thousand Tons | 0.02095 | 0.02095 | 0.02095 | 0.014263 | 0.014269 | 0.014269 | 0.014269
LA Formosa Plastics High - NOx Summer v4.10 | 527 | 7523 | Rate Constraint in lbs/MMBtu | FALSE | L | Annual | Allowances Purchased NOX | Thousand Tons | 0 | 0 | 0 | 0 | 0 | 0 | 0
LA Formosa Plastics High - NOx Summer v4.10 | 527 | 7523 | Rate Constraint in lbs/MMBtu | FALSE | L | Annual | Allowances Sold NOX | Thousand Tons | 0 | 0 | 0 | 0 | 0 | 0 | 0
LA Formosa Plastics High - NOx Summer v4.10 | 527 | 7523 | Rate Constraint in lbs/MMBtu | FALSE | L | Annual | Allowances Banked | Thousand Tons | 0 | 0 | 0 | 0 | 0 | 0 | 0
LA Formosa Plastics High - NOx Summer v4.10 | 527 | 7523 | Rate Constraint in lbs/MMBtu | FALSE | L | Annual | Allowances Withdrawn (1:1) | Thousand Tons | 0 | 0 | 0 | 0 | 0 | 0 | 0
LA Formosa Plastics High - NOx Summer v4.10 | 527 | 7523 | Rate Constraint in lbs/MMBtu | FALSE | L | Annual | Allowances Withdrawn (n:1) | Thousand Tons | 0 | 0 | 0 | 0 | 0 | 0 | 0
LA Formosa Plastics High - NOx Summer v4.10 | 527 | 7523 | Rate Constraint in lbs/MMBtu | FALSE | L | Annual | Net Emissions Allowance Position | Thousand Tons | 0.02095 | 0.02095 | 0.02095 | 0.014263 | 0.014269 | 0.014269 | 0.014269
LA Formosa Plastics High - NOx Summer v4.10 | 527 | 7523 | Rate Constraint in lbs/MMBtu | FALSE | L | Annual | Fuel Consumed | TBtu | 0.15846 | 0.15846 | 0.15846 | 0.10788 | 0.10793 | 0.10793 | 0.10793
LA Formosa Plastics High - NOx Summer v4.10 | 527 | 7523 | Rate Constraint in lbs/MMBtu | FALSE | L | Annual | Rate | lb/MMBtu | 0.26442 | 0.26442 | 0.26442 | 0.26442 | 0.26442 | 0.26442 | 0.26442
LA Formosa Plastics High - NOx Summer v4.10 | 527 | 7523 | Rate Constraint in lbs/MMBtu | FALSE | L | Annual | Generation | TWh | 0.050271 | 0.050271 | 0.050271 | 0.034226 | 0.034239 | 0.034239 | 0.034239
LA Formosa Plastics High - NOx Summer v4.10 | 527 | 7523 | Rate Constraint in lbs/MMBtu | FALSE | L | Annual | Qualifying Generation | TWh | 0.019092 | 0.019092 | 0.019092 | 0.012998 | 0.013003 | 0.013003 | 0.013003
LA Formosa Plastics High - NOx Summer v4.10 | 527 | 7523 | Rate Constraint in lbs/MMBtu | FALSE | L | Annual | Rate | lb/MWh | 2.1947 | 2.1947 | 2.1947 | 2.1947 | 2.1947 | 2.1947 | 2.1947
LA Formosa Plastics High - NOx Summer v4.10 | 527 | 7523 | Rate Constraint in lbs/MMBtu | FALSE | L | Annual | Constraint Shadow Price | US2019$/Ton | 0 | 0 | 0 | 0 | 0 | 0 | 0
LA Formosa Plastics Low - NOx Summer v4.10 | 528 | 7524 | Rate Constraint in lbs/MMBtu | FALSE | L | Annual | Seasons Included | Seasons | Summer | Summer | Summer | Summer | Summer | Summer | Summer
LA Formosa Plastics Low - NOx Summer v4.10 | 528 | 7524 | Rate Constraint in lbs/MMBtu | FALSE | L | Annual | Standard NOX | lb/MMBtu | 0.28506 | 0.28506 | 0.28506 | 0.28506 | 0.28506 | 0.28506 | 0.28506
LA Formosa Plastics Low - NOx Summer v4.10 | 528 | 7524 | Rate Constraint in lbs/MMBtu | FALSE | L | Annual | Emissions at Affected Plants NOX | Thousand Tons | 0.0028137 | 0.023364 | 0.011627 | 0.0099857 | 0.012165 | 0.0099857 | 0.010565
LA Formosa Plastics Low - NOx Summer v4.10 | 528 | 7524 | Rate Constraint in lbs/MMBtu | FALSE | L | Annual | Allowances Purchased NOX | Thousand Tons | 0 | 0 | 0 | 0 | 0 | 0 | 0
LA Formosa Plastics Low - NOx Summer v4.10 | 528 | 7524 | Rate Constraint in lbs/MMBtu | FALSE | L | Annual | Allowances Sold NOX | Thousand Tons | 0 | 0 | 0 | 0 | 0 | 0 | 0
LA Formosa Plastics Low - NOx Summer v4.10 | 528 | 7524 | Rate Constraint in lbs/MMBtu | FALSE | L | Annual | Allowances Banked | Thousand Tons | 0 | 0 | 0 | 0 | 0 | 0 | 0
LA Formosa Plastics Low - NOx Summer v4.10 | 528 | 7524 | Rate Constraint in lbs/MMBtu | FALSE | L | Annual | Allowances Withdrawn (1:1) | Thousand Tons | 0 | 0 | 0 | 0 | 0 | 0 | 0
LA Formosa Plastics Low - NOx Summer v4.10 | 528 | 7524 | Rate Constraint in lbs/MMBtu | FALSE | L | Annual | Allowances Withdrawn (n:1) | Thousand Tons | 0 | 0 | 0 | 0 | 0 | 0 | 0
LA Formosa Plastics Low - NOx Summer v4.10 | 528 | 7524 | Rate Constraint in lbs/MMBtu | FALSE | L | Annual | Net Emissions Allowance Position | Thousand Tons | 0.0028137 | 0.023364 | 0.011627 | 0.0099857 | 0.012165 | 0.0099857 | 0.010565
LA Formosa Plastics Low - NOx Summer v4.10 | 528 | 7524 | Rate Constraint in lbs/MMBtu | FALSE | L | Annual | Fuel Consumed | TBtu | 0.074075 | 0.61511 | 0.3061 | 0.26289 | 0.32027 | 0.26289 | 0.27814
LA Formosa Plastics Low - NOx Summer v4.10 | 528 | 7524 | Rate Constraint in lbs/MMBtu | FALSE | L | Annual | Rate | lb/MMBtu | 0.075968 | 0.075968 | 0.075968 | 0.075968 | 0.075968 | 0.075968 | 0.075968
LA Formosa Plastics Low - NOx Summer v4.10 | 528 | 7524 | Rate Constraint in lbs/MMBtu | FALSE | L | Annual | Generation | TWh | 0.012135 | 0.10077 | 0.050148 | 0.043069 | 0.052468 | 0.043069 | 0.045567
LA Formosa Plastics Low - NOx Summer v4.10 | 528 | 7524 | Rate Constraint in lbs/MMBtu | FALSE | L | Annual | Qualifying Generation | TWh | 0.0085144 | 0.070703 | 0.035184 | 0.030218 | 0.036812 | 0.030218 | 0.031971
LA Formosa Plastics Low - NOx Summer v4.10 | 528 | 7524 | Rate Constraint in lbs/MMBtu | FALSE | L | Annual | Rate | lb/MWh | 0.66092 | 0.66092 | 0.66092 | 0.66092 | 0.66092 | 0.66092 | 0.66092
LA Formosa Plastics Low - NOx Summer v4.10 | 528 | 7524 | Rate Constraint in lbs/MMBtu | FALSE | L | Annual | Constraint Shadow Price | US2019$/Ton | 0 | 0 | 0 | 0 | 0 | 0 | 0
LA Geismar Cogen -Nox Summer v5.12 | 529 | 7525 | Rate Constraint in lbs/MMBtu | FALSE | L | Annual | Seasons Included | Seasons | Summer | Summer | Summer | Summer | Summer | Summer | Summer
LA Geismar Cogen -Nox Summer v5.12 | 529 | 7525 | Rate Constraint in lbs/MMBtu | FALSE | L | Annual | Standard NOX | lb/MMBtu | 0.2 | 0.2 | 0.2 | 0.2 | 0.2 | 0.2 | 0.2
LA Geismar Cogen -Nox Summer v5.12 | 529 | 7525 | Rate Constraint in lbs/MMBtu | FALSE | L | Annual | Emissions at Affected Plants NOX | Thousand Tons | 0 | 0 | 0 | 0 | 0 | 0 | 0
LA Geismar Cogen -Nox Summer v5.12 | 529 | 7525 | Rate Constraint in lbs/MMBtu | FALSE | L | Annual | Allowances Purchased NOX | Thousand Tons | 0 | 0 | 0 | 0 | 0 | 0 | 0
LA Geismar Cogen -Nox Summer v5.12 | 529 | 7525 | Rate Constraint in lbs/MMBtu | FALSE | L | Annual | Allowances Sold NOX | Thousand Tons | 0 | 0 | 0 | 0 | 0 | 0 | 0
LA Geismar Cogen -Nox Summer v5.12 | 529 | 7525 | Rate Constraint in lbs/MMBtu | FALSE | L | Annual | Allowances Banked | Thousand Tons | 0 | 0 | 0 | 0 | 0 | 0 | 0
LA Geismar Cogen -Nox Summer v5.12 | 529 | 7525 | Rate Constraint in lbs/MMBtu | FALSE | L | Annual | Allowances Withdrawn (1:1) | Thousand Tons | 0 | 0 | 0 | 0 | 0 | 0 | 0
LA Geismar Cogen -Nox Summer v5.12 | 529 | 7525 | Rate Constraint in lbs/MMBtu | FALSE | L | Annual | Allowances Withdrawn (n:1) | Thousand Tons | 0 | 0 | 0 | 0 | 0 | 0 | 0
LA Geismar Cogen -Nox Summer v5.12 | 529 | 7525 | Rate Constraint in lbs/MMBtu | FALSE | L | Annual | Net Emissions Allowance Position | Thousand Tons | 0 | 0 | 0 | 0 | 0 | 0 | 0
LA Geismar Cogen -Nox Summer v5.12 | 529 | 7525 | Rate Constraint in lbs/MMBtu | FALSE | L | Annual | Fuel Consumed | TBtu | 0 | 0 | 0 | 0 | 0 | 0 | 0
LA Geismar Cogen -Nox Summer v5.12 | 529 | 7525 | Rate Constraint in lbs/MMBtu | FALSE | L | Annual | Rate | lb/MMBtu | 0 | 0 | 0 | 0 | 0 | 0 | 0
LA Geismar Cogen -Nox Summer v5.12 | 529 | 7525 | Rate Constraint in lbs/MMBtu | FALSE | L | Annual | Generation | TWh | 0 | 0 | 0 | 0 | 0 | 0 | 0
LA Geismar Cogen -Nox Summer v5.12 | 529 | 7525 | Rate Constraint in lbs/MMBtu | FALSE | L | Annual | Qualifying Generation | TWh | 0 | 0 | 0 | 0 | 0 | 0 | 0
LA Geismar Cogen -Nox Summer v5.12 | 529 | 7525 | Rate Constraint in lbs/MMBtu | FALSE | L | Annual | Rate | lb/MWh | 0 | 0 | 0 | 0 | 0 | 0 | 0
LA Geismar Cogen -Nox Summer v5.12 | 529 | 7525 | Rate Constraint in lbs/MMBtu | FALSE | L | Annual | Constraint Shadow Price | US2019$/Ton | 0 | 0 | 0 | 0 | 0 | 0 | 0
LA Georgia Gulf Plaquemine -Nox Summer v5.12 | 530 | 7526 | Rate Constraint in lbs/MMBtu | FALSE | L | Annual | Seasons Included | Seasons | Summer | Summer | Summer | Summer | Summer | Summer | Summer
LA Georgia Gulf Plaquemine -Nox Summer v5.12 | 530 | 7526 | Rate Constraint in lbs/MMBtu | FALSE | L | Annual | Standard NOX | lb/MMBtu | 0.2 | 0.2 | 0.2 | 0.2 | 0.2 | 0.2 | 0.2
LA Georgia Gulf Plaquemine -Nox Summer v5.12 | 530 | 7526 | Rate Constraint in lbs/MMBtu | FALSE | L | Annual | Emissions at Affected Plants NOX | Thousand Tons | 0.003206 | 0.09306 | 0.017503 | 0.042458 | 0.076424 | 0.042631 | 0.042804
LA Georgia Gulf Plaquemine -Nox Summer v5.12 | 530 | 7526 | Rate Constraint in lbs/MMBtu | FALSE | L | Annual | Allowances Purchased NOX | Thousand Tons | 0 | 0 | 0 | 0 | 0 | 0 | 0
LA Georgia Gulf Plaquemine -Nox Summer v5.12 | 530 | 7526 | Rate Constraint in lbs/MMBtu | FALSE | L | Annual | Allowances Sold NOX | Thousand Tons | 0 | 0 | 0 | 0 | 0 | 0 | 0
LA Georgia Gulf Plaquemine -Nox Summer v5.12 | 530 | 7526 | Rate Constraint in lbs/MMBtu | FALSE | L | Annual | Allowances Banked | Thousand Tons | 0 | 0 | 0 | 0 | 0 | 0 | 0
LA Georgia Gulf Plaquemine -Nox Summer v5.12 | 530 | 7526 | Rate Constraint in lbs/MMBtu | FALSE | L | Annual | Allowances Withdrawn (1:1) | Thousand Tons | 0 | 0 | 0 | 0 | 0 | 0 | 0
LA Georgia Gulf Plaquemine -Nox Summer v5.12 | 530 | 7526 | Rate Constraint in lbs/MMBtu | FALSE | L | Annual | Allowances Withdrawn (n:1) | Thousand Tons | 0 | 0 | 0 | 0 | 0 | 0 | 0
LA Georgia Gulf Plaquemine -Nox Summer v5.12 | 530 | 7526 | Rate Constraint in lbs/MMBtu | FALSE | L | Annual | Net Emissions Allowance Position | Thousand Tons | 0.003206 | 0.09306 | 0.017503 | 0.042458 | 0.076424 | 0.042631 | 0.042804
LA Georgia Gulf Plaquemine -Nox Summer v5.12 | 530 | 7526 | Rate Constraint in lbs/MMBtu | FALSE | L | Annual | Fuel Consumed | TBtu | 0.044566 | 1.2936 | 0.24331 | 0.5902 | 1.0624 | 0.59261 | 0.59502
LA Georgia Gulf Plaquemine -Nox Summer v5.12 | 530 | 7526 | Rate Constraint in lbs/MMBtu | FALSE | L | Annual | Rate | lb/MMBtu | 0.14388 | 0.14388 | 0.14388 | 0.14388 | 0.14388 | 0.14388 | 0.14388
LA Georgia Gulf Plaquemine -Nox Summer v5.12 | 530 | 7526 | Rate Constraint in lbs/MMBtu | FALSE | L | Annual | Generation | TWh | 0.0075389 | 0.21883 | 0.041159 | 0.09984 | 0.17971 | 0.10025 | 0.10066
LA Georgia Gulf Plaquemine -Nox Summer v5.12 | 530 | 7526 | Rate Constraint in lbs/MMBtu | FALSE | L | Annual | Qualifying Generation | TWh | 0.0051225 | 0.14869 | 0.027966 | 0.067839 | 0.12211 | 0.068116 | 0.068393
LA Georgia Gulf Plaquemine -Nox Summer v5.12 | 530 | 7526 | Rate Constraint in lbs/MMBtu | FALSE | L | Annual | Rate | lb/MWh | 1.2517 | 1.2517 | 1.2517 | 1.2517 | 1.2517 | 1.2517 | 1.2517
LA Georgia Gulf Plaquemine -Nox Summer v5.12 | 530 | 7526 | Rate Constraint in lbs/MMBtu | FALSE | L | Annual | Constraint Shadow Price | US2019$/Ton | 0 | 0 | 0 | 0 | 0 | 0 | 0
LA Louisiana 1 - NOx Summer v4.10 | 531 | 7527 | Rate Constraint in lbs/MMBtu | FALSE | L | Annual | Seasons Included | Seasons | Summer | Summer | Summer | Summer | Summer | Summer | Summer
LA Louisiana 1 - NOx Summer v4.10 | 531 | 7527 | Rate Constraint in lbs/MMBtu | FALSE | L | Annual | Standard NOX | lb/MMBtu | 0.24144 | 0.24144 | 0.24144 | 0.24144 | 0.24144 | 0.24144 | 0.24144
LA Louisiana 1 - NOx Summer v4.10 | 531 | 7527 | Rate Constraint in lbs/MMBtu | FALSE | L | Annual | Emissions at Affected Plants NOX | Thousand Tons | 0.097605 | 0.097605 | 0.097605 | 0.097605 | 0.097605 | 0.097605 | 0.097605
LA Louisiana 1 - NOx Summer v4.10 | 531 | 7527 | Rate Constraint in lbs/MMBtu | FALSE | L | Annual | Allowances Purchased NOX | Thousand Tons | 0 | 0 | 0 | 0 | 0 | 0 | 0
LA Louisiana 1 - NOx Summer v4.10 | 531 | 7527 | Rate Constraint in lbs/MMBtu | FALSE | L | Annual | Allowances Sold NOX | Thousand Tons | 0 | 0 | 0 | 0 | 0 | 0 | 0
LA Louisiana 1 - NOx Summer v4.10 | 531 | 7527 | Rate Constraint in lbs/MMBtu | FALSE | L | Annual | Allowances Banked | Thousand Tons | 0 | 0 | 0 | 0 | 0 | 0 | 0
LA Louisiana 1 - NOx Summer v4.10 | 531 | 7527 | Rate Constraint in lbs/MMBtu | FALSE | L | Annual | Allowances Withdrawn (1:1) | Thousand Tons | 0 | 0 | 0 | 0 | 0 | 0 | 0
LA Louisiana 1 - NOx Summer v4.10 | 531 | 7527 | Rate Constraint in lbs/MMBtu | FALSE | L | Annual | Allowances Withdrawn (n:1) | Thousand Tons | 0 | 0 | 0 | 0 | 0 | 0 | 0
LA Louisiana 1 - NOx Summer v4.10 | 531 | 7527 | Rate Constraint in lbs/MMBtu | FALSE | L | Annual | Net Emissions Allowance Position | Thousand Tons | 0.097605 | 0.097605 | 0.097605 | 0.097605 | 0.097605 | 0.097605 | 0.097605
LA Louisiana 1 - NOx Summer v4.10 | 531 | 7527 | Rate Constraint in lbs/MMBtu | FALSE | L | Annual | Fuel Consumed | TBtu | 0.98225 | 0.98225 | 0.98225 | 0.98225 | 0.98225 | 0.98225 | 0.98225
LA Louisiana 1 - NOx Summer v4.10 | 531 | 7527 | Rate Constraint in lbs/MMBtu | FALSE | L | Annual | Rate | lb/MMBtu | 0.19874 | 0.19874 | 0.19874 | 0.19874 | 0.19874 | 0.19874 | 0.19874
LA Louisiana 1 - NOx Summer v4.10 | 531 | 7527 | Rate Constraint in lbs/MMBtu | FALSE | L | Annual | Generation | TWh | 0.26702 | 0.26702 | 0.26702 | 0.26702 | 0.26702 | 0.26702 | 0.26702
LA Louisiana 1 - NOx Summer v4.10 | 531 | 7527 | Rate Constraint in lbs/MMBtu | FALSE | L | Annual | Qualifying Generation | TWh | 0.21593 | 0.21593 | 0.21593 | 0.21593 | 0.21593 | 0.21593 | 0.21593
LA Louisiana 1 - NOx Summer v4.10 | 531 | 7527 | Rate Constraint in lbs/MMBtu | FALSE | L | Annual | Rate | lb/MWh | 0.90406 | 0.90406 | 0.90406 | 0.90406 | 0.90406 | 0.90406 | 0.90406
LA Louisiana 1 - NOx Summer v4.10 | 531 | 7527 | Rate Constraint in lbs/MMBtu | FALSE | L | Annual | Constraint Shadow Price | US2019$/Ton | 0 | 0 | 0 | 0 | 0 | 0 | 0
LA New Roads - NOx Summer v4.10 | 532 | 7528 | Rate Constraint in lbs/MMBtu | FALSE | L | Annual | Seasons Included | Seasons | Summer | Summer | Summer | Summer | Summer | Summer | Summer
LA New Roads - NOx Summer v4.10 | 532 | 7528 | Rate Constraint in lbs/MMBtu | FALSE | L | Annual | Standard NOX | lb/MMBtu | 0.2 | 0.2 | 0.2 | 0.2 | 0.2 | 0.2 | 0.2
LA New Roads - NOx Summer v4.10 | 532 | 7528 | Rate Constraint in lbs/MMBtu | FALSE | L | Annual | Emissions at Affected Plants NOX | Thousand Tons | 0.0015654 | 0.00088108 | 0.00030795 | 1.7108e-05 | 1.7108e-05 | 0 | 0
LA New Roads - NOx Summer v4.10 | 532 | 7528 | Rate Constraint in lbs/MMBtu | FALSE | L | Annual | Allowances Purchased NOX | Thousand Tons | 0 | 0 | 0 | 0 | 0 | 0 | 0
LA New Roads - NOx Summer v4.10 | 532 | 7528 | Rate Constraint in lbs/MMBtu | FALSE | L | Annual | Allowances Sold NOX | Thousand Tons | 0 | 0 | 0 | 0 | 0 | 0 | 0
LA New Roads - NOx Summer v4.10 | 532 | 7528 | Rate Constraint in lbs/MMBtu | FALSE | L | Annual | Allowances Banked | Thousand Tons | 0 | 0 | 0 | 0 | 0 | 0 | 0
LA New Roads - NOx Summer v4.10 | 532 | 7528 | Rate Constraint in lbs/MMBtu | FALSE | L | Annual | Allowances Withdrawn (1:1) | Thousand Tons | 0 | 0 | 0 | 0 | 0 | 0 | 0
LA New Roads - NOx Summer v4.10 | 532 | 7528 | Rate Constraint in lbs/MMBtu | FALSE | L | Annual | Allowances Withdrawn (n:1) | Thousand Tons | 0 | 0 | 0 | 0 | 0 | 0 | 0
LA New Roads - NOx Summer v4.10 | 532 | 7528 | Rate Constraint in lbs/MMBtu | FALSE | L | Annual | Net Emissions Allowance Position | Thousand Tons | 0.0015654 | 0.00088108 | 0.00030795 | 1.7108e-05 | 1.7108e-05 | 0 | 0
LA New Roads - NOx Summer v4.10 | 532 | 7528 | Rate Constraint in lbs/MMBtu | FALSE | L | Annual | Fuel Consumed | TBtu | 0.015655 | 0.0088113 | 0.0030797 | 0.00017109 | 0.00017109 | 0 | 0
LA New Roads - NOx Summer v4.10 | 532 | 7528 | Rate Constraint in lbs/MMBtu | FALSE | L | Annual | Rate | lb/MMBtu | 0.19999 | 0.19999 | 0.19999 | 0.19999 | 0.19999 | 0 | 0
LA New Roads - NOx Summer v4.10 | 532 | 7528 | Rate Constraint in lbs/MMBtu | FALSE | L | Annual | Generation | TWh | 0.0011847 | 0.00066678 | 0.00023305 | 1.2947e-05 | 1.2947e-05 | 0 | 0
LA New Roads - NOx Summer v4.10 | 532 | 7528 | Rate Constraint in lbs/MMBtu | FALSE | L | Annual | Qualifying Generation | TWh | 0.0011847 | 0.00066678 | 0.00023305 | 1.2947e-05 | 1.2947e-05 | 0 | 0
LA New Roads - NOx Summer v4.10 | 532 | 7528 | Rate Constraint in lbs/MMBtu | FALSE | L | Annual | Rate | lb/MWh | 2.6428 | 2.6428 | 2.6428 | 2.6428 | 2.6428 | 0 | 0
LA New Roads - NOx Summer v4.10 | 532 | 7528 | Rate Constraint in lbs/MMBtu | FALSE | L | Annual | Constraint Shadow Price | US2019$/Ton | 0 | 0 | 0 | 0 | 0 | 0 | 0
LA Plaquemine Cogeneration Plant -Nox Summer v5.12 | 533 | 7529 | Rate Constraint in lbs/MMBtu | FALSE | L | Annual | Seasons Included | Seasons | Summer | Summer | Summer | Summer | Summer | Summer | Summer
LA Plaquemine Cogeneration Plant -Nox Summer v5.12 | 533 | 7529 | Rate Constraint in lbs/MMBtu | FALSE | L | Annual | Standard NOX | lb/MMBtu | 0.2 | 0.2 | 0.2 | 0.2 | 0.2 | 0.2 | 0.2
LA Plaquemine Cogeneration Plant -Nox Summer v5.12 | 533 | 7529 | Rate Constraint in lbs/MMBtu | FALSE | L | Annual | Emissions at Affected Plants NOX | Thousand Tons | 0.09166 | 0.12217 | 0.067037 | 0.026117 | 0.026084 | 0.026084 | 0.026051
LA Plaquemine Cogeneration Plant -Nox Summer v5.12 | 533 | 7529 | Rate Constraint in lbs/MMBtu | FALSE | L | Annual | Allowances Purchased NOX | Thousand Tons | 0 | 0 | 0 | 0 | 0 | 0 | 0
LA Plaquemine Cogeneration Plant -Nox Summer v5.12 | 533 | 7529 | Rate Constraint in lbs/MMBtu | FALSE | L | Annual | Allowances Sold NOX | Thousand Tons | 0 | 0 | 0 | 0 | 0 | 0 | 0
LA Plaquemine Cogeneration Plant -Nox Summer v5.12 | 533 | 7529 | Rate Constraint in lbs/MMBtu | FALSE | L | Annual | Allowances Banked | Thousand Tons | 0 | 0 | 0 | 0 | 0 | 0 | 0
LA Plaquemine Cogeneration Plant -Nox Summer v5.12 | 533 | 7529 | Rate Constraint in lbs/MMBtu | FALSE | L | Annual | Allowances Withdrawn (1:1) | Thousand Tons | 0 | 0 | 0 | 0 | 0 | 0 | 0
LA Plaquemine Cogeneration Plant -Nox Summer v5.12 | 533 | 7529 | Rate Constraint in lbs/MMBtu | FALSE | L | Annual | Allowances Withdrawn (n:1) | Thousand Tons | 0 | 0 | 0 | 0 | 0 | 0 | 0
LA Plaquemine Cogeneration Plant -Nox Summer v5.12 | 533 | 7529 | Rate Constraint in lbs/MMBtu | FALSE | L | Annual | Net Emissions Allowance Position | Thousand Tons | 0.09166 | 0.12217 | 0.067037 | 0.026117 | 0.026084 | 0.026084 | 0.026051
LA Plaquemine Cogeneration Plant -Nox Summer v5.12 | 533 | 7529 | Rate Constraint in lbs/MMBtu | FALSE | L | Annual | Fuel Consumed | TBtu | 13.5838 | 18.1051 | 9.9347 | 3.8705 | 3.8656 | 3.8656 | 3.8606
LA Plaquemine Cogeneration Plant -Nox Summer v5.12 | 533 | 7529 | Rate Constraint in lbs/MMBtu | FALSE | L | Annual | Rate | lb/MMBtu | 0.013496 | 0.013496 | 0.013496 | 0.013496 | 0.013496 | 0.013496 | 0.013496
LA Plaquemine Cogeneration Plant -Nox Summer v5.12 | 533 | 7529 | Rate Constraint in lbs/MMBtu | FALSE | L | Annual | Generation | TWh | 1.9608 | 2.6135 | 1.4341 | 0.55871 | 0.558 | 0.558 | 0.55728
LA Plaquemine Cogeneration Plant -Nox Summer v5.12 | 533 | 7529 | Rate Constraint in lbs/MMBtu | FALSE | L | Annual | Qualifying Generation | TWh | 1.7435 | 2.3238 | 1.2751 | 0.49679 | 0.49616 | 0.49616 | 0.49553
LA Plaquemine Cogeneration Plant -Nox Summer v5.12 | 533 | 7529 | Rate Constraint in lbs/MMBtu | FALSE | L | Annual | Rate | lb/MWh | 0.10514 | 0.10514 | 0.10514 | 0.10514 | 0.10514 | 0.10514 | 0.10514
LA Plaquemine Cogeneration Plant -Nox Summer v5.12 | 533 | 7529 | Rate Constraint in lbs/MMBtu | FALSE | L | Annual | Constraint Shadow Price | US2019$/Ton | 0 | 0 | 0 | 0 | 0 | 0 | 0
LA Shell Chemical - NOx Summer v4.10 | 534 | 7530 | Rate Constraint in lbs/MMBtu | FALSE | L | Annual | Seasons Included | Seasons | Summer | Summer | Summer | Summer | Summer | Summer | Summer
LA Shell Chemical - NOx Summer v4.10 | 534 | 7530 | Rate Constraint in lbs/MMBtu | FALSE | L | Annual | Standard NOX | lb/MMBtu | 0.29434 | 0.29434 | 0.29434 | 0.29434 | 0.29434 | 0.29434 | 0.29434
LA Shell Chemical - NOx Summer v4.10 | 534 | 7530 | Rate Constraint in lbs/MMBtu | FALSE | L | Annual | Emissions at Affected Plants NOX | Thousand Tons | 5.4104e-05 | 0.017259 | 0.04561 | 0.039171 | 0.04772 | 0.039171 | 0.041444
LA Shell Chemical - NOx Summer v4.10 | 534 | 7530 | Rate Constraint in lbs/MMBtu | FALSE | L | Annual | Allowances Purchased NOX | Thousand Tons | 0 | 0 | 0 | 0 | 0 | 0 | 0
LA Shell Chemical - NOx Summer v4.10 | 534 | 7530 | Rate Constraint in lbs/MMBtu | FALSE | L | Annual | Allowances Sold NOX | Thousand Tons | 0 | 0 | 0 | 0 | 0 | 0 | 0
LA Shell Chemical - NOx Summer v4.10 | 534 | 7530 | Rate Constraint in lbs/MMBtu | FALSE | L | Annual | Allowances Banked | Thousand Tons | 0 | 0 | 0 | 0 | 0 | 0 | 0
LA Shell Chemical - NOx Summer v4.10 | 534 | 7530 | Rate Constraint in lbs/MMBtu | FALSE | L | Annual | Allowances Withdrawn (1:1) | Thousand Tons | 0 | 0 | 0 | 0 | 0 | 0 | 0
LA Shell Chemical - NOx Summer v4.10 | 534 | 7530 | Rate Constraint in lbs/MMBtu | FALSE | L | Annual | Allowances Withdrawn (n:1) | Thousand Tons | 0 | 0 | 0 | 0 | 0 | 0 | 0
LA Shell Chemical - NOx Summer v4.10 | 534 | 7530 | Rate Constraint in lbs/MMBtu | FALSE | L | Annual | Net Emissions Allowance Position | Thousand Tons | 5.4104e-05 | 0.017259 | 0.04561 | 0.039171 | 0.04772 | 0.039171 | 0.041444
LA Shell Chemical - NOx Summer v4.10 | 534 | 7530 | Rate Constraint in lbs/MMBtu | FALSE | L | Annual | Fuel Consumed | TBtu | 0.00036764 | 0.11728 | 0.30992 | 0.26617 | 0.32426 | 0.26617 | 0.28161
LA Shell Chemical - NOx Summer v4.10 | 534 | 7530 | Rate Constraint in lbs/MMBtu | FALSE | L | Annual | Rate | lb/MMBtu | 0.29433 | 0.29433 | 0.29433 | 0.29433 | 0.29433 | 0.29433 | 0.29433
LA Shell Chemical - NOx Summer v4.10 | 534 | 7530 | Rate Constraint in lbs/MMBtu | FALSE | L | Annual | Generation | TWh | 6.2191e-05 | 0.019839 | 0.052427 | 0.045027 | 0.054853 | 0.045027 | 0.047639
LA Shell Chemical - NOx Summer v4.10 | 534 | 7530 | Rate Constraint in lbs/MMBtu | FALSE | L | Annual | Qualifying Generation | TWh | 4.2258e-05 | 0.01348 | 0.035623 | 0.030594 | 0.037271 | 0.030594 | 0.032369
LA Shell Chemical - NOx Summer v4.10 | 534 | 7530 | Rate Constraint in lbs/MMBtu | FALSE | L | Annual | Rate | lb/MWh | 2.5607 | 2.5607 | 2.5607 | 2.5607 | 2.5607 | 2.5607 | 2.5607
LA Shell Chemical - NOx Summer v4.10 | 534 | 7530 | Rate Constraint in lbs/MMBtu | FALSE | L | Annual | Constraint Shadow Price | US2019$/Ton | 0 | 0 | 0 | 0 | 0 | 0 | 0
Louisiana Coal Units - SO2 Rate Annual v3.1, Unit 2711 and retrofits | 535 | 7321 | Rate Constraint in lbs/MMBtu | FALSE | L | Annual | Seasons Included | Seasons | Winter, WintShld, Summer | Winter, WintShld, Summer | Winter, WintShld, Summer | Winter, WintShld, Summer | Winter, WintShld, Summer | Winter, WintShld, Summer | Winter, WintShld, Summer
Louisiana Coal Units - SO2 Rate Annual v3.1, Unit 2711 and retrofits | 535 | 7321 | Rate Constraint in lbs/MMBtu | FALSE | L | Annual | Standard SO2 | lb/MMBtu | 1.2 | 1.2 | 1.2 | 1.2 | 1.2 | 1.2 | 1.2
Louisiana Coal Units - SO2 Rate Annual v3.1, Unit 2711 and retrofits | 535 | 7321 | Rate Constraint in lbs/MMBtu | FALSE | L | Annual | Emissions at Affected Plants SO2 | Thousand Tons | 0 | 0 | 0 | 0 | 0 | 0 | 0
Louisiana Coal Units - SO2 Rate Annual v3.1, Unit 2711 and retrofits | 535 | 7321 | Rate Constraint in lbs/MMBtu | FALSE | L | Annual | Allowances Purchased SO2 | Thousand Tons | 0 | 0 | 0 | 0 | 0 | 0 | 0
Louisiana Coal Units - SO2 Rate Annual v3.1, Unit 2711 and retrofits | 535 | 7321 | Rate Constraint in lbs/MMBtu | FALSE | L | Annual | Allowances Sold SO2 | Thousand Tons | 0 | 0 | 0 | 0 | 0 | 0 | 0
Louisiana Coal Units - SO2 Rate Annual v3.1, Unit 2711 and retrofits | 535 | 7321 | Rate Constraint in lbs/MMBtu | FALSE | L | Annual | Allowances Banked | Thousand Tons | 0 | 0 | 0 | 0 | 0 | 0 | 0
Louisiana Coal Units - SO2 Rate Annual v3.1, Unit 2711 and retrofits | 535 | 7321 | Rate Constraint in lbs/MMBtu | FALSE | L | Annual | Allowances Withdrawn (1:1) | Thousand Tons | 0 | 0 | 0 | 0 | 0 | 0 | 0
Louisiana Coal Units - SO2 Rate Annual v3.1, Unit 2711 and retrofits | 535 | 7321 | Rate Constraint in lbs/MMBtu | FALSE | L | Annual | Allowances Withdrawn (n:1) | Thousand Tons | 0 | 0 | 0 | 0 | 0 | 0 | 0
Louisiana Coal Units - SO2 Rate Annual v3.1, Unit 2711 and retrofits | 535 | 7321 | Rate Constraint in lbs/MMBtu | FALSE | L | Annual | Net Emissions Allowance Position | Thousand Tons | 0 | 0 | 0 | 0 | 0 | 0 | 0
Louisiana Coal Units - SO2 Rate Annual v3.1, Unit 2711 and retrofits | 535 | 7321 | Rate Constraint in lbs/MMBtu | FALSE | L | Annual | Fuel Consumed | TBtu | 0 | 0 | 0 | 0 | 0 | 0 | 0
Louisiana Coal Units - SO2 Rate Annual v3.1, Unit 2711 and retrofits | 535 | 7321 | Rate Constraint in lbs/MMBtu | FALSE | L | Annual | Rate | lb/MMBtu | 0 | 0 | 0 | 0 | 0 | 0 | 0
Louisiana Coal Units - SO2 Rate Annual v3.1, Unit 2711 and retrofits | 535 | 7321 | Rate Constraint in lbs/MMBtu | FALSE | L | Annual | Generation | TWh | 0 | 0 | 0 | 0 | 0 | 0 | 0
Louisiana Coal Units - SO2 Rate Annual v3.1, Unit 2711 and retrofits | 535 | 7321 | Rate Constraint in lbs/MMBtu | FALSE | L | Annual | Qualifying Generation | TWh | 0 | 0 | 0 | 0 | 0 | 0 | 0
Louisiana Coal Units - SO2 Rate Annual v3.1, Unit 2711 and retrofits | 535 | 7321 | Rate Constraint in lbs/MMBtu | FALSE | L | Annual | Rate | lb/MWh | 0 | 0 | 0 | 0 | 0 | 0 | 0
Louisiana Coal Units - SO2 Rate Annual v3.1, Unit 2711 and retrofits | 535 | 7321 | Rate Constraint in lbs/MMBtu | FALSE | L | Annual | Constraint Shadow Price | US2019$/Ton | 0 | 0 | 0 | 0 | 0 | 0 | 0
Louisiana Coal Units - SO2 Rate Annual v3.1, Unit 2742 and retrofits | 536 | 7321 | Rate Constraint in lbs/MMBtu | FALSE | L | Annual | Seasons Included | Seasons | Winter, WintShld, Summer | Winter, WintShld, Summer | Winter, WintShld, Summer | Winter, WintShld, Summer | Winter, WintShld, Summer | Winter, WintShld, Summer | Winter, WintShld, Summer
Louisiana Coal Units - SO2 Rate Annual v3.1, Unit 2742 and retrofits | 536 | 7321 | Rate Constraint in lbs/MMBtu | FALSE | L | Annual | Standard SO2 | lb/MMBtu | 1.2 | 1.2 | 1.2 | 1.2 | 1.2 | 1.2 | 1.2
Louisiana Coal Units - SO2 Rate Annual v3.1, Unit 2742 and retrofits | 536 | 7321 | Rate Constraint in lbs/MMBtu | FALSE | L | Annual | Emissions at Affected Plants SO2 | Thousand Tons | 0 | 0 | 0 | 0 | 0 | 0 | 0
Louisiana Coal Units - SO2 Rate Annual v3.1, Unit 2742 and retrofits | 536 | 7321 | Rate Constraint in lbs/MMBtu | FALSE | L | Annual | Allowances Purchased SO2 | Thousand Tons | 0 | 0 | 0 | 0 | 0 | 0 | 0
Louisiana Coal Units - SO2 Rate Annual v3.1, Unit 2742 and retrofits | 536 | 7321 | Rate Constraint in lbs/MMBtu | FALSE | L | Annual | Allowances Sold SO2 | Thousand Tons | 0 | 0 | 0 | 0 | 0 | 0 | 0
Louisiana Coal Units - SO2 Rate Annual v3.1, Unit 2742 and retrofits | 536 | 7321 | Rate Constraint in lbs/MMBtu | FALSE | L | Annual | Allowances Banked | Thousand Tons | 0 | 0 | 0 | 0 | 0 | 0 | 0
Louisiana Coal Units - SO2 Rate Annual v3.1, Unit 2742 and retrofits | 536 | 7321 | Rate Constraint in lbs/MMBtu | FALSE | L | Annual | Allowances Withdrawn (1:1) | Thousand Tons | 0 | 0 | 0 | 0 | 0 | 0 | 0
Louisiana Coal Units - SO2 Rate Annual v3.1, Unit 2742 and retrofits | 536 | 7321 | Rate Constraint in lbs/MMBtu | FALSE | L | Annual | Allowances Withdrawn (n:1) | Thousand Tons | 0 | 0 | 0 | 0 | 0 | 0 | 0
Louisiana Coal Units - SO2 Rate Annual v3.1, Unit 2742 and retrofits | 536 | 7321 | Rate Constraint in lbs/MMBtu | FALSE | L | Annual | Net Emissions Allowance Position | Thousand Tons | 0 | 0 | 0 | 0 | 0 | 0 | 0
Louisiana Coal Units - SO2 Rate Annual v3.1, Unit 2742 and retrofits | 536 | 7321 | Rate Constraint in lbs/MMBtu | FALSE | L | Annual | Fuel Consumed | TBtu | 0 | 0 | 0 | 0 | 0 | 0 | 0
Louisiana Coal Units - SO2 Rate Annual v3.1, Unit 2742 and retrofits | 536 | 7321 | Rate Constraint in lbs/MMBtu | FALSE | L | Annual | Rate | lb/MMBtu | 0 | 0 | 0 | 0 | 0 | 0 | 0
Louisiana Coal Units - SO2 Rate Annual v3.1, Unit 2742 and retrofits | 536 | 7321 | Rate Constraint in lbs/MMBtu | FALSE | L | Annual | Generation | TWh | 0 | 0 | 0 | 0 | 0 | 0 | 0
Louisiana Coal Units - SO2 Rate Annual v3.1, Unit 2742 and retrofits | 536 | 7321 | Rate Constraint in lbs/MMBtu | FALSE | L | Annual | Qualifying Generation | TWh | 0 | 0 | 0 | 0 | 0 | 0 | 0
Louisiana Coal Units - SO2 Rate Annual v3.1, Unit 2742 and retrofits | 536 | 7321 | Rate Constraint in lbs/MMBtu | FALSE | L | Annual | Rate | lb/MWh | 0 | 0 | 0 | 0 | 0 | 0 | 0
Louisiana Coal Units - SO2 Rate Annual v3.1, Unit 2742 and retrofits | 536 | 7321 | Rate Constraint in lbs/MMBtu | FALSE | L | Annual | Constraint Shadow Price | US2019$/Ton | 0 | 0 | 0 | 0 | 0 | 0 | 0
Louisiana Coal Units - SO2 Rate Annual v3.1, Unit 3258 and retrofits | 537 | 7321 | Rate Constraint in lbs/MMBtu | FALSE | L | Annual | Seasons Included | Seasons | Winter, WintShld, Summer | Winter, WintShld, Summer | Winter, WintShld, Summer | Winter, WintShld, Summer | Winter, WintShld, Summer | Winter, WintShld, Summer | Winter, WintShld, Summer
Louisiana Coal Units - SO2 Rate Annual v3.1, Unit 3258 and retrofits | 537 | 7321 | Rate Constraint in lbs/MMBtu | FALSE | L | Annual | Standard SO2 | lb/MMBtu | 1.2 | 1.2 | 1.2 | 1.2 | 1.2 | 1.2 | 1.2
Louisiana Coal Units - SO2 Rate Annual v3.1, Unit 3258 and retrofits | 537 | 7321 | Rate Constraint in lbs/MMBtu | FALSE | L | Annual | Emissions at Affected Plants SO2 | Thousand Tons | 0 | 0 | 0 | 0 | 0 | 0 | 0
Louisiana Coal Units - SO2 Rate Annual v3.1, Unit 3258 and retrofits | 537 | 7321 | Rate Constraint in lbs/MMBtu | FALSE | L | Annual | Allowances Purchased SO2 | Thousand Tons | 0 | 0 | 0 | 0 | 0 | 0 | 0
Louisiana Coal Units - SO2 Rate Annual v3.1, Unit 3258 and retrofits | 537 | 7321 | Rate Constraint in lbs/MMBtu | FALSE | L | Annual | Allowances Sold SO2 | Thousand Tons | 0 | 0 | 0 | 0 | 0 | 0 | 0
Louisiana Coal Units - SO2 Rate Annual v3.1, Unit 3258 and retrofits | 537 | 7321 | Rate Constraint in lbs/MMBtu | FALSE | L | Annual | Allowances Banked | Thousand Tons | 0 | 0 | 0 | 0 | 0 | 0 | 0
Louisiana Coal Units - SO2 Rate Annual v3.1, Unit 3258 and retrofits | 537 | 7321 | Rate Constraint in lbs/MMBtu | FALSE | L | Annual | Allowances Withdrawn (1:1) | Thousand Tons | 0 | 0 | 0 | 0 | 0 | 0 | 0
Louisiana Coal Units - SO2 Rate Annual v3.1, Unit 3258 and retrofits | 537 | 7321 | Rate Constraint in lbs/MMBtu | FALSE | L | Annual | Allowances Withdrawn (n:1) | Thousand Tons | 0 | 0 | 0 | 0 | 0 | 0 | 0
Louisiana Coal Units - SO2 Rate Annual v3.1, Unit 3258 and retrofits | 537 | 7321 | Rate Constraint in lbs/MMBtu | FALSE | L | Annual | Net Emissions Allowance Position | Thousand Tons | 0 | 0 | 0 | 0 | 0 | 0 | 0
Louisiana Coal Units - SO2 Rate Annual v3.1, Unit 3258 and retrofits | 537 | 7321 | Rate Constraint in lbs/MMBtu | FALSE | L | Annual | Fuel Consumed | TBtu | 0 | 0 | 0 | 0 | 0 | 0 | 0
Louisiana Coal Units - SO2 Rate Annual v3.1, Unit 3258 and retrofits | 537 | 7321 | Rate Constraint in lbs/MMBtu | FALSE | L | Annual | Rate | lb/MMBtu | 0 | 0 | 0 | 0 | 0 | 0 | 0
Louisiana Coal Units - SO2 Rate Annual v3.1, Unit 3258 and retrofits | 537 | 7321 | Rate Constraint in lbs/MMBtu | FALSE | L | Annual | Generation | TWh | 0 | 0 | 0 | 0 | 0 | 0 | 0
Louisiana Coal Units - SO2 Rate Annual v3.1, Unit 3258 and retrofits | 537 | 7321 | Rate Constraint in lbs/MMBtu | FALSE | L | Annual | Qualifying Generation | TWh | 0 | 0 | 0 | 0 | 0 | 0 | 0
Louisiana Coal Units - SO2 Rate Annual v3.1, Unit 3258 and retrofits | 537 | 7321 | Rate Constraint in lbs/MMBtu | FALSE | L | Annual | Rate | lb/MWh | 0 | 0 | 0 | 0 | 0 | 0 | 0
Louisiana Coal Units - SO2 Rate Annual v3.1, Unit 3258 and retrofits | 537 | 7321 | Rate Constraint in lbs/MMBtu | FALSE | L | Annual | Constraint Shadow Price | US2019$/Ton | 0 | 0 | 0 | 0 | 0 | 0 | 0
Louisiana Coal Units - SO2 Rate Annual v3.1, Unit 3259 and retrofits | 538 | 7321 | Rate Constraint in lbs/MMBtu | FALSE | L | Annual | Seasons Included | Seasons | Winter, WintShld, Summer | Winter, WintShld, Summer | Winter, WintShld, Summer | Winter, WintShld, Summer | Winter, WintShld, Summer | Winter, WintShld, Summer | Winter, WintShld, Summer
Louisiana Coal Units - SO2 Rate Annual v3.1, Unit 3259 and retrofits | 538 | 7321 | Rate Constraint in lbs/MMBtu | FALSE | L | Annual | Standard SO2 | lb/MMBtu | 1.2 | 1.2 | 1.2 | 1.2 | 1.2 | 1.2 | 1.2
Louisiana Coal Units - SO2 Rate Annual v3.1, Unit 3259 and retrofits | 538 | 7321 | Rate Constraint in lbs/MMBtu | FALSE | L | Annual | Emissions at Affected Plants SO2 | Thousand Tons | 0 | 0 | 0 | 0 | 0 | 0 | 0
Louisiana Coal Units - SO2 Rate Annual v3.1, Unit 3259 and retrofits | 538 | 7321 | Rate Constraint in lbs/MMBtu | FALSE | L | Annual | Allowances Purchased SO2 | Thousand Tons | 0 | 0 | 0 | 0 | 0 | 0 | 0
Louisiana Coal Units - SO2 Rate Annual v3.1, Unit 3259 and retrofits | 538 | 7321 | Rate Constraint in lbs/MMBtu | FALSE | L | Annual | Allowances Sold SO2 | Thousand Tons | 0 | 0 | 0 | 0 | 0 | 0 | 0
Louisiana Coal Units - SO2 Rate Annual v3.1, Unit 3259 and retrofits | 538 | 7321 | Rate Constraint in lbs/MMBtu | FALSE | L | Annual | Allowances Banked | Thousand Tons | 0 | 0 | 0 | 0 | 0 | 0 | 0
Louisiana Coal Units - SO2 Rate Annual v3.1, Unit 3259 and retrofits | 538 | 7321 | Rate Constraint in lbs/MMBtu | FALSE | L | Annual | Allowances Withdrawn (1:1) | Thousand Tons | 0 | 0 | 0 | 0 | 0 | 0 | 0
Louisiana Coal Units - SO2 Rate Annual v3.1, Unit 3259 and retrofits | 538 | 7321 | Rate Constraint in lbs/MMBtu | FALSE | L | Annual | Allowances Withdrawn (n:1) | Thousand Tons | 0 | 0 | 0 | 0 | 0 | 0 | 0
Louisiana Coal Units - SO2 Rate Annual v3.1, Unit 3259 and retrofits | 538 | 7321 | Rate Constraint in lbs/MMBtu | FALSE | L | Annual | Net Emissions Allowance Position | Thousand Tons | 0 | 0 | 0 | 0 | 0 | 0 | 0
Louisiana Coal Units - SO2 Rate Annual v3.1, Unit 3259 and retrofits | 538 | 7321 | Rate Constraint in lbs/MMBtu | FALSE | L | Annual | Fuel Consumed | TBtu | 0.70737 | 1.524 | 0.45385 | 0.14271 | 0 | 0 | 0
Louisiana Coal Units - SO2 Rate Annual v3.1, Unit 3259 and retrofits | 538 | 7321 | Rate Constraint in lbs/MMBtu | FALSE | L | Annual | Rate | lb/MMBtu | 0 | 0 | 0 | 0 | 0 | 0 | 0
Louisiana Coal Units - SO2 Rate Annual v3.1, Unit 3259 and retrofits | 538 | 7321 | Rate Constraint in lbs/MMBtu | FALSE | L | Annual | Generation | TWh | 0.063015 | 0.13576 | 0.04043 | 0.012713 | 0 | 0 | 0
Louisiana Coal Units - SO2 Rate Annual v3.1, Unit 3259 and retrofits | 538 | 7321 | Rate Constraint in lbs/MMBtu | FALSE | L | Annual | Qualifying Generation | TWh | 0.063015 | 0.13576 | 0.04043 | 0.012713 | 0 | 0 | 0
Louisiana Coal Units - SO2 Rate Annual v3.1, Unit 3259 and retrofits | 538 | 7321 | Rate Constraint in lbs/MMBtu | FALSE | L | Annual | Rate | lb/MWh | 0 | 0 | 0 | 0 | 0 | 0 | 0
Louisiana Coal Units - SO2 Rate Annual v3.1, Unit 3259 and retrofits | 538 | 7321 | Rate Constraint in lbs/MMBtu | FALSE | L | Annual | Constraint Shadow Price | US2019$/Ton | 0 | 0 | 0 | 0 | 0 | 0 | 0
Louisiana Coal Units - SO2 Rate Annual v3.1, Unit 3590 and retrofits | 539 | 7321 | Rate Constraint in lbs/MMBtu | FALSE | L | Annual | Seasons Included | Seasons | Winter, WintShld, Summer | Winter, WintShld, Summer | Winter, WintShld, Summer | Winter, WintShld, Summer | Winter, WintShld, Summer | Winter, WintShld, Summer | Winter, WintShld, Summer
Louisiana Coal Units - SO2 Rate Annual v3.1, Unit 3590 and retrofits | 539 | 7321 | Rate Constraint in lbs/MMBtu | FALSE | L | Annual | Standard SO2 | lb/MMBtu | 1.2 | 1.2 | 1.2 | 1.2 | 1.2 | 1.2 | 1.2
Louisiana Coal Units - SO2 Rate Annual v3.1, Unit 3590 and retrofits | 539 | 7321 | Rate Constraint in lbs/MMBtu | FALSE | L | Annual | Emissions at Affected Plants SO2 | Thousand Tons | 0 | 0 | 0 | 0 | 0 | 0 | 0
Louisiana Coal Units - SO2 Rate Annual v3.1, Unit 3590 and retrofits | 539 | 7321 | Rate Constraint in lbs/MMBtu | FALSE | L | Annual | Allowances Purchased SO2 | Thousand Tons | 0 | 0 | 0 | 0 | 0 | 0 | 0
Louisiana Coal Units - SO2 Rate Annual v3.1, Unit 3590 and retrofits | 539 | 7321 | Rate Constraint in lbs/MMBtu | FALSE | L | Annual | Allowances Sold SO2 | Thousand Tons | 0 | 0 | 0 | 0 | 0 | 0 | 0
Louisiana Coal Units - SO2 Rate Annual v3.1, Unit 3590 and retrofits | 539 | 7321 | Rate Constraint in lbs/MMBtu | FALSE | L | Annual | Allowances Banked | Thousand Tons | 0 | 0 | 0 | 0 | 0 | 0 | 0
Louisiana Coal Units - SO2 Rate Annual v3.1, Unit 3590 and retrofits | 539 | 7321 | Rate Constraint in lbs/MMBtu | FALSE | L | Annual | Allowances Withdrawn (1:1) | Thousand Tons | 0 | 0 | 0 | 0 | 0 | 0 | 0
Louisiana Coal Units - SO2 Rate Annual v3.1, Unit 3590 and retrofits | 539 | 7321 | Rate Constraint in lbs/MMBtu | FALSE | L | Annual | Allowances Withdrawn (n:1) | Thousand Tons | 0 | 0 | 0 | 0 | 0 | 0 | 0
Louisiana Coal Units - SO2 Rate Annual v3.1, Unit 3590 and retrofits | 539 | 7321 | Rate Constraint in lbs/MMBtu | FALSE | L | Annual | Net Emissions Allowance Position | Thousand Tons | 0 | 0 | 0 | 0 | 0 | 0 | 0
Louisiana Coal Units - SO2 Rate Annual v3.1, Unit 3590 and retrofits | 539 | 7321 | Rate Constraint in lbs/MMBtu | FALSE | L | Annual | Fuel Consumed | TBtu | 0 | 0 | 0 | 0 | 0 | 0 | 0
Louisiana Coal Units - SO2 Rate Annual v3.1, Unit 3590 and retrofits | 539 | 7321 | Rate Constraint in lbs/MMBtu | FALSE | L | Annual | Rate | lb/MMBtu | 0 | 0 | 0 | 0 | 0 | 0 | 0
Louisiana Coal Units - SO2 Rate Annual v3.1, Unit 3590 and retrofits | 539 | 7321 | Rate Constraint in lbs/MMBtu | FALSE | L | Annual | Generation | TWh | 0 | 0 | 0 | 0 | 0 | 0 | 0
Louisiana Coal Units - SO2 Rate Annual v3.1, Unit 3590 and retrofits | 539 | 7321 | Rate Constraint in lbs/MMBtu | FALSE | L | Annual | Qualifying Generation | TWh | 0 | 0 | 0 | 0 | 0 | 0 | 0
Louisiana Coal Units - SO2 Rate Annual v3.1, Unit 3590 and retrofits | 539 | 7321 | Rate Constraint in lbs/MMBtu | FALSE | L | Annual | Rate | lb/MWh | 0 | 0 | 0 | 0 | 0 | 0 | 0
Louisiana Coal Units - SO2 Rate Annual v3.1, Unit 3590 and retrofits | 539 | 7321 | Rate Constraint in lbs/MMBtu | FALSE | L | Annual | Constraint Shadow Price | US2019$/Ton | 0 | 0 | 0 | 0 | 0 | 0 | 0
Louisiana Coal Units - SO2 Rate Annual v3.1, Unit 3597 and retrofits | 540 | 7321 | Rate Constraint in lbs/MMBtu | FALSE | L | Annual | Seasons Included | Seasons | Winter, WintShld, Summer | Winter, WintShld, Summer | Winter, WintShld, Summer | Winter, WintShld, Summer | Winter, WintShld, Summer | Winter, WintShld, Summer | Winter, WintShld, Summer
Louisiana Coal Units - SO2 Rate Annual v3.1, Unit 3597 and retrofits | 540 | 7321 | Rate Constraint in lbs/MMBtu | FALSE | L | Annual | Standard SO2 | lb/MMBtu | 1.2 | 1.2 | 1.2 | 1.2 | 1.2 | 1.2 | 1.2
Louisiana Coal Units - SO2 Rate Annual v3.1, Unit 3597 and retrofits | 540 | 7321 | Rate Constraint in lbs/MMBtu | FALSE | L | Annual | Emissions at Affected Plants SO2 | Thousand Tons | 0 | 0 | 0 | 0 | 0 | 0 | 0
Louisiana Coal Units - SO2 Rate Annual v3.1, Unit 3597 and retrofits | 540 | 7321 | Rate Constraint in lbs/MMBtu | FALSE | L | Annual | Allowances Purchased SO2 | Thousand Tons | 0 | 0 | 0 | 0 | 0 | 0 | 0
Louisiana Coal Units - SO2 Rate Annual v3.1, Unit 3597 and retrofits | 540 | 7321 | Rate Constraint in lbs/MMBtu | FALSE | L | Annual | Allowances Sold SO2 | Thousand Tons | 0 | 0 | 0 | 0 | 0 | 0 | 0
Louisiana Coal Units - SO2 Rate Annual v3.1, Unit 3597 and retrofits | 540 | 7321 | Rate Constraint in lbs/MMBtu | FALSE | L | Annual | Allowances Banked | Thousand Tons | 0 | 0 | 0 | 0 | 0 | 0 | 0
Louisiana Coal Units - SO2 Rate Annual v3.1, Unit 3597 and retrofits | 540 | 7321 | Rate Constraint in lbs/MMBtu | FALSE | L | Annual | Allowances Withdrawn (1:1) | Thousand Tons | 0 | 0 | 0 | 0 | 0 | 0 | 0
Louisiana Coal Units - SO2 Rate Annual v3.1, Unit 3597 and retrofits | 540 | 7321 | Rate Constraint in lbs/MMBtu | FALSE | L | Annual | Allowances Withdrawn (n:1) | Thousand Tons | 0 | 0 | 0 | 0 | 0 | 0 | 0
Louisiana Coal Units - SO2 Rate Annual v3.1, Unit 3597 and retrofits | 540 | 7321 | Rate Constraint in lbs/MMBtu | FALSE | L | Annual | Net Emissions Allowance Position | Thousand Tons | 0 | 0 | 0 | 0 | 0 | 0 | 0
Louisiana Coal Units - SO2 Rate Annual v3.1, Unit 3597 and retrofits | 540 | 7321 | Rate Constraint in lbs/MMBtu | FALSE | L | Annual | Fuel Consumed | TBtu | 0 | 0 | 0 | 0 | 0 | 0 | 0
Louisiana Coal Units - SO2 Rate Annual v3.1, Unit 3597 and retrofits | 540 | 7321 | Rate Constraint in lbs/MMBtu | FALSE | L | Annual | Rate | lb/MMBtu | 0 | 0 | 0 | 0 | 0 | 0 | 0
Louisiana Coal Units - SO2 Rate Annual v3.1, Unit 3597 and retrofits | 540 | 7321 | Rate Constraint in lbs/MMBtu | FALSE | L | Annual | Generation | TWh | 0 | 0 | 0 | 0 | 0 | 0 | 0
Louisiana Coal Units - SO2 Rate Annual v3.1, Unit 3597 and retrofits | 540 | 7321 | Rate Constraint in lbs/MMBtu | FALSE | L | Annual | Qualifying Generation | TWh | 0 | 0 | 0 | 0 | 0 | 0 | 0
Louisiana Coal Units - SO2 Rate Annual v3.1, Unit 3597 and retrofits | 540 | 7321 | Rate Constraint in lbs/MMBtu | FALSE | L | Annual | Rate | lb/MWh | 0 | 0 | 0 | 0 | 0 | 0 | 0
Louisiana Coal Units - SO2 Rate Annual v3.1, Unit 3597 and retrofits | 540 | 7321 | Rate Constraint in lbs/MMBtu | FALSE | L | Annual | Constraint Shadow Price | US2019$/Ton | 0 | 0 | 0 | 0 | 0 | 0 | 0
Louisiana Coal Units - SO2 Rate Annual v3.1, Unit 3598 and retrofits | 541 | 7321 | Rate Constraint in lbs/MMBtu | FALSE | L | Annual | Seasons Included | Seasons | Winter, WintShld, Summer | Winter, WintShld, Summer | Winter, WintShld, Summer | Winter, WintShld, Summer | Winter, WintShld, Summer | Winter, WintShld, Summer | Winter, WintShld, Summer
Louisiana Coal Units - SO2 Rate Annual v3.1, Unit 3598 and retrofits | 541 | 7321 | Rate Constraint in lbs/MMBtu | FALSE | L | Annual | Standard SO2 | lb/MMBtu | 1.2 | 1.2 | 1.2 | 1.2 | 1.2 | 1.2 | 1.2
Louisiana Coal Units - SO2 Rate Annual v3.1, Unit 3598 and retrofits | 541 | 7321 | Rate Constraint in lbs/MMBtu | FALSE | L | Annual | Emissions at Affected Plants SO2 | Thousand Tons | 0 | 0 | 0 | 0 | 0 | 0 | 0
Louisiana Coal Units - SO2 Rate Annual v3.1, Unit 3598 and retrofits | 541 | 7321 | Rate Constraint in lbs/MMBtu | FALSE | L | Annual | Allowances Purchased SO2 | Thousand Tons | 0 | 0 | 0 | 0 | 0 | 0 | 0
Louisiana Coal Units - SO2 Rate Annual v3.1, Unit 3598 and retrofits | 541 | 7321 | Rate Constraint in lbs/MMBtu | FALSE | L | Annual | Allowances Sold SO2 | Thousand Tons | 0 | 0 | 0 | 0 | 0 | 0 | 0
Louisiana Coal Units - SO2 Rate Annual v3.1, Unit 3598 and retrofits | 541 | 7321 | Rate Constraint in lbs/MMBtu | FALSE | L | Annual | Allowances Banked | Thousand Tons | 0 | 0 | 0 | 0 | 0 | 0 | 0
Louisiana Coal Units - SO2 Rate Annual v3.1, Unit 3598 and retrofits | 541 | 7321 | Rate Constraint in lbs/MMBtu | FALSE | L | Annual | Allowances Withdrawn (1:1) | Thousand Tons | 0 | 0 | 0 | 0 | 0 | 0 | 0
Louisiana Coal Units - SO2 Rate Annual v3.1, Unit 3598 and retrofits | 541 | 7321 | Rate Constraint in lbs/MMBtu | FALSE | L | Annual | Allowances Withdrawn (n:1) | Thousand Tons | 0 | 0 | 0 | 0 | 0 | 0 | 0
Louisiana Coal Units - SO2 Rate Annual v3.1, Unit 3598 and retrofits | 541 | 7321 | Rate Constraint in lbs/MMBtu | FALSE | L | Annual | Net Emissions Allowance Position | Thousand Tons | 0 | 0 | 0 | 0 | 0 | 0 | 0
Louisiana Coal Units - SO2 Rate Annual v3.1, Unit 3598 and retrofits | 541 | 7321 | Rate Constraint in lbs/MMBtu | FALSE | L | Annual | Fuel Consumed | TBtu | 0 | 0 | 0 | 0 | 0 | 0 | 0
Louisiana Coal Units - SO2 Rate Annual v3.1, Unit 3598 and retrofits | 541 | 7321 | Rate Constraint in lbs/MMBtu | FALSE | L | Annual | Rate | lb/MMBtu | 0 | 0 | 0 | 0 | 0 | 0 | 0
Louisiana Coal Units - SO2 Rate Annual v3.1, Unit 3598 and retrofits | 541 | 7321 | Rate Constraint in lbs/MMBtu | FALSE | L | Annual | Generation | TWh | 0 | 0 | 0 | 0 | 0 | 0 | 0
Louisiana Coal Units - SO2 Rate Annual v3.1, Unit 3598 and retrofits | 541 | 7321 | Rate Constraint in lbs/MMBtu | FALSE | L | Annual | Qualifying Generation | TWh | 0 | 0 | 0 | 0 | 0 | 0 | 0
Louisiana Coal Units - SO2 Rate Annual v3.1, Unit 3598 and retrofits | 541 | 7321 | Rate Constraint in lbs/MMBtu | FALSE | L | Annual | Rate | lb/MWh | 0 | 0 | 0 | 0 | 0 | 0 | 0
Louisiana Coal Units - SO2 Rate Annual v3.1, Unit 3598 and retrofits | 541 | 7321 | Rate Constraint in lbs/MMBtu | FALSE | L | Annual | Constraint Shadow Price | US2019$/Ton | 0 | 0 | 0 | 0 | 0 | 0 | 0
Louisiana Coal Units - SO2 Rate Annual v3.1, Unit 3605 and retrofits | 542 | 7321 | Rate Constraint in lbs/MMBtu | FALSE | L | Annual | Seasons Included | Seasons | Winter, WintShld, Summer | Winter, WintShld, Summer | Winter, WintShld, Summer | Winter, WintShld, Summer | Winter, WintShld, Summer | Winter, WintShld, Summer | Winter, WintShld, Summer
Louisiana Coal Units - SO2 Rate Annual v3.1, Unit 3605 and retrofits | 542 | 7321 | Rate Constraint in lbs/MMBtu | FALSE | L | Annual | Standard SO2 | lb/MMBtu | 1.2 | 1.2 | 1.2 | 1.2 | 1.2 | 1.2 | 1.2
Louisiana Coal Units - SO2 Rate Annual v3.1, Unit 3605 and retrofits | 542 | 7321 | Rate Constraint in lbs/MMBtu | FALSE | L | Annual | Emissions at Affected Plants SO2 | Thousand Tons | 0.89885 | 0.60256 | 0 | 0 | 0 | 0 | 0
Louisiana Coal Units - SO2 Rate Annual v3.1, Unit 3605 and retrofits | 542 | 7321 | Rate Constraint in lbs/MMBtu | FALSE | L | Annual | Allowances Purchased SO2 | Thousand Tons | 0 | 0 | 0 | 0 | 0 | 0 | 0
Louisiana Coal Units - SO2 Rate Annual v3.1, Unit 3605 and retrofits | 542 | 7321 | Rate Constraint in lbs/MMBtu | FALSE | L | Annual | Allowances Sold SO2 | Thousand Tons | 0 | 0 | 0 | 0 | 0 | 0 | 0
Louisiana Coal Units - SO2 Rate Annual v3.1, Unit 3605 and retrofits | 542 | 7321 | Rate Constraint in lbs/MMBtu | FALSE | L | Annual | Allowances Banked | Thousand Tons | 0 | 0 | 0 | 0 | 0 | 0 | 0
Louisiana Coal Units - SO2 Rate Annual v3.1, Unit 3605 and retrofits | 542 | 7321 | Rate Constraint in lbs/MMBtu | FALSE | L | Annual | Allowances Withdrawn (1:1) | Thousand Tons | 0 | 0 | 0 | 0 | 0 | 0 | 0
Louisiana Coal Units - SO2 Rate Annual v3.1, Unit 3605 and retrofits | 542 | 7321 | Rate Constraint in lbs/MMBtu | FALSE | L | Annual | Allowances Withdrawn (n:1) | Thousand Tons | 0 | 0 | 0 | 0 | 0 | 0 | 0
Louisiana Coal Units - SO2 Rate Annual v3.1, Unit 3605 and retrofits | 542 | 7321 | Rate Constraint in lbs/MMBtu | FALSE | L | Annual | Net Emissions Allowance Position | Thousand Tons | 0.89885 | 0.60256 | 0 | 0 | 0 | 0 | 0
Louisiana Coal Units - SO2 Rate Annual v3.1, Unit 3605 and retrofits | 542 | 7321 | Rate Constraint in lbs/MMBtu | FALSE | L | Annual | Fuel Consumed | TBtu | 2.1638 | 1.4506 | 0 | 0 | 0 | 0 | 0
Louisiana Coal Units - SO2 Rate Annual v3.1, Unit 3605 and retrofits | 542 | 7321 | Rate Constraint in lbs/MMBtu | FALSE | L | Annual | Rate | lb/MMBtu | 0.8308 | 0.8308 | 0 | 0 | 0 | 0 | 0
Louisiana Coal Units - SO2 Rate Annual v3.1, Unit 3605 and retrofits | 542 | 7321 | Rate Constraint in lbs/MMBtu | FALSE | L | Annual | Generation | TWh | 0.1771 | 0.11872 | 0 | 0 | 0 | 0 | 0
Louisiana Coal Units - SO2 Rate Annual v3.1, Unit 3605 and retrofits | 542 | 7321 | Rate Constraint in lbs/MMBtu | FALSE | L | Annual | Qualifying Generation | TWh | 0.17563 | 0.11773 | 0 | 0 | 0 | 0 | 0
Louisiana Coal Units - SO2 Rate Annual v3.1, Unit 3605 and retrofits | 542 | 7321 | Rate Constraint in lbs/MMBtu | FALSE | L | Annual | Rate | lb/MWh | 10.236 | 10.236 | 0 | 0 | 0 | 0 | 0
Louisiana Coal Units - SO2 Rate Annual v3.1, Unit 3605 and retrofits | 542 | 7321 | Rate Constraint in lbs/MMBtu | FALSE | L | Annual | Constraint Shadow Price | US2019$/Ton | 0 | 0 | 0 | 0 | 0 | 0 | 0
Louisiana Coal Units - SO2 Rate Annual v3.1, Unit 3606 and retrofits | 543 | 7321 | Rate Constraint in lbs/MMBtu | FALSE | L | Annual | Seasons Included | Seasons | Winter, WintShld, Summer | Winter, WintShld, Summer | Winter, WintShld, Summer | Winter, WintShld, Summer | Winter, WintShld, Summer | Winter, WintShld, Summer | Winter, WintShld, Summer
Louisiana Coal Units - SO2 Rate Annual v3.1, Unit 3606 and retrofits | 543 | 7321 | Rate Constraint in lbs/MMBtu | FALSE | L | Annual | Standard SO2 | lb/MMBtu | 1.2 | 1.2 | 1.2 | 1.2 | 1.2 | 1.2 | 1.2
Louisiana Coal Units - SO2 Rate Annual v3.1, Unit 3606 and retrofits | 543 | 7321 | Rate Constraint in lbs/MMBtu | FALSE | L | Annual | Emissions at Affected Plants SO2 | Thousand Tons | 0.8723 | 0.017049 | 0 | 0 | 0 | 0 | 0
Louisiana Coal Units - SO2 Rate Annual v3.1, Unit 3606 and retrofits | 543 | 7321 | Rate Constraint in lbs/MMBtu | FALSE | L | Annual | Allowances Purchased SO2 | Thousand Tons | 0 | 0 | 0 | 0 | 0 | 0 | 0
Louisiana Coal Units - SO2 Rate Annual v3.1, Unit 3606 and retrofits | 543 | 7321 | Rate Constraint in lbs/MMBtu | FALSE | L | Annual | Allowances Sold SO2 | Thousand Tons | 0 | 0 | 0 | 0 | 0 | 0 | 0
Louisiana Coal Units - SO2 Rate Annual v3.1, Unit 3606 and retrofits | 543 | 7321 | Rate Constraint in lbs/MMBtu | FALSE | L | Annual | Allowances Banked | Thousand Tons | 0 | 0 | 0 | 0 | 0 | 0 | 0
Louisiana Coal Units - SO2 Rate Annual v3.1, Unit 3606 and retrofits | 543 | 7321 | Rate Constraint in lbs/MMBtu | FALSE | L | Annual | Allowances Withdrawn (1:1) | Thousand Tons | 0 | 0 | 0 | 0 | 0 | 0 | 0
Louisiana Coal Units - SO2 Rate Annual v3.1, Unit 3606 and retrofits | 543 | 7321 | Rate Constraint in lbs/MMBtu | FALSE | L | Annual | Allowances Withdrawn (n:1) | Thousand Tons | 0 | 0 | 0 | 0 | 0 | 0 | 0
Louisiana Coal Units - SO2 Rate Annual v3.1, Unit 3606 and retrofits | 543 | 7321 | Rate Constraint in lbs/MMBtu | FALSE | L | Annual | Net Emissions Allowance Position | Thousand Tons | 0.8723 | 0.017049 | 0 | 0 | 0 | 0 | 0
Louisiana Coal Units - SO2 Rate Annual v3.1, Unit 3606 and retrofits | 543 | 7321 | Rate Constraint in lbs/MMBtu | FALSE | L | Annual | Fuel Consumed | TBtu | 2.1055 | 0.041152 | 0 | 0 | 0 | 0 | 0
Louisiana Coal Units - SO2 Rate Annual v3.1, Unit 3606 and retrofits | 543 | 7321 | Rate Constraint in lbs/MMBtu | FALSE | L | Annual | Rate | lb/MMBtu | 0.82859 | 0.82859 | 0 | 0 | 0 | 0 | 0
Louisiana Coal Units - SO2 Rate Annual v3.1, Unit 3606 and retrofits | 543 | 7321 | Rate Constraint in lbs/MMBtu | FALSE | L | Annual | Generation | TWh | 0.17029 | 0.003367 | 0 | 0 | 0 | 0 | 0
Louisiana Coal Units - SO2 Rate Annual v3.1, Unit 3606 and retrofits | 543 | 7321 | Rate Constraint in lbs/MMBtu | FALSE | L | Annual | Qualifying Generation | TWh | 0.16932 | 0.0033479 | 0 | 0 | 0 | 0 | 0
Louisiana Coal Units - SO2 Rate Annual v3.1, Unit 3606 and retrofits | 543 | 7321 | Rate Constraint in lbs/MMBtu | FALSE | L | Annual | Rate | lb/MWh | 10.3033 | 10.1851 | 0 | 0 | 0 | 0 | 0
Louisiana Coal Units - SO2 Rate Annual v3.1, Unit 3606 and retrofits | 543 | 7321 | Rate Constraint in lbs/MMBtu | FALSE | L | Annual | Constraint Shadow Price | US2019$/Ton | 0 | 0 | 0 | 0 | 0 | 0 | 0
MA - CO2 Cap Annual v6.21 | 544 | 7726 | Rate Constraint in MTons | FALSE | L | Annual | Seasons Included | Seasons |  | Winter, WintShld, Summer | Winter, WintShld, Summer | Winter, WintShld, Summer | Winter, WintShld, Summer | Winter, WintShld, Summer | Winter, WintShld, Summer
MA - CO2 Cap Annual v6.21 | 544 | 7726 | Rate Constraint in MTons | FALSE | L | Annual | Standard CO2 | Thousand Tons | 0 | 14228.6304 | 10671.4728 | 7114.3152 | 5691.4522 | 4268.5891 | 4268.5891
MA - CO2 Cap Annual v6.21 | 544 | 7726 | Rate Constraint in MTons | FALSE | L | Annual | Emissions at Affected Plants CO2 | Thousand Tons | 0 | 6757.0286 | 4364.7149 | 5323.4115 | 4713.2534 | 4268.5891 | 4268.5891
MA - CO2 Cap Annual v6.21 | 544 | 7726 | Rate Constraint in MTons | FALSE | L | Annual | Allowances Purchased CO2 | Thousand Tons | 0 | 0 | 0 | 0 | 0 | 0 | 0
MA - CO2 Cap Annual v6.21 | 544 | 7726 | Rate Constraint in MTons | FALSE | L | Annual | Allowances Sold CO2 | Thousand Tons | 0 | 0 | 0 | 0 | 0 | 0 | 0
MA - CO2 Cap Annual v6.21 | 544 | 7726 | Rate Constraint in MTons | FALSE | L | Annual | Allowances Banked | Thousand Tons | 0 | 0 | 0 | 0 | 0 | 0 | 0
MA - CO2 Cap Annual v6.21 | 544 | 7726 | Rate Constraint in MTons | FALSE | L | Annual | Allowances Withdrawn (1:1) | Thousand Tons | 0 | 0 | 0 | 0 | 0 | 0 | 0
MA - CO2 Cap Annual v6.21 | 544 | 7726 | Rate Constraint in MTons | FALSE | L | Annual | Allowances Withdrawn (n:1) | Thousand Tons | 0 | 0 | 0 | 0 | 0 | 0 | 0
MA - CO2 Cap Annual v6.21 | 544 | 7726 | Rate Constraint in MTons | FALSE | L | Annual | Net Emissions Allowance Position | Thousand Tons | 0 | 6757.0286 | 4364.7149 | 5323.4115 | 4713.2534 | 4268.5891 | 4268.5891
MA - CO2 Cap Annual v6.21 | 544 | 7726 | Rate Constraint in MTons | FALSE | L | Annual | Fuel Consumed | TBtu | 0 | 116.1912 | 78.028 | 94.6492 | 83.2567 | 73.9369 | 73.971
MA - CO2 Cap Annual v6.21 | 544 | 7726 | Rate Constraint in MTons | FALSE | L | Annual | Rate | lb/MMBtu | 0 | 116.3088 | 111.8756 | 112.4872 | 113.2223 | 115.4657 | 115.4125
MA - CO2 Cap Annual v6.21 | 544 | 7726 | Rate Constraint in MTons | FALSE | L | Annual | Generation | TWh | 0 | 13.3739 | 7.987 | 10.1799 | 9.221 | 8.1377 | 8.1599
MA - CO2 Cap Annual v6.21 | 544 | 7726 | Rate Constraint in MTons | FALSE | L | Annual | Qualifying Generation | TWh | 0 | 13.3678 | 7.9835 | 10.1776 | 9.2183 | 8.1354 | 8.1576
MA - CO2 Cap Annual v6.21 | 544 | 7726 | Rate Constraint in MTons | FALSE | L | Annual | Rate | lb/MWh | 0 | 1010.9414 | 1093.4352 | 1046.0991 | 1022.5828 | 1049.3918 | 1046.5338
MA - CO2 Cap Annual v6.21 | 544 | 7726 | Rate Constraint in MTons | FALSE | L | Annual | Constraint Shadow Price | US2019$/Ton | 0 | 0 | 0 | 0 | 0 | 2.1018 | 1.2234
MA- CO2 Cap Annual v6.20 | 545 | 7653 | Rate Constraint in MTons | FALSE | L | Annual | Seasons Included | Seasons | Winter, WintShld, Summer | Winter, WintShld, Summer | Winter, WintShld, Summer | Winter, WintShld, Summer | Winter, WintShld, Summer | Winter, WintShld, Summer | Winter, WintShld, Summer
MA- CO2 Cap Annual v6.20 | 545 | 7653 | Rate Constraint in MTons | FALSE | L | Annual | Standard CO2 | Thousand Tons | 7403.4347 | 6909.8732 | 5799.3598 | 4442.0657 | 3208.1619 | 2122.3266 | 1974.2582
MA- CO2 Cap Annual v6.20 | 545 | 7653 | Rate Constraint in MTons | FALSE | L | Annual | Emissions at Affected Plants CO2 | Thousand Tons | 3318.4185 | 3358.1801 | 1939.5173 | 2714.8013 | 2484.1688 | 2068.1729 | 2070.5164
MA- CO2 Cap Annual v6.20 | 545 | 7653 | Rate Constraint in MTons | FALSE | L | Annual | Allowances Purchased CO2 | Thousand Tons | 0 | 0 | 0 | 0 | 0 | 0 | 0
MA- CO2 Cap Annual v6.20 | 545 | 7653 | Rate Constraint in MTons | FALSE | L | Annual | Allowances Sold CO2 | Thousand Tons | 0 | 0 | 0 | 0 | 0 | 0 | 0
MA- CO2 Cap Annual v6.20 | 545 | 7653 | Rate Constraint in MTons | FALSE | L | Annual | Allowances Banked | Thousand Tons | 0 | 0 | 3859.8427 | 1727.2644 | 1735.3745 | 0 | 0
MA- CO2 Cap Annual v6.20 | 545 | 7653 | Rate Constraint in MTons | FALSE | L | Annual | Allowances Withdrawn (1:1) | Thousand Tons | 0 | 0 | 0 | 0 | -3208.162 | -2122.3266 | -1974.2582
MA- CO2 Cap Annual v6.20 | 545 | 7653 | Rate Constraint in MTons | FALSE | L | Annual | Allowances Withdrawn (n:1) | Thousand Tons | 0 | 0 | 0 | 0 | 0 | 0 | 0
MA- CO2 Cap Annual v6.20 | 545 | 7653 | Rate Constraint in MTons | FALSE | L | Annual | Net Emissions Allowance Position | Thousand Tons | 3318.4185 | 3358.1801 | 5799.3599 | 4442.0657 | 1011.3813 | -54.1537 | 96.2582
MA- CO2 Cap Annual v6.20 | 545 | 7653 | Rate Constraint in MTons | FALSE | L | Annual | Fuel Consumed | TBtu | 51.4328 | 52.1129 | 30.0182 | 43.7225 | 40.0908 | 32.0824 | 32.185
MA- CO2 Cap Annual v6.20 | 545 | 7653 | Rate Constraint in MTons | FALSE | L | Annual | Rate | lb/MMBtu | 129.039 | 128.8809 | 129.2227 | 124.1832 | 123.9271 | 128.9289 | 128.6635
MA- CO2 Cap Annual v6.20 | 545 | 7653 | Rate Constraint in MTons | FALSE | L | Annual | Generation | TWh | 7.1485 | 7.2485 | 4.1395 | 5.8957 | 5.4122 | 4.2765 | 4.3
MA- CO2 Cap Annual v6.20 | 545 | 7653 | Rate Constraint in MTons | FALSE | L | Annual | Qualifying Generation | TWh | 7.1485 | 7.2485 | 4.1395 | 5.8957 | 5.4122 | 4.2765 | 4.3
MA- CO2 Cap Annual v6.20 | 545 | 7653 | Rate Constraint in MTons | FALSE | L | Annual | Rate | lb/MWh | 928.4253 | 926.5807 | 937.0766 | 920.9446 | 917.9823 | 967.2354 | 963.0249
MA- CO2 Cap Annual v6.20 | 545 | 7653 | Rate Constraint in MTons | FALSE | L | Annual | Constraint Shadow Price | US2019$/Ton | 0 | 0 | 0 | 0 | 0 | 0 | 0
MA Fac. Spec. - Canal NOx v3.1 | 546 | 7531 | Rate Constraint in lbs/MWh | FALSE | L | Annual | Seasons Included | Seasons | Winter, WintShld, Summer | Winter, WintShld, Summer | Winter, WintShld, Summer | Winter, WintShld, Summer | Winter, WintShld, Summer | Winter, WintShld, Summer | Winter, WintShld, Summer
MA Fac. Spec. - Canal NOx v3.1 | 546 | 7531 | Rate Constraint in lbs/MWh | FALSE | L | Annual | Standard NOX | lb/MWh | 1.5 | 1.5 | 1.5 | 1.5 | 1.5 | 1.5 | 1.5
MA Fac. Spec. - Canal NOx v3.1 | 546 | 7531 | Rate Constraint in lbs/MWh | FALSE | L | Annual | Emissions at Affected Plants NOX | Thousand Tons | 0 | 0 | 0 | 0 | 0 | 0 | 0
MA Fac. Spec. - Canal NOx v3.1 | 546 | 7531 | Rate Constraint in lbs/MWh | FALSE | L | Annual | Allowances Purchased NOX | Thousand Tons | 0 | 0 | 0 | 0 | 0 | 0 | 0
MA Fac. Spec. - Canal NOx v3.1 | 546 | 7531 | Rate Constraint in lbs/MWh | FALSE | L | Annual | Allowances Sold NOX | Thousand Tons | 0 | 0 | 0 | 0 | 0 | 0 | 0
MA Fac. Spec. - Canal NOx v3.1 | 546 | 7531 | Rate Constraint in lbs/MWh | FALSE | L | Annual | Allowances Banked | Thousand Tons | 0 | 0 | 0 | 0 | 0 | 0 | 0
MA Fac. Spec. - Canal NOx v3.1 | 546 | 7531 | Rate Constraint in lbs/MWh | FALSE | L | Annual | Allowances Withdrawn (1:1) | Thousand Tons | 0 | 0 | 0 | 0 | 0 | 0 | 0
MA Fac. Spec. - Canal NOx v3.1 | 546 | 7531 | Rate Constraint in lbs/MWh | FALSE | L | Annual | Allowances Withdrawn (n:1) | Thousand Tons | 0 | 0 | 0 | 0 | 0 | 0 | 0
MA Fac. Spec. - Canal NOx v3.1 | 546 | 7531 | Rate Constraint in lbs/MWh | FALSE | L | Annual | Net Emissions Allowance Position | Thousand Tons | 0 | 0 | 0 | 0 | 0 | 0 | 0
MA Fac. Spec. - Canal NOx v3.1 | 546 | 7531 | Rate Constraint in lbs/MWh | FALSE | L | Annual | Fuel Consumed | TBtu | 0 | 0 | 0 | 0 | 0 | 0 | 0
MA Fac. Spec. - Canal NOx v3.1 | 546 | 7531 | Rate Constraint in lbs/MWh | FALSE | L | Annual | Rate | lb/MMBtu | 0 | 0 | 0 | 0 | 0 | 0 | 0
MA Fac. Spec. - Canal NOx v3.1 | 546 | 7531 | Rate Constraint in lbs/MWh | FALSE | L | Annual | Generation | TWh | 0 | 0 | 0 | 0 | 0 | 0 | 0
MA Fac. Spec. - Canal NOx v3.1 | 546 | 7531 | Rate Constraint in lbs/MWh | FALSE | L | Annual | Qualifying Generation | TWh | 0 | 0 | 0 | 0 | 0 | 0 | 0
MA Fac. Spec. - Canal NOx v3.1 | 546 | 7531 | Rate Constraint in lbs/MWh | FALSE | L | Annual | Constraint Shadow Price | US2019$/Ton | 38595.27 | 12104.6523 | 27419.1156 | 0 | 0 | 23684.967 | 22553.097
MA Fac. Spec. - Canal SO2 Annual v3.1 | 547 | 7532 | Rate Constraint in lbs/MWh | FALSE | L | Annual | Seasons Included | Seasons | Winter, WintShld, Summer | Winter, WintShld, Summer | Winter, WintShld, Summer | Winter, WintShld, Summer | Winter, WintShld, Summer | Winter, WintShld, Summer | Winter, WintShld, Summer
MA Fac. Spec. - Canal SO2 Annual v3.1 | 547 | 7532 | Rate Constraint in lbs/MWh | FALSE | L | Annual | Standard SO2 | lb/MWh | 3 | 3 | 3 | 3 | 3 | 3 | 3
MA Fac. Spec. - Canal SO2 Annual v3.1 | 547 | 7532 | Rate Constraint in lbs/MWh | FALSE | L | Annual | Emissions at Affected Plants SO2 | Thousand Tons | 0 | 0 | 0 | 0 | 0 | 0 | 0
MA Fac. Spec. - Canal SO2 Annual v3.1 | 547 | 7532 | Rate Constraint in lbs/MWh | FALSE | L | Annual | Allowances Purchased SO2 | Thousand Tons | 0 | 0 | 0 | 0 | 0 | 0 | 0
MA Fac. Spec. - Canal SO2 Annual v3.1 | 547 | 7532 | Rate Constraint in lbs/MWh | FALSE | L | Annual | Allowances Sold SO2 | Thousand Tons | 0 | 0 | 0 | 0 | 0 | 0 | 0
MA Fac. Spec. - Canal SO2 Annual v3.1 | 547 | 7532 | Rate Constraint in lbs/MWh | FALSE | L | Annual | Allowances Banked | Thousand Tons | 0 | 0 | 0 | 0 | 0 | 0 | 0
MA Fac. Spec. - Canal SO2 Annual v3.1 | 547 | 7532 | Rate Constraint in lbs/MWh | FALSE | L | Annual | Allowances Withdrawn (1:1) | Thousand Tons | 0 | 0 | 0 | 0 | 0 | 0 | 0
MA Fac. Spec. - Canal SO2 Annual v3.1 | 547 | 7532 | Rate Constraint in lbs/MWh | FALSE | L | Annual | Allowances Withdrawn (n:1) | Thousand Tons | 0 | 0 | 0 | 0 | 0 | 0 | 0
MA Fac. Spec. - Canal SO2 Annual v3.1 | 547 | 7532 | Rate Constraint in lbs/MWh | FALSE | L | Annual | Net Emissions Allowance Position | Thousand Tons | 0 | 0 | 0 | 0 | 0 | 0 | 0
MA Fac. Spec. - Canal SO2 Annual v3.1 | 547 | 7532 | Rate Constraint in lbs/MWh | FALSE | L | Annual | Fuel Consumed | TBtu | 0 | 0 | 0 | 0 | 0 | 0 | 0
MA Fac. Spec. - Canal SO2 Annual v3.1 | 547 | 7532 | Rate Constraint in lbs/MWh | FALSE | L | Annual | Rate | lb/MMBtu | 0 | 0 | 0 | 0 | 0 | 0 | 0
MA Fac. Spec. - Canal SO2 Annual v3.1 | 547 | 7532 | Rate Constraint in lbs/MWh | FALSE | L | Annual | Generation | TWh | 0 | 0 | 0 | 0 | 0 | 0 | 0
MA Fac. Spec. - Canal SO2 Annual v3.1 | 547 | 7532 | Rate Constraint in lbs/MWh | FALSE | L | Annual | Qualifying Generation | TWh | 0 | 0 | 0 | 0 | 0 | 0 | 0
MA Fac. Spec. - Canal SO2 Annual v3.1 | 547 | 7532 | Rate Constraint in lbs/MWh | FALSE | L | Annual | Constraint Shadow Price | US2019$/Ton | 0 | 0 | 0 | 942.682 | 1638.0785 | 0 | 0
MA Fac. Spec. - MER Output Annual v3.1 | 548 | 7335 | Rate Constraint in lbs/MWh | FALSE | L | Annual | Seasons Included | Seasons | Winter, WintShld, Summer | Winter, WintShld, Summer | Winter, WintShld, Summer | Winter, WintShld, Summer | Winter, WintShld, Summer | Winter, WintShld, Summer | Winter, WintShld, Summer
MA Fac. Spec. - MER Output Annual v3.1 | 548 | 7335 | Rate Constraint in lbs/MWh | FALSE | L | Annual | Standard MER | lb/MWh | 2.5e-06 | 2.5e-06 | 2.5e-06 | 2.5e-06 | 2.5e-06 | 2.5e-06 | 2.5e-06
MA Fac. Spec. - MER Output Annual v3.1 | 548 | 7335 | Rate Constraint in lbs/MWh | FALSE | L | Annual | Emissions at Affected Plants MER | lbs | 0 | 0 | 0 | 0 | 0 | 0 | 0
MA Fac. Spec. - MER Output Annual v3.1 | 548 | 7335 | Rate Constraint in lbs/MWh | FALSE | L | Annual | Allowances Purchased MER | lbs | 0 | 0 | 0 | 0 | 0 | 0 | 0
MA Fac. Spec. - MER Output Annual v3.1 | 548 | 7335 | Rate Constraint in lbs/MWh | FALSE | L | Annual | Allowances Sold MER | lbs | 0 | 0 | 0 | 0 | 0 | 0 | 0
MA Fac. Spec. - MER Output Annual v3.1 | 548 | 7335 | Rate Constraint in lbs/MWh | FALSE | L | Annual | Allowances Banked | lbs | 0 | 0 | 0 | 0 | 0 | 0 | 0
MA Fac. Spec. - MER Output Annual v3.1 | 548 | 7335 | Rate Constraint in lbs/MWh | FALSE | L | Annual | Allowances Withdrawn (1:1) | lbs | 0 | 0 | 0 | 0 | 0 | 0 | 0
MA Fac. Spec. - MER Output Annual v3.1 | 548 | 7335 | Rate Constraint in lbs/MWh | FALSE | L | Annual | Allowances Withdrawn (n:1) | lbs | 0 | 0 | 0 | 0 | 0 | 0 | 0
MA Fac. Spec. - MER Output Annual v3.1 | 548 | 7335 | Rate Constraint in lbs/MWh | FALSE | L | Annual | Net Emissions Allowance Position | lbs | 0 | 0 | 0 | 0 | 0 | 0 | 0
MA Fac. Spec. - MER Output Annual v3.1 | 548 | 7335 | Rate Constraint in lbs/MWh | FALSE | L | Annual | Fuel Consumed | TBtu | 0 | 0 | 0 | 0 | 0 | 0 | 0
MA Fac. Spec. - MER Output Annual v3.1 | 548 | 7335 | Rate Constraint in lbs/MWh | FALSE | L | Annual | Rate | lb/MMBtu | 0 | 0 | 0 | 0 | 0 | 0 | 0
MA Fac. Spec. - MER Output Annual v3.1 | 548 | 7335 | Rate Constraint in lbs/MWh | FALSE | L | Annual | Generation | TWh | 0 | 0 | 0 | 0 | 0 | 0 | 0
MA Fac. Spec. - MER Output Annual v3.1 | 548 | 7335 | Rate Constraint in lbs/MWh | FALSE | L | Annual | Qualifying Generation | TWh | 0 | 0 | 0 | 0 | 0 | 0 | 0
MA Fac. Spec. - MER Output Annual v3.1 | 548 | 7335 | Rate Constraint in lbs/MWh | FALSE | L | Annual | Constraint Shadow Price | US2019$/Lb | 0 | 0 | 0 | 0 | 0 | 0 | 0
MA Fac. Spec. - Mystic Gen NOx v3.1 | 549 | 7533 | Rate Constraint in lbs/MWh | FALSE | L | Annual | Seasons Included | Seasons | Winter, WintShld, Summer | Winter, WintShld, Summer | Winter, WintShld, Summer | Winter, WintShld, Summer | Winter, WintShld, Summer | Winter, WintShld, Summer | Winter, WintShld, Summer
MA Fac. Spec. - Mystic Gen NOx v3.1 | 549 | 7533 | Rate Constraint in lbs/MWh | FALSE | L | Annual | Standard NOX | lb/MWh | 1.5 | 1.5 | 1.5 | 1.5 | 1.5 | 1.5 | 1.5
MA Fac. Spec. - Mystic Gen NOx v3.1 | 549 | 7533 | Rate Constraint in lbs/MWh | FALSE | L | Annual | Emissions at Affected Plants NOX | Thousand Tons | 0 | 0 | 0 | 0 | 0 | 0 | 0
MA Fac. Spec. - Mystic Gen NOx v3.1 | 549 | 7533 | Rate Constraint in lbs/MWh | FALSE | L | Annual | Allowances Purchased NOX | Thousand Tons | 0 | 0 | 0 | 0 | 0 | 0 | 0
MA Fac. Spec. - Mystic Gen NOx v3.1 | 549 | 7533 | Rate Constraint in lbs/MWh | FALSE | L | Annual | Allowances Sold NOX | Thousand Tons | 0 | 0 | 0 | 0 | 0 | 0 | 0
MA Fac. Spec. - Mystic Gen NOx v3.1 | 549 | 7533 | Rate Constraint in lbs/MWh | FALSE | L | Annual | Allowances Banked | Thousand Tons | 0 | 0 | 0 | 0 | 0 | 0 | 0
MA Fac. Spec. - Mystic Gen NOx v3.1 | 549 | 7533 | Rate Constraint in lbs/MWh | FALSE | L | Annual | Allowances Withdrawn (1:1) | Thousand Tons | 0 | 0 | 0 | 0 | 0 | 0 | 0
MA Fac. Spec. - Mystic Gen NOx v3.1 | 549 | 7533 | Rate Constraint in lbs/MWh | FALSE | L | Annual | Allowances Withdrawn (n:1) | Thousand Tons | 0 | 0 | 0 | 0 | 0 | 0 | 0
MA Fac. Spec. - Mystic Gen NOx v3.1 | 549 | 7533 | Rate Constraint in lbs/MWh | FALSE | L | Annual | Net Emissions Allowance Position | Thousand Tons | 0 | 0 | 0 | 0 | 0 | 0 | 0
MA Fac. Spec. - Mystic Gen NOx v3.1 | 549 | 7533 | Rate Constraint in lbs/MWh | FALSE | L | Annual | Fuel Consumed | TBtu | 0 | 0 | 0 | 0 | 0 | 0 | 0
MA Fac. Spec. - Mystic Gen NOx v3.1 | 549 | 7533 | Rate Constraint in lbs/MWh | FALSE | L | Annual | Rate | lb/MMBtu | 0 | 0 | 0 | 0 | 0 | 0 | 0
MA Fac. Spec. - Mystic Gen NOx v3.1 | 549 | 7533 | Rate Constraint in lbs/MWh | FALSE | L | Annual | Generation | TWh | 0 | 0 | 0 | 0 | 0 | 0 | 0
MA Fac. Spec. - Mystic Gen NOx v3.1 | 549 | 7533 | Rate Constraint in lbs/MWh | FALSE | L | Annual | Qualifying Generation | TWh | 0 | 0 | 0 | 0 | 0 | 0 | 0
MA Fac. Spec. - Mystic Gen NOx v3.1 | 549 | 7533 | Rate Constraint in lbs/MWh | FALSE | L | Annual | Constraint Shadow Price | US2019$/Ton | 0 | 0 | 0 | 0 | 0 | 0 | 0
MA Fac. Spec. - Mystic Gen SO2 Annual v3.1 | 550 | 7534 | Rate Constraint in lbs/MWh | FALSE | L | Annual | Seasons Included | Seasons | Winter, WintShld, Summer | Winter, WintShld, Summer | Winter, WintShld, Summer | Winter, WintShld, Summer | Winter, WintShld, Summer | Winter, WintShld, Summer | Winter, WintShld, Summer
MA Fac. Spec. - Mystic Gen SO2 Annual v3.1 | 550 | 7534 | Rate Constraint in lbs/MWh | FALSE | L | Annual | Standard SO2 | lb/MWh | 3 | 3 | 3 | 3 | 3 | 3 | 3
MA Fac. Spec. - Mystic Gen SO2 Annual v3.1 | 550 | 7534 | Rate Constraint in lbs/MWh | FALSE | L | Annual | Emissions at Affected Plants SO2 | Thousand Tons | 0 | 0 | 0 | 0 | 0 | 0 | 0
MA Fac. Spec. - Mystic Gen SO2 Annual v3.1 | 550 | 7534 | Rate Constraint in lbs/MWh | FALSE | L | Annual | Allowances Purchased SO2 | Thousand Tons | 0 | 0 | 0 | 0 | 0 | 0 | 0
MA Fac. Spec. - Mystic Gen SO2 Annual v3.1 | 550 | 7534 | Rate Constraint in lbs/MWh | FALSE | L | Annual | Allowances Sold SO2 | Thousand Tons | 0 | 0 | 0 | 0 | 0 | 0 | 0
MA Fac. Spec. - Mystic Gen SO2 Annual v3.1 | 550 | 7534 | Rate Constraint in lbs/MWh | FALSE | L | Annual | Allowances Banked | Thousand Tons | 0 | 0 | 0 | 0 | 0 | 0 | 0
MA Fac. Spec. - Mystic Gen SO2 Annual v3.1 | 550 | 7534 | Rate Constraint in lbs/MWh | FALSE | L | Annual | Allowances Withdrawn (1:1) | Thousand Tons | 0 | 0 | 0 | 0 | 0 | 0 | 0
MA Fac. Spec. - Mystic Gen SO2 Annual v3.1 | 550 | 7534 | Rate Constraint in lbs/MWh | FALSE | L | Annual | Allowances Withdrawn (n:1) | Thousand Tons | 0 | 0 | 0 | 0 | 0 | 0 | 0
MA Fac. Spec. - Mystic Gen SO2 Annual v3.1 | 550 | 7534 | Rate Constraint in lbs/MWh | FALSE | L | Annual | Net Emissions Allowance Position | Thousand Tons | 0 | 0 | 0 | 0 | 0 | 0 | 0
MA Fac. Spec. - Mystic Gen SO2 Annual v3.1 | 550 | 7534 | Rate Constraint in lbs/MWh | FALSE | L | Annual | Fuel Consumed | TBtu | 0 | 0 | 0 | 0 | 0 | 0 | 0
MA Fac. Spec. - Mystic Gen SO2 Annual v3.1 | 550 | 7534 | Rate Constraint in lbs/MWh | FALSE | L | Annual | Rate | lb/MMBtu | 0 | 0 | 0 | 0 | 0 | 0 | 0
MA Fac. Spec. - Mystic Gen SO2 Annual v3.1 | 550 | 7534 | Rate Constraint in lbs/MWh | FALSE | L | Annual | Generation | TWh | 0 | 0 | 0 | 0 | 0 | 0 | 0
MA Fac. Spec. - Mystic Gen SO2 Annual v3.1 | 550 | 7534 | Rate Constraint in lbs/MWh | FALSE | L | Annual | Qualifying Generation | TWh | 0 | 0 | 0 | 0 | 0 | 0 | 0
MA Fac. Spec. - Mystic Gen SO2 Annual v3.1 | 550 | 7534 | Rate Constraint in lbs/MWh | FALSE | L | Annual | Constraint Shadow Price | US2019$/Ton | 0 | 0 | 0 | 0 | 0 | 0 | 0
MD Coal-fired EGUs NOx rate - NRG & GenOn v5.16 | 551 | 7334 | Rate Constraint in lbs/MMBtu | FALSE | L | Annual | Seasons Included | Seasons | Summer | Summer | Summer | Summer | Summer | Summer | Summer
MD Coal-fired EGUs NOx rate - NRG & GenOn v5.16 | 551 | 7334 | Rate Constraint in lbs/MMBtu | FALSE | L | Annual | Standard NOX | lb/MMBtu | 0.15 | 0.15 | 0.15 | 0.15 | 0.15 | 0.15 | 0.15
MD Coal-fired EGUs NOx rate - NRG & GenOn v5.16 | 551 | 7334 | Rate Constraint in lbs/MMBtu | FALSE | L | Annual | Emissions at Affected Plants NOX | Thousand Tons | 0 | 0 | 0 | 0 | 0 | 0 | 0
MD Coal-fired EGUs NOx rate - NRG & GenOn v5.16 | 551 | 7334 | Rate Constraint in lbs/MMBtu | FALSE | L | Annual | Allowances Purchased NOX | Thousand Tons | 0 | 0 | 0 | 0 | 0 | 0 | 0
MD Coal-fired EGUs NOx rate - NRG & GenOn v5.16 | 551 | 7334 | Rate Constraint in lbs/MMBtu | FALSE | L | Annual | Allowances Sold NOX | Thousand Tons | 0 | 0 | 0 | 0 | 0 | 0 | 0
MD Coal-fired EGUs NOx rate - NRG & GenOn v5.16 | 551 | 7334 | Rate Constraint in lbs/MMBtu | FALSE | L | Annual | Allowances Banked | Thousand Tons | 0 | 0 | 0 | 0 | 0 | 0 | 0
MD Coal-fired EGUs NOx rate - NRG & GenOn v5.16 | 551 | 7334 | Rate Constraint in lbs/MMBtu | FALSE | L | Annual | Allowances Withdrawn (1:1) | Thousand Tons | 0 | 0 | 0 | 0 | 0 | 0 | 0
MD Coal-fired EGUs NOx rate - NRG & GenOn v5.16 | 551 | 7334 | Rate Constraint in lbs/MMBtu | FALSE | L | Annual | Allowances Withdrawn (n:1) | Thousand Tons | 0 | 0 | 0 | 0 | 0 | 0 | 0
MD Coal-fired EGUs NOx rate - NRG & GenOn v5.16 | 551 | 7334 | Rate Constraint in lbs/MMBtu | FALSE | L | Annual | Net Emissions Allowance Position | Thousand Tons | 0 | 0 | 0 | 0 | 0 | 0 | 0
MD Coal-fired EGUs NOx rate - NRG & GenOn v5.16 | 551 | 7334 | Rate Constraint in lbs/MMBtu | FALSE | L | Annual | Fuel Consumed | TBtu | 0 | 0 | 0 | 0 | 0 | 0 | 0
MD Coal-fired EGUs NOx rate - NRG & GenOn v5.16 | 551 | 7334 | Rate Constraint in lbs/MMBtu | FALSE | L | Annual | Rate | lb/MMBtu | 0 | 0 | 0 | 0 | 0 | 0 | 0
MD Coal-fired EGUs NOx rate - NRG & GenOn v5.16 | 551 | 7334 | Rate Constraint in lbs/MMBtu | FALSE | L | Annual | Generation | TWh | 0 | 0 | 0 | 0 | 0 | 0 | 0
MD Coal-fired EGUs NOx rate - NRG & GenOn v5.16 | 551 | 7334 | Rate Constraint in lbs/MMBtu | FALSE | L | Annual | Qualifying Generation | TWh | 0 | 0 | 0 | 0 | 0 | 0 | 0
MD Coal-fired EGUs NOx rate - NRG & GenOn v5.16 | 551 | 7334 | Rate Constraint in lbs/MMBtu | FALSE | L | Annual | Rate | lb/MWh | 0 | 0 | 0 | 0 | 0 | 0 | 0
MD Coal-fired EGUs NOx rate - NRG & GenOn v5.16 | 551 | 7334 | Rate Constraint in lbs/MMBtu | FALSE | L | Annual | Constraint Shadow Price | US2019$/Ton | 0 | 0 | 0 | 0 | 0 | 0 | 0
MD Coal-fired EGUs NOx rate - Raven v5.16 | 552 | 7333 | Rate Constraint in lbs/MMBtu | FALSE | L | Annual | Seasons Included | Seasons | Summer | Summer | Summer | Summer | Summer | Summer | Summer
MD Coal-fired EGUs NOx rate - Raven v5.16 | 552 | 7333 | Rate Constraint in lbs/MMBtu | FALSE | L | Annual | Standard NOX | lb/MMBtu | 0.15 | 0.15 | 0.15 | 0.15 | 0.15 | 0.15 | 0.15
MD Coal-fired EGUs NOx rate - Raven v5.16 | 552 | 7333 | Rate Constraint in lbs/MMBtu | FALSE | L | Annual | Emissions at Affected Plants NOX | Thousand Tons | 0 | 0 | 0 | 0 | 0 | 0 | 0
MD Coal-fired EGUs NOx rate - Raven v5.16 | 552 | 7333 | Rate Constraint in lbs/MMBtu | FALSE | L | Annual | Allowances Purchased NOX | Thousand Tons | 0 | 0 | 0 | 0 | 0 | 0 | 0
MD Coal-fired EGUs NOx rate - Raven v5.16 | 552 | 7333 | Rate Constraint in lbs/MMBtu | FALSE | L | Annual | Allowances Sold NOX | Thousand Tons | 0 | 0 | 0 | 0 | 0 | 0 | 0
MD Coal-fired EGUs NOx rate - Raven v5.16 | 552 | 7333 | Rate Constraint in lbs/MMBtu | FALSE | L | Annual | Allowances Banked | Thousand Tons | 0 | 0 | 0 | 0 | 0 | 0 | 0
MD Coal-fired EGUs NOx rate - Raven v5.16 | 552 | 7333 | Rate Constraint in lbs/MMBtu | FALSE | L | Annual | Allowances Withdrawn (1:1) | Thousand Tons | 0 | 0 | 0 | 0 | 0 | 0 | 0
MD Coal-fired EGUs NOx rate - Raven v5.16 | 552 | 7333 | Rate Constraint in lbs/MMBtu | FALSE | L | Annual | Allowances Withdrawn (n:1) | Thousand Tons | 0 | 0 | 0 | 0 | 0 | 0 | 0
MD Coal-fired EGUs NOx rate - Raven v5.16 | 552 | 7333 | Rate Constraint in lbs/MMBtu | FALSE | L | Annual | Net Emissions Allowance Position | Thousand Tons | 0 | 0 | 0 | 0 | 0 | 0 | 0
MD Coal-fired EGUs NOx rate - Raven v5.16 | 552 | 7333 | Rate Constraint in lbs/MMBtu | FALSE | L | Annual | Fuel Consumed | TBtu | 0 | 0 | 0 | 0 | 0 | 0 | 0
MD Coal-fired EGUs NOx rate - Raven v5.16 | 552 | 7333 | Rate Constraint in lbs/MMBtu | FALSE | L | Annual | Rate | lb/MMBtu | 0 | 0 | 0 | 0 | 0 | 0 | 0
MD Coal-fired EGUs NOx rate - Raven v5.16 | 552 | 7333 | Rate Constraint in lbs/MMBtu | FALSE | L | Annual | Generation | TWh | 0 | 0 | 0 | 0 | 0 | 0 | 0
MD Coal-fired EGUs NOx rate - Raven v5.16 | 552 | 7333 | Rate Constraint in lbs/MMBtu | FALSE | L | Annual | Qualifying Generation | TWh | 0 | 0 | 0 | 0 | 0 | 0 | 0
MD Coal-fired EGUs NOx rate - Raven v5.16 | 552 | 7333 | Rate Constraint in lbs/MMBtu | FALSE | L | Annual | Rate | lb/MWh | 0 | 0 | 0 | 0 | 0 | 0 | 0
MD Coal-fired EGUs NOx rate - Raven v5.16 | 552 | 7333 | Rate Constraint in lbs/MMBtu | FALSE | L | Annual | Constraint Shadow Price | US2019$/Ton | 0 | 0 | 0 | 0 | 0 | 0 | 0
MD Healthy Air Act - Constellation NOx Cap Ann 4.1 | 553 | 7330 | Rate Constraint in MTons | FALSE | L | Annual | Seasons Included | Seasons | Winter, WintShld, Summer | Winter, WintShld, Summer | Winter, WintShld, Summer | Winter, WintShld, Summer | Winter, WintShld, Summer | Winter, WintShld, Summer | Winter, WintShld, Summer
MD Healthy Air Act - Constellation NOx Cap Ann 4.1 | 553 | 7330 | Rate Constraint in MTons | FALSE | L | Annual | Standard NOX | Thousand Tons | 8.026 | 8.026 | 8.026 | 8.026 | 8.026 | 8.026 | 8.026
MD Healthy Air Act - Constellation NOx Cap Ann 4.1 | 553 | 7330 | Rate Constraint in MTons | FALSE | L | Annual | Emissions at Affected Plants NOX | Thousand Tons | 0 | 0 | 0 | 0 | 0 | 0 | 0
MD Healthy Air Act - Constellation NOx Cap Ann 4.1 | 553 | 7330 | Rate Constraint in MTons | FALSE | L | Annual | Allowances Purchased NOX | Thousand Tons | 0 | 0 | 0 | 0 | 0 | 0 | 0
MD Healthy Air Act - Constellation NOx Cap Ann 4.1 | 553 | 7330 | Rate Constraint in MTons | FALSE | L | Annual | Allowances Sold NOX | Thousand Tons | 0 | 0 | 0 | 0 | 0 | 0 | 0
MD Healthy Air Act - Constellation NOx Cap Ann 4.1 | 553 | 7330 | Rate Constraint in MTons | FALSE | L | Annual | Allowances Banked | Thousand Tons | 0 | 0 | 0 | 0 | 0 | 0 | 0
MD Healthy Air Act - Constellation NOx Cap Ann 4.1 | 553 | 7330 | Rate Constraint in MTons | FALSE | L | Annual | Allowances Withdrawn (1:1) | Thousand Tons | 0 | 0 | 0 | 0 | 0 | 0 | 0
MD Healthy Air Act - Constellation NOx Cap Ann 4.1 | 553 | 7330 | Rate Constraint in MTons | FALSE | L | Annual | Allowances Withdrawn (n:1) | Thousand Tons | 0 | 0 | 0 | 0 | 0 | 0 | 0
MD Healthy Air Act - Constellation NOx Cap Ann 4.1 | 553 | 7330 | Rate Constraint in MTons | FALSE | L | Annual | Net Emissions Allowance Position | Thousand Tons | 0 | 0 | 0 | 0 | 0 | 0 | 0
MD Healthy Air Act - Constellation NOx Cap Ann 4.1 | 553 | 7330 | Rate Constraint in MTons | FALSE | L | Annual | Fuel Consumed | TBtu | 0 | 0 | 0 | 0 | 0 | 0 | 0
MD Healthy Air Act - Constellation NOx Cap Ann 4.1 | 553 | 7330 | Rate Constraint in MTons | FALSE | L | Annual | Rate | lb/MMBtu | 0 | 0 | 0 | 0 | 0 | 0 | 0
MD Healthy Air Act - Constellation NOx Cap Ann 4.1 | 553 | 7330 | Rate Constraint in MTons | FALSE | L | Annual | Generation | TWh | 0 | 0 | 0 | 0 | 0 | 0 | 0
MD Healthy Air Act - Constellation NOx Cap Ann 4.1 | 553 | 7330 | Rate Constraint in MTons | FALSE | L | Annual | Qualifying Generation | TWh | 0 | 0 | 0 | 0 | 0 | 0 | 0
MD Healthy Air Act - Constellation NOx Cap Ann 4.1 | 553 | 7330 | Rate Constraint in MTons | FALSE | L | Annual | Rate | lb/MWh | 0 | 0 | 0 | 0 | 0 | 0 | 0
MD Healthy Air Act - Constellation NOx Cap Ann 4.1 | 553 | 7330 | Rate Constraint in MTons | FALSE | L | Annual | Constraint Shadow Price | US2019$/Ton | 0 | 0 | 0 | 0 | 0 | 0 | 0
MD Healthy Air Act - Constellation NOx Cap Sum 4.1 | 554 | 7328 | Rate Constraint in MTons | FALSE | L | Annual | Seasons Included | Seasons | Summer | Summer | Summer | Summer | Summer | Summer | Summer
MD Healthy Air Act - Constellation NOx Cap Sum 4.1 | 554 | 7328 | Rate Constraint in MTons | FALSE | L | Annual | Standard NOX | Thousand Tons | 3.63 | 3.63 | 3.63 | 3.63 | 3.63 | 3.63 | 3.63
MD Healthy Air Act - Constellation NOx Cap Sum 4.1 | 554 | 7328 | Rate Constraint in MTons | FALSE | L | Annual | Emissions at Affected Plants NOX | Thousand Tons | 0 | 0 | 0 | 0 | 0 | 0 | 0
MD Healthy Air Act - Constellation NOx Cap Sum 4.1 | 554 | 7328 | Rate Constraint in MTons | FALSE | L | Annual | Allowances Purchased NOX | Thousand Tons | 0 | 0 | 0 | 0 | 0 | 0 | 0
MD Healthy Air Act - Constellation NOx Cap Sum 4.1 | 554 | 7328 | Rate Constraint in MTons | FALSE | L | Annual | Allowances Sold NOX | Thousand Tons | 0 | 0 | 0 | 0 | 0 | 0 | 0
MD Healthy Air Act - Constellation NOx Cap Sum 4.1 | 554 | 7328 | Rate Constraint in MTons | FALSE | L | Annual | Allowances Banked | Thousand Tons | 0 | 0 | 0 | 0 | 0 | 0 | 0
MD Healthy Air Act - Constellation NOx Cap Sum 4.1 | 554 | 7328 | Rate Constraint in MTons | FALSE | L | Annual | Allowances Withdrawn (1:1) | Thousand Tons | 0 | 0 | 0 | 0 | 0 | 0 | 0
MD Healthy Air Act - Constellation NOx Cap Sum 4.1 | 554 | 7328 | Rate Constraint in MTons | FALSE | L | Annual | Allowances Withdrawn (n:1) | Thousand Tons | 0 | 0 | 0 | 0 | 0 | 0 | 0
MD Healthy Air Act - Constellation NOx Cap Sum 4.1 | 554 | 7328 | Rate Constraint in MTons | FALSE | L | Annual | Net Emissions Allowance Position | Thousand Tons | 0 | 0 | 0 | 0 | 0 | 0 | 0
MD Healthy Air Act - Constellation NOx Cap Sum 4.1 | 554 | 7328 | Rate Constraint in MTons | FALSE | L | Annual | Fuel Consumed | TBtu | 0 | 0 | 0 | 0 | 0 | 0 | 0
MD Healthy Air Act - Constellation NOx Cap Sum 4.1 | 554 | 7328 | Rate Constraint in MTons | FALSE | L | Annual | Rate | lb/MMBtu | 0 | 0 | 0 | 0 | 0 | 0 | 0
MD Healthy Air Act - Constellation NOx Cap Sum 4.1 | 554 | 7328 | Rate Constraint in MTons | FALSE | L | Annual | Generation | TWh | 0 | 0 | 0 | 0 | 0 | 0 | 0
MD Healthy Air Act - Constellation NOx Cap Sum 4.1 | 554 | 7328 | Rate Constraint in MTons | FALSE | L | Annual | Qualifying Generation | TWh | 0 | 0 | 0 | 0 | 0 | 0 | 0
MD Healthy Air Act - Constellation NOx Cap Sum 4.1 | 554 | 7328 | Rate Constraint in MTons | FALSE | L | Annual | Rate | lb/MWh | 0 | 0 | 0 | 0 | 0 | 0 | 0
MD Healthy Air Act - Constellation NOx Cap Sum 4.1 | 554 | 7328 | Rate Constraint in MTons | FALSE | L | Annual | Constraint Shadow Price | US2019$/Ton | 0 | 0 | 0 | 0 | 0 | 0 | 0
MD Healthy Air Act - Constellation SO2 Cap Ann 4.1 | 555 | 7326 | Rate Constraint in MTons | FALSE | L | Annual | Seasons Included | Seasons | Winter, WintShld, Summer | Winter, WintShld, Summer | Winter, WintShld, Summer | Winter, WintShld, Summer | Winter, WintShld, Summer | Winter, WintShld, Summer | Winter, WintShld, Summer
MD Healthy Air Act - Constellation SO2 Cap Ann 4.1 | 555 | 7326 | Rate Constraint in MTons | FALSE | L | Annual | Standard SO2 | Thousand Tons | 17.926 | 17.926 | 17.926 | 17.926 | 17.926 | 17.926 | 17.926
MD Healthy Air Act - Constellation SO2 Cap Ann 4.1 | 555 | 7326 | Rate Constraint in MTons | FALSE | L | Annual | Emissions at Affected Plants SO2 | Thousand Tons | 0 | 0 | 0 | 0 | 0 | 0 | 0
MD Healthy Air Act - Constellation SO2 Cap Ann 4.1 | 555 | 7326 | Rate Constraint in MTons | FALSE | L | Annual | Allowances Purchased SO2 | Thousand Tons | 0 | 0 | 0 | 0 | 0 | 0 | 0
MD Healthy Air Act - Constellation SO2 Cap Ann 4.1 | 555 | 7326 | Rate Constraint in MTons | FALSE | L | Annual | Allowances Sold SO2 | Thousand Tons | 0 | 0 | 0 | 0 | 0 | 0 | 0
MD Healthy Air Act - Constellation SO2 Cap Ann 4.1 | 555 | 7326 | Rate Constraint in MTons | FALSE | L | Annual | Allowances Banked | Thousand Tons | 0 | 0 | 0 | 0 | 0 | 0 | 0
MD Healthy Air Act - Constellation SO2 Cap Ann 4.1 | 555 | 7326 | Rate Constraint in MTons | FALSE | L | Annual | Allowances Withdrawn (1:1) | Thousand Tons | 0 | 0 | 0 | 0 | 0 | 0 | 0
MD Healthy Air Act - Constellation SO2 Cap Ann 4.1 | 555 | 7326 | Rate Constraint in MTons | FALSE | L | Annual | Allowances Withdrawn (n:1) | Thousand Tons | 0 | 0 | 0 | 0 | 0 | 0 | 0
MD Healthy Air Act - Constellation SO2 Cap Ann 4.1 | 555 | 7326 | Rate Constraint in MTons | FALSE | L | Annual | Net Emissions Allowance Position | Thousand Tons | 0 | 0 | 0 | 0 | 0 | 0 | 0
MD Healthy Air Act - Constellation SO2 Cap Ann 4.1 | 555 | 7326 | Rate Constraint in MTons | FALSE | L | Annual | Fuel Consumed | TBtu | 0 | 0 | 0 | 0 | 0 | 0 | 0
MD Healthy Air Act - Constellation SO2 Cap Ann 4.1 | 555 | 7326 | Rate Constraint in MTons | FALSE | L | Annual | Rate | lb/MMBtu | 0 | 0 | 0 | 0 | 0 | 0 | 0
MD Healthy Air Act - Constellation SO2 Cap Ann 4.1 | 555 | 7326 | Rate Constraint in MTons | FALSE | L | Annual | Generation | TWh | 0 | 0 | 0 | 0 | 0 | 0 | 0
MD Healthy Air Act - Constellation SO2 Cap Ann 4.1 | 555 | 7326 | Rate Constraint in MTons | FALSE | L | Annual | Qualifying Generation | TWh | 0 | 0 | 0 | 0 | 0 | 0 | 0
MD Healthy Air Act - Constellation SO2 Cap Ann 4.1 | 555 | 7326 | Rate Constraint in MTons | FALSE | L | Annual | Rate | lb/MWh | 0 | 0 | 0 | 0 | 0 | 0 | 0
MD Healthy Air Act - Constellation SO2 Cap Ann 4.1 | 555 | 7326 | Rate Constraint in MTons | FALSE | L | Annual | Constraint Shadow Price | US2019$/Ton | 0 | 0 | 0 | 0 | 0 | 0 | 0
MD Healthy Air Act - MER Removal Annual v3.1 | 556 | 7332 | MACT Fuel Choice Floor in lbs/MMBtu | FALSE | L | Annual | Seasons Included | Seasons | Winter, WintShld, Summer | Winter, WintShld, Summer | Winter, WintShld, Summer | Winter, WintShld, Summer | Winter, WintShld, Summer | Winter, WintShld, Summer | Winter, WintShld, Summer
MD Healthy Air Act - MER Removal Annual v3.1 | 556 | 7332 | MACT Fuel Choice Floor in lbs/MMBtu | FALSE | L | Annual | Emission Floor | lbs/MMBtu | 0 | 0 | 0 | 0 | 0 | 0 | 0
MD Healthy Air Act - MER Removal Annual v3.1 | 556 | 7332 | MACT Fuel Choice Floor in lbs/MMBtu | FALSE | L | Annual | Emissions at Affected Plants MER | lbs | 0 | 0 | 0 | 0 | 0 | 0 | 0
MD Healthy Air Act - MER Removal Annual v3.1 | 556 | 7332 | MACT Fuel Choice Floor in lbs/MMBtu | FALSE | L | Annual | Allowances Purchased MER | lbs | 0 | 0 | 0 | 0 | 0 | 0 | 0
MD Healthy Air Act - MER Removal Annual v3.1 | 556 | 7332 | MACT Fuel Choice Floor in lbs/MMBtu | FALSE | L | Annual | Allowances Sold MER | lbs | 0 | 0 | 0 | 0 | 0 | 0 | 0
MD Healthy Air Act - MER Removal Annual v3.1 | 556 | 7332 | MACT Fuel Choice Floor in lbs/MMBtu | FALSE | L | Annual | Allowances Banked | lbs | 0 | 0 | 0 | 0 | 0 | 0 | 0
MD Healthy Air Act - MER Removal Annual v3.1 | 556 | 7332 | MACT Fuel Choice Floor in lbs/MMBtu | FALSE | L | Annual | Allowances Withdrawn (1:1) | lbs | 0 | 0 | 0 | 0 | 0 | 0 | 0
MD Healthy Air Act - MER Removal Annual v3.1 | 556 | 7332 | MACT Fuel Choice Floor in lbs/MMBtu | FALSE | L | Annual | Allowances Withdrawn (n:1) | lbs | 0 | 0 | 0 | 0 | 0 | 0 | 0
MD Healthy Air Act - MER Removal Annual v3.1 | 556 | 7332 | MACT Fuel Choice Floor in lbs/MMBtu | FALSE | L | Annual | Net Emissions Allowance Position | lbs | 0 | 0 | 0 | 0 | 0 | 0 | 0
MD Healthy Air Act - MER Removal Annual v3.1 | 556 | 7332 | MACT Fuel Choice Floor in lbs/MMBtu | FALSE | L | Annual | Fuel Consumed | TBtu | 0 | 0 | 0 | 0 | 0 | 0 | 0
MD Healthy Air Act - MER Removal Annual v3.1 | 556 | 7332 | MACT Fuel Choice Floor in lbs/MMBtu | FALSE | L | Annual | Rate | lb/MMBtu | 0 | 0 | 0 | 0 | 0 | 0 | 0
MD Healthy Air Act - MER Removal Annual v3.1 | 556 | 7332 | MACT Fuel Choice Floor in lbs/MMBtu | FALSE | L | Annual | Generation | TWh | 0 | 0 | 0 | 0 | 0 | 0 | 0
MD Healthy Air Act - MER Removal Annual v3.1 | 556 | 7332 | MACT Fuel Choice Floor in lbs/MMBtu | FALSE | L | Annual | Qualifying Generation | TWh | 0 | 0 | 0 | 0 | 0 | 0 | 0
MD Healthy Air Act - MER Removal Annual v3.1 | 556 | 7332 | MACT Fuel Choice Floor in lbs/MMBtu | FALSE | L | Annual | Constraint Shadow Price | US2019$/Lb | 0 | 0 | 0 | 0 | 0 | 0 | 0
MD Healthy Air Act - Mirant NOx Cap Annual v4.10 | 557 | 7331 | Rate Constraint in MTons | FALSE | L | Annual | Seasons Included | Seasons | Winter, WintShld, Summer | Winter, WintShld, Summer | Winter, WintShld, Summer | Winter, WintShld, Summer | Winter, WintShld, Summer | Winter, WintShld, Summer | Winter, WintShld, Summer
MD Healthy Air Act - Mirant NOx Cap Annual v4.10 | 557 | 7331 | Rate Constraint in MTons | FALSE | L | Annual | Standard NOX | Thousand Tons | 8.298 | 8.298 | 8.298 | 8.298 | 8.298 | 8.298 | 8.298
MD Healthy Air Act - Mirant NOx Cap Annual v4.10 | 557 | 7331 | Rate Constraint in MTons | FALSE | L | Annual | Emissions at Affected Plants NOX | Thousand Tons | 0 | 0 | 0 | 0 | 0 | 0 | 0
MD Healthy Air Act - Mirant NOx Cap Annual v4.10 | 557 | 7331 | Rate Constraint in MTons | FALSE | L | Annual | Allowances Purchased NOX | Thousand Tons | 0 | 0 | 0 | 0 | 0 | 0 | 0
MD Healthy Air Act - Mirant NOx Cap Annual v4.10 | 557 | 7331 | Rate Constraint in MTons | FALSE | L | Annual | Allowances Sold NOX | Thousand Tons | 0 | 0 | 0 | 0 | 0 | 0 | 0
MD Healthy Air Act - Mirant NOx Cap Annual v4.10 | 557 | 7331 | Rate Constraint in MTons | FALSE | L | Annual | Allowances Banked | Thousand Tons | 0 | 0 | 0 | 0 | 0 | 0 | 0
MD Healthy Air Act - Mirant NOx Cap Annual v4.10 | 557 | 7331 | Rate Constraint in MTons | FALSE | L | Annual | Allowances Withdrawn (1:1) | Thousand Tons | 0 | 0 | 0 | 0 | 0 | 0 | 0
MD Healthy Air Act - Mirant NOx Cap Annual v4.10 | 557 | 7331 | Rate Constraint in MTons | FALSE | L | Annual | Allowances Withdrawn (n:1) | Thousand Tons | 0 | 0 | 0 | 0 | 0 | 0 | 0
MD Healthy Air Act - Mirant NOx Cap Annual v4.10 | 557 | 7331 | Rate Constraint in MTons | FALSE | L | Annual | Net Emissions Allowance Position | Thousand Tons | 0 | 0 | 0 | 0 | 0 | 0 | 0
MD Healthy Air Act - Mirant NOx Cap Annual v4.10 | 557 | 7331 | Rate Constraint in MTons | FALSE | L | Annual | Fuel Consumed | TBtu | 0 | 0 | 0 | 0 | 0 | 0 | 0
MD Healthy Air Act - Mirant NOx Cap Annual v4.10 | 557 | 7331 | Rate Constraint in MTons | FALSE | L | Annual | Rate | lb/MMBtu | 0 | 0 | 0 | 0 | 0 | 0 | 0
MD Healthy Air Act - Mirant NOx Cap Annual v4.10 | 557 | 7331 | Rate Constraint in MTons | FALSE | L | Annual | Generation | TWh | 0 | 0 | 0 | 0 | 0 | 0 | 0
MD Healthy Air Act - Mirant NOx Cap Annual v4.10 | 557 | 7331 | Rate Constraint in MTons | FALSE | L | Annual | Qualifying Generation | TWh | 0 | 0 | 0 | 0 | 0 | 0 | 0
MD Healthy Air Act - Mirant NOx Cap Annual v4.10 | 557 | 7331 | Rate Constraint in MTons | FALSE | L | Annual | Rate | lb/MWh | 0 | 0 | 0 | 0 | 0 | 0 | 0
MD Healthy Air Act - Mirant NOx Cap Annual v4.10 | 557 | 7331 | Rate Constraint in MTons | FALSE | L | Annual | Constraint Shadow Price | US2019$/Ton | 0 | 0 | 0 | 0 | 0 | 0 | 0
MD Healthy Air Act - Mirant NOx Cap Summer v4.10 | 558 | 7329 | Rate Constraint in MTons | FALSE | L | Annual | Seasons Included | Seasons | Summer | Summer | Summer | Summer | Summer | Summer | Summer
MD Healthy Air Act - Mirant NOx Cap Summer v4.10 | 558 | 7329 | Rate Constraint in MTons | FALSE | L | Annual | Standard NOX | Thousand Tons | 3.567 | 3.567 | 3.567 | 3.567 | 3.567 | 3.567 | 3.567
MD Healthy Air Act - Mirant NOx Cap Summer v4.10 | 558 | 7329 | Rate Constraint in MTons | FALSE | L | Annual | Emissions at Affected Plants NOX | Thousand Tons | 0 | 0 | 0 | 0 | 0 | 0 | 0
MD Healthy Air Act - Mirant NOx Cap Summer v4.10 | 558 | 7329 | Rate Constraint in MTons | FALSE | L | Annual | Allowances Purchased NOX | Thousand Tons | 0 | 0 | 0 | 0 | 0 | 0 | 0
MD Healthy Air Act - Mirant NOx Cap Summer v4.10 | 558 | 7329 | Rate Constraint in MTons | FALSE | L | Annual | Allowances Sold NOX | Thousand Tons | 0 | 0 | 0 | 0 | 0 | 0 | 0
MD Healthy Air Act - Mirant NOx Cap Summer v4.10 | 558 | 7329 | Rate Constraint in MTons | FALSE | L | Annual | Allowances Banked | Thousand Tons | 0 | 0 | 0 | 0 | 0 | 0 | 0
MD Healthy Air Act - Mirant NOx Cap Summer v4.10 | 558 | 7329 | Rate Constraint in MTons | FALSE | L | Annual | Allowances Withdrawn (1:1) | Thousand Tons | 0 | 0 | 0 | 0 | 0 | 0 | 0
MD Healthy Air Act - Mirant NOx Cap Summer v4.10 | 558 | 7329 | Rate Constraint in MTons | FALSE | L | Annual | Allowances Withdrawn (n:1) | Thousand Tons | 0 | 0 | 0 | 0 | 0 | 0 | 0
MD Healthy Air Act - Mirant NOx Cap Summer v4.10 | 558 | 7329 | Rate Constraint in MTons | FALSE | L | Annual | Net Emissions Allowance Position | Thousand Tons | 0 | 0 | 0 | 0 | 0 | 0 | 0
MD Healthy Air Act - Mirant NOx Cap Summer v4.10 | 558 | 7329 | Rate Constraint in MTons | FALSE | L | Annual | Fuel Consumed | TBtu | 0 | 0 | 0 | 0 | 0 | 0 | 0
MD Healthy Air Act - Mirant NOx Cap Summer v4.10 | 558 | 7329 | Rate Constraint in MTons | FALSE | L | Annual | Rate | lb/MMBtu | 0 | 0 | 0 | 0 | 0 | 0 | 0
MD Healthy Air Act - Mirant NOx Cap Summer v4.10 | 558 | 7329 | Rate Constraint in MTons | FALSE | L | Annual | Generation | TWh | 0 | 0 | 0 | 0 | 0 | 0 | 0
MD Healthy Air Act - Mirant NOx Cap Summer v4.10 | 558 | 7329 | Rate Constraint in MTons | FALSE | L | Annual | Qualifying Generation | TWh | 0 | 0 | 0 | 0 | 0 | 0 | 0
MD Healthy Air Act - Mirant NOx Cap Summer v4.10 | 558 | 7329 | Rate Constraint in MTons | FALSE | L | Annual | Rate | lb/MWh | 0 | 0 | 0 | 0 | 0 | 0 | 0
MD Healthy Air Act - Mirant NOx Cap Summer v4.10 | 558 | 7329 | Rate Constraint in MTons | FALSE | L | Annual | Constraint Shadow Price | US2019$/Ton | 0 | 0 | 0 | 0 | 0 | 0 | 0
MD Healthy Air Act - Mirant SO2 Cap Annual v4.10 | 559 | 7327 | Rate Constraint in MTons | FALSE | L | Annual | Seasons Included | Seasons | Winter, WintShld, Summer | Winter, WintShld, Summer | Winter, WintShld, Summer | Winter, WintShld, Summer | Winter, WintShld, Summer | Winter, WintShld, Summer | Winter, WintShld, Summer
MD Healthy Air Act - Mirant SO2 Cap Annual v4.10 | 559 | 7327 | Rate Constraint in MTons | FALSE | L | Annual | Standard SO2 | Thousand Tons | 18.541 | 18.541 | 18.541 | 18.541 | 18.541 | 18.541 | 18.541
MD Healthy Air Act - Mirant SO2 Cap Annual v4.10 | 559 | 7327 | Rate Constraint in MTons | FALSE | L | Annual | Emissions at Affected Plants SO2 | Thousand Tons | 0 | 0 | 0 | 0 | 0 | 0 | 0
MD Healthy Air Act - Mirant SO2 Cap Annual v4.10 | 559 | 7327 | Rate Constraint in MTons | FALSE | L | Annual | Allowances Purchased SO2 | Thousand Tons | 0 | 0 | 0 | 0 | 0 | 0 | 0
MD Healthy Air Act - Mirant SO2 Cap Annual v4.10 | 559 | 7327 | Rate Constraint in MTons | FALSE | L | Annual | Allowances Sold SO2 | Thousand Tons | 0 | 0 | 0 | 0 | 0 | 0 | 0
MD Healthy Air Act - Mirant SO2 Cap Annual v4.10 | 559 | 7327 | Rate Constraint in MTons | FALSE | L | Annual | Allowances Banked | Thousand Tons | 0 | 0 | 0 | 0 | 0 | 0 | 0
MD Healthy Air Act - Mirant SO2 Cap Annual v4.10 | 559 | 7327 | Rate Constraint in MTons | FALSE | L | Annual | Allowances Withdrawn (1:1) | Thousand Tons | 0 | 0 | 0 | 0 | 0 | 0 | 0
MD Healthy Air Act - Mirant SO2 Cap Annual v4.10 | 559 | 7327 | Rate Constraint in MTons | FALSE | L | Annual | Allowances Withdrawn (n:1) | Thousand Tons | 0 | 0 | 0 | 0 | 0 | 0 | 0
MD Healthy Air Act - Mirant SO2 Cap Annual v4.10 | 559 | 7327 | Rate Constraint in MTons | FALSE | L | Annual | Net Emissions Allowance Position | Thousand Tons | 0 | 0 | 0 | 0 | 0 | 0 | 0
MD Healthy Air Act - Mirant SO2 Cap Annual v4.10 | 559 | 7327 | Rate Constraint in MTons | FALSE | L | Annual | Fuel Consumed | TBtu | 0 | 0 | 0 | 0 | 0 | 0 | 0
MD Healthy Air Act - Mirant SO2 Cap Annual v4.10 | 559 | 7327 | Rate Constraint in MTons | FALSE | L | Annual | Rate | lb/MMBtu | 0 | 0 | 0 | 0 | 0 | 0 | 0
MD Healthy Air Act - Mirant SO2 Cap Annual v4.10 | 559 | 7327 | Rate Constraint in MTons | FALSE | L | Annual | Generation | TWh | 0 | 0 | 0 | 0 | 0 | 0 | 0
MD Healthy Air Act - Mirant SO2 Cap Annual v4.10 | 559 | 7327 | Rate Constraint in MTons | FALSE | L | Annual | Qualifying Generation | TWh | 0 | 0 | 0 | 0 | 0 | 0 | 0
MD Healthy Air Act - Mirant SO2 Cap Annual v4.10 | 559 | 7327 | Rate Constraint in MTons | FALSE | L | Annual | Rate | lb/MWh | 0 | 0 | 0 | 0 | 0 | 0 | 0
MD Healthy Air Act - Mirant SO2 Cap Annual v4.10 | 559 | 7327 | Rate Constraint in MTons | FALSE | L | Annual | Constraint Shadow Price | US2019$/Ton | 0 | 0 | 0 | 0 | 0 | 0 | 0
ME Fac. Spec. - NOX 0.15 Rate Annual v3.1, Unit 2471 and retrofits | 560 | 7323 | Rate Constraint in lbs/MMBtu | FALSE | L | Annual | Seasons Included | Seasons | Winter, WintShld, Summer | Winter, WintShld, Summer | Winter, WintShld, Summer | Winter, WintShld, Summer | Winter, WintShld, Summer | Winter, WintShld, Summer | Winter, WintShld, Summer
ME Fac. Spec. - NOX 0.15 Rate Annual v3.1, Unit 2471 and retrofits | 560 | 7323 | Rate Constraint in lbs/MMBtu | FALSE | L | Annual | Standard NOX | lb/MMBtu | 0.15 | 0.15 | 0.15 | 0.15 | 0.15 | 0.15 | 0.15
ME Fac. Spec. - NOX 0.15 Rate Annual v3.1, Unit 2471 and retrofits | 560 | 7323 | Rate Constraint in lbs/MMBtu | FALSE | L | Annual | Emissions at Affected Plants NOX | Thousand Tons | 0 | 0 | 0 | 0 | 0 | 0 | 0
ME Fac. Spec. - NOX 0.15 Rate Annual v3.1, Unit 2471 and retrofits | 560 | 7323 | Rate Constraint in lbs/MMBtu | FALSE | L | Annual | Allowances Purchased NOX | Thousand Tons | 0 | 0 | 0 | 0 | 0 | 0 | 0
ME Fac. Spec. - NOX 0.15 Rate Annual v3.1, Unit 2471 and retrofits | 560 | 7323 | Rate Constraint in lbs/MMBtu | FALSE | L | Annual | Allowances Sold NOX | Thousand Tons | 0 | 0 | 0 | 0 | 0 | 0 | 0
ME Fac. Spec. - NOX 0.15 Rate Annual v3.1, Unit 2471 and retrofits | 560 | 7323 | Rate Constraint in lbs/MMBtu | FALSE | L | Annual | Allowances Banked | Thousand Tons | 0 | 0 | 0 | 0 | 0 | 0 | 0
ME Fac. Spec. - NOX 0.15 Rate Annual v3.1, Unit 2471 and retrofits | 560 | 7323 | Rate Constraint in lbs/MMBtu | FALSE | L | Annual | Allowances Withdrawn (1:1) | Thousand Tons | 0 | 0 | 0 | 0 | 0 | 0 | 0
ME Fac. Spec. - NOX 0.15 Rate Annual v3.1, Unit 2471 and retrofits | 560 | 7323 | Rate Constraint in lbs/MMBtu | FALSE | L | Annual | Allowances Withdrawn (n:1) | Thousand Tons | 0 | 0 | 0 | 0 | 0 | 0 | 0
ME Fac. Spec. - NOX 0.15 Rate Annual v3.1, Unit 2471 and retrofits | 560 | 7323 | Rate Constraint in lbs/MMBtu | FALSE | L | Annual | Net Emissions Allowance Position | Thousand Tons | 0 | 0 | 0 | 0 | 0 | 0 | 0
ME Fac. Spec. - NOX 0.15 Rate Annual v3.1, Unit 2471 and retrofits | 560 | 7323 | Rate Constraint in lbs/MMBtu | FALSE | L | Annual | Fuel Consumed | TBtu | 0 | 0 | 0 | 0 | 0 | 0 | 0
ME Fac. Spec. - NOX 0.15 Rate Annual v3.1, Unit 2471 and retrofits | 560 | 7323 | Rate Constraint in lbs/MMBtu | FALSE | L | Annual | Rate | lb/MMBtu | 0 | 0 | 0 | 0 | 0 | 0 | 0
ME Fac. Spec. - NOX 0.15 Rate Annual v3.1, Unit 2471 and retrofits | 560 | 7323 | Rate Constraint in lbs/MMBtu | FALSE | L | Annual | Generation | TWh | 0 | 0 | 0 | 0 | 0 | 0 | 0
ME Fac. Spec. - NOX 0.15 Rate Annual v3.1, Unit 2471 and retrofits | 560 | 7323 | Rate Constraint in lbs/MMBtu | FALSE | L | Annual | Qualifying Generation | TWh | 0 | 0 | 0 | 0 | 0 | 0 | 0
ME Fac. Spec. - NOX 0.15 Rate Annual v3.1, Unit 2471 and retrofits | 560 | 7323 | Rate Constraint in lbs/MMBtu | FALSE | L | Annual | Rate | lb/MWh | 0 | 0 | 0 | 0 | 0 | 0 | 0
ME Fac. Spec. - NOX 0.15 Rate Annual v3.1, Unit 2471 and retrofits | 560 | 7323 | Rate Constraint in lbs/MMBtu | FALSE | L | Annual | Constraint Shadow Price | US2019$/Ton | 0 | 0 | 0 | 0 | 0 | 0 | 0
ME Fac. Spec. - NOX 0.15 Rate Annual v3.1, Unit 2472 and retrofits | 561 | 7323 | Rate Constraint in lbs/MMBtu | FALSE | L | Annual | Seasons Included | Seasons | Winter, WintShld, Summer | Winter, WintShld, Summer | Winter, WintShld, Summer | Winter, WintShld, Summer | Winter, WintShld, Summer | Winter, WintShld, Summer | Winter, WintShld, Summer
ME Fac. Spec. - NOX 0.15 Rate Annual v3.1, Unit 2472 and retrofits | 561 | 7323 | Rate Constraint in lbs/MMBtu | FALSE | L | Annual | Standard NOX | lb/MMBtu | 0.15 | 0.15 | 0.15 | 0.15 | 0.15 | 0.15 | 0.15
ME Fac. Spec. - NOX 0.15 Rate Annual v3.1, Unit 2472 and retrofits | 561 | 7323 | Rate Constraint in lbs/MMBtu | FALSE | L | Annual | Emissions at Affected Plants NOX | Thousand Tons | 0 | 0 | 0 | 0 | 0 | 0 | 0
ME Fac. Spec. - NOX 0.15 Rate Annual v3.1, Unit 2472 and retrofits | 561 | 7323 | Rate Constraint in lbs/MMBtu | FALSE | L | Annual | Allowances Purchased NOX | Thousand Tons | 0 | 0 | 0 | 0 | 0 | 0 | 0
ME Fac. Spec. - NOX 0.15 Rate Annual v3.1, Unit 2472 and retrofits | 561 | 7323 | Rate Constraint in lbs/MMBtu | FALSE | L | Annual | Allowances Sold NOX | Thousand Tons | 0 | 0 | 0 | 0 | 0 | 0 | 0
ME Fac. Spec. - NOX 0.15 Rate Annual v3.1, Unit 2472 and retrofits | 561 | 7323 | Rate Constraint in lbs/MMBtu | FALSE | L | Annual | Allowances Banked | Thousand Tons | 0 | 0 | 0 | 0 | 0 | 0 | 0
ME Fac. Spec. - NOX 0.15 Rate Annual v3.1, Unit 2472 and retrofits | 561 | 7323 | Rate Constraint in lbs/MMBtu | FALSE | L | Annual | Allowances Withdrawn (1:1) | Thousand Tons | 0 | 0 | 0 | 0 | 0 | 0 | 0
ME Fac. Spec. - NOX 0.15 Rate Annual v3.1, Unit 2472 and retrofits | 561 | 7323 | Rate Constraint in lbs/MMBtu | FALSE | L | Annual | Allowances Withdrawn (n:1) | Thousand Tons | 0 | 0 | 0 | 0 | 0 | 0 | 0
ME Fac. Spec. - NOX 0.15 Rate Annual v3.1, Unit 2472 and retrofits | 561 | 7323 | Rate Constraint in lbs/MMBtu | FALSE | L | Annual | Net Emissions Allowance Position | Thousand Tons | 0 | 0 | 0 | 0 | 0 | 0 | 0
ME Fac. Spec. - NOX 0.15 Rate Annual v3.1, Unit 2472 and retrofits | 561 | 7323 | Rate Constraint in lbs/MMBtu | FALSE | L | Annual | Fuel Consumed | TBtu | 0 | 0 | 0 | 0 | 0 | 0 | 0
ME Fac. Spec. - NOX 0.15 Rate Annual v3.1, Unit 2472 and retrofits | 561 | 7323 | Rate Constraint in lbs/MMBtu | FALSE | L | Annual | Rate | lb/MMBtu | 0 | 0 | 0 | 0 | 0 | 0 | 0
ME Fac. Spec. - NOX 0.15 Rate Annual v3.1, Unit 2472 and retrofits | 561 | 7323 | Rate Constraint in lbs/MMBtu | FALSE | L | Annual | Generation | TWh | 0 | 0 | 0 | 0 | 0 | 0 | 0
ME Fac. Spec. - NOX 0.15 Rate Annual v3.1, Unit 2472 and retrofits | 561 | 7323 | Rate Constraint in lbs/MMBtu | FALSE | L | Annual | Qualifying Generation | TWh | 0 | 0 | 0 | 0 | 0 | 0 | 0
ME Fac. Spec. - NOX 0.15 Rate Annual v3.1, Unit 2472 and retrofits | 561 | 7323 | Rate Constraint in lbs/MMBtu | FALSE | L | Annual | Rate | lb/MWh | 0 | 0 | 0 | 0 | 0 | 0 | 0
ME Fac. Spec. - NOX 0.15 Rate Annual v3.1, Unit 2472 and retrofits | 561 | 7323 | Rate Constraint in lbs/MMBtu | FALSE | L | Annual | Constraint Shadow Price | US2019$/Ton | 0 | 0 | 0 | 0 | 0 | 0 | 0
ME Fac. Spec. - NOX 0.15 Rate Annual v3.1, Unit 2473 and retrofits | 562 | 7323 | Rate Constraint in lbs/MMBtu | FALSE | L | Annual | Seasons Included | Seasons | Winter, WintShld, Summer | Winter, WintShld, Summer | Winter, WintShld, Summer | Winter, WintShld, Summer | Winter, WintShld, Summer | Winter, WintShld, Summer | Winter, WintShld, Summer
ME Fac. Spec. - NOX 0.15 Rate Annual v3.1, Unit 2473 and retrofits | 562 | 7323 | Rate Constraint in lbs/MMBtu | FALSE | L | Annual | Standard NOX | lb/MMBtu | 0.15 | 0.15 | 0.15 | 0.15 | 0.15 | 0.15 | 0.15
ME Fac. Spec. - NOX 0.15 Rate Annual v3.1, Unit 2473 and retrofits | 562 | 7323 | Rate Constraint in lbs/MMBtu | FALSE | L | Annual | Emissions at Affected Plants NOX | Thousand Tons | 0 | 0 | 0 | 0 | 0 | 0 | 0
ME Fac. Spec. - NOX 0.15 Rate Annual v3.1, Unit 2473 and retrofits | 562 | 7323 | Rate Constraint in lbs/MMBtu | FALSE | L | Annual | Allowances Purchased NOX | Thousand Tons | 0 | 0 | 0 | 0 | 0 | 0 | 0
ME Fac. Spec. - NOX 0.15 Rate Annual v3.1, Unit 2473 and retrofits | 562 | 7323 | Rate Constraint in lbs/MMBtu | FALSE | L | Annual | Allowances Sold NOX | Thousand Tons | 0 | 0 | 0 | 0 | 0 | 0 | 0
ME Fac. Spec. - NOX 0.15 Rate Annual v3.1, Unit 2473 and retrofits | 562 | 7323 | Rate Constraint in lbs/MMBtu | FALSE | L | Annual | Allowances Banked | Thousand Tons | 0 | 0 | 0 | 0 | 0 | 0 | 0
ME Fac. Spec. - NOX 0.15 Rate Annual v3.1, Unit 2473 and retrofits | 562 | 7323 | Rate Constraint in lbs/MMBtu | FALSE | L | Annual | Allowances Withdrawn (1:1) | Thousand Tons | 0 | 0 | 0 | 0 | 0 | 0 | 0
ME Fac. Spec. - NOX 0.15 Rate Annual v3.1, Unit 2473 and retrofits | 562 | 7323 | Rate Constraint in lbs/MMBtu | FALSE | L | Annual | Allowances Withdrawn (n:1) | Thousand Tons | 0 | 0 | 0 | 0 | 0 | 0 | 0
ME Fac. Spec. - NOX 0.15 Rate Annual v3.1, Unit 2473 and retrofits | 562 | 7323 | Rate Constraint in lbs/MMBtu | FALSE | L | Annual | Net Emissions Allowance Position | Thousand Tons | 0 | 0 | 0 | 0 | 0 | 0 | 0
ME Fac. Spec. - NOX 0.15 Rate Annual v3.1, Unit 2473 and retrofits | 562 | 7323 | Rate Constraint in lbs/MMBtu | FALSE | L | Annual | Fuel Consumed | TBtu | 0 | 0 | 0 | 0 | 0 | 0 | 0
ME Fac. Spec. - NOX 0.15 Rate Annual v3.1, Unit 2473 and retrofits | 562 | 7323 | Rate Constraint in lbs/MMBtu | FALSE | L | Annual | Rate | lb/MMBtu | 0 | 0 | 0 | 0 | 0 | 0 | 0
ME Fac. Spec. - NOX 0.15 Rate Annual v3.1, Unit 2473 and retrofits | 562 | 7323 | Rate Constraint in lbs/MMBtu | FALSE | L | Annual | Generation | TWh | 0 | 0 | 0 | 0 | 0 | 0 | 0
ME Fac. Spec. - NOX 0.15 Rate Annual v3.1, Unit 2473 and retrofits | 562 | 7323 | Rate Constraint in lbs/MMBtu | FALSE | L | Annual | Qualifying Generation | TWh | 0 | 0 | 0 | 0 | 0 | 0 | 0
ME Fac. Spec. - NOX 0.15 Rate Annual v3.1, Unit 2473 and retrofits | 562 | 7323 | Rate Constraint in lbs/MMBtu | FALSE | L | Annual | Rate | lb/MWh | 0 | 0 | 0 | 0 | 0 | 0 | 0
ME Fac. Spec. - NOX 0.15 Rate Annual v3.1, Unit 2473 and retrofits | 562 | 7323 | Rate Constraint in lbs/MMBtu | FALSE | L | Annual | Constraint Shadow Price | US2019$/Ton | 0 | 0 | 0 | 0 | 0 | 0 | 0
ME Fac. Spec. - NOx 0.20 Rate Annual v3.1, Unit 2472 and retrofits | 563 | 7324 | Rate Constraint in lbs/MMBtu | FALSE | L | Annual | Seasons Included | Seasons | Winter, WintShld, Summer | Winter, WintShld, Summer | Winter, WintShld, Summer | Winter, WintShld, Summer | Winter, WintShld, Summer | Winter, WintShld, Summer | Winter, WintShld, Summer
ME Fac. Spec. - NOx 0.20 Rate Annual v3.1, Unit 2472 and retrofits | 563 | 7324 | Rate Constraint in lbs/MMBtu | FALSE | L | Annual | Standard NOX | lb/MMBtu | 0.2 | 0.2 | 0.2 | 0.2 | 0.2 | 0.2 | 0.2
ME Fac. Spec. - NOx 0.20 Rate Annual v3.1, Unit 2472 and retrofits | 563 | 7324 | Rate Constraint in lbs/MMBtu | FALSE | L | Annual | Emissions at Affected Plants NOX | Thousand Tons | 0 | 0 | 0 | 0 | 0 | 0 | 0
ME Fac. Spec. - NOx 0.20 Rate Annual v3.1, Unit 2472 and retrofits | 563 | 7324 | Rate Constraint in lbs/MMBtu | FALSE | L | Annual | Allowances Purchased NOX | Thousand Tons | 0 | 0 | 0 | 0 | 0 | 0 | 0
ME Fac. Spec. - NOx 0.20 Rate Annual v3.1, Unit 2472 and retrofits | 563 | 7324 | Rate Constraint in lbs/MMBtu | FALSE | L | Annual | Allowances Sold NOX | Thousand Tons | 0 | 0 | 0 | 0 | 0 | 0 | 0
ME Fac. Spec. - NOx 0.20 Rate Annual v3.1, Unit 2472 and retrofits | 563 | 7324 | Rate Constraint in lbs/MMBtu | FALSE | L | Annual | Allowances Banked | Thousand Tons | 0 | 0 | 0 | 0 | 0 | 0 | 0
ME Fac. Spec. - NOx 0.20 Rate Annual v3.1, Unit 2472 and retrofits | 563 | 7324 | Rate Constraint in lbs/MMBtu | FALSE | L | Annual | Allowances Withdrawn (1:1) | Thousand Tons | 0 | 0 | 0 | 0 | 0 | 0 | 0
ME Fac. Spec. - NOx 0.20 Rate Annual v3.1, Unit 2472 and retrofits | 563 | 7324 | Rate Constraint in lbs/MMBtu | FALSE | L | Annual | Allowances Withdrawn (n:1) | Thousand Tons | 0 | 0 | 0 | 0 | 0 | 0 | 0
ME Fac. Spec. - NOx 0.20 Rate Annual v3.1, Unit 2472 and retrofits | 563 | 7324 | Rate Constraint in lbs/MMBtu | FALSE | L | Annual | Net Emissions Allowance Position | Thousand Tons | 0 | 0 | 0 | 0 | 0 | 0 | 0
ME Fac. Spec. - NOx 0.20 Rate Annual v3.1, Unit 2472 and retrofits | 563 | 7324 | Rate Constraint in lbs/MMBtu | FALSE | L | Annual | Fuel Consumed | TBtu | 0 | 0 | 0 | 0 | 0 | 0 | 0
ME Fac. Spec. - NOx 0.20 Rate Annual v3.1, Unit 2472 and retrofits | 563 | 7324 | Rate Constraint in lbs/MMBtu | FALSE | L | Annual | Rate | lb/MMBtu | 0 | 0 | 0 | 0 | 0 | 0 | 0
ME Fac. Spec. - NOx 0.20 Rate Annual v3.1, Unit 2472 and retrofits | 563 | 7324 | Rate Constraint in lbs/MMBtu | FALSE | L | Annual | Generation | TWh | 0 | 0 | 0 | 0 | 0 | 0 | 0
ME Fac. Spec. - NOx 0.20 Rate Annual v3.1, Unit 2472 and retrofits | 563 | 7324 | Rate Constraint in lbs/MMBtu | FALSE | L | Annual | Qualifying Generation | TWh | 0 | 0 | 0 | 0 | 0 | 0 | 0
ME Fac. Spec. - NOx 0.20 Rate Annual v3.1, Unit 2472 and retrofits | 563 | 7324 | Rate Constraint in lbs/MMBtu | FALSE | L | Annual | Rate | lb/MWh | 0 | 0 | 0 | 0 | 0 | 0 | 0
ME Fac. Spec. - NOx 0.20 Rate Annual v3.1, Unit 2472 and retrofits | 563 | 7324 | Rate Constraint in lbs/MMBtu | FALSE | L | Annual | Constraint Shadow Price | US2019$/Ton | 0 | 0 | 0 | 0 | 0 | 0 | 0
ME Fac. Spec. - NOx 0.20 Rate Annual v3.1, Unit 2474 and retrofits | 564 | 7324 | Rate Constraint in lbs/MMBtu | FALSE | L | Annual | Seasons Included | Seasons | Winter, WintShld, Summer | Winter, WintShld, Summer | Winter, WintShld, Summer | Winter, WintShld, Summer | Winter, WintShld, Summer | Winter, WintShld, Summer | Winter, WintShld, Summer
ME Fac. Spec. - NOx 0.20 Rate Annual v3.1, Unit 2474 and retrofits | 564 | 7324 | Rate Constraint in lbs/MMBtu | FALSE | L | Annual | Standard NOX | lb/MMBtu | 0.2 | 0.2 | 0.2 | 0.2 | 0.2 | 0.2 | 0.2
ME Fac. Spec. - NOx 0.20 Rate Annual v3.1, Unit 2474 and retrofits | 564 | 7324 | Rate Constraint in lbs/MMBtu | FALSE | L | Annual | Emissions at Affected Plants NOX | Thousand Tons | 0 | 0 | 0 | 0 | 0 | 0 | 0
ME Fac. Spec. - NOx 0.20 Rate Annual v3.1, Unit 2474 and retrofits | 564 | 7324 | Rate Constraint in lbs/MMBtu | FALSE | L | Annual | Allowances Purchased NOX | Thousand Tons | 0 | 0 | 0 | 0 | 0 | 0 | 0
ME Fac. Spec. - NOx 0.20 Rate Annual v3.1, Unit 2474 and retrofits | 564 | 7324 | Rate Constraint in lbs/MMBtu | FALSE | L | Annual | Allowances Sold NOX | Thousand Tons | 0 | 0 | 0 | 0 | 0 | 0 | 0
ME Fac. Spec. - NOx 0.20 Rate Annual v3.1, Unit 2474 and retrofits | 564 | 7324 | Rate Constraint in lbs/MMBtu | FALSE | L | Annual | Allowances Banked | Thousand Tons | 0 | 0 | 0 | 0 | 0 | 0 | 0
ME Fac. Spec. - NOx 0.20 Rate Annual v3.1, Unit 2474 and retrofits | 564 | 7324 | Rate Constraint in lbs/MMBtu | FALSE | L | Annual | Allowances Withdrawn (1:1) | Thousand Tons | 0 | 0 | 0 | 0 | 0 | 0 | 0
ME Fac. Spec. - NOx 0.20 Rate Annual v3.1, Unit 2474 and retrofits | 564 | 7324 | Rate Constraint in lbs/MMBtu | FALSE | L | Annual | Allowances Withdrawn (n:1) | Thousand Tons | 0 | 0 | 0 | 0 | 0 | 0 | 0
ME Fac. Spec. - NOx 0.20 Rate Annual v3.1, Unit 2474 and retrofits | 564 | 7324 | Rate Constraint in lbs/MMBtu | FALSE | L | Annual | Net Emissions Allowance Position | Thousand Tons | 0 | 0 | 0 | 0 | 0 | 0 | 0
ME Fac. Spec. - NOx 0.20 Rate Annual v3.1, Unit 2474 and retrofits | 564 | 7324 | Rate Constraint in lbs/MMBtu | FALSE | L | Annual | Fuel Consumed | TBtu | 0 | 0 | 0 | 0 | 0 | 0 | 0
ME Fac. Spec. - NOx 0.20 Rate Annual v3.1, Unit 2474 and retrofits | 564 | 7324 | Rate Constraint in lbs/MMBtu | FALSE | L | Annual | Rate | lb/MMBtu | 0 | 0 | 0 | 0 | 0 | 0 | 0
ME Fac. Spec. - NOx 0.20 Rate Annual v3.1, Unit 2474 and retrofits | 564 | 7324 | Rate Constraint in lbs/MMBtu | FALSE | L | Annual | Generation | TWh | 0 | 0 | 0 | 0 | 0 | 0 | 0
ME Fac. Spec. - NOx 0.20 Rate Annual v3.1, Unit 2474 and retrofits | 564 | 7324 | Rate Constraint in lbs/MMBtu | FALSE | L | Annual | Qualifying Generation | TWh | 0 | 0 | 0 | 0 | 0 | 0 | 0
ME Fac. Spec. - NOx 0.20 Rate Annual v3.1, Unit 2474 and retrofits | 564 | 7324 | Rate Constraint in lbs/MMBtu | FALSE | L | Annual | Rate | lb/MWh | 0 | 0 | 0 | 0 | 0 | 0 | 0
ME Fac. Spec. - NOx 0.20 Rate Annual v3.1, Unit 2474 and retrofits | 564 | 7324 | Rate Constraint in lbs/MMBtu | FALSE | L | Annual | Constraint Shadow Price | US2019$/Ton | 0 | 0 | 0 | 0 | 0 | 0 | 0
ME Fac. Spec. - NOX 0.22 Rate Annual v3.1, Unit 2474 and retrofits | 565 | 7322 | Rate Constraint in lbs/MMBtu | FALSE | L | Annual | Seasons Included | Seasons | Winter, WintShld, Summer | Winter, WintShld, Summer | Winter, WintShld, Summer | Winter, WintShld, Summer | Winter, WintShld, Summer | Winter, WintShld, Summer | Winter, WintShld, Summer
ME Fac. Spec. - NOX 0.22 Rate Annual v3.1, Unit 2474 and retrofits | 565 | 7322 | Rate Constraint in lbs/MMBtu | FALSE | L | Annual | Standard NOX | lb/MMBtu | 0.22 | 0.22 | 0.22 | 0.22 | 0.22 | 0.22 | 0.22
ME Fac. Spec. - NOX 0.22 Rate Annual v3.1, Unit 2474 and retrofits | 565 | 7322 | Rate Constraint in lbs/MMBtu | FALSE | L | Annual | Emissions at Affected Plants NOX | Thousand Tons | 0 | 0 | 0 | 0 | 0 | 0 | 0
ME Fac. Spec. - NOX 0.22 Rate Annual v3.1, Unit 2474 and retrofits | 565 | 7322 | Rate Constraint in lbs/MMBtu | FALSE | L | Annual | Allowances Purchased NOX | Thousand Tons | 0 | 0 | 0 | 0 | 0 | 0 | 0
ME Fac. Spec. - NOX 0.22 Rate Annual v3.1, Unit 2474 and retrofits | 565 | 7322 | Rate Constraint in lbs/MMBtu | FALSE | L | Annual | Allowances Sold NOX | Thousand Tons | 0 | 0 | 0 | 0 | 0 | 0 | 0
ME Fac. Spec. - NOX 0.22 Rate Annual v3.1, Unit 2474 and retrofits | 565 | 7322 | Rate Constraint in lbs/MMBtu | FALSE | L | Annual | Allowances Banked | Thousand Tons | 0 | 0 | 0 | 0 | 0 | 0 | 0
ME Fac. Spec. - NOX 0.22 Rate Annual v3.1, Unit 2474 and retrofits | 565 | 7322 | Rate Constraint in lbs/MMBtu | FALSE | L | Annual | Allowances Withdrawn (1:1) | Thousand Tons | 0 | 0 | 0 | 0 | 0 | 0 | 0
ME Fac. Spec. - NOX 0.22 Rate Annual v3.1, Unit 2474 and retrofits | 565 | 7322 | Rate Constraint in lbs/MMBtu | FALSE | L | Annual | Allowances Withdrawn (n:1) | Thousand Tons | 0 | 0 | 0 | 0 | 0 | 0 | 0
ME Fac. Spec. - NOX 0.22 Rate Annual v3.1, Unit 2474 and retrofits | 565 | 7322 | Rate Constraint in lbs/MMBtu | FALSE | L | Annual | Net Emissions Allowance Position | Thousand Tons | 0 | 0 | 0 | 0 | 0 | 0 | 0
ME Fac. Spec. - NOX 0.22 Rate Annual v3.1, Unit 2474 and retrofits | 565 | 7322 | Rate Constraint in lbs/MMBtu | FALSE | L | Annual | Fuel Consumed | TBtu | 0 | 0 | 0 | 0 | 0 | 0 | 0
ME Fac. Spec. - NOX 0.22 Rate Annual v3.1, Unit 2474 and retrofits | 565 | 7322 | Rate Constraint in lbs/MMBtu | FALSE | L | Annual | Rate | lb/MMBtu | 0 | 0 | 0 | 0 | 0 | 0 | 0
ME Fac. Spec. - NOX 0.22 Rate Annual v3.1, Unit 2474 and retrofits | 565 | 7322 | Rate Constraint in lbs/MMBtu | FALSE | L | Annual | Generation | TWh | 0 | 0 | 0 | 0 | 0 | 0 | 0
ME Fac. Spec. - NOX 0.22 Rate Annual v3.1, Unit 2474 and retrofits | 565 | 7322 | Rate Constraint in lbs/MMBtu | FALSE | L | Annual | Qualifying Generation | TWh | 0 | 0 | 0 | 0 | 0 | 0 | 0
ME Fac. Spec. - NOX 0.22 Rate Annual v3.1, Unit 2474 and retrofits | 565 | 7322 | Rate Constraint in lbs/MMBtu | FALSE | L | Annual | Rate | lb/MWh | 0 | 0 | 0 | 0 | 0 | 0 | 0
ME Fac. Spec. - NOX 0.22 Rate Annual v3.1, Unit 2474 and retrofits | 565 | 7322 | Rate Constraint in lbs/MMBtu | FALSE | L | Annual | Constraint Shadow Price | US2019$/Ton | 0 | 0 | 0 | 0 | 0 | 0 | 0
ME Mercury Cap Annual v3.1 | 566 | 7325 | Rate Constraint in MTons | FALSE | L | Annual | Seasons Included | Seasons | Winter, WintShld, Summer | Winter, WintShld, Summer | Winter, WintShld, Summer | Winter, WintShld, Summer | Winter, WintShld, Summer | Winter, WintShld, Summer | Winter, WintShld, Summer
ME Mercury Cap Annual v3.1 | 566 | 7325 | Rate Constraint in MTons | FALSE | L | Annual | Standard MER | lbs | 26 | 26 | 26 | 26 | 26 | 26 | 26
ME Mercury Cap Annual v3.1 | 566 | 7325 | Rate Constraint in MTons | FALSE | L | Annual | Emissions at Affected Plants MER | lbs | 13.5777 | 13.5777 | 13.5777 | 13.5777 | 12.7582 | 12.07 | 9.7587
ME Mercury Cap Annual v3.1 | 566 | 7325 | Rate Constraint in MTons | FALSE | L | Annual | Allowances Purchased MER | lbs | 0 | 0 | 0 | 0 | 0 | 0 | 0
ME Mercury Cap Annual v3.1 | 566 | 7325 | Rate Constraint in MTons | FALSE | L | Annual | Allowances Sold MER | lbs | 0 | 0 | 0 | 0 | 0 | 0 | 0
ME Mercury Cap Annual v3.1 | 566 | 7325 | Rate Constraint in MTons | FALSE | L | Annual | Allowances Banked | lbs | 0 | 0 | 0 | 0 | 0 | 0 | 0
ME Mercury Cap Annual v3.1 | 566 | 7325 | Rate Constraint in MTons | FALSE | L | Annual | Allowances Withdrawn (1:1) | lbs | 0 | 0 | 0 | 0 | 0 | 0 | 0
ME Mercury Cap Annual v3.1 | 566 | 7325 | Rate Constraint in MTons | FALSE | L | Annual | Allowances Withdrawn (n:1) | lbs | 0 | 0 | 0 | 0 | 0 | 0 | 0
ME Mercury Cap Annual v3.1 | 566 | 7325 | Rate Constraint in MTons | FALSE | L | Annual | Net Emissions Allowance Position | lbs | 13.5777 | 13.5777 | 13.5777 | 13.5777 | 12.7582 | 12.07 | 9.7587
ME Mercury Cap Annual v3.1 | 566 | 7325 | Rate Constraint in MTons | FALSE | L | Annual | Fuel Consumed | TBtu | 0.72596 | 0.72596 | 0.72596 | 0.72596 | 0.68214 | 0.64535 | 0.52177
ME Mercury Cap Annual v3.1 | 566 | 7325 | Rate Constraint in MTons | FALSE | L | Annual | Rate | lb/MMBtu | 1.8703e-05 | 1.8703e-05 | 1.8703e-05 | 1.8703e-05 | 1.8703e-05 | 1.8703e-05 | 1.8703e-05
ME Mercury Cap Annual v3.1 | 566 | 7325 | Rate Constraint in MTons | FALSE | L | Annual | Generation | TWh | 0.13514 | 0.13514 | 0.13514 | 0.13514 | 0.12698 | 0.12013 | 0.097128
ME Mercury Cap Annual v3.1 | 566 | 7325 | Rate Constraint in MTons | FALSE | L | Annual | Qualifying Generation | TWh | 0.13514 | 0.13514 | 0.13514 | 0.13514 | 0.12698 | 0.12013 | 0.097128
ME Mercury Cap Annual v3.1 | 566 | 7325 | Rate Constraint in MTons | FALSE | L | Annual | Rate | lb/MWh | 0.00010047 | 0.00010047 | 0.00010047 | 0.00010047 | 0.00010047 | 0.00010047 | 0.00010047
ME Mercury Cap Annual v3.1 | 566 | 7325 | Rate Constraint in MTons | FALSE | L | Annual | Constraint Shadow Price | US2019$/Lb | 0 | 0 | 0 | 0 | 0 | 0 | 0
MI Hg Rule - MER Annual Reduction v4.10 | 567 | 7336 | MACT Fuel Choice Floor in lbs/MMBtu | FALSE | L | Annual | Seasons Included | Seasons | Winter, WintShld, Summer | Winter, WintShld, Summer | Winter, WintShld, Summer | Winter, WintShld, Summer | Winter, WintShld, Summer | Winter, WintShld, Summer | Winter, WintShld, Summer
MI Hg Rule - MER Annual Reduction v4.10 | 567 | 7336 | MACT Fuel Choice Floor in lbs/MMBtu | FALSE | L | Annual | Emission Floor | lbs/MMBtu | 8.07e-07 | 8.07e-07 | 8.07e-07 | 8.07e-07 | 8.07e-07 | 8.07e-07 | 8.07e-07
MI Hg Rule - MER Annual Reduction v4.10 | 567 | 7336 | MACT Fuel Choice Floor in lbs/MMBtu | FALSE | L | Annual | Emissions at Affected Plants MER | lbs | 77.1933 | 34.2911 | 19.8365 | 0.038768 | 0.038768 | 0 | 0
MI Hg Rule - MER Annual Reduction v4.10 | 567 | 7336 | MACT Fuel Choice Floor in lbs/MMBtu | FALSE | L | Annual | Allowances Purchased MER | lbs | 0 | 0 | 0 | 0 | 0 | 0 | 0
MI Hg Rule - MER Annual Reduction v4.10 | 567 | 7336 | MACT Fuel Choice Floor in lbs/MMBtu | FALSE | L | Annual | Allowances Sold MER | lbs | 0 | 0 | 0 | 0 | 0 | 0 | 0
MI Hg Rule - MER Annual Reduction v4.10 | 567 | 7336 | MACT Fuel Choice Floor in lbs/MMBtu | FALSE | L | Annual | Allowances Banked | lbs | 0 | 0 | 0 | 0 | 0 | 0 | 0
MI Hg Rule - MER Annual Reduction v4.10 | 567 | 7336 | MACT Fuel Choice Floor in lbs/MMBtu | FALSE | L | Annual | Allowances Withdrawn (1:1) | lbs | 0 | 0 | 0 | 0 | 0 | 0 | 0
MI Hg Rule - MER Annual Reduction v4.10 | 567 | 7336 | MACT Fuel Choice Floor in lbs/MMBtu | FALSE | L | Annual | Allowances Withdrawn (n:1) | lbs | 0 | 0 | 0 | 0 | 0 | 0 | 0
MI Hg Rule - MER Annual Reduction v4.10 | 567 | 7336 | MACT Fuel Choice Floor in lbs/MMBtu | FALSE | L | Annual | Net Emissions Allowance Position | lbs | 77.1933 | 34.2911 | 19.8365 | 0.038768 | 0.038768 | 0 | 0
MI Hg Rule - MER Annual Reduction v4.10 | 567 | 7336 | MACT Fuel Choice Floor in lbs/MMBtu | FALSE | L | Annual | Fuel Consumed | TBtu | 187.863 | 134.0534 | 106.3734 | 0.2079 | 0.2079 | 0 | 0
MI Hg Rule - MER Annual Reduction v4.10 | 567 | 7336 | MACT Fuel Choice Floor in lbs/MMBtu | FALSE | L | Annual | Rate | lb/MMBtu | 4.109e-07 | 2.558e-07 | 1.8648e-07 | 1.8648e-07 | 1.8648e-07 | 0 | 0
MI Hg Rule - MER Annual Reduction v4.10 | 567 | 7336 | MACT Fuel Choice Floor in lbs/MMBtu | FALSE | L | Annual | Generation | TWh | 18.4759 | 10.1549 | 7.4726 | 0.014604 | 0.014604 | 0 | 0
MI Hg Rule - MER Annual Reduction v4.10 | 567 | 7336 | MACT Fuel Choice Floor in lbs/MMBtu | FALSE | L | Annual | Qualifying Generation | TWh | 18.4759 | 10.1549 | 7.4726 | 0.014604 | 0.014604 | 0 | 0
MI Hg Rule - MER Annual Reduction v4.10 | 567 | 7336 | MACT Fuel Choice Floor in lbs/MMBtu | FALSE | L | Annual | Constraint Shadow Price | US2019$/Lb | 0 | 0 | 0 | 0 | 0 | 0 | 0
MN Hg Emis Red Act - MER Removal Annual v3.1 | 568 | 7337 | MACT Fuel Choice Floor in lbs/MMBtu | FALSE | L | Annual | Seasons Included | Seasons | Winter, WintShld, Summer | Winter, WintShld, Summer | Winter, WintShld, Summer | Winter, WintShld, Summer | Winter, WintShld, Summer | Winter, WintShld, Summer | Winter, WintShld, Summer
MN Hg Emis Red Act - MER Removal Annual v3.1 | 568 | 7337 | MACT Fuel Choice Floor in lbs/MMBtu | FALSE | L | Annual | Emission Floor | lbs/MMBtu | 0 | 0 | 0 | 0 | 0 | 0 | 0
MN Hg Emis Red Act - MER Removal Annual v3.1 | 568 | 7337 | MACT Fuel Choice Floor in lbs/MMBtu | FALSE | L | Annual | Emissions at Affected Plants MER | lbs | 10.9635 | 0 | 0 | 0 | 0 | 0 | 0
MN Hg Emis Red Act - MER Removal Annual v3.1 | 568 | 7337 | MACT Fuel Choice Floor in lbs/MMBtu | FALSE | L | Annual | Allowances Purchased MER | lbs | 0 | 0 | 0 | 0 | 0 | 0 | 0
MN Hg Emis Red Act - MER Removal Annual v3.1 | 568 | 7337 | MACT Fuel Choice Floor in lbs/MMBtu | FALSE | L | Annual | Allowances Sold MER | lbs | 0 | 0 | 0 | 0 | 0 | 0 | 0
MN Hg Emis Red Act - MER Removal Annual v3.1 | 568 | 7337 | MACT Fuel Choice Floor in lbs/MMBtu | FALSE | L | Annual | Allowances Banked | lbs | 0 | 0 | 0 | 0 | 0 | 0 | 0
MN Hg Emis Red Act - MER Removal Annual v3.1 | 568 | 7337 | MACT Fuel Choice Floor in lbs/MMBtu | FALSE | L | Annual | Allowances Withdrawn (1:1) | lbs | 0 | 0 | 0 | 0 | 0 | 0 | 0
MN Hg Emis Red Act - MER Removal Annual v3.1 | 568 | 7337 | MACT Fuel Choice Floor in lbs/MMBtu | FALSE | L | Annual | Allowances Withdrawn (n:1) | lbs | 0 | 0 | 0 | 0 | 0 | 0 | 0
MN Hg Emis Red Act - MER Removal Annual v3.1 | 568 | 7337 | MACT Fuel Choice Floor in lbs/MMBtu | FALSE | L | Annual | Net Emissions Allowance Position | lbs | 10.9635 | 0 | 0 | 0 | 0 | 0 | 0
MN Hg Emis Red Act - MER Removal Annual v3.1 | 568 | 7337 | MACT Fuel Choice Floor in lbs/MMBtu | FALSE | L | Annual | Fuel Consumed | TBtu | 22.1783 | 0 | 0 | 0 | 0 | 0 | 0
MN Hg Emis Red Act - MER Removal Annual v3.1 | 568 | 7337 | MACT Fuel Choice Floor in lbs/MMBtu | FALSE | L | Annual | Rate | lb/MMBtu | 4.9433e-07 | 0 | 0 | 0 | 0 | 0 | 0
MN Hg Emis Red Act - MER Removal Annual v3.1 | 568 | 7337 | MACT Fuel Choice Floor in lbs/MMBtu | FALSE | L | Annual | Generation | TWh | 2.0925 | 0 | 0 | 0 | 0 | 0 | 0
MN Hg Emis Red Act - MER Removal Annual v3.1 | 568 | 7337 | MACT Fuel Choice Floor in lbs/MMBtu | FALSE | L | Annual | Qualifying Generation | TWh | 2.0925 | 0 | 0 | 0 | 0 | 0 | 0
MN Hg Emis Red Act - MER Removal Annual v3.1 | 568 | 7337 | MACT Fuel Choice Floor in lbs/MMBtu | FALSE | L | Annual | Constraint Shadow Price | US2019$/Lb | 0 | 0 | 0 | 0 | 0 | 0 | 0
MT Hg Rate Lignite Annual v3.1 | 569 | 7342 | Rate Constraint in lbs/MMBtu | FALSE | L | Annual | Seasons Included | Seasons | Winter, WintShld, Summer | Winter, WintShld, Summer | Winter, WintShld, Summer | Winter, WintShld, Summer | Winter, WintShld, Summer | Winter, WintShld, Summer | Winter, WintShld, Summer
MT Hg Rate Lignite Annual v3.1 | 569 | 7342 | Rate Constraint in lbs/MMBtu | FALSE | L | Annual | Standard MER | lb/MMBtu | 1.5e-06 | 1.5e-06 | 1.5e-06 | 1.5e-06 | 1.5e-06 | 1.5e-06 | 1.5e-06
MT Hg Rate Lignite Annual v3.1 | 569 | 7342 | Rate Constraint in lbs/MMBtu | FALSE | L | Annual | Emissions at Affected Plants MER | lbs | 61.2275 | 18.7995 | 5.0161 | 4.8818 | 0.087564 | 0.087564 | 0.087564
MT Hg Rate Lignite Annual v3.1 | 569 | 7342 | Rate Constraint in lbs/MMBtu | FALSE | L | Annual | Allowances Purchased MER | lbs | 0 | 0 | 0 | 0 | 0 | 0 | 0
MT Hg Rate Lignite Annual v3.1 | 569 | 7342 | Rate Constraint in lbs/MMBtu | FALSE | L | Annual | Allowances Sold MER | lbs | 0 | 0 | 0 | 0 | 0 | 0 | 0
MT Hg Rate Lignite Annual v3.1 | 569 | 7342 | Rate Constraint in lbs/MMBtu | FALSE | L | Annual | Allowances Banked | lbs | 0 | 38.908 | 10.8673 | 10.2604 | 0.5072 | 0 | 0
MT Hg Rate Lignite Annual v3.1 | 569 | 7342 | Rate Constraint in lbs/MMBtu | FALSE | L | Annual | Allowances Withdrawn (1:1) | lbs | 0 | 0 | 0 | 0 | 0 | 0 | 0
MT Hg Rate Lignite Annual v3.1 | 569 | 7342 | Rate Constraint in lbs/MMBtu | FALSE | L | Annual | Allowances Withdrawn (n:1) | lbs | 0 | 0 | 0 | 0 | 0 | 0 | 0
MT Hg Rate Lignite Annual v3.1 | 569 | 7342 | Rate Constraint in lbs/MMBtu | FALSE | L | Annual | Net Emissions Allowance Position | lbs | 61.2275 | 57.7075 | 15.8834 | 15.1422 | 0.59476 | 0.087564 | 0.087564
MT Hg Rate Lignite Annual v3.1 | 569 | 7342 | Rate Constraint in lbs/MMBtu | FALSE | L | Annual | Fuel Consumed | TBtu | 124.1216 | 38.4716 | 10.5889 | 10.0949 | 0.39652 | 0.39652 | 0.39652
MT Hg Rate Lignite Annual v3.1 | 569 | 7342 | Rate Constraint in lbs/MMBtu | FALSE | L | Annual | Rate | lb/MMBtu | 4.9329e-07 | 4.8866e-07 | 4.7371e-07 | 4.8359e-07 | 2.2084e-07 | 2.2084e-07 | 2.2084e-07
MT Hg Rate Lignite Annual v3.1 | 569 | 7342 | Rate Constraint in lbs/MMBtu | FALSE | L | Annual | Generation | TWh | 11.3966 | 3.1796 | 0.5972 | 0.5324 | 0.055559 | 0.055559 | 0.055559
MT Hg Rate Lignite Annual v3.1 | 569 | 7342 | Rate Constraint in lbs/MMBtu | FALSE | L | Annual | Qualifying Generation | TWh | 11.3598 | 3.1428 | 0.56039 | 0.51412 | 0.03728 | 0.03728 | 0.03728
MT Hg Rate Lignite Annual v3.1 | 569 | 7342 | Rate Constraint in lbs/MMBtu | FALSE | L | Annual | Rate | lb/MWh | 5.3898e-06 | 5.9817e-06 | 8.951e-06 | 9.4954e-06 | 2.3488e-06 | 2.3488e-06 | 2.3488e-06
MT Hg Rate Lignite Annual v3.1 | 569 | 7342 | Rate Constraint in lbs/MMBtu | FALSE | L | Annual | Constraint Shadow Price | US2019$/Lb | 0 | 0 | 0 | 0 | 0 | 0 | 0
MT Hg Rate Non Lignite Annual v3.1 | 570 | 7341 | Rate Constraint in lbs/MMBtu | FALSE | L | Annual | Seasons Included | Seasons | Winter, WintShld, Summer | Winter, WintShld, Summer | Winter, WintShld, Summer | Winter, WintShld, Summer | Winter, WintShld, Summer | Winter, WintShld, Summer | Winter, WintShld, Summer
MT Hg Rate Non Lignite Annual v3.1 | 570 | 7341 | Rate Constraint in lbs/MMBtu | FALSE | L | Annual | Standard MER | lb/MMBtu | 9e-07 | 9e-07 | 9e-07 | 9e-07 | 9e-07 | 9e-07 | 9e-07
MT Hg Rate Non Lignite Annual v3.1 | 570 | 7341 | Rate Constraint in lbs/MMBtu | FALSE | L | Annual | Emissions at Affected Plants MER | lbs | 61.2275 | 18.7995 | 5.0161 | 4.8818 | 0.087564 | 0.087564 | 0.087564
MT Hg Rate Non Lignite Annual v3.1 | 570 | 7341 | Rate Constraint in lbs/MMBtu | FALSE | L | Annual | Allowances Purchased MER | lbs | 0 | 0 | 0 | 0 | 0 | 0 | 0
MT Hg Rate Non Lignite Annual v3.1 | 570 | 7341 | Rate Constraint in lbs/MMBtu | FALSE | L | Annual | Allowances Sold MER | lbs | 0 | 0 | 0 | 0 | 0 | 0 | 0
MT Hg Rate Non Lignite Annual v3.1 | 570 | 7341 | Rate Constraint in lbs/MMBtu | FALSE | L | Annual | Allowances Banked | lbs | 0 | 15.8247 | 0 | 4.2036 | 0 | 0 | 0
MT Hg Rate Non Lignite Annual v3.1 | 570 | 7341 | Rate Constraint in lbs/MMBtu | FALSE | L | Annual | Allowances Withdrawn (1:1) | lbs | 0 | 0 | -7.9123 | 0 | -4.2036 | 0 | 0
MT Hg Rate Non Lignite Annual v3.1 | 570 | 7341 | Rate Constraint in lbs/MMBtu | FALSE | L | Annual | Allowances Withdrawn (n:1) | lbs | 0 | 0 | 0 | 0 | 0 | 0 | 0
MT Hg Rate Non Lignite Annual v3.1 | 570 | 7341 | Rate Constraint in lbs/MMBtu | FALSE | L | Annual | Net Emissions Allowance Position | lbs | 61.2275 | 34.6242 | -2.8962 | 9.0854 | -4.116 | 0.087564 | 0.087564
MT Hg Rate Non Lignite Annual v3.1 | 570 | 7341 | Rate Constraint in lbs/MMBtu | FALSE | L | Annual | Fuel Consumed | TBtu | 124.1216 | 38.4716 | 10.5889 | 10.0949 | 0.39652 | 0.39652 | 0.39652
MT Hg Rate Non Lignite Annual v3.1 | 570 | 7341 | Rate Constraint in lbs/MMBtu | FALSE | L | Annual | Rate | lb/MMBtu | 4.9329e-07 | 4.8866e-07 | 4.7371e-07 | 4.8359e-07 | 2.2084e-07 | 2.2084e-07 | 2.2084e-07
MT Hg Rate Non Lignite Annual v3.1 | 570 | 7341 | Rate Constraint in lbs/MMBtu | FALSE | L | Annual | Generation | TWh | 11.3966 | 3.1796 | 0.5972 | 0.5324 | 0.055559 | 0.055559 | 0.055559
MT Hg Rate Non Lignite Annual v3.1 | 570 | 7341 | Rate Constraint in lbs/MMBtu | FALSE | L | Annual | Qualifying Generation | TWh | 11.3598 | 3.1428 | 0.56039 | 0.51412 | 0.03728 | 0.03728 | 0.03728
MT Hg Rate Non Lignite Annual v3.1 | 570 | 7341 | Rate Constraint in lbs/MMBtu | FALSE | L | Annual | Rate | lb/MWh | 5.3898e-06 | 5.9817e-06 | 8.951e-06 | 9.4954e-06 | 2.3488e-06 | 2.3488e-06 | 2.3488e-06
MT Hg Rate Non Lignite Annual v3.1 | 570 | 7341 | Rate Constraint in lbs/MMBtu | FALSE | L | Annual | Constraint Shadow Price | US2019$/Lb | 0 | 0 | 0 | 0 | 0 | 0 | 0
NC - CO2 Cap Annual v6.21 | 571 | 7725 | Rate Constraint in MTons | FALSE | L | Annual | Seasons Included | Seasons |  | Winter, WintShld, Summer | Winter, WintShld, Summer | Winter, WintShld, Summer | Winter, WintShld, Summer | Winter, WintShld, Summer | Winter, WintShld, Summer
NC - CO2 Cap Annual v6.21 | 571 | 7725 | Rate Constraint in MTons | FALSE | L | Annual | Standard CO2 | Thousand Tons | 0 | 24956.762 | 24956.762 | 24956.762 | 24956.762 | 24956.762 | 24956.762
NC - CO2 Cap Annual v6.21 | 571 | 7725 | Rate Constraint in MTons | FALSE | L | Annual | Emissions at Affected Plants CO2 | Thousand Tons | 0 | 24956.762 | 24956.762 | 23103.1028 | 23178.4778 | 22080.5522 | 24956.762
NC - CO2 Cap Annual v6.21 | 571 | 7725 | Rate Constraint in MTons | FALSE | L | Annual | Allowances Purchased CO2 | Thousand Tons | 0 | 0 | 0 | 0 | 0 | 0 | 0
NC - CO2 Cap Annual v6.21 | 571 | 7725 | Rate Constraint in MTons | FALSE | L | Annual | Allowances Sold CO2 | Thousand Tons | 0 | 0 | 0 | 0 | 0 | 0 | 0
NC - CO2 Cap Annual v6.21 | 571 | 7725 | Rate Constraint in MTons | FALSE | L | Annual | Allowances Banked | Thousand Tons | 0 | 0 | 0 | 0 | 0 | 0 | 0
NC - CO2 Cap Annual v6.21 | 571 | 7725 | Rate Constraint in MTons | FALSE | L | Annual | Allowances Withdrawn (1:1) | Thousand Tons | 0 | 0 | 0 | 0 | 0 | 0 | 0
NC - CO2 Cap Annual v6.21 | 571 | 7725 | Rate Constraint in MTons | FALSE | L | Annual | Allowances Withdrawn (n:1) | Thousand Tons | 0 | 0 | 0 | 0 | 0 | 0 | 0
NC - CO2 Cap Annual v6.21 | 571 | 7725 | Rate Constraint in MTons | FALSE | L | Annual | Net Emissions Allowance Position | Thousand Tons | 0 | 24956.762 | 24956.762 | 23103.1028 | 23178.4778 | 22080.5522 | 24956.762
NC - CO2 Cap Annual v6.21 | 571 | 7725 | Rate Constraint in MTons | FALSE | L | Annual | Fuel Consumed | TBtu | 0 | 427.5373 | 434.2919 | 402.6491 | 403.0077 | 383.7495 | 432.8411
NC - CO2 Cap Annual v6.21 | 571 | 7725 | Rate Constraint in MTons | FALSE | L | Annual | Rate | lb/MMBtu | 0 | 116.7466 | 114.9308 | 114.7555 | 115.0275 | 115.078 | 115.3161
NC - CO2 Cap Annual v6.21 | 571 | 7725 | Rate Constraint in MTons | FALSE | L | Annual | Generation | TWh | 0 | 95.0039 | 84.2985 | 80.0542 | 79.9007 | 75.6204 | 85.5757
NC - CO2 Cap Annual v6.21 | 571 | 7725 | Rate Constraint in MTons | FALSE | L | Annual | Qualifying Generation | TWh | 0 | 62.7602 | 62.8277 | 58.2015 | 57.5757 | 54.9819 | 60.8992
NC - CO2 Cap Annual v6.21 | 571 | 7725 | Rate Constraint in MTons | FALSE | L | Annual | Rate | lb/MWh | 0 | 795.3052 | 794.4507 | 793.9004 | 805.1482 | 803.1929 | 819.6089
NC - CO2 Cap Annual v6.21 | 571 | 7725 | Rate Constraint in MTons | FALSE | L | Annual | Constraint Shadow Price | US2019$/Ton | 0 | 5.5679 | 1.9038 | 0 | 0 | 0 | 0.8678
New Hampshire MER Removal Annual v3.1 | 572 | 7346 | MACT Fuel Choice Floor in lbs/MMBtu | FALSE | L | Annual | Seasons Included | Seasons | Winter, WintShld, Summer | Winter, WintShld, Summer | Winter, WintShld, Summer | Winter, WintShld, Summer | Winter, WintShld, Summer | Winter, WintShld, Summer | Winter, WintShld, Summer
New Hampshire MER Removal Annual v3.1 | 572 | 7346 | MACT Fuel Choice Floor in lbs/MMBtu | FALSE | L | Annual | Emission Floor | lbs/MMBtu | 0 | 0 | 0 | 0 | 0 | 0 | 0
New Hampshire MER Removal Annual v3.1 | 572 | 7346 | MACT Fuel Choice Floor in lbs/MMBtu | FALSE | L | Annual | Emissions at Affected Plants MER | lbs | 0 | 0 | 0 | 0 | 0 | 0 | 0
New Hampshire MER Removal Annual v3.1 | 572 | 7346 | MACT Fuel Choice Floor in lbs/MMBtu | FALSE | L | Annual | Allowances Purchased MER | lbs | 0 | 0 | 0 | 0 | 0 | 0 | 0
New Hampshire MER Removal Annual v3.1 | 572 | 7346 | MACT Fuel Choice Floor in lbs/MMBtu | FALSE | L | Annual | Allowances Sold MER | lbs | 0 | 0 | 0 | 0 | 0 | 0 | 0
New Hampshire MER Removal Annual v3.1 | 572 | 7346 | MACT Fuel Choice Floor in lbs/MMBtu | FALSE | L | Annual | Allowances Banked | lbs | 0 | 0 | 0 | 0 | 0 | 0 | 0
New Hampshire MER Removal Annual v3.1 | 572 | 7346 | MACT Fuel Choice Floor in lbs/MMBtu | FALSE | L | Annual | Allowances Withdrawn (1:1) | lbs | 0 | 0 | 0 | 0 | 0 | 0 | 0
New Hampshire MER Removal Annual v3.1 | 572 | 7346 | MACT Fuel Choice Floor in lbs/MMBtu | FALSE | L | Annual | Allowances Withdrawn (n:1) | lbs | 0 | 0 | 0 | 0 | 0 | 0 | 0
New Hampshire MER Removal Annual v3.1 | 572 | 7346 | MACT Fuel Choice Floor in lbs/MMBtu | FALSE | L | Annual | Net Emissions Allowance Position | lbs | 0 | 0 | 0 | 0 | 0 | 0 | 0
New Hampshire MER Removal Annual v3.1 | 572 | 7346 | MACT Fuel Choice Floor in lbs/MMBtu | FALSE | L | Annual | Fuel Consumed | TBtu | 0 | 0 | 0 | 0 | 0 | 0 | 0
New Hampshire MER Removal Annual v3.1 | 572 | 7346 | MACT Fuel Choice Floor in lbs/MMBtu | FALSE | L | Annual | Rate | lb/MMBtu | 0 | 0 | 0 | 0 | 0 | 0 | 0
New Hampshire MER Removal Annual v3.1 | 572 | 7346 | MACT Fuel Choice Floor in lbs/MMBtu | FALSE | L | Annual | Generation | TWh | 0 | 0 | 0 | 0 | 0 | 0 | 0
New Hampshire MER Removal Annual v3.1 | 572 | 7346 | MACT Fuel Choice Floor in lbs/MMBtu | FALSE | L | Annual | Qualifying Generation | TWh | 0 | 0 | 0 | 0 | 0 | 0 | 0
New Hampshire MER Removal Annual v3.1 | 572 | 7346 | MACT Fuel Choice Floor in lbs/MMBtu | FALSE | L | Annual | Constraint Shadow Price | US2019$/Lb | 0 | 0 | 0 | 0 | 0 | 0 | 0
New Hampshire 6 Unit - NOX Cap Annual v3.1 | 573 | 7343 | Rate Constraint in MTons | FALSE | L | Annual | Seasons Included | Seasons | Winter, WintShld, Summer | Winter, WintShld, Summer | Winter, WintShld, Summer | Winter, WintShld, Summer | Winter, WintShld, Summer | Winter, WintShld, Summer | Winter, WintShld, Summer
New Hampshire 6 Unit - NOX Cap Annual v3.1 | 573 | 7343 | Rate Constraint in MTons | FALSE | L | Annual | Standard NOX | Thousand Tons | 3.64 | 3.64 | 3.64 | 3.64 | 3.64 | 3.64 | 3.64
New Hampshire 6 Unit - NOX Cap Annual v3.1 | 573 | 7343 | Rate Constraint in MTons | FALSE | L | Annual | Emissions at Affected Plants NOX | Thousand Tons | 0 | 0 | 0 | 0 | 0 | 0 | 0
New Hampshire 6 Unit - NOX Cap Annual v3.1 | 573 | 7343 | Rate Constraint in MTons | FALSE | L | Annual | Allowances Purchased NOX | Thousand Tons | 0 | 0 | 0 | 0 | 0 | 0 | 0
New Hampshire 6 Unit - NOX Cap Annual v3.1 | 573 | 7343 | Rate Constraint in MTons | FALSE | L | Annual | Allowances Sold NOX | Thousand Tons | 0 | 0 | 0 | 0 | 0 | 0 | 0
New Hampshire 6 Unit - NOX Cap Annual v3.1 | 573 | 7343 | Rate Constraint in MTons | FALSE | L | Annual | Allowances Banked | Thousand Tons | 0 | 3.64 | 3.64 | 0.728 | 7.28 | 1.456 | 0
New Hampshire 6 Unit - NOX Cap Annual v3.1 | 573 | 7343 | Rate Constraint in MTons | FALSE | L | Annual | Allowances Withdrawn (1:1) | Thousand Tons | 0 | 0 | 0 | -3.64 | -3.64 | -3.64 | -3.64
New Hampshire 6 Unit - NOX Cap Annual v3.1 | 573 | 7343 | Rate Constraint in MTons | FALSE | L | Annual | Allowances Withdrawn (n:1) | Thousand Tons | 0 | 0 | 0 | 0 | 0 | 0 | 0
New Hampshire 6 Unit - NOX Cap Annual v3.1 | 573 | 7343 | Rate Constraint in MTons | FALSE | L | Annual | Net Emissions Allowance Position | Thousand Tons | 0 | 3.64 | 3.64 | -2.912 | 3.64 | -2.184 | -3.64
New Hampshire 6 Unit - NOX Cap Annual v3.1 | 573 | 7343 | Rate Constraint in MTons | FALSE | L | Annual | Fuel Consumed | TBtu | 0 | 0 | 0 | 0 | 0 | 0 | 0
New Hampshire 6 Unit - NOX Cap Annual v3.1 | 573 | 7343 | Rate Constraint in MTons | FALSE | L | Annual | Rate | lb/MMBtu | 0 | 0 | 0 | 0 | 0 | 0 | 0
New Hampshire 6 Unit - NOX Cap Annual v3.1 | 573 | 7343 | Rate Constraint in MTons | FALSE | L | Annual | Generation | TWh | 0 | 0 | 0 | 0 | 0 | 0 | 0
New Hampshire 6 Unit - NOX Cap Annual v3.1 | 573 | 7343 | Rate Constraint in MTons | FALSE | L | Annual | Qualifying Generation | TWh | 0 | 0 | 0 | 0 | 0 | 0 | 0
New Hampshire 6 Unit - NOX Cap Annual v3.1 | 573 | 7343 | Rate Constraint in MTons | FALSE | L | Annual | Rate | lb/MWh | 0 | 0 | 0 | 0 | 0 | 0 | 0
New Hampshire 6 Unit - NOX Cap Annual v3.1 | 573 | 7343 | Rate Constraint in MTons | FALSE | L | Annual | Constraint Shadow Price | US2019$/Ton | 0 | 0 | 0 | 0 | 0 | 0 | 0
New Hampshire 6 Unit - SO2 Cap Annual v3.1 | 574 | 7344 | Rate Constraint in MTons | FALSE | L | Annual | Seasons Included | Seasons | Winter, WintShld, Summer | Winter, WintShld, Summer | Winter, WintShld, Summer | Winter, WintShld, Summer | Winter, WintShld, Summer | Winter, WintShld, Summer | Winter, WintShld, Summer
New Hampshire 6 Unit - SO2 Cap Annual v3.1 | 574 | 7344 | Rate Constraint in MTons | FALSE | L | Annual | Standard SO2 | Thousand Tons | 7.29 | 7.29 | 7.29 | 7.29 | 7.29 | 7.29 | 7.29
New Hampshire 6 Unit - SO2 Cap Annual v3.1 | 574 | 7344 | Rate Constraint in MTons | FALSE | L | Annual | Emissions at Affected Plants SO2 | Thousand Tons | 0 | 0 | 0 | 0 | 0 | 0 | 0
New Hampshire 6 Unit - SO2 Cap Annual v3.1 | 574 | 7344 | Rate Constraint in MTons | FALSE | L | Annual | Allowances Purchased SO2 | Thousand Tons | 0 | 0 | 0 | 0 | 0 | 0 | 0
New Hampshire 6 Unit - SO2 Cap Annual v3.1 | 574 | 7344 | Rate Constraint in MTons | FALSE | L | Annual | Allowances Sold SO2 | Thousand Tons | 0 | 0 | 0 | 0 | 0 | 0 | 0
New Hampshire 6 Unit - SO2 Cap Annual v3.1 | 574 | 7344 | Rate Constraint in MTons | FALSE | L | Annual | Allowances Banked | Thousand Tons | 0 | 7.29 | 6.075 | 7.29 | 7.29 | 0 | 0
New Hampshire 6 Unit - SO2 Cap Annual v3.1 | 574 | 7344 | Rate Constraint in MTons | FALSE | L | Annual | Allowances Withdrawn (1:1) | Thousand Tons | 0 | 0 | -3.645 | -7.29 | -7.29 | -7.29 | 0
New Hampshire 6 Unit - SO2 Cap Annual v3.1 | 574 | 7344 | Rate Constraint in MTons | FALSE | L | Annual | Allowances Withdrawn (n:1) | Thousand Tons | 0 | 0 | 0 | 0 | 0 | 0 | 0
New Hampshire 6 Unit - SO2 Cap Annual v3.1 | 574 | 7344 | Rate Constraint in MTons | FALSE | L | Annual | Net Emissions Allowance Position | Thousand Tons | 0 | 7.29 | 2.43 | 0 | 0 | -7.29 | 0
New Hampshire 6 Unit - SO2 Cap Annual v3.1 | 574 | 7344 | Rate Constraint in MTons | FALSE | L | Annual | Fuel Consumed | TBtu | 0 | 0 | 0 | 0 | 0 | 0 | 0
New Hampshire 6 Unit - SO2 Cap Annual v3.1 | 574 | 7344 | Rate Constraint in MTons | FALSE | L | Annual | Rate | lb/MMBtu | 0 | 0 | 0 | 0 | 0 | 0 | 0
New Hampshire 6 Unit - SO2 Cap Annual v3.1 | 574 | 7344 | Rate Constraint in MTons | FALSE | L | Annual | Generation | TWh | 0 | 0 | 0 | 0 | 0 | 0 | 0
New Hampshire 6 Unit - SO2 Cap Annual v3.1 | 574 | 7344 | Rate Constraint in MTons | FALSE | L | Annual | Qualifying Generation | TWh | 0 | 0 | 0 | 0 | 0 | 0 | 0
New Hampshire 6 Unit - SO2 Cap Annual v3.1 | 574 | 7344 | Rate Constraint in MTons | FALSE | L | Annual | Rate | lb/MWh | 0 | 0 | 0 | 0 | 0 | 0 | 0
New Hampshire 6 Unit - SO2 Cap Annual v3.1 | 574 | 7344 | Rate Constraint in MTons | FALSE | L | Annual | Constraint Shadow Price | US2019$/Ton | 0 | 0 | 0 | 0 | 0 | 0 | 0
New Hampshire State - NOX Cap Summer v3.1 | 575 | 7345 | Rate Constraint in MTons | FALSE | L | Annual | Seasons Included | Seasons | Summer | Summer | Summer | Summer | Summer | Summer | Summer
New Hampshire State - NOX Cap Summer v3.1 | 575 | 7345 | Rate Constraint in MTons | FALSE | L | Annual | Standard NOX | Thousand Tons | 2.4 | 2.4 | 2.4 | 2.4 | 2.4 | 2.4 | 2.4
New Hampshire State - NOX Cap Summer v3.1 | 575 | 7345 | Rate Constraint in MTons | FALSE | L | Annual | Emissions at Affected Plants NOX | Thousand Tons | 0 | 0 | 0 | 0 | 0 | 0 | 0
New Hampshire State - NOX Cap Summer v3.1 | 575 | 7345 | Rate Constraint in MTons | FALSE | L | Annual | Allowances Purchased NOX | Thousand Tons | 0 | 0 | 0 | 0 | 0 | 0 | 0
New Hampshire State - NOX Cap Summer v3.1 | 575 | 7345 | Rate Constraint in MTons | FALSE | L | Annual | Allowances Sold NOX | Thousand Tons | 0 | 0 | 0 | 0 | 0 | 0 | 0
New Hampshire State - NOX Cap Summer v3.1 | 575 | 7345 | Rate Constraint in MTons | FALSE | L | Annual | Allowances Banked | Thousand Tons | 0 | 2.4 | 0 | 0 | 0 | 0 | 0
New Hampshire State - NOX Cap Summer v3.1 | 575 | 7345 | Rate Constraint in MTons | FALSE | L | Annual | Allowances Withdrawn (1:1) | Thousand Tons | 0 | 0 | -1.2 | 0 | 0 | 0 | 0
New Hampshire State - NOX Cap Summer v3.1 | 575 | 7345 | Rate Constraint in MTons | FALSE | L | Annual | Allowances Withdrawn (n:1) | Thousand Tons | 0 | 0 | 0 | 0 | 0 | 0 | 0
New Hampshire State - NOX Cap Summer v3.1 | 575 | 7345 | Rate Constraint in MTons | FALSE | L | Annual | Net Emissions Allowance Position | Thousand Tons | 0 | 2.4 | -1.2 | 0 | 0 | 0 | 0
New Hampshire State - NOX Cap Summer v3.1 | 575 | 7345 | Rate Constraint in MTons | FALSE | L | Annual | Fuel Consumed | TBtu | 0 | 0 | 0 | 0 | 0 | 0 | 0
New Hampshire State - NOX Cap Summer v3.1 | 575 | 7345 | Rate Constraint in MTons | FALSE | L | Annual | Rate | lb/MMBtu | 0 | 0 | 0 | 0 | 0 | 0 | 0
New Hampshire State - NOX Cap Summer v3.1 | 575 | 7345 | Rate Constraint in MTons | FALSE | L | Annual | Generation | TWh | 0 | 0 | 0 | 0 | 0 | 0 | 0
New Hampshire State - NOX Cap Summer v3.1 | 575 | 7345 | Rate Constraint in MTons | FALSE | L | Annual | Qualifying Generation | TWh | 0 | 0 | 0 | 0 | 0 | 0 | 0
New Hampshire State - NOX Cap Summer v3.1 | 575 | 7345 | Rate Constraint in MTons | FALSE | L | Annual | Rate | lb/MWh | 0 | 0 | 0 | 0 | 0 | 0 | 0
New Hampshire State - NOX Cap Summer v3.1 | 575 | 7345 | Rate Constraint in MTons | FALSE | L | Annual | Constraint Shadow Price | US2019$/Ton | 0 | 0 | 0 | 0 | 0 | 0 | 0
New Jersey - MER Removal Annual v3.1 | 576 | 7348 | MACT Fuel Choice Floor in lbs/MMBtu | FALSE | L | Annual | Seasons Included | Seasons | Winter, WintShld, Summer | Winter, WintShld, Summer | Winter, WintShld, Summer | Winter, WintShld, Summer | Winter, WintShld, Summer | Winter, WintShld, Summer | Winter, WintShld, Summer
New Jersey - MER Removal Annual v3.1 | 576 | 7348 | MACT Fuel Choice Floor in lbs/MMBtu | FALSE | L | Annual | Emission Floor | lbs/MMBtu | 0 | 0 | 0 | 0 | 0 | 0 | 0
New Jersey - MER Removal Annual v3.1 | 576 | 7348 | MACT Fuel Choice Floor in lbs/MMBtu | FALSE | L | Annual | Emissions at Affected Plants MER | lbs | 0 | 0 | 0 | 0 | 0 | 0 | 0
New Jersey - MER Removal Annual v3.1 | 576 | 7348 | MACT Fuel Choice Floor in lbs/MMBtu | FALSE | L | Annual | Allowances Purchased MER | lbs | 0 | 0 | 0 | 0 | 0 | 0 | 0
New Jersey - MER Removal Annual v3.1 | 576 | 7348 | MACT Fuel Choice Floor in lbs/MMBtu | FALSE | L | Annual | Allowances Sold MER | lbs | 0 | 0 | 0 | 0 | 0 | 0 | 0
New Jersey - MER Removal Annual v3.1 | 576 | 7348 | MACT Fuel Choice Floor in lbs/MMBtu | FALSE | L | Annual | Allowances Banked | lbs | 0 | 0 | 0 | 0 | 0 | 0 | 0
New Jersey - MER Removal Annual v3.1 | 576 | 7348 | MACT Fuel Choice Floor in lbs/MMBtu | FALSE | L | Annual | Allowances Withdrawn (1:1) | lbs | 0 | 0 | 0 | 0 | 0 | 0 | 0
New Jersey - MER Removal Annual v3.1 | 576 | 7348 | MACT Fuel Choice Floor in lbs/MMBtu | FALSE | L | Annual | Allowances Withdrawn (n:1) | lbs | 0 | 0 | 0 | 0 | 0 | 0 | 0
New Jersey - MER Removal Annual v3.1 | 576 | 7348 | MACT Fuel Choice Floor in lbs/MMBtu | FALSE | L | Annual | Net Emissions Allowance Position | lbs | 0 | 0 | 0 | 0 | 0 | 0 | 0
New Jersey - MER Removal Annual v3.1 | 576 | 7348 | MACT Fuel Choice Floor in lbs/MMBtu | FALSE | L | Annual | Fuel Consumed | TBtu | 0 | 0 | 0 | 0 | 0 | 0 | 0
New Jersey - MER Removal Annual v3.1 | 576 | 7348 | MACT Fuel Choice Floor in lbs/MMBtu | FALSE | L | Annual | Rate | lb/MMBtu | 0 | 0 | 0 | 0 | 0 | 0 | 0
New Jersey - MER Removal Annual v3.1 | 576 | 7348 | MACT Fuel Choice Floor in lbs/MMBtu | FALSE | L | Annual | Generation | TWh | 0 | 0 | 0 | 0 | 0 | 0 | 0
New Jersey - MER Removal Annual v3.1 | 576 | 7348 | MACT Fuel Choice Floor in lbs/MMBtu | FALSE | L | Annual | Qualifying Generation | TWh | 0 | 0 | 0 | 0 | 0 | 0 | 0
New Jersey - MER Removal Annual v3.1 | 576 | 7348 | MACT Fuel Choice Floor in lbs/MMBtu | FALSE | L | Annual | Constraint Shadow Price | US2019$/Lb | 0 | 0 | 0 | 0 | 0 | 0 | 0
Newington Station 1 - SO2 Rate v5.12 | 577 | 7347 | Rate Constraint in lbs/MMBtu | FALSE | L | Annual | Seasons Included | Seasons | Winter, WintShld, Summer | Winter, WintShld, Summer | Winter, WintShld, Summer | Winter, WintShld, Summer | Winter, WintShld, Summer | Winter, WintShld, Summer | Winter, WintShld, Summer
Newington Station 1 - SO2 Rate v5.12 | 577 | 7347 | Rate Constraint in lbs/MMBtu | FALSE | L | Annual | Standard SO2 | lb/MMBtu | 0.5 | 0.5 | 0.5 | 0.5 | 0.5 | 0.5 | 0.5
Newington Station 1 - SO2 Rate v5.12 | 577 | 7347 | Rate Constraint in lbs/MMBtu | FALSE | L | Annual | Emissions at Affected Plants SO2 | Thousand Tons | 0 | 0 | 0 | 0 | 0 | 0 | 0
Newington Station 1 - SO2 Rate v5.12 | 577 | 7347 | Rate Constraint in lbs/MMBtu | FALSE | L | Annual | Allowances Purchased SO2 | Thousand Tons | 0 | 0 | 0 | 0 | 0 | 0 | 0
Newington Station 1 - SO2 Rate v5.12 | 577 | 7347 | Rate Constraint in lbs/MMBtu | FALSE | L | Annual | Allowances Sold SO2 | Thousand Tons | 0 | 0 | 0 | 0 | 0 | 0 | 0
Newington Station 1 - SO2 Rate v5.12 | 577 | 7347 | Rate Constraint in lbs/MMBtu | FALSE | L | Annual | Allowances Banked | Thousand Tons | 0 | 0 | 0 | 0 | 0 | 0 | 0
Newington Station 1 - SO2 Rate v5.12 | 577 | 7347 | Rate Constraint in lbs/MMBtu | FALSE | L | Annual | Allowances Withdrawn (1:1) | Thousand Tons | 0 | 0 | 0 | 0 | 0 | 0 | 0
Newington Station 1 - SO2 Rate v5.12 | 577 | 7347 | Rate Constraint in lbs/MMBtu | FALSE | L | Annual | Allowances Withdrawn (n:1) | Thousand Tons | 0 | 0 | 0 | 0 | 0 | 0 | 0
Newington Station 1 - SO2 Rate v5.12 | 577 | 7347 | Rate Constraint in lbs/MMBtu | FALSE | L | Annual | Net Emissions Allowance Position | Thousand Tons | 0 | 0 | 0 | 0 | 0 | 0 | 0
Newington Station 1 - SO2 Rate v5.12 | 577 | 7347 | Rate Constraint in lbs/MMBtu | FALSE | L | Annual | Fuel Consumed | TBtu | 0 | 0 | 0 | 0 | 0 | 0 | 0
Newington Station 1 - SO2 Rate v5.12 | 577 | 7347 | Rate Constraint in lbs/MMBtu | FALSE | L | Annual | Rate | lb/MMBtu | 0 | 0 | 0 | 0 | 0 | 0 | 0
Newington Station 1 - SO2 Rate v5.12 | 577 | 7347 | Rate Constraint in lbs/MMBtu | FALSE | L | Annual | Generation | TWh | 0 | 0 | 0 | 0 | 0 | 0 | 0
Newington Station 1 - SO2 Rate v5.12 | 577 | 7347 | Rate Constraint in lbs/MMBtu | FALSE | L | Annual | Qualifying Generation | TWh | 0 | 0 | 0 | 0 | 0 | 0 | 0
Newington Station 1 - SO2 Rate v5.12 | 577 | 7347 | Rate Constraint in lbs/MMBtu | FALSE | L | Annual | Rate | lb/MWh | 0 | 0 | 0 | 0 | 0 | 0 | 0
Newington Station 1 - SO2 Rate v5.12 | 577 | 7347 | Rate Constraint in lbs/MMBtu | FALSE | L | Annual | Constraint Shadow Price | US2019$/Ton | 0 | 0 | 0 | 0 | 0 | 0 | 0
NJ ChambersCogen- NOx Annual GPS v4.10, Unit 2207 and retrofits | 578 | 7535 | Rate Constraint in lbs/MWh | FALSE | L | Annual | Seasons Included | Seasons | Winter, WintShld, Summer | Winter, WintShld, Summer | Winter, WintShld, Summer | Winter, WintShld, Summer | Winter, WintShld, Summer | Winter, WintShld, Summer | Winter, WintShld, Summer
NJ ChambersCogen- NOx Annual GPS v4.10, Unit 2207 and retrofits | 578 | 7535 | Rate Constraint in lbs/MWh | FALSE | L | Annual | Standard NOX | lb/MWh | 2.01 | 2.01 | 2.01 | 2.01 | 2.01 | 2.01 | 2.01
NJ ChambersCogen- NOx Annual GPS v4.10, Unit 2207 and retrofits | 578 | 7535 | Rate Constraint in lbs/MWh | FALSE | L | Annual | Emissions at Affected Plants NOX | Thousand Tons | 0 | 0 | 0 | 0 | 0 | 0 | 0
NJ ChambersCogen- NOx Annual GPS v4.10, Unit 2207 and retrofits | 578 | 7535 | Rate Constraint in lbs/MWh | FALSE | L | Annual | Allowances Purchased NOX | Thousand Tons | 0 | 0 | 0 | 0 | 0 | 0 | 0
NJ ChambersCogen- NOx Annual GPS v4.10, Unit 2207 and retrofits | 578 | 7535 | Rate Constraint in lbs/MWh | FALSE | L | Annual | Allowances Sold NOX | Thousand Tons | 0 | 0 | 0 | 0 | 0 | 0 | 0
NJ ChambersCogen- NOx Annual GPS v4.10, Unit 2207 and retrofits | 578 | 7535 | Rate Constraint in lbs/MWh | FALSE | L | Annual | Allowances Banked | Thousand Tons | 0 | 0 | 0 | 0 | 0 | 0 | 0
NJ ChambersCogen- NOx Annual GPS v4.10, Unit 2207 and retrofits | 578 | 7535 | Rate Constraint in lbs/MWh | FALSE | L | Annual | Allowances Withdrawn (1:1) | Thousand Tons | 0 | 0 | 0 | 0 | 0 | 0 | 0
NJ ChambersCogen- NOx Annual GPS v4.10, Unit 2207 and retrofits | 578 | 7535 | Rate Constraint in lbs/MWh | FALSE | L | Annual | Allowances Withdrawn (n:1) | Thousand Tons | 0 | 0 | 0 | 0 | 0 | 0 | 0
NJ ChambersCogen- NOx Annual GPS v4.10, Unit 2207 and retrofits | 578 | 7535 | Rate Constraint in lbs/MWh | FALSE | L | Annual | Net Emissions Allowance Position | Thousand Tons | 0 | 0 | 0 | 0 | 0 | 0 | 0
NJ ChambersCogen- NOx Annual GPS v4.10, Unit 2207 and retrofits | 578 | 7535 | Rate Constraint in lbs/MWh | FALSE | L | Annual | Fuel Consumed | TBtu | 0 | 0 | 0 | 0 | 0 | 0 | 0
NJ ChambersCogen- NOx Annual GPS v4.10, Unit 2207 and retrofits | 578 | 7535 | Rate Constraint in lbs/MWh | FALSE | L | Annual | Rate | lb/MMBtu | 0 | 0 | 0 | 0 | 0 | 0 | 0
NJ ChambersCogen- NOx Annual GPS v4.10, Unit 2207 and retrofits | 578 | 7535 | Rate Constraint in lbs/MWh | FALSE | L | Annual | Generation | TWh | 0 | 0 | 0 | 0 | 0 | 0 | 0
NJ ChambersCogen- NOx Annual GPS v4.10, Unit 2207 and retrofits | 578 | 7535 | Rate Constraint in lbs/MWh | FALSE | L | Annual | Qualifying Generation | TWh | 0 | 0 | 0 | 0 | 0 | 0 | 0
NJ ChambersCogen- NOx Annual GPS v4.10, Unit 2207 and retrofits | 578 | 7535 | Rate Constraint in lbs/MWh | FALSE | L | Annual | Constraint Shadow Price | US2019$/Ton | 0 | 0 | 0 | 0 | 0 | 0 | 0
NJ ChambersCogen- NOx Annual GPS v4.10, Unit 2208 and retrofits | 579 | 7535 | Rate Constraint in lbs/MWh | FALSE | L | Annual | Seasons Included | Seasons | Winter, WintShld, Summer | Winter, WintShld, Summer | Winter, WintShld, Summer | Winter, WintShld, Summer | Winter, WintShld, Summer | Winter, WintShld, Summer | Winter, WintShld, Summer
NJ ChambersCogen- NOx Annual GPS v4.10, Unit 2208 and retrofits | 579 | 7535 | Rate Constraint in lbs/MWh | FALSE | L | Annual | Standard NOX | lb/MWh | 2.01 | 2.01 | 2.01 | 2.01 | 2.01 | 2.01 | 2.01
NJ ChambersCogen- NOx Annual GPS v4.10, Unit 2208 and retrofits | 579 | 7535 | Rate Constraint in lbs/MWh | FALSE | L | Annual | Emissions at Affected Plants NOX | Thousand Tons | 0 | 0 | 0 | 0 | 0 | 0 | 0
NJ ChambersCogen- NOx Annual GPS v4.10, Unit 2208 and retrofits | 579 | 7535 | Rate Constraint in lbs/MWh | FALSE | L | Annual | Allowances Purchased NOX | Thousand Tons | 0 | 0 | 0 | 0 | 0 | 0 | 0
NJ ChambersCogen- NOx Annual GPS v4.10, Unit 2208 and retrofits | 579 | 7535 | Rate Constraint in lbs/MWh | FALSE | L | Annual | Allowances Sold NOX | Thousand Tons | 0 | 0 | 0 | 0 | 0 | 0 | 0
NJ ChambersCogen- NOx Annual GPS v4.10, Unit 2208 and retrofits | 579 | 7535 | Rate Constraint in lbs/MWh | FALSE | L | Annual | Allowances Banked | Thousand Tons | 0 | 0 | 0 | 0 | 0 | 0 | 0
NJ ChambersCogen- NOx Annual GPS v4.10, Unit 2208 and retrofits | 579 | 7535 | Rate Constraint in lbs/MWh | FALSE | L | Annual | Allowances Withdrawn (1:1) | Thousand Tons | 0 | 0 | 0 | 0 | 0 | 0 | 0
NJ ChambersCogen- NOx Annual GPS v4.10, Unit 2208 and retrofits | 579 | 7535 | Rate Constraint in lbs/MWh | FALSE | L | Annual | Allowances Withdrawn (n:1) | Thousand Tons | 0 | 0 | 0 | 0 | 0 | 0 | 0
NJ ChambersCogen- NOx Annual GPS v4.10, Unit 2208 and retrofits | 579 | 7535 | Rate Constraint in lbs/MWh | FALSE | L | Annual | Net Emissions Allowance Position | Thousand Tons | 0 | 0 | 0 | 0 | 0 | 0 | 0
NJ ChambersCogen- NOx Annual GPS v4.10, Unit 2208 and retrofits | 579 | 7535 | Rate Constraint in lbs/MWh | FALSE | L | Annual | Fuel Consumed | TBtu | 0 | 0 | 0 | 0 | 0 | 0 | 0
NJ ChambersCogen- NOx Annual GPS v4.10, Unit 2208 and retrofits | 579 | 7535 | Rate Constraint in lbs/MWh | FALSE | L | Annual | Rate | lb/MMBtu | 0 | 0 | 0 | 0 | 0 | 0 | 0
NJ ChambersCogen- NOx Annual GPS v4.10, Unit 2208 and retrofits | 579 | 7535 | Rate Constraint in lbs/MWh | FALSE | L | Annual | Generation | TWh | 0 | 0 | 0 | 0 | 0 | 0 | 0
NJ ChambersCogen- NOx Annual GPS v4.10, Unit 2208 and retrofits | 579 | 7535 | Rate Constraint in lbs/MWh | FALSE | L | Annual | Qualifying Generation | TWh | 0 | 0 | 0 | 0 | 0 | 0 | 0
NJ ChambersCogen- NOx Annual GPS v4.10, Unit 2208 and retrofits | 579 | 7535 | Rate Constraint in lbs/MWh | FALSE | L | Annual | Constraint Shadow Price | US2019$/Ton | 0 | 0 | 0 | 0 | 0 | 0 | 0
NJ LoganGen- NOx Annual GPS v4.10, Unit 2209 and retrofits | 580 | 7536 | Rate Constraint in lbs/MWh | FALSE | L | Annual | Seasons Included | Seasons | Winter, WintShld, Summer | Winter, WintShld, Summer | Winter, WintShld, Summer | Winter, WintShld, Summer | Winter, WintShld, Summer | Winter, WintShld, Summer | Winter, WintShld, Summer
NJ LoganGen- NOx Annual GPS v4.10, Unit 2209 and retrofits | 580 | 7536 | Rate Constraint in lbs/MWh | FALSE | L | Annual | Standard NOX | lb/MWh | 1.5 | 1.5 | 1.5 | 1.5 | 1.5 | 1.5 | 1.5
NJ LoganGen- NOx Annual GPS v4.10, Unit 2209 and retrofits | 580 | 7536 | Rate Constraint in lbs/MWh | FALSE | L | Annual | Emissions at Affected Plants NOX | Thousand Tons | 0 | 0 | 0 | 0 | 0 | 0 | 0
NJ LoganGen- NOx Annual GPS v4.10, Unit 2209 and retrofits | 580 | 7536 | Rate Constraint in lbs/MWh | FALSE | L | Annual | Allowances Purchased NOX | Thousand Tons | 0 | 0 | 0 | 0 | 0 | 0 | 0
NJ LoganGen- NOx Annual GPS v4.10, Unit 2209 and retrofits | 580 | 7536 | Rate Constraint in lbs/MWh | FALSE | L | Annual | Allowances Sold NOX | Thousand Tons | 0 | 0 | 0 | 0 | 0 | 0 | 0
NJ LoganGen- NOx Annual GPS v4.10, Unit 2209 and retrofits | 580 | 7536 | Rate Constraint in lbs/MWh | FALSE | L | Annual | Allowances Banked | Thousand Tons | 0 | 0 | 0 | 0 | 0 | 0 | 0
NJ LoganGen- NOx Annual GPS v4.10, Unit 2209 and retrofits | 580 | 7536 | Rate Constraint in lbs/MWh | FALSE | L | Annual | Allowances Withdrawn (1:1) | Thousand Tons | 0 | 0 | 0 | 0 | 0 | 0 | 0
NJ LoganGen- NOx Annual GPS v4.10, Unit 2209 and retrofits | 580 | 7536 | Rate Constraint in lbs/MWh | FALSE | L | Annual | Allowances Withdrawn (n:1) | Thousand Tons | 0 | 0 | 0 | 0 | 0 | 0 | 0
NJ LoganGen- NOx Annual GPS v4.10, Unit 2209 and retrofits | 580 | 7536 | Rate Constraint in lbs/MWh | FALSE | L | Annual | Net Emissions Allowance Position | Thousand Tons | 0 | 0 | 0 | 0 | 0 | 0 | 0
NJ LoganGen- NOx Annual GPS v4.10, Unit 2209 and retrofits | 580 | 7536 | Rate Constraint in lbs/MWh | FALSE | L | Annual | Fuel Consumed | TBtu | 0 | 0 | 0 | 0 | 0 | 0 | 0
NJ LoganGen- NOx Annual GPS v4.10, Unit 2209 and retrofits | 580 | 7536 | Rate Constraint in lbs/MWh | FALSE | L | Annual | Rate | lb/MMBtu | 0 | 0 | 0 | 0 | 0 | 0 | 0
NJ LoganGen- NOx Annual GPS v4.10, Unit 2209 and retrofits | 580 | 7536 | Rate Constraint in lbs/MWh | FALSE | L | Annual | Generation | TWh | 0 | 0 | 0 | 0 | 0 | 0 | 0
NJ LoganGen- NOx Annual GPS v4.10, Unit 2209 and retrofits | 580 | 7536 | Rate Constraint in lbs/MWh | FALSE | L | Annual | Qualifying Generation | TWh | 0 | 0 | 0 | 0 | 0 | 0 | 0
NJ LoganGen- NOx Annual GPS v4.10, Unit 2209 and retrofits | 580 | 7536 | Rate Constraint in lbs/MWh | FALSE | L | Annual | Constraint Shadow Price | US2019$/Ton | 0 | 0 | 0 | 0 | 0 | 0 | 0
NJ SO2 Constraint v5.14 | 581 | 7349 | Rate Constraint in lbs/MMBtu | FALSE | L | Annual | Seasons Included | Seasons | Winter, WintShld, Summer | Winter, WintShld, Summer | Winter, WintShld, Summer | Winter, WintShld, Summer | Winter, WintShld, Summer | Winter, WintShld, Summer | Winter, WintShld, Summer
NJ SO2 Constraint v5.14 | 581 | 7349 | Rate Constraint in lbs/MMBtu | FALSE | L | Annual | Standard SO2 | lb/MMBtu | 0.15 | 0.15 | 0.15 | 0.15 | 0.15 | 0.15 | 0.15
NJ SO2 Constraint v5.14 | 581 | 7349 | Rate Constraint in lbs/MMBtu | FALSE | L | Annual | Emissions at Affected Plants SO2 | Thousand Tons | 0 | 0 | 0 | 0 | 0 | 0 | 0
NJ SO2 Constraint v5.14 | 581 | 7349 | Rate Constraint in lbs/MMBtu | FALSE | L | Annual | Allowances Purchased SO2 | Thousand Tons | 0 | 0 | 0 | 0 | 0 | 0 | 0
NJ SO2 Constraint v5.14 | 581 | 7349 | Rate Constraint in lbs/MMBtu | FALSE | L | Annual | Allowances Sold SO2 | Thousand Tons | 0 | 0 | 0 | 0 | 0 | 0 | 0
NJ SO2 Constraint v5.14 | 581 | 7349 | Rate Constraint in lbs/MMBtu | FALSE | L | Annual | Allowances Banked | Thousand Tons | 0 | 0 | 0 | 0 | 0 | 0 | 0
NJ SO2 Constraint v5.14 | 581 | 7349 | Rate Constraint in lbs/MMBtu | FALSE | L | Annual | Allowances Withdrawn (1:1) | Thousand Tons | 0 | 0 | 0 | 0 | 0 | 0 | 0
NJ SO2 Constraint v5.14 | 581 | 7349 | Rate Constraint in lbs/MMBtu | FALSE | L | Annual | Allowances Withdrawn (n:1) | Thousand Tons | 0 | 0 | 0 | 0 | 0 | 0 | 0
NJ SO2 Constraint v5.14 | 581 | 7349 | Rate Constraint in lbs/MMBtu | FALSE | L | Annual | Net Emissions Allowance Position | Thousand Tons | 0 | 0 | 0 | 0 | 0 | 0 | 0
NJ SO2 Constraint v5.14 | 581 | 7349 | Rate Constraint in lbs/MMBtu | FALSE | L | Annual | Fuel Consumed | TBtu | 0 | 0 | 0 | 0 | 0 | 0 | 0
NJ SO2 Constraint v5.14 | 581 | 7349 | Rate Constraint in lbs/MMBtu | FALSE | L | Annual | Rate | lb/MMBtu | 0 | 0 | 0 | 0 | 0 | 0 | 0
NJ SO2 Constraint v5.14 | 581 | 7349 | Rate Constraint in lbs/MMBtu | FALSE | L | Annual | Generation | TWh | 0 | 0 | 0 | 0 | 0 | 0 | 0
NJ SO2 Constraint v5.14 | 581 | 7349 | Rate Constraint in lbs/MMBtu | FALSE | L | Annual | Qualifying Generation | TWh | 0 | 0 | 0 | 0 | 0 | 0 | 0
NJ SO2 Constraint v5.14 | 581 | 7349 | Rate Constraint in lbs/MMBtu | FALSE | L | Annual | Rate | lb/MWh | 0 | 0 | 0 | 0 | 0 | 0 | 0
NJ SO2 Constraint v5.14 | 581 | 7349 | Rate Constraint in lbs/MMBtu | FALSE | L | Annual | Constraint Shadow Price | US2019$/Ton | 15500.512 | 13108.6475 | 8253.8192 | 6731.0274 | 6452.6364 | 6340.3089 | 7406.4513
NODA Covanta Bristol 1 NOX Cap Annual v5.15 | 582 | 7255 | Rate Constraint in MTons | FALSE | L | Annual | Seasons Included | Seasons | Winter, WintShld, Summer | Winter, WintShld, Summer | Winter, WintShld, Summer | Winter, WintShld, Summer | Winter, WintShld, Summer | Winter, WintShld, Summer | Winter, WintShld, Summer
NODA Covanta Bristol 1 NOX Cap Annual v5.15 | 582 | 7255 | Rate Constraint in MTons | FALSE | L | Annual | Standard NOX | Thousand Tons | 0.112 | 0.112 | 0.112 | 0.112 | 0.112 | 0.112 | 0.112
NODA Covanta Bristol 1 NOX Cap Annual v5.15 | 582 | 7255 | Rate Constraint in MTons | FALSE | L | Annual | Emissions at Affected Plants NOX | Thousand Tons | 0.095887 | 0.095887 | 0.095887 | 0 | 0 | 0 | 0
NODA Covanta Bristol 1 NOX Cap Annual v5.15 | 582 | 7255 | Rate Constraint in MTons | FALSE | L | Annual | Allowances Purchased NOX | Thousand Tons | 0 | 0 | 0 | 0 | 0 | 0 | 0
NODA Covanta Bristol 1 NOX Cap Annual v5.15 | 582 | 7255 | Rate Constraint in MTons | FALSE | L | Annual | Allowances Sold NOX | Thousand Tons | 0 | 0 | 0 | 0 | 0 | 0 | 0
NODA Covanta Bristol 1 NOX Cap Annual v5.15 | 582 | 7255 | Rate Constraint in MTons | FALSE | L | Annual | Allowances Banked | Thousand Tons | 0 | 0 | 0 | 0 | 0 | 0 | 0
NODA Covanta Bristol 1 NOX Cap Annual v5.15 | 582 | 7255 | Rate Constraint in MTons | FALSE | L | Annual | Allowances Withdrawn (1:1) | Thousand Tons | 0 | 0 | 0 | 0 | 0 | 0 | 0
NODA Covanta Bristol 1 NOX Cap Annual v5.15 | 582 | 7255 | Rate Constraint in MTons | FALSE | L | Annual | Allowances Withdrawn (n:1) | Thousand Tons | 0 | 0 | 0 | 0 | 0 | 0 | 0
NODA Covanta Bristol 1 NOX Cap Annual v5.15 | 582 | 7255 | Rate Constraint in MTons | FALSE | L | Annual | Net Emissions Allowance Position | Thousand Tons | 0.095887 | 0.095887 | 0.095887 | 0 | 0 | 0 | 0
NODA Covanta Bristol 1 NOX Cap Annual v5.15 | 582 | 7255 | Rate Constraint in MTons | FALSE | L | Annual | Fuel Consumed | TBtu | 0.8846 | 0.8846 | 0.8846 | 0 | 0 | 0 | 0
NODA Covanta Bristol 1 NOX Cap Annual v5.15 | 582 | 7255 | Rate Constraint in MTons | FALSE | L | Annual | Rate | lb/MMBtu | 0.21679 | 0.21679 | 0.21679 | 0 | 0 | 0 | 0
NODA Covanta Bristol 1 NOX Cap Annual v5.15 | 582 | 7255 | Rate Constraint in MTons | FALSE | L | Annual | Generation | TWh | 0.047744 | 0.047744 | 0.047744 | 0 | 0 | 0 | 0
NODA Covanta Bristol 1 NOX Cap Annual v5.15 | 582 | 7255 | Rate Constraint in MTons | FALSE | L | Annual | Qualifying Generation | TWh | 0.047744 | 0.047744 | 0.047744 | 0 | 0 | 0 | 0
NODA Covanta Bristol 1 NOX Cap Annual v5.15 | 582 | 7255 | Rate Constraint in MTons | FALSE | L | Annual | Rate | lb/MWh | 4.0167 | 4.0167 | 4.0167 | 0 | 0 | 0 | 0
NODA Covanta Bristol 1 NOX Cap Annual v5.15 | 582 | 7255 | Rate Constraint in MTons | FALSE | L | Annual | Constraint Shadow Price | US2019$/Ton | 0 | 0 | 0 | 0 | 0 | 0 | 0
NODA Covanta Bristol 2 NOX Cap Annual v5.15 | 583 | 7256 | Rate Constraint in MTons | FALSE | L | Annual | Seasons Included | Seasons | Winter, WintShld, Summer | Winter, WintShld, Summer | Winter, WintShld, Summer | Winter, WintShld, Summer | Winter, WintShld, Summer | Winter, WintShld, Summer | Winter, WintShld, Summer
NODA Covanta Bristol 2 NOX Cap Annual v5.15 | 583 | 7256 | Rate Constraint in MTons | FALSE | L | Annual | Standard NOX | Thousand Tons | 0.1917 | 0.1917 | 0.1917 | 0.1917 | 0.1917 | 0.1917 | 0.1917
NODA Covanta Bristol 2 NOX Cap Annual v5.15 | 583 | 7256 | Rate Constraint in MTons | FALSE | L | Annual | Emissions at Affected Plants NOX | Thousand Tons | 0.11581 | 0.11581 | 0.11581 | 0 | 0 | 0 | 0
NODA Covanta Bristol 2 NOX Cap Annual v5.15 | 583 | 7256 | Rate Constraint in MTons | FALSE | L | Annual | Allowances Purchased NOX | Thousand Tons | 0 | 0 | 0 | 0 | 0 | 0 | 0
NODA Covanta Bristol 2 NOX Cap Annual v5.15 | 583 | 7256 | Rate Constraint in MTons | FALSE | L | Annual | Allowances Sold NOX | Thousand Tons | 0 | 0 | 0 | 0 | 0 | 0 | 0
NODA Covanta Bristol 2 NOX Cap Annual v5.15 | 583 | 7256 | Rate Constraint in MTons | FALSE | L | Annual | Allowances Banked | Thousand Tons | 0 | 0 | 0 | 0 | 0 | 0 | 0
NODA Covanta Bristol 2 NOX Cap Annual v5.15 | 583 | 7256 | Rate Constraint in MTons | FALSE | L | Annual | Allowances Withdrawn (1:1) | Thousand Tons | 0 | 0 | 0 | 0 | 0 | 0 | 0
NODA Covanta Bristol 2 NOX Cap Annual v5.15 | 583 | 7256 | Rate Constraint in MTons | FALSE | L | Annual | Allowances Withdrawn (n:1) | Thousand Tons | 0 | 0 | 0 | 0 | 0 | 0 | 0
NODA Covanta Bristol 2 NOX Cap Annual v5.15 | 583 | 7256 | Rate Constraint in MTons | FALSE | L | Annual | Net Emissions Allowance Position | Thousand Tons | 0.11581 | 0.11581 | 0.11581 | 0 | 0 | 0 | 0
NODA Covanta Bristol 2 NOX Cap Annual v5.15 | 583 | 7256 | Rate Constraint in MTons | FALSE | L | Annual | Fuel Consumed | TBtu | 0.8846 | 0.8846 | 0.8846 | 0 | 0 | 0 | 0
NODA Covanta Bristol 2 NOX Cap Annual v5.15 | 583 | 7256 | Rate Constraint in MTons | FALSE | L | Annual | Rate | lb/MMBtu | 0.26183 | 0.26183 | 0.26183 | 0 | 0 | 0 | 0
NODA Covanta Bristol 2 NOX Cap Annual v5.15 | 583 | 7256 | Rate Constraint in MTons | FALSE | L | Annual | Generation | TWh | 0.047744 | 0.047744 | 0.047744 | 0 | 0 | 0 | 0
NODA Covanta Bristol 2 NOX Cap Annual v5.15 | 583 | 7256 | Rate Constraint in MTons | FALSE | L | Annual | Qualifying Generation | TWh | 0.047744 | 0.047744 | 0.047744 | 0 | 0 | 0 | 0
NODA Covanta Bristol 2 NOX Cap Annual v5.15 | 583 | 7256 | Rate Constraint in MTons | FALSE | L | Annual | Rate | lb/MWh | 4.8512 | 4.8512 | 4.8512 | 0 | 0 | 0 | 0
NODA Covanta Bristol 2 NOX Cap Annual v5.15 | 583 | 7256 | Rate Constraint in MTons | FALSE | L | Annual | Constraint Shadow Price | US2019$/Ton | 0 | 0 | 0 | 0 | 0 | 0 | 0
NODA Covanta Mid-Connecticut NOX Cap Annual v5.15 | 584 | 7261 | Rate Constraint in MTons | FALSE | L | Annual | Seasons Included | Seasons | Winter, WintShld, Summer | Winter, WintShld, Summer | Winter, WintShld, Summer | Winter, WintShld, Summer | Winter, WintShld, Summer | Winter, WintShld, Summer | Winter, WintShld, Summer
NODA Covanta Mid-Connecticut NOX Cap Annual v5.15 | 584 | 7261 | Rate Constraint in MTons | FALSE | L | Annual | Standard NOX | Thousand Tons | 1.26 | 1.26 | 1.26 | 1.26 | 1.26 | 1.26 | 1.26
NODA Covanta Mid-Connecticut NOX Cap Annual v5.15 | 584 | 7261 | Rate Constraint in MTons | FALSE | L | Annual | Emissions at Affected Plants NOX | Thousand Tons | 0 | 0 | 0 | 0 | 0 | 0 | 0
NODA Covanta Mid-Connecticut NOX Cap Annual v5.15 | 584 | 7261 | Rate Constraint in MTons | FALSE | L | Annual | Allowances Purchased NOX | Thousand Tons | 0 | 0 | 0 | 0 | 0 | 0 | 0
NODA Covanta Mid-Connecticut NOX Cap Annual v5.15 | 584 | 7261 | Rate Constraint in MTons | FALSE | L | Annual | Allowances Sold NOX | Thousand Tons | 0 | 0 | 0 | 0 | 0 | 0 | 0
NODA Covanta Mid-Connecticut NOX Cap Annual v5.15 | 584 | 7261 | Rate Constraint in MTons | FALSE | L | Annual | Allowances Banked | Thousand Tons | 0 | 0 | 0 | 0 | 0 | 0 | 0
NODA Covanta Mid-Connecticut NOX Cap Annual v5.15 | 584 | 7261 | Rate Constraint in MTons | FALSE | L | Annual | Allowances Withdrawn (1:1) | Thousand Tons | 0 | 0 | 0 | 0 | 0 | 0 | 0
NODA Covanta Mid-Connecticut NOX Cap Annual v5.15 | 584 | 7261 | Rate Constraint in MTons | FALSE | L | Annual | Allowances Withdrawn (n:1) | Thousand Tons | 0 | 0 | 0 | 0 | 0 | 0 | 0
NODA Covanta Mid-Connecticut NOX Cap Annual v5.15 | 584 | 7261 | Rate Constraint in MTons | FALSE | L | Annual | Net Emissions Allowance Position | Thousand Tons | 0 | 0 | 0 | 0 | 0 | 0 | 0
NODA Covanta Mid-Connecticut NOX Cap Annual v5.15 | 584 | 7261 | Rate Constraint in MTons | FALSE | L | Annual | Fuel Consumed | TBtu | 0 | 0 | 0 | 0 | 0 | 0 | 0
NODA Covanta Mid-Connecticut NOX Cap Annual v5.15 | 584 | 7261 | Rate Constraint in MTons | FALSE | L | Annual | Rate | lb/MMBtu | 0 | 0 | 0 | 0 | 0 | 0 | 0
NODA Covanta Mid-Connecticut NOX Cap Annual v5.15 | 584 | 7261 | Rate Constraint in MTons | FALSE | L | Annual | Generation | TWh | 0 | 0 | 0 | 0 | 0 | 0 | 0
NODA Covanta Mid-Connecticut NOX Cap Annual v5.15 | 584 | 7261 | Rate Constraint in MTons | FALSE | L | Annual | Qualifying Generation | TWh | 0 | 0 | 0 | 0 | 0 | 0 | 0
NODA Covanta Mid-Connecticut NOX Cap Annual v5.15 | 584 | 7261 | Rate Constraint in MTons | FALSE | L | Annual | Rate | lb/MWh | 0 | 0 | 0 | 0 | 0 | 0 | 0
NODA Covanta Mid-Connecticut NOX Cap Annual v5.15 | 584 | 7261 | Rate Constraint in MTons | FALSE | L | Annual | Constraint Shadow Price | US2019$/Ton | 0 | 0 | 0 | 0 | 0 | 0 | 0
NODA G G Allen NOx Cap Annual v5.15 | 585 | 7263 | Rate Constraint in MTons | FALSE | L | Annual | Seasons Included | Seasons | Winter, WintShld, Summer | Winter, WintShld, Summer | Winter, WintShld, Summer | Winter, WintShld, Summer | Winter, WintShld, Summer | Winter, WintShld, Summer | Winter, WintShld, Summer
NODA G G Allen NOx Cap Annual v5.15 | 585 | 7263 | Rate Constraint in MTons | FALSE | L | Annual | Standard NOX | Thousand Tons | 0.6 | 0.6 | 0.6 | 0.6 | 0.6 | 0.6 | 0.6
NODA G G Allen NOx Cap Annual v5.15 | 585 | 7263 | Rate Constraint in MTons | FALSE | L | Annual | Emissions at Affected Plants NOX | Thousand Tons | 0 | 0 | 0 | 0 | 0 | 0 | 0
NODA G G Allen NOx Cap Annual v5.15 | 585 | 7263 | Rate Constraint in MTons | FALSE | L | Annual | Allowances Purchased NOX | Thousand Tons | 0 | 0 | 0 | 0 | 0 | 0 | 0
NODA G G Allen NOx Cap Annual v5.15 | 585 | 7263 | Rate Constraint in MTons | FALSE | L | Annual | Allowances Sold NOX | Thousand Tons | 0 | 0 | 0 | 0 | 0 | 0 | 0
NODA G G Allen NOx Cap Annual v5.15 | 585 | 7263 | Rate Constraint in MTons | FALSE | L | Annual | Allowances Banked | Thousand Tons | 0 | 0 | 0 | 0 | 0 | 0 | 0
NODA G G Allen NOx Cap Annual v5.15 | 585 | 7263 | Rate Constraint in MTons | FALSE | L | Annual | Allowances Withdrawn (1:1) | Thousand Tons | 0 | 0 | 0 | 0 | 0 | 0 | 0
NODA G G Allen NOx Cap Annual v5.15 | 585 | 7263 | Rate Constraint in MTons | FALSE | L | Annual | Allowances Withdrawn (n:1) | Thousand Tons | 0 | 0 | 0 | 0 | 0 | 0 | 0
NODA G G Allen NOx Cap Annual v5.15 | 585 | 7263 | Rate Constraint in MTons | FALSE | L | Annual | Net Emissions Allowance Position | Thousand Tons | 0 | 0 | 0 | 0 | 0 | 0 | 0
NODA G G Allen NOx Cap Annual v5.15 | 585 | 7263 | Rate Constraint in MTons | FALSE | L | Annual | Fuel Consumed | TBtu | 0 | 0 | 0 | 0 | 0 | 0 | 0
NODA G G Allen NOx Cap Annual v5.15 | 585 | 7263 | Rate Constraint in MTons | FALSE | L | Annual | Rate | lb/MMBtu | 0 | 0 | 0 | 0 | 0 | 0 | 0
NODA G G Allen NOx Cap Annual v5.15 | 585 | 7263 | Rate Constraint in MTons | FALSE | L | Annual | Generation | TWh | 0 | 0 | 0 | 0 | 0 | 0 | 0
NODA G G Allen NOx Cap Annual v5.15 | 585 | 7263 | Rate Constraint in MTons | FALSE | L | Annual | Qualifying Generation | TWh | 0 | 0 | 0 | 0 | 0 | 0 | 0
NODA G G Allen NOx Cap Annual v5.15 | 585 | 7263 | Rate Constraint in MTons | FALSE | L | Annual | Rate | lb/MWh | 0 | 0 | 0 | 0 | 0 | 0 | 0
NODA G G Allen NOx Cap Annual v5.15 | 585 | 7263 | Rate Constraint in MTons | FALSE | L | Annual | Constraint Shadow Price | US2019$/Ton | 0 | 0 | 0 | 0 | 0 | 0 | 0
NODA Greene County NOx Cap Annual v5.15 | 586 | 7254 | Rate Constraint in MTons | FALSE | L | Annual | Seasons Included | Seasons | Winter, WintShld, Summer | Winter, WintShld, Summer | Winter, WintShld, Summer | Winter, WintShld, Summer | Winter, WintShld, Summer | Winter, WintShld, Summer | Winter, WintShld, Summer
NODA Greene County NOx Cap Annual v5.15 | 586 | 7254 | Rate Constraint in MTons | FALSE | L | Annual | Standard NOX | Thousand Tons | 4.79 | 4.79 | 4.79 | 4.79 | 4.79 | 4.79 | 4.79
NODA Greene County NOx Cap Annual v5.15 | 586 | 7254 | Rate Constraint in MTons | FALSE | L | Annual | Emissions at Affected Plants NOX | Thousand Tons | 0 | 0 | 0 | 0 | 0 | 0 | 0
NODA Greene County NOx Cap Annual v5.15 | 586 | 7254 | Rate Constraint in MTons | FALSE | L | Annual | Allowances Purchased NOX | Thousand Tons | 0 | 0 | 0 | 0 | 0 | 0 | 0
NODA Greene County NOx Cap Annual v5.15 | 586 | 7254 | Rate Constraint in MTons | FALSE | L | Annual | Allowances Sold NOX | Thousand Tons | 0 | 0 | 0 | 0 | 0 | 0 | 0
NODA Greene County NOx Cap Annual v5.15 | 586 | 7254 | Rate Constraint in MTons | FALSE | L | Annual | Allowances Banked | Thousand Tons | 0 | 0 | 0 | 0 | 0 | 0 | 0
NODA Greene County NOx Cap Annual v5.15 | 586 | 7254 | Rate Constraint in MTons | FALSE | L | Annual | Allowances Withdrawn (1:1) | Thousand Tons | 0 | 0 | 0 | 0 | 0 | 0 | 0
NODA Greene County NOx Cap Annual v5.15 | 586 | 7254 | Rate Constraint in MTons | FALSE | L | Annual | Allowances Withdrawn (n:1) | Thousand Tons | 0 | 0 | 0 | 0 | 0 | 0 | 0
NODA Greene County NOx Cap Annual v5.15 | 586 | 7254 | Rate Constraint in MTons | FALSE | L | Annual | Net Emissions Allowance Position | Thousand Tons | 0 | 0 | 0 | 0 | 0 | 0 | 0
NODA Greene County NOx Cap Annual v5.15 | 586 | 7254 | Rate Constraint in MTons | FALSE | L | Annual | Fuel Consumed | TBtu | 0 | 0 | 0 | 0 | 0 | 0 | 0
NODA Greene County NOx Cap Annual v5.15 | 586 | 7254 | Rate Constraint in MTons | FALSE | L | Annual | Rate | lb/MMBtu | 0 | 0 | 0 | 0 | 0 | 0 | 0
NODA Greene County NOx Cap Annual v5.15 | 586 | 7254 | Rate Constraint in MTons | FALSE | L | Annual | Generation | TWh | 0 | 0 | 0 | 0 | 0 | 0 | 0
NODA Greene County NOx Cap Annual v5.15 | 586 | 7254 | Rate Constraint in MTons | FALSE | L | Annual | Qualifying Generation | TWh | 0 | 0 | 0 | 0 | 0 | 0 | 0
NODA Greene County NOx Cap Annual v5.15 | 586 | 7254 | Rate Constraint in MTons | FALSE | L | Annual | Rate | lb/MWh | 0 | 0 | 0 | 0 | 0 | 0 | 0
NODA Greene County NOx Cap Annual v5.15 | 586 | 7254 | Rate Constraint in MTons | FALSE | L | Annual | Constraint Shadow Price | US2019$/Ton | 0 | 0 | 0 | 0 | 0 | 0 | 0
NODA Kemper County IGCC SO2 Cap Annual v5.15 | 587 | 7262 | Rate Constraint in MTons | FALSE | L | Annual | Seasons Included | Seasons | Winter, WintShld, Summer | Winter, WintShld, Summer | Winter, WintShld, Summer | Winter, WintShld, Summer | Winter, WintShld, Summer | Winter, WintShld, Summer | Winter, WintShld, Summer
NODA Kemper County IGCC SO2 Cap Annual v5.15 | 587 | 7262 | Rate Constraint in MTons | FALSE | L | Annual | Standard SO2 | Thousand Tons | 0.116 | 0.116 | 0.116 | 0.116 | 0.116 | 0.116 | 0.116
NODA Kemper County IGCC SO2 Cap Annual v5.15 | 587 | 7262 | Rate Constraint in MTons | FALSE | L | Annual | Emissions at Affected Plants SO2 | Thousand Tons | 0 | 0 | 0 | 0 | 0 | 0 | 0
NODA Kemper County IGCC SO2 Cap Annual v5.15 | 587 | 7262 | Rate Constraint in MTons | FALSE | L | Annual | Allowances Purchased SO2 | Thousand Tons | 0 | 0 | 0 | 0 | 0 | 0 | 0
NODA Kemper County IGCC SO2 Cap Annual v5.15 | 587 | 7262 | Rate Constraint in MTons | FALSE | L | Annual | Allowances Sold SO2 | Thousand Tons | 0 | 0 | 0 | 0 | 0 | 0 | 0
NODA Kemper County IGCC SO2 Cap Annual v5.15 | 587 | 7262 | Rate Constraint in MTons | FALSE | L | Annual | Allowances Banked | Thousand Tons | 0 | 0 | 0 | 0 | 0 | 0 | 0
NODA Kemper County IGCC SO2 Cap Annual v5.15 | 587 | 7262 | Rate Constraint in MTons | FALSE | L | Annual | Allowances Withdrawn (1:1) | Thousand Tons | 0 | 0 | 0 | 0 | 0 | 0 | 0
NODA Kemper County IGCC SO2 Cap Annual v5.15 | 587 | 7262 | Rate Constraint in MTons | FALSE | L | Annual | Allowances Withdrawn (n:1) | Thousand Tons | 0 | 0 | 0 | 0 | 0 | 0 | 0
NODA Kemper County IGCC SO2 Cap Annual v5.15 | 587 | 7262 | Rate Constraint in MTons | FALSE | L | Annual | Net Emissions Allowance Position | Thousand Tons | 0 | 0 | 0 | 0 | 0 | 0 | 0
NODA Kemper County IGCC SO2 Cap Annual v5.15 | 587 | 7262 | Rate Constraint in MTons | FALSE | L | Annual | Fuel Consumed | TBtu | 11.289 | 18.6959 | 14.7697 | 7.5679 | 0.61846 | 0 | 0
NODA Kemper County IGCC SO2 Cap Annual v5.15 | 587 | 7262 | Rate Constraint in MTons | FALSE | L | Annual | Rate | lb/MMBtu | 0 | 0 | 0 | 0 | 0 | 0 | 0
NODA Kemper County IGCC SO2 Cap Annual v5.15 | 587 | 7262 | Rate Constraint in MTons | FALSE | L | Annual | Generation | TWh | 1.4846 | 2.4587 | 1.9424 | 0.99526 | 0.081333 | 0 | 0
NODA Kemper County IGCC SO2 Cap Annual v5.15 | 587 | 7262 | Rate Constraint in MTons | FALSE | L | Annual | Qualifying Generation | TWh | 1.4846 | 2.4587 | 1.9424 | 0.99526 | 0.081333 | 0 | 0
NODA Kemper County IGCC SO2 Cap Annual v5.15 | 587 | 7262 | Rate Constraint in MTons | FALSE | L | Annual | Rate | lb/MWh | 0 | 0 | 0 | 0 | 0 | 0 | 0
NODA Kemper County IGCC SO2 Cap Annual v5.15 | 587 | 7262 | Rate Constraint in MTons | FALSE | L | Annual | Constraint Shadow Price | US2019$/Ton | 0 | 0 | 0 | 0 | 0 | 0 | 0
NODA Marshalltown NOx Cap Annual v5.15 | 588 | 7252 | Rate Constraint in MTons | FALSE | L | Annual | Seasons Included | Seasons | Winter, WintShld, Summer | Winter, WintShld, Summer | Winter, WintShld, Summer | Winter, WintShld, Summer | Winter, WintShld, Summer | Winter, WintShld, Summer | Winter, WintShld, Summer
NODA Marshalltown NOx Cap Annual v5.15 | 588 | 7252 | Rate Constraint in MTons | FALSE | L | Annual | Standard NOX | Thousand Tons | 0.229 | 0.229 | 0.229 | 0.229 | 0.229 | 0.229 | 0.229
NODA Marshalltown NOx Cap Annual v5.15 | 588 | 7252 | Rate Constraint in MTons | FALSE | L | Annual | Emissions at Affected Plants NOX | Thousand Tons | 0.077563 | 0.084128 | 0.041921 | 0.01868 | 0.0075738 | 0.0075738 | 0.0075738
NODA Marshalltown NOx Cap Annual v5.15 | 588 | 7252 | Rate Constraint in MTons | FALSE | L | Annual | Allowances Purchased NOX | Thousand Tons | 0 | 0 | 0 | 0 | 0 | 0 | 0
NODA Marshalltown NOx Cap Annual v5.15 | 588 | 7252 | Rate Constraint in MTons | FALSE | L | Annual | Allowances Sold NOX | Thousand Tons | 0 | 0 | 0 | 0 | 0 | 0 | 0
NODA Marshalltown NOx Cap Annual v5.15 | 588 | 7252 | Rate Constraint in MTons | FALSE | L | Annual | Allowances Banked | Thousand Tons | 0 | 0 | 0 | 0 | 0 | 0 | 0
NODA Marshalltown NOx Cap Annual v5.15 | 588 | 7252 | Rate Constraint in MTons | FALSE | L | Annual | Allowances Withdrawn (1:1) | Thousand Tons | 0 | 0 | 0 | 0 | 0 | 0 | 0
NODA Marshalltown NOx Cap Annual v5.15 | 588 | 7252 | Rate Constraint in MTons | FALSE | L | Annual | Allowances Withdrawn (n:1) | Thousand Tons | 0 | 0 | 0 | 0 | 0 | 0 | 0
NODA Marshalltown NOx Cap Annual v5.15 | 588 | 7252 | Rate Constraint in MTons | FALSE | L | Annual | Net Emissions Allowance Position | Thousand Tons | 0.077563 | 0.084128 | 0.041921 | 0.01868 | 0.0075738 | 0.0075738 | 0.0075738
NODA Marshalltown NOx Cap Annual v5.15 | 588 | 7252 | Rate Constraint in MTons | FALSE | L | Annual | Fuel Consumed | TBtu | 31.5905 | 34.2643 | 17.0737 | 7.6079 | 3.0847 | 3.0847 | 3.0847
NODA Marshalltown NOx Cap Annual v5.15 | 588 | 7252 | Rate Constraint in MTons | FALSE | L | Annual | Rate | lb/MMBtu | 0.0049106 | 0.0049106 | 0.0049106 | 0.0049106 | 0.0049106 | 0.0049106 | 0.0049106
NODA Marshalltown NOx Cap Annual v5.15 | 588 | 7252 | Rate Constraint in MTons | FALSE | L | Annual | Generation | TWh | 4.4487 | 4.8253 | 2.4044 | 1.0714 | 0.4344 | 0.4344 | 0.4344
NODA Marshalltown NOx Cap Annual v5.15 | 588 | 7252 | Rate Constraint in MTons | FALSE | L | Annual | Qualifying Generation | TWh | 4.4487 | 4.8253 | 2.4044 | 1.0714 | 0.4344 | 0.4344 | 0.4344
NODA Marshalltown NOx Cap Annual v5.15 | 588 | 7252 | Rate Constraint in MTons | FALSE | L | Annual | Rate | lb/MWh | 0.03487 | 0.03487 | 0.03487 | 0.03487 | 0.03487 | 0.03487 | 0.03487
NODA Marshalltown NOx Cap Annual v5.15 | 588 | 7252 | Rate Constraint in MTons | FALSE | L | Annual | Constraint Shadow Price | US2019$/Ton | 0 | 0 | 0 | 0 | 0 | 0 | 0
NODA Nacogdoches SO2 Cap Annual v5.15 | 589 | 7253 | Rate Constraint in MTons | FALSE | L | Annual | Seasons Included | Seasons | Winter, WintShld, Summer | Winter, WintShld, Summer | Winter, WintShld, Summer | Winter, WintShld, Summer | Winter, WintShld, Summer | Winter, WintShld, Summer | Winter, WintShld, Summer
NODA Nacogdoches SO2 Cap Annual v5.15 | 589 | 7253 | Rate Constraint in MTons | FALSE | L | Annual | Standard SO2 | Thousand Tons | 0.277 | 0.277 | 0.277 | 0.277 | 0.277 | 0.277 | 0.277
NODA Nacogdoches SO2 Cap Annual v5.15 | 589 | 7253 | Rate Constraint in MTons | FALSE | L | Annual | Emissions at Affected Plants SO2 | Thousand Tons | 0 | 0 | 0 | 0 | 0 | 0 | 0
NODA Nacogdoches SO2 Cap Annual v5.15 | 589 | 7253 | Rate Constraint in MTons | FALSE | L | Annual | Allowances Purchased SO2 | Thousand Tons | 0 | 0 | 0 | 0 | 0 | 0 | 0
NODA Nacogdoches SO2 Cap Annual v5.15 | 589 | 7253 | Rate Constraint in MTons | FALSE | L | Annual | Allowances Sold SO2 | Thousand Tons | 0 | 0 | 0 | 0 | 0 | 0 | 0
NODA Nacogdoches SO2 Cap Annual v5.15 | 589 | 7253 | Rate Constraint in MTons | FALSE | L | Annual | Allowances Banked | Thousand Tons | 0 | 0 | 0 | 0 | 0 | 0 | 0
NODA Nacogdoches SO2 Cap Annual v5.15 | 589 | 7253 | Rate Constraint in MTons | FALSE | L | Annual | Allowances Withdrawn (1:1) | Thousand Tons | 0 | 0 | 0 | 0 | 0 | 0 | 0
NODA Nacogdoches SO2 Cap Annual v5.15 | 589 | 7253 | Rate Constraint in MTons | FALSE | L | Annual | Allowances Withdrawn (n:1) | Thousand Tons | 0 | 0 | 0 | 0 | 0 | 0 | 0
NODA Nacogdoches SO2 Cap Annual v5.15 | 589 | 7253 | Rate Constraint in MTons | FALSE | L | Annual | Net Emissions Allowance Position | Thousand Tons | 0 | 0 | 0 | 0 | 0 | 0 | 0
NODA Nacogdoches SO2 Cap Annual v5.15 | 589 | 7253 | Rate Constraint in MTons | FALSE | L | Annual | Fuel Consumed | TBtu | 0 | 0 | 0 | 0 | 0 | 0 | 0
NODA Nacogdoches SO2 Cap Annual v5.15 | 589 | 7253 | Rate Constraint in MTons | FALSE | L | Annual | Rate | lb/MMBtu | 0 | 0 | 0 | 0 | 0 | 0 | 0
NODA Nacogdoches SO2 Cap Annual v5.15 | 589 | 7253 | Rate Constraint in MTons | FALSE | L | Annual | Generation | TWh | 0 | 0 | 0 | 0 | 0 | 0 | 0
NODA Nacogdoches SO2 Cap Annual v5.15 | 589 | 7253 | Rate Constraint in MTons | FALSE | L | Annual | Qualifying Generation | TWh | 0 | 0 | 0 | 0 | 0 | 0 | 0
NODA Nacogdoches SO2 Cap Annual v5.15 | 589 | 7253 | Rate Constraint in MTons | FALSE | L | Annual | Rate | lb/MWh | 0 | 0 | 0 | 0 | 0 | 0 | 0
NODA Nacogdoches SO2 Cap Annual v5.15 | 589 | 7253 | Rate Constraint in MTons | FALSE | L | Annual | Constraint Shadow Price | US2019$/Ton | 0 | 0 | 0 | 0 | 0 | 0 | 0
NODA Newark NOx Cap Annual v5.15 | 590 | 7249 | Rate Constraint in MTons | FALSE | L | Annual | Seasons Included | Seasons | Winter, WintShld, Summer | Winter, WintShld, Summer | Winter, WintShld, Summer | Winter, WintShld, Summer | Winter, WintShld, Summer | Winter, WintShld, Summer | Winter, WintShld, Summer
NODA Newark NOx Cap Annual v5.15 | 590 | 7249 | Rate Constraint in MTons | FALSE | L | Annual | Standard NOX | Thousand Tons | 0.278 | 0.278 | 0.278 | 0.278 | 0.278 | 0.278 | 0.278
NODA Newark NOx Cap Annual v5.15 | 590 | 7249 | Rate Constraint in MTons | FALSE | L | Annual | Emissions at Affected Plants NOX | Thousand Tons | 0.097004 | 0.10662 | 0.079769 | 0.047328 | 0.047328 | 0.077036 | 0.084851
NODA Newark NOx Cap Annual v5.15 | 590 | 7249 | Rate Constraint in MTons | FALSE | L | Annual | Allowances Purchased NOX | Thousand Tons | 0 | 0 | 0 | 0 | 0 | 0 | 0
NODA Newark NOx Cap Annual v5.15 | 590 | 7249 | Rate Constraint in MTons | FALSE | L | Annual | Allowances Sold NOX | Thousand Tons | 0 | 0 | 0 | 0 | 0 | 0 | 0
NODA Newark NOx Cap Annual v5.15 | 590 | 7249 | Rate Constraint in MTons | FALSE | L | Annual | Allowances Banked | Thousand Tons | 0 | 0 | 0 | 0 | 0 | 0 | 0
NODA Newark NOx Cap Annual v5.15 | 590 | 7249 | Rate Constraint in MTons | FALSE | L | Annual | Allowances Withdrawn (1:1) | Thousand Tons | 0 | 0 | 0 | 0 | 0 | 0 | 0
NODA Newark NOx Cap Annual v5.15 | 590 | 7249 | Rate Constraint in MTons | FALSE | L | Annual | Allowances Withdrawn (n:1) | Thousand Tons | 0 | 0 | 0 | 0 | 0 | 0 | 0
NODA Newark NOx Cap Annual v5.15 | 590 | 7249 | Rate Constraint in MTons | FALSE | L | Annual | Net Emissions Allowance Position | Thousand Tons | 0.097004 | 0.10662 | 0.079769 | 0.047328 | 0.047328 | 0.077036 | 0.084851
NODA Newark NOx Cap Annual v5.15 | 590 | 7249 | Rate Constraint in MTons | FALSE | L | Annual | Fuel Consumed | TBtu | 32.1668 | 35.3544 | 26.4518 | 15.6942 | 15.6942 | 25.5452 | 28.1367
NODA Newark NOx Cap Annual v5.15 | 590 | 7249 | Rate Constraint in MTons | FALSE | L | Annual | Rate | lb/MMBtu | 0.0060313 | 0.0060313 | 0.0060313 | 0.0060313 | 0.0060313 | 0.0060313 | 0.0060313
NODA Newark NOx Cap Annual v5.15 | 590 | 7249 | Rate Constraint in MTons | FALSE | L | Annual | Generation | TWh | 4.5627 | 5.0148 | 3.752 | 2.2261 | 2.2261 | 3.6234 | 3.991
NODA Newark NOx Cap Annual v5.15 | 590 | 7249 | Rate Constraint in MTons | FALSE | L | Annual | Qualifying Generation | TWh | 4.5627 | 5.0148 | 3.752 | 2.2261 | 2.2261 | 3.6234 | 3.991
NODA Newark NOx Cap Annual v5.15 | 590 | 7249 | Rate Constraint in MTons | FALSE | L | Annual | Rate | lb/MWh | 0.042521 | 0.042521 | 0.042521 | 0.042521 | 0.042521 | 0.042521 | 0.042521
NODA Newark NOx Cap Annual v5.15 | 590 | 7249 | Rate Constraint in MTons | FALSE | L | Annual | Constraint Shadow Price | US2019$/Ton | 0 | 0 | 0 | 0 | 0 | 0 | 0
NODA West Deptford NOx Cap Annual v5.15 | 591 | 7250 | Rate Constraint in MTons | FALSE | L | Annual | Seasons Included | Seasons | Winter, WintShld, Summer | Winter, WintShld, Summer | Winter, WintShld, Summer | Winter, WintShld, Summer | Winter, WintShld, Summer | Winter, WintShld, Summer | Winter, WintShld, Summer
NODA West Deptford NOx Cap Annual v5.15 | 591 | 7250 | Rate Constraint in MTons | FALSE | L | Annual | Standard NOX | Thousand Tons | 0.717 | 0.717 | 0.717 | 0.717 | 0.717 | 0.717 | 0.717
NODA West Deptford NOx Cap Annual v5.15 | 591 | 7250 | Rate Constraint in MTons | FALSE | L | Annual | Emissions at Affected Plants NOX | Thousand Tons | 0.10364 | 0.11311 | 0.071265 | 0.050552 | 0.050565 | 0.063137 | 0.082393
NODA West Deptford NOx Cap Annual v5.15 | 591 | 7250 | Rate Constraint in MTons | FALSE | L | Annual | Allowances Purchased NOX | Thousand Tons | 0 | 0 | 0 | 0 | 0 | 0 | 0
NODA West Deptford NOx Cap Annual v5.15 | 591 | 7250 | Rate Constraint in MTons | FALSE | L | Annual | Allowances Sold NOX | Thousand Tons | 0 | 0 | 0 | 0 | 0 | 0 | 0
NODA West Deptford NOx Cap Annual v5.15 | 591 | 7250 | Rate Constraint in MTons | FALSE | L | Annual | Allowances Banked | Thousand Tons | 0 | 0 | 0 | 0 | 0 | 0 | 0
NODA West Deptford NOx Cap Annual v5.15 | 591 | 7250 | Rate Constraint in MTons | FALSE | L | Annual | Allowances Withdrawn (1:1) | Thousand Tons | 0 | 0 | 0 | 0 | 0 | 0 | 0
NODA West Deptford NOx Cap Annual v5.15 | 591 | 7250 | Rate Constraint in MTons | FALSE | L | Annual | Allowances Withdrawn (n:1) | Thousand Tons | 0 | 0 | 0 | 0 | 0 | 0 | 0
NODA West Deptford NOx Cap Annual v5.15 | 591 | 7250 | Rate Constraint in MTons | FALSE | L | Annual | Net Emissions Allowance Position | Thousand Tons | 0.10364 | 0.11311 | 0.071265 | 0.050552 | 0.050565 | 0.063137 | 0.082393
NODA West Deptford NOx Cap Annual v5.15 | 591 | 7250 | Rate Constraint in MTons | FALSE | L | Annual | Fuel Consumed | TBtu | 33.7899 | 36.8788 | 23.2349 | 16.4819 | 16.4861 | 20.585 | 26.8633
NODA West Deptford NOx Cap Annual v5.15 | 591 | 7250 | Rate Constraint in MTons | FALSE | L | Annual | Rate | lb/MMBtu | 0.0061343 | 0.0061343 | 0.0061343 | 0.0061343 | 0.0061343 | 0.0061343 | 0.0061343
NODA West Deptford NOx Cap Annual v5.15 | 591 | 7250 | Rate Constraint in MTons | FALSE | L | Annual | Generation | TWh | 4.7766 | 5.2133 | 3.2846 | 2.3299 | 2.3305 | 2.91 | 3.7975
NODA West Deptford NOx Cap Annual v5.15 | 591 | 7250 | Rate Constraint in MTons | FALSE | L | Annual | Qualifying Generation | TWh | 4.7766 | 5.2133 | 3.2846 | 2.3299 | 2.3305 | 2.91 | 3.7975
NODA West Deptford NOx Cap Annual v5.15 | 591 | 7250 | Rate Constraint in MTons | FALSE | L | Annual | Rate | lb/MWh | 0.043394 | 0.043394 | 0.043394 | 0.043394 | 0.043394 | 0.043394 | 0.043394
NODA West Deptford NOx Cap Annual v5.15 | 591 | 7250 | Rate Constraint in MTons | FALSE | L | Annual | Constraint Shadow Price | US2019$/Ton | 0 | 0 | 0 | 0 | 0 | 0 | 0
NODA Wheelabrator Lisbon 1 NOX Cap Annual v5.15 | 592 | 7260 | Rate Constraint in MTons | FALSE | L | Annual | Seasons Included | Seasons | Winter, WintShld, Summer | Winter, WintShld, Summer | Winter, WintShld, Summer | Winter, WintShld, Summer | Winter, WintShld, Summer | Winter, WintShld, Summer | Winter, WintShld, Summer
NODA Wheelabrator Lisbon 1 NOX Cap Annual v5.15 | 592 | 7260 | Rate Constraint in MTons | FALSE | L | Annual | Standard NOX | Thousand Tons | 0.148 | 0.148 | 0.148 | 0.148 | 0.148 | 0.148 | 0.148
NODA Wheelabrator Lisbon 1 NOX Cap Annual v5.15 | 592 | 7260 | Rate Constraint in MTons | FALSE | L | Annual | Emissions at Affected Plants NOX | Thousand Tons | 0.12346 | 0.12346 | 0.12346 | 0 | 0 | 0 | 0
NODA Wheelabrator Lisbon 1 NOX Cap Annual v5.15 | 592 | 7260 | Rate Constraint in MTons | FALSE | L | Annual | Allowances Purchased NOX | Thousand Tons | 0 | 0 | 0 | 0 | 0 | 0 | 0
NODA Wheelabrator Lisbon 1 NOX Cap Annual v5.15 | 592 | 7260 | Rate Constraint in MTons | FALSE | L | Annual | Allowances Sold NOX | Thousand Tons | 0 | 0 | 0 | 0 | 0 | 0 | 0
NODA Wheelabrator Lisbon 1 NOX Cap Annual v5.15 | 592 | 7260 | Rate Constraint in MTons | FALSE | L | Annual | Allowances Banked | Thousand Tons | 0 | 0 | 0 | 0 | 0 | 0 | 0
NODA Wheelabrator Lisbon 1 NOX Cap Annual v5.15 | 592 | 7260 | Rate Constraint in MTons | FALSE | L | Annual | Allowances Withdrawn (1:1) | Thousand Tons | 0 | 0 | 0 | 0 | 0 | 0 | 0
NODA Wheelabrator Lisbon 1 NOX Cap Annual v5.15 | 592 | 7260 | Rate Constraint in MTons | FALSE | L | Annual | Allowances Withdrawn (n:1) | Thousand Tons | 0 | 0 | 0 | 0 | 0 | 0 | 0
NODA Wheelabrator Lisbon 1 NOX Cap Annual v5.15 | 592 | 7260 | Rate Constraint in MTons | FALSE | L | Annual | Net Emissions Allowance Position | Thousand Tons | 0.12346 | 0.12346 | 0.12346 | 0 | 0 | 0 | 0
NODA Wheelabrator Lisbon 1 NOX Cap Annual v5.15 | 592 | 7260 | Rate Constraint in MTons | FALSE | L | Annual | Fuel Consumed | TBtu | 0.92981 | 0.92981 | 0.92981 | 0 | 0 | 0 | 0
NODA Wheelabrator Lisbon 1 NOX Cap Annual v5.15 | 592 | 7260 | Rate Constraint in MTons | FALSE | L | Annual | Rate | lb/MMBtu | 0.26556 | 0.26556 | 0.26556 | 0 | 0 | 0 | 0
NODA Wheelabrator Lisbon 1 NOX Cap Annual v5.15 | 592 | 7260 | Rate Constraint in MTons | FALSE | L | Annual | Generation | TWh | 0.050638 | 0.050638 | 0.050638 | 0 | 0 | 0 | 0
NODA Wheelabrator Lisbon 1 NOX Cap Annual v5.15 | 592 | 7260 | Rate Constraint in MTons | FALSE | L | Annual | Qualifying Generation | TWh | 0.050638 | 0.050638 | 0.050638 | 0 | 0 | 0 | 0
NODA Wheelabrator Lisbon 1 NOX Cap Annual v5.15 | 592 | 7260 | Rate Constraint in MTons | FALSE | L | Annual | Rate | lb/MWh | 4.8762 | 4.8762 | 4.8762 | 0 | 0 | 0 | 0
NODA Wheelabrator Lisbon 1 NOX Cap Annual v5.15 | 592 | 7260 | Rate Constraint in MTons | FALSE | L | Annual | Constraint Shadow Price | US2019$/Ton | 0 | 0 | 0 | 0 | 0 | 0 | 0
NODA WheelabratorBridgeport 1 NOX Cap Annual v5.15 | 593 | 7257 | Rate Constraint in MTons | FALSE | L | Annual | Seasons Included | Seasons | Winter, WintShld, Summer | Winter, WintShld, Summer | Winter, WintShld, Summer | Winter, WintShld, Summer | Winter, WintShld, Summer | Winter, WintShld, Summer | Winter, WintShld, Summer
NODA WheelabratorBridgeport 1 NOX Cap Annual v5.15 | 593 | 7257 | Rate Constraint in MTons | FALSE | L | Annual | Standard NOX | Thousand Tons | 0.501 | 0.501 | 0.501 | 0.501 | 0.501 | 0.501 | 0.501
NODA WheelabratorBridgeport 1 NOX Cap Annual v5.15 | 593 | 7257 | Rate Constraint in MTons | FALSE | L | Annual | Emissions at Affected Plants NOX | Thousand Tons | 0.28406 | 0.28406 | 0.28406 | 0 | 0 | 0 | 0
NODA WheelabratorBridgeport 1 NOX Cap Annual v5.15 | 593 | 7257 | Rate Constraint in MTons | FALSE | L | Annual | Allowances Purchased NOX | Thousand Tons | 0 | 0 | 0 | 0 | 0 | 0 | 0
NODA WheelabratorBridgeport 1 NOX Cap Annual v5.15 | 593 | 7257 | Rate Constraint in MTons | FALSE | L | Annual | Allowances Sold NOX | Thousand Tons | 0 | 0 | 0 | 0 | 0 | 0 | 0
NODA WheelabratorBridgeport 1 NOX Cap Annual v5.15 | 593 | 7257 | Rate Constraint in MTons | FALSE | L | Annual | Allowances Banked | Thousand Tons | 0 | 0 | 0 | 0 | 0 | 0 | 0
NODA WheelabratorBridgeport 1 NOX Cap Annual v5.15 | 593 | 7257 | Rate Constraint in MTons | FALSE | L | Annual | Allowances Withdrawn (1:1) | Thousand Tons | 0 | 0 | 0 | 0 | 0 | 0 | 0
NODA WheelabratorBridgeport 1 NOX Cap Annual v5.15 | 593 | 7257 | Rate Constraint in MTons | FALSE | L | Annual | Allowances Withdrawn (n:1) | Thousand Tons | 0 | 0 | 0 | 0 | 0 | 0 | 0
NODA WheelabratorBridgeport 1 NOX Cap Annual v5.15 | 593 | 7257 | Rate Constraint in MTons | FALSE | L | Annual | Net Emissions Allowance Position | Thousand Tons | 0.28406 | 0.28406 | 0.28406 | 0 | 0 | 0 | 0
NODA WheelabratorBridgeport 1 NOX Cap Annual v5.15 | 593 | 7257 | Rate Constraint in MTons | FALSE | L | Annual | Fuel Consumed | TBtu | 2.3409 | 2.3409 | 2.3409 | 0 | 0 | 0 | 0
NODA WheelabratorBridgeport 1 NOX Cap Annual v5.15 | 593 | 7257 | Rate Constraint in MTons | FALSE | L | Annual | Rate | lb/MMBtu | 0.24269 | 0.24269 | 0.24269 | 0 | 0 | 0 | 0
NODA WheelabratorBridgeport 1 NOX Cap Annual v5.15 | 593 | 7257 | Rate Constraint in MTons | FALSE | L | Annual | Generation | TWh | 0.13962 | 0.13962 | 0.13962 | 0 | 0 | 0 | 0
NODA WheelabratorBridgeport 1 NOX Cap Annual v5.15 | 593 | 7257 | Rate Constraint in MTons | FALSE | L | Annual | Qualifying Generation | TWh | 0.13962 | 0.13962 | 0.13962 | 0 | 0 | 0 | 0
NODA WheelabratorBridgeport 1 NOX Cap Annual v5.15 | 593 | 7257 | Rate Constraint in MTons | FALSE | L | Annual | Rate | lb/MWh | 4.0692 | 4.0692 | 4.0692 | 0 | 0 | 0 | 0
NODA WheelabratorBridgeport 1 NOX Cap Annual v5.15 | 593 | 7257 | Rate Constraint in MTons | FALSE | L | Annual | Constraint Shadow Price | US2019$/Ton | 0 | 0 | 0 | 0 | 0 | 0 | 0
NODA WheelabratorBridgeport 2 NOX Cap Annual v5.15 | 594 | 7258 | Rate Constraint in MTons | FALSE | L | Annual | Seasons Included | Seasons | Winter, WintShld, Summer | Winter, WintShld, Summer | Winter, WintShld, Summer | Winter, WintShld, Summer | Winter, WintShld, Summer | Winter, WintShld, Summer | Winter, WintShld, Summer
NODA WheelabratorBridgeport 2 NOX Cap Annual v5.15 | 594 | 7258 | Rate Constraint in MTons | FALSE | L | Annual | Standard NOX | Thousand Tons | 0.501 | 0.501 | 0.501 | 0.501 | 0.501 | 0.501 | 0.501
NODA WheelabratorBridgeport 2 NOX Cap Annual v5.15 | 594 | 7258 | Rate Constraint in MTons | FALSE | L | Annual | Emissions at Affected Plants NOX | Thousand Tons | 0.29148 | 0.29148 | 0.29148 | 0 | 0 | 0 | 0
NODA WheelabratorBridgeport 2 NOX Cap Annual v5.15 | 594 | 7258 | Rate Constraint in MTons | FALSE | L | Annual | Allowances Purchased NOX | Thousand Tons | 0 | 0 | 0 | 0 | 0 | 0 | 0
NODA WheelabratorBridgeport 2 NOX Cap Annual v5.15 | 594 | 7258 | Rate Constraint in MTons | FALSE | L | Annual | Allowances Sold NOX | Thousand Tons | 0 | 0 | 0 | 0 | 0 | 0 | 0
NODA WheelabratorBridgeport 2 NOX Cap Annual v5.15 | 594 | 7258 | Rate Constraint in MTons | FALSE | L | Annual | Allowances Banked | Thousand Tons | 0 | 0 | 0 | 0 | 0 | 0 | 0
NODA WheelabratorBridgeport 2 NOX Cap Annual v5.15 | 594 | 7258 | Rate Constraint in MTons | FALSE | L | Annual | Allowances Withdrawn (1:1) | Thousand Tons | 0 | 0 | 0 | 0 | 0 | 0 | 0
NODA WheelabratorBridgeport 2 NOX Cap Annual v5.15 | 594 | 7258 | Rate Constraint in MTons | FALSE | L | Annual | Allowances Withdrawn (n:1) | Thousand Tons | 0 | 0 | 0 | 0 | 0 | 0 | 0
NODA WheelabratorBridgeport 2 NOX Cap Annual v5.15 | 594 | 7258 | Rate Constraint in MTons | FALSE | L | Annual | Net Emissions Allowance Position | Thousand Tons | 0.29148 | 0.29148 | 0.29148 | 0 | 0 | 0 | 0
NODA WheelabratorBridgeport 2 NOX Cap Annual v5.15 | 594 | 7258 | Rate Constraint in MTons | FALSE | L | Annual | Fuel Consumed | TBtu | 2.3409 | 2.3409 | 2.3409 | 0 | 0 | 0 | 0
NODA WheelabratorBridgeport 2 NOX Cap Annual v5.15 | 594 | 7258 | Rate Constraint in MTons | FALSE | L | Annual | Rate | lb/MMBtu | 0.24903 | 0.24903 | 0.24903 | 0 | 0 | 0 | 0
NODA WheelabratorBridgeport 2 NOX Cap Annual v5.15 | 594 | 7258 | Rate Constraint in MTons | FALSE | L | Annual | Generation | TWh | 0.13962 | 0.13962 | 0.13962 | 0 | 0 | 0 | 0
NODA WheelabratorBridgeport 2 NOX Cap Annual v5.15 | 594 | 7258 | Rate Constraint in MTons | FALSE | L | Annual | Qualifying Generation | TWh | 0.13962 | 0.13962 | 0.13962 | 0 | 0 | 0 | 0
NODA WheelabratorBridgeport 2 NOX Cap Annual v5.15 | 594 | 7258 | Rate Constraint in MTons | FALSE | L | Annual | Rate | lb/MWh | 4.1755 | 4.1755 | 4.1755 | 0 | 0 | 0 | 0
NODA WheelabratorBridgeport 2 NOX Cap Annual v5.15 | 594 | 7258 | Rate Constraint in MTons | FALSE | L | Annual | Constraint Shadow Price | US2019$/Ton | 0 | 0 | 0 | 0 | 0 | 0 | 0
NODA WheelabratorBridgeport 3 NOX Cap Annual v5.15 | 595 | 7259 | Rate Constraint in MTons | FALSE | L | Annual | Seasons Included | Seasons | Winter, WintShld, Summer | Winter, WintShld, Summer | Winter, WintShld, Summer | Winter, WintShld, Summer | Winter, WintShld, Summer | Winter, WintShld, Summer | Winter, WintShld, Summer
NODA WheelabratorBridgeport 3 NOX Cap Annual v5.15 | 595 | 7259 | Rate Constraint in MTons | FALSE | L | Annual | Standard NOX | Thousand Tons | 0.501 | 0.501 | 0.501 | 0.501 | 0.501 | 0.501 | 0.501
NODA WheelabratorBridgeport 3 NOX Cap Annual v5.15 | 595 | 7259 | Rate Constraint in MTons | FALSE | L | Annual | Emissions at Affected Plants NOX | Thousand Tons | 0.28112 | 0.28112 | 0.28112 | 0 | 0 | 0 | 0
NODA WheelabratorBridgeport 3 NOX Cap Annual v5.15 | 595 | 7259 | Rate Constraint in MTons | FALSE | L | Annual | Allowances Purchased NOX | Thousand Tons | 0 | 0 | 0 | 0 | 0 | 0 | 0
NODA WheelabratorBridgeport 3 NOX Cap Annual v5.15 | 595 | 7259 | Rate Constraint in MTons | FALSE | L | Annual | Allowances Sold NOX | Thousand Tons | 0 | 0 | 0 | 0 | 0 | 0 | 0
NODA WheelabratorBridgeport 3 NOX Cap Annual v5.15 | 595 | 7259 | Rate Constraint in MTons | FALSE | L | Annual | Allowances Banked | Thousand Tons | 0 | 0 | 0 | 0 | 0 | 0 | 0
NODA WheelabratorBridgeport 3 NOX Cap Annual v5.15 | 595 | 7259 | Rate Constraint in MTons | FALSE | L | Annual | Allowances Withdrawn (1:1) | Thousand Tons | 0 | 0 | 0 | 0 | 0 | 0 | 0
NODA WheelabratorBridgeport 3 NOX Cap Annual v5.15 | 595 | 7259 | Rate Constraint in MTons | FALSE | L | Annual | Allowances Withdrawn (n:1) | Thousand Tons | 0 | 0 | 0 | 0 | 0 | 0 | 0
NODA WheelabratorBridgeport 3 NOX Cap Annual v5.15 | 595 | 7259 | Rate Constraint in MTons | FALSE | L | Annual | Net Emissions Allowance Position | Thousand Tons | 0.28112 | 0.28112 | 0.28112 | 0 | 0 | 0 | 0
NODA WheelabratorBridgeport 3 NOX Cap Annual v5.15 | 595 | 7259 | Rate Constraint in MTons | FALSE | L | Annual | Fuel Consumed | TBtu | 2.3409 | 2.3409 | 2.3409 | 0 | 0 | 0 | 0
NODA WheelabratorBridgeport 3 NOX Cap Annual v5.15 | 595 | 7259 | Rate Constraint in MTons | FALSE | L | Annual | Rate | lb/MMBtu | 0.24018 | 0.24018 | 0.24018 | 0 | 0 | 0 | 0
NODA WheelabratorBridgeport 3 NOX Cap Annual v5.15 | 595 | 7259 | Rate Constraint in MTons | FALSE | L | Annual | Generation | TWh | 0.13962 | 0.13962 | 0.13962 | 0 | 0 | 0 | 0
NODA WheelabratorBridgeport 3 NOX Cap Annual v5.15 | 595 | 7259 | Rate Constraint in MTons | FALSE | L | Annual | Qualifying Generation | TWh | 0.13962 | 0.13962 | 0.13962 | 0 | 0 | 0 | 0
NODA WheelabratorBridgeport 3 NOX Cap Annual v5.15 | 595 | 7259 | Rate Constraint in MTons | FALSE | L | Annual | Rate | lb/MWh | 4.0271 | 4.0271 | 4.0271 | 0 | 0 | 0 | 0
NODA WheelabratorBridgeport 3 NOX Cap Annual v5.15 | 595 | 7259 | Rate Constraint in MTons | FALSE | L | Annual | Constraint Shadow Price | US2019$/Ton | 0 | 0 | 0 | 0 | 0 | 0 | 0
NODA Woodbridge NOx Cap Annual v5.15 | 596 | 7251 | Rate Constraint in MTons | FALSE | L | Annual | Seasons Included | Seasons | Winter, WintShld, Summer | Winter, WintShld, Summer | Winter, WintShld, Summer | Winter, WintShld, Summer | Winter, WintShld, Summer | Winter, WintShld, Summer | Winter, WintShld, Summer
NODA Woodbridge NOx Cap Annual v5.15 | 596 | 7251 | Rate Constraint in MTons | FALSE | L | Annual | Standard NOX | Thousand Tons | 0.297 | 0.297 | 0.297 | 0.297 | 0.297 | 0.297 | 0.297
NODA Woodbridge NOx Cap Annual v5.15 | 596 | 7251 | Rate Constraint in MTons | FALSE | L | Annual | Emissions at Affected Plants NOX | Thousand Tons | 0.052964 | 0.057776 | 0.036557 | 0.025647 | 0.025647 | 0.038885 | 0.041791
NODA Woodbridge NOx Cap Annual v5.15 | 596 | 7251 | Rate Constraint in MTons | FALSE | L | Annual | Allowances Purchased NOX | Thousand Tons | 0 | 0 | 0 | 0 | 0 | 0 | 0
NODA Woodbridge NOx Cap Annual v5.15 | 596 | 7251 | Rate Constraint in MTons | FALSE | L | Annual | Allowances Sold NOX | Thousand Tons | 0 | 0 | 0 | 0 | 0 | 0 | 0
NODA Woodbridge NOx Cap Annual v5.15 | 596 | 7251 | Rate Constraint in MTons | FALSE | L | Annual | Allowances Banked | Thousand Tons | 0 | 0 | 0 | 0 | 0 | 0 | 0
NODA Woodbridge NOx Cap Annual v5.15 | 596 | 7251 | Rate Constraint in MTons | FALSE | L | Annual | Allowances Withdrawn (1:1) | Thousand Tons | 0 | 0 | 0 | 0 | 0 | 0 | 0
NODA Woodbridge NOx Cap Annual v5.15 | 596 | 7251 | Rate Constraint in MTons | FALSE | L | Annual | Allowances Withdrawn (n:1) | Thousand Tons | 0 | 0 | 0 | 0 | 0 | 0 | 0
NODA Woodbridge NOx Cap Annual v5.15 | 596 | 7251 | Rate Constraint in MTons | FALSE | L | Annual | Net Emissions Allowance Position | Thousand Tons | 0.052964 | 0.057776 | 0.036557 | 0.025647 | 0.025647 | 0.038885 | 0.041791
NODA Woodbridge NOx Cap Annual v5.15 | 596 | 7251 | Rate Constraint in MTons | FALSE | L | Annual | Fuel Consumed | TBtu | 19.0152 | 20.7428 | 13.1247 | 9.2079 | 9.2079 | 13.9606 | 15.0039
NODA Woodbridge NOx Cap Annual v5.15 | 596 | 7251 | Rate Constraint in MTons | FALSE | L | Annual | Rate | lb/MMBtu | 0.0055707 | 0.0055707 | 0.0055707 | 0.0055707 | 0.0055707 | 0.0055707 | 0.0055707
NODA Woodbridge NOx Cap Annual v5.15 | 596 | 7251 | Rate Constraint in MTons | FALSE | L | Annual | Generation | TWh | 2.6972 | 2.9422 | 1.8617 | 1.3061 | 1.3061 | 1.9802 | 2.1282
NODA Woodbridge NOx Cap Annual v5.15 | 596 | 7251 | Rate Constraint in MTons | FALSE | L | Annual | Qualifying Generation | TWh | 2.6972 | 2.9422 | 1.8617 | 1.3061 | 1.3061 | 1.9802 | 2.1282
NODA Woodbridge NOx Cap Annual v5.15 | 596 | 7251 | Rate Constraint in MTons | FALSE | L | Annual | Rate | lb/MWh | 0.039273 | 0.039273 | 0.039273 | 0.039273 | 0.039273 | 0.039273 | 0.039273
NODA Woodbridge NOx Cap Annual v5.15 | 596 | 7251 | Rate Constraint in MTons | FALSE | L | Annual | Constraint Shadow Price | US2019$/Ton | 0 | 0 | 0 | 0 | 0 | 0 | 0
North Carolina Duke - NOX Cap Annual v3.1 | 597 | 7354 | Rate Constraint in MTons | FALSE | L | Annual | Seasons Included | Seasons | Winter, WintShld, Summer | Winter, WintShld, Summer | Winter, WintShld, Summer | Winter, WintShld, Summer | Winter, WintShld, Summer | Winter, WintShld, Summer | Winter, WintShld, Summer
North Carolina Duke - NOX Cap Annual v3.1 | 597 | 7354 | Rate Constraint in MTons | FALSE | L | Annual | Standard NOX | Thousand Tons | 31 | 31 | 31 | 31 | 31 | 31 | 31
North Carolina Duke - NOX Cap Annual v3.1 | 597 | 7354 | Rate Constraint in MTons | FALSE | L | Annual | Emissions at Affected Plants NOX | Thousand Tons | 5.8493 | 0 | 0 | 0 | 0 | 0 | 0
North Carolina Duke - NOX Cap Annual v3.1 | 597 | 7354 | Rate Constraint in MTons | FALSE | L | Annual | Allowances Purchased NOX | Thousand Tons | 0 | 0 | 0 | 0 | 0 | 0 | 0
North Carolina Duke - NOX Cap Annual v3.1 | 597 | 7354 | Rate Constraint in MTons | FALSE | L | Annual | Allowances Sold NOX | Thousand Tons | 0 | 0 | 0 | 0 | 0 | 0 | 0
North Carolina Duke - NOX Cap Annual v3.1 | 597 | 7354 | Rate Constraint in MTons | FALSE | L | Annual | Allowances Banked | Thousand Tons | 0 | 0 | 0 | 0 | 0 | 0 | 0
North Carolina Duke - NOX Cap Annual v3.1 | 597 | 7354 | Rate Constraint in MTons | FALSE | L | Annual | Allowances Withdrawn (1:1) | Thousand Tons | 0 | 0 | 0 | 0 | 0 | 0 | 0
North Carolina Duke - NOX Cap Annual v3.1 | 597 | 7354 | Rate Constraint in MTons | FALSE | L | Annual | Allowances Withdrawn (n:1) | Thousand Tons | 0 | 0 | 0 | 0 | 0 | 0 | 0
North Carolina Duke - NOX Cap Annual v3.1 | 597 | 7354 | Rate Constraint in MTons | FALSE | L | Annual | Net Emissions Allowance Position | Thousand Tons | 5.8493 | 0 | 0 | 0 | 0 | 0 | 0
North Carolina Duke - NOX Cap Annual v3.1 | 597 | 7354 | Rate Constraint in MTons | FALSE | L | Annual | Fuel Consumed | TBtu | 95.7918 | 0 | 0 | 0 | 0 | 0 | 0
North Carolina Duke - NOX Cap Annual v3.1 | 597 | 7354 | Rate Constraint in MTons | FALSE | L | Annual | Rate | lb/MMBtu | 0.12213 | 0 | 0 | 0 | 0 | 0 | 0
North Carolina Duke - NOX Cap Annual v3.1 | 597 | 7354 | Rate Constraint in MTons | FALSE | L | Annual | Generation | TWh | 10.37 | 0 | 0 | 0 | 0 | 0 | 0
North Carolina Duke - NOX Cap Annual v3.1 | 597 | 7354 | Rate Constraint in MTons | FALSE | L | Annual | Qualifying Generation | TWh | 10.37 | 0 | 0 | 0 | 0 | 0 | 0
North Carolina Duke - NOX Cap Annual v3.1 | 597 | 7354 | Rate Constraint in MTons | FALSE | L | Annual | Rate | lb/MWh | 1.1281 | 0 | 0 | 0 | 0 | 0 | 0
North Carolina Duke - NOX Cap Annual v3.1 | 597 | 7354 | Rate Constraint in MTons | FALSE | L | Annual | Constraint Shadow Price | US2019$/Ton | 0 | 0 | 0 | 0 | 0 | 0 | 0
North Carolina Duke - SO2 Cap Annual v3.1 | 598 | 7356 | Rate Constraint in MTons | FALSE | L | Annual | Seasons Included | Seasons | Winter, WintShld, Summer | Winter, WintShld, Summer | Winter, WintShld, Summer | Winter, WintShld, Summer | Winter, WintShld, Summer | Winter, WintShld, Summer | Winter, WintShld, Summer
North Carolina Duke - SO2 Cap Annual v3.1 | 598 | 7356 | Rate Constraint in MTons | FALSE | L | Annual | Standard SO2 | Thousand Tons | 80 | 80 | 80 | 80 | 80 | 80 | 80
North Carolina Duke - SO2 Cap Annual v3.1 | 598 | 7356 | Rate Constraint in MTons | FALSE | L | Annual | Emissions at Affected Plants SO2 | Thousand Tons | 3.4447 | 0 | 0 | 0 | 0 | 0 | 0
North Carolina Duke - SO2 Cap Annual v3.1 | 598 | 7356 | Rate Constraint in MTons | FALSE | L | Annual | Allowances Purchased SO2 | Thousand Tons | 0 | 0 | 0 | 0 | 0 | 0 | 0
North Carolina Duke - SO2 Cap Annual v3.1 | 598 | 7356 | Rate Constraint in MTons | FALSE | L | Annual | Allowances Sold SO2 | Thousand Tons | 0 | 0 | 0 | 0 | 0 | 0 | 0
North Carolina Duke - SO2 Cap Annual v3.1 | 598 | 7356 | Rate Constraint in MTons | FALSE | L | Annual | Allowances Banked | Thousand Tons | 0 | 0 | 0 | 0 | 0 | 0 | 0
North Carolina Duke - SO2 Cap Annual v3.1 | 598 | 7356 | Rate Constraint in MTons | FALSE | L | Annual | Allowances Withdrawn (1:1) | Thousand Tons | 0 | 0 | 0 | 0 | 0 | 0 | 0
North Carolina Duke - SO2 Cap Annual v3.1 | 598 | 7356 | Rate Constraint in MTons | FALSE | L | Annual | Allowances Withdrawn (n:1) | Thousand Tons | 0 | 0 | 0 | 0 | 0 | 0 | 0
North Carolina Duke - SO2 Cap Annual v3.1 | 598 | 7356 | Rate Constraint in MTons | FALSE | L | Annual | Net Emissions Allowance Position | Thousand Tons | 3.4447 | 0 | 0 | 0 | 0 | 0 | 0
North Carolina Duke - SO2 Cap Annual v3.1 | 598 | 7356 | Rate Constraint in MTons | FALSE | L | Annual | Fuel Consumed | TBtu | 95.7918 | 0 | 0 | 0 | 0 | 0 | 0
North Carolina Duke - SO2 Cap Annual v3.1 | 598 | 7356 | Rate Constraint in MTons | FALSE | L | Annual | Rate | lb/MMBtu | 0.07192 | 0 | 0 | 0 | 0 | 0 | 0
North Carolina Duke - SO2 Cap Annual v3.1 | 598 | 7356 | Rate Constraint in MTons | FALSE | L | Annual | Generation | TWh | 10.37 | 0 | 0 | 0 | 0 | 0 | 0
North Carolina Duke - SO2 Cap Annual v3.1 | 598 | 7356 | Rate Constraint in MTons | FALSE | L | Annual | Qualifying Generation | TWh | 10.37 | 0 | 0 | 0 | 0 | 0 | 0
North Carolina Duke - SO2 Cap Annual v3.1 | 598 | 7356 | Rate Constraint in MTons | FALSE | L | Annual | Rate | lb/MWh | 0.66435 | 0 | 0 | 0 | 0 | 0 | 0
North Carolina Duke - SO2 Cap Annual v3.1 | 598 | 7356 | Rate Constraint in MTons | FALSE | L | Annual | Constraint Shadow Price | US2019$/Ton | 0 | 0 | 0 | 0 | 0 | 0 | 0
North Carolina Progress - NOX Cap Annual v3.1 | 599 | 7353 | Rate Constraint in MTons | FALSE | L | Annual | Seasons Included | Seasons | Winter, WintShld, Summer | Winter, WintShld, Summer | Winter, WintShld, Summer | Winter, WintShld, Summer | Winter, WintShld, Summer | Winter, WintShld, Summer | Winter, WintShld, Summer
North Carolina Progress - NOX Cap Annual v3.1 | 599 | 7353 | Rate Constraint in MTons | FALSE | L | Annual | Standard NOX | Thousand Tons | 25 | 25 | 25 | 25 | 25 | 25 | 25
North Carolina Progress - NOX Cap Annual v3.1 | 599 | 7353 | Rate Constraint in MTons | FALSE | L | Annual | Emissions at Affected Plants NOX | Thousand Tons | 0 | 0 | 0 | 0 | 0 | 0 | 0
North Carolina Progress - NOX Cap Annual v3.1 | 599 | 7353 | Rate Constraint in MTons | FALSE | L | Annual | Allowances Purchased NOX | Thousand Tons | 0 | 0 | 0 | 0 | 0 | 0 | 0
North Carolina Progress - NOX Cap Annual v3.1 | 599 | 7353 | Rate Constraint in MTons | FALSE | L | Annual | Allowances Sold NOX | Thousand Tons | 0 | 0 | 0 | 0 | 0 | 0 | 0
North Carolina Progress - NOX Cap Annual v3.1 | 599 | 7353 | Rate Constraint in MTons | FALSE | L | Annual | Allowances Banked | Thousand Tons | 0 | 0 | 0 | 0 | 0 | 0 | 0
North Carolina Progress - NOX Cap Annual v3.1 | 599 | 7353 | Rate Constraint in MTons | FALSE | L | Annual | Allowances Withdrawn (1:1) | Thousand Tons | 0 | 0 | 0 | 0 | 0 | 0 | 0
North Carolina Progress - NOX Cap Annual v3.1 | 599 | 7353 | Rate Constraint in MTons | FALSE | L | Annual | Allowances Withdrawn (n:1) | Thousand Tons | 0 | 0 | 0 | 0 | 0 | 0 | 0
North Carolina Progress - NOX Cap Annual v3.1 | 599 | 7353 | Rate Constraint in MTons | FALSE | L | Annual | Net Emissions Allowance Position | Thousand Tons | 0 | 0 | 0 | 0 | 0 | 0 | 0
North Carolina Progress - NOX Cap Annual v3.1 | 599 | 7353 | Rate Constraint in MTons | FALSE | L | Annual | Fuel Consumed | TBtu | 0 | 0 | 0 | 0 | 0 | 0 | 0
North Carolina Progress - NOX Cap Annual v3.1 | 599 | 7353 | Rate Constraint in MTons | FALSE | L | Annual | Rate | lb/MMBtu | 0 | 0 | 0 | 0 | 0 | 0 | 0
North Carolina Progress - NOX Cap Annual v3.1 | 599 | 7353 | Rate Constraint in MTons | FALSE | L | Annual | Generation | TWh | 0 | 0 | 0 | 0 | 0 | 0 | 0
North Carolina Progress - NOX Cap Annual v3.1 | 599 | 7353 | Rate Constraint in MTons | FALSE | L | Annual | Qualifying Generation | TWh | 0 | 0 | 0 | 0 | 0 | 0 | 0
North Carolina Progress - NOX Cap Annual v3.1 | 599 | 7353 | Rate Constraint in MTons | FALSE | L | Annual | Rate | lb/MWh | 0 | 0 | 0 | 0 | 0 | 0 | 0
North Carolina Progress - NOX Cap Annual v3.1 | 599 | 7353 | Rate Constraint in MTons | FALSE | L | Annual | Constraint Shadow Price | US2019$/Ton | 0 | 0 | 0 | 0 | 0 | 0 | 0
North Carolina Progress - SO2 Cap Annual v3.1 | 600 | 7355 | Rate Constraint in MTons | FALSE | L | Annual | Seasons Included | Seasons | Winter, WintShld, Summer | Winter, WintShld, Summer | Winter, WintShld, Summer | Winter, WintShld, Summer | Winter, WintShld, Summer | Winter, WintShld, Summer | Winter, WintShld, Summer
North Carolina Progress - SO2 Cap Annual v3.1 | 600 | 7355 | Rate Constraint in MTons | FALSE | L | Annual | Standard SO2 | Thousand Tons | 50 | 50 | 50 | 50 | 50 | 50 | 50
North Carolina Progress - SO2 Cap Annual v3.1 | 600 | 7355 | Rate Constraint in MTons | FALSE | L | Annual | Emissions at Affected Plants SO2 | Thousand Tons | 0 | 0 | 0 | 0 | 0 | 0 | 0
North Carolina Progress - SO2 Cap Annual v3.1 | 600 | 7355 | Rate Constraint in MTons | FALSE | L | Annual | Allowances Purchased SO2 | Thousand Tons | 0 | 0 | 0 | 0 | 0 | 0 | 0
North Carolina Progress - SO2 Cap Annual v3.1 | 600 | 7355 | Rate Constraint in MTons | FALSE | L | Annual | Allowances Sold SO2 | Thousand Tons | 0 | 0 | 0 | 0 | 0 | 0 | 0
North Carolina Progress - SO2 Cap Annual v3.1 | 600 | 7355 | Rate Constraint in MTons | FALSE | L | Annual | Allowances Banked | Thousand Tons | 0 | 0 | 0 | 0 | 0 | 0 | 0
North Carolina Progress - SO2 Cap Annual v3.1 | 600 | 7355 | Rate Constraint in MTons | FALSE | L | Annual | Allowances Withdrawn (1:1) | Thousand Tons | 0 | 0 | 0 | 0 | 0 | 0 | 0
North Carolina Progress - SO2 Cap Annual v3.1 | 600 | 7355 | Rate Constraint in MTons | FALSE | L | Annual | Allowances Withdrawn (n:1) | Thousand Tons | 0 | 0 | 0 | 0 | 0 | 0 | 0
North Carolina Progress - SO2 Cap Annual v3.1 | 600 | 7355 | Rate Constraint in MTons | FALSE | L | Annual | Net Emissions Allowance Position | Thousand Tons | 0 | 0 | 0 | 0 | 0 | 0 | 0
North Carolina Progress - SO2 Cap Annual v3.1 | 600 | 7355 | Rate Constraint in MTons | FALSE | L | Annual | Fuel Consumed | TBtu | 0 | 0 | 0 | 0 | 0 | 0 | 0
North Carolina Progress - SO2 Cap Annual v3.1 | 600 | 7355 | Rate Constraint in MTons | FALSE | L | Annual | Rate | lb/MMBtu | 0 | 0 | 0 | 0 | 0 | 0 | 0
North Carolina Progress - SO2 Cap Annual v3.1 | 600 | 7355 | Rate Constraint in MTons | FALSE | L | Annual | Generation | TWh | 0 | 0 | 0 | 0 | 0 | 0 | 0
North Carolina Progress - SO2 Cap Annual v3.1 | 600 | 7355 | Rate Constraint in MTons | FALSE | L | Annual | Qualifying Generation | TWh | 0 | 0 | 0 | 0 | 0 | 0 | 0
North Carolina Progress - SO2 Cap Annual v3.1 | 600 | 7355 | Rate Constraint in MTons | FALSE | L | Annual | Rate | lb/MWh | 0 | 0 | 0 | 0 | 0 | 0 | 0
North Carolina Progress - SO2 Cap Annual v3.1 | 600 | 7355 | Rate Constraint in MTons | FALSE | L | Annual | Constraint Shadow Price | US2019$/Ton | 0 | 0 | 0 | 0 | 0 | 0 | 0
NSR A B Brown 1,2 - SO2 Cap Annual v5.16 | 601 | 7503 | Rate Constraint in MTons | FALSE | L | Annual | Seasons Included | Seasons | Winter, WintShld, Summer | Winter, WintShld, Summer | Winter, WintShld, Summer | Winter, WintShld, Summer | Winter, WintShld, Summer | Winter, WintShld, Summer | Winter, WintShld, Summer
NSR A B Brown 1,2 - SO2 Cap Annual v5.16 | 601 | 7503 | Rate Constraint in MTons | FALSE | L | Annual | Standard SO2 | Thousand Tons | 8.028 | 8.028 | 8.028 | 8.028 | 8.028 | 8.028 | 8.028
NSR A B Brown 1,2 - SO2 Cap Annual v5.16 | 601 | 7503 | Rate Constraint in MTons | FALSE | L | Annual | Emissions at Affected Plants SO2 | Thousand Tons | 0 | 0 | 0 | 0 | 0 | 0 | 0
NSR A B Brown 1,2 - SO2 Cap Annual v5.16 | 601 | 7503 | Rate Constraint in MTons | FALSE | L | Annual | Allowances Purchased SO2 | Thousand Tons | 0 | 0 | 0 | 0 | 0 | 0 | 0
NSR A B Brown 1,2 - SO2 Cap Annual v5.16 | 601 | 7503 | Rate Constraint in MTons | FALSE | L | Annual | Allowances Sold SO2 | Thousand Tons | 0 | 0 | 0 | 0 | 0 | 0 | 0
NSR A B Brown 1,2 - SO2 Cap Annual v5.16 | 601 | 7503 | Rate Constraint in MTons | FALSE | L | Annual | Allowances Banked | Thousand Tons | 0 | 0 | 0 | 0 | 0 | 0 | 0
NSR A B Brown 1,2 - SO2 Cap Annual v5.16 | 601 | 7503 | Rate Constraint in MTons | FALSE | L | Annual | Allowances Withdrawn (1:1) | Thousand Tons | 0 | 0 | 0 | 0 | 0 | 0 | 0
NSR A B Brown 1,2 - SO2 Cap Annual v5.16 | 601 | 7503 | Rate Constraint in MTons | FALSE | L | Annual | Allowances Withdrawn (n:1) | Thousand Tons | 0 | 0 | 0 | 0 | 0 | 0 | 0
NSR A B Brown 1,2 - SO2 Cap Annual v5.16 | 601 | 7503 | Rate Constraint in MTons | FALSE | L | Annual | Net Emissions Allowance Position | Thousand Tons | 0 | 0 | 0 | 0 | 0 | 0 | 0
NSR A B Brown 1,2 - SO2 Cap Annual v5.16 | 601 | 7503 | Rate Constraint in MTons | FALSE | L | Annual | Fuel Consumed | TBtu | 0 | 0 | 0 | 0 | 0 | 0 | 0
NSR A B Brown 1,2 - SO2 Cap Annual v5.16 | 601 | 7503 | Rate Constraint in MTons | FALSE | L | Annual | Rate | lb/MMBtu | 0 | 0 | 0 | 0 | 0 | 0 | 0
NSR A B Brown 1,2 - SO2 Cap Annual v5.16 | 601 | 7503 | Rate Constraint in MTons | FALSE | L | Annual | Generation | TWh | 0 | 0 | 0 | 0 | 0 | 0 | 0
NSR A B Brown 1,2 - SO2 Cap Annual v5.16 | 601 | 7503 | Rate Constraint in MTons | FALSE | L | Annual | Qualifying Generation | TWh | 0 | 0 | 0 | 0 | 0 | 0 | 0
NSR A B Brown 1,2 - SO2 Cap Annual v5.16 | 601 | 7503 | Rate Constraint in MTons | FALSE | L | Annual | Rate | lb/MWh | 0 | 0 | 0 | 0 | 0 | 0 | 0
NSR A B Brown 1,2 - SO2 Cap Annual v5.16 | 601 | 7503 | Rate Constraint in MTons | FALSE | L | Annual | Constraint Shadow Price | US2019$/Ton | 0 | 0 | 0 | 0 | 0 | 0 | 0
NSR A B Brown 2 - SO2 Cap Annual v5.16 | 602 | 7504 | Rate Constraint in MTons | FALSE | L | Annual | Seasons Included | Seasons | Winter, WintShld, Summer | Winter, WintShld, Summer | Winter, WintShld, Summer | Winter, WintShld, Summer | Winter, WintShld, Summer | Winter, WintShld, Summer | Winter, WintShld, Summer
NSR A B Brown 2 - SO2 Cap Annual v5.16 | 602 | 7504 | Rate Constraint in MTons | FALSE | L | Annual | Standard SO2 | Thousand Tons | 6.511 | 6.511 | 6.511 | 6.511 | 6.511 | 6.511 | 6.511
NSR A B Brown 2 - SO2 Cap Annual v5.16 | 602 | 7504 | Rate Constraint in MTons | FALSE | L | Annual | Emissions at Affected Plants SO2 | Thousand Tons | 0 | 0 | 0 | 0 | 0 | 0 | 0
NSR A B Brown 2 - SO2 Cap Annual v5.16 | 602 | 7504 | Rate Constraint in MTons | FALSE | L | Annual | Allowances Purchased SO2 | Thousand Tons | 0 | 0 | 0 | 0 | 0 | 0 | 0
NSR A B Brown 2 - SO2 Cap Annual v5.16 | 602 | 7504 | Rate Constraint in MTons | FALSE | L | Annual | Allowances Sold SO2 | Thousand Tons | 0 | 0 | 0 | 0 | 0 | 0 | 0
NSR A B Brown 2 - SO2 Cap Annual v5.16 | 602 | 7504 | Rate Constraint in MTons | FALSE | L | Annual | Allowances Banked | Thousand Tons | 0 | 0 | 0 | 0 | 0 | 0 | 0
NSR A B Brown 2 - SO2 Cap Annual v5.16 | 602 | 7504 | Rate Constraint in MTons | FALSE | L | Annual | Allowances Withdrawn (1:1) | Thousand Tons | 0 | 0 | 0 | 0 | 0 | 0 | 0
NSR A B Brown 2 - SO2 Cap Annual v5.16 | 602 | 7504 | Rate Constraint in MTons | FALSE | L | Annual | Allowances Withdrawn (n:1) | Thousand Tons | 0 | 0 | 0 | 0 | 0 | 0 | 0
NSR A B Brown 2 - SO2 Cap Annual v5.16 | 602 | 7504 | Rate Constraint in MTons | FALSE | L | Annual | Net Emissions Allowance Position | Thousand Tons | 0 | 0 | 0 | 0 | 0 | 0 | 0
NSR A B Brown 2 - SO2 Cap Annual v5.16 | 602 | 7504 | Rate Constraint in MTons | FALSE | L | Annual | Fuel Consumed | TBtu | 0 | 0 | 0 | 0 | 0 | 0 | 0
NSR A B Brown 2 - SO2 Cap Annual v5.16 | 602 | 7504 | Rate Constraint in MTons | FALSE | L | Annual | Rate | lb/MMBtu | 0 | 0 | 0 | 0 | 0 | 0 | 0
NSR A B Brown 2 - SO2 Cap Annual v5.16 | 602 | 7504 | Rate Constraint in MTons | FALSE | L | Annual | Generation | TWh | 0 | 0 | 0 | 0 | 0 | 0 | 0
NSR A B Brown 2 - SO2 Cap Annual v5.16 | 602 | 7504 | Rate Constraint in MTons | FALSE | L | Annual | Qualifying Generation | TWh | 0 | 0 | 0 | 0 | 0 | 0 | 0
NSR A B Brown 2 - SO2 Cap Annual v5.16 | 602 | 7504 | Rate Constraint in MTons | FALSE | L | Annual | Rate | lb/MWh | 0 | 0 | 0 | 0 | 0 | 0 | 0
NSR A B Brown 2 - SO2 Cap Annual v5.16 | 602 | 7504 | Rate Constraint in MTons | FALSE | L | Annual | Constraint Shadow Price | US2019$/Ton | 0 | 0 | 0 | 0 | 0 | 0 | 0
NSR AEP Consent - NOX Cap Annual v3.1 | 603 | 7372 | Rate Constraint in MTons | FALSE | L | Annual | Seasons Included | Seasons | Winter, WintShld, Summer | Winter, WintShld, Summer | Winter, WintShld, Summer | Winter, WintShld, Summer | Winter, WintShld, Summer | Winter, WintShld, Summer | Winter, WintShld, Summer
NSR AEP Consent - NOX Cap Annual v3.1 | 603 | 7372 | Rate Constraint in MTons | FALSE | L | Annual | Standard NOX | Thousand Tons | 52 | 44 | 44 | 44 | 44 | 44 | 44
NSR AEP Consent - NOX Cap Annual v3.1 | 603 | 7372 | Rate Constraint in MTons | FALSE | L | Annual | Emissions at Affected Plants NOX | Thousand Tons | 25.6086 | 12.7921 | 6.0999 | 1.5119 | 0 | 0 | 0
NSR AEP Consent - NOX Cap Annual v3.1 | 603 | 7372 | Rate Constraint in MTons | FALSE | L | Annual | Allowances Purchased NOX | Thousand Tons | 0 | 0 | 0 | 0 | 0 | 0 | 0
NSR AEP Consent - NOX Cap Annual v3.1 | 603 | 7372 | Rate Constraint in MTons | FALSE | L | Annual | Allowances Sold NOX | Thousand Tons | 0 | 0 | 0 | 0 | 0 | 0 | 0
NSR AEP Consent - NOX Cap Annual v3.1 | 603 | 7372 | Rate Constraint in MTons | FALSE | L | Annual | Allowances Banked | Thousand Tons | 0 | 0 | 0 | 0 | 0 | 0 | 0
NSR AEP Consent - NOX Cap Annual v3.1 | 603 | 7372 | Rate Constraint in MTons | FALSE | L | Annual | Allowances Withdrawn (1:1) | Thousand Tons | 0 | 0 | 0 | 0 | 0 | 0 | 0
NSR AEP Consent - NOX Cap Annual v3.1 | 603 | 7372 | Rate Constraint in MTons | FALSE | L | Annual | Allowances Withdrawn (n:1) | Thousand Tons | 0 | 0 | 0 | 0 | 0 | 0 | 0
NSR AEP Consent - NOX Cap Annual v3.1 | 603 | 7372 | Rate Constraint in MTons | FALSE | L | Annual | Net Emissions Allowance Position | Thousand Tons | 25.6086 | 12.7921 | 6.0999 | 1.5119 | 0 | 0 | 0
NSR AEP Consent - NOX Cap Annual v3.1 | 603 | 7372 | Rate Constraint in MTons | FALSE | L | Annual | Fuel Consumed | TBtu | 593.3369 | 293.5492 | 151.8649 | 40.1556 | 0 | 0 | 0
NSR AEP Consent - NOX Cap Annual v3.1 | 603 | 7372 | Rate Constraint in MTons | FALSE | L | Annual | Rate | lb/MMBtu | 0.086321 | 0.087155 | 0.080333 | 0.0753 | 0 | 0 | 0
NSR AEP Consent - NOX Cap Annual v3.1 | 603 | 7372 | Rate Constraint in MTons | FALSE | L | Annual | Generation | TWh | 59.5311 | 24.5436 | 10.433 | 2.823 | 0 | 0 | 0
NSR AEP Consent - NOX Cap Annual v3.1 | 603 | 7372 | Rate Constraint in MTons | FALSE | L | Annual | Qualifying Generation | TWh | 59.5311 | 24.5436 | 10.433 | 2.823 | 0 | 0 | 0
NSR AEP Consent - NOX Cap Annual v3.1 | 603 | 7372 | Rate Constraint in MTons | FALSE | L | Annual | Rate | lb/MWh | 0.86034 | 1.0424 | 1.1693 | 1.0711 | 0 | 0 | 0
NSR AEP Consent - NOX Cap Annual v3.1 | 603 | 7372 | Rate Constraint in MTons | FALSE | L | Annual | Constraint Shadow Price | US2019$/Ton | 0 | 0 | 0 | 0 | 0 | 0 | 0
NSR AEP Consent - SO2 Cap Annual v5.13 | 604 | 7371 | Rate Constraint in MTons | FALSE | L | Annual | Seasons Included | Seasons | Winter, WintShld, Summer | Winter, WintShld, Summer | Winter, WintShld, Summer | Winter, WintShld, Summer | Winter, WintShld, Summer | Winter, WintShld, Summer | Winter, WintShld, Summer
NSR AEP Consent - SO2 Cap Annual v5.13 | 604 | 7371 | Rate Constraint in MTons | FALSE | L | Annual | Standard SO2 | Thousand Tons | 94 | 89 | 89 | 89 | 89 | 89 | 89
NSR AEP Consent - SO2 Cap Annual v5.13 | 604 | 7371 | Rate Constraint in MTons | FALSE | L | Annual | Emissions at Affected Plants SO2 | Thousand Tons | 45.8221 | 16.8242 | 4.5559 | 1.2047 | 0 | 0 | 0
NSR AEP Consent - SO2 Cap Annual v5.13 | 604 | 7371 | Rate Constraint in MTons | FALSE | L | Annual | Allowances Purchased SO2 | Thousand Tons | 0 | 0 | 0 | 0 | 0 | 0 | 0
NSR AEP Consent - SO2 Cap Annual v5.13 | 604 | 7371 | Rate Constraint in MTons | FALSE | L | Annual | Allowances Sold SO2 | Thousand Tons | 0 | 0 | 0 | 0 | 0 | 0 | 0
NSR AEP Consent - SO2 Cap Annual v5.13 | 604 | 7371 | Rate Constraint in MTons | FALSE | L | Annual | Allowances Banked | Thousand Tons | 0 | 0 | 0 | 0 | 0 | 0 | 0
NSR AEP Consent - SO2 Cap Annual v5.13 | 604 | 7371 | Rate Constraint in MTons | FALSE | L | Annual | Allowances Withdrawn (1:1) | Thousand Tons | 0 | 0 | 0 | 0 | 0 | 0 | 0
NSR AEP Consent - SO2 Cap Annual v5.13 | 604 | 7371 | Rate Constraint in MTons | FALSE | L | Annual | Allowances Withdrawn (n:1) | Thousand Tons | 0 | 0 | 0 | 0 | 0 | 0 | 0
NSR AEP Consent - SO2 Cap Annual v5.13 | 604 | 7371 | Rate Constraint in MTons | FALSE | L | Annual | Net Emissions Allowance Position | Thousand Tons | 45.8221 | 16.8242 | 4.5559 | 1.2047 | 0 | 0 | 0
NSR AEP Consent - SO2 Cap Annual v5.13 | 604 | 7371 | Rate Constraint in MTons | FALSE | L | Annual | Fuel Consumed | TBtu | 593.3369 | 293.5492 | 151.8649 | 40.1556 | 0 | 0 | 0
NSR AEP Consent - SO2 Cap Annual v5.13 | 604 | 7371 | Rate Constraint in MTons | FALSE | L | Annual | Rate | lb/MMBtu | 0.15446 | 0.11463 | 0.06 | 0.06 | 0 | 0 | 0
NSR AEP Consent - SO2 Cap Annual v5.13 | 604 | 7371 | Rate Constraint in MTons | FALSE | L | Annual | Generation | TWh | 59.5311 | 24.5436 | 10.433 | 2.823 | 0 | 0 | 0
NSR AEP Consent - SO2 Cap Annual v5.13 | 604 | 7371 | Rate Constraint in MTons | FALSE | L | Annual | Qualifying Generation | TWh | 59.5311 | 24.5436 | 10.433 | 2.823 | 0 | 0 | 0
NSR AEP Consent - SO2 Cap Annual v5.13 | 604 | 7371 | Rate Constraint in MTons | FALSE | L | Annual | Rate | lb/MWh | 1.5394 | 1.371 | 0.87337 | 0.85347 | 0 | 0 | 0
NSR AEP Consent - SO2 Cap Annual v5.13 | 604 | 7371 | Rate Constraint in MTons | FALSE | L | Annual | Constraint Shadow Price | US2019$/Ton | 0 | 0 | 0 | 0 | 0 | 0 | 0
NSR Baldwin 1,2 - NOX Rate Annual v3.1, Unit 2646 and retrofits | 605 | 7442 | Rate Constraint in lbs/MMBtu | FALSE | L | Annual | Seasons Included | Seasons | Winter, WintShld, Summer | Winter, WintShld, Summer | Winter, WintShld, Summer | Winter, WintShld, Summer | Winter, WintShld, Summer | Winter, WintShld, Summer | Winter, WintShld, Summer
NSR Baldwin 1,2 - NOX Rate Annual v3.1, Unit 2646 and retrofits | 605 | 7442 | Rate Constraint in lbs/MMBtu | FALSE | L | Annual | Standard NOX | lb/MMBtu | 0.1 | 0.1 | 0.1 | 0.1 | 0.1 | 0.1 | 0.1
NSR Baldwin 1,2 - NOX Rate Annual v3.1, Unit 2646 and retrofits | 605 | 7442 | Rate Constraint in lbs/MMBtu | FALSE | L | Annual | Emissions at Affected Plants NOX | Thousand Tons | 0 | 0 | 0 | 0 | 0 | 0 | 0
NSR Baldwin 1,2 - NOX Rate Annual v3.1, Unit 2646 and retrofits | 605 | 7442 | Rate Constraint in lbs/MMBtu | FALSE | L | Annual | Allowances Purchased NOX | Thousand Tons | 0 | 0 | 0 | 0 | 0 | 0 | 0
NSR Baldwin 1,2 - NOX Rate Annual v3.1, Unit 2646 and retrofits | 605 | 7442 | Rate Constraint in lbs/MMBtu | FALSE | L | Annual | Allowances Sold NOX | Thousand Tons | 0 | 0 | 0 | 0 | 0 | 0 | 0
NSR Baldwin 1,2 - NOX Rate Annual v3.1, Unit 2646 and retrofits | 605 | 7442 | Rate Constraint in lbs/MMBtu | FALSE | L | Annual | Allowances Banked | Thousand Tons | 0 | 0 | 0 | 0 | 0 | 0 | 0
NSR Baldwin 1,2 - NOX Rate Annual v3.1, Unit 2646 and retrofits | 605 | 7442 | Rate Constraint in lbs/MMBtu | FALSE | L | Annual | Allowances Withdrawn (1:1) | Thousand Tons | 0 | 0 | 0 | 0 | 0 | 0 | 0
NSR Baldwin 1,2 - NOX Rate Annual v3.1, Unit 2646 and retrofits | 605 | 7442 | Rate Constraint in lbs/MMBtu | FALSE | L | Annual | Allowances Withdrawn (n:1) | Thousand Tons | 0 | 0 | 0 | 0 | 0 | 0 | 0
NSR Baldwin 1,2 - NOX Rate Annual v3.1, Unit 2646 and retrofits | 605 | 7442 | Rate Constraint in lbs/MMBtu | FALSE | L | Annual | Net Emissions Allowance Position | Thousand Tons | 0 | 0 | 0 | 0 | 0 | 0 | 0
NSR Baldwin 1,2 - NOX Rate Annual v3.1, Unit 2646 and retrofits | 605 | 7442 | Rate Constraint in lbs/MMBtu | FALSE | L | Annual | Fuel Consumed | TBtu | 0 | 0 | 0 | 0 | 0 | 0 | 0
NSR Baldwin 1,2 - NOX Rate Annual v3.1, Unit 2646 and retrofits | 605 | 7442 | Rate Constraint in lbs/MMBtu | FALSE | L | Annual | Rate | lb/MMBtu | 0 | 0 | 0 | 0 | 0 | 0 | 0
NSR Baldwin 1,2 - NOX Rate Annual v3.1, Unit 2646 and retrofits | 605 | 7442 | Rate Constraint in lbs/MMBtu | FALSE | L | Annual | Generation | TWh | 0 | 0 | 0 | 0 | 0 | 0 | 0
NSR Baldwin 1,2 - NOX Rate Annual v3.1, Unit 2646 and retrofits | 605 | 7442 | Rate Constraint in lbs/MMBtu | FALSE | L | Annual | Qualifying Generation | TWh | 0 | 0 | 0 | 0 | 0 | 0 | 0
NSR Baldwin 1,2 - NOX Rate Annual v3.1, Unit 2646 and retrofits | 605 | 7442 | Rate Constraint in lbs/MMBtu | FALSE | L | Annual | Rate | lb/MWh | 0 | 0 | 0 | 0 | 0 | 0 | 0
NSR Baldwin 1,2 - NOX Rate Annual v3.1, Unit 2646 and retrofits | 605 | 7442 | Rate Constraint in lbs/MMBtu | FALSE | L | Annual | Constraint Shadow Price | US2019$/Ton | 0 | 0 | 0 | 0 | 0 | 0 | 0
NSR Baldwin 1,2 - NOX Rate Annual v3.1, Unit 2647 and retrofits | 606 | 7442 | Rate Constraint in lbs/MMBtu | FALSE | L | Annual | Seasons Included | Seasons | Winter, WintShld, Summer | Winter, WintShld, Summer | Winter, WintShld, Summer | Winter, WintShld, Summer | Winter, WintShld, Summer | Winter, WintShld, Summer | Winter, WintShld, Summer
NSR Baldwin 1,2 - NOX Rate Annual v3.1, Unit 2647 and retrofits | 606 | 7442 | Rate Constraint in lbs/MMBtu | FALSE | L | Annual | Standard NOX | lb/MMBtu | 0.1 | 0.1 | 0.1 | 0.1 | 0.1 | 0.1 | 0.1
NSR Baldwin 1,2 - NOX Rate Annual v3.1, Unit 2647 and retrofits | 606 | 7442 | Rate Constraint in lbs/MMBtu | FALSE | L | Annual | Emissions at Affected Plants NOX | Thousand Tons | 0 | 0 | 0 | 0 | 0 | 0 | 0
NSR Baldwin 1,2 - NOX Rate Annual v3.1, Unit 2647 and retrofits | 606 | 7442 | Rate Constraint in lbs/MMBtu | FALSE | L | Annual | Allowances Purchased NOX | Thousand Tons | 0 | 0 | 0 | 0 | 0 | 0 | 0
NSR Baldwin 1,2 - NOX Rate Annual v3.1, Unit 2647 and retrofits | 606 | 7442 | Rate Constraint in lbs/MMBtu | FALSE | L | Annual | Allowances Sold NOX | Thousand Tons | 0 | 0 | 0 | 0 | 0 | 0 | 0
NSR Baldwin 1,2 - NOX Rate Annual v3.1, Unit 2647 and retrofits | 606 | 7442 | Rate Constraint in lbs/MMBtu | FALSE | L | Annual | Allowances Banked | Thousand Tons | 0 | 0 | 0 | 0 | 0 | 0 | 0
NSR Baldwin 1,2 - NOX Rate Annual v3.1, Unit 2647 and retrofits | 606 | 7442 | Rate Constraint in lbs/MMBtu | FALSE | L | Annual | Allowances Withdrawn (1:1) | Thousand Tons | 0 | 0 | 0 | 0 | 0 | 0 | 0
NSR Baldwin 1,2 - NOX Rate Annual v3.1, Unit 2647 and retrofits | 606 | 7442 | Rate Constraint in lbs/MMBtu | FALSE | L | Annual | Allowances Withdrawn (n:1) | Thousand Tons | 0 | 0 | 0 | 0 | 0 | 0 | 0
NSR Baldwin 1,2 - NOX Rate Annual v3.1, Unit 2647 and retrofits | 606 | 7442 | Rate Constraint in lbs/MMBtu | FALSE | L | Annual | Net Emissions Allowance Position | Thousand Tons | 0 | 0 | 0 | 0 | 0 | 0 | 0
NSR Baldwin 1,2 - NOX Rate Annual v3.1, Unit 2647 and retrofits | 606 | 7442 | Rate Constraint in lbs/MMBtu | FALSE | L | Annual | Fuel Consumed | TBtu | 0 | 0 | 0 | 0 | 0 | 0 | 0
NSR Baldwin 1,2 - NOX Rate Annual v3.1, Unit 2647 and retrofits | 606 | 7442 | Rate Constraint in lbs/MMBtu | FALSE | L | Annual | Rate | lb/MMBtu | 0 | 0 | 0 | 0 | 0 | 0 | 0
NSR Baldwin 1,2 - NOX Rate Annual v3.1, Unit 2647 and retrofits | 606 | 7442 | Rate Constraint in lbs/MMBtu | FALSE | L | Annual | Generation | TWh | 0 | 0 | 0 | 0 | 0 | 0 | 0
NSR Baldwin 1,2 - NOX Rate Annual v3.1, Unit 2647 and retrofits | 606 | 7442 | Rate Constraint in lbs/MMBtu | FALSE | L | Annual | Qualifying Generation | TWh | 0 | 0 | 0 | 0 | 0 | 0 | 0
NSR Baldwin 1,2 - NOX Rate Annual v3.1, Unit 2647 and retrofits | 606 | 7442 | Rate Constraint in lbs/MMBtu | FALSE | L | Annual | Rate | lb/MWh | 0 | 0 | 0 | 0 | 0 | 0 | 0
NSR Baldwin 1,2 - NOX Rate Annual v3.1, Unit 2647 and retrofits | 606 | 7442 | Rate Constraint in lbs/MMBtu | FALSE | L | Annual | Constraint Shadow Price | US2019$/Ton | 0 | 0 | 0 | 0 | 0 | 0 | 0
NSR Baldwin 1-3 - SO2 Rate Annual v3.1, Unit 2646 and retrofits | 607 | 7441 | Rate Constraint in lbs/MMBtu | FALSE | L | Annual | Seasons Included | Seasons | Winter, WintShld, Summer | Winter, WintShld, Summer | Winter, WintShld, Summer | Winter, WintShld, Summer | Winter, WintShld, Summer | Winter, WintShld, Summer | Winter, WintShld, Summer
NSR Baldwin 1-3 - SO2 Rate Annual v3.1, Unit 2646 and retrofits | 607 | 7441 | Rate Constraint in lbs/MMBtu | FALSE | L | Annual | Standard SO2 | lb/MMBtu | 0.1 | 0.1 | 0.1 | 0.1 | 0.1 | 0.1 | 0.1
NSR Baldwin 1-3 - SO2 Rate Annual v3.1, Unit 2646 and retrofits | 607 | 7441 | Rate Constraint in lbs/MMBtu | FALSE | L | Annual | Emissions at Affected Plants SO2 | Thousand Tons | 0 | 0 | 0 | 0 | 0 | 0 | 0
NSR Baldwin 1-3 - SO2 Rate Annual v3.1, Unit 2646 and retrofits | 607 | 7441 | Rate Constraint in lbs/MMBtu | FALSE | L | Annual | Allowances Purchased SO2 | Thousand Tons | 0 | 0 | 0 | 0 | 0 | 0 | 0
NSR Baldwin 1-3 - SO2 Rate Annual v3.1, Unit 2646 and retrofits | 607 | 7441 | Rate Constraint in lbs/MMBtu | FALSE | L | Annual | Allowances Sold SO2 | Thousand Tons | 0 | 0 | 0 | 0 | 0 | 0 | 0
NSR Baldwin 1-3 - SO2 Rate Annual v3.1, Unit 2646 and retrofits | 607 | 7441 | Rate Constraint in lbs/MMBtu | FALSE | L | Annual | Allowances Banked | Thousand Tons | 0 | 0 | 0 | 0 | 0 | 0 | 0
NSR Baldwin 1-3 - SO2 Rate Annual v3.1, Unit 2646 and retrofits | 607 | 7441 | Rate Constraint in lbs/MMBtu | FALSE | L | Annual | Allowances Withdrawn (1:1) | Thousand Tons | 0 | 0 | 0 | 0 | 0 | 0 | 0
NSR Baldwin 1-3 - SO2 Rate Annual v3.1, Unit 2646 and retrofits | 607 | 7441 | Rate Constraint in lbs/MMBtu | FALSE | L | Annual | Allowances Withdrawn (n:1) | Thousand Tons | 0 | 0 | 0 | 0 | 0 | 0 | 0
NSR Baldwin 1-3 - SO2 Rate Annual v3.1, Unit 2646 and retrofits | 607 | 7441 | Rate Constraint in lbs/MMBtu | FALSE | L | Annual | Net Emissions Allowance Position | Thousand Tons | 0 | 0 | 0 | 0 | 0 | 0 | 0
NSR Baldwin 1-3 - SO2 Rate Annual v3.1, Unit 2646 and retrofits | 607 | 7441 | Rate Constraint in lbs/MMBtu | FALSE | L | Annual | Fuel Consumed | TBtu | 0 | 0 | 0 | 0 | 0 | 0 | 0
NSR Baldwin 1-3 - SO2 Rate Annual v3.1, Unit 2646 and retrofits | 607 | 7441 | Rate Constraint in lbs/MMBtu | FALSE | L | Annual | Rate | lb/MMBtu | 0 | 0 | 0 | 0 | 0 | 0 | 0
NSR Baldwin 1-3 - SO2 Rate Annual v3.1, Unit 2646 and retrofits | 607 | 7441 | Rate Constraint in lbs/MMBtu | FALSE | L | Annual | Generation | TWh | 0 | 0 | 0 | 0 | 0 | 0 | 0
NSR Baldwin 1-3 - SO2 Rate Annual v3.1, Unit 2646 and retrofits | 607 | 7441 | Rate Constraint in lbs/MMBtu | FALSE | L | Annual | Qualifying Generation | TWh | 0 | 0 | 0 | 0 | 0 | 0 | 0
NSR Baldwin 1-3 - SO2 Rate Annual v3.1, Unit 2646 and retrofits | 607 | 7441 | Rate Constraint in lbs/MMBtu | FALSE | L | Annual | Rate | lb/MWh | 0 | 0 | 0 | 0 | 0 | 0 | 0
NSR Baldwin 1-3 - SO2 Rate Annual v3.1, Unit 2646 and retrofits | 607 | 7441 | Rate Constraint in lbs/MMBtu | FALSE | L | Annual | Constraint Shadow Price | US2019$/Ton | 0 | 0 | 0 | 0 | 0 | 0 | 0
NSR Baldwin 1-3 - SO2 Rate Annual v3.1, Unit 2647 and retrofits | 608 | 7441 | Rate Constraint in lbs/MMBtu | FALSE | L | Annual | Seasons Included | Seasons | Winter, WintShld, Summer | Winter, WintShld, Summer | Winter, WintShld, Summer | Winter, WintShld, Summer | Winter, WintShld, Summer | Winter, WintShld, Summer | Winter, WintShld, Summer
NSR Baldwin 1-3 - SO2 Rate Annual v3.1, Unit 2647 and retrofits | 608 | 7441 | Rate Constraint in lbs/MMBtu | FALSE | L | Annual | Standard SO2 | lb/MMBtu | 0.1 | 0.1 | 0.1 | 0.1 | 0.1 | 0.1 | 0.1
NSR Baldwin 1-3 - SO2 Rate Annual v3.1, Unit 2647 and retrofits | 608 | 7441 | Rate Constraint in lbs/MMBtu | FALSE | L | Annual | Emissions at Affected Plants SO2 | Thousand Tons | 0 | 0 | 0 | 0 | 0 | 0 | 0
NSR Baldwin 1-3 - SO2 Rate Annual v3.1, Unit 2647 and retrofits | 608 | 7441 | Rate Constraint in lbs/MMBtu | FALSE | L | Annual | Allowances Purchased SO2 | Thousand Tons | 0 | 0 | 0 | 0 | 0 | 0 | 0
NSR Baldwin 1-3 - SO2 Rate Annual v3.1, Unit 2647 and retrofits | 608 | 7441 | Rate Constraint in lbs/MMBtu | FALSE | L | Annual | Allowances Sold SO2 | Thousand Tons | 0 | 0 | 0 | 0 | 0 | 0 | 0
NSR Baldwin 1-3 - SO2 Rate Annual v3.1, Unit 2647 and retrofits | 608 | 7441 | Rate Constraint in lbs/MMBtu | FALSE | L | Annual | Allowances Banked | Thousand Tons | 0 | 0 | 0 | 0 | 0 | 0 | 0
NSR Baldwin 1-3 - SO2 Rate Annual v3.1, Unit 2647 and retrofits | 608 | 7441 | Rate Constraint in lbs/MMBtu | FALSE | L | Annual | Allowances Withdrawn (1:1) | Thousand Tons | 0 | 0 | 0 | 0 | 0 | 0 | 0
NSR Baldwin 1-3 - SO2 Rate Annual v3.1, Unit 2647 and retrofits | 608 | 7441 | Rate Constraint in lbs/MMBtu | FALSE | L | Annual | Allowances Withdrawn (n:1) | Thousand Tons | 0 | 0 | 0 | 0 | 0 | 0 | 0
NSR Baldwin 1-3 - SO2 Rate Annual v3.1, Unit 2647 and retrofits | 608 | 7441 | Rate Constraint in lbs/MMBtu | FALSE | L | Annual | Net Emissions Allowance Position | Thousand Tons | 0 | 0 | 0 | 0 | 0 | 0 | 0
NSR Baldwin 1-3 - SO2 Rate Annual v3.1, Unit 2647 and retrofits | 608 | 7441 | Rate Constraint in lbs/MMBtu | FALSE | L | Annual | Fuel Consumed | TBtu | 0 | 0 | 0 | 0 | 0 | 0 | 0
NSR Baldwin 1-3 - SO2 Rate Annual v3.1, Unit 2647 and retrofits | 608 | 7441 | Rate Constraint in lbs/MMBtu | FALSE | L | Annual | Rate | lb/MMBtu | 0 | 0 | 0 | 0 | 0 | 0 | 0
NSR Baldwin 1-3 - SO2 Rate Annual v3.1, Unit 2647 and retrofits | 608 | 7441 | Rate Constraint in lbs/MMBtu | FALSE | L | Annual | Generation | TWh | 0 | 0 | 0 | 0 | 0 | 0 | 0
NSR Baldwin 1-3 - SO2 Rate Annual v3.1, Unit 2647 and retrofits | 608 | 7441 | Rate Constraint in lbs/MMBtu | FALSE | L | Annual | Qualifying Generation | TWh | 0 | 0 | 0 | 0 | 0 | 0 | 0
NSR Baldwin 1-3 - SO2 Rate Annual v3.1, Unit 2647 and retrofits | 608 | 7441 | Rate Constraint in lbs/MMBtu | FALSE | L | Annual | Rate | lb/MWh | 0 | 0 | 0 | 0 | 0 | 0 | 0
NSR Baldwin 1-3 - SO2 Rate Annual v3.1, Unit 2647 and retrofits | 608 | 7441 | Rate Constraint in lbs/MMBtu | FALSE | L | Annual | Constraint Shadow Price | US2019$/Ton | 0 | 0 | 0 | 0 | 0 | 0 | 0
NSR Big Bend 1-3 - NOX Rate Annual v5.14 | 609 | 7425 | Rate Constraint in lbs/MMBtu | FALSE | L | Annual | Seasons Included | Seasons | Winter, WintShld, Summer | Winter, WintShld, Summer | Winter, WintShld, Summer | Winter, WintShld, Summer | Winter, WintShld, Summer | Winter, WintShld, Summer | Winter, WintShld, Summer
NSR Big Bend 1-3 - NOX Rate Annual v5.14 | 609 | 7425 | Rate Constraint in lbs/MMBtu | FALSE | L | Annual | Standard NOX | lb/MMBtu | 0.12 | 0.12 | 0.12 | 0.12 | 0.12 | 0.12 | 0.12
NSR Big Bend 1-3 - NOX Rate Annual v5.14 | 609 | 7425 | Rate Constraint in lbs/MMBtu | FALSE | L | Annual | Emissions at Affected Plants NOX | Thousand Tons | 0 | 0 | 0 | 0 | 0 | 0 | 0
NSR Big Bend 1-3 - NOX Rate Annual v5.14 | 609 | 7425 | Rate Constraint in lbs/MMBtu | FALSE | L | Annual | Allowances Purchased NOX | Thousand Tons | 0 | 0 | 0 | 0 | 0 | 0 | 0
NSR Big Bend 1-3 - NOX Rate Annual v5.14 | 609 | 7425 | Rate Constraint in lbs/MMBtu | FALSE | L | Annual | Allowances Sold NOX | Thousand Tons | 0 | 0 | 0 | 0 | 0 | 0 | 0
NSR Big Bend 1-3 - NOX Rate Annual v5.14 | 609 | 7425 | Rate Constraint in lbs/MMBtu | FALSE | L | Annual | Allowances Banked | Thousand Tons | 0 | 0 | 0 | 0 | 0 | 0 | 0
NSR Big Bend 1-3 - NOX Rate Annual v5.14 | 609 | 7425 | Rate Constraint in lbs/MMBtu | FALSE | L | Annual | Allowances Withdrawn (1:1) | Thousand Tons | 0 | 0 | 0 | 0 | 0 | 0 | 0
NSR Big Bend 1-3 - NOX Rate Annual v5.14 | 609 | 7425 | Rate Constraint in lbs/MMBtu | FALSE | L | Annual | Allowances Withdrawn (n:1) | Thousand Tons | 0 | 0 | 0 | 0 | 0 | 0 | 0
NSR Big Bend 1-3 - NOX Rate Annual v5.14 | 609 | 7425 | Rate Constraint in lbs/MMBtu | FALSE | L | Annual | Net Emissions Allowance Position | Thousand Tons | 0 | 0 | 0 | 0 | 0 | 0 | 0
NSR Big Bend 1-3 - NOX Rate Annual v5.14 | 609 | 7425 | Rate Constraint in lbs/MMBtu | FALSE | L | Annual | Fuel Consumed | TBtu | 0 | 0 | 0 | 0 | 0 | 0 | 0
NSR Big Bend 1-3 - NOX Rate Annual v5.14 | 609 | 7425 | Rate Constraint in lbs/MMBtu | FALSE | L | Annual | Rate | lb/MMBtu | 0 | 0 | 0 | 0 | 0 | 0 | 0
NSR Big Bend 1-3 - NOX Rate Annual v5.14 | 609 | 7425 | Rate Constraint in lbs/MMBtu | FALSE | L | Annual | Generation | TWh | 0 | 0 | 0 | 0 | 0 | 0 | 0
NSR Big Bend 1-3 - NOX Rate Annual v5.14 | 609 | 7425 | Rate Constraint in lbs/MMBtu | FALSE | L | Annual | Qualifying Generation | TWh | 0 | 0 | 0 | 0 | 0 | 0 | 0
NSR Big Bend 1-3 - NOX Rate Annual v5.14 | 609 | 7425 | Rate Constraint in lbs/MMBtu | FALSE | L | Annual | Rate | lb/MWh | 0 | 0 | 0 | 0 | 0 | 0 | 0
NSR Big Bend 1-3 - NOX Rate Annual v5.14 | 609 | 7425 | Rate Constraint in lbs/MMBtu | FALSE | L | Annual | Constraint Shadow Price | US2019$/Ton | 0 | 0 | 0 | 0 | 0 | 0 | 0
NSR Big Cajun 2- NOx Cap Annual v5.13 | 610 | 7460 | Rate Constraint in MTons | FALSE | L | Annual | Seasons Included | Seasons | Winter, WintShld, Summer | Winter, WintShld, Summer | Winter, WintShld, Summer | Winter, WintShld, Summer | Winter, WintShld, Summer | Winter, WintShld, Summer | Winter, WintShld, Summer
NSR Big Cajun 2- NOx Cap Annual v5.13 | 610 | 7460 | Rate Constraint in MTons | FALSE | L | Annual | Standard NOX | Thousand Tons | 8.95 | 8.95 | 8.95 | 8.95 | 8.95 | 8.95 | 8.95
NSR Big Cajun 2- NOx Cap Annual v5.13 | 610 | 7460 | Rate Constraint in MTons | FALSE | L | Annual | Emissions at Affected Plants NOX | Thousand Tons | 0 | 0 | 0 | 0 | 0 | 0 | 0
NSR Big Cajun 2- NOx Cap Annual v5.13 | 610 | 7460 | Rate Constraint in MTons | FALSE | L | Annual | Allowances Purchased NOX | Thousand Tons | 0 | 0 | 0 | 0 | 0 | 0 | 0
NSR Big Cajun 2- NOx Cap Annual v5.13 | 610 | 7460 | Rate Constraint in MTons | FALSE | L | Annual | Allowances Sold NOX | Thousand Tons | 0 | 0 | 0 | 0 | 0 | 0 | 0
NSR Big Cajun 2- NOx Cap Annual v5.13 | 610 | 7460 | Rate Constraint in MTons | FALSE | L | Annual | Allowances Banked | Thousand Tons | 0 | 0 | 0 | 0 | 0 | 0 | 0
NSR Big Cajun 2- NOx Cap Annual v5.13 | 610 | 7460 | Rate Constraint in MTons | FALSE | L | Annual | Allowances Withdrawn (1:1) | Thousand Tons | 0 | 0 | 0 | 0 | 0 | 0 | 0
NSR Big Cajun 2- NOx Cap Annual v5.13 | 610 | 7460 | Rate Constraint in MTons | FALSE | L | Annual | Allowances Withdrawn (n:1) | Thousand Tons | 0 | 0 | 0 | 0 | 0 | 0 | 0
NSR Big Cajun 2- NOx Cap Annual v5.13 | 610 | 7460 | Rate Constraint in MTons | FALSE | L | Annual | Net Emissions Allowance Position | Thousand Tons | 0 | 0 | 0 | 0 | 0 | 0 | 0
NSR Big Cajun 2- NOx Cap Annual v5.13 | 610 | 7460 | Rate Constraint in MTons | FALSE | L | Annual | Fuel Consumed | TBtu | 0 | 0 | 0 | 0 | 0 | 0 | 0
NSR Big Cajun 2- NOx Cap Annual v5.13 | 610 | 7460 | Rate Constraint in MTons | FALSE | L | Annual | Rate | lb/MMBtu | 0 | 0 | 0 | 0 | 0 | 0 | 0
NSR Big Cajun 2- NOx Cap Annual v5.13 | 610 | 7460 | Rate Constraint in MTons | FALSE | L | Annual | Generation | TWh | 0 | 0 | 0 | 0 | 0 | 0 | 0
NSR Big Cajun 2- NOx Cap Annual v5.13 | 610 | 7460 | Rate Constraint in MTons | FALSE | L | Annual | Qualifying Generation | TWh | 0 | 0 | 0 | 0 | 0 | 0 | 0
NSR Big Cajun 2- NOx Cap Annual v5.13 | 610 | 7460 | Rate Constraint in MTons | FALSE | L | Annual | Rate | lb/MWh | 0 | 0 | 0 | 0 | 0 | 0 | 0
NSR Big Cajun 2- NOx Cap Annual v5.13 | 610 | 7460 | Rate Constraint in MTons | FALSE | L | Annual | Constraint Shadow Price | US2019$/Ton | 0 | 0 | 0 | 0 | 0 | 0 | 0
NSR Big Cajun 2- SO2 Cap Annual v5.13 | 611 | 7458 | Rate Constraint in MTons | FALSE | L | Annual | Seasons Included | Seasons | Winter, WintShld, Summer | Winter, WintShld, Summer | Winter, WintShld, Summer | Winter, WintShld, Summer | Winter, WintShld, Summer | Winter, WintShld, Summer | Winter, WintShld, Summer
NSR Big Cajun 2- SO2 Cap Annual v5.13 | 611 | 7458 | Rate Constraint in MTons | FALSE | L | Annual | Standard SO2 | Thousand Tons | 18.95 | 18.95 | 18.95 | 18.95 | 18.95 | 18.95 | 18.95
NSR Big Cajun 2- SO2 Cap Annual v5.13 | 611 | 7458 | Rate Constraint in MTons | FALSE | L | Annual | Emissions at Affected Plants SO2 | Thousand Tons | 0 | 0 | 0 | 0 | 0 | 0 | 0
NSR Big Cajun 2- SO2 Cap Annual v5.13 | 611 | 7458 | Rate Constraint in MTons | FALSE | L | Annual | Allowances Purchased SO2 | Thousand Tons | 0 | 0 | 0 | 0 | 0 | 0 | 0
NSR Big Cajun 2- SO2 Cap Annual v5.13 | 611 | 7458 | Rate Constraint in MTons | FALSE | L | Annual | Allowances Sold SO2 | Thousand Tons | 0 | 0 | 0 | 0 | 0 | 0 | 0
NSR Big Cajun 2- SO2 Cap Annual v5.13 | 611 | 7458 | Rate Constraint in MTons | FALSE | L | Annual | Allowances Banked | Thousand Tons | 0 | 0 | 0 | 0 | 0 | 0 | 0
NSR Big Cajun 2- SO2 Cap Annual v5.13 | 611 | 7458 | Rate Constraint in MTons | FALSE | L | Annual | Allowances Withdrawn (1:1) | Thousand Tons | 0 | 0 | 0 | 0 | 0 | 0 | 0
NSR Big Cajun 2- SO2 Cap Annual v5.13 | 611 | 7458 | Rate Constraint in MTons | FALSE | L | Annual | Allowances Withdrawn (n:1) | Thousand Tons | 0 | 0 | 0 | 0 | 0 | 0 | 0
NSR Big Cajun 2- SO2 Cap Annual v5.13 | 611 | 7458 | Rate Constraint in MTons | FALSE | L | Annual | Net Emissions Allowance Position | Thousand Tons | 0 | 0 | 0 | 0 | 0 | 0 | 0
NSR Big Cajun 2- SO2 Cap Annual v5.13 | 611 | 7458 | Rate Constraint in MTons | FALSE | L | Annual | Fuel Consumed | TBtu | 0 | 0 | 0 | 0 | 0 | 0 | 0
NSR Big Cajun 2- SO2 Cap Annual v5.13 | 611 | 7458 | Rate Constraint in MTons | FALSE | L | Annual | Rate | lb/MMBtu | 0 | 0 | 0 | 0 | 0 | 0 | 0
NSR Big Cajun 2- SO2 Cap Annual v5.13 | 611 | 7458 | Rate Constraint in MTons | FALSE | L | Annual | Generation | TWh | 0 | 0 | 0 | 0 | 0 | 0 | 0
NSR Big Cajun 2- SO2 Cap Annual v5.13 | 611 | 7458 | Rate Constraint in MTons | FALSE | L | Annual | Qualifying Generation | TWh | 0 | 0 | 0 | 0 | 0 | 0 | 0
NSR Big Cajun 2- SO2 Cap Annual v5.13 | 611 | 7458 | Rate Constraint in MTons | FALSE | L | Annual | Rate | lb/MWh | 0 | 0 | 0 | 0 | 0 | 0 | 0
NSR Big Cajun 2- SO2 Cap Annual v5.13 | 611 | 7458 | Rate Constraint in MTons | FALSE | L | Annual | Constraint Shadow Price | US2019$/Ton | 0 | 0 | 0 | 0 | 0 | 0 | 0
NSR Big Cajun 2- Unit 1 - Hg Rate Annual v5.13 | 612 | 7462 | Rate Constraint in lbs/MMBtu | FALSE | L | Annual | Seasons Included | Seasons | Winter, WintShld, Summer | Winter, WintShld, Summer | Winter, WintShld, Summer | Winter, WintShld, Summer | Winter, WintShld, Summer | Winter, WintShld, Summer | Winter, WintShld, Summer
NSR Big Cajun 2- Unit 1 - Hg Rate Annual v5.13 | 612 | 7462 | Rate Constraint in lbs/MMBtu | FALSE | L | Annual | Standard MER | lb/MMBtu | 0.03 | 0.03 | 0.03 | 0.03 | 0.03 | 0.03 | 0.03
NSR Big Cajun 2- Unit 1 - Hg Rate Annual v5.13 | 612 | 7462 | Rate Constraint in lbs/MMBtu | FALSE | L | Annual | Emissions at Affected Plants MER | lbs | 0 | 0 | 0 | 0 | 0 | 0 | 0
NSR Big Cajun 2- Unit 1 - Hg Rate Annual v5.13 | 612 | 7462 | Rate Constraint in lbs/MMBtu | FALSE | L | Annual | Allowances Purchased MER | lbs | 0 | 0 | 0 | 0 | 0 | 0 | 0
NSR Big Cajun 2- Unit 1 - Hg Rate Annual v5.13 | 612 | 7462 | Rate Constraint in lbs/MMBtu | FALSE | L | Annual | Allowances Sold MER | lbs | 0 | 0 | 0 | 0 | 0 | 0 | 0
NSR Big Cajun 2- Unit 1 - Hg Rate Annual v5.13 | 612 | 7462 | Rate Constraint in lbs/MMBtu | FALSE | L | Annual | Allowances Banked | lbs | 0 | 0 | 0 | 0 | 0 | 0 | 0
NSR Big Cajun 2- Unit 1 - Hg Rate Annual v5.13 | 612 | 7462 | Rate Constraint in lbs/MMBtu | FALSE | L | Annual | Allowances Withdrawn (1:1) | lbs | 0 | 0 | 0 | 0 | 0 | 0 | 0
NSR Big Cajun 2- Unit 1 - Hg Rate Annual v5.13 | 612 | 7462 | Rate Constraint in lbs/MMBtu | FALSE | L | Annual | Allowances Withdrawn (n:1) | lbs | 0 | 0 | 0 | 0 | 0 | 0 | 0
NSR Big Cajun 2- Unit 1 - Hg Rate Annual v5.13 | 612 | 7462 | Rate Constraint in lbs/MMBtu | FALSE | L | Annual | Net Emissions Allowance Position | lbs | 0 | 0 | 0 | 0 | 0 | 0 | 0
NSR Big Cajun 2- Unit 1 - Hg Rate Annual v5.13 | 612 | 7462 | Rate Constraint in lbs/MMBtu | FALSE | L | Annual | Fuel Consumed | TBtu | 0 | 0 | 0 | 0 | 0 | 0 | 0
NSR Big Cajun 2- Unit 1 - Hg Rate Annual v5.13 | 612 | 7462 | Rate Constraint in lbs/MMBtu | FALSE | L | Annual | Rate | lb/MMBtu | 0 | 0 | 0 | 0 | 0 | 0 | 0
NSR Big Cajun 2- Unit 1 - Hg Rate Annual v5.13 | 612 | 7462 | Rate Constraint in lbs/MMBtu | FALSE | L | Annual | Generation | TWh | 0 | 0 | 0 | 0 | 0 | 0 | 0
NSR Big Cajun 2- Unit 1 - Hg Rate Annual v5.13 | 612 | 7462 | Rate Constraint in lbs/MMBtu | FALSE | L | Annual | Qualifying Generation | TWh | 0 | 0 | 0 | 0 | 0 | 0 | 0
NSR Big Cajun 2- Unit 1 - Hg Rate Annual v5.13 | 612 | 7462 | Rate Constraint in lbs/MMBtu | FALSE | L | Annual | Rate | lb/MWh | 0 | 0 | 0 | 0 | 0 | 0 | 0
NSR Big Cajun 2- Unit 1 - Hg Rate Annual v5.13 | 612 | 7462 | Rate Constraint in lbs/MMBtu | FALSE | L | Annual | Constraint Shadow Price | US2019$/Lb | 0 | 0 | 0 | 0 | 0 | 0 | 0
NSR Big Cajun 2- Unit 1 - NOx Rate Annual v5.13 | 613 | 7459 | Rate Constraint in lbs/MMBtu | FALSE | L | Annual | Seasons Included | Seasons | Winter, WintShld, Summer | Winter, WintShld, Summer | Winter, WintShld, Summer | Winter, WintShld, Summer | Winter, WintShld, Summer | Winter, WintShld, Summer | Winter, WintShld, Summer
NSR Big Cajun 2- Unit 1 - NOx Rate Annual v5.13 | 613 | 7459 | Rate Constraint in lbs/MMBtu | FALSE | L | Annual | Standard NOX | lb/MMBtu | 0.15 | 0.15 | 0.15 | 0.15 | 0.15 | 0.15 | 0.15
NSR Big Cajun 2- Unit 1 - NOx Rate Annual v5.13 | 613 | 7459 | Rate Constraint in lbs/MMBtu | FALSE | L | Annual | Emissions at Affected Plants NOX | Thousand Tons | 0 | 0 | 0 | 0 | 0 | 0 | 0
NSR Big Cajun 2- Unit 1 - NOx Rate Annual v5.13 | 613 | 7459 | Rate Constraint in lbs/MMBtu | FALSE | L | Annual | Allowances Purchased NOX | Thousand Tons | 0 | 0 | 0 | 0 | 0 | 0 | 0
NSR Big Cajun 2- Unit 1 - NOx Rate Annual v5.13 | 613 | 7459 | Rate Constraint in lbs/MMBtu | FALSE | L | Annual | Allowances Sold NOX | Thousand Tons | 0 | 0 | 0 | 0 | 0 | 0 | 0
NSR Big Cajun 2- Unit 1 - NOx Rate Annual v5.13 | 613 | 7459 | Rate Constraint in lbs/MMBtu | FALSE | L | Annual | Allowances Banked | Thousand Tons | 0 | 0 | 0 | 0 | 0 | 0 | 0
NSR Big Cajun 2- Unit 1 - NOx Rate Annual v5.13 | 613 | 7459 | Rate Constraint in lbs/MMBtu | FALSE | L | Annual | Allowances Withdrawn (1:1) | Thousand Tons | 0 | 0 | 0 | 0 | 0 | 0 | 0
NSR Big Cajun 2- Unit 1 - NOx Rate Annual v5.13 | 613 | 7459 | Rate Constraint in lbs/MMBtu | FALSE | L | Annual | Allowances Withdrawn (n:1) | Thousand Tons | 0 | 0 | 0 | 0 | 0 | 0 | 0
NSR Big Cajun 2- Unit 1 - NOx Rate Annual v5.13 | 613 | 7459 | Rate Constraint in lbs/MMBtu | FALSE | L | Annual | Net Emissions Allowance Position | Thousand Tons | 0 | 0 | 0 | 0 | 0 | 0 | 0
NSR Big Cajun 2- Unit 1 - NOx Rate Annual v5.13 | 613 | 7459 | Rate Constraint in lbs/MMBtu | FALSE | L | Annual | Fuel Consumed | TBtu | 0 | 0 | 0 | 0 | 0 | 0 | 0
NSR Big Cajun 2- Unit 1 - NOx Rate Annual v5.13 | 613 | 7459 | Rate Constraint in lbs/MMBtu | FALSE | L | Annual | Rate | lb/MMBtu | 0 | 0 | 0 | 0 | 0 | 0 | 0
NSR Big Cajun 2- Unit 1 - NOx Rate Annual v5.13 | 613 | 7459 | Rate Constraint in lbs/MMBtu | FALSE | L | Annual | Generation | TWh | 0 | 0 | 0 | 0 | 0 | 0 | 0
NSR Big Cajun 2- Unit 1 - NOx Rate Annual v5.13 | 613 | 7459 | Rate Constraint in lbs/MMBtu | FALSE | L | Annual | Qualifying Generation | TWh | 0 | 0 | 0 | 0 | 0 | 0 | 0
NSR Big Cajun 2- Unit 1 - NOx Rate Annual v5.13 | 613 | 7459 | Rate Constraint in lbs/MMBtu | FALSE | L | Annual | Rate | lb/MWh | 0 | 0 | 0 | 0 | 0 | 0 | 0
NSR Big Cajun 2- Unit 1 - NOx Rate Annual v5.13 | 613 | 7459 | Rate Constraint in lbs/MMBtu | FALSE | L | Annual | Constraint Shadow Price | US2019$/Ton | 0 | 0 | 0 | 0 | 0 | 0 | 0
NSR Big Cajun 2- Unit 1 - SO2 Rate Annual v5.13 | 614 | 7457 | Rate Constraint in lbs/MMBtu | FALSE | L | Annual | Seasons Included | Seasons | Winter, WintShld, Summer | Winter, WintShld, Summer | Winter, WintShld, Summer | Winter, WintShld, Summer | Winter, WintShld, Summer | Winter, WintShld, Summer | Winter, WintShld, Summer
NSR Big Cajun 2- Unit 1 - SO2 Rate Annual v5.13 | 614 | 7457 | Rate Constraint in lbs/MMBtu | FALSE | L | Annual | Standard SO2 | lb/MMBtu | 0.07 | 0.07 | 0.07 | 0.07 | 0.07 | 0.07 | 0.07
NSR Big Cajun 2- Unit 1 - SO2 Rate Annual v5.13 | 614 | 7457 | Rate Constraint in lbs/MMBtu | FALSE | L | Annual | Emissions at Affected Plants SO2 | Thousand Tons | 0 | 0 | 0 | 0 | 0 | 0 | 0
NSR Big Cajun 2- Unit 1 - SO2 Rate Annual v5.13 | 614 | 7457 | Rate Constraint in lbs/MMBtu | FALSE | L | Annual | Allowances Purchased SO2 | Thousand Tons | 0 | 0 | 0 | 0 | 0 | 0 | 0
NSR Big Cajun 2- Unit 1 - SO2 Rate Annual v5.13 | 614 | 7457 | Rate Constraint in lbs/MMBtu | FALSE | L | Annual | Allowances Sold SO2 | Thousand Tons | 0 | 0 | 0 | 0 | 0 | 0 | 0
NSR Big Cajun 2- Unit 1 - SO2 Rate Annual v5.13 | 614 | 7457 | Rate Constraint in lbs/MMBtu | FALSE | L | Annual | Allowances Banked | Thousand Tons | 0 | 0 | 0 | 0 | 0 | 0 | 0
NSR Big Cajun 2- Unit 1 - SO2 Rate Annual v5.13 | 614 | 7457 | Rate Constraint in lbs/MMBtu | FALSE | L | Annual | Allowances Withdrawn (1:1) | Thousand Tons | 0 | 0 | 0 | 0 | 0 | 0 | 0
NSR Big Cajun 2- Unit 1 - SO2 Rate Annual v5.13 | 614 | 7457 | Rate Constraint in lbs/MMBtu | FALSE | L | Annual | Allowances Withdrawn (n:1) | Thousand Tons | 0 | 0 | 0 | 0 | 0 | 0 | 0
NSR Big Cajun 2- Unit 1 - SO2 Rate Annual v5.13 | 614 | 7457 | Rate Constraint in lbs/MMBtu | FALSE | L | Annual | Net Emissions Allowance Position | Thousand Tons | 0 | 0 | 0 | 0 | 0 | 0 | 0
NSR Big Cajun 2- Unit 1 - SO2 Rate Annual v5.13 | 614 | 7457 | Rate Constraint in lbs/MMBtu | FALSE | L | Annual | Fuel Consumed | TBtu | 0 | 0 | 0 | 0 | 0 | 0 | 0
NSR Big Cajun 2- Unit 1 - SO2 Rate Annual v5.13 | 614 | 7457 | Rate Constraint in lbs/MMBtu | FALSE | L | Annual | Rate | lb/MMBtu | 0 | 0 | 0 | 0 | 0 | 0 | 0
NSR Big Cajun 2- Unit 1 - SO2 Rate Annual v5.13 | 614 | 7457 | Rate Constraint in lbs/MMBtu | FALSE | L | Annual | Generation | TWh | 0 | 0 | 0 | 0 | 0 | 0 | 0
NSR Big Cajun 2- Unit 1 - SO2 Rate Annual v5.13 | 614 | 7457 | Rate Constraint in lbs/MMBtu | FALSE | L | Annual | Qualifying Generation | TWh | 0 | 0 | 0 | 0 | 0 | 0 | 0
NSR Big Cajun 2- Unit 1 - SO2 Rate Annual v5.13 | 614 | 7457 | Rate Constraint in lbs/MMBtu | FALSE | L | Annual | Rate | lb/MWh | 0 | 0 | 0 | 0 | 0 | 0 | 0
NSR Big Cajun 2- Unit 1 - SO2 Rate Annual v5.13 | 614 | 7457 | Rate Constraint in lbs/MMBtu | FALSE | L | Annual | Constraint Shadow Price | US2019$/Ton | 0 | 0 | 0 | 0 | 0 | 0 | 0
NSR Big Cajun 2- Unit 3 - Hg Rate Annual v5.13 | 615 | 7463 | Rate Constraint in lbs/MMBtu | FALSE | L | Annual | Seasons Included | Seasons | Winter, WintShld, Summer | Winter, WintShld, Summer | Winter, WintShld, Summer | Winter, WintShld, Summer | Winter, WintShld, Summer | Winter, WintShld, Summer | Winter, WintShld, Summer
NSR Big Cajun 2- Unit 3 - Hg Rate Annual v5.13 | 615 | 7463 | Rate Constraint in lbs/MMBtu | FALSE | L | Annual | Standard MER | lb/MMBtu | 0.03 | 0.03 | 0.03 | 0.03 | 0.03 | 0.03 | 0.03
NSR Big Cajun 2- Unit 3 - Hg Rate Annual v5.13 | 615 | 7463 | Rate Constraint in lbs/MMBtu | FALSE | L | Annual | Emissions at Affected Plants MER | lbs | 0 | 0 | 0 | 0 | 0 | 0 | 0
NSR Big Cajun 2- Unit 3 - Hg Rate Annual v5.13 | 615 | 7463 | Rate Constraint in lbs/MMBtu | FALSE | L | Annual | Allowances Purchased MER | lbs | 0 | 0 | 0 | 0 | 0 | 0 | 0
NSR Big Cajun 2- Unit 3 - Hg Rate Annual v5.13 | 615 | 7463 | Rate Constraint in lbs/MMBtu | FALSE | L | Annual | Allowances Sold MER | lbs | 0 | 0 | 0 | 0 | 0 | 0 | 0
NSR Big Cajun 2- Unit 3 - Hg Rate Annual v5.13 | 615 | 7463 | Rate Constraint in lbs/MMBtu | FALSE | L | Annual | Allowances Banked | lbs | 0 | 0 | 0 | 0 | 0 | 0 | 0
NSR Big Cajun 2- Unit 3 - Hg Rate Annual v5.13 | 615 | 7463 | Rate Constraint in lbs/MMBtu | FALSE | L | Annual | Allowances Withdrawn (1:1) | lbs | 0 | 0 | 0 | 0 | 0 | 0 | 0
NSR Big Cajun 2- Unit 3 - Hg Rate Annual v5.13 | 615 | 7463 | Rate Constraint in lbs/MMBtu | FALSE | L | Annual | Allowances Withdrawn (n:1) | lbs | 0 | 0 | 0 | 0 | 0 | 0 | 0
NSR Big Cajun 2- Unit 3 - Hg Rate Annual v5.13 | 615 | 7463 | Rate Constraint in lbs/MMBtu | FALSE | L | Annual | Net Emissions Allowance Position | lbs | 0 | 0 | 0 | 0 | 0 | 0 | 0
NSR Big Cajun 2- Unit 3 - Hg Rate Annual v5.13 | 615 | 7463 | Rate Constraint in lbs/MMBtu | FALSE | L | Annual | Fuel Consumed | TBtu | 0 | 0 | 0 | 0 | 0 | 0 | 0
NSR Big Cajun 2- Unit 3 - Hg Rate Annual v5.13 | 615 | 7463 | Rate Constraint in lbs/MMBtu | FALSE | L | Annual | Rate | lb/MMBtu | 0 | 0 | 0 | 0 | 0 | 0 | 0
NSR Big Cajun 2- Unit 3 - Hg Rate Annual v5.13 | 615 | 7463 | Rate Constraint in lbs/MMBtu | FALSE | L | Annual | Generation | TWh | 0 | 0 | 0 | 0 | 0 | 0 | 0
NSR Big Cajun 2- Unit 3 - Hg Rate Annual v5.13 | 615 | 7463 | Rate Constraint in lbs/MMBtu | FALSE | L | Annual | Qualifying Generation | TWh | 0 | 0 | 0 | 0 | 0 | 0 | 0
NSR Big Cajun 2- Unit 3 - Hg Rate Annual v5.13 | 615 | 7463 | Rate Constraint in lbs/MMBtu | FALSE | L | Annual | Rate | lb/MWh | 0 | 0 | 0 | 0 | 0 | 0 | 0
NSR Big Cajun 2- Unit 3 - Hg Rate Annual v5.13 | 615 | 7463 | Rate Constraint in lbs/MMBtu | FALSE | L | Annual | Constraint Shadow Price | US2019$/Lb | 0 | 0 | 0 | 0 | 0 | 0 | 0
NSR Big Cajun 2- Unit 3 - NOx Rate Annual v5.13 | 616 | 7461 | Rate Constraint in lbs/MMBtu | FALSE | L | Annual | Seasons Included | Seasons | Winter, WintShld, Summer | Winter, WintShld, Summer | Winter, WintShld, Summer | Winter, WintShld, Summer | Winter, WintShld, Summer | Winter, WintShld, Summer | Winter, WintShld, Summer
NSR Big Cajun 2- Unit 3 - NOx Rate Annual v5.13 | 616 | 7461 | Rate Constraint in lbs/MMBtu | FALSE | L | Annual | Standard NOX | lb/MMBtu | 0.135 | 0.135 | 0.135 | 0.135 | 0.135 | 0.135 | 0.135
NSR Big Cajun 2- Unit 3 - NOx Rate Annual v5.13 | 616 | 7461 | Rate Constraint in lbs/MMBtu | FALSE | L | Annual | Emissions at Affected Plants NOX | Thousand Tons | 0 | 0 | 0 | 0 | 0 | 0 | 0
NSR Big Cajun 2- Unit 3 - NOx Rate Annual v5.13 | 616 | 7461 | Rate Constraint in lbs/MMBtu | FALSE | L | Annual | Allowances Purchased NOX | Thousand Tons | 0 | 0 | 0 | 0 | 0 | 0 | 0
NSR Big Cajun 2- Unit 3 - NOx Rate Annual v5.13 | 616 | 7461 | Rate Constraint in lbs/MMBtu | FALSE | L | Annual | Allowances Sold NOX | Thousand Tons | 0 | 0 | 0 | 0 | 0 | 0 | 0
NSR Big Cajun 2- Unit 3 - NOx Rate Annual v5.13 | 616 | 7461 | Rate Constraint in lbs/MMBtu | FALSE | L | Annual | Allowances Banked | Thousand Tons | 0 | 0 | 0 | 0 | 0 | 0 | 0
NSR Big Cajun 2- Unit 3 - NOx Rate Annual v5.13 | 616 | 7461 | Rate Constraint in lbs/MMBtu | FALSE | L | Annual | Allowances Withdrawn (1:1) | Thousand Tons | 0 | 0 | 0 | 0 | 0 | 0 | 0
NSR Big Cajun 2- Unit 3 - NOx Rate Annual v5.13 | 616 | 7461 | Rate Constraint in lbs/MMBtu | FALSE | L | Annual | Allowances Withdrawn (n:1) | Thousand Tons | 0 | 0 | 0 | 0 | 0 | 0 | 0
NSR Big Cajun 2- Unit 3 - NOx Rate Annual v5.13 | 616 | 7461 | Rate Constraint in lbs/MMBtu | FALSE | L | Annual | Net Emissions Allowance Position | Thousand Tons | 0 | 0 | 0 | 0 | 0 | 0 | 0
NSR Big Cajun 2- Unit 3 - NOx Rate Annual v5.13 | 616 | 7461 | Rate Constraint in lbs/MMBtu | FALSE | L | Annual | Fuel Consumed | TBtu | 0 | 0 | 0 | 0 | 0 | 0 | 0
NSR Big Cajun 2- Unit 3 - NOx Rate Annual v5.13 | 616 | 7461 | Rate Constraint in lbs/MMBtu | FALSE | L | Annual | Rate | lb/MMBtu | 0 | 0 | 0 | 0 | 0 | 0 | 0
NSR Big Cajun 2- Unit 3 - NOx Rate Annual v5.13 | 616 | 7461 | Rate Constraint in lbs/MMBtu | FALSE | L | Annual | Generation | TWh | 0 | 0 | 0 | 0 | 0 | 0 | 0
NSR Big Cajun 2- Unit 3 - NOx Rate Annual v5.13 | 616 | 7461 | Rate Constraint in lbs/MMBtu | FALSE | L | Annual | Qualifying Generation | TWh | 0 | 0 | 0 | 0 | 0 | 0 | 0
NSR Big Cajun 2- Unit 3 - NOx Rate Annual v5.13 | 616 | 7461 | Rate Constraint in lbs/MMBtu | FALSE | L | Annual | Rate | lb/MWh | 0 | 0 | 0 | 0 | 0 | 0 | 0
NSR Big Cajun 2- Unit 3 - NOx Rate Annual v5.13 | 616 | 7461 | Rate Constraint in lbs/MMBtu | FALSE | L | Annual | Constraint Shadow Price | US2019$/Ton | 0 | 0 | 0 | 0 | 0 | 0 | 0
NSR Boswell 1-3 - SO2 Rate Annual v5.14 | 617 | 7484 | Rate Constraint in lbs/MMBtu | FALSE | L | Annual | Seasons Included | Seasons | Winter, WintShld, Summer | Winter, WintShld, Summer | Winter, WintShld, Summer | Winter, WintShld, Summer | Winter, WintShld, Summer | Winter, WintShld, Summer | Winter, WintShld, Summer
NSR Boswell 1-3 - SO2 Rate Annual v5.14 | 617 | 7484 | Rate Constraint in lbs/MMBtu | FALSE | L | Annual | Standard SO2 | lb/MMBtu | 0.03 | 0.03 | 0.03 | 0.03 | 0.03 | 0.03 | 0.03
NSR Boswell 1-3 - SO2 Rate Annual v5.14 | 617 | 7484 | Rate Constraint in lbs/MMBtu | FALSE | L | Annual | Emissions at Affected Plants SO2 | Thousand Tons | 0.33159 | 0 | 0 | 0 | 0 | 0 | 0
NSR Boswell 1-3 - SO2 Rate Annual v5.14 | 617 | 7484 | Rate Constraint in lbs/MMBtu | FALSE | L | Annual | Allowances Purchased SO2 | Thousand Tons | 0 | 0 | 0 | 0 | 0 | 0 | 0
NSR Boswell 1-3 - SO2 Rate Annual v5.14 | 617 | 7484 | Rate Constraint in lbs/MMBtu | FALSE | L | Annual | Allowances Sold SO2 | Thousand Tons | 0 | 0 | 0 | 0 | 0 | 0 | 0
NSR Boswell 1-3 - SO2 Rate Annual v5.14 | 617 | 7484 | Rate Constraint in lbs/MMBtu | FALSE | L | Annual | Allowances Banked | Thousand Tons | 0 | 0 | 0 | 0 | 0 | 0 | 0
NSR Boswell 1-3 - SO2 Rate Annual v5.14 | 617 | 7484 | Rate Constraint in lbs/MMBtu | FALSE | L | Annual | Allowances Withdrawn (1:1) | Thousand Tons | 0 | 0 | 0 | 0 | 0 | 0 | 0
NSR Boswell 1-3 - SO2 Rate Annual v5.14 | 617 | 7484 | Rate Constraint in lbs/MMBtu | FALSE | L | Annual | Allowances Withdrawn (n:1) | Thousand Tons | 0 | 0 | 0 | 0 | 0 | 0 | 0
NSR Boswell 1-3 - SO2 Rate Annual v5.14 | 617 | 7484 | Rate Constraint in lbs/MMBtu | FALSE | L | Annual | Net Emissions Allowance Position | Thousand Tons | 0.33159 | 0 | 0 | 0 | 0 | 0 | 0
NSR Boswell 1-3 - SO2 Rate Annual v5.14 | 617 | 7484 | Rate Constraint in lbs/MMBtu | FALSE | L | Annual | Fuel Consumed | TBtu | 22.1783 | 0 | 0 | 0 | 0 | 0 | 0
NSR Boswell 1-3 - SO2 Rate Annual v5.14 | 617 | 7484 | Rate Constraint in lbs/MMBtu | FALSE | L | Annual | Rate | lb/MMBtu | 0.029903 | 0 | 0 | 0 | 0 | 0 | 0
NSR Boswell 1-3 - SO2 Rate Annual v5.14 | 617 | 7484 | Rate Constraint in lbs/MMBtu | FALSE | L | Annual | Generation | TWh | 2.0925 | 0 | 0 | 0 | 0 | 0 | 0
NSR Boswell 1-3 - SO2 Rate Annual v5.14 | 617 | 7484 | Rate Constraint in lbs/MMBtu | FALSE | L | Annual | Qualifying Generation | TWh | 2.0925 | 0 | 0 | 0 | 0 | 0 | 0
NSR Boswell 1-3 - SO2 Rate Annual v5.14 | 617 | 7484 | Rate Constraint in lbs/MMBtu | FALSE | L | Annual | Rate | lb/MWh | 0.31694 | 0 | 0 | 0 | 0 | 0 | 0
NSR Boswell 1-3 - SO2 Rate Annual v5.14 | 617 | 7484 | Rate Constraint in lbs/MMBtu | FALSE | L | Annual | Constraint Shadow Price | US2019$/Ton | 0 | 55307.2318 | 0 | 70228.4542 | 90955.8031 | 87859.3239 | 88143.3898
NSR Boswell 3 - NOX Rate Annual v5.14 | 618 | 7485 | Rate Constraint in lbs/MMBtu | FALSE | L | Annual | Seasons Included | Seasons | Winter, WintShld, Summer | Winter, WintShld, Summer | Winter, WintShld, Summer | Winter, WintShld, Summer | Winter, WintShld, Summer | Winter, WintShld, Summer | Winter, WintShld, Summer
NSR Boswell 3 - NOX Rate Annual v5.14 | 618 | 7485 | Rate Constraint in lbs/MMBtu | FALSE | L | Annual | Standard NOX | lb/MMBtu | 0.06 | 0.06 | 0.06 | 0.06 | 0.06 | 0.06 | 0.06
NSR Boswell 3 - NOX Rate Annual v5.14 | 618 | 7485 | Rate Constraint in lbs/MMBtu | FALSE | L | Annual | Emissions at Affected Plants NOX | Thousand Tons | 0.63031 | 0 | 0 | 0 | 0 | 0 | 0
NSR Boswell 3 - NOX Rate Annual v5.14 | 618 | 7485 | Rate Constraint in lbs/MMBtu | FALSE | L | Annual | Allowances Purchased NOX | Thousand Tons | 0 | 0 | 0 | 0 | 0 | 0 | 0
NSR Boswell 3 - NOX Rate Annual v5.14 | 618 | 7485 | Rate Constraint in lbs/MMBtu | FALSE | L | Annual | Allowances Sold NOX | Thousand Tons | 0 | 0 | 0 | 0 | 0 | 0 | 0
NSR Boswell 3 - NOX Rate Annual v5.14 | 618 | 7485 | Rate Constraint in lbs/MMBtu | FALSE | L | Annual | Allowances Banked | Thousand Tons | 0 | 0 | 0 | 0 | 0 | 0 | 0
NSR Boswell 3 - NOX Rate Annual v5.14 | 618 | 7485 | Rate Constraint in lbs/MMBtu | FALSE | L | Annual | Allowances Withdrawn (1:1) | Thousand Tons | 0 | 0 | 0 | 0 | 0 | 0 | 0
NSR Boswell 3 - NOX Rate Annual v5.14 | 618 | 7485 | Rate Constraint in lbs/MMBtu | FALSE | L | Annual | Allowances Withdrawn (n:1) | Thousand Tons | 0 | 0 | 0 | 0 | 0 | 0 | 0
NSR Boswell 3 - NOX Rate Annual v5.14 | 618 | 7485 | Rate Constraint in lbs/MMBtu | FALSE | L | Annual | Net Emissions Allowance Position | Thousand Tons | 0.63031 | 0 | 0 | 0 | 0 | 0 | 0
NSR Boswell 3 - NOX Rate Annual v5.14 | 618 | 7485 | Rate Constraint in lbs/MMBtu | FALSE | L | Annual | Fuel Consumed | TBtu | 22.1783 | 0 | 0 | 0 | 0 | 0 | 0
NSR Boswell 3 - NOX Rate Annual v5.14 | 618 | 7485 | Rate Constraint in lbs/MMBtu | FALSE | L | Annual | Rate | lb/MMBtu | 0.05684 | 0 | 0 | 0 | 0 | 0 | 0
NSR Boswell 3 - NOX Rate Annual v5.14 | 618 | 7485 | Rate Constraint in lbs/MMBtu | FALSE | L | Annual | Generation | TWh | 2.0925 | 0 | 0 | 0 | 0 | 0 | 0
NSR Boswell 3 - NOX Rate Annual v5.14 | 618 | 7485 | Rate Constraint in lbs/MMBtu | FALSE | L | Annual | Qualifying Generation | TWh | 2.0925 | 0 | 0 | 0 | 0 | 0 | 0
NSR Boswell 3 - NOX Rate Annual v5.14 | 618 | 7485 | Rate Constraint in lbs/MMBtu | FALSE | L | Annual | Rate | lb/MWh | 0.60245 | 0 | 0 | 0 | 0 | 0 | 0
NSR Boswell 3 - NOX Rate Annual v5.14 | 618 | 7485 | Rate Constraint in lbs/MMBtu | FALSE | L | Annual | Constraint Shadow Price | US2019$/Ton | 0 | 0 | 0 | 0 | 0 | 0 | 0
NSR Boswell 4 - NOX Rate Annual v5.14 | 619 | 7487 | Rate Constraint in lbs/MMBtu | FALSE | L | Annual | Seasons Included | Seasons | Winter, WintShld, Summer | Winter, WintShld, Summer | Winter, WintShld, Summer | Winter, WintShld, Summer | Winter, WintShld, Summer | Winter, WintShld, Summer | Winter, WintShld, Summer
NSR Boswell 4 - NOX Rate Annual v5.14 | 619 | 7487 | Rate Constraint in lbs/MMBtu | FALSE | L | Annual | Standard NOX | lb/MMBtu | 0.12 | 0.12 | 0.12 | 0.12 | 0.12 | 0.12 | 0.12
NSR Boswell 4 - NOX Rate Annual v5.14 | 619 | 7487 | Rate Constraint in lbs/MMBtu | FALSE | L | Annual | Emissions at Affected Plants NOX | Thousand Tons | 0 | 0 | 0 | 0 | 0 | 0 | 0
NSR Boswell 4 - NOX Rate Annual v5.14 | 619 | 7487 | Rate Constraint in lbs/MMBtu | FALSE | L | Annual | Allowances Purchased NOX | Thousand Tons | 0 | 0 | 0 | 0 | 0 | 0 | 0
NSR Boswell 4 - NOX Rate Annual v5.14 | 619 | 7487 | Rate Constraint in lbs/MMBtu | FALSE | L | Annual | Allowances Sold NOX | Thousand Tons | 0 | 0 | 0 | 0 | 0 | 0 | 0
NSR Boswell 4 - NOX Rate Annual v5.14 | 619 | 7487 | Rate Constraint in lbs/MMBtu | FALSE | L | Annual | Allowances Banked | Thousand Tons | 0 | 0 | 0 | 0 | 0 | 0 | 0
NSR Boswell 4 - NOX Rate Annual v5.14 | 619 | 7487 | Rate Constraint in lbs/MMBtu | FALSE | L | Annual | Allowances Withdrawn (1:1) | Thousand Tons | 0 | 0 | 0 | 0 | 0 | 0 | 0
NSR Boswell 4 - NOX Rate Annual v5.14 | 619 | 7487 | Rate Constraint in lbs/MMBtu | FALSE | L | Annual | Allowances Withdrawn (n:1) | Thousand Tons | 0 | 0 | 0 | 0 | 0 | 0 | 0
NSR Boswell 4 - NOX Rate Annual v5.14 | 619 | 7487 | Rate Constraint in lbs/MMBtu | FALSE | L | Annual | Net Emissions Allowance Position | Thousand Tons | 0 | 0 | 0 | 0 | 0 | 0 | 0
NSR Boswell 4 - NOX Rate Annual v5.14 | 619 | 7487 | Rate Constraint in lbs/MMBtu | FALSE | L | Annual | Fuel Consumed | TBtu | 0 | 0 | 0 | 0 | 0 | 0 | 0
NSR Boswell 4 - NOX Rate Annual v5.14 | 619 | 7487 | Rate Constraint in lbs/MMBtu | FALSE | L | Annual | Rate | lb/MMBtu | 0 | 0 | 0 | 0 | 0 | 0 | 0
NSR Boswell 4 - NOX Rate Annual v5.14 | 619 | 7487 | Rate Constraint in lbs/MMBtu | FALSE | L | Annual | Generation | TWh | 0 | 0 | 0 | 0 | 0 | 0 | 0
NSR Boswell 4 - NOX Rate Annual v5.14 | 619 | 7487 | Rate Constraint in lbs/MMBtu | FALSE | L | Annual | Qualifying Generation | TWh | 0 | 0 | 0 | 0 | 0 | 0 | 0
NSR Boswell 4 - NOX Rate Annual v5.14 | 619 | 7487 | Rate Constraint in lbs/MMBtu | FALSE | L | Annual | Rate | lb/MWh | 0 | 0 | 0 | 0 | 0 | 0 | 0
NSR Boswell 4 - NOX Rate Annual v5.14 | 619 | 7487 | Rate Constraint in lbs/MMBtu | FALSE | L | Annual | Constraint Shadow Price | US2019$/Ton | 0 | 0 | 0 | 0 | 0 | 0 | 0
NSR Boswell 4 - SO2 Rate Annual v5.14 | 620 | 7486 | Rate Constraint in lbs/MMBtu | FALSE | L | Annual | Seasons Included | Seasons | Winter, WintShld, Summer | Winter, WintShld, Summer | Winter, WintShld, Summer | Winter, WintShld, Summer | Winter, WintShld, Summer | Winter, WintShld, Summer | Winter, WintShld, Summer
NSR Boswell 4 - SO2 Rate Annual v5.14 | 620 | 7486 | Rate Constraint in lbs/MMBtu | FALSE | L | Annual | Standard SO2 | lb/MMBtu | 0.03 | 0.03 | 0.03 | 0.03 | 0.03 | 0.03 | 0.03
NSR Boswell 4 - SO2 Rate Annual v5.14 | 620 | 7486 | Rate Constraint in lbs/MMBtu | FALSE | L | Annual | Emissions at Affected Plants SO2 | Thousand Tons | 0 | 0 | 0 | 0 | 0 | 0 | 0
NSR Boswell 4 - SO2 Rate Annual v5.14 | 620 | 7486 | Rate Constraint in lbs/MMBtu | FALSE | L | Annual | Allowances Purchased SO2 | Thousand Tons | 0 | 0 | 0 | 0 | 0 | 0 | 0
NSR Boswell 4 - SO2 Rate Annual v5.14 | 620 | 7486 | Rate Constraint in lbs/MMBtu | FALSE | L | Annual | Allowances Sold SO2 | Thousand Tons | 0 | 0 | 0 | 0 | 0 | 0 | 0
NSR Boswell 4 - SO2 Rate Annual v5.14 | 620 | 7486 | Rate Constraint in lbs/MMBtu | FALSE | L | Annual | Allowances Banked | Thousand Tons | 0 | 0 | 0 | 0 | 0 | 0 | 0
NSR Boswell 4 - SO2 Rate Annual v5.14 | 620 | 7486 | Rate Constraint in lbs/MMBtu | FALSE | L | Annual | Allowances Withdrawn (1:1) | Thousand Tons | 0 | 0 | 0 | 0 | 0 | 0 | 0
NSR Boswell 4 - SO2 Rate Annual v5.14 | 620 | 7486 | Rate Constraint in lbs/MMBtu | FALSE | L | Annual | Allowances Withdrawn (n:1) | Thousand Tons | 0 | 0 | 0 | 0 | 0 | 0 | 0
NSR Boswell 4 - SO2 Rate Annual v5.14 | 620 | 7486 | Rate Constraint in lbs/MMBtu | FALSE | L | Annual | Net Emissions Allowance Position | Thousand Tons | 0 | 0 | 0 | 0 | 0 | 0 | 0
NSR Boswell 4 - SO2 Rate Annual v5.14 | 620 | 7486 | Rate Constraint in lbs/MMBtu | FALSE | L | Annual | Fuel Consumed | TBtu | 0 | 0 | 0 | 0 | 0 | 0 | 0
NSR Boswell 4 - SO2 Rate Annual v5.14 | 620 | 7486 | Rate Constraint in lbs/MMBtu | FALSE | L | Annual | Rate | lb/MMBtu | 0 | 0 | 0 | 0 | 0 | 0 | 0
NSR Boswell 4 - SO2 Rate Annual v5.14 | 620 | 7486 | Rate Constraint in lbs/MMBtu | FALSE | L | Annual | Generation | TWh | 0 | 0 | 0 | 0 | 0 | 0 | 0
NSR Boswell 4 - SO2 Rate Annual v5.14 | 620 | 7486 | Rate Constraint in lbs/MMBtu | FALSE | L | Annual | Qualifying Generation | TWh | 0 | 0 | 0 | 0 | 0 | 0 | 0
NSR Boswell 4 - SO2 Rate Annual v5.14 | 620 | 7486 | Rate Constraint in lbs/MMBtu | FALSE | L | Annual | Rate | lb/MWh | 0 | 0 | 0 | 0 | 0 | 0 | 0
NSR Boswell 4 - SO2 Rate Annual v5.14 | 620 | 7486 | Rate Constraint in lbs/MMBtu | FALSE | L | Annual | Constraint Shadow Price | US2019$/Ton | 0 | 0 | 0 | 0 | 0 | 0 | 0
NSR Burlington Unit 1 SO2 Rate v5.16 | 621 | 7660 | Rate Constraint in lbs/MMBtu | FALSE | L | Annual | Seasons Included | Seasons | Winter, WintShld, Summer | Winter, WintShld, Summer | Winter, WintShld, Summer | Winter, WintShld, Summer | Winter, WintShld, Summer | Winter, WintShld, Summer | Winter, WintShld, Summer
NSR Burlington Unit 1 SO2 Rate v5.16 | 621 | 7660 | Rate Constraint in lbs/MMBtu | FALSE | L | Annual | Standard SO2 | lb/MMBtu | 0.75 | 0.75 | 0.75 | 0.75 | 0.75 | 0.75 | 0.75
NSR Burlington Unit 1 SO2 Rate v5.16 | 621 | 7660 | Rate Constraint in lbs/MMBtu | FALSE | L | Annual | Emissions at Affected Plants SO2 | Thousand Tons | 0 | 0 | 0 | 0 | 0 | 0 | 0
NSR Burlington Unit 1 SO2 Rate v5.16 | 621 | 7660 | Rate Constraint in lbs/MMBtu | FALSE | L | Annual | Allowances Purchased SO2 | Thousand Tons | 0 | 0 | 0 | 0 | 0 | 0 | 0
NSR Burlington Unit 1 SO2 Rate v5.16 | 621 | 7660 | Rate Constraint in lbs/MMBtu | FALSE | L | Annual | Allowances Sold SO2 | Thousand Tons | 0 | 0 | 0 | 0 | 0 | 0 | 0
NSR Burlington Unit 1 SO2 Rate v5.16 | 621 | 7660 | Rate Constraint in lbs/MMBtu | FALSE | L | Annual | Allowances Banked | Thousand Tons | 0 | 0 | 0 | 0 | 0 | 0 | 0
NSR Burlington Unit 1 SO2 Rate v5.16 | 621 | 7660 | Rate Constraint in lbs/MMBtu | FALSE | L | Annual | Allowances Withdrawn (1:1) | Thousand Tons | 0 | 0 | 0 | 0 | 0 | 0 | 0
NSR Burlington Unit 1 SO2 Rate v5.16 | 621 | 7660 | Rate Constraint in lbs/MMBtu | FALSE | L | Annual | Allowances Withdrawn (n:1) | Thousand Tons | 0 | 0 | 0 | 0 | 0 | 0 | 0
NSR Burlington Unit 1 SO2 Rate v5.16 | 621 | 7660 | Rate Constraint in lbs/MMBtu | FALSE | L | Annual | Net Emissions Allowance Position | Thousand Tons | 0 | 0 | 0 | 0 | 0 | 0 | 0
NSR Burlington Unit 1 SO2 Rate v5.16 | 621 | 7660 | Rate Constraint in lbs/MMBtu | FALSE | L | Annual | Fuel Consumed | TBtu | 3.8042 | 4.8442 | 0 | 0 | 0 | 0 | 0
NSR Burlington Unit 1 SO2 Rate v5.16 | 621 | 7660 | Rate Constraint in lbs/MMBtu | FALSE | L | Annual | Rate | lb/MMBtu | 0 | 0 | 0 | 0 | 0 | 0 | 0
NSR Burlington Unit 1 SO2 Rate v5.16 | 621 | 7660 | Rate Constraint in lbs/MMBtu | FALSE | L | Annual | Generation | TWh | 0.54858 | 0.69856 | 0 | 0 | 0 | 0 | 0
NSR Burlington Unit 1 SO2 Rate v5.16 | 621 | 7660 | Rate Constraint in lbs/MMBtu | FALSE | L | Annual | Qualifying Generation | TWh | 0.36234 | 0.46139 | 0 | 0 | 0 | 0 | 0
NSR Burlington Unit 1 SO2 Rate v5.16 | 621 | 7660 | Rate Constraint in lbs/MMBtu | FALSE | L | Annual | Rate | lb/MWh | 0 | 0 | 0 | 0 | 0 | 0 | 0
NSR Burlington Unit 1 SO2 Rate v5.16 | 621 | 7660 | Rate Constraint in lbs/MMBtu | FALSE | L | Annual | Constraint Shadow Price | US2019$/Ton | 0 | 0 | 0 | 0 | 0 | 0 | 0
NSR Campbell 1 - SO2 Rate Annual v5.14 | 622 | 7494 | Rate Constraint in lbs/MMBtu | FALSE | L | Annual | Seasons Included | Seasons | Winter, WintShld, Summer | Winter, WintShld, Summer | Winter, WintShld, Summer | Winter, WintShld, Summer | Winter, WintShld, Summer | Winter, WintShld, Summer | Winter, WintShld, Summer
NSR Campbell 1 - SO2 Rate Annual v5.14 | 622 | 7494 | Rate Constraint in lbs/MMBtu | FALSE | L | Annual | Standard SO2 | lb/MMBtu | 0.29 | 0.29 | 0.29 | 0.29 | 0.29 | 0.29 | 0.29
NSR Campbell 1 - SO2 Rate Annual v5.14 | 622 | 7494 | Rate Constraint in lbs/MMBtu | FALSE | L | Annual | Emissions at Affected Plants SO2 | Thousand Tons | 0 | 0 | 0 | 0 | 0 | 0 | 0
NSR Campbell 1 - SO2 Rate Annual v5.14 | 622 | 7494 | Rate Constraint in lbs/MMBtu | FALSE | L | Annual | Allowances Purchased SO2 | Thousand Tons | 0 | 0 | 0 | 0 | 0 | 0 | 0
NSR Campbell 1 - SO2 Rate Annual v5.14 | 622 | 7494 | Rate Constraint in lbs/MMBtu | FALSE | L | Annual | Allowances Sold SO2 | Thousand Tons | 0 | 0 | 0 | 0 | 0 | 0 | 0
NSR Campbell 1 - SO2 Rate Annual v5.14 | 622 | 7494 | Rate Constraint in lbs/MMBtu | FALSE | L | Annual | Allowances Banked | Thousand Tons | 0 | 0 | 0 | 0 | 0 | 0 | 0
NSR Campbell 1 - SO2 Rate Annual v5.14 | 622 | 7494 | Rate Constraint in lbs/MMBtu | FALSE | L | Annual | Allowances Withdrawn (1:1) | Thousand Tons | 0 | 0 | 0 | 0 | 0 | 0 | 0
NSR Campbell 1 - SO2 Rate Annual v5.14 | 622 | 7494 | Rate Constraint in lbs/MMBtu | FALSE | L | Annual | Allowances Withdrawn (n:1) | Thousand Tons | 0 | 0 | 0 | 0 | 0 | 0 | 0
NSR Campbell 1 - SO2 Rate Annual v5.14 | 622 | 7494 | Rate Constraint in lbs/MMBtu | FALSE | L | Annual | Net Emissions Allowance Position | Thousand Tons | 0 | 0 | 0 | 0 | 0 | 0 | 0
NSR Campbell 1 - SO2 Rate Annual v5.14 | 622 | 7494 | Rate Constraint in lbs/MMBtu | FALSE | L | Annual | Fuel Consumed | TBtu | 0 | 0 | 0 | 0 | 0 | 0 | 0
NSR Campbell 1 - SO2 Rate Annual v5.14 | 622 | 7494 | Rate Constraint in lbs/MMBtu | FALSE | L | Annual | Rate | lb/MMBtu | 0 | 0 | 0 | 0 | 0 | 0 | 0
NSR Campbell 1 - SO2 Rate Annual v5.14 | 622 | 7494 | Rate Constraint in lbs/MMBtu | FALSE | L | Annual | Generation | TWh | 0 | 0 | 0 | 0 | 0 | 0 | 0
NSR Campbell 1 - SO2 Rate Annual v5.14 | 622 | 7494 | Rate Constraint in lbs/MMBtu | FALSE | L | Annual | Qualifying Generation | TWh | 0 | 0 | 0 | 0 | 0 | 0 | 0
NSR Campbell 1 - SO2 Rate Annual v5.14 | 622 | 7494 | Rate Constraint in lbs/MMBtu | FALSE | L | Annual | Rate | lb/MWh | 0 | 0 | 0 | 0 | 0 | 0 | 0
NSR Campbell 1 - SO2 Rate Annual v5.14 | 622 | 7494 | Rate Constraint in lbs/MMBtu | FALSE | L | Annual | Constraint Shadow Price | US2019$/Ton | 0 | 0 | 0 | 0 | 0 | 0 | 0
NSR Campbell 1-3 - MER Rate Annual v5.16 | 623 | 7498 | Rate Constraint in lbs/MMBtu | FALSE | L | Annual | Seasons Included | Seasons | Winter, WintShld, Summer | Winter, WintShld, Summer | Winter, WintShld, Summer | Winter, WintShld, Summer | Winter, WintShld, Summer | Winter, WintShld, Summer | Winter, WintShld, Summer
NSR Campbell 1-3 - MER Rate Annual v5.16 | 623 | 7498 | Rate Constraint in lbs/MMBtu | FALSE | L | Annual | Standard MER | lb/MMBtu | 0.015 | 0.015 | 0.015 | 0.015 | 0.015 | 0.015 | 0.015
NSR Campbell 1-3 - MER Rate Annual v5.16 | 623 | 7498 | Rate Constraint in lbs/MMBtu | FALSE | L | Annual | Emissions at Affected Plants MER | lbs | 0 | 0 | 0 | 0 | 0 | 0 | 0
NSR Campbell 1-3 - MER Rate Annual v5.16 | 623 | 7498 | Rate Constraint in lbs/MMBtu | FALSE | L | Annual | Allowances Purchased MER | lbs | 0 | 0 | 0 | 0 | 0 | 0 | 0
NSR Campbell 1-3 - MER Rate Annual v5.16 | 623 | 7498 | Rate Constraint in lbs/MMBtu | FALSE | L | Annual | Allowances Sold MER | lbs | 0 | 0 | 0 | 0 | 0 | 0 | 0
NSR Campbell 1-3 - MER Rate Annual v5.16 | 623 | 7498 | Rate Constraint in lbs/MMBtu | FALSE | L | Annual | Allowances Banked | lbs | 0 | 0 | 0 | 0 | 0 | 0 | 0
NSR Campbell 1-3 - MER Rate Annual v5.16 | 623 | 7498 | Rate Constraint in lbs/MMBtu | FALSE | L | Annual | Allowances Withdrawn (1:1) | lbs | 0 | 0 | 0 | 0 | 0 | 0 | 0
NSR Campbell 1-3 - MER Rate Annual v5.16 | 623 | 7498 | Rate Constraint in lbs/MMBtu | FALSE | L | Annual | Allowances Withdrawn (n:1) | lbs | 0 | 0 | 0 | 0 | 0 | 0 | 0
NSR Campbell 1-3 - MER Rate Annual v5.16 | 623 | 7498 | Rate Constraint in lbs/MMBtu | FALSE | L | Annual | Net Emissions Allowance Position | lbs | 0 | 0 | 0 | 0 | 0 | 0 | 0
NSR Campbell 1-3 - MER Rate Annual v5.16 | 623 | 7498 | Rate Constraint in lbs/MMBtu | FALSE | L | Annual | Fuel Consumed | TBtu | 0 | 0 | 0 | 0 | 0 | 0 | 0
NSR Campbell 1-3 - MER Rate Annual v5.16 | 623 | 7498 | Rate Constraint in lbs/MMBtu | FALSE | L | Annual | Rate | lb/MMBtu | 0 | 0 | 0 | 0 | 0 | 0 | 0
NSR Campbell 1-3 - MER Rate Annual v5.16 | 623 | 7498 | Rate Constraint in lbs/MMBtu | FALSE | L | Annual | Generation | TWh | 0 | 0 | 0 | 0 | 0 | 0 | 0
NSR Campbell 1-3 - MER Rate Annual v5.16 | 623 | 7498 | Rate Constraint in lbs/MMBtu | FALSE | L | Annual | Qualifying Generation | TWh | 0 | 0 | 0 | 0 | 0 | 0 | 0
NSR Campbell 1-3 - MER Rate Annual v5.16 | 623 | 7498 | Rate Constraint in lbs/MMBtu | FALSE | L | Annual | Rate | lb/MWh | 0 | 0 | 0 | 0 | 0 | 0 | 0
NSR Campbell 1-3 - MER Rate Annual v5.16 | 623 | 7498 | Rate Constraint in lbs/MMBtu | FALSE | L | Annual | Constraint Shadow Price | US2019$/Lb | 0 | 0 | 0 | 0 | 0 | 0 | 0
NSR Campbell 2 - SO2 Rate Annual v5.16 | 624 | 7495 | Rate Constraint in lbs/MMBtu | FALSE | L | Annual | Seasons Included | Seasons | Winter, WintShld, Summer | Winter, WintShld, Summer | Winter, WintShld, Summer | Winter, WintShld, Summer | Winter, WintShld, Summer | Winter, WintShld, Summer | Winter, WintShld, Summer
NSR Campbell 2 - SO2 Rate Annual v5.16 | 624 | 7495 | Rate Constraint in lbs/MMBtu | FALSE | L | Annual | Standard SO2 | lb/MMBtu | 0.32 | 0.32 | 0.32 | 0.32 | 0.32 | 0.32 | 0.32
NSR Campbell 2 - SO2 Rate Annual v5.16 | 624 | 7495 | Rate Constraint in lbs/MMBtu | FALSE | L | Annual | Emissions at Affected Plants SO2 | Thousand Tons | 0 | 0 | 0 | 0 | 0 | 0 | 0
NSR Campbell 2 - SO2 Rate Annual v5.16 | 624 | 7495 | Rate Constraint in lbs/MMBtu | FALSE | L | Annual | Allowances Purchased SO2 | Thousand Tons | 0 | 0 | 0 | 0 | 0 | 0 | 0
NSR Campbell 2 - SO2 Rate Annual v5.16 | 624 | 7495 | Rate Constraint in lbs/MMBtu | FALSE | L | Annual | Allowances Sold SO2 | Thousand Tons | 0 | 0 | 0 | 0 | 0 | 0 | 0
NSR Campbell 2 - SO2 Rate Annual v5.16 | 624 | 7495 | Rate Constraint in lbs/MMBtu | FALSE | L | Annual | Allowances Banked | Thousand Tons | 0 | 0 | 0 | 0 | 0 | 0 | 0
NSR Campbell 2 - SO2 Rate Annual v5.16 | 624 | 7495 | Rate Constraint in lbs/MMBtu | FALSE | L | Annual | Allowances Withdrawn (1:1) | Thousand Tons | 0 | 0 | 0 | 0 | 0 | 0 | 0
NSR Campbell 2 - SO2 Rate Annual v5.16 | 624 | 7495 | Rate Constraint in lbs/MMBtu | FALSE | L | Annual | Allowances Withdrawn (n:1) | Thousand Tons | 0 | 0 | 0 | 0 | 0 | 0 | 0
NSR Campbell 2 - SO2 Rate Annual v5.16 | 624 | 7495 | Rate Constraint in lbs/MMBtu | FALSE | L | Annual | Net Emissions Allowance Position | Thousand Tons | 0 | 0 | 0 | 0 | 0 | 0 | 0
NSR Campbell 2 - SO2 Rate Annual v5.16 | 624 | 7495 | Rate Constraint in lbs/MMBtu | FALSE | L | Annual | Fuel Consumed | TBtu | 0 | 0 | 0 | 0 | 0 | 0 | 0
NSR Campbell 2 - SO2 Rate Annual v5.16 | 624 | 7495 | Rate Constraint in lbs/MMBtu | FALSE | L | Annual | Rate | lb/MMBtu | 0 | 0 | 0 | 0 | 0 | 0 | 0
NSR Campbell 2 - SO2 Rate Annual v5.16 | 624 | 7495 | Rate Constraint in lbs/MMBtu | FALSE | L | Annual | Generation | TWh | 0 | 0 | 0 | 0 | 0 | 0 | 0
NSR Campbell 2 - SO2 Rate Annual v5.16 | 624 | 7495 | Rate Constraint in lbs/MMBtu | FALSE | L | Annual | Qualifying Generation | TWh | 0 | 0 | 0 | 0 | 0 | 0 | 0
NSR Campbell 2 - SO2 Rate Annual v5.16 | 624 | 7495 | Rate Constraint in lbs/MMBtu | FALSE | L | Annual | Rate | lb/MWh | 0 | 0 | 0 | 0 | 0 | 0 | 0
NSR Campbell 2 - SO2 Rate Annual v5.16 | 624 | 7495 | Rate Constraint in lbs/MMBtu | FALSE | L | Annual | Constraint Shadow Price | US2019$/Ton | 0 | 0 | 0 | 0 | 0 | 0 | 0
NSR Campbell 2,3 - NOX Rate Annual v5.16 | 625 | 7497 | Rate Constraint in lbs/MMBtu | FALSE | L | Annual | Seasons Included | Seasons | Winter, WintShld, Summer | Winter, WintShld, Summer | Winter, WintShld, Summer | Winter, WintShld, Summer | Winter, WintShld, Summer | Winter, WintShld, Summer | Winter, WintShld, Summer
NSR Campbell 2,3 - NOX Rate Annual v5.16 | 625 | 7497 | Rate Constraint in lbs/MMBtu | FALSE | L | Annual | Standard NOX | lb/MMBtu | 0.08 | 0.08 | 0.08 | 0.08 | 0.08 | 0.08 | 0.08
NSR Campbell 2,3 - NOX Rate Annual v5.16 | 625 | 7497 | Rate Constraint in lbs/MMBtu | FALSE | L | Annual | Emissions at Affected Plants NOX | Thousand Tons | 0 | 0 | 0 | 0 | 0 | 0 | 0
NSR Campbell 2,3 - NOX Rate Annual v5.16 | 625 | 7497 | Rate Constraint in lbs/MMBtu | FALSE | L | Annual | Allowances Purchased NOX | Thousand Tons | 0 | 0 | 0 | 0 | 0 | 0 | 0
NSR Campbell 2,3 - NOX Rate Annual v5.16 | 625 | 7497 | Rate Constraint in lbs/MMBtu | FALSE | L | Annual | Allowances Sold NOX | Thousand Tons | 0 | 0 | 0 | 0 | 0 | 0 | 0
NSR Campbell 2,3 - NOX Rate Annual v5.16 | 625 | 7497 | Rate Constraint in lbs/MMBtu | FALSE | L | Annual | Allowances Banked | Thousand Tons | 0 | 0 | 0 | 0 | 0 | 0 | 0
NSR Campbell 2,3 - NOX Rate Annual v5.16 | 625 | 7497 | Rate Constraint in lbs/MMBtu | FALSE | L | Annual | Allowances Withdrawn (1:1) | Thousand Tons | 0 | 0 | 0 | 0 | 0 | 0 | 0
NSR Campbell 2,3 - NOX Rate Annual v5.16 | 625 | 7497 | Rate Constraint in lbs/MMBtu | FALSE | L | Annual | Allowances Withdrawn (n:1) | Thousand Tons | 0 | 0 | 0 | 0 | 0 | 0 | 0
NSR Campbell 2,3 - NOX Rate Annual v5.16 | 625 | 7497 | Rate Constraint in lbs/MMBtu | FALSE | L | Annual | Net Emissions Allowance Position | Thousand Tons | 0 | 0 | 0 | 0 | 0 | 0 | 0
NSR Campbell 2,3 - NOX Rate Annual v5.16 | 625 | 7497 | Rate Constraint in lbs/MMBtu | FALSE | L | Annual | Fuel Consumed | TBtu | 0 | 0 | 0 | 0 | 0 | 0 | 0
NSR Campbell 2,3 - NOX Rate Annual v5.16 | 625 | 7497 | Rate Constraint in lbs/MMBtu | FALSE | L | Annual | Rate | lb/MMBtu | 0 | 0 | 0 | 0 | 0 | 0 | 0
NSR Campbell 2,3 - NOX Rate Annual v5.16 | 625 | 7497 | Rate Constraint in lbs/MMBtu | FALSE | L | Annual | Generation | TWh | 0 | 0 | 0 | 0 | 0 | 0 | 0
NSR Campbell 2,3 - NOX Rate Annual v5.16 | 625 | 7497 | Rate Constraint in lbs/MMBtu | FALSE | L | Annual | Qualifying Generation | TWh | 0 | 0 | 0 | 0 | 0 | 0 | 0
NSR Campbell 2,3 - NOX Rate Annual v5.16 | 625 | 7497 | Rate Constraint in lbs/MMBtu | FALSE | L | Annual | Rate | lb/MWh | 0 | 0 | 0 | 0 | 0 | 0 | 0
NSR Campbell 2,3 - NOX Rate Annual v5.16 | 625 | 7497 | Rate Constraint in lbs/MMBtu | FALSE | L | Annual | Constraint Shadow Price | US2019$/Ton | 0 | 0 | 0 | 0 | 0 | 0 | 0
NSR Campbell 3 - SO2 Rate Annual v5.14 | 626 | 7496 | Rate Constraint in lbs/MMBtu | FALSE | L | Annual | Seasons Included | Seasons | Winter, WintShld, Summer | Winter, WintShld, Summer | Winter, WintShld, Summer | Winter, WintShld, Summer | Winter, WintShld, Summer | Winter, WintShld, Summer | Winter, WintShld, Summer
NSR Campbell 3 - SO2 Rate Annual v5.14 | 626 | 7496 | Rate Constraint in lbs/MMBtu | FALSE | L | Annual | Standard SO2 | lb/MMBtu | 0.07 | 0.07 | 0.07 | 0.07 | 0.07 | 0.07 | 0.07
NSR Campbell 3 - SO2 Rate Annual v5.14 | 626 | 7496 | Rate Constraint in lbs/MMBtu | FALSE | L | Annual | Emissions at Affected Plants SO2 | Thousand Tons | 0 | 0 | 0 | 0 | 0 | 0 | 0
NSR Campbell 3 - SO2 Rate Annual v5.14 | 626 | 7496 | Rate Constraint in lbs/MMBtu | FALSE | L | Annual | Allowances Purchased SO2 | Thousand Tons | 0 | 0 | 0 | 0 | 0 | 0 | 0
NSR Campbell 3 - SO2 Rate Annual v5.14 | 626 | 7496 | Rate Constraint in lbs/MMBtu | FALSE | L | Annual | Allowances Sold SO2 | Thousand Tons | 0 | 0 | 0 | 0 | 0 | 0 | 0
NSR Campbell 3 - SO2 Rate Annual v5.14 | 626 | 7496 | Rate Constraint in lbs/MMBtu | FALSE | L | Annual | Allowances Banked | Thousand Tons | 0 | 0 | 0 | 0 | 0 | 0 | 0
NSR Campbell 3 - SO2 Rate Annual v5.14 | 626 | 7496 | Rate Constraint in lbs/MMBtu | FALSE | L | Annual | Allowances Withdrawn (1:1) | Thousand Tons | 0 | 0 | 0 | 0 | 0 | 0 | 0
NSR Campbell 3 - SO2 Rate Annual v5.14 | 626 | 7496 | Rate Constraint in lbs/MMBtu | FALSE | L | Annual | Allowances Withdrawn (n:1) | Thousand Tons | 0 | 0 | 0 | 0 | 0 | 0 | 0
NSR Campbell 3 - SO2 Rate Annual v5.14 | 626 | 7496 | Rate Constraint in lbs/MMBtu | FALSE | L | Annual | Net Emissions Allowance Position | Thousand Tons | 0 | 0 | 0 | 0 | 0 | 0 | 0
NSR Campbell 3 - SO2 Rate Annual v5.14 | 626 | 7496 | Rate Constraint in lbs/MMBtu | FALSE | L | Annual | Fuel Consumed | TBtu | 0 | 0 | 0 | 0 | 0 | 0 | 0
NSR Campbell 3 - SO2 Rate Annual v5.14 | 626 | 7496 | Rate Constraint in lbs/MMBtu | FALSE | L | Annual | Rate | lb/MMBtu | 0 | 0 | 0 | 0 | 0 | 0 | 0
NSR Campbell 3 - SO2 Rate Annual v5.14 | 626 | 7496 | Rate Constraint in lbs/MMBtu | FALSE | L | Annual | Generation | TWh | 0 | 0 | 0 | 0 | 0 | 0 | 0
NSR Campbell 3 - SO2 Rate Annual v5.14 | 626 | 7496 | Rate Constraint in lbs/MMBtu | FALSE | L | Annual | Qualifying Generation | TWh | 0 | 0 | 0 | 0 | 0 | 0 | 0
NSR Campbell 3 - SO2 Rate Annual v5.14 | 626 | 7496 | Rate Constraint in lbs/MMBtu | FALSE | L | Annual | Rate | lb/MWh | 0 | 0 | 0 | 0 | 0 | 0 | 0
NSR Campbell 3 - SO2 Rate Annual v5.14 | 626 | 7496 | Rate Constraint in lbs/MMBtu | FALSE | L | Annual | Constraint Shadow Price | US2019$/Ton | 0 | 0 | 0 | 0 | 0 | 0 | 0
NSR Chesterfield 5,6 - NOX Rate Annual v3.1, Unit 3837 and retrofits | 627 | 7431 | Rate Constraint in lbs/MMBtu | FALSE | L | Annual | Seasons Included | Seasons | Winter, WintShld, Summer | Winter, WintShld, Summer | Winter, WintShld, Summer | Winter, WintShld, Summer | Winter, WintShld, Summer | Winter, WintShld, Summer | Winter, WintShld, Summer
NSR Chesterfield 5,6 - NOX Rate Annual v3.1, Unit 3837 and retrofits | 627 | 7431 | Rate Constraint in lbs/MMBtu | FALSE | L | Annual | Standard NOX | lb/MMBtu | 0.1 | 0.1 | 0.1 | 0.1 | 0.1 | 0.1 | 0.1
NSR Chesterfield 5,6 - NOX Rate Annual v3.1, Unit 3837 and retrofits | 627 | 7431 | Rate Constraint in lbs/MMBtu | FALSE | L | Annual | Emissions at Affected Plants NOX | Thousand Tons | 0 | 0 | 0 | 0 | 0 | 0 | 0
NSR Chesterfield 5,6 - NOX Rate Annual v3.1, Unit 3837 and retrofits | 627 | 7431 | Rate Constraint in lbs/MMBtu | FALSE | L | Annual | Allowances Purchased NOX | Thousand Tons | 0 | 0 | 0 | 0 | 0 | 0 | 0
NSR Chesterfield 5,6 - NOX Rate Annual v3.1, Unit 3837 and retrofits | 627 | 7431 | Rate Constraint in lbs/MMBtu | FALSE | L | Annual | Allowances Sold NOX | Thousand Tons | 0 | 0 | 0 | 0 | 0 | 0 | 0
NSR Chesterfield 5,6 - NOX Rate Annual v3.1, Unit 3837 and retrofits | 627 | 7431 | Rate Constraint in lbs/MMBtu | FALSE | L | Annual | Allowances Banked | Thousand Tons | 0 | 0 | 0 | 0 | 0 | 0 | 0
NSR Chesterfield 5,6 - NOX Rate Annual v3.1, Unit 3837 and retrofits | 627 | 7431 | Rate Constraint in lbs/MMBtu | FALSE | L | Annual | Allowances Withdrawn (1:1) | Thousand Tons | 0 | 0 | 0 | 0 | 0 | 0 | 0
NSR Chesterfield 5,6 - NOX Rate Annual v3.1, Unit 3837 and retrofits | 627 | 7431 | Rate Constraint in lbs/MMBtu | FALSE | L | Annual | Allowances Withdrawn (n:1) | Thousand Tons | 0 | 0 | 0 | 0 | 0 | 0 | 0
NSR Chesterfield 5,6 - NOX Rate Annual v3.1, Unit 3837 and retrofits | 627 | 7431 | Rate Constraint in lbs/MMBtu | FALSE | L | Annual | Net Emissions Allowance Position | Thousand Tons | 0 | 0 | 0 | 0 | 0 | 0 | 0
NSR Chesterfield 5,6 - NOX Rate Annual v3.1, Unit 3837 and retrofits | 627 | 7431 | Rate Constraint in lbs/MMBtu | FALSE | L | Annual | Fuel Consumed | TBtu | 0 | 0 | 0 | 0 | 0 | 0 | 0
NSR Chesterfield 5,6 - NOX Rate Annual v3.1, Unit 3837 and retrofits | 627 | 7431 | Rate Constraint in lbs/MMBtu | FALSE | L | Annual | Rate | lb/MMBtu | 0 | 0 | 0 | 0 | 0 | 0 | 0
NSR Chesterfield 5,6 - NOX Rate Annual v3.1, Unit 3837 and retrofits | 627 | 7431 | Rate Constraint in lbs/MMBtu | FALSE | L | Annual | Generation | TWh | 0 | 0 | 0 | 0 | 0 | 0 | 0
NSR Chesterfield 5,6 - NOX Rate Annual v3.1, Unit 3837 and retrofits | 627 | 7431 | Rate Constraint in lbs/MMBtu | FALSE | L | Annual | Qualifying Generation | TWh | 0 | 0 | 0 | 0 | 0 | 0 | 0
NSR Chesterfield 5,6 - NOX Rate Annual v3.1, Unit 3837 and retrofits | 627 | 7431 | Rate Constraint in lbs/MMBtu | FALSE | L | Annual | Rate | lb/MWh | 0 | 0 | 0 | 0 | 0 | 0 | 0
NSR Chesterfield 5,6 - NOX Rate Annual v3.1, Unit 3837 and retrofits | 627 | 7431 | Rate Constraint in lbs/MMBtu | FALSE | L | Annual | Constraint Shadow Price | US2019$/Ton | 0 | 0 | 0 | 0 | 0 | 0 | 0
NSR Chesterfield 5,6 - NOX Rate Annual v3.1, Unit 3838 and retrofits | 628 | 7431 | Rate Constraint in lbs/MMBtu | FALSE | L | Annual | Seasons Included | Seasons | Winter, WintShld, Summer | Winter, WintShld, Summer | Winter, WintShld, Summer | Winter, WintShld, Summer | Winter, WintShld, Summer | Winter, WintShld, Summer | Winter, WintShld, Summer
NSR Chesterfield 5,6 - NOX Rate Annual v3.1, Unit 3838 and retrofits | 628 | 7431 | Rate Constraint in lbs/MMBtu | FALSE | L | Annual | Standard NOX | lb/MMBtu | 0.1 | 0.1 | 0.1 | 0.1 | 0.1 | 0.1 | 0.1
NSR Chesterfield 5,6 - NOX Rate Annual v3.1, Unit 3838 and retrofits | 628 | 7431 | Rate Constraint in lbs/MMBtu | FALSE | L | Annual | Emissions at Affected Plants NOX | Thousand Tons | 0 | 0 | 0 | 0 | 0 | 0 | 0
NSR Chesterfield 5,6 - NOX Rate Annual v3.1, Unit 3838 and retrofits | 628 | 7431 | Rate Constraint in lbs/MMBtu | FALSE | L | Annual | Allowances Purchased NOX | Thousand Tons | 0 | 0 | 0 | 0 | 0 | 0 | 0
NSR Chesterfield 5,6 - NOX Rate Annual v3.1, Unit 3838 and retrofits | 628 | 7431 | Rate Constraint in lbs/MMBtu | FALSE | L | Annual | Allowances Sold NOX | Thousand Tons | 0 | 0 | 0 | 0 | 0 | 0 | 0
NSR Chesterfield 5,6 - NOX Rate Annual v3.1, Unit 3838 and retrofits | 628 | 7431 | Rate Constraint in lbs/MMBtu | FALSE | L | Annual | Allowances Banked | Thousand Tons | 0 | 0 | 0 | 0 | 0 | 0 | 0
NSR Chesterfield 5,6 - NOX Rate Annual v3.1, Unit 3838 and retrofits | 628 | 7431 | Rate Constraint in lbs/MMBtu | FALSE | L | Annual | Allowances Withdrawn (1:1) | Thousand Tons | 0 | 0 | 0 | 0 | 0 | 0 | 0
NSR Chesterfield 5,6 - NOX Rate Annual v3.1, Unit 3838 and retrofits | 628 | 7431 | Rate Constraint in lbs/MMBtu | FALSE | L | Annual | Allowances Withdrawn (n:1) | Thousand Tons | 0 | 0 | 0 | 0 | 0 | 0 | 0
NSR Chesterfield 5,6 - NOX Rate Annual v3.1, Unit 3838 and retrofits | 628 | 7431 | Rate Constraint in lbs/MMBtu | FALSE | L | Annual | Net Emissions Allowance Position | Thousand Tons | 0 | 0 | 0 | 0 | 0 | 0 | 0
NSR Chesterfield 5,6 - NOX Rate Annual v3.1, Unit 3838 and retrofits | 628 | 7431 | Rate Constraint in lbs/MMBtu | FALSE | L | Annual | Fuel Consumed | TBtu | 0 | 0 | 0 | 0 | 0 | 0 | 0
NSR Chesterfield 5,6 - NOX Rate Annual v3.1, Unit 3838 and retrofits | 628 | 7431 | Rate Constraint in lbs/MMBtu | FALSE | L | Annual | Rate | lb/MMBtu | 0 | 0 | 0 | 0 | 0 | 0 | 0
NSR Chesterfield 5,6 - NOX Rate Annual v3.1, Unit 3838 and retrofits | 628 | 7431 | Rate Constraint in lbs/MMBtu | FALSE | L | Annual | Generation | TWh | 0 | 0 | 0 | 0 | 0 | 0 | 0
NSR Chesterfield 5,6 - NOX Rate Annual v3.1, Unit 3838 and retrofits | 628 | 7431 | Rate Constraint in lbs/MMBtu | FALSE | L | Annual | Qualifying Generation | TWh | 0 | 0 | 0 | 0 | 0 | 0 | 0
NSR Chesterfield 5,6 - NOX Rate Annual v3.1, Unit 3838 and retrofits | 628 | 7431 | Rate Constraint in lbs/MMBtu | FALSE | L | Annual | Rate | lb/MWh | 0 | 0 | 0 | 0 | 0 | 0 | 0
NSR Chesterfield 5,6 - NOX Rate Annual v3.1, Unit 3838 and retrofits | 628 | 7431 | Rate Constraint in lbs/MMBtu | FALSE | L | Annual | Constraint Shadow Price | US2019$/Ton | 0 | 0 | 0 | 0 | 0 | 0 | 0
NSR Clifty Creek 1-6 - SO2 Cap Annual v5.16 | 629 | 7502 | Rate Constraint in MTons | FALSE | L | Annual | Seasons Included | Seasons | Winter, WintShld, Summer | Winter, WintShld, Summer | Winter, WintShld, Summer | Winter, WintShld, Summer | Winter, WintShld, Summer | Winter, WintShld, Summer | Winter, WintShld, Summer
NSR Clifty Creek 1-6 - SO2 Cap Annual v5.16 | 629 | 7502 | Rate Constraint in MTons | FALSE | L | Annual | Standard SO2 | Thousand Tons | 11.503 | 11.503 | 11.503 | 11.503 | 11.503 | 11.503 | 11.503
NSR Clifty Creek 1-6 - SO2 Cap Annual v5.16 | 629 | 7502 | Rate Constraint in MTons | FALSE | L | Annual | Emissions at Affected Plants SO2 | Thousand Tons | 3.9509 | 1.6569 | 0 | 0 | 0 | 0 | 0
NSR Clifty Creek 1-6 - SO2 Cap Annual v5.16 | 629 | 7502 | Rate Constraint in MTons | FALSE | L | Annual | Allowances Purchased SO2 | Thousand Tons | 0 | 0 | 0 | 0 | 0 | 0 | 0
NSR Clifty Creek 1-6 - SO2 Cap Annual v5.16 | 629 | 7502 | Rate Constraint in MTons | FALSE | L | Annual | Allowances Sold SO2 | Thousand Tons | 0 | 0 | 0 | 0 | 0 | 0 | 0
NSR Clifty Creek 1-6 - SO2 Cap Annual v5.16 | 629 | 7502 | Rate Constraint in MTons | FALSE | L | Annual | Allowances Banked | Thousand Tons | 0 | 0 | 0 | 0 | 0 | 0 | 0
NSR Clifty Creek 1-6 - SO2 Cap Annual v5.16 | 629 | 7502 | Rate Constraint in MTons | FALSE | L | Annual | Allowances Withdrawn (1:1) | Thousand Tons | 0 | 0 | 0 | 0 | 0 | 0 | 0
NSR Clifty Creek 1-6 - SO2 Cap Annual v5.16 | 629 | 7502 | Rate Constraint in MTons | FALSE | L | Annual | Allowances Withdrawn (n:1) | Thousand Tons | 0 | 0 | 0 | 0 | 0 | 0 | 0
NSR Clifty Creek 1-6 - SO2 Cap Annual v5.16 | 629 | 7502 | Rate Constraint in MTons | FALSE | L | Annual | Net Emissions Allowance Position | Thousand Tons | 3.9509 | 1.6569 | 0 | 0 | 0 | 0 | 0
NSR Clifty Creek 1-6 - SO2 Cap Annual v5.16 | 629 | 7502 | Rate Constraint in MTons | FALSE | L | Annual | Fuel Consumed | TBtu | 78.3765 | 31.61 | 0 | 0 | 0 | 0 | 0
NSR Clifty Creek 1-6 - SO2 Cap Annual v5.16 | 629 | 7502 | Rate Constraint in MTons | FALSE | L | Annual | Rate | lb/MMBtu | 0.10082 | 0.10483 | 0 | 0 | 0 | 0 | 0
NSR Clifty Creek 1-6 - SO2 Cap Annual v5.16 | 629 | 7502 | Rate Constraint in MTons | FALSE | L | Annual | Generation | TWh | 7.293 | 2.9341 | 0 | 0 | 0 | 0 | 0
NSR Clifty Creek 1-6 - SO2 Cap Annual v5.16 | 629 | 7502 | Rate Constraint in MTons | FALSE | L | Annual | Qualifying Generation | TWh | 7.293 | 2.9341 | 0 | 0 | 0 | 0 | 0
NSR Clifty Creek 1-6 - SO2 Cap Annual v5.16 | 629 | 7502 | Rate Constraint in MTons | FALSE | L | Annual | Rate | lb/MWh | 1.0835 | 1.1294 | 0 | 0 | 0 | 0 | 0
NSR Clifty Creek 1-6 - SO2 Cap Annual v5.16 | 629 | 7502 | Rate Constraint in MTons | FALSE | L | Annual | Constraint Shadow Price | US2019$/Ton | 0 | 0 | 0 | 0 | 0 | 0 | 0
NSR ClinchRiver 1-3 - SO2 Cap Annual v3.1 | 630 | 7373 | Rate Constraint in MTons | FALSE | L | Annual | Seasons Included | Seasons | Winter, WintShld, Summer | Winter, WintShld, Summer | Winter, WintShld, Summer | Winter, WintShld, Summer | Winter, WintShld, Summer | Winter, WintShld, Summer | Winter, WintShld, Summer
NSR ClinchRiver 1-3 - SO2 Cap Annual v3.1 | 630 | 7373 | Rate Constraint in MTons | FALSE | L | Annual | Standard SO2 | Thousand Tons | 16.3 | 16.3 | 16.3 | 16.3 | 16.3 | 16.3 | 16.3
NSR ClinchRiver 1-3 - SO2 Cap Annual v3.1 | 630 | 7373 | Rate Constraint in MTons | FALSE | L | Annual | Emissions at Affected Plants SO2 | Thousand Tons | 0 | 0 | 0 | 0 | 0 | 0 | 0
NSR ClinchRiver 1-3 - SO2 Cap Annual v3.1 | 630 | 7373 | Rate Constraint in MTons | FALSE | L | Annual | Allowances Purchased SO2 | Thousand Tons | 0 | 0 | 0 | 0 | 0 | 0 | 0
NSR ClinchRiver 1-3 - SO2 Cap Annual v3.1 | 630 | 7373 | Rate Constraint in MTons | FALSE | L | Annual | Allowances Sold SO2 | Thousand Tons | 0 | 0 | 0 | 0 | 0 | 0 | 0
NSR ClinchRiver 1-3 - SO2 Cap Annual v3.1 | 630 | 7373 | Rate Constraint in MTons | FALSE | L | Annual | Allowances Banked | Thousand Tons | 0 | 0 | 0 | 0 | 0 | 0 | 0
NSR ClinchRiver 1-3 - SO2 Cap Annual v3.1 | 630 | 7373 | Rate Constraint in MTons | FALSE | L | Annual | Allowances Withdrawn (1:1) | Thousand Tons | 0 | 0 | 0 | 0 | 0 | 0 | 0
NSR ClinchRiver 1-3 - SO2 Cap Annual v3.1 | 630 | 7373 | Rate Constraint in MTons | FALSE | L | Annual | Allowances Withdrawn (n:1) | Thousand Tons | 0 | 0 | 0 | 0 | 0 | 0 | 0
NSR ClinchRiver 1-3 - SO2 Cap Annual v3.1 | 630 | 7373 | Rate Constraint in MTons | FALSE | L | Annual | Net Emissions Allowance Position | Thousand Tons | 0 | 0 | 0 | 0 | 0 | 0 | 0
NSR ClinchRiver 1-3 - SO2 Cap Annual v3.1 | 630 | 7373 | Rate Constraint in MTons | FALSE | L | Annual | Fuel Consumed | TBtu | 0 | 6.7276 | 0 | 0 | 0 | 0 | 0
NSR ClinchRiver 1-3 - SO2 Cap Annual v3.1 | 630 | 7373 | Rate Constraint in MTons | FALSE | L | Annual | Rate | lb/MMBtu | 0 | 0 | 0 | 0 | 0 | 0 | 0
NSR ClinchRiver 1-3 - SO2 Cap Annual v3.1 | 630 | 7373 | Rate Constraint in MTons | FALSE | L | Annual | Generation | TWh | 0 | 0.58877 | 0 | 0 | 0 | 0 | 0
NSR ClinchRiver 1-3 - SO2 Cap Annual v3.1 | 630 | 7373 | Rate Constraint in MTons | FALSE | L | Annual | Qualifying Generation | TWh | 0 | 0.58877 | 0 | 0 | 0 | 0 | 0
NSR ClinchRiver 1-3 - SO2 Cap Annual v3.1 | 630 | 7373 | Rate Constraint in MTons | FALSE | L | Annual | Rate | lb/MWh | 0 | 0 | 0 | 0 | 0 | 0 | 0
NSR ClinchRiver 1-3 - SO2 Cap Annual v3.1 | 630 | 7373 | Rate Constraint in MTons | FALSE | L | Annual | Constraint Shadow Price | US2019$/Ton | 0 | 0 | 0 | 0 | 0 | 0 | 0
NSR Columbia 1 & 2- NOx Cap Annual v5.13 | 631 | 7418 | Rate Constraint in MTons | FALSE | L | Annual | Seasons Included | Seasons | Winter, WintShld, Summer | Winter, WintShld, Summer | Winter, WintShld, Summer | Winter, WintShld, Summer | Winter, WintShld, Summer | Winter, WintShld, Summer | Winter, WintShld, Summer
NSR Columbia 1 & 2- NOx Cap Annual v5.13 | 631 | 7418 | Rate Constraint in MTons | FALSE | L | Annual | Standard NOX | Thousand Tons | 4.3 | 4.3 | 4.3 | 4.3 | 4.3 | 4.3 | 4.3
NSR Columbia 1 & 2- NOx Cap Annual v5.13 | 631 | 7418 | Rate Constraint in MTons | FALSE | L | Annual | Emissions at Affected Plants NOX | Thousand Tons | 0 | 0 | 0 | 0 | 0 | 0 | 0
NSR Columbia 1 & 2- NOx Cap Annual v5.13 | 631 | 7418 | Rate Constraint in MTons | FALSE | L | Annual | Allowances Purchased NOX | Thousand Tons | 0 | 0 | 0 | 0 | 0 | 0 | 0
NSR Columbia 1 & 2- NOx Cap Annual v5.13 | 631 | 7418 | Rate Constraint in MTons | FALSE | L | Annual | Allowances Sold NOX | Thousand Tons | 0 | 0 | 0 | 0 | 0 | 0 | 0
NSR Columbia 1 & 2- NOx Cap Annual v5.13 | 631 | 7418 | Rate Constraint in MTons | FALSE | L | Annual | Allowances Banked | Thousand Tons | 0 | 0 | 0 | 0 | 0 | 0 | 0
NSR Columbia 1 & 2- NOx Cap Annual v5.13 | 631 | 7418 | Rate Constraint in MTons | FALSE | L | Annual | Allowances Withdrawn (1:1) | Thousand Tons | 0 | 0 | 0 | 0 | 0 | 0 | 0
NSR Columbia 1 & 2- NOx Cap Annual v5.13 | 631 | 7418 | Rate Constraint in MTons | FALSE | L | Annual | Allowances Withdrawn (n:1) | Thousand Tons | 0 | 0 | 0 | 0 | 0 | 0 | 0
NSR Columbia 1 & 2- NOx Cap Annual v5.13 | 631 | 7418 | Rate Constraint in MTons | FALSE | L | Annual | Net Emissions Allowance Position | Thousand Tons | 0 | 0 | 0 | 0 | 0 | 0 | 0
NSR Columbia 1 & 2- NOx Cap Annual v5.13 | 631 | 7418 | Rate Constraint in MTons | FALSE | L | Annual | Fuel Consumed | TBtu | 0 | 0 | 0 | 0 | 0 | 0 | 0
NSR Columbia 1 & 2- NOx Cap Annual v5.13 | 631 | 7418 | Rate Constraint in MTons | FALSE | L | Annual | Rate | lb/MMBtu | 0 | 0 | 0 | 0 | 0 | 0 | 0
NSR Columbia 1 & 2- NOx Cap Annual v5.13 | 631 | 7418 | Rate Constraint in MTons | FALSE | L | Annual | Generation | TWh | 0 | 0 | 0 | 0 | 0 | 0 | 0
NSR Columbia 1 & 2- NOx Cap Annual v5.13 | 631 | 7418 | Rate Constraint in MTons | FALSE | L | Annual | Qualifying Generation | TWh | 0 | 0 | 0 | 0 | 0 | 0 | 0
NSR Columbia 1 & 2- NOx Cap Annual v5.13 | 631 | 7418 | Rate Constraint in MTons | FALSE | L | Annual | Rate | lb/MWh | 0 | 0 | 0 | 0 | 0 | 0 | 0
NSR Columbia 1 & 2- NOx Cap Annual v5.13 | 631 | 7418 | Rate Constraint in MTons | FALSE | L | Annual | Constraint Shadow Price | US2019$/Ton | 0 | 0 | 0 | 0 | 0 | 0 | 0
NSR Columbia 1 & 2- SO2 Cap Annual v5.13 | 632 | 7419 | Rate Constraint in MTons | FALSE | L | Annual | Seasons Included | Seasons | Winter, WintShld, Summer | Winter, WintShld, Summer | Winter, WintShld, Summer | Winter, WintShld, Summer | Winter, WintShld, Summer | Winter, WintShld, Summer | Winter, WintShld, Summer
NSR Columbia 1 & 2- SO2 Cap Annual v5.13 | 632 | 7419 | Rate Constraint in MTons | FALSE | L | Annual | Standard SO2 | Thousand Tons | 3.286 | 3.286 | 3.286 | 3.286 | 3.286 | 3.286 | 3.286
NSR Columbia 1 & 2- SO2 Cap Annual v5.13 | 632 | 7419 | Rate Constraint in MTons | FALSE | L | Annual | Emissions at Affected Plants SO2 | Thousand Tons | 0 | 0 | 0 | 0 | 0 | 0 | 0
NSR Columbia 1 & 2- SO2 Cap Annual v5.13 | 632 | 7419 | Rate Constraint in MTons | FALSE | L | Annual | Allowances Purchased SO2 | Thousand Tons | 0 | 0 | 0 | 0 | 0 | 0 | 0
NSR Columbia 1 & 2- SO2 Cap Annual v5.13 | 632 | 7419 | Rate Constraint in MTons | FALSE | L | Annual | Allowances Sold SO2 | Thousand Tons | 0 | 0 | 0 | 0 | 0 | 0 | 0
NSR Columbia 1 & 2- SO2 Cap Annual v5.13 | 632 | 7419 | Rate Constraint in MTons | FALSE | L | Annual | Allowances Banked | Thousand Tons | 0 | 0 | 0 | 0 | 0 | 0 | 0
NSR Columbia 1 & 2- SO2 Cap Annual v5.13 | 632 | 7419 | Rate Constraint in MTons | FALSE | L | Annual | Allowances Withdrawn (1:1) | Thousand Tons | 0 | 0 | 0 | 0 | 0 | 0 | 0
NSR Columbia 1 & 2- SO2 Cap Annual v5.13 | 632 | 7419 | Rate Constraint in MTons | FALSE | L | Annual | Allowances Withdrawn (n:1) | Thousand Tons | 0 | 0 | 0 | 0 | 0 | 0 | 0
NSR Columbia 1 & 2- SO2 Cap Annual v5.13 | 632 | 7419 | Rate Constraint in MTons | FALSE | L | Annual | Net Emissions Allowance Position | Thousand Tons | 0 | 0 | 0 | 0 | 0 | 0 | 0
NSR Columbia 1 & 2- SO2 Cap Annual v5.13 | 632 | 7419 | Rate Constraint in MTons | FALSE | L | Annual | Fuel Consumed | TBtu | 0 | 0 | 0 | 0 | 0 | 0 | 0
NSR Columbia 1 & 2- SO2 Cap Annual v5.13 | 632 | 7419 | Rate Constraint in MTons | FALSE | L | Annual | Rate | lb/MMBtu | 0 | 0 | 0 | 0 | 0 | 0 | 0
NSR Columbia 1 & 2- SO2 Cap Annual v5.13 | 632 | 7419 | Rate Constraint in MTons | FALSE | L | Annual | Generation | TWh | 0 | 0 | 0 | 0 | 0 | 0 | 0
NSR Columbia 1 & 2- SO2 Cap Annual v5.13 | 632 | 7419 | Rate Constraint in MTons | FALSE | L | Annual | Qualifying Generation | TWh | 0 | 0 | 0 | 0 | 0 | 0 | 0
NSR Columbia 1 & 2- SO2 Cap Annual v5.13 | 632 | 7419 | Rate Constraint in MTons | FALSE | L | Annual | Rate | lb/MWh | 0 | 0 | 0 | 0 | 0 | 0 | 0
NSR Columbia 1 & 2- SO2 Cap Annual v5.13 | 632 | 7419 | Rate Constraint in MTons | FALSE | L | Annual | Constraint Shadow Price | US2019$/Ton | 0 | 0 | 0 | 0 | 0 | 0 | 0
NSR Columbia 1 & 2- SO2 Rate Annual v5.13 | 633 | 7479 | Rate Constraint in lbs/MMBtu | FALSE | L | Annual | Seasons Included | Seasons | Winter, WintShld, Summer | Winter, WintShld, Summer | Winter, WintShld, Summer | Winter, WintShld, Summer | Winter, WintShld, Summer | Winter, WintShld, Summer | Winter, WintShld, Summer
NSR Columbia 1 & 2- SO2 Rate Annual v5.13 | 633 | 7479 | Rate Constraint in lbs/MMBtu | FALSE | L | Annual | Standard SO2 | lb/MMBtu | 0.075 | 0.075 | 0.075 | 0.075 | 0.075 | 0.075 | 0.075
NSR Columbia 1 & 2- SO2 Rate Annual v5.13 | 633 | 7479 | Rate Constraint in lbs/MMBtu | FALSE | L | Annual | Emissions at Affected Plants SO2 | Thousand Tons | 0 | 0 | 0 | 0 | 0 | 0 | 0
NSR Columbia 1 & 2- SO2 Rate Annual v5.13 | 633 | 7479 | Rate Constraint in lbs/MMBtu | FALSE | L | Annual | Allowances Purchased SO2 | Thousand Tons | 0 | 0 | 0 | 0 | 0 | 0 | 0
NSR Columbia 1 & 2- SO2 Rate Annual v5.13 | 633 | 7479 | Rate Constraint in lbs/MMBtu | FALSE | L | Annual | Allowances Sold SO2 | Thousand Tons | 0 | 0 | 0 | 0 | 0 | 0 | 0
NSR Columbia 1 & 2- SO2 Rate Annual v5.13 | 633 | 7479 | Rate Constraint in lbs/MMBtu | FALSE | L | Annual | Allowances Banked | Thousand Tons | 0 | 0 | 0 | 0 | 0 | 0 | 0
NSR Columbia 1 & 2- SO2 Rate Annual v5.13 | 633 | 7479 | Rate Constraint in lbs/MMBtu | FALSE | L | Annual | Allowances Withdrawn (1:1) | Thousand Tons | 0 | 0 | 0 | 0 | 0 | 0 | 0
NSR Columbia 1 & 2- SO2 Rate Annual v5.13 | 633 | 7479 | Rate Constraint in lbs/MMBtu | FALSE | L | Annual | Allowances Withdrawn (n:1) | Thousand Tons | 0 | 0 | 0 | 0 | 0 | 0 | 0
NSR Columbia 1 & 2- SO2 Rate Annual v5.13 | 633 | 7479 | Rate Constraint in lbs/MMBtu | FALSE | L | Annual | Net Emissions Allowance Position | Thousand Tons | 0 | 0 | 0 | 0 | 0 | 0 | 0
NSR Columbia 1 & 2- SO2 Rate Annual v5.13 | 633 | 7479 | Rate Constraint in lbs/MMBtu | FALSE | L | Annual | Fuel Consumed | TBtu | 0 | 0 | 0 | 0 | 0 | 0 | 0
NSR Columbia 1 & 2- SO2 Rate Annual v5.13 | 633 | 7479 | Rate Constraint in lbs/MMBtu | FALSE | L | Annual | Rate | lb/MMBtu | 0 | 0 | 0 | 0 | 0 | 0 | 0
NSR Columbia 1 & 2- SO2 Rate Annual v5.13 | 633 | 7479 | Rate Constraint in lbs/MMBtu | FALSE | L | Annual | Generation | TWh | 0 | 0 | 0 | 0 | 0 | 0 | 0
NSR Columbia 1 & 2- SO2 Rate Annual v5.13 | 633 | 7479 | Rate Constraint in lbs/MMBtu | FALSE | L | Annual | Qualifying Generation | TWh | 0 | 0 | 0 | 0 | 0 | 0 | 0
NSR Columbia 1 & 2- SO2 Rate Annual v5.13 | 633 | 7479 | Rate Constraint in lbs/MMBtu | FALSE | L | Annual | Rate | lb/MWh | 0 | 0 | 0 | 0 | 0 | 0 | 0
NSR Columbia 1 & 2- SO2 Rate Annual v5.13 | 633 | 7479 | Rate Constraint in lbs/MMBtu | FALSE | L | Annual | Constraint Shadow Price | US2019$/Ton | 0 | 0 | 0 | 0 | 0 | 0 | 0
NSR Columbia 1- Hg Rate Annual v5.13 | 634 | 7482 | Rate Constraint in lbs/MMBtu | FALSE | L | Annual | Seasons Included | Seasons | Winter, WintShld, Summer | Winter, WintShld, Summer | Winter, WintShld, Summer | Winter, WintShld, Summer | Winter, WintShld, Summer | Winter, WintShld, Summer | Winter, WintShld, Summer
NSR Columbia 1- Hg Rate Annual v5.13 | 634 | 7482 | Rate Constraint in lbs/MMBtu | FALSE | L | Annual | Standard MER | lb/MMBtu | 0.015 | 0.015 | 0.015 | 0.015 | 0.015 | 0.015 | 0.015
NSR Columbia 1- Hg Rate Annual v5.13 | 634 | 7482 | Rate Constraint in lbs/MMBtu | FALSE | L | Annual | Emissions at Affected Plants MER | lbs | 0 | 0 | 0 | 0 | 0 | 0 | 0
NSR Columbia 1- Hg Rate Annual v5.13 | 634 | 7482 | Rate Constraint in lbs/MMBtu | FALSE | L | Annual | Allowances Purchased MER | lbs | 0 | 0 | 0 | 0 | 0 | 0 | 0
NSR Columbia 1- Hg Rate Annual v5.13 | 634 | 7482 | Rate Constraint in lbs/MMBtu | FALSE | L | Annual | Allowances Sold MER | lbs | 0 | 0 | 0 | 0 | 0 | 0 | 0
NSR Columbia 1- Hg Rate Annual v5.13 | 634 | 7482 | Rate Constraint in lbs/MMBtu | FALSE | L | Annual | Allowances Banked | lbs | 0 | 0 | 0 | 0 | 0 | 0 | 0
NSR Columbia 1- Hg Rate Annual v5.13 | 634 | 7482 | Rate Constraint in lbs/MMBtu | FALSE | L | Annual | Allowances Withdrawn (1:1) | lbs | 0 | 0 | 0 | 0 | 0 | 0 | 0
NSR Columbia 1- Hg Rate Annual v5.13 | 634 | 7482 | Rate Constraint in lbs/MMBtu | FALSE | L | Annual | Allowances Withdrawn (n:1) | lbs | 0 | 0 | 0 | 0 | 0 | 0 | 0
NSR Columbia 1- Hg Rate Annual v5.13 | 634 | 7482 | Rate Constraint in lbs/MMBtu | FALSE | L | Annual | Net Emissions Allowance Position | lbs | 0 | 0 | 0 | 0 | 0 | 0 | 0
NSR Columbia 1- Hg Rate Annual v5.13 | 634 | 7482 | Rate Constraint in lbs/MMBtu | FALSE | L | Annual | Fuel Consumed | TBtu | 0 | 0 | 0 | 0 | 0 | 0 | 0
NSR Columbia 1- Hg Rate Annual v5.13 | 634 | 7482 | Rate Constraint in lbs/MMBtu | FALSE | L | Annual | Rate | lb/MMBtu | 0 | 0 | 0 | 0 | 0 | 0 | 0
NSR Columbia 1- Hg Rate Annual v5.13 | 634 | 7482 | Rate Constraint in lbs/MMBtu | FALSE | L | Annual | Generation | TWh | 0 | 0 | 0 | 0 | 0 | 0 | 0
NSR Columbia 1- Hg Rate Annual v5.13 | 634 | 7482 | Rate Constraint in lbs/MMBtu | FALSE | L | Annual | Qualifying Generation | TWh | 0 | 0 | 0 | 0 | 0 | 0 | 0
NSR Columbia 1- Hg Rate Annual v5.13 | 634 | 7482 | Rate Constraint in lbs/MMBtu | FALSE | L | Annual | Rate | lb/MWh | 0 | 0 | 0 | 0 | 0 | 0 | 0
NSR Columbia 1- Hg Rate Annual v5.13 | 634 | 7482 | Rate Constraint in lbs/MMBtu | FALSE | L | Annual | Constraint Shadow Price | US2019$/Lb | 0 | 0 | 0 | 0 | 0 | 0 | 0
NSR Columbia 1- NOx Rate Annual v5.13 | 635 | 7480 | Rate Constraint in lbs/MMBtu | FALSE | L | Annual | Seasons Included | Seasons | Winter, WintShld, Summer | Winter, WintShld, Summer | Winter, WintShld, Summer | Winter, WintShld, Summer | Winter, WintShld, Summer | Winter, WintShld, Summer | Winter, WintShld, Summer
NSR Columbia 1- NOx Rate Annual v5.13 | 635 | 7480 | Rate Constraint in lbs/MMBtu | FALSE | L | Annual | Standard NOX | lb/MMBtu | 0.15 | 0.15 | 0.15 | 0.15 | 0.15 | 0.15 | 0.15
NSR Columbia 1- NOx Rate Annual v5.13 | 635 | 7480 | Rate Constraint in lbs/MMBtu | FALSE | L | Annual | Emissions at Affected Plants NOX | Thousand Tons | 0 | 0 | 0 | 0 | 0 | 0 | 0
NSR Columbia 1- NOx Rate Annual v5.13 | 635 | 7480 | Rate Constraint in lbs/MMBtu | FALSE | L | Annual | Allowances Purchased NOX | Thousand Tons | 0 | 0 | 0 | 0 | 0 | 0 | 0
NSR Columbia 1- NOx Rate Annual v5.13 | 635 | 7480 | Rate Constraint in lbs/MMBtu | FALSE | L | Annual | Allowances Sold NOX | Thousand Tons | 0 | 0 | 0 | 0 | 0 | 0 | 0
NSR Columbia 1- NOx Rate Annual v5.13 | 635 | 7480 | Rate Constraint in lbs/MMBtu | FALSE | L | Annual | Allowances Banked | Thousand Tons | 0 | 0 | 0 | 0 | 0 | 0 | 0
NSR Columbia 1- NOx Rate Annual v5.13 | 635 | 7480 | Rate Constraint in lbs/MMBtu | FALSE | L | Annual | Allowances Withdrawn (1:1) | Thousand Tons | 0 | 0 | 0 | 0 | 0 | 0 | 0
NSR Columbia 1- NOx Rate Annual v5.13 | 635 | 7480 | Rate Constraint in lbs/MMBtu | FALSE | L | Annual | Allowances Withdrawn (n:1) | Thousand Tons | 0 | 0 | 0 | 0 | 0 | 0 | 0
NSR Columbia 1- NOx Rate Annual v5.13 | 635 | 7480 | Rate Constraint in lbs/MMBtu | FALSE | L | Annual | Net Emissions Allowance Position | Thousand Tons | 0 | 0 | 0 | 0 | 0 | 0 | 0
NSR Columbia 1- NOx Rate Annual v5.13 | 635 | 7480 | Rate Constraint in lbs/MMBtu | FALSE | L | Annual | Fuel Consumed | TBtu | 0 | 0 | 0 | 0 | 0 | 0 | 0
NSR Columbia 1- NOx Rate Annual v5.13 | 635 | 7480 | Rate Constraint in lbs/MMBtu | FALSE | L | Annual | Rate | lb/MMBtu | 0 | 0 | 0 | 0 | 0 | 0 | 0
NSR Columbia 1- NOx Rate Annual v5.13 | 635 | 7480 | Rate Constraint in lbs/MMBtu | FALSE | L | Annual | Generation | TWh | 0 | 0 | 0 | 0 | 0 | 0 | 0
NSR Columbia 1- NOx Rate Annual v5.13 | 635 | 7480 | Rate Constraint in lbs/MMBtu | FALSE | L | Annual | Qualifying Generation | TWh | 0 | 0 | 0 | 0 | 0 | 0 | 0
NSR Columbia 1- NOx Rate Annual v5.13 | 635 | 7480 | Rate Constraint in lbs/MMBtu | FALSE | L | Annual | Rate | lb/MWh | 0 | 0 | 0 | 0 | 0 | 0 | 0
NSR Columbia 1- NOx Rate Annual v5.13 | 635 | 7480 | Rate Constraint in lbs/MMBtu | FALSE | L | Annual | Constraint Shadow Price | US2019$/Ton | 0 | 0 | 0 | 0 | 0 | 0 | 0
NSR Columbia 2- Hg Rate Annual v5.13 | 636 | 7483 | Rate Constraint in lbs/MMBtu | FALSE | L | Annual | Seasons Included | Seasons | Winter, WintShld, Summer | Winter, WintShld, Summer | Winter, WintShld, Summer | Winter, WintShld, Summer | Winter, WintShld, Summer | Winter, WintShld, Summer | Winter, WintShld, Summer
NSR Columbia 2- Hg Rate Annual v5.13 | 636 | 7483 | Rate Constraint in lbs/MMBtu | FALSE | L | Annual | Standard MER | lb/MMBtu | 0.015 | 0.015 | 0.015 | 0.015 | 0.015 | 0.015 | 0.015
NSR Columbia 2- Hg Rate Annual v5.13 | 636 | 7483 | Rate Constraint in lbs/MMBtu | FALSE | L | Annual | Emissions at Affected Plants MER | lbs | 0 | 0 | 0 | 0 | 0 | 0 | 0
NSR Columbia 2- Hg Rate Annual v5.13 | 636 | 7483 | Rate Constraint in lbs/MMBtu | FALSE | L | Annual | Allowances Purchased MER | lbs | 0 | 0 | 0 | 0 | 0 | 0 | 0
NSR Columbia 2- Hg Rate Annual v5.13 | 636 | 7483 | Rate Constraint in lbs/MMBtu | FALSE | L | Annual | Allowances Sold MER | lbs | 0 | 0 | 0 | 0 | 0 | 0 | 0
NSR Columbia 2- Hg Rate Annual v5.13 | 636 | 7483 | Rate Constraint in lbs/MMBtu | FALSE | L | Annual | Allowances Banked | lbs | 0 | 0 | 0 | 0 | 0 | 0 | 0
NSR Columbia 2- Hg Rate Annual v5.13 | 636 | 7483 | Rate Constraint in lbs/MMBtu | FALSE | L | Annual | Allowances Withdrawn (1:1) | lbs | 0 | 0 | 0 | 0 | 0 | 0 | 0
NSR Columbia 2- Hg Rate Annual v5.13 | 636 | 7483 | Rate Constraint in lbs/MMBtu | FALSE | L | Annual | Allowances Withdrawn (n:1) | lbs | 0 | 0 | 0 | 0 | 0 | 0 | 0
NSR Columbia 2- Hg Rate Annual v5.13 | 636 | 7483 | Rate Constraint in lbs/MMBtu | FALSE | L | Annual | Net Emissions Allowance Position | lbs | 0 | 0 | 0 | 0 | 0 | 0 | 0
NSR Columbia 2- Hg Rate Annual v5.13 | 636 | 7483 | Rate Constraint in lbs/MMBtu | FALSE | L | Annual | Fuel Consumed | TBtu | 0 | 0 | 0 | 0 | 0 | 0 | 0
NSR Columbia 2- Hg Rate Annual v5.13 | 636 | 7483 | Rate Constraint in lbs/MMBtu | FALSE | L | Annual | Rate | lb/MMBtu | 0 | 0 | 0 | 0 | 0 | 0 | 0
NSR Columbia 2- Hg Rate Annual v5.13 | 636 | 7483 | Rate Constraint in lbs/MMBtu | FALSE | L | Annual | Generation | TWh | 0 | 0 | 0 | 0 | 0 | 0 | 0
NSR Columbia 2- Hg Rate Annual v5.13 | 636 | 7483 | Rate Constraint in lbs/MMBtu | FALSE | L | Annual | Qualifying Generation | TWh | 0 | 0 | 0 | 0 | 0 | 0 | 0
NSR Columbia 2- Hg Rate Annual v5.13 | 636 | 7483 | Rate Constraint in lbs/MMBtu | FALSE | L | Annual | Rate | lb/MWh | 0 | 0 | 0 | 0 | 0 | 0 | 0
NSR Columbia 2- Hg Rate Annual v5.13 | 636 | 7483 | Rate Constraint in lbs/MMBtu | FALSE | L | Annual | Constraint Shadow Price | US2019$/Lb | 0 | 0 | 0 | 0 | 0 | 0 | 0
NSR Columbia 2- NOx Rate Annual v5.13 | 637 | 7481 | Rate Constraint in lbs/MMBtu | FALSE | L | Annual | Seasons Included | Seasons | Winter, WintShld, Summer | Winter, WintShld, Summer | Winter, WintShld, Summer | Winter, WintShld, Summer | Winter, WintShld, Summer | Winter, WintShld, Summer | Winter, WintShld, Summer
NSR Columbia 2- NOx Rate Annual v5.13 | 637 | 7481 | Rate Constraint in lbs/MMBtu | FALSE | L | Annual | Standard NOX | lb/MMBtu | 0.07 | 0.07 | 0.07 | 0.07 | 0.07 | 0.07 | 0.07
NSR Columbia 2- NOx Rate Annual v5.13 | 637 | 7481 | Rate Constraint in lbs/MMBtu | FALSE | L | Annual | Emissions at Affected Plants NOX | Thousand Tons | 0 | 0 | 0 | 0 | 0 | 0 | 0
NSR Columbia 2- NOx Rate Annual v5.13 | 637 | 7481 | Rate Constraint in lbs/MMBtu | FALSE | L | Annual | Allowances Purchased NOX | Thousand Tons | 0 | 0 | 0 | 0 | 0 | 0 | 0
NSR Columbia 2- NOx Rate Annual v5.13 | 637 | 7481 | Rate Constraint in lbs/MMBtu | FALSE | L | Annual | Allowances Sold NOX | Thousand Tons | 0 | 0 | 0 | 0 | 0 | 0 | 0
NSR Columbia 2- NOx Rate Annual v5.13 | 637 | 7481 | Rate Constraint in lbs/MMBtu | FALSE | L | Annual | Allowances Banked | Thousand Tons | 0 | 0 | 0 | 0 | 0 | 0 | 0
NSR Columbia 2- NOx Rate Annual v5.13 | 637 | 7481 | Rate Constraint in lbs/MMBtu | FALSE | L | Annual | Allowances Withdrawn (1:1) | Thousand Tons | 0 | 0 | 0 | 0 | 0 | 0 | 0
NSR Columbia 2- NOx Rate Annual v5.13 | 637 | 7481 | Rate Constraint in lbs/MMBtu | FALSE | L | Annual | Allowances Withdrawn (n:1) | Thousand Tons | 0 | 0 | 0 | 0 | 0 | 0 | 0
NSR Columbia 2- NOx Rate Annual v5.13 | 637 | 7481 | Rate Constraint in lbs/MMBtu | FALSE | L | Annual | Net Emissions Allowance Position | Thousand Tons | 0 | 0 | 0 | 0 | 0 | 0 | 0
NSR Columbia 2- NOx Rate Annual v5.13 | 637 | 7481 | Rate Constraint in lbs/MMBtu | FALSE | L | Annual | Fuel Consumed | TBtu | 0 | 0 | 0 | 0 | 0 | 0 | 0
NSR Columbia 2- NOx Rate Annual v5.13 | 637 | 7481 | Rate Constraint in lbs/MMBtu | FALSE | L | Annual | Rate | lb/MMBtu | 0 | 0 | 0 | 0 | 0 | 0 | 0
NSR Columbia 2- NOx Rate Annual v5.13 | 637 | 7481 | Rate Constraint in lbs/MMBtu | FALSE | L | Annual | Generation | TWh | 0 | 0 | 0 | 0 | 0 | 0 | 0
NSR Columbia 2- NOx Rate Annual v5.13 | 637 | 7481 | Rate Constraint in lbs/MMBtu | FALSE | L | Annual | Qualifying Generation | TWh | 0 | 0 | 0 | 0 | 0 | 0 | 0
NSR Columbia 2- NOx Rate Annual v5.13 | 637 | 7481 | Rate Constraint in lbs/MMBtu | FALSE | L | Annual | Rate | lb/MWh | 0 | 0 | 0 | 0 | 0 | 0 | 0
NSR Columbia 2- NOx Rate Annual v5.13 | 637 | 7481 | Rate Constraint in lbs/MMBtu | FALSE | L | Annual | Constraint Shadow Price | US2019$/Ton | 0 | 0 | 0 | 0 | 0 | 0 | 0
NSR Consumer Energy - NOx Cap Annual v5.14 | 638 | 7420 | Rate Constraint in MTons | FALSE | L | Annual | Seasons Included | Seasons | Winter, WintShld, Summer | Winter, WintShld, Summer | Winter, WintShld, Summer | Winter, WintShld, Summer | Winter, WintShld, Summer | Winter, WintShld, Summer | Winter, WintShld, Summer
NSR Consumer Energy - NOx Cap Annual v5.14 | 638 | 7420 | Rate Constraint in MTons | FALSE | L | Annual | Standard NOX | Thousand Tons | 6.912 | 6.912 | 6.912 | 6.912 | 6.912 | 6.912 | 6.912
NSR Consumer Energy - NOx Cap Annual v5.14 | 638 | 7420 | Rate Constraint in MTons | FALSE | L | Annual | Emissions at Affected Plants NOX | Thousand Tons | 0 | 0 | 0 | 0 | 0 | 0 | 0
NSR Consumer Energy - NOx Cap Annual v5.14 | 638 | 7420 | Rate Constraint in MTons | FALSE | L | Annual | Allowances Purchased NOX | Thousand Tons | 0 | 0 | 0 | 0 | 0 | 0 | 0
NSR Consumer Energy - NOx Cap Annual v5.14 | 638 | 7420 | Rate Constraint in MTons | FALSE | L | Annual | Allowances Sold NOX | Thousand Tons | 0 | 0 | 0 | 0 | 0 | 0 | 0
NSR Consumer Energy - NOx Cap Annual v5.14 | 638 | 7420 | Rate Constraint in MTons | FALSE | L | Annual | Allowances Banked | Thousand Tons | 0 | 0 | 0 | 0 | 0 | 0 | 0
NSR Consumer Energy - NOx Cap Annual v5.14 | 638 | 7420 | Rate Constraint in MTons | FALSE | L | Annual | Allowances Withdrawn (1:1) | Thousand Tons | 0 | 0 | 0 | 0 | 0 | 0 | 0
NSR Consumer Energy - NOx Cap Annual v5.14 | 638 | 7420 | Rate Constraint in MTons | FALSE | L | Annual | Allowances Withdrawn (n:1) | Thousand Tons | 0 | 0 | 0 | 0 | 0 | 0 | 0
NSR Consumer Energy - NOx Cap Annual v5.14 | 638 | 7420 | Rate Constraint in MTons | FALSE | L | Annual | Net Emissions Allowance Position | Thousand Tons | 0 | 0 | 0 | 0 | 0 | 0 | 0
NSR Consumer Energy - NOx Cap Annual v5.14 | 638 | 7420 | Rate Constraint in MTons | FALSE | L | Annual | Fuel Consumed | TBtu | 0 | 0 | 0 | 0 | 0 | 0 | 0
NSR Consumer Energy - NOx Cap Annual v5.14 | 638 | 7420 | Rate Constraint in MTons | FALSE | L | Annual | Rate | lb/MMBtu | 0 | 0 | 0 | 0 | 0 | 0 | 0
NSR Consumer Energy - NOx Cap Annual v5.14 | 638 | 7420 | Rate Constraint in MTons | FALSE | L | Annual | Generation | TWh | 0 | 0 | 0 | 0 | 0 | 0 | 0
NSR Consumer Energy - NOx Cap Annual v5.14 | 638 | 7420 | Rate Constraint in MTons | FALSE | L | Annual | Qualifying Generation | TWh | 0 | 0 | 0 | 0 | 0 | 0 | 0
NSR Consumer Energy - NOx Cap Annual v5.14 | 638 | 7420 | Rate Constraint in MTons | FALSE | L | Annual | Rate | lb/MWh | 0 | 0 | 0 | 0 | 0 | 0 | 0
NSR Consumer Energy - NOx Cap Annual v5.14 | 638 | 7420 | Rate Constraint in MTons | FALSE | L | Annual | Constraint Shadow Price | US2019$/Ton | 0 | 0 | 0 | 0 | 0 | 0 | 0
NSR Consumer Energy - SO2 Cap Annual v5.14 | 639 | 7421 | Rate Constraint in MTons | FALSE | L | Annual | Seasons Included | Seasons | Winter, WintShld, Summer | Winter, WintShld, Summer | Winter, WintShld, Summer | Winter, WintShld, Summer | Winter, WintShld, Summer | Winter, WintShld, Summer | Winter, WintShld, Summer
NSR Consumer Energy - SO2 Cap Annual v5.14 | 639 | 7421 | Rate Constraint in MTons | FALSE | L | Annual | Standard SO2 | Thousand Tons | 10.9 | 10.9 | 10.9 | 10.9 | 10.9 | 10.9 | 10.9
NSR Consumer Energy - SO2 Cap Annual v5.14 | 639 | 7421 | Rate Constraint in MTons | FALSE | L | Annual | Emissions at Affected Plants SO2 | Thousand Tons | 0 | 0 | 0 | 0 | 0 | 0 | 0
NSR Consumer Energy - SO2 Cap Annual v5.14 | 639 | 7421 | Rate Constraint in MTons | FALSE | L | Annual | Allowances Purchased SO2 | Thousand Tons | 0 | 0 | 0 | 0 | 0 | 0 | 0
NSR Consumer Energy - SO2 Cap Annual v5.14 | 639 | 7421 | Rate Constraint in MTons | FALSE | L | Annual | Allowances Sold SO2 | Thousand Tons | 0 | 0 | 0 | 0 | 0 | 0 | 0
NSR Consumer Energy - SO2 Cap Annual v5.14 | 639 | 7421 | Rate Constraint in MTons | FALSE | L | Annual | Allowances Banked | Thousand Tons | 0 | 0 | 0 | 0 | 0 | 0 | 0
NSR Consumer Energy - SO2 Cap Annual v5.14 | 639 | 7421 | Rate Constraint in MTons | FALSE | L | Annual | Allowances Withdrawn (1:1) | Thousand Tons | 0 | 0 | 0 | 0 | 0 | 0 | 0
NSR Consumer Energy - SO2 Cap Annual v5.14 | 639 | 7421 | Rate Constraint in MTons | FALSE | L | Annual | Allowances Withdrawn (n:1) | Thousand Tons | 0 | 0 | 0 | 0 | 0 | 0 | 0
NSR Consumer Energy - SO2 Cap Annual v5.14 | 639 | 7421 | Rate Constraint in MTons | FALSE | L | Annual | Net Emissions Allowance Position | Thousand Tons | 0 | 0 | 0 | 0 | 0 | 0 | 0
NSR Consumer Energy - SO2 Cap Annual v5.14 | 639 | 7421 | Rate Constraint in MTons | FALSE | L | Annual | Fuel Consumed | TBtu | 0 | 0 | 0 | 0 | 0 | 0 | 0
NSR Consumer Energy - SO2 Cap Annual v5.14 | 639 | 7421 | Rate Constraint in MTons | FALSE | L | Annual | Rate | lb/MMBtu | 0 | 0 | 0 | 0 | 0 | 0 | 0
NSR Consumer Energy - SO2 Cap Annual v5.14 | 639 | 7421 | Rate Constraint in MTons | FALSE | L | Annual | Generation | TWh | 0 | 0 | 0 | 0 | 0 | 0 | 0
NSR Consumer Energy - SO2 Cap Annual v5.14 | 639 | 7421 | Rate Constraint in MTons | FALSE | L | Annual | Qualifying Generation | TWh | 0 | 0 | 0 | 0 | 0 | 0 | 0
NSR Consumer Energy - SO2 Cap Annual v5.14 | 639 | 7421 | Rate Constraint in MTons | FALSE | L | Annual | Rate | lb/MWh | 0 | 0 | 0 | 0 | 0 | 0 | 0
NSR Consumer Energy - SO2 Cap Annual v5.14 | 639 | 7421 | Rate Constraint in MTons | FALSE | L | Annual | Constraint Shadow Price | US2019$/Ton | 0 | 0 | 0 | 0 | 0 | 0 | 0
NSR Cooper 2 - NOX Rate Annual v3.1, Unit 2651 and retrofits | 640 | 7447 | Rate Constraint in lbs/MMBtu | FALSE | L | Annual | Seasons Included | Seasons | Winter, WintShld, Summer | Winter, WintShld, Summer | Winter, WintShld, Summer | Winter, WintShld, Summer | Winter, WintShld, Summer | Winter, WintShld, Summer | Winter, WintShld, Summer
NSR Cooper 2 - NOX Rate Annual v3.1, Unit 2651 and retrofits | 640 | 7447 | Rate Constraint in lbs/MMBtu | FALSE | L | Annual | Standard NOX | lb/MMBtu | 0.08 | 0.08 | 0.08 | 0.08 | 0.08 | 0.08 | 0.08
NSR Cooper 2 - NOX Rate Annual v3.1, Unit 2651 and retrofits | 640 | 7447 | Rate Constraint in lbs/MMBtu | FALSE | L | Annual | Emissions at Affected Plants NOX | Thousand Tons | 0.11599 | 0 | 0 | 0 | 0 | 0 | 0
NSR Cooper 2 - NOX Rate Annual v3.1, Unit 2651 and retrofits | 640 | 7447 | Rate Constraint in lbs/MMBtu | FALSE | L | Annual | Allowances Purchased NOX | Thousand Tons | 0 | 0 | 0 | 0 | 0 | 0 | 0
NSR Cooper 2 - NOX Rate Annual v3.1, Unit 2651 and retrofits | 640 | 7447 | Rate Constraint in lbs/MMBtu | FALSE | L | Annual | Allowances Sold NOX | Thousand Tons | 0 | 0 | 0 | 0 | 0 | 0 | 0
NSR Cooper 2 - NOX Rate Annual v3.1, Unit 2651 and retrofits | 640 | 7447 | Rate Constraint in lbs/MMBtu | FALSE | L | Annual | Allowances Banked | Thousand Tons | 0 | 0 | 0 | 0 | 0 | 0 | 0
NSR Cooper 2 - NOX Rate Annual v3.1, Unit 2651 and retrofits | 640 | 7447 | Rate Constraint in lbs/MMBtu | FALSE | L | Annual | Allowances Withdrawn (1:1) | Thousand Tons | 0 | 0 | 0 | 0 | 0 | 0 | 0
NSR Cooper 2 - NOX Rate Annual v3.1, Unit 2651 and retrofits | 640 | 7447 | Rate Constraint in lbs/MMBtu | FALSE | L | Annual | Allowances Withdrawn (n:1) | Thousand Tons | 0 | 0 | 0 | 0 | 0 | 0 | 0
NSR Cooper 2 - NOX Rate Annual v3.1, Unit 2651 and retrofits | 640 | 7447 | Rate Constraint in lbs/MMBtu | FALSE | L | Annual | Net Emissions Allowance Position | Thousand Tons | 0.11599 | 0 | 0 | 0 | 0 | 0 | 0
NSR Cooper 2 - NOX Rate Annual v3.1, Unit 2651 and retrofits | 640 | 7447 | Rate Constraint in lbs/MMBtu | FALSE | L | Annual | Fuel Consumed | TBtu | 3.093 | 0 | 0 | 0 | 0 | 0 | 0
NSR Cooper 2 - NOX Rate Annual v3.1, Unit 2651 and retrofits | 640 | 7447 | Rate Constraint in lbs/MMBtu | FALSE | L | Annual | Rate | lb/MMBtu | 0.075 | 0 | 0 | 0 | 0 | 0 | 0
NSR Cooper 2 - NOX Rate Annual v3.1, Unit 2651 and retrofits | 640 | 7447 | Rate Constraint in lbs/MMBtu | FALSE | L | Annual | Generation | TWh | 0.28958 | 0 | 0 | 0 | 0 | 0 | 0
NSR Cooper 2 - NOX Rate Annual v3.1, Unit 2651 and retrofits | 640 | 7447 | Rate Constraint in lbs/MMBtu | FALSE | L | Annual | Qualifying Generation | TWh | 0.28958 | 0 | 0 | 0 | 0 | 0 | 0
NSR Cooper 2 - NOX Rate Annual v3.1, Unit 2651 and retrofits | 640 | 7447 | Rate Constraint in lbs/MMBtu | FALSE | L | Annual | Rate | lb/MWh | 0.80107 | 0 | 0 | 0 | 0 | 0 | 0
NSR Cooper 2 - NOX Rate Annual v3.1, Unit 2651 and retrofits | 640 | 7447 | Rate Constraint in lbs/MMBtu | FALSE | L | Annual | Constraint Shadow Price | US2019$/Ton | 0 | 0 | 0 | 0 | 0 | 0 | 0
NSR Cooper 2 - SO2 Rate Annual v3.1, Unit 2651 and retrofits | 641 | 7446 | Rate Constraint in lbs/MMBtu | FALSE | L | Annual | Seasons Included | Seasons | Winter, WintShld, Summer | Winter, WintShld, Summer | Winter, WintShld, Summer | Winter, WintShld, Summer | Winter, WintShld, Summer | Winter, WintShld, Summer | Winter, WintShld, Summer
NSR Cooper 2 - SO2 Rate Annual v3.1, Unit 2651 and retrofits | 641 | 7446 | Rate Constraint in lbs/MMBtu | FALSE | L | Annual | Standard SO2 | lb/MMBtu | 0.1 | 0.1 | 0.1 | 0.1 | 0.1 | 0.1 | 0.1
NSR Cooper 2 - SO2 Rate Annual v3.1, Unit 2651 and retrofits | 641 | 7446 | Rate Constraint in lbs/MMBtu | FALSE | L | Annual | Emissions at Affected Plants SO2 | Thousand Tons | 0.13197 | 0 | 0 | 0 | 0 | 0 | 0
NSR Cooper 2 - SO2 Rate Annual v3.1, Unit 2651 and retrofits | 641 | 7446 | Rate Constraint in lbs/MMBtu | FALSE | L | Annual | Allowances Purchased SO2 | Thousand Tons | 0 | 0 | 0 | 0 | 0 | 0 | 0
NSR Cooper 2 - SO2 Rate Annual v3.1, Unit 2651 and retrofits | 641 | 7446 | Rate Constraint in lbs/MMBtu | FALSE | L | Annual | Allowances Sold SO2 | Thousand Tons | 0 | 0 | 0 | 0 | 0 | 0 | 0
NSR Cooper 2 - SO2 Rate Annual v3.1, Unit 2651 and retrofits | 641 | 7446 | Rate Constraint in lbs/MMBtu | FALSE | L | Annual | Allowances Banked | Thousand Tons | 0 | 0 | 0 | 0 | 0 | 0 | 0
NSR Cooper 2 - SO2 Rate Annual v3.1, Unit 2651 and retrofits | 641 | 7446 | Rate Constraint in lbs/MMBtu | FALSE | L | Annual | Allowances Withdrawn (1:1) | Thousand Tons | 0 | 0 | 0 | 0 | 0 | 0 | 0
NSR Cooper 2 - SO2 Rate Annual v3.1, Unit 2651 and retrofits | 641 | 7446 | Rate Constraint in lbs/MMBtu | FALSE | L | Annual | Allowances Withdrawn (n:1) | Thousand Tons | 0 | 0 | 0 | 0 | 0 | 0 | 0
NSR Cooper 2 - SO2 Rate Annual v3.1, Unit 2651 and retrofits | 641 | 7446 | Rate Constraint in lbs/MMBtu | FALSE | L | Annual | Net Emissions Allowance Position | Thousand Tons | 0.13197 | 0 | 0 | 0 | 0 | 0 | 0
NSR Cooper 2 - SO2 Rate Annual v3.1, Unit 2651 and retrofits | 641 | 7446 | Rate Constraint in lbs/MMBtu | FALSE | L | Annual | Fuel Consumed | TBtu | 3.093 | 0 | 0 | 0 | 0 | 0 | 0
NSR Cooper 2 - SO2 Rate Annual v3.1, Unit 2651 and retrofits | 641 | 7446 | Rate Constraint in lbs/MMBtu | FALSE | L | Annual | Rate | lb/MMBtu | 0.085332 | 0 | 0 | 0 | 0 | 0 | 0
NSR Cooper 2 - SO2 Rate Annual v3.1, Unit 2651 and retrofits | 641 | 7446 | Rate Constraint in lbs/MMBtu | FALSE | L | Annual | Generation | TWh | 0.28958 | 0 | 0 | 0 | 0 | 0 | 0
NSR Cooper 2 - SO2 Rate Annual v3.1, Unit 2651 and retrofits | 641 | 7446 | Rate Constraint in lbs/MMBtu | FALSE | L | Annual | Qualifying Generation | TWh | 0.28958 | 0 | 0 | 0 | 0 | 0 | 0
NSR Cooper 2 - SO2 Rate Annual v3.1, Unit 2651 and retrofits | 641 | 7446 | Rate Constraint in lbs/MMBtu | FALSE | L | Annual | Rate | lb/MWh | 0.91143 | 0 | 0 | 0 | 0 | 0 | 0
NSR Cooper 2 - SO2 Rate Annual v3.1, Unit 2651 and retrofits | 641 | 7446 | Rate Constraint in lbs/MMBtu | FALSE | L | Annual | Constraint Shadow Price | US2019$/Ton | 0 | 0 | 0 | 0 | 0 | 0 | 0
NSR Coronado 1,2 - NOX Cap Annual v6.17 | 642 | 7394 | Rate Constraint in MTons | FALSE | L | Annual | Seasons Included | Seasons | Winter, WintShld, Summer | Winter, WintShld, Summer | Winter, WintShld, Summer | Winter, WintShld, Summer | Winter, WintShld, Summer | Winter, WintShld, Summer | Winter, WintShld, Summer
NSR Coronado 1,2 - NOX Cap Annual v6.17 | 642 | 7394 | Rate Constraint in MTons | FALSE | L | Annual | Standard NOX | Thousand Tons | 7.3 | 7.3 | 7.3 | 7.3 | 7.3 | 7.3 | 7.3
NSR Coronado 1,2 - NOX Cap Annual v6.17 | 642 | 7394 | Rate Constraint in MTons | FALSE | L | Annual | Emissions at Affected Plants NOX | Thousand Tons | 0.1967 | 0 | 0 | 0 | 0 | 0 | 0
NSR Coronado 1,2 - NOX Cap Annual v6.17 | 642 | 7394 | Rate Constraint in MTons | FALSE | L | Annual | Allowances Purchased NOX | Thousand Tons | 0 | 0 | 0 | 0 | 0 | 0 | 0
NSR Coronado 1,2 - NOX Cap Annual v6.17 | 642 | 7394 | Rate Constraint in MTons | FALSE | L | Annual | Allowances Sold NOX | Thousand Tons | 0 | 0 | 0 | 0 | 0 | 0 | 0
NSR Coronado 1,2 - NOX Cap Annual v6.17 | 642 | 7394 | Rate Constraint in MTons | FALSE | L | Annual | Allowances Banked | Thousand Tons | 0 | 0 | 0 | 0 | 0 | 0 | 0
NSR Coronado 1,2 - NOX Cap Annual v6.17 | 642 | 7394 | Rate Constraint in MTons | FALSE | L | Annual | Allowances Withdrawn (1:1) | Thousand Tons | 0 | 0 | 0 | 0 | 0 | 0 | 0
NSR Coronado 1,2 - NOX Cap Annual v6.17 | 642 | 7394 | Rate Constraint in MTons | FALSE | L | Annual | Allowances Withdrawn (n:1) | Thousand Tons | 0 | 0 | 0 | 0 | 0 | 0 | 0
NSR Coronado 1,2 - NOX Cap Annual v6.17 | 642 | 7394 | Rate Constraint in MTons | FALSE | L | Annual | Net Emissions Allowance Position | Thousand Tons | 0.1967 | 0 | 0 | 0 | 0 | 0 | 0
NSR Coronado 1,2 - NOX Cap Annual v6.17 | 642 | 7394 | Rate Constraint in MTons | FALSE | L | Annual | Fuel Consumed | TBtu | 6.71 | 0 | 0 | 0 | 0 | 0 | 0
NSR Coronado 1,2 - NOX Cap Annual v6.17 | 642 | 7394 | Rate Constraint in MTons | FALSE | L | Annual | Rate | lb/MMBtu | 0.05863 | 0 | 0 | 0 | 0 | 0 | 0
NSR Coronado 1,2 - NOX Cap Annual v6.17 | 642 | 7394 | Rate Constraint in MTons | FALSE | L | Annual | Generation | TWh | 0.62767 | 0 | 0 | 0 | 0 | 0 | 0
NSR Coronado 1,2 - NOX Cap Annual v6.17 | 642 | 7394 | Rate Constraint in MTons | FALSE | L | Annual | Qualifying Generation | TWh | 0.62767 | 0 | 0 | 0 | 0 | 0 | 0
NSR Coronado 1,2 - NOX Cap Annual v6.17 | 642 | 7394 | Rate Constraint in MTons | FALSE | L | Annual | Rate | lb/MWh | 0.62678 | 0 | 0 | 0 | 0 | 0 | 0
NSR Coronado 1,2 - NOX Cap Annual v6.17 | 642 | 7394 | Rate Constraint in MTons | FALSE | L | Annual | Constraint Shadow Price | US2019$/Ton | 0 | 0 | 0 | 0 | 0 | 0 | 0
NSR Cross 1,2 - NOX Rate Annual v3.1, Unit 3825 and retrofits | 643 | 7432 | Rate Constraint in lbs/MMBtu | FALSE | L | Annual | Seasons Included | Seasons | Winter, WintShld, Summer | Winter, WintShld, Summer | Winter, WintShld, Summer | Winter, WintShld, Summer | Winter, WintShld, Summer | Winter, WintShld, Summer | Winter, WintShld, Summer
NSR Cross 1,2 - NOX Rate Annual v3.1, Unit 3825 and retrofits | 643 | 7432 | Rate Constraint in lbs/MMBtu | FALSE | L | Annual | Standard NOX | lb/MMBtu | 0.1 | 0.1 | 0.1 | 0.1 | 0.1 | 0.1 | 0.1
NSR Cross 1,2 - NOX Rate Annual v3.1, Unit 3825 and retrofits | 643 | 7432 | Rate Constraint in lbs/MMBtu | FALSE | L | Annual | Emissions at Affected Plants NOX | Thousand Tons | 0.41339 | 0.44209 | 0 | 0 | 0 | 0 | 0
NSR Cross 1,2 - NOX Rate Annual v3.1, Unit 3825 and retrofits | 643 | 7432 | Rate Constraint in lbs/MMBtu | FALSE | L | Annual | Allowances Purchased NOX | Thousand Tons | 0 | 0 | 0 | 0 | 0 | 0 | 0
NSR Cross 1,2 - NOX Rate Annual v3.1, Unit 3825 and retrofits | 643 | 7432 | Rate Constraint in lbs/MMBtu | FALSE | L | Annual | Allowances Sold NOX | Thousand Tons | 0 | 0 | 0 | 0 | 0 | 0 | 0
NSR Cross 1,2 - NOX Rate Annual v3.1, Unit 3825 and retrofits | 643 | 7432 | Rate Constraint in lbs/MMBtu | FALSE | L | Annual | Allowances Banked | Thousand Tons | 0 | 0 | 0 | 0 | 0 | 0 | 0
NSR Cross 1,2 - NOX Rate Annual v3.1, Unit 3825 and retrofits | 643 | 7432 | Rate Constraint in lbs/MMBtu | FALSE | L | Annual | Allowances Withdrawn (1:1) | Thousand Tons | 0 | 0 | 0 | 0 | 0 | 0 | 0
NSR Cross 1,2 - NOX Rate Annual v3.1, Unit 3825 and retrofits | 643 | 7432 | Rate Constraint in lbs/MMBtu | FALSE | L | Annual | Allowances Withdrawn (n:1) | Thousand Tons | 0 | 0 | 0 | 0 | 0 | 0 | 0
NSR Cross 1,2 - NOX Rate Annual v3.1, Unit 3825 and retrofits | 643 | 7432 | Rate Constraint in lbs/MMBtu | FALSE | L | Annual | Net Emissions Allowance Position | Thousand Tons | 0.41339 | 0.44209 | 0 | 0 | 0 | 0 | 0
NSR Cross 1,2 - NOX Rate Annual v3.1, Unit 3825 and retrofits | 643 | 7432 | Rate Constraint in lbs/MMBtu | FALSE | L | Annual | Fuel Consumed | TBtu | 10.0434 | 10.7408 | 0 | 0 | 0 | 0 | 0
NSR Cross 1,2 - NOX Rate Annual v3.1, Unit 3825 and retrofits | 643 | 7432 | Rate Constraint in lbs/MMBtu | FALSE | L | Annual | Rate | lb/MMBtu | 0.08232 | 0.08232 | 0 | 0 | 0 | 0 | 0
NSR Cross 1,2 - NOX Rate Annual v3.1, Unit 3825 and retrofits | 643 | 7432 | Rate Constraint in lbs/MMBtu | FALSE | L | Annual | Generation | TWh | 0.95018 | 1.0162 | 0 | 0 | 0 | 0 | 0
NSR Cross 1,2 - NOX Rate Annual v3.1, Unit 3825 and retrofits | 643 | 7432 | Rate Constraint in lbs/MMBtu | FALSE | L | Annual | Qualifying Generation | TWh | 0.95018 | 1.0162 | 0 | 0 | 0 | 0 | 0
NSR Cross 1,2 - NOX Rate Annual v3.1, Unit 3825 and retrofits | 643 | 7432 | Rate Constraint in lbs/MMBtu | FALSE | L | Annual | Rate | lb/MWh | 0.87012 | 0.87012 | 0 | 0 | 0 | 0 | 0
NSR Cross 1,2 - NOX Rate Annual v3.1, Unit 3825 and retrofits | 643 | 7432 | Rate Constraint in lbs/MMBtu | FALSE | L | Annual | Constraint Shadow Price | US2019$/Ton | 0 | 0 | 0 | 0 | 0 | 0 | 0
NSR Cross 1,2 - NOX Rate Annual v3.1, Unit 3826 and retrofits | 644 | 7432 | Rate Constraint in lbs/MMBtu | FALSE | L | Annual | Seasons Included | Seasons | Winter, WintShld, Summer | Winter, WintShld, Summer | Winter, WintShld, Summer | Winter, WintShld, Summer | Winter, WintShld, Summer | Winter, WintShld, Summer | Winter, WintShld, Summer
NSR Cross 1,2 - NOX Rate Annual v3.1, Unit 3826 and retrofits | 644 | 7432 | Rate Constraint in lbs/MMBtu | FALSE | L | Annual | Standard NOX | lb/MMBtu | 0.1 | 0.1 | 0.1 | 0.1 | 0.1 | 0.1 | 0.1
NSR Cross 1,2 - NOX Rate Annual v3.1, Unit 3826 and retrofits | 644 | 7432 | Rate Constraint in lbs/MMBtu | FALSE | L | Annual | Emissions at Affected Plants NOX | Thousand Tons | 0.33844 | 0.36194 | 0 | 0 | 0 | 0 | 0
NSR Cross 1,2 - NOX Rate Annual v3.1, Unit 3826 and retrofits | 644 | 7432 | Rate Constraint in lbs/MMBtu | FALSE | L | Annual | Allowances Purchased NOX | Thousand Tons | 0 | 0 | 0 | 0 | 0 | 0 | 0
NSR Cross 1,2 - NOX Rate Annual v3.1, Unit 3826 and retrofits | 644 | 7432 | Rate Constraint in lbs/MMBtu | FALSE | L | Annual | Allowances Sold NOX | Thousand Tons | 0 | 0 | 0 | 0 | 0 | 0 | 0
NSR Cross 1,2 - NOX Rate Annual v3.1, Unit 3826 and retrofits | 644 | 7432 | Rate Constraint in lbs/MMBtu | FALSE | L | Annual | Allowances Banked | Thousand Tons | 0 | 0 | 0 | 0 | 0 | 0 | 0
NSR Cross 1,2 - NOX Rate Annual v3.1, Unit 3826 and retrofits | 644 | 7432 | Rate Constraint in lbs/MMBtu | FALSE | L | Annual | Allowances Withdrawn (1:1) | Thousand Tons | 0 | 0 | 0 | 0 | 0 | 0 | 0
NSR Cross 1,2 - NOX Rate Annual v3.1, Unit 3826 and retrofits | 644 | 7432 | Rate Constraint in lbs/MMBtu | FALSE | L | Annual | Allowances Withdrawn (n:1) | Thousand Tons | 0 | 0 | 0 | 0 | 0 | 0 | 0
NSR Cross 1,2 - NOX Rate Annual v3.1, Unit 3826 and retrofits | 644 | 7432 | Rate Constraint in lbs/MMBtu | FALSE | L | Annual | Net Emissions Allowance Position | Thousand Tons | 0.33844 | 0.36194 | 0 | 0 | 0 | 0 | 0
NSR Cross 1,2 - NOX Rate Annual v3.1, Unit 3826 and retrofits | 644 | 7432 | Rate Constraint in lbs/MMBtu | FALSE | L | Annual | Fuel Consumed | TBtu | 9.7815 | 10.4608 | 0 | 0 | 0 | 0 | 0
NSR Cross 1,2 - NOX Rate Annual v3.1, Unit 3826 and retrofits | 644 | 7432 | Rate Constraint in lbs/MMBtu | FALSE | L | Annual | Rate | lb/MMBtu | 0.0692 | 0.0692 | 0 | 0 | 0 | 0 | 0
NSR Cross 1,2 - NOX Rate Annual v3.1, Unit 3826 and retrofits | 644 | 7432 | Rate Constraint in lbs/MMBtu | FALSE | L | Annual | Generation | TWh | 0.93379 | 0.99864 | 0 | 0 | 0 | 0 | 0
NSR Cross 1,2 - NOX Rate Annual v3.1, Unit 3826 and retrofits | 644 | 7432 | Rate Constraint in lbs/MMBtu | FALSE | L | Annual | Qualifying Generation | TWh | 0.93379 | 0.99864 | 0 | 0 | 0 | 0 | 0
NSR Cross 1,2 - NOX Rate Annual v3.1, Unit 3826 and retrofits | 644 | 7432 | Rate Constraint in lbs/MMBtu | FALSE | L | Annual | Rate | lb/MWh | 0.72487 | 0.72487 | 0 | 0 | 0 | 0 | 0
NSR Cross 1,2 - NOX Rate Annual v3.1, Unit 3826 and retrofits | 644 | 7432 | Rate Constraint in lbs/MMBtu | FALSE | L | Annual | Constraint Shadow Price | US2019$/Ton | 0 | 0 | 0 | 0 | 0 | 0 | 0
NSR Dairyland- NOx Cap Annual v5.13 | 645 | 7414 | Rate Constraint in MTons | FALSE | L | Annual | Seasons Included | Seasons | Winter, WintShld, Summer | Winter, WintShld, Summer | Winter, WintShld, Summer | Winter, WintShld, Summer | Winter, WintShld, Summer | Winter, WintShld, Summer | Winter, WintShld, Summer
NSR Dairyland- NOx Cap Annual v5.13 | 645 | 7414 | Rate Constraint in MTons | FALSE | L | Annual | Standard NOX | Thousand Tons | 3.236 | 3.236 | 3.236 | 3.236 | 3.236 | 3.236 | 3.236
NSR Dairyland- NOx Cap Annual v5.13 | 645 | 7414 | Rate Constraint in MTons | FALSE | L | Annual | Emissions at Affected Plants NOX | Thousand Tons | 0.76141 | 0.29179 | 0 | 0 | 0 | 0 | 0
NSR Dairyland- NOx Cap Annual v5.13 | 645 | 7414 | Rate Constraint in MTons | FALSE | L | Annual | Allowances Purchased NOX | Thousand Tons | 0 | 0 | 0 | 0 | 0 | 0 | 0
NSR Dairyland- NOx Cap Annual v5.13 | 645 | 7414 | Rate Constraint in MTons | FALSE | L | Annual | Allowances Sold NOX | Thousand Tons | 0 | 0 | 0 | 0 | 0 | 0 | 0
NSR Dairyland- NOx Cap Annual v5.13 | 645 | 7414 | Rate Constraint in MTons | FALSE | L | Annual | Allowances Banked | Thousand Tons | 0 | 0 | 0 | 0 | 0 | 0 | 0
NSR Dairyland- NOx Cap Annual v5.13 | 645 | 7414 | Rate Constraint in MTons | FALSE | L | Annual | Allowances Withdrawn (1:1) | Thousand Tons | 0 | 0 | 0 | 0 | 0 | 0 | 0
NSR Dairyland- NOx Cap Annual v5.13 | 645 | 7414 | Rate Constraint in MTons | FALSE | L | Annual | Allowances Withdrawn (n:1) | Thousand Tons | 0 | 0 | 0 | 0 | 0 | 0 | 0
NSR Dairyland- NOx Cap Annual v5.13 | 645 | 7414 | Rate Constraint in MTons | FALSE | L | Annual | Net Emissions Allowance Position | Thousand Tons | 0.76141 | 0.29179 | 0 | 0 | 0 | 0 | 0
NSR Dairyland- NOx Cap Annual v5.13 | 645 | 7414 | Rate Constraint in MTons | FALSE | L | Annual | Fuel Consumed | TBtu | 20.0424 | 7.6808 | 0 | 0 | 0 | 0 | 0
NSR Dairyland- NOx Cap Annual v5.13 | 645 | 7414 | Rate Constraint in MTons | FALSE | L | Annual | Rate | lb/MMBtu | 0.07598 | 0.07598 | 0 | 0 | 0 | 0 | 0
NSR Dairyland- NOx Cap Annual v5.13 | 645 | 7414 | Rate Constraint in MTons | FALSE | L | Annual | Generation | TWh | 1.783 | 0.68328 | 0 | 0 | 0 | 0 | 0
NSR Dairyland- NOx Cap Annual v5.13 | 645 | 7414 | Rate Constraint in MTons | FALSE | L | Annual | Qualifying Generation | TWh | 1.783 | 0.68328 | 0 | 0 | 0 | 0 | 0
NSR Dairyland- NOx Cap Annual v5.13 | 645 | 7414 | Rate Constraint in MTons | FALSE | L | Annual | Rate | lb/MWh | 0.85409 | 0.85409 | 0 | 0 | 0 | 0 | 0
NSR Dairyland- NOx Cap Annual v5.13 | 645 | 7414 | Rate Constraint in MTons | FALSE | L | Annual | Constraint Shadow Price | US2019$/Ton | 0 | 0 | 0 | 0 | 0 | 0 | 0
NSR Dairyland- SO2 Cap Annual v5.13 | 646 | 7415 | Rate Constraint in MTons | FALSE | L | Annual | Seasons Included | Seasons | Winter, WintShld, Summer | Winter, WintShld, Summer | Winter, WintShld, Summer | Winter, WintShld, Summer | Winter, WintShld, Summer | Winter, WintShld, Summer | Winter, WintShld, Summer
NSR Dairyland- SO2 Cap Annual v5.13 | 646 | 7415 | Rate Constraint in MTons | FALSE | L | Annual | Standard SO2 | Thousand Tons | 4.578 | 4.578 | 4.578 | 4.578 | 4.578 | 4.578 | 4.578
NSR Dairyland- SO2 Cap Annual v5.13 | 646 | 7415 | Rate Constraint in MTons | FALSE | L | Annual | Emissions at Affected Plants SO2 | Thousand Tons | 0.84533 | 0.34563 | 0 | 0 | 0 | 0 | 0
NSR Dairyland- SO2 Cap Annual v5.13 | 646 | 7415 | Rate Constraint in MTons | FALSE | L | Annual | Allowances Purchased SO2 | Thousand Tons | 0 | 0 | 0 | 0 | 0 | 0 | 0
NSR Dairyland- SO2 Cap Annual v5.13 | 646 | 7415 | Rate Constraint in MTons | FALSE | L | Annual | Allowances Sold SO2 | Thousand Tons | 0 | 0 | 0 | 0 | 0 | 0 | 0
NSR Dairyland- SO2 Cap Annual v5.13 | 646 | 7415 | Rate Constraint in MTons | FALSE | L | Annual | Allowances Banked | Thousand Tons | 0 | 0 | 0 | 0 | 0 | 0 | 0
NSR Dairyland- SO2 Cap Annual v5.13 | 646 | 7415 | Rate Constraint in MTons | FALSE | L | Annual | Allowances Withdrawn (1:1) | Thousand Tons | 0 | 0 | 0 | 0 | 0 | 0 | 0
NSR Dairyland- SO2 Cap Annual v5.13 | 646 | 7415 | Rate Constraint in MTons | FALSE | L | Annual | Allowances Withdrawn (n:1) | Thousand Tons | 0 | 0 | 0 | 0 | 0 | 0 | 0
NSR Dairyland- SO2 Cap Annual v5.13 | 646 | 7415 | Rate Constraint in MTons | FALSE | L | Annual | Net Emissions Allowance Position | Thousand Tons | 0.84533 | 0.34563 | 0 | 0 | 0 | 0 | 0
NSR Dairyland- SO2 Cap Annual v5.13 | 646 | 7415 | Rate Constraint in MTons | FALSE | L | Annual | Fuel Consumed | TBtu | 20.0424 | 7.6808 | 0 | 0 | 0 | 0 | 0
NSR Dairyland- SO2 Cap Annual v5.13 | 646 | 7415 | Rate Constraint in MTons | FALSE | L | Annual | Rate | lb/MMBtu | 0.084354 | 0.09 | 0 | 0 | 0 | 0 | 0
NSR Dairyland- SO2 Cap Annual v5.13 | 646 | 7415 | Rate Constraint in MTons | FALSE | L | Annual | Generation | TWh | 1.783 | 0.68328 | 0 | 0 | 0 | 0 | 0
NSR Dairyland- SO2 Cap Annual v5.13 | 646 | 7415 | Rate Constraint in MTons | FALSE | L | Annual | Qualifying Generation | TWh | 1.783 | 0.68328 | 0 | 0 | 0 | 0 | 0
NSR Dairyland- SO2 Cap Annual v5.13 | 646 | 7415 | Rate Constraint in MTons | FALSE | L | Annual | Rate | lb/MWh | 0.94823 | 1.0117 | 0 | 0 | 0 | 0 | 0
NSR Dairyland- SO2 Cap Annual v5.13 | 646 | 7415 | Rate Constraint in MTons | FALSE | L | Annual | Constraint Shadow Price | US2019$/Ton | 0 | 0 | 0 | 0 | 0 | 0 | 0
NSR Dominion Consent - NOX Cap Annual v3.1 | 647 | 7375 | Rate Constraint in MTons | FALSE | L | Annual | Seasons Included | Seasons | Winter, WintShld, Summer | Winter, WintShld, Summer | Winter, WintShld, Summer | Winter, WintShld, Summer | Winter, WintShld, Summer | Winter, WintShld, Summer | Winter, WintShld, Summer
NSR Dominion Consent - NOX Cap Annual v3.1 | 647 | 7375 | Rate Constraint in MTons | FALSE | L | Annual | Standard NOX | Thousand Tons | 30.25 | 30.25 | 30.25 | 30.25 | 30.25 | 30.25 | 30.25
NSR Dominion Consent - NOX Cap Annual v3.1 | 647 | 7375 | Rate Constraint in MTons | FALSE | L | Annual | Emissions at Affected Plants NOX | Thousand Tons | 1.7256 | 0.15111 | 0.13563 | 0.10223 | 0.08636 | 0 | 0
NSR Dominion Consent - NOX Cap Annual v3.1 | 647 | 7375 | Rate Constraint in MTons | FALSE | L | Annual | Allowances Purchased NOX | Thousand Tons | 0 | 0 | 0 | 0 | 0 | 0 | 0
NSR Dominion Consent - NOX Cap Annual v3.1 | 647 | 7375 | Rate Constraint in MTons | FALSE | L | Annual | Allowances Sold NOX | Thousand Tons | 0 | 0 | 0 | 0 | 0 | 0 | 0
NSR Dominion Consent - NOX Cap Annual v3.1 | 647 | 7375 | Rate Constraint in MTons | FALSE | L | Annual | Allowances Banked | Thousand Tons | 0 | 0 | 0 | 0 | 0 | 0 | 0
NSR Dominion Consent - NOX Cap Annual v3.1 | 647 | 7375 | Rate Constraint in MTons | FALSE | L | Annual | Allowances Withdrawn (1:1) | Thousand Tons | 0 | 0 | 0 | 0 | 0 | 0 | 0
NSR Dominion Consent - NOX Cap Annual v3.1 | 647 | 7375 | Rate Constraint in MTons | FALSE | L | Annual | Allowances Withdrawn (n:1) | Thousand Tons | 0 | 0 | 0 | 0 | 0 | 0 | 0
NSR Dominion Consent - NOX Cap Annual v3.1 | 647 | 7375 | Rate Constraint in MTons | FALSE | L | Annual | Net Emissions Allowance Position | Thousand Tons | 1.7256 | 0.15111 | 0.13563 | 0.10223 | 0.08636 | 0 | 0
NSR Dominion Consent - NOX Cap Annual v3.1 | 647 | 7375 | Rate Constraint in MTons | FALSE | L | Annual | Fuel Consumed | TBtu | 69.5974 | 28.8785 | 25.9208 | 19.5382 | 16.5046 | 0 | 0
NSR Dominion Consent - NOX Cap Annual v3.1 | 647 | 7375 | Rate Constraint in MTons | FALSE | L | Annual | Rate | lb/MMBtu | 0.049587 | 0.010465 | 0.010465 | 0.010465 | 0.010465 | 0 | 0
NSR Dominion Consent - NOX Cap Annual v3.1 | 647 | 7375 | Rate Constraint in MTons | FALSE | L | Annual | Generation | TWh | 8.0145 | 3.9981 | 3.5886 | 2.705 | 2.285 | 0 | 0
NSR Dominion Consent - NOX Cap Annual v3.1 | 647 | 7375 | Rate Constraint in MTons | FALSE | L | Annual | Qualifying Generation | TWh | 8.0145 | 3.9981 | 3.5886 | 2.705 | 2.285 | 0 | 0
NSR Dominion Consent - NOX Cap Annual v3.1 | 647 | 7375 | Rate Constraint in MTons | FALSE | L | Annual | Rate | lb/MWh | 0.43061 | 0.075588 | 0.075588 | 0.075588 | 0.075588 | 0 | 0
NSR Dominion Consent - NOX Cap Annual v3.1 | 647 | 7375 | Rate Constraint in MTons | FALSE | L | Annual | Constraint Shadow Price | US2019$/Ton | 0 | 0 | 0 | 0 | 0 | 0 | 0
NSR Dominion Consent - NOX Rate Annual v3.1 | 648 | 7376 | Rate Constraint in lbs/MMBtu | FALSE | L | Annual | Seasons Included | Seasons | Winter, WintShld, Summer | Winter, WintShld, Summer | Winter, WintShld, Summer | Winter, WintShld, Summer | Winter, WintShld, Summer | Winter, WintShld, Summer | Winter, WintShld, Summer
NSR Dominion Consent - NOX Rate Annual v3.1 | 648 | 7376 | Rate Constraint in lbs/MMBtu | FALSE | L | Annual | Standard NOX | lb/MMBtu | 0.15 | 0.15 | 0.15 | 0.15 | 0.15 | 0.15 | 0.15
NSR Dominion Consent - NOX Rate Annual v3.1 | 648 | 7376 | Rate Constraint in lbs/MMBtu | FALSE | L | Annual | Emissions at Affected Plants NOX | Thousand Tons | 1.7256 | 0.15111 | 0.13563 | 0.10223 | 0.08636 | 0 | 0
NSR Dominion Consent - NOX Rate Annual v3.1 | 648 | 7376 | Rate Constraint in lbs/MMBtu | FALSE | L | Annual | Allowances Purchased NOX | Thousand Tons | 0 | 0 | 0 | 0 | 0 | 0 | 0
NSR Dominion Consent - NOX Rate Annual v3.1 | 648 | 7376 | Rate Constraint in lbs/MMBtu | FALSE | L | Annual | Allowances Sold NOX | Thousand Tons | 0 | 0 | 0 | 0 | 0 | 0 | 0
NSR Dominion Consent - NOX Rate Annual v3.1 | 648 | 7376 | Rate Constraint in lbs/MMBtu | FALSE | L | Annual | Allowances Banked | Thousand Tons | 0 | 0 | 0 | 0 | 0 | 0 | 0
NSR Dominion Consent - NOX Rate Annual v3.1 | 648 | 7376 | Rate Constraint in lbs/MMBtu | FALSE | L | Annual | Allowances Withdrawn (1:1) | Thousand Tons | 0 | 0 | 0 | 0 | 0 | 0 | 0
NSR Dominion Consent - NOX Rate Annual v3.1 | 648 | 7376 | Rate Constraint in lbs/MMBtu | FALSE | L | Annual | Allowances Withdrawn (n:1) | Thousand Tons | 0 | 0 | 0 | 0 | 0 | 0 | 0
NSR Dominion Consent - NOX Rate Annual v3.1 | 648 | 7376 | Rate Constraint in lbs/MMBtu | FALSE | L | Annual | Net Emissions Allowance Position | Thousand Tons | 1.7256 | 0.15111 | 0.13563 | 0.10223 | 0.08636 | 0 | 0
NSR Dominion Consent - NOX Rate Annual v3.1 | 648 | 7376 | Rate Constraint in lbs/MMBtu | FALSE | L | Annual | Fuel Consumed | TBtu | 69.5974 | 28.8785 | 25.9208 | 19.5382 | 16.5046 | 0 | 0
NSR Dominion Consent - NOX Rate Annual v3.1 | 648 | 7376 | Rate Constraint in lbs/MMBtu | FALSE | L | Annual | Rate | lb/MMBtu | 0.049587 | 0.010465 | 0.010465 | 0.010465 | 0.010465 | 0 | 0
NSR Dominion Consent - NOX Rate Annual v3.1 | 648 | 7376 | Rate Constraint in lbs/MMBtu | FALSE | L | Annual | Generation | TWh | 8.0145 | 3.9981 | 3.5886 | 2.705 | 2.285 | 0 | 0
NSR Dominion Consent - NOX Rate Annual v3.1 | 648 | 7376 | Rate Constraint in lbs/MMBtu | FALSE | L | Annual | Qualifying Generation | TWh | 8.0145 | 3.9981 | 3.5886 | 2.705 | 2.285 | 0 | 0
NSR Dominion Consent - NOX Rate Annual v3.1 | 648 | 7376 | Rate Constraint in lbs/MMBtu | FALSE | L | Annual | Rate | lb/MWh | 0.43061 | 0.075588 | 0.075588 | 0.075588 | 0.075588 | 0 | 0
NSR Dominion Consent - NOX Rate Annual v3.1 | 648 | 7376 | Rate Constraint in lbs/MMBtu | FALSE | L | Annual | Constraint Shadow Price | US2019$/Ton | 0 | 0 | 0 | 0 | 0 | 0 | 0
NSR Edgewater 3-5- NOx Cap Annual v5.13 | 649 | 7416 | Rate Constraint in MTons | FALSE | L | Annual | Seasons Included | Seasons | Winter, WintShld, Summer | Winter, WintShld, Summer | Winter, WintShld, Summer | Winter, WintShld, Summer | Winter, WintShld, Summer | Winter, WintShld, Summer | Winter, WintShld, Summer
NSR Edgewater 3-5- NOx Cap Annual v5.13 | 649 | 7416 | Rate Constraint in MTons | FALSE | L | Annual | Standard NOX | Thousand Tons | 1.1 | 1.1 | 1.1 | 1.1 | 1.1 | 1.1 | 1.1
NSR Edgewater 3-5- NOx Cap Annual v5.13 | 649 | 7416 | Rate Constraint in MTons | FALSE | L | Annual | Emissions at Affected Plants NOX | Thousand Tons | 0 | 0 | 0 | 0 | 0 | 0 | 0
NSR Edgewater 3-5- NOx Cap Annual v5.13 | 649 | 7416 | Rate Constraint in MTons | FALSE | L | Annual | Allowances Purchased NOX | Thousand Tons | 0 | 0 | 0 | 0 | 0 | 0 | 0
NSR Edgewater 3-5- NOx Cap Annual v5.13 | 649 | 7416 | Rate Constraint in MTons | FALSE | L | Annual | Allowances Sold NOX | Thousand Tons | 0 | 0 | 0 | 0 | 0 | 0 | 0
NSR Edgewater 3-5- NOx Cap Annual v5.13 | 649 | 7416 | Rate Constraint in MTons | FALSE | L | Annual | Allowances Banked | Thousand Tons | 0 | 0 | 0 | 0 | 0 | 0 | 0
NSR Edgewater 3-5- NOx Cap Annual v5.13 | 649 | 7416 | Rate Constraint in MTons | FALSE | L | Annual | Allowances Withdrawn (1:1) | Thousand Tons | 0 | 0 | 0 | 0 | 0 | 0 | 0
NSR Edgewater 3-5- NOx Cap Annual v5.13 | 649 | 7416 | Rate Constraint in MTons | FALSE | L | Annual | Allowances Withdrawn (n:1) | Thousand Tons | 0 | 0 | 0 | 0 | 0 | 0 | 0
NSR Edgewater 3-5- NOx Cap Annual v5.13 | 649 | 7416 | Rate Constraint in MTons | FALSE | L | Annual | Net Emissions Allowance Position | Thousand Tons | 0 | 0 | 0 | 0 | 0 | 0 | 0
NSR Edgewater 3-5- NOx Cap Annual v5.13 | 649 | 7416 | Rate Constraint in MTons | FALSE | L | Annual | Fuel Consumed | TBtu | 0 | 0 | 0 | 0 | 0 | 0 | 0
NSR Edgewater 3-5- NOx Cap Annual v5.13 | 649 | 7416 | Rate Constraint in MTons | FALSE | L | Annual | Rate | lb/MMBtu | 0 | 0 | 0 | 0 | 0 | 0 | 0
NSR Edgewater 3-5- NOx Cap Annual v5.13 | 649 | 7416 | Rate Constraint in MTons | FALSE | L | Annual | Generation | TWh | 0 | 0 | 0 | 0 | 0 | 0 | 0
NSR Edgewater 3-5- NOx Cap Annual v5.13 | 649 | 7416 | Rate Constraint in MTons | FALSE | L | Annual | Qualifying Generation | TWh | 0 | 0 | 0 | 0 | 0 | 0 | 0
NSR Edgewater 3-5- NOx Cap Annual v5.13 | 649 | 7416 | Rate Constraint in MTons | FALSE | L | Annual | Rate | lb/MWh | 0 | 0 | 0 | 0 | 0 | 0 | 0
NSR Edgewater 3-5- NOx Cap Annual v5.13 | 649 | 7416 | Rate Constraint in MTons | FALSE | L | Annual | Constraint Shadow Price | US2019$/Ton | 0 | 0 | 0 | 0 | 0 | 0 | 0
NSR Edgewater 3-5- SO2 Cap Annual v5.13 | 650 | 7417 | Rate Constraint in MTons | FALSE | L | Annual | Seasons Included | Seasons | Winter, WintShld, Summer | Winter, WintShld, Summer | Winter, WintShld, Summer | Winter, WintShld, Summer | Winter, WintShld, Summer | Winter, WintShld, Summer | Winter, WintShld, Summer
NSR Edgewater 3-5- SO2 Cap Annual v5.13 | 650 | 7417 | Rate Constraint in MTons | FALSE | L | Annual | Standard SO2 | Thousand Tons | 1.1 | 1.1 | 1.1 | 1.1 | 1.1 | 1.1 | 1.1
NSR Edgewater 3-5- SO2 Cap Annual v5.13 | 650 | 7417 | Rate Constraint in MTons | FALSE | L | Annual | Emissions at Affected Plants SO2 | Thousand Tons | 0 | 0 | 0 | 0 | 0 | 0 | 0
NSR Edgewater 3-5- SO2 Cap Annual v5.13 | 650 | 7417 | Rate Constraint in MTons | FALSE | L | Annual | Allowances Purchased SO2 | Thousand Tons | 0 | 0 | 0 | 0 | 0 | 0 | 0
NSR Edgewater 3-5- SO2 Cap Annual v5.13 | 650 | 7417 | Rate Constraint in MTons | FALSE | L | Annual | Allowances Sold SO2 | Thousand Tons | 0 | 0 | 0 | 0 | 0 | 0 | 0
NSR Edgewater 3-5- SO2 Cap Annual v5.13 | 650 | 7417 | Rate Constraint in MTons | FALSE | L | Annual | Allowances Banked | Thousand Tons | 0 | 0 | 0 | 0 | 0 | 0 | 0
NSR Edgewater 3-5- SO2 Cap Annual v5.13 | 650 | 7417 | Rate Constraint in MTons | FALSE | L | Annual | Allowances Withdrawn (1:1) | Thousand Tons | 0 | 0 | 0 | 0 | 0 | 0 | 0
NSR Edgewater 3-5- SO2 Cap Annual v5.13 | 650 | 7417 | Rate Constraint in MTons | FALSE | L | Annual | Allowances Withdrawn (n:1) | Thousand Tons | 0 | 0 | 0 | 0 | 0 | 0 | 0
NSR Edgewater 3-5- SO2 Cap Annual v5.13 | 650 | 7417 | Rate Constraint in MTons | FALSE | L | Annual | Net Emissions Allowance Position | Thousand Tons | 0 | 0 | 0 | 0 | 0 | 0 | 0
NSR Edgewater 3-5- SO2 Cap Annual v5.13 | 650 | 7417 | Rate Constraint in MTons | FALSE | L | Annual | Fuel Consumed | TBtu | 0 | 0 | 0 | 0 | 0 | 0 | 0
NSR Edgewater 3-5- SO2 Cap Annual v5.13 | 650 | 7417 | Rate Constraint in MTons | FALSE | L | Annual | Rate | lb/MMBtu | 0 | 0 | 0 | 0 | 0 | 0 | 0
NSR Edgewater 3-5- SO2 Cap Annual v5.13 | 650 | 7417 | Rate Constraint in MTons | FALSE | L | Annual | Generation | TWh | 0 | 0 | 0 | 0 | 0 | 0 | 0
NSR Edgewater 3-5- SO2 Cap Annual v5.13 | 650 | 7417 | Rate Constraint in MTons | FALSE | L | Annual | Qualifying Generation | TWh | 0 | 0 | 0 | 0 | 0 | 0 | 0
NSR Edgewater 3-5- SO2 Cap Annual v5.13 | 650 | 7417 | Rate Constraint in MTons | FALSE | L | Annual | Rate | lb/MWh | 0 | 0 | 0 | 0 | 0 | 0 | 0
NSR Edgewater 3-5- SO2 Cap Annual v5.13 | 650 | 7417 | Rate Constraint in MTons | FALSE | L | Annual | Constraint Shadow Price | US2019$/Ton | 0 | 0 | 0 | 0 | 0 | 0 | 0
NSR Edgewater 5- Hg Rate Annual v5.13 | 651 | 7478 | Rate Constraint in lbs/MMBtu | FALSE | L | Annual | Seasons Included | Seasons | Winter, WintShld, Summer | Winter, WintShld, Summer | Winter, WintShld, Summer | Winter, WintShld, Summer | Winter, WintShld, Summer | Winter, WintShld, Summer | Winter, WintShld, Summer
NSR Edgewater 5- Hg Rate Annual v5.13 | 651 | 7478 | Rate Constraint in lbs/MMBtu | FALSE | L | Annual | Standard MER | lb/MMBtu | 0.015 | 0.015 | 0.015 | 0.015 | 0.015 | 0.015 | 0.015
NSR Edgewater 5- Hg Rate Annual v5.13 | 651 | 7478 | Rate Constraint in lbs/MMBtu | FALSE | L | Annual | Emissions at Affected Plants MER | lbs | 0 | 0 | 0 | 0 | 0 | 0 | 0
NSR Edgewater 5- Hg Rate Annual v5.13 | 651 | 7478 | Rate Constraint in lbs/MMBtu | FALSE | L | Annual | Allowances Purchased MER | lbs | 0 | 0 | 0 | 0 | 0 | 0 | 0
NSR Edgewater 5- Hg Rate Annual v5.13 | 651 | 7478 | Rate Constraint in lbs/MMBtu | FALSE | L | Annual | Allowances Sold MER | lbs | 0 | 0 | 0 | 0 | 0 | 0 | 0
NSR Edgewater 5- Hg Rate Annual v5.13 | 651 | 7478 | Rate Constraint in lbs/MMBtu | FALSE | L | Annual | Allowances Banked | lbs | 0 | 0 | 0 | 0 | 0 | 0 | 0
NSR Edgewater 5- Hg Rate Annual v5.13 | 651 | 7478 | Rate Constraint in lbs/MMBtu | FALSE | L | Annual | Allowances Withdrawn (1:1) | lbs | 0 | 0 | 0 | 0 | 0 | 0 | 0
NSR Edgewater 5- Hg Rate Annual v5.13 | 651 | 7478 | Rate Constraint in lbs/MMBtu | FALSE | L | Annual | Allowances Withdrawn (n:1) | lbs | 0 | 0 | 0 | 0 | 0 | 0 | 0
NSR Edgewater 5- Hg Rate Annual v5.13 | 651 | 7478 | Rate Constraint in lbs/MMBtu | FALSE | L | Annual | Net Emissions Allowance Position | lbs | 0 | 0 | 0 | 0 | 0 | 0 | 0
NSR Edgewater 5- Hg Rate Annual v5.13 | 651 | 7478 | Rate Constraint in lbs/MMBtu | FALSE | L | Annual | Fuel Consumed | TBtu | 0 | 0 | 0 | 0 | 0 | 0 | 0
NSR Edgewater 5- Hg Rate Annual v5.13 | 651 | 7478 | Rate Constraint in lbs/MMBtu | FALSE | L | Annual | Rate | lb/MMBtu | 0 | 0 | 0 | 0 | 0 | 0 | 0
NSR Edgewater 5- Hg Rate Annual v5.13 | 651 | 7478 | Rate Constraint in lbs/MMBtu | FALSE | L | Annual | Generation | TWh | 0 | 0 | 0 | 0 | 0 | 0 | 0
NSR Edgewater 5- Hg Rate Annual v5.13 | 651 | 7478 | Rate Constraint in lbs/MMBtu | FALSE | L | Annual | Qualifying Generation | TWh | 0 | 0 | 0 | 0 | 0 | 0 | 0
NSR Edgewater 5- Hg Rate Annual v5.13 | 651 | 7478 | Rate Constraint in lbs/MMBtu | FALSE | L | Annual | Rate | lb/MWh | 0 | 0 | 0 | 0 | 0 | 0 | 0
NSR Edgewater 5- Hg Rate Annual v5.13 | 651 | 7478 | Rate Constraint in lbs/MMBtu | FALSE | L | Annual | Constraint Shadow Price | US2019$/Lb | 0 | 0 | 0 | 0 | 0 | 0 | 0
NSR Edgewater 5- NOx Rate Annual v5.13 | 652 | 7477 | Rate Constraint in lbs/MMBtu | FALSE | L | Annual | Seasons Included | Seasons | Winter, WintShld, Summer | Winter, WintShld, Summer | Winter, WintShld, Summer | Winter, WintShld, Summer | Winter, WintShld, Summer | Winter, WintShld, Summer | Winter, WintShld, Summer
NSR Edgewater 5- NOx Rate Annual v5.13 | 652 | 7477 | Rate Constraint in lbs/MMBtu | FALSE | L | Annual | Standard NOX | lb/MMBtu | 0.07 | 0.07 | 0.07 | 0.07 | 0.07 | 0.07 | 0.07
NSR Edgewater 5- NOx Rate Annual v5.13 | 652 | 7477 | Rate Constraint in lbs/MMBtu | FALSE | L | Annual | Emissions at Affected Plants NOX | Thousand Tons | 0 | 0 | 0 | 0 | 0 | 0 | 0
NSR Edgewater 5- NOx Rate Annual v5.13 | 652 | 7477 | Rate Constraint in lbs/MMBtu | FALSE | L | Annual | Allowances Purchased NOX | Thousand Tons | 0 | 0 | 0 | 0 | 0 | 0 | 0
NSR Edgewater 5- NOx Rate Annual v5.13 | 652 | 7477 | Rate Constraint in lbs/MMBtu | FALSE | L | Annual | Allowances Sold NOX | Thousand Tons | 0 | 0 | 0 | 0 | 0 | 0 | 0
NSR Edgewater 5- NOx Rate Annual v5.13 | 652 | 7477 | Rate Constraint in lbs/MMBtu | FALSE | L | Annual | Allowances Banked | Thousand Tons | 0 | 0 | 0 | 0 | 0 | 0 | 0
NSR Edgewater 5- NOx Rate Annual v5.13 | 652 | 7477 | Rate Constraint in lbs/MMBtu | FALSE | L | Annual | Allowances Withdrawn (1:1) | Thousand Tons | 0 | 0 | 0 | 0 | 0 | 0 | 0
NSR Edgewater 5- NOx Rate Annual v5.13 | 652 | 7477 | Rate Constraint in lbs/MMBtu | FALSE | L | Annual | Allowances Withdrawn (n:1) | Thousand Tons | 0 | 0 | 0 | 0 | 0 | 0 | 0
NSR Edgewater 5- NOx Rate Annual v5.13 | 652 | 7477 | Rate Constraint in lbs/MMBtu | FALSE | L | Annual | Net Emissions Allowance Position | Thousand Tons | 0 | 0 | 0 | 0 | 0 | 0 | 0
NSR Edgewater 5- NOx Rate Annual v5.13 | 652 | 7477 | Rate Constraint in lbs/MMBtu | FALSE | L | Annual | Fuel Consumed | TBtu | 0 | 0 | 0 | 0 | 0 | 0 | 0
NSR Edgewater 5- NOx Rate Annual v5.13 | 652 | 7477 | Rate Constraint in lbs/MMBtu | FALSE | L | Annual | Rate | lb/MMBtu | 0 | 0 | 0 | 0 | 0 | 0 | 0
NSR Edgewater 5- NOx Rate Annual v5.13 | 652 | 7477 | Rate Constraint in lbs/MMBtu | FALSE | L | Annual | Generation | TWh | 0 | 0 | 0 | 0 | 0 | 0 | 0
NSR Edgewater 5- NOx Rate Annual v5.13 | 652 | 7477 | Rate Constraint in lbs/MMBtu | FALSE | L | Annual | Qualifying Generation | TWh | 0 | 0 | 0 | 0 | 0 | 0 | 0
NSR Edgewater 5- NOx Rate Annual v5.13 | 652 | 7477 | Rate Constraint in lbs/MMBtu | FALSE | L | Annual | Rate | lb/MWh | 0 | 0 | 0 | 0 | 0 | 0 | 0
NSR Edgewater 5- NOx Rate Annual v5.13 | 652 | 7477 | Rate Constraint in lbs/MMBtu | FALSE | L | Annual | Constraint Shadow Price | US2019$/Ton | 0 | 0 | 0 | 0 | 0 | 0 | 0
NSR Edgewater 5- SO2 Rate Annual v5.13 | 653 | 7476 | Rate Constraint in lbs/MMBtu | FALSE | L | Annual | Seasons Included | Seasons | Winter, WintShld, Summer | Winter, WintShld, Summer | Winter, WintShld, Summer | Winter, WintShld, Summer | Winter, WintShld, Summer | Winter, WintShld, Summer | Winter, WintShld, Summer
NSR Edgewater 5- SO2 Rate Annual v5.13 | 653 | 7476 | Rate Constraint in lbs/MMBtu | FALSE | L | Annual | Standard SO2 | lb/MMBtu | 0.075 | 0.075 | 0.075 | 0.075 | 0.075 | 0.075 | 0.075
NSR Edgewater 5- SO2 Rate Annual v5.13 | 653 | 7476 | Rate Constraint in lbs/MMBtu | FALSE | L | Annual | Emissions at Affected Plants SO2 | Thousand Tons | 0 | 0 | 0 | 0 | 0 | 0 | 0
NSR Edgewater 5- SO2 Rate Annual v5.13 | 653 | 7476 | Rate Constraint in lbs/MMBtu | FALSE | L | Annual | Allowances Purchased SO2 | Thousand Tons | 0 | 0 | 0 | 0 | 0 | 0 | 0
NSR Edgewater 5- SO2 Rate Annual v5.13 | 653 | 7476 | Rate Constraint in lbs/MMBtu | FALSE | L | Annual | Allowances Sold SO2 | Thousand Tons | 0 | 0 | 0 | 0 | 0 | 0 | 0
NSR Edgewater 5- SO2 Rate Annual v5.13 | 653 | 7476 | Rate Constraint in lbs/MMBtu | FALSE | L | Annual | Allowances Banked | Thousand Tons | 0 | 0 | 0 | 0 | 0 | 0 | 0
NSR Edgewater 5- SO2 Rate Annual v5.13 | 653 | 7476 | Rate Constraint in lbs/MMBtu | FALSE | L | Annual | Allowances Withdrawn (1:1) | Thousand Tons | 0 | 0 | 0 | 0 | 0 | 0 | 0
NSR Edgewater 5- SO2 Rate Annual v5.13 | 653 | 7476 | Rate Constraint in lbs/MMBtu | FALSE | L | Annual | Allowances Withdrawn (n:1) | Thousand Tons | 0 | 0 | 0 | 0 | 0 | 0 | 0
NSR Edgewater 5- SO2 Rate Annual v5.13 | 653 | 7476 | Rate Constraint in lbs/MMBtu | FALSE | L | Annual | Net Emissions Allowance Position | Thousand Tons | 0 | 0 | 0 | 0 | 0 | 0 | 0
NSR Edgewater 5- SO2 Rate Annual v5.13 | 653 | 7476 | Rate Constraint in lbs/MMBtu | FALSE | L | Annual | Fuel Consumed | TBtu | 0 | 0 | 0 | 0 | 0 | 0 | 0
NSR Edgewater 5- SO2 Rate Annual v5.13 | 653 | 7476 | Rate Constraint in lbs/MMBtu | FALSE | L | Annual | Rate | lb/MMBtu | 0 | 0 | 0 | 0 | 0 | 0 | 0
NSR Edgewater 5- SO2 Rate Annual v5.13 | 653 | 7476 | Rate Constraint in lbs/MMBtu | FALSE | L | Annual | Generation | TWh | 0 | 0 | 0 | 0 | 0 | 0 | 0
NSR Edgewater 5- SO2 Rate Annual v5.13 | 653 | 7476 | Rate Constraint in lbs/MMBtu | FALSE | L | Annual | Qualifying Generation | TWh | 0 | 0 | 0 | 0 | 0 | 0 | 0
NSR Edgewater 5- SO2 Rate Annual v5.13 | 653 | 7476 | Rate Constraint in lbs/MMBtu | FALSE | L | Annual | Rate | lb/MWh | 0 | 0 | 0 | 0 | 0 | 0 | 0
NSR Edgewater 5- SO2 Rate Annual v5.13 | 653 | 7476 | Rate Constraint in lbs/MMBtu | FALSE | L | Annual | Constraint Shadow Price | US2019$/Ton | 0 | 0 | 0 | 0 | 0 | 0 | 0
NSR EKPC Consent - NOX Cap Annual v3.1 | 654 | 7378 | Rate Constraint in MTons | FALSE | L | Annual | Seasons Included | Seasons | Winter, WintShld, Summer | Winter, WintShld, Summer | Winter, WintShld, Summer | Winter, WintShld, Summer | Winter, WintShld, Summer | Winter, WintShld, Summer | Winter, WintShld, Summer
NSR EKPC Consent - NOX Cap Annual v3.1 | 654 | 7378 | Rate Constraint in MTons | FALSE | L | Annual | Standard NOX | Thousand Tons | 8 | 8 | 8 | 8 | 8 | 8 | 8
NSR EKPC Consent - NOX Cap Annual v3.1 | 654 | 7378 | Rate Constraint in MTons | FALSE | L | Annual | Emissions at Affected Plants NOX | Thousand Tons | 2.3715 | 2.4197 | 2.4197 | 2.4197 | 0 | 0 | 0
NSR EKPC Consent - NOX Cap Annual v3.1 | 654 | 7378 | Rate Constraint in MTons | FALSE | L | Annual | Allowances Purchased NOX | Thousand Tons | 0 | 0 | 0 | 0 | 0 | 0 | 0
NSR EKPC Consent - NOX Cap Annual v3.1 | 654 | 7378 | Rate Constraint in MTons | FALSE | L | Annual | Allowances Sold NOX | Thousand Tons | 0 | 0 | 0 | 0 | 0 | 0 | 0
NSR EKPC Consent - NOX Cap Annual v3.1 | 654 | 7378 | Rate Constraint in MTons | FALSE | L | Annual | Allowances Banked | Thousand Tons | 0 | 0 | 0 | 0 | 0 | 0 | 0
NSR EKPC Consent - NOX Cap Annual v3.1 | 654 | 7378 | Rate Constraint in MTons | FALSE | L | Annual | Allowances Withdrawn (1:1) | Thousand Tons | 0 | 0 | 0 | 0 | 0 | 0 | 0
NSR EKPC Consent - NOX Cap Annual v3.1 | 654 | 7378 | Rate Constraint in MTons | FALSE | L | Annual | Allowances Withdrawn (n:1) | Thousand Tons | 0 | 0 | 0 | 0 | 0 | 0 | 0
NSR EKPC Consent - NOX Cap Annual v3.1 | 654 | 7378 | Rate Constraint in MTons | FALSE | L | Annual | Net Emissions Allowance Position | Thousand Tons | 2.3715 | 2.4197 | 2.4197 | 2.4197 | 0 | 0 | 0
NSR EKPC Consent - NOX Cap Annual v3.1 | 654 | 7378 | Rate Constraint in MTons | FALSE | L | Annual | Fuel Consumed | TBtu | 55.4053 | 56.5368 | 56.5368 | 56.5368 | 0 | 0 | 0
NSR EKPC Consent - NOX Cap Annual v3.1 | 654 | 7378 | Rate Constraint in MTons | FALSE | L | Annual | Rate | lb/MMBtu | 0.085605 | 0.085597 | 0.085597 | 0.085597 | 0 | 0 | 0
NSR EKPC Consent - NOX Cap Annual v3.1 | 654 | 7378 | Rate Constraint in MTons | FALSE | L | Annual | Generation | TWh | 5.4808 | 4.0282 | 4.0282 | 4.0282 | 0 | 0 | 0
NSR EKPC Consent - NOX Cap Annual v3.1 | 654 | 7378 | Rate Constraint in MTons | FALSE | L | Annual | Qualifying Generation | TWh | 5.4808 | 4.0282 | 4.0282 | 4.0282 | 0 | 0 | 0
NSR EKPC Consent - NOX Cap Annual v3.1 | 654 | 7378 | Rate Constraint in MTons | FALSE | L | Annual | Rate | lb/MWh | 0.86539 | 1.2014 | 1.2014 | 1.2014 | 0 | 0 | 0
NSR EKPC Consent - NOX Cap Annual v3.1 | 654 | 7378 | Rate Constraint in MTons | FALSE | L | Annual | Constraint Shadow Price | US2019$/Ton | 0 | 0 | 0 | 0 | 0 | 0 | 0
NSR EKPC Consent - SO2 Cap Annual v3.1 | 655 | 7377 | Rate Constraint in MTons | FALSE | L | Annual | Seasons Included | Seasons | Winter, WintShld, Summer | Winter, WintShld, Summer | Winter, WintShld, Summer | Winter, WintShld, Summer | Winter, WintShld, Summer | Winter, WintShld, Summer | Winter, WintShld, Summer
NSR EKPC Consent - SO2 Cap Annual v3.1 | 655 | 7377 | Rate Constraint in MTons | FALSE | L | Annual | Standard SO2 | Thousand Tons | 28 | 28 | 28 | 28 | 28 | 28 | 28
NSR EKPC Consent - SO2 Cap Annual v3.1 | 655 | 7377 | Rate Constraint in MTons | FALSE | L | Annual | Emissions at Affected Plants SO2 | Thousand Tons | 2.4782 | 2.4113 | 2.4075 | 2.4075 | 0 | 0 | 0
NSR EKPC Consent - SO2 Cap Annual v3.1 | 655 | 7377 | Rate Constraint in MTons | FALSE | L | Annual | Allowances Purchased SO2 | Thousand Tons | 0 | 0 | 0 | 0 | 0 | 0 | 0
NSR EKPC Consent - SO2 Cap Annual v3.1 | 655 | 7377 | Rate Constraint in MTons | FALSE | L | Annual | Allowances Sold SO2 | Thousand Tons | 0 | 0 | 0 | 0 | 0 | 0 | 0
NSR EKPC Consent - SO2 Cap Annual v3.1 | 655 | 7377 | Rate Constraint in MTons | FALSE | L | Annual | Allowances Banked | Thousand Tons | 0 | 0 | 0 | 0 | 0 | 0 | 0
NSR EKPC Consent - SO2 Cap Annual v3.1 | 655 | 7377 | Rate Constraint in MTons | FALSE | L | Annual | Allowances Withdrawn (1:1) | Thousand Tons | 0 | 0 | 0 | 0 | 0 | 0 | 0
NSR EKPC Consent - SO2 Cap Annual v3.1 | 655 | 7377 | Rate Constraint in MTons | FALSE | L | Annual | Allowances Withdrawn (n:1) | Thousand Tons | 0 | 0 | 0 | 0 | 0 | 0 | 0
NSR EKPC Consent - SO2 Cap Annual v3.1 | 655 | 7377 | Rate Constraint in MTons | FALSE | L | Annual | Net Emissions Allowance Position | Thousand Tons | 2.4782 | 2.4113 | 2.4075 | 2.4075 | 0 | 0 | 0
NSR EKPC Consent - SO2 Cap Annual v3.1 | 655 | 7377 | Rate Constraint in MTons | FALSE | L | Annual | Fuel Consumed | TBtu | 55.4053 | 56.5368 | 56.5368 | 56.5368 | 0 | 0 | 0
NSR EKPC Consent - SO2 Cap Annual v3.1 | 655 | 7377 | Rate Constraint in MTons | FALSE | L | Annual | Rate | lb/MMBtu | 0.089457 | 0.085299 | 0.085168 | 0.085168 | 0 | 0 | 0
NSR EKPC Consent - SO2 Cap Annual v3.1 | 655 | 7377 | Rate Constraint in MTons | FALSE | L | Annual | Generation | TWh | 5.4808 | 4.0282 | 4.0282 | 4.0282 | 0 | 0 | 0
NSR EKPC Consent - SO2 Cap Annual v3.1 | 655 | 7377 | Rate Constraint in MTons | FALSE | L | Annual | Qualifying Generation | TWh | 5.4808 | 4.0282 | 4.0282 | 4.0282 | 0 | 0 | 0
NSR EKPC Consent - SO2 Cap Annual v3.1 | 655 | 7377 | Rate Constraint in MTons | FALSE | L | Annual | Rate | lb/MWh | 0.90432 | 1.1972 | 1.1953 | 1.1953 | 0 | 0 | 0
NSR EKPC Consent - SO2 Cap Annual v3.1 | 655 | 7377 | Rate Constraint in MTons | FALSE | L | Annual | Constraint Shadow Price | US2019$/Ton | 0 | 0 | 0 | 0 | 0 | 0 | 0
NSR FB Culley 3 - NOX Rate Annual v3.1, Unit 3568 and retrofits | 656 | 7424 | Rate Constraint in lbs/MMBtu | FALSE | L | Annual | Seasons Included | Seasons | Winter, WintShld, Summer | Winter, WintShld, Summer | Winter, WintShld, Summer | Winter, WintShld, Summer | Winter, WintShld, Summer | Winter, WintShld, Summer | Winter, WintShld, Summer
NSR FB Culley 3 - NOX Rate Annual v3.1, Unit 3568 and retrofits | 656 | 7424 | Rate Constraint in lbs/MMBtu | FALSE | L | Annual | Standard NOX | lb/MMBtu | 0.121 | 0.121 | 0.121 | 0.121 | 0.121 | 0.121 | 0.121
NSR FB Culley 3 - NOX Rate Annual v3.1, Unit 3568 and retrofits | 656 | 7424 | Rate Constraint in lbs/MMBtu | FALSE | L | Annual | Emissions at Affected Plants NOX | Thousand Tons | 0.83461 | 0.25691 | 0 | 0 | 0 | 0 | 0
NSR FB Culley 3 - NOX Rate Annual v3.1, Unit 3568 and retrofits | 656 | 7424 | Rate Constraint in lbs/MMBtu | FALSE | L | Annual | Allowances Purchased NOX | Thousand Tons | 0 | 0 | 0 | 0 | 0 | 0 | 0
NSR FB Culley 3 - NOX Rate Annual v3.1, Unit 3568 and retrofits | 656 | 7424 | Rate Constraint in lbs/MMBtu | FALSE | L | Annual | Allowances Sold NOX | Thousand Tons | 0 | 0 | 0 | 0 | 0 | 0 | 0
NSR FB Culley 3 - NOX Rate Annual v3.1, Unit 3568 and retrofits | 656 | 7424 | Rate Constraint in lbs/MMBtu | FALSE | L | Annual | Allowances Banked | Thousand Tons | 0 | 0 | 0 | 0 | 0 | 0 | 0
NSR FB Culley 3 - NOX Rate Annual v3.1, Unit 3568 and retrofits | 656 | 7424 | Rate Constraint in lbs/MMBtu | FALSE | L | Annual | Allowances Withdrawn (1:1) | Thousand Tons | 0 | 0 | 0 | 0 | 0 | 0 | 0
NSR FB Culley 3 - NOX Rate Annual v3.1, Unit 3568 and retrofits | 656 | 7424 | Rate Constraint in lbs/MMBtu | FALSE | L | Annual | Allowances Withdrawn (n:1) | Thousand Tons | 0 | 0 | 0 | 0 | 0 | 0 | 0
NSR FB Culley 3 - NOX Rate Annual v3.1, Unit 3568 and retrofits | 656 | 7424 | Rate Constraint in lbs/MMBtu | FALSE | L | Annual | Net Emissions Allowance Position | Thousand Tons | 0.83461 | 0.25691 | 0 | 0 | 0 | 0 | 0
NSR FB Culley 3 - NOX Rate Annual v3.1, Unit 3568 and retrofits | 656 | 7424 | Rate Constraint in lbs/MMBtu | FALSE | L | Annual | Fuel Consumed | TBtu | 17.3366 | 5.1126 | 0 | 0 | 0 | 0 | 0
NSR FB Culley 3 - NOX Rate Annual v3.1, Unit 3568 and retrofits | 656 | 7424 | Rate Constraint in lbs/MMBtu | FALSE | L | Annual | Rate | lb/MMBtu | 0.096283 | 0.1005 | 0 | 0 | 0 | 0 | 0
NSR FB Culley 3 - NOX Rate Annual v3.1, Unit 3568 and retrofits | 656 | 7424 | Rate Constraint in lbs/MMBtu | FALSE | L | Annual | Generation | TWh | 1.6041 | 0.47304 | 0 | 0 | 0 | 0 | 0
NSR FB Culley 3 - NOX Rate Annual v3.1, Unit 3568 and retrofits | 656 | 7424 | Rate Constraint in lbs/MMBtu | FALSE | L | Annual | Qualifying Generation | TWh | 1.6041 | 0.47304 | 0 | 0 | 0 | 0 | 0
NSR FB Culley 3 - NOX Rate Annual v3.1, Unit 3568 and retrofits | 656 | 7424 | Rate Constraint in lbs/MMBtu | FALSE | L | Annual | Rate | lb/MWh | 1.0406 | 1.0862 | 0 | 0 | 0 | 0 | 0
NSR FB Culley 3 - NOX Rate Annual v3.1, Unit 3568 and retrofits | 656 | 7424 | Rate Constraint in lbs/MMBtu | FALSE | L | Annual | Constraint Shadow Price | US2019$/Ton | 0 | 0 | 0 | 0 | 0 | 0 | 0
NSR Four Corners 4,5 - NOX Cap Annual v5.16 | 657 | 7501 | Rate Constraint in MTons | FALSE | L | Annual | Seasons Included | Seasons | Winter, WintShld, Summer | Winter, WintShld, Summer | Winter, WintShld, Summer | Winter, WintShld, Summer | Winter, WintShld, Summer | Winter, WintShld, Summer | Winter, WintShld, Summer
NSR Four Corners 4,5 - NOX Cap Annual v5.16 | 657 | 7501 | Rate Constraint in MTons | FALSE | L | Annual | Standard NOX | Thousand Tons | 4.968 | 4.968 | 4.968 | 4.968 | 4.968 | 4.968 | 4.968
NSR Four Corners 4,5 - NOX Cap Annual v5.16 | 657 | 7501 | Rate Constraint in MTons | FALSE | L | Annual | Emissions at Affected Plants NOX | Thousand Tons | 2.7574 | 0.7626 | 0 | 0 | 0 | 0 | 0
NSR Four Corners 4,5 - NOX Cap Annual v5.16 | 657 | 7501 | Rate Constraint in MTons | FALSE | L | Annual | Allowances Purchased NOX | Thousand Tons | 0 | 0 | 0 | 0 | 0 | 0 | 0
NSR Four Corners 4,5 - NOX Cap Annual v5.16 | 657 | 7501 | Rate Constraint in MTons | FALSE | L | Annual | Allowances Sold NOX | Thousand Tons | 0 | 0 | 0 | 0 | 0 | 0 | 0
NSR Four Corners 4,5 - NOX Cap Annual v5.16 | 657 | 7501 | Rate Constraint in MTons | FALSE | L | Annual | Allowances Banked | Thousand Tons | 0 | 0 | 0 | 0 | 0 | 0 | 0
NSR Four Corners 4,5 - NOX Cap Annual v5.16 | 657 | 7501 | Rate Constraint in MTons | FALSE | L | Annual | Allowances Withdrawn (1:1) | Thousand Tons | 0 | 0 | 0 | 0 | 0 | 0 | 0
NSR Four Corners 4,5 - NOX Cap Annual v5.16 | 657 | 7501 | Rate Constraint in MTons | FALSE | L | Annual | Allowances Withdrawn (n:1) | Thousand Tons | 0 | 0 | 0 | 0 | 0 | 0 | 0
NSR Four Corners 4,5 - NOX Cap Annual v5.16 | 657 | 7501 | Rate Constraint in MTons | FALSE | L | Annual | Net Emissions Allowance Position | Thousand Tons | 2.7574 | 0.7626 | 0 | 0 | 0 | 0 | 0
NSR Four Corners 4,5 - NOX Cap Annual v5.16 | 657 | 7501 | Rate Constraint in MTons | FALSE | L | Annual | Fuel Consumed | TBtu | 89.4286 | 24.7616 | 0 | 0 | 0 | 0 | 0
NSR Four Corners 4,5 - NOX Cap Annual v5.16 | 657 | 7501 | Rate Constraint in MTons | FALSE | L | Annual | Rate | lb/MMBtu | 0.061668 | 0.061595 | 0 | 0 | 0 | 0 | 0
NSR Four Corners 4,5 - NOX Cap Annual v5.16 | 657 | 7501 | Rate Constraint in MTons | FALSE | L | Annual | Generation | TWh | 9.155 | 2.5349 | 0 | 0 | 0 | 0 | 0
NSR Four Corners 4,5 - NOX Cap Annual v5.16 | 657 | 7501 | Rate Constraint in MTons | FALSE | L | Annual | Qualifying Generation | TWh | 9.155 | 2.5349 | 0 | 0 | 0 | 0 | 0
NSR Four Corners 4,5 - NOX Cap Annual v5.16 | 657 | 7501 | Rate Constraint in MTons | FALSE | L | Annual | Rate | lb/MWh | 0.60239 | 0.60168 | 0 | 0 | 0 | 0 | 0
NSR Four Corners 4,5 - NOX Cap Annual v5.16 | 657 | 7501 | Rate Constraint in MTons | FALSE | L | Annual | Constraint Shadow Price | US2019$/Ton | 0 | 0 | 0 | 0 | 0 | 0 | 0
NSR Four Corners 4,5 - NOX Rate Annual v5.16 | 658 | 7500 | Rate Constraint in lbs/MMBtu | FALSE | L | Annual | Seasons Included | Seasons | Winter, WintShld, Summer | Winter, WintShld, Summer | Winter, WintShld, Summer | Winter, WintShld, Summer | Winter, WintShld, Summer | Winter, WintShld, Summer | Winter, WintShld, Summer
NSR Four Corners 4,5 - NOX Rate Annual v5.16 | 658 | 7500 | Rate Constraint in lbs/MMBtu | FALSE | L | Annual | Standard NOX | lb/MMBtu | 0.08 | 0.08 | 0.08 | 0.08 | 0.08 | 0.08 | 0.08
NSR Four Corners 4,5 - NOX Rate Annual v5.16 | 658 | 7500 | Rate Constraint in lbs/MMBtu | FALSE | L | Annual | Emissions at Affected Plants NOX | Thousand Tons | 2.7574 | 0.7626 | 0 | 0 | 0 | 0 | 0
NSR Four Corners 4,5 - NOX Rate Annual v5.16 | 658 | 7500 | Rate Constraint in lbs/MMBtu | FALSE | L | Annual | Allowances Purchased NOX | Thousand Tons | 0 | 0 | 0 | 0 | 0 | 0 | 0
NSR Four Corners 4,5 - NOX Rate Annual v5.16 | 658 | 7500 | Rate Constraint in lbs/MMBtu | FALSE | L | Annual | Allowances Sold NOX | Thousand Tons | 0 | 0 | 0 | 0 | 0 | 0 | 0
NSR Four Corners 4,5 - NOX Rate Annual v5.16 | 658 | 7500 | Rate Constraint in lbs/MMBtu | FALSE | L | Annual | Allowances Banked | Thousand Tons | 0 | 0 | 0 | 0 | 0 | 0 | 0
NSR Four Corners 4,5 - NOX Rate Annual v5.16 | 658 | 7500 | Rate Constraint in lbs/MMBtu | FALSE | L | Annual | Allowances Withdrawn (1:1) | Thousand Tons | 0 | 0 | 0 | 0 | 0 | 0 | 0
NSR Four Corners 4,5 - NOX Rate Annual v5.16 | 658 | 7500 | Rate Constraint in lbs/MMBtu | FALSE | L | Annual | Allowances Withdrawn (n:1) | Thousand Tons | 0 | 0 | 0 | 0 | 0 | 0 | 0
NSR Four Corners 4,5 - NOX Rate Annual v5.16 | 658 | 7500 | Rate Constraint in lbs/MMBtu | FALSE | L | Annual | Net Emissions Allowance Position | Thousand Tons | 2.7574 | 0.7626 | 0 | 0 | 0 | 0 | 0
NSR Four Corners 4,5 - NOX Rate Annual v5.16 | 658 | 7500 | Rate Constraint in lbs/MMBtu | FALSE | L | Annual | Fuel Consumed | TBtu | 89.4286 | 24.7616 | 0 | 0 | 0 | 0 | 0
NSR Four Corners 4,5 - NOX Rate Annual v5.16 | 658 | 7500 | Rate Constraint in lbs/MMBtu | FALSE | L | Annual | Rate | lb/MMBtu | 0.061668 | 0.061595 | 0 | 0 | 0 | 0 | 0
NSR Four Corners 4,5 - NOX Rate Annual v5.16 | 658 | 7500 | Rate Constraint in lbs/MMBtu | FALSE | L | Annual | Generation | TWh | 9.155 | 2.5349 | 0 | 0 | 0 | 0 | 0
NSR Four Corners 4,5 - NOX Rate Annual v5.16 | 658 | 7500 | Rate Constraint in lbs/MMBtu | FALSE | L | Annual | Qualifying Generation | TWh | 9.155 | 2.5349 | 0 | 0 | 0 | 0 | 0
NSR Four Corners 4,5 - NOX Rate Annual v5.16 | 658 | 7500 | Rate Constraint in lbs/MMBtu | FALSE | L | Annual | Rate | lb/MWh | 0.60239 | 0.60168 | 0 | 0 | 0 | 0 | 0
NSR Four Corners 4,5 - NOX Rate Annual v5.16 | 658 | 7500 | Rate Constraint in lbs/MMBtu | FALSE | L | Annual | Constraint Shadow Price | US2019$/Ton | 0 | 0 | 0 | 0 | 0 | 0 | 0
NSR Four Corners 4,5 - SO2 Cap Annual v5.16 | 659 | 7499 | Rate Constraint in MTons | FALSE | L | Annual | Seasons Included | Seasons | Winter, WintShld, Summer | Winter, WintShld, Summer | Winter, WintShld, Summer | Winter, WintShld, Summer | Winter, WintShld, Summer | Winter, WintShld, Summer | Winter, WintShld, Summer
NSR Four Corners 4,5 - SO2 Cap Annual v5.16 | 659 | 7499 | Rate Constraint in MTons | FALSE | L | Annual | Standard SO2 | Thousand Tons | 6.8 | 6.8 | 6.8 | 6.8 | 6.8 | 6.8 | 6.8
NSR Four Corners 4,5 - SO2 Cap Annual v5.16 | 659 | 7499 | Rate Constraint in MTons | FALSE | L | Annual | Emissions at Affected Plants SO2 | Thousand Tons | 6.8 | 1.8828 | 0 | 0 | 0 | 0 | 0
NSR Four Corners 4,5 - SO2 Cap Annual v5.16 | 659 | 7499 | Rate Constraint in MTons | FALSE | L | Annual | Allowances Purchased SO2 | Thousand Tons | 0 | 0 | 0 | 0 | 0 | 0 | 0
NSR Four Corners 4,5 - SO2 Cap Annual v5.16 | 659 | 7499 | Rate Constraint in MTons | FALSE | L | Annual | Allowances Sold SO2 | Thousand Tons | 0 | 0 | 0 | 0 | 0 | 0 | 0
NSR Four Corners 4,5 - SO2 Cap Annual v5.16 | 659 | 7499 | Rate Constraint in MTons | FALSE | L | Annual | Allowances Banked | Thousand Tons | 0 | 0 | 0 | 0 | 0 | 0 | 0
NSR Four Corners 4,5 - SO2 Cap Annual v5.16 | 659 | 7499 | Rate Constraint in MTons | FALSE | L | Annual | Allowances Withdrawn (1:1) | Thousand Tons | 0 | 0 | 0 | 0 | 0 | 0 | 0
NSR Four Corners 4,5 - SO2 Cap Annual v5.16 | 659 | 7499 | Rate Constraint in MTons | FALSE | L | Annual | Allowances Withdrawn (n:1) | Thousand Tons | 0 | 0 | 0 | 0 | 0 | 0 | 0
NSR Four Corners 4,5 - SO2 Cap Annual v5.16 | 659 | 7499 | Rate Constraint in MTons | FALSE | L | Annual | Net Emissions Allowance Position | Thousand Tons | 6.8 | 1.8828 | 0 | 0 | 0 | 0 | 0
NSR Four Corners 4,5 - SO2 Cap Annual v5.16 | 659 | 7499 | Rate Constraint in MTons | FALSE | L | Annual | Fuel Consumed | TBtu | 89.4286 | 24.7616 | 0 | 0 | 0 | 0 | 0
NSR Four Corners 4,5 - SO2 Cap Annual v5.16 | 659 | 7499 | Rate Constraint in MTons | FALSE | L | Annual | Rate | lb/MMBtu | 0.15208 | 0.15208 | 0 | 0 | 0 | 0 | 0
NSR Four Corners 4,5 - SO2 Cap Annual v5.16 | 659 | 7499 | Rate Constraint in MTons | FALSE | L | Annual | Generation | TWh | 9.155 | 2.5349 | 0 | 0 | 0 | 0 | 0
NSR Four Corners 4,5 - SO2 Cap Annual v5.16 | 659 | 7499 | Rate Constraint in MTons | FALSE | L | Annual | Qualifying Generation | TWh | 9.155 | 2.5349 | 0 | 0 | 0 | 0 | 0
NSR Four Corners 4,5 - SO2 Cap Annual v5.16 | 659 | 7499 | Rate Constraint in MTons | FALSE | L | Annual | Rate | lb/MWh | 1.4855 | 1.4855 | 0 | 0 | 0 | 0 | 0
NSR Four Corners 4,5 - SO2 Cap Annual v5.16 | 659 | 7499 | Rate Constraint in MTons | FALSE | L | Annual | Constraint Shadow Price | US2019$/Ton | 6044.777 | 0 | 0 | 0 | 0 | 0 | 0
NSR Harrison 1-3 - NOX Rate Annual v5.16 | 660 | 7268 | Rate Constraint in lbs/MMBtu | FALSE | L | Annual | Seasons Included | Seasons | Winter, WintShld, Summer | Winter, WintShld, Summer | Winter, WintShld, Summer | Winter, WintShld, Summer | Winter, WintShld, Summer | Winter, WintShld, Summer | Winter, WintShld, Summer
NSR Harrison 1-3 - NOX Rate Annual v5.16 | 660 | 7268 | Rate Constraint in lbs/MMBtu | FALSE | L | Annual | Standard NOX | lb/MMBtu | 0.25 | 0.25 | 0.25 | 0.25 | 0.25 | 0.25 | 0.25
NSR Harrison 1-3 - NOX Rate Annual v5.16 | 660 | 7268 | Rate Constraint in lbs/MMBtu | FALSE | L | Annual | Emissions at Affected Plants NOX | Thousand Tons | 5.6737 | 1.541 | 0 | 0 | 0 | 0 | 0
NSR Harrison 1-3 - NOX Rate Annual v5.16 | 660 | 7268 | Rate Constraint in lbs/MMBtu | FALSE | L | Annual | Allowances Purchased NOX | Thousand Tons | 0 | 0 | 0 | 0 | 0 | 0 | 0
NSR Harrison 1-3 - NOX Rate Annual v5.16 | 660 | 7268 | Rate Constraint in lbs/MMBtu | FALSE | L | Annual | Allowances Sold NOX | Thousand Tons | 0 | 0 | 0 | 0 | 0 | 0 | 0
NSR Harrison 1-3 - NOX Rate Annual v5.16 | 660 | 7268 | Rate Constraint in lbs/MMBtu | FALSE | L | Annual | Allowances Banked | Thousand Tons | 0 | 0 | 0 | 0 | 0 | 0 | 0
NSR Harrison 1-3 - NOX Rate Annual v5.16 | 660 | 7268 | Rate Constraint in lbs/MMBtu | FALSE | L | Annual | Allowances Withdrawn (1:1) | Thousand Tons | 0 | 0 | 0 | 0 | 0 | 0 | 0
NSR Harrison 1-3 - NOX Rate Annual v5.16 | 660 | 7268 | Rate Constraint in lbs/MMBtu | FALSE | L | Annual | Allowances Withdrawn (n:1) | Thousand Tons | 0 | 0 | 0 | 0 | 0 | 0 | 0
NSR Harrison 1-3 - NOX Rate Annual v5.16 | 660 | 7268 | Rate Constraint in lbs/MMBtu | FALSE | L | Annual | Net Emissions Allowance Position | Thousand Tons | 5.6737 | 1.541 | 0 | 0 | 0 | 0 | 0
NSR Harrison 1-3 - NOX Rate Annual v5.16 | 660 | 7268 | Rate Constraint in lbs/MMBtu | FALSE | L | Annual | Fuel Consumed | TBtu | 134.2497 | 34.7134 | 0 | 0 | 0 | 0 | 0
NSR Harrison 1-3 - NOX Rate Annual v5.16 | 660 | 7268 | Rate Constraint in lbs/MMBtu | FALSE | L | Annual | Rate | lb/MMBtu | 0.084525 | 0.088786 | 0 | 0 | 0 | 0 | 0
NSR Harrison 1-3 - NOX Rate Annual v5.16 | 660 | 7268 | Rate Constraint in lbs/MMBtu | FALSE | L | Annual | Generation | TWh | 13.2396 | 3.4234 | 0 | 0 | 0 | 0 | 0
NSR Harrison 1-3 - NOX Rate Annual v5.16 | 660 | 7268 | Rate Constraint in lbs/MMBtu | FALSE | L | Annual | Qualifying Generation | TWh | 13.2396 | 3.4234 | 0 | 0 | 0 | 0 | 0
NSR Harrison 1-3 - NOX Rate Annual v5.16 | 660 | 7268 | Rate Constraint in lbs/MMBtu | FALSE | L | Annual | Rate | lb/MWh | 0.85709 | 0.90029 | 0 | 0 | 0 | 0 | 0
NSR Harrison 1-3 - NOX Rate Annual v5.16 | 660 | 7268 | Rate Constraint in lbs/MMBtu | FALSE | L | Annual | Constraint Shadow Price | US2019$/Ton | 0 | 0 | 0 | 0 | 0 | 0 | 0
NSR Harrison 1-3 - NOX Rate Summer v5.16 | 661 | 7269 | Rate Constraint in lbs/MMBtu | FALSE | L | Annual | Seasons Included | Seasons | Summer | Summer | Summer | Summer | Summer | Summer | Summer
NSR Harrison 1-3 - NOX Rate Summer v5.16 | 661 | 7269 | Rate Constraint in lbs/MMBtu | FALSE | L | Annual | Standard NOX | lb/MMBtu | 0.2 | 0.2 | 0.2 | 0.2 | 0.2 | 0.2 | 0.2
NSR Harrison 1-3 - NOX Rate Summer v5.16 | 661 | 7269 | Rate Constraint in lbs/MMBtu | FALSE | L | Annual | Emissions at Affected Plants NOX | Thousand Tons | 1.9619 | 0 | 0 | 0 | 0 | 0 | 0
NSR Harrison 1-3 - NOX Rate Summer v5.16 | 661 | 7269 | Rate Constraint in lbs/MMBtu | FALSE | L | Annual | Allowances Purchased NOX | Thousand Tons | 0 | 0 | 0 | 0 | 0 | 0 | 0
NSR Harrison 1-3 - NOX Rate Summer v5.16 | 661 | 7269 | Rate Constraint in lbs/MMBtu | FALSE | L | Annual | Allowances Sold NOX | Thousand Tons | 0 | 0 | 0 | 0 | 0 | 0 | 0
NSR Harrison 1-3 - NOX Rate Summer v5.16 | 661 | 7269 | Rate Constraint in lbs/MMBtu | FALSE | L | Annual | Allowances Banked | Thousand Tons | 0 | 0 | 0 | 0 | 0 | 0 | 0
NSR Harrison 1-3 - NOX Rate Summer v5.16 | 661 | 7269 | Rate Constraint in lbs/MMBtu | FALSE | L | Annual | Allowances Withdrawn (1:1) | Thousand Tons | 0 | 0 | 0 | 0 | 0 | 0 | 0
NSR Harrison 1-3 - NOX Rate Summer v5.16 | 661 | 7269 | Rate Constraint in lbs/MMBtu | FALSE | L | Annual | Allowances Withdrawn (n:1) | Thousand Tons | 0 | 0 | 0 | 0 | 0 | 0 | 0
NSR Harrison 1-3 - NOX Rate Summer v5.16 | 661 | 7269 | Rate Constraint in lbs/MMBtu | FALSE | L | Annual | Net Emissions Allowance Position | Thousand Tons | 1.9619 | 0 | 0 | 0 | 0 | 0 | 0
NSR Harrison 1-3 - NOX Rate Summer v5.16 | 661 | 7269 | Rate Constraint in lbs/MMBtu | FALSE | L | Annual | Fuel Consumed | TBtu | 50.6359 | 0 | 0 | 0 | 0 | 0 | 0
NSR Harrison 1-3 - NOX Rate Summer v5.16 | 661 | 7269 | Rate Constraint in lbs/MMBtu | FALSE | L | Annual | Rate | lb/MMBtu | 0.07749 | 0 | 0 | 0 | 0 | 0 | 0
NSR Harrison 1-3 - NOX Rate Summer v5.16 | 661 | 7269 | Rate Constraint in lbs/MMBtu | FALSE | L | Annual | Generation | TWh | 4.9937 | 0 | 0 | 0 | 0 | 0 | 0
NSR Harrison 1-3 - NOX Rate Summer v5.16 | 661 | 7269 | Rate Constraint in lbs/MMBtu | FALSE | L | Annual | Qualifying Generation | TWh | 4.9937 | 0 | 0 | 0 | 0 | 0 | 0
NSR Harrison 1-3 - NOX Rate Summer v5.16 | 661 | 7269 | Rate Constraint in lbs/MMBtu | FALSE | L | Annual | Rate | lb/MWh | 0.78575 | 0 | 0 | 0 | 0 | 0 | 0
NSR Harrison 1-3 - NOX Rate Summer v5.16 | 661 | 7269 | Rate Constraint in lbs/MMBtu | FALSE | L | Annual | Constraint Shadow Price | US2019$/Ton | 0 | 0 | 0 | 0 | 0 | 0 | 0
NSR HL Spurlock 1 - NOX Rate Annual v3.1, Unit 3813 and retrofits | 662 | 7444 | Rate Constraint in lbs/MMBtu | FALSE | L | Annual | Seasons Included | Seasons | Winter, WintShld, Summer | Winter, WintShld, Summer | Winter, WintShld, Summer | Winter, WintShld, Summer | Winter, WintShld, Summer | Winter, WintShld, Summer | Winter, WintShld, Summer
NSR HL Spurlock 1 - NOX Rate Annual v3.1, Unit 3813 and retrofits | 662 | 7444 | Rate Constraint in lbs/MMBtu | FALSE | L | Annual | Standard NOX | lb/MMBtu | 0.1 | 0.1 | 0.1 | 0.1 | 0.1 | 0.1 | 0.1
NSR HL Spurlock 1 - NOX Rate Annual v3.1, Unit 3813 and retrofits | 662 | 7444 | Rate Constraint in lbs/MMBtu | FALSE | L | Annual | Emissions at Affected Plants NOX | Thousand Tons | 0.89461 | 0.88969 | 0.88969 | 0.88969 | 0 | 0 | 0
NSR HL Spurlock 1 - NOX Rate Annual v3.1, Unit 3813 and retrofits | 662 | 7444 | Rate Constraint in lbs/MMBtu | FALSE | L | Annual | Allowances Purchased NOX | Thousand Tons | 0 | 0 | 0 | 0 | 0 | 0 | 0
NSR HL Spurlock 1 - NOX Rate Annual v3.1, Unit 3813 and retrofits | 662 | 7444 | Rate Constraint in lbs/MMBtu | FALSE | L | Annual | Allowances Sold NOX | Thousand Tons | 0 | 0 | 0 | 0 | 0 | 0 | 0
NSR HL Spurlock 1 - NOX Rate Annual v3.1, Unit 3813 and retrofits | 662 | 7444 | Rate Constraint in lbs/MMBtu | FALSE | L | Annual | Allowances Banked | Thousand Tons | 0 | 0 | 0 | 0 | 0 | 0 | 0
NSR HL Spurlock 1 - NOX Rate Annual v3.1, Unit 3813 and retrofits | 662 | 7444 | Rate Constraint in lbs/MMBtu | FALSE | L | Annual | Allowances Withdrawn (1:1) | Thousand Tons | 0 | 0 | 0 | 0 | 0 | 0 | 0
NSR HL Spurlock 1 - NOX Rate Annual v3.1, Unit 3813 and retrofits | 662 | 7444 | Rate Constraint in lbs/MMBtu | FALSE | L | Annual | Allowances Withdrawn (n:1) | Thousand Tons | 0 | 0 | 0 | 0 | 0 | 0 | 0
NSR HL Spurlock 1 - NOX Rate Annual v3.1, Unit 3813 and retrofits | 662 | 7444 | Rate Constraint in lbs/MMBtu | FALSE | L | Annual | Net Emissions Allowance Position | Thousand Tons | 0.89461 | 0.88969 | 0.88969 | 0.88969 | 0 | 0 | 0
NSR HL Spurlock 1 - NOX Rate Annual v3.1, Unit 3813 and retrofits | 662 | 7444 | Rate Constraint in lbs/MMBtu | FALSE | L | Annual | Fuel Consumed | TBtu | 20.8492 | 20.8492 | 20.8492 | 20.8492 | 0 | 0 | 0
NSR HL Spurlock 1 - NOX Rate Annual v3.1, Unit 3813 and retrofits | 662 | 7444 | Rate Constraint in lbs/MMBtu | FALSE | L | Annual | Rate | lb/MMBtu | 0.085817 | 0.085345 | 0.085345 | 0.085345 | 0 | 0 | 0
NSR HL Spurlock 1 - NOX Rate Annual v3.1, Unit 3813 and retrofits | 662 | 7444 | Rate Constraint in lbs/MMBtu | FALSE | L | Annual | Generation | TWh | 2.0714 | 1.4284 | 1.4284 | 1.4284 | 0 | 0 | 0
NSR HL Spurlock 1 - NOX Rate Annual v3.1, Unit 3813 and retrofits | 662 | 7444 | Rate Constraint in lbs/MMBtu | FALSE | L | Annual | Qualifying Generation | TWh | 2.06 | 1.4205 | 1.4205 | 1.4205 | 0 | 0 | 0
NSR HL Spurlock 1 - NOX Rate Annual v3.1, Unit 3813 and retrofits | 662 | 7444 | Rate Constraint in lbs/MMBtu | FALSE | L | Annual | Rate | lb/MWh | 0.86856 | 1.2526 | 1.2526 | 1.2526 | 0 | 0 | 0
NSR HL Spurlock 1 - NOX Rate Annual v3.1, Unit 3813 and retrofits | 662 | 7444 | Rate Constraint in lbs/MMBtu | FALSE | L | Annual | Constraint Shadow Price | US2019$/Ton | 0 | 0 | 0 | 0 | 0 | 0 | 0
NSR HL Spurlock 2 - NOX Rate Annual v3.1, Unit 3814 and retrofits | 663 | 7445 | Rate Constraint in lbs/MMBtu | FALSE | L | Annual | Seasons Included | Seasons | Winter, WintShld, Summer | Winter, WintShld, Summer | Winter, WintShld, Summer | Winter, WintShld, Summer | Winter, WintShld, Summer | Winter, WintShld, Summer | Winter, WintShld, Summer
NSR HL Spurlock 2 - NOX Rate Annual v3.1, Unit 3814 and retrofits | 663 | 7445 | Rate Constraint in lbs/MMBtu | FALSE | L | Annual | Standard NOX | lb/MMBtu | 0.1 | 0.1 | 0.1 | 0.1 | 0.1 | 0.1 | 0.1
NSR HL Spurlock 2 - NOX Rate Annual v3.1, Unit 3814 and retrofits | 663 | 7445 | Rate Constraint in lbs/MMBtu | FALSE | L | Annual | Emissions at Affected Plants NOX | Thousand Tons | 1.3559 | 1.5251 | 1.5251 | 1.5251 | 0 | 0 | 0
NSR HL Spurlock 2 - NOX Rate Annual v3.1, Unit 3814 and retrofits | 663 | 7445 | Rate Constraint in lbs/MMBtu | FALSE | L | Annual | Allowances Purchased NOX | Thousand Tons | 0 | 0 | 0 | 0 | 0 | 0 | 0
NSR HL Spurlock 2 - NOX Rate Annual v3.1, Unit 3814 and retrofits | 663 | 7445 | Rate Constraint in lbs/MMBtu | FALSE | L | Annual | Allowances Sold NOX | Thousand Tons | 0 | 0 | 0 | 0 | 0 | 0 | 0
NSR HL Spurlock 2 - NOX Rate Annual v3.1, Unit 3814 and retrofits | 663 | 7445 | Rate Constraint in lbs/MMBtu | FALSE | L | Annual | Allowances Banked | Thousand Tons | 0 | 0 | 0 | 0 | 0 | 0 | 0
NSR HL Spurlock 2 - NOX Rate Annual v3.1, Unit 3814 and retrofits | 663 | 7445 | Rate Constraint in lbs/MMBtu | FALSE | L | Annual | Allowances Withdrawn (1:1) | Thousand Tons | 0 | 0 | 0 | 0 | 0 | 0 | 0
NSR HL Spurlock 2 - NOX Rate Annual v3.1, Unit 3814 and retrofits | 663 | 7445 | Rate Constraint in lbs/MMBtu | FALSE | L | Annual | Allowances Withdrawn (n:1) | Thousand Tons | 0 | 0 | 0 | 0 | 0 | 0 | 0
NSR HL Spurlock 2 - NOX Rate Annual v3.1, Unit 3814 and retrofits | 663 | 7445 | Rate Constraint in lbs/MMBtu | FALSE | L | Annual | Net Emissions Allowance Position | Thousand Tons | 1.3559 | 1.5251 | 1.5251 | 1.5251 | 0 | 0 | 0
NSR HL Spurlock 2 - NOX Rate Annual v3.1, Unit 3814 and retrofits | 663 | 7445 | Rate Constraint in lbs/MMBtu | FALSE | L | Annual | Fuel Consumed | TBtu | 31.3477 | 35.5722 | 35.5722 | 35.5722 | 0 | 0 | 0
NSR HL Spurlock 2 - NOX Rate Annual v3.1, Unit 3814 and retrofits | 663 | 7445 | Rate Constraint in lbs/MMBtu | FALSE | L | Annual | Rate | lb/MMBtu | 0.08651 | 0.085745 | 0.085745 | 0.085745 | 0 | 0 | 0
NSR HL Spurlock 2 - NOX Rate Annual v3.1, Unit 3814 and retrofits | 663 | 7445 | Rate Constraint in lbs/MMBtu | FALSE | L | Annual | Generation | TWh | 3.1198 | 2.5998 | 2.5998 | 2.5998 | 0 | 0 | 0
NSR HL Spurlock 2 - NOX Rate Annual v3.1, Unit 3814 and retrofits | 663 | 7445 | Rate Constraint in lbs/MMBtu | FALSE | L | Annual | Qualifying Generation | TWh | 3.1198 | 2.5998 | 2.5998 | 2.5998 | 0 | 0 | 0
NSR HL Spurlock 2 - NOX Rate Annual v3.1, Unit 3814 and retrofits | 663 | 7445 | Rate Constraint in lbs/MMBtu | FALSE | L | Annual | Rate | lb/MWh | 0.86925 | 1.1732 | 1.1732 | 1.1732 | 0 | 0 | 0
NSR HL Spurlock 2 - NOX Rate Annual v3.1, Unit 3814 and retrofits | 663 | 7445 | Rate Constraint in lbs/MMBtu | FALSE | L | Annual | Constraint Shadow Price | US2019$/Ton | 0 | 0 | 0 | 0 | 0 | 0 | 0
NSR HL Spurlock 2 - SO2 Rate Annual v3.1, Unit 3814 and retrofits | 664 | 7443 | Rate Constraint in lbs/MMBtu | FALSE | L | Annual | Seasons Included | Seasons | Winter, WintShld, Summer | Winter, WintShld, Summer | Winter, WintShld, Summer | Winter, WintShld, Summer | Winter, WintShld, Summer | Winter, WintShld, Summer | Winter, WintShld, Summer
NSR HL Spurlock 2 - SO2 Rate Annual v3.1, Unit 3814 and retrofits | 664 | 7443 | Rate Constraint in lbs/MMBtu | FALSE | L | Annual | Standard SO2 | lb/MMBtu | 0.1 | 0.1 | 0.1 | 0.1 | 0.1 | 0.1 | 0.1
NSR HL Spurlock 2 - SO2 Rate Annual v3.1, Unit 3814 and retrofits | 664 | 7443 | Rate Constraint in lbs/MMBtu | FALSE | L | Annual | Emissions at Affected Plants SO2 | Thousand Tons | 1.5674 | 1.7786 | 1.7786 | 1.7786 | 0 | 0 | 0
NSR HL Spurlock 2 - SO2 Rate Annual v3.1, Unit 3814 and retrofits | 664 | 7443 | Rate Constraint in lbs/MMBtu | FALSE | L | Annual | Allowances Purchased SO2 | Thousand Tons | 0 | 0 | 0 | 0 | 0 | 0 | 0
NSR HL Spurlock 2 - SO2 Rate Annual v3.1, Unit 3814 and retrofits | 664 | 7443 | Rate Constraint in lbs/MMBtu | FALSE | L | Annual | Allowances Sold SO2 | Thousand Tons | 0 | 0 | 0 | 0 | 0 | 0 | 0
NSR HL Spurlock 2 - SO2 Rate Annual v3.1, Unit 3814 and retrofits | 664 | 7443 | Rate Constraint in lbs/MMBtu | FALSE | L | Annual | Allowances Banked | Thousand Tons | 0 | 0 | 0 | 0 | 0 | 0 | 0
NSR HL Spurlock 2 - SO2 Rate Annual v3.1, Unit 3814 and retrofits | 664 | 7443 | Rate Constraint in lbs/MMBtu | FALSE | L | Annual | Allowances Withdrawn (1:1) | Thousand Tons | 0 | 0 | 0 | 0 | 0 | 0 | 0
NSR HL Spurlock 2 - SO2 Rate Annual v3.1, Unit 3814 and retrofits | 664 | 7443 | Rate Constraint in lbs/MMBtu | FALSE | L | Annual | Allowances Withdrawn (n:1) | Thousand Tons | 0 | 0 | 0 | 0 | 0 | 0 | 0
NSR HL Spurlock 2 - SO2 Rate Annual v3.1, Unit 3814 and retrofits | 664 | 7443 | Rate Constraint in lbs/MMBtu | FALSE | L | Annual | Net Emissions Allowance Position | Thousand Tons | 1.5674 | 1.7786 | 1.7786 | 1.7786 | 0 | 0 | 0
NSR HL Spurlock 2 - SO2 Rate Annual v3.1, Unit 3814 and retrofits | 664 | 7443 | Rate Constraint in lbs/MMBtu | FALSE | L | Annual | Fuel Consumed | TBtu | 31.3477 | 35.5722 | 35.5722 | 35.5722 | 0 | 0 | 0
NSR HL Spurlock 2 - SO2 Rate Annual v3.1, Unit 3814 and retrofits | 664 | 7443 | Rate Constraint in lbs/MMBtu | FALSE | L | Annual | Rate | lb/MMBtu | 0.1 | 0.1 | 0.1 | 0.1 | 0 | 0 | 0
NSR HL Spurlock 2 - SO2 Rate Annual v3.1, Unit 3814 and retrofits | 664 | 7443 | Rate Constraint in lbs/MMBtu | FALSE | L | Annual | Generation | TWh | 3.1198 | 2.5998 | 2.5998 | 2.5998 | 0 | 0 | 0
NSR HL Spurlock 2 - SO2 Rate Annual v3.1, Unit 3814 and retrofits | 664 | 7443 | Rate Constraint in lbs/MMBtu | FALSE | L | Annual | Qualifying Generation | TWh | 3.1198 | 2.5998 | 2.5998 | 2.5998 | 0 | 0 | 0
NSR HL Spurlock 2 - SO2 Rate Annual v3.1, Unit 3814 and retrofits | 664 | 7443 | Rate Constraint in lbs/MMBtu | FALSE | L | Annual | Rate | lb/MWh | 1.0048 | 1.3683 | 1.3683 | 1.3683 | 0 | 0 | 0
NSR HL Spurlock 2 - SO2 Rate Annual v3.1, Unit 3814 and retrofits | 664 | 7443 | Rate Constraint in lbs/MMBtu | FALSE | L | Annual | Constraint Shadow Price | US2019$/Ton | 55318.633 | 38932.1026 | 26196.3179 | 31951.9924 | 14557.8891 | 16785.7075 | 14178.8243
NSR IL Power - NOX Cap Annual v3.1 | 665 | 7381 | Rate Constraint in MTons | FALSE | L | Annual | Seasons Included | Seasons | Winter, WintShld, Summer | Winter, WintShld, Summer | Winter, WintShld, Summer | Winter, WintShld, Summer | Winter, WintShld, Summer | Winter, WintShld, Summer | Winter, WintShld, Summer
NSR IL Power - NOX Cap Annual v3.1 | 665 | 7381 | Rate Constraint in MTons | FALSE | L | Annual | Standard NOX | Thousand Tons | 13.8 | 13.8 | 13.8 | 13.8 | 13.8 | 13.8 | 13.8
NSR IL Power - NOX Cap Annual v3.1 | 665 | 7381 | Rate Constraint in MTons | FALSE | L | Annual | Emissions at Affected Plants NOX | Thousand Tons | 0 | 0 | 0 | 0 | 0 | 0 | 0
NSR IL Power - NOX Cap Annual v3.1 | 665 | 7381 | Rate Constraint in MTons | FALSE | L | Annual | Allowances Purchased NOX | Thousand Tons | 0 | 0 | 0 | 0 | 0 | 0 | 0
NSR IL Power - NOX Cap Annual v3.1 | 665 | 7381 | Rate Constraint in MTons | FALSE | L | Annual | Allowances Sold NOX | Thousand Tons | 0 | 0 | 0 | 0 | 0 | 0 | 0
NSR IL Power - NOX Cap Annual v3.1 | 665 | 7381 | Rate Constraint in MTons | FALSE | L | Annual | Allowances Banked | Thousand Tons | 0 | 0 | 0 | 0 | 0 | 0 | 0
NSR IL Power - NOX Cap Annual v3.1 | 665 | 7381 | Rate Constraint in MTons | FALSE | L | Annual | Allowances Withdrawn (1:1) | Thousand Tons | 0 | 0 | 0 | 0 | 0 | 0 | 0
NSR IL Power - NOX Cap Annual v3.1 | 665 | 7381 | Rate Constraint in MTons | FALSE | L | Annual | Allowances Withdrawn (n:1) | Thousand Tons | 0 | 0 | 0 | 0 | 0 | 0 | 0
NSR IL Power - NOX Cap Annual v3.1 | 665 | 7381 | Rate Constraint in MTons | FALSE | L | Annual | Net Emissions Allowance Position | Thousand Tons | 0 | 0 | 0 | 0 | 0 | 0 | 0
NSR IL Power - NOX Cap Annual v3.1 | 665 | 7381 | Rate Constraint in MTons | FALSE | L | Annual | Fuel Consumed | TBtu | 0 | 0 | 0 | 0 | 0 | 0 | 0
NSR IL Power - NOX Cap Annual v3.1 | 665 | 7381 | Rate Constraint in MTons | FALSE | L | Annual | Rate | lb/MMBtu | 0 | 0 | 0 | 0 | 0 | 0 | 0
NSR IL Power - NOX Cap Annual v3.1 | 665 | 7381 | Rate Constraint in MTons | FALSE | L | Annual | Generation | TWh | 0 | 0 | 0 | 0 | 0 | 0 | 0
NSR IL Power - NOX Cap Annual v3.1 | 665 | 7381 | Rate Constraint in MTons | FALSE | L | Annual | Qualifying Generation | TWh | 0 | 0 | 0 | 0 | 0 | 0 | 0
NSR IL Power - NOX Cap Annual v3.1 | 665 | 7381 | Rate Constraint in MTons | FALSE | L | Annual | Rate | lb/MWh | 0 | 0 | 0 | 0 | 0 | 0 | 0
NSR IL Power - NOX Cap Annual v3.1 | 665 | 7381 | Rate Constraint in MTons | FALSE | L | Annual | Constraint Shadow Price | US2019$/Ton | 0 | 0 | 0 | 0 | 0 | 0 | 0
NSR IL Power - SO2 Cap Annual v3.1 | 666 | 7382 | Rate Constraint in MTons | FALSE | L | Annual | Seasons Included | Seasons | Winter, WintShld, Summer | Winter, WintShld, Summer | Winter, WintShld, Summer | Winter, WintShld, Summer | Winter, WintShld, Summer | Winter, WintShld, Summer | Winter, WintShld, Summer
NSR IL Power - SO2 Cap Annual v3.1 | 666 | 7382 | Rate Constraint in MTons | FALSE | L | Annual | Standard SO2 | Thousand Tons | 29 | 29 | 29 | 29 | 29 | 29 | 29
NSR IL Power - SO2 Cap Annual v3.1 | 666 | 7382 | Rate Constraint in MTons | FALSE | L | Annual | Emissions at Affected Plants SO2 | Thousand Tons | 0 | 0 | 0 | 0 | 0 | 0 | 0
NSR IL Power - SO2 Cap Annual v3.1 | 666 | 7382 | Rate Constraint in MTons | FALSE | L | Annual | Allowances Purchased SO2 | Thousand Tons | 0 | 0 | 0 | 0 | 0 | 0 | 0
NSR IL Power - SO2 Cap Annual v3.1 | 666 | 7382 | Rate Constraint in MTons | FALSE | L | Annual | Allowances Sold SO2 | Thousand Tons | 0 | 0 | 0 | 0 | 0 | 0 | 0
NSR IL Power - SO2 Cap Annual v3.1 | 666 | 7382 | Rate Constraint in MTons | FALSE | L | Annual | Allowances Banked | Thousand Tons | 0 | 0 | 0 | 0 | 0 | 0 | 0
NSR IL Power - SO2 Cap Annual v3.1 | 666 | 7382 | Rate Constraint in MTons | FALSE | L | Annual | Allowances Withdrawn (1:1) | Thousand Tons | 0 | 0 | 0 | 0 | 0 | 0 | 0
NSR IL Power - SO2 Cap Annual v3.1 | 666 | 7382 | Rate Constraint in MTons | FALSE | L | Annual | Allowances Withdrawn (n:1) | Thousand Tons | 0 | 0 | 0 | 0 | 0 | 0 | 0
NSR IL Power - SO2 Cap Annual v3.1 | 666 | 7382 | Rate Constraint in MTons | FALSE | L | Annual | Net Emissions Allowance Position | Thousand Tons | 0 | 0 | 0 | 0 | 0 | 0 | 0
NSR IL Power - SO2 Cap Annual v3.1 | 666 | 7382 | Rate Constraint in MTons | FALSE | L | Annual | Fuel Consumed | TBtu | 0 | 0 | 0 | 0 | 0 | 0 | 0
NSR IL Power - SO2 Cap Annual v3.1 | 666 | 7382 | Rate Constraint in MTons | FALSE | L | Annual | Rate | lb/MMBtu | 0 | 0 | 0 | 0 | 0 | 0 | 0
NSR IL Power - SO2 Cap Annual v3.1 | 666 | 7382 | Rate Constraint in MTons | FALSE | L | Annual | Generation | TWh | 0 | 0 | 0 | 0 | 0 | 0 | 0
NSR IL Power - SO2 Cap Annual v3.1 | 666 | 7382 | Rate Constraint in MTons | FALSE | L | Annual | Qualifying Generation | TWh | 0 | 0 | 0 | 0 | 0 | 0 | 0
NSR IL Power - SO2 Cap Annual v3.1 | 666 | 7382 | Rate Constraint in MTons | FALSE | L | Annual | Rate | lb/MWh | 0 | 0 | 0 | 0 | 0 | 0 | 0
NSR IL Power - SO2 Cap Annual v3.1 | 666 | 7382 | Rate Constraint in MTons | FALSE | L | Annual | Constraint Shadow Price | US2019$/Ton | 0 | 0 | 0 | 0 | 0 | 0 | 0
NSR Interstate System-Wide NOX Cap v5.16 | 667 | 7515 | Rate Constraint in MTons | FALSE | L | Annual | Seasons Included | Seasons | Winter, WintShld, Summer | Winter, WintShld, Summer | Winter, WintShld, Summer | Winter, WintShld, Summer | Winter, WintShld, Summer | Winter, WintShld, Summer | Winter, WintShld, Summer
NSR Interstate System-Wide NOX Cap v5.16 | 667 | 7515 | Rate Constraint in MTons | FALSE | L | Annual | Standard NOX | Thousand Tons | 6.8 | 6.8 | 6.8 | 6.8 | 6.8 | 6.8 | 6.8
NSR Interstate System-Wide NOX Cap v5.16 | 667 | 7515 | Rate Constraint in MTons | FALSE | L | Annual | Emissions at Affected Plants NOX | Thousand Tons | 2.3004 | 0.94965 | 0 | 0 | 0 | 0 | 0
NSR Interstate System-Wide NOX Cap v5.16 | 667 | 7515 | Rate Constraint in MTons | FALSE | L | Annual | Allowances Purchased NOX | Thousand Tons | 0 | 0 | 0 | 0 | 0 | 0 | 0
NSR Interstate System-Wide NOX Cap v5.16 | 667 | 7515 | Rate Constraint in MTons | FALSE | L | Annual | Allowances Sold NOX | Thousand Tons | 0 | 0 | 0 | 0 | 0 | 0 | 0
NSR Interstate System-Wide NOX Cap v5.16 | 667 | 7515 | Rate Constraint in MTons | FALSE | L | Annual | Allowances Banked | Thousand Tons | 0 | 0 | 0 | 0 | 0 | 0 | 0
NSR Interstate System-Wide NOX Cap v5.16 | 667 | 7515 | Rate Constraint in MTons | FALSE | L | Annual | Allowances Withdrawn (1:1) | Thousand Tons | 0 | 0 | 0 | 0 | 0 | 0 | 0
NSR Interstate System-Wide NOX Cap v5.16 | 667 | 7515 | Rate Constraint in MTons | FALSE | L | Annual | Allowances Withdrawn (n:1) | Thousand Tons | 0 | 0 | 0 | 0 | 0 | 0 | 0
NSR Interstate System-Wide NOX Cap v5.16 | 667 | 7515 | Rate Constraint in MTons | FALSE | L | Annual | Net Emissions Allowance Position | Thousand Tons | 2.3004 | 0.94965 | 0 | 0 | 0 | 0 | 0
NSR Interstate System-Wide NOX Cap v5.16 | 667 | 7515 | Rate Constraint in MTons | FALSE | L | Annual | Fuel Consumed | TBtu | 54.9734 | 20.5049 | 0 | 0 | 0 | 0 | 0
NSR Interstate System-Wide NOX Cap v5.16 | 667 | 7515 | Rate Constraint in MTons | FALSE | L | Annual | Rate | lb/MMBtu | 0.083691 | 0.092626 | 0 | 0 | 0 | 0 | 0
NSR Interstate System-Wide NOX Cap v5.16 | 667 | 7515 | Rate Constraint in MTons | FALSE | L | Annual | Generation | TWh | 5.2948 | 1.9688 | 0 | 0 | 0 | 0 | 0
NSR Interstate System-Wide NOX Cap v5.16 | 667 | 7515 | Rate Constraint in MTons | FALSE | L | Annual | Qualifying Generation | TWh | 5.2948 | 1.9688 | 0 | 0 | 0 | 0 | 0
NSR Interstate System-Wide NOX Cap v5.16 | 667 | 7515 | Rate Constraint in MTons | FALSE | L | Annual | Rate | lb/MWh | 0.86892 | 0.96472 | 0 | 0 | 0 | 0 | 0
NSR Interstate System-Wide NOX Cap v5.16 | 667 | 7515 | Rate Constraint in MTons | FALSE | L | Annual | Constraint Shadow Price | US2019$/Ton | 0 | 0 | 0 | 0 | 0 | 0 | 0
NSR Interstate System-Wide SO2 Cap v5.16 | 668 | 7514 | Rate Constraint in MTons | FALSE | L | Annual | Seasons Included | Seasons | Winter, WintShld, Summer | Winter, WintShld, Summer | Winter, WintShld, Summer | Winter, WintShld, Summer | Winter, WintShld, Summer | Winter, WintShld, Summer | Winter, WintShld, Summer
NSR Interstate System-Wide SO2 Cap v5.16 | 668 | 7514 | Rate Constraint in MTons | FALSE | L | Annual | Standard SO2 | Thousand Tons | 3.25 | 3.25 | 3.25 | 3.25 | 3.25 | 3.25 | 3.25
NSR Interstate System-Wide SO2 Cap v5.16 | 668 | 7514 | Rate Constraint in MTons | FALSE | L | Annual | Emissions at Affected Plants SO2 | Thousand Tons | 1.2853 | 0.34397 | 0 | 0 | 0 | 0 | 0
NSR Interstate System-Wide SO2 Cap v5.16 | 668 | 7514 | Rate Constraint in MTons | FALSE | L | Annual | Allowances Purchased SO2 | Thousand Tons | 0 | 0 | 0 | 0 | 0 | 0 | 0
NSR Interstate System-Wide SO2 Cap v5.16 | 668 | 7514 | Rate Constraint in MTons | FALSE | L | Annual | Allowances Sold SO2 | Thousand Tons | 0 | 0 | 0 | 0 | 0 | 0 | 0
NSR Interstate System-Wide SO2 Cap v5.16 | 668 | 7514 | Rate Constraint in MTons | FALSE | L | Annual | Allowances Banked | Thousand Tons | 0 | 0 | 0 | 0 | 0 | 0 | 0
NSR Interstate System-Wide SO2 Cap v5.16 | 668 | 7514 | Rate Constraint in MTons | FALSE | L | Annual | Allowances Withdrawn (1:1) | Thousand Tons | 0 | 0 | 0 | 0 | 0 | 0 | 0
NSR Interstate System-Wide SO2 Cap v5.16 | 668 | 7514 | Rate Constraint in MTons | FALSE | L | Annual | Allowances Withdrawn (n:1) | Thousand Tons | 0 | 0 | 0 | 0 | 0 | 0 | 0
NSR Interstate System-Wide SO2 Cap v5.16 | 668 | 7514 | Rate Constraint in MTons | FALSE | L | Annual | Net Emissions Allowance Position | Thousand Tons | 1.2853 | 0.34397 | 0 | 0 | 0 | 0 | 0
NSR Interstate System-Wide SO2 Cap v5.16 | 668 | 7514 | Rate Constraint in MTons | FALSE | L | Annual | Fuel Consumed | TBtu | 54.9734 | 20.5049 | 0 | 0 | 0 | 0 | 0
NSR Interstate System-Wide SO2 Cap v5.16 | 668 | 7514 | Rate Constraint in MTons | FALSE | L | Annual | Rate | lb/MMBtu | 0.046759 | 0.033549 | 0 | 0 | 0 | 0 | 0
NSR Interstate System-Wide SO2 Cap v5.16 | 668 | 7514 | Rate Constraint in MTons | FALSE | L | Annual | Generation | TWh | 5.2948 | 1.9688 | 0 | 0 | 0 | 0 | 0
NSR Interstate System-Wide SO2 Cap v5.16 | 668 | 7514 | Rate Constraint in MTons | FALSE | L | Annual | Qualifying Generation | TWh | 5.2948 | 1.9688 | 0 | 0 | 0 | 0 | 0
NSR Interstate System-Wide SO2 Cap v5.16 | 668 | 7514 | Rate Constraint in MTons | FALSE | L | Annual | Rate | lb/MWh | 0.48548 | 0.34942 | 0 | 0 | 0 | 0 | 0
NSR Interstate System-Wide SO2 Cap v5.16 | 668 | 7514 | Rate Constraint in MTons | FALSE | L | Annual | Constraint Shadow Price | US2019$/Ton | 0 | 0 | 0 | 0 | 0 | 0 | 0
NSR J P Madgett 1 - Hg Rate Annual v5.13 | 669 | 7469 | Rate Constraint in lbs/MMBtu | FALSE | L | Annual | Seasons Included | Seasons | Winter, WintShld, Summer | Winter, WintShld, Summer | Winter, WintShld, Summer | Winter, WintShld, Summer | Winter, WintShld, Summer | Winter, WintShld, Summer | Winter, WintShld, Summer
NSR J P Madgett 1 - Hg Rate Annual v5.13 | 669 | 7469 | Rate Constraint in lbs/MMBtu | FALSE | L | Annual | Standard MER | lb/MMBtu | 0.015 | 0.015 | 0.015 | 0.015 | 0.015 | 0.015 | 0.015
NSR J P Madgett 1 - Hg Rate Annual v5.13 | 669 | 7469 | Rate Constraint in lbs/MMBtu | FALSE | L | Annual | Emissions at Affected Plants MER | lbs | 11.2463 | 4.3515 | 0 | 0 | 0 | 0 | 0
NSR J P Madgett 1 - Hg Rate Annual v5.13 | 669 | 7469 | Rate Constraint in lbs/MMBtu | FALSE | L | Annual | Allowances Purchased MER | lbs | 0 | 0 | 0 | 0 | 0 | 0 | 0
NSR J P Madgett 1 - Hg Rate Annual v5.13 | 669 | 7469 | Rate Constraint in lbs/MMBtu | FALSE | L | Annual | Allowances Sold MER | lbs | 0 | 0 | 0 | 0 | 0 | 0 | 0
NSR J P Madgett 1 - Hg Rate Annual v5.13 | 669 | 7469 | Rate Constraint in lbs/MMBtu | FALSE | L | Annual | Allowances Banked | lbs | 0 | 0 | 0 | 0 | 0 | 0 | 0
NSR J P Madgett 1 - Hg Rate Annual v5.13 | 669 | 7469 | Rate Constraint in lbs/MMBtu | FALSE | L | Annual | Allowances Withdrawn (1:1) | lbs | 0 | 0 | 0 | 0 | 0 | 0 | 0
NSR J P Madgett 1 - Hg Rate Annual v5.13 | 669 | 7469 | Rate Constraint in lbs/MMBtu | FALSE | L | Annual | Allowances Withdrawn (n:1) | lbs | 0 | 0 | 0 | 0 | 0 | 0 | 0
NSR J P Madgett 1 - Hg Rate Annual v5.13 | 669 | 7469 | Rate Constraint in lbs/MMBtu | FALSE | L | Annual | Net Emissions Allowance Position | lbs | 11.2463 | 4.3515 | 0 | 0 | 0 | 0 | 0
NSR J P Madgett 1 - Hg Rate Annual v5.13 | 669 | 7469 | Rate Constraint in lbs/MMBtu | FALSE | L | Annual | Fuel Consumed | TBtu | 20.0424 | 7.6808 | 0 | 0 | 0 | 0 | 0
NSR J P Madgett 1 - Hg Rate Annual v5.13 | 669 | 7469 | Rate Constraint in lbs/MMBtu | FALSE | L | Annual | Rate | lb/MMBtu | 5.6112e-07 | 5.6655e-07 | 0 | 0 | 0 | 0 | 0
NSR J P Madgett 1 - Hg Rate Annual v5.13 | 669 | 7469 | Rate Constraint in lbs/MMBtu | FALSE | L | Annual | Generation | TWh | 1.783 | 0.68328 | 0 | 0 | 0 | 0 | 0
NSR J P Madgett 1 - Hg Rate Annual v5.13 | 669 | 7469 | Rate Constraint in lbs/MMBtu | FALSE | L | Annual | Qualifying Generation | TWh | 1.783 | 0.68328 | 0 | 0 | 0 | 0 | 0
NSR J P Madgett 1 - Hg Rate Annual v5.13 | 669 | 7469 | Rate Constraint in lbs/MMBtu | FALSE | L | Annual | Rate | lb/MWh | 6.3076e-06 | 6.3686e-06 | 0 | 0 | 0 | 0 | 0
NSR J P Madgett 1 - Hg Rate Annual v5.13 | 669 | 7469 | Rate Constraint in lbs/MMBtu | FALSE | L | Annual | Constraint Shadow Price | US2019$/Lb | 0 | 0 | 0 | 0 | 0 | 0 | 0
NSR J P Madgett 1 - NOx Rate Annual v5.13 | 670 | 7466 | Rate Constraint in lbs/MMBtu | FALSE | L | Annual | Seasons Included | Seasons | Winter, WintShld, Summer | Winter, WintShld, Summer | Winter, WintShld, Summer | Winter, WintShld, Summer | Winter, WintShld, Summer | Winter, WintShld, Summer | Winter, WintShld, Summer
NSR J P Madgett 1 - NOx Rate Annual v5.13 | 670 | 7466 | Rate Constraint in lbs/MMBtu | FALSE | L | Annual | Standard NOX | lb/MMBtu | 0.08 | 0.08 | 0.08 | 0.08 | 0.08 | 0.08 | 0.08
NSR J P Madgett 1 - NOx Rate Annual v5.13 | 670 | 7466 | Rate Constraint in lbs/MMBtu | FALSE | L | Annual | Emissions at Affected Plants NOX | Thousand Tons | 0.76141 | 0.29179 | 0 | 0 | 0 | 0 | 0
NSR J P Madgett 1 - NOx Rate Annual v5.13 | 670 | 7466 | Rate Constraint in lbs/MMBtu | FALSE | L | Annual | Allowances Purchased NOX | Thousand Tons | 0 | 0 | 0 | 0 | 0 | 0 | 0
NSR J P Madgett 1 - NOx Rate Annual v5.13 | 670 | 7466 | Rate Constraint in lbs/MMBtu | FALSE | L | Annual | Allowances Sold NOX | Thousand Tons | 0 | 0 | 0 | 0 | 0 | 0 | 0
NSR J P Madgett 1 - NOx Rate Annual v5.13 | 670 | 7466 | Rate Constraint in lbs/MMBtu | FALSE | L | Annual | Allowances Banked | Thousand Tons | 0 | 0 | 0 | 0 | 0 | 0 | 0
NSR J P Madgett 1 - NOx Rate Annual v5.13 | 670 | 7466 | Rate Constraint in lbs/MMBtu | FALSE | L | Annual | Allowances Withdrawn (1:1) | Thousand Tons | 0 | 0 | 0 | 0 | 0 | 0 | 0
NSR J P Madgett 1 - NOx Rate Annual v5.13 | 670 | 7466 | Rate Constraint in lbs/MMBtu | FALSE | L | Annual | Allowances Withdrawn (n:1) | Thousand Tons | 0 | 0 | 0 | 0 | 0 | 0 | 0
NSR J P Madgett 1 - NOx Rate Annual v5.13 | 670 | 7466 | Rate Constraint in lbs/MMBtu | FALSE | L | Annual | Net Emissions Allowance Position | Thousand Tons | 0.76141 | 0.29179 | 0 | 0 | 0 | 0 | 0
NSR J P Madgett 1 - NOx Rate Annual v5.13 | 670 | 7466 | Rate Constraint in lbs/MMBtu | FALSE | L | Annual | Fuel Consumed | TBtu | 20.0424 | 7.6808 | 0 | 0 | 0 | 0 | 0
NSR J P Madgett 1 - NOx Rate Annual v5.13 | 670 | 7466 | Rate Constraint in lbs/MMBtu | FALSE | L | Annual | Rate | lb/MMBtu | 0.07598 | 0.07598 | 0 | 0 | 0 | 0 | 0
NSR J P Madgett 1 - NOx Rate Annual v5.13 | 670 | 7466 | Rate Constraint in lbs/MMBtu | FALSE | L | Annual | Generation | TWh | 1.783 | 0.68328 | 0 | 0 | 0 | 0 | 0
NSR J P Madgett 1 - NOx Rate Annual v5.13 | 670 | 7466 | Rate Constraint in lbs/MMBtu | FALSE | L | Annual | Qualifying Generation | TWh | 1.783 | 0.68328 | 0 | 0 | 0 | 0 | 0
NSR J P Madgett 1 - NOx Rate Annual v5.13 | 670 | 7466 | Rate Constraint in lbs/MMBtu | FALSE | L | Annual | Rate | lb/MWh | 0.85409 | 0.85409 | 0 | 0 | 0 | 0 | 0
NSR J P Madgett 1 - NOx Rate Annual v5.13 | 670 | 7466 | Rate Constraint in lbs/MMBtu | FALSE | L | Annual | Constraint Shadow Price | US2019$/Ton | 0 | 0 | 0 | 0 | 0 | 0 | 0
NSR J P Madgett 1 - SO2 Rate Annual v5.13 | 671 | 7464 | Rate Constraint in lbs/MMBtu | FALSE | L | Annual | Seasons Included | Seasons | Winter, WintShld, Summer | Winter, WintShld, Summer | Winter, WintShld, Summer | Winter, WintShld, Summer | Winter, WintShld, Summer | Winter, WintShld, Summer | Winter, WintShld, Summer
NSR J P Madgett 1 - SO2 Rate Annual v5.13 | 671 | 7464 | Rate Constraint in lbs/MMBtu | FALSE | L | Annual | Standard SO2 | lb/MMBtu | 0.09 | 0.09 | 0.09 | 0.09 | 0.09 | 0.09 | 0.09
NSR J P Madgett 1 - SO2 Rate Annual v5.13 | 671 | 7464 | Rate Constraint in lbs/MMBtu | FALSE | L | Annual | Emissions at Affected Plants SO2 | Thousand Tons | 0.84533 | 0.34563 | 0 | 0 | 0 | 0 | 0
NSR J P Madgett 1 - SO2 Rate Annual v5.13 | 671 | 7464 | Rate Constraint in lbs/MMBtu | FALSE | L | Annual | Allowances Purchased SO2 | Thousand Tons | 0 | 0 | 0 | 0 | 0 | 0 | 0
NSR J P Madgett 1 - SO2 Rate Annual v5.13 | 671 | 7464 | Rate Constraint in lbs/MMBtu | FALSE | L | Annual | Allowances Sold SO2 | Thousand Tons | 0 | 0 | 0 | 0 | 0 | 0 | 0
NSR J P Madgett 1 - SO2 Rate Annual v5.13 | 671 | 7464 | Rate Constraint in lbs/MMBtu | FALSE | L | Annual | Allowances Banked | Thousand Tons | 0 | 0 | 0 | 0 | 0 | 0 | 0
NSR J P Madgett 1 - SO2 Rate Annual v5.13 | 671 | 7464 | Rate Constraint in lbs/MMBtu | FALSE | L | Annual | Allowances Withdrawn (1:1) | Thousand Tons | 0 | 0 | 0 | 0 | 0 | 0 | 0
NSR J P Madgett 1 - SO2 Rate Annual v5.13 | 671 | 7464 | Rate Constraint in lbs/MMBtu | FALSE | L | Annual | Allowances Withdrawn (n:1) | Thousand Tons | 0 | 0 | 0 | 0 | 0 | 0 | 0
NSR J P Madgett 1 - SO2 Rate Annual v5.13 | 671 | 7464 | Rate Constraint in lbs/MMBtu | FALSE | L | Annual | Net Emissions Allowance Position | Thousand Tons | 0.84533 | 0.34563 | 0 | 0 | 0 | 0 | 0
NSR J P Madgett 1 - SO2 Rate Annual v5.13 | 671 | 7464 | Rate Constraint in lbs/MMBtu | FALSE | L | Annual | Fuel Consumed | TBtu | 20.0424 | 7.6808 | 0 | 0 | 0 | 0 | 0
NSR J P Madgett 1 - SO2 Rate Annual v5.13 | 671 | 7464 | Rate Constraint in lbs/MMBtu | FALSE | L | Annual | Rate | lb/MMBtu | 0.084354 | 0.09 | 0 | 0 | 0 | 0 | 0
NSR J P Madgett 1 - SO2 Rate Annual v5.13 | 671 | 7464 | Rate Constraint in lbs/MMBtu | FALSE | L | Annual | Generation | TWh | 1.783 | 0.68328 | 0 | 0 | 0 | 0 | 0
NSR J P Madgett 1 - SO2 Rate Annual v5.13 | 671 | 7464 | Rate Constraint in lbs/MMBtu | FALSE | L | Annual | Qualifying Generation | TWh | 1.783 | 0.68328 | 0 | 0 | 0 | 0 | 0
NSR J P Madgett 1 - SO2 Rate Annual v5.13 | 671 | 7464 | Rate Constraint in lbs/MMBtu | FALSE | L | Annual | Rate | lb/MWh | 0.94823 | 1.0117 | 0 | 0 | 0 | 0 | 0
NSR J P Madgett 1 - SO2 Rate Annual v5.13 | 671 | 7464 | Rate Constraint in lbs/MMBtu | FALSE | L | Annual | Constraint Shadow Price | US2019$/Ton | 0 | 493.2986 | 0 | 0 | 0 | 0 | 0
NSR James Miller 3,4 - NOX Rate Annual v3.1, Unit 2582 and retrofits | 672 | 7422 | Rate Constraint in lbs/MMBtu | FALSE | L | Annual | Seasons Included | Seasons | Winter, WintShld, Summer | Winter, WintShld, Summer | Winter, WintShld, Summer | Winter, WintShld, Summer | Winter, WintShld, Summer | Winter, WintShld, Summer | Winter, WintShld, Summer
NSR James Miller 3,4 - NOX Rate Annual v3.1, Unit 2582 and retrofits | 672 | 7422 | Rate Constraint in lbs/MMBtu | FALSE | L | Annual | Standard NOX | lb/MMBtu | 0.1 | 0.1 | 0.1 | 0.1 | 0.1 | 0.1 | 0.1
NSR James Miller 3,4 - NOX Rate Annual v3.1, Unit 2582 and retrofits | 672 | 7422 | Rate Constraint in lbs/MMBtu | FALSE | L | Annual | Emissions at Affected Plants NOX | Thousand Tons | 1.5088 | 0.46663 | 0 | 0 | 0 | 0 | 0
NSR James Miller 3,4 - NOX Rate Annual v3.1, Unit 2582 and retrofits | 672 | 7422 | Rate Constraint in lbs/MMBtu | FALSE | L | Annual | Allowances Purchased NOX | Thousand Tons | 0 | 0 | 0 | 0 | 0 | 0 | 0
NSR James Miller 3,4 - NOX Rate Annual v3.1, Unit 2582 and retrofits | 672 | 7422 | Rate Constraint in lbs/MMBtu | FALSE | L | Annual | Allowances Sold NOX | Thousand Tons | 0 | 0 | 0 | 0 | 0 | 0 | 0
NSR James Miller 3,4 - NOX Rate Annual v3.1, Unit 2582 and retrofits | 672 | 7422 | Rate Constraint in lbs/MMBtu | FALSE | L | Annual | Allowances Banked | Thousand Tons | 0 | 0 | 0 | 0 | 0 | 0 | 0
NSR James Miller 3,4 - NOX Rate Annual v3.1, Unit 2582 and retrofits | 672 | 7422 | Rate Constraint in lbs/MMBtu | FALSE | L | Annual | Allowances Withdrawn (1:1) | Thousand Tons | 0 | 0 | 0 | 0 | 0 | 0 | 0
NSR James Miller 3,4 - NOX Rate Annual v3.1, Unit 2582 and retrofits | 672 | 7422 | Rate Constraint in lbs/MMBtu | FALSE | L | Annual | Allowances Withdrawn (n:1) | Thousand Tons | 0 | 0 | 0 | 0 | 0 | 0 | 0
NSR James Miller 3,4 - NOX Rate Annual v3.1, Unit 2582 and retrofits | 672 | 7422 | Rate Constraint in lbs/MMBtu | FALSE | L | Annual | Net Emissions Allowance Position | Thousand Tons | 1.5088 | 0.46663 | 0 | 0 | 0 | 0 | 0
NSR James Miller 3,4 - NOX Rate Annual v3.1, Unit 2582 and retrofits | 672 | 7422 | Rate Constraint in lbs/MMBtu | FALSE | L | Annual | Fuel Consumed | TBtu | 38.9229 | 12.0374 | 0 | 0 | 0 | 0 | 0
NSR James Miller 3,4 - NOX Rate Annual v3.1, Unit 2582 and retrofits | 672 | 7422 | Rate Constraint in lbs/MMBtu | FALSE | L | Annual | Rate | lb/MMBtu | 0.07753 | 0.07753 | 0 | 0 | 0 | 0 | 0
NSR James Miller 3,4 - NOX Rate Annual v3.1, Unit 2582 and retrofits | 672 | 7422 | Rate Constraint in lbs/MMBtu | FALSE | L | Annual | Generation | TWh | 3.8919 | 1.2036 | 0 | 0 | 0 | 0 | 0
NSR James Miller 3,4 - NOX Rate Annual v3.1, Unit 2582 and retrofits | 672 | 7422 | Rate Constraint in lbs/MMBtu | FALSE | L | Annual | Qualifying Generation | TWh | 3.8919 | 1.2036 | 0 | 0 | 0 | 0 | 0
NSR James Miller 3,4 - NOX Rate Annual v3.1, Unit 2582 and retrofits | 672 | 7422 | Rate Constraint in lbs/MMBtu | FALSE | L | Annual | Rate | lb/MWh | 0.77538 | 0.77538 | 0 | 0 | 0 | 0 | 0
NSR James Miller 3,4 - NOX Rate Annual v3.1, Unit 2582 and retrofits | 672 | 7422 | Rate Constraint in lbs/MMBtu | FALSE | L | Annual | Constraint Shadow Price | US2019$/Ton | 0 | 0 | 0 | 0 | 0 | 0 | 0
NSR James Miller 3,4 - NOX Rate Annual v3.1, Unit 2583 and retrofits | 673 | 7422 | Rate Constraint in lbs/MMBtu | FALSE | L | Annual | Seasons Included | Seasons | Winter, WintShld, Summer | Winter, WintShld, Summer | Winter, WintShld, Summer | Winter, WintShld, Summer | Winter, WintShld, Summer | Winter, WintShld, Summer | Winter, WintShld, Summer
NSR James Miller 3,4 - NOX Rate Annual v3.1, Unit 2583 and retrofits | 673 | 7422 | Rate Constraint in lbs/MMBtu | FALSE | L | Annual | Standard NOX | lb/MMBtu | 0.1 | 0.1 | 0.1 | 0.1 | 0.1 | 0.1 | 0.1
NSR James Miller 3,4 - NOX Rate Annual v3.1, Unit 2583 and retrofits | 673 | 7422 | Rate Constraint in lbs/MMBtu | FALSE | L | Annual | Emissions at Affected Plants NOX | Thousand Tons | 1.3011 | 0.8009 | 0.52969 | 0.52969 | 0 | 0 | 0
NSR James Miller 3,4 - NOX Rate Annual v3.1, Unit 2583 and retrofits | 673 | 7422 | Rate Constraint in lbs/MMBtu | FALSE | L | Annual | Allowances Purchased NOX | Thousand Tons | 0 | 0 | 0 | 0 | 0 | 0 | 0
NSR James Miller 3,4 - NOX Rate Annual v3.1, Unit 2583 and retrofits | 673 | 7422 | Rate Constraint in lbs/MMBtu | FALSE | L | Annual | Allowances Sold NOX | Thousand Tons | 0 | 0 | 0 | 0 | 0 | 0 | 0
NSR James Miller 3,4 - NOX Rate Annual v3.1, Unit 2583 and retrofits | 673 | 7422 | Rate Constraint in lbs/MMBtu | FALSE | L | Annual | Allowances Banked | Thousand Tons | 0 | 0 | 0 | 0 | 0 | 0 | 0
NSR James Miller 3,4 - NOX Rate Annual v3.1, Unit 2583 and retrofits | 673 | 7422 | Rate Constraint in lbs/MMBtu | FALSE | L | Annual | Allowances Withdrawn (1:1) | Thousand Tons | 0 | 0 | 0 | 0 | 0 | 0 | 0
NSR James Miller 3,4 - NOX Rate Annual v3.1, Unit 2583 and retrofits | 673 | 7422 | Rate Constraint in lbs/MMBtu | FALSE | L | Annual | Allowances Withdrawn (n:1) | Thousand Tons | 0 | 0 | 0 | 0 | 0 | 0 | 0
NSR James Miller 3,4 - NOX Rate Annual v3.1, Unit 2583 and retrofits | 673 | 7422 | Rate Constraint in lbs/MMBtu | FALSE | L | Annual | Net Emissions Allowance Position | Thousand Tons | 1.3011 | 0.8009 | 0.52969 | 0.52969 | 0 | 0 | 0
NSR James Miller 3,4 - NOX Rate Annual v3.1, Unit 2583 and retrofits | 673 | 7422 | Rate Constraint in lbs/MMBtu | FALSE | L | Annual | Fuel Consumed | TBtu | 39.6424 | 24.4029 | 16.1393 | 16.1393 | 0 | 0 | 0
NSR James Miller 3,4 - NOX Rate Annual v3.1, Unit 2583 and retrofits | 673 | 7422 | Rate Constraint in lbs/MMBtu | FALSE | L | Annual | Rate | lb/MMBtu | 0.06564 | 0.06564 | 0.06564 | 0.06564 | 0 | 0 | 0
NSR James Miller 3,4 - NOX Rate Annual v3.1, Unit 2583 and retrofits | 673 | 7422 | Rate Constraint in lbs/MMBtu | FALSE | L | Annual | Generation | TWh | 3.9599 | 1.9257 | 1.1003 | 1.1003 | 0 | 0 | 0
NSR James Miller 3,4 - NOX Rate Annual v3.1, Unit 2583 and retrofits | 673 | 7422 | Rate Constraint in lbs/MMBtu | FALSE | L | Annual | Qualifying Generation | TWh | 3.9599 | 1.9257 | 1.1003 | 1.1003 | 0 | 0 | 0
NSR James Miller 3,4 - NOX Rate Annual v3.1, Unit 2583 and retrofits | 673 | 7422 | Rate Constraint in lbs/MMBtu | FALSE | L | Annual | Rate | lb/MWh | 0.65712 | 0.8318 | 0.96285 | 0.96285 | 0 | 0 | 0
NSR James Miller 3,4 - NOX Rate Annual v3.1, Unit 2583 and retrofits | 673 | 7422 | Rate Constraint in lbs/MMBtu | FALSE | L | Annual | Constraint Shadow Price | US2019$/Ton | 0 | 0 | 0 | 0 | 0 | 0 | 0
NSR Kincaid 1 & 2- Hg Rate Annual v5.13 | 674 | 7475 | Rate Constraint in lbs/MMBtu | FALSE | L | Annual | Seasons Included | Seasons | Winter, WintShld, Summer | Winter, WintShld, Summer | Winter, WintShld, Summer | Winter, WintShld, Summer | Winter, WintShld, Summer | Winter, WintShld, Summer | Winter, WintShld, Summer
NSR Kincaid 1 & 2- Hg Rate Annual v5.13 | 674 | 7475 | Rate Constraint in lbs/MMBtu | FALSE | L | Annual | Standard MER | lb/MMBtu | 0.015 | 0.015 | 0.015 | 0.015 | 0.015 | 0.015 | 0.015
NSR Kincaid 1 & 2- Hg Rate Annual v5.13 | 674 | 7475 | Rate Constraint in lbs/MMBtu | FALSE | L | Annual | Emissions at Affected Plants MER | lbs | 0 | 0 | 0 | 0 | 0 | 0 | 0
NSR Kincaid 1 & 2- Hg Rate Annual v5.13 | 674 | 7475 | Rate Constraint in lbs/MMBtu | FALSE | L | Annual | Allowances Purchased MER | lbs | 0 | 0 | 0 | 0 | 0 | 0 | 0
NSR Kincaid 1 & 2- Hg Rate Annual v5.13 | 674 | 7475 | Rate Constraint in lbs/MMBtu | FALSE | L | Annual | Allowances Sold MER | lbs | 0 | 0 | 0 | 0 | 0 | 0 | 0
NSR Kincaid 1 & 2- Hg Rate Annual v5.13 | 674 | 7475 | Rate Constraint in lbs/MMBtu | FALSE | L | Annual | Allowances Banked | lbs | 0 | 0 | 0 | 0 | 0 | 0 | 0
NSR Kincaid 1 & 2- Hg Rate Annual v5.13 | 674 | 7475 | Rate Constraint in lbs/MMBtu | FALSE | L | Annual | Allowances Withdrawn (1:1) | lbs | 0 | 0 | 0 | 0 | 0 | 0 | 0
NSR Kincaid 1 & 2- Hg Rate Annual v5.13 | 674 | 7475 | Rate Constraint in lbs/MMBtu | FALSE | L | Annual | Allowances Withdrawn (n:1) | lbs | 0 | 0 | 0 | 0 | 0 | 0 | 0
NSR Kincaid 1 & 2- Hg Rate Annual v5.13 | 674 | 7475 | Rate Constraint in lbs/MMBtu | FALSE | L | Annual | Net Emissions Allowance Position | lbs | 0 | 0 | 0 | 0 | 0 | 0 | 0
NSR Kincaid 1 & 2- Hg Rate Annual v5.13 | 674 | 7475 | Rate Constraint in lbs/MMBtu | FALSE | L | Annual | Fuel Consumed | TBtu | 0 | 0 | 0 | 0 | 0 | 0 | 0
NSR Kincaid 1 & 2- Hg Rate Annual v5.13 | 674 | 7475 | Rate Constraint in lbs/MMBtu | FALSE | L | Annual | Rate | lb/MMBtu | 0 | 0 | 0 | 0 | 0 | 0 | 0
NSR Kincaid 1 & 2- Hg Rate Annual v5.13 | 674 | 7475 | Rate Constraint in lbs/MMBtu | FALSE | L | Annual | Generation | TWh | 0 | 0 | 0 | 0 | 0 | 0 | 0
NSR Kincaid 1 & 2- Hg Rate Annual v5.13 | 674 | 7475 | Rate Constraint in lbs/MMBtu | FALSE | L | Annual | Qualifying Generation | TWh | 0 | 0 | 0 | 0 | 0 | 0 | 0
NSR Kincaid 1 & 2- Hg Rate Annual v5.13 | 674 | 7475 | Rate Constraint in lbs/MMBtu | FALSE | L | Annual | Rate | lb/MWh | 0 | 0 | 0 | 0 | 0 | 0 | 0
NSR Kincaid 1 & 2- Hg Rate Annual v5.13 | 674 | 7475 | Rate Constraint in lbs/MMBtu | FALSE | L | Annual | Constraint Shadow Price | US2019$/Lb | 0 | 0 | 0 | 0 | 0 | 0 | 0
NSR Kincaid 1 & 2- NOx Cap Annual v5.13 | 675 | 7474 | Rate Constraint in MTons | FALSE | L | Annual | Seasons Included | Seasons | Winter, WintShld, Summer | Winter, WintShld, Summer | Winter, WintShld, Summer | Winter, WintShld, Summer | Winter, WintShld, Summer | Winter, WintShld, Summer | Winter, WintShld, Summer
NSR Kincaid 1 & 2- NOx Cap Annual v5.13 | 675 | 7474 | Rate Constraint in MTons | FALSE | L | Annual | Standard NOX | Thousand Tons | 3.5 | 3.5 | 3.5 | 3.5 | 3.5 | 3.5 | 3.5
NSR Kincaid 1 & 2- NOx Cap Annual v5.13 | 675 | 7474 | Rate Constraint in MTons | FALSE | L | Annual | Emissions at Affected Plants NOX | Thousand Tons | 0 | 0 | 0 | 0 | 0 | 0 | 0
NSR Kincaid 1 & 2- NOx Cap Annual v5.13 | 675 | 7474 | Rate Constraint in MTons | FALSE | L | Annual | Allowances Purchased NOX | Thousand Tons | 0 | 0 | 0 | 0 | 0 | 0 | 0
NSR Kincaid 1 & 2- NOx Cap Annual v5.13 | 675 | 7474 | Rate Constraint in MTons | FALSE | L | Annual | Allowances Sold NOX | Thousand Tons | 0 | 0 | 0 | 0 | 0 | 0 | 0
NSR Kincaid 1 & 2- NOx Cap Annual v5.13 | 675 | 7474 | Rate Constraint in MTons | FALSE | L | Annual | Allowances Banked | Thousand Tons | 0 | 0 | 0 | 0 | 0 | 0 | 0
NSR Kincaid 1 & 2- NOx Cap Annual v5.13 | 675 | 7474 | Rate Constraint in MTons | FALSE | L | Annual | Allowances Withdrawn (1:1) | Thousand Tons | 0 | 0 | 0 | 0 | 0 | 0 | 0
NSR Kincaid 1 & 2- NOx Cap Annual v5.13 | 675 | 7474 | Rate Constraint in MTons | FALSE | L | Annual | Allowances Withdrawn (n:1) | Thousand Tons | 0 | 0 | 0 | 0 | 0 | 0 | 0
NSR Kincaid 1 & 2- NOx Cap Annual v5.13 | 675 | 7474 | Rate Constraint in MTons | FALSE | L | Annual | Net Emissions Allowance Position | Thousand Tons | 0 | 0 | 0 | 0 | 0 | 0 | 0
NSR Kincaid 1 & 2- NOx Cap Annual v5.13 | 675 | 7474 | Rate Constraint in MTons | FALSE | L | Annual | Fuel Consumed | TBtu | 0 | 0 | 0 | 0 | 0 | 0 | 0
NSR Kincaid 1 & 2- NOx Cap Annual v5.13 | 675 | 7474 | Rate Constraint in MTons | FALSE | L | Annual | Rate | lb/MMBtu | 0 | 0 | 0 | 0 | 0 | 0 | 0
NSR Kincaid 1 & 2- NOx Cap Annual v5.13 | 675 | 7474 | Rate Constraint in MTons | FALSE | L | Annual | Generation | TWh | 0 | 0 | 0 | 0 | 0 | 0 | 0
NSR Kincaid 1 & 2- NOx Cap Annual v5.13 | 675 | 7474 | Rate Constraint in MTons | FALSE | L | Annual | Qualifying Generation | TWh | 0 | 0 | 0 | 0 | 0 | 0 | 0
NSR Kincaid 1 & 2- NOx Cap Annual v5.13 | 675 | 7474 | Rate Constraint in MTons | FALSE | L | Annual | Rate | lb/MWh | 0 | 0 | 0 | 0 | 0 | 0 | 0
NSR Kincaid 1 & 2- NOx Cap Annual v5.13 | 675 | 7474 | Rate Constraint in MTons | FALSE | L | Annual | Constraint Shadow Price | US2019$/Ton | 0 | 0 | 0 | 0 | 0 | 0 | 0
NSR Kincaid 1 & 2- NOx Rate Annual v5.13 | 676 | 7473 | Rate Constraint in lbs/MMBtu | FALSE | L | Annual | Seasons Included | Seasons | Winter, WintShld, Summer | Winter, WintShld, Summer | Winter, WintShld, Summer | Winter, WintShld, Summer | Winter, WintShld, Summer | Winter, WintShld, Summer | Winter, WintShld, Summer
NSR Kincaid 1 & 2- NOx Rate Annual v5.13 | 676 | 7473 | Rate Constraint in lbs/MMBtu | FALSE | L | Annual | Standard NOX | lb/MMBtu | 0.08 | 0.08 | 0.08 | 0.08 | 0.08 | 0.08 | 0.08
NSR Kincaid 1 & 2- NOx Rate Annual v5.13 | 676 | 7473 | Rate Constraint in lbs/MMBtu | FALSE | L | Annual | Emissions at Affected Plants NOX | Thousand Tons | 0 | 0 | 0 | 0 | 0 | 0 | 0
NSR Kincaid 1 & 2- NOx Rate Annual v5.13 | 676 | 7473 | Rate Constraint in lbs/MMBtu | FALSE | L | Annual | Allowances Purchased NOX | Thousand Tons | 0 | 0 | 0 | 0 | 0 | 0 | 0
NSR Kincaid 1 & 2- NOx Rate Annual v5.13 | 676 | 7473 | Rate Constraint in lbs/MMBtu | FALSE | L | Annual | Allowances Sold NOX | Thousand Tons | 0 | 0 | 0 | 0 | 0 | 0 | 0
NSR Kincaid 1 & 2- NOx Rate Annual v5.13 | 676 | 7473 | Rate Constraint in lbs/MMBtu | FALSE | L | Annual | Allowances Banked | Thousand Tons | 0 | 0 | 0 | 0 | 0 | 0 | 0
NSR Kincaid 1 & 2- NOx Rate Annual v5.13 | 676 | 7473 | Rate Constraint in lbs/MMBtu | FALSE | L | Annual | Allowances Withdrawn (1:1) | Thousand Tons | 0 | 0 | 0 | 0 | 0 | 0 | 0
NSR Kincaid 1 & 2- NOx Rate Annual v5.13 | 676 | 7473 | Rate Constraint in lbs/MMBtu | FALSE | L | Annual | Allowances Withdrawn (n:1) | Thousand Tons | 0 | 0 | 0 | 0 | 0 | 0 | 0
NSR Kincaid 1 & 2- NOx Rate Annual v5.13 | 676 | 7473 | Rate Constraint in lbs/MMBtu | FALSE | L | Annual | Net Emissions Allowance Position | Thousand Tons | 0 | 0 | 0 | 0 | 0 | 0 | 0
NSR Kincaid 1 & 2- NOx Rate Annual v5.13 | 676 | 7473 | Rate Constraint in lbs/MMBtu | FALSE | L | Annual | Fuel Consumed | TBtu | 0 | 0 | 0 | 0 | 0 | 0 | 0
NSR Kincaid 1 & 2- NOx Rate Annual v5.13 | 676 | 7473 | Rate Constraint in lbs/MMBtu | FALSE | L | Annual | Rate | lb/MMBtu | 0 | 0 | 0 | 0 | 0 | 0 | 0
NSR Kincaid 1 & 2- NOx Rate Annual v5.13 | 676 | 7473 | Rate Constraint in lbs/MMBtu | FALSE | L | Annual | Generation | TWh | 0 | 0 | 0 | 0 | 0 | 0 | 0
NSR Kincaid 1 & 2- NOx Rate Annual v5.13 | 676 | 7473 | Rate Constraint in lbs/MMBtu | FALSE | L | Annual | Qualifying Generation | TWh | 0 | 0 | 0 | 0 | 0 | 0 | 0
NSR Kincaid 1 & 2- NOx Rate Annual v5.13 | 676 | 7473 | Rate Constraint in lbs/MMBtu | FALSE | L | Annual | Rate | lb/MWh | 0 | 0 | 0 | 0 | 0 | 0 | 0
NSR Kincaid 1 & 2- NOx Rate Annual v5.13 | 676 | 7473 | Rate Constraint in lbs/MMBtu | FALSE | L | Annual | Constraint Shadow Price | US2019$/Ton | 0 | 0 | 0 | 0 | 0 | 0 | 0
NSR Kincaid 1 & 2- SO2 Cap Annual v5.13 | 677 | 7472 | Rate Constraint in MTons | FALSE | L | Annual | Seasons Included | Seasons | Winter, WintShld, Summer | Winter, WintShld, Summer | Winter, WintShld, Summer | Winter, WintShld, Summer | Winter, WintShld, Summer | Winter, WintShld, Summer | Winter, WintShld, Summer
NSR Kincaid 1 & 2- SO2 Cap Annual v5.13 | 677 | 7472 | Rate Constraint in MTons | FALSE | L | Annual | Standard SO2 | Thousand Tons | 4.4 | 4.4 | 4.4 | 4.4 | 4.4 | 4.4 | 4.4
NSR Kincaid 1 & 2- SO2 Cap Annual v5.13 | 677 | 7472 | Rate Constraint in MTons | FALSE | L | Annual | Emissions at Affected Plants SO2 | Thousand Tons | 0 | 0 | 0 | 0 | 0 | 0 | 0
NSR Kincaid 1 & 2- SO2 Cap Annual v5.13 | 677 | 7472 | Rate Constraint in MTons | FALSE | L | Annual | Allowances Purchased SO2 | Thousand Tons | 0 | 0 | 0 | 0 | 0 | 0 | 0
NSR Kincaid 1 & 2- SO2 Cap Annual v5.13 | 677 | 7472 | Rate Constraint in MTons | FALSE | L | Annual | Allowances Sold SO2 | Thousand Tons | 0 | 0 | 0 | 0 | 0 | 0 | 0
NSR Kincaid 1 & 2- SO2 Cap Annual v5.13 | 677 | 7472 | Rate Constraint in MTons | FALSE | L | Annual | Allowances Banked | Thousand Tons | 0 | 0 | 0 | 0 | 0 | 0 | 0
NSR Kincaid 1 & 2- SO2 Cap Annual v5.13 | 677 | 7472 | Rate Constraint in MTons | FALSE | L | Annual | Allowances Withdrawn (1:1) | Thousand Tons | 0 | 0 | 0 | 0 | 0 | 0 | 0
NSR Kincaid 1 & 2- SO2 Cap Annual v5.13 | 677 | 7472 | Rate Constraint in MTons | FALSE | L | Annual | Allowances Withdrawn (n:1) | Thousand Tons | 0 | 0 | 0 | 0 | 0 | 0 | 0
NSR Kincaid 1 & 2- SO2 Cap Annual v5.13 | 677 | 7472 | Rate Constraint in MTons | FALSE | L | Annual | Net Emissions Allowance Position | Thousand Tons | 0 | 0 | 0 | 0 | 0 | 0 | 0
NSR Kincaid 1 & 2- SO2 Cap Annual v5.13 | 677 | 7472 | Rate Constraint in MTons | FALSE | L | Annual | Fuel Consumed | TBtu | 0 | 0 | 0 | 0 | 0 | 0 | 0
NSR Kincaid 1 & 2- SO2 Cap Annual v5.13 | 677 | 7472 | Rate Constraint in MTons | FALSE | L | Annual | Rate | lb/MMBtu | 0 | 0 | 0 | 0 | 0 | 0 | 0
NSR Kincaid 1 & 2- SO2 Cap Annual v5.13 | 677 | 7472 | Rate Constraint in MTons | FALSE | L | Annual | Generation | TWh | 0 | 0 | 0 | 0 | 0 | 0 | 0
NSR Kincaid 1 & 2- SO2 Cap Annual v5.13 | 677 | 7472 | Rate Constraint in MTons | FALSE | L | Annual | Qualifying Generation | TWh | 0 | 0 | 0 | 0 | 0 | 0 | 0
NSR Kincaid 1 & 2- SO2 Cap Annual v5.13 | 677 | 7472 | Rate Constraint in MTons | FALSE | L | Annual | Rate | lb/MWh | 0 | 0 | 0 | 0 | 0 | 0 | 0
NSR Kincaid 1 & 2- SO2 Cap Annual v5.13 | 677 | 7472 | Rate Constraint in MTons | FALSE | L | Annual | Constraint Shadow Price | US2019$/Ton | 0 | 0 | 0 | 0 | 0 | 0 | 0
NSR Kincaid 1 & 2- SO2 Rate Annual v5.13 | 678 | 7471 | Rate Constraint in lbs/MMBtu | FALSE | L | Annual | Seasons Included | Seasons | Winter, WintShld, Summer | Winter, WintShld, Summer | Winter, WintShld, Summer | Winter, WintShld, Summer | Winter, WintShld, Summer | Winter, WintShld, Summer | Winter, WintShld, Summer
NSR Kincaid 1 & 2- SO2 Rate Annual v5.13 | 678 | 7471 | Rate Constraint in lbs/MMBtu | FALSE | L | Annual | Standard SO2 | lb/MMBtu | 0.1 | 0.1 | 0.1 | 0.1 | 0.1 | 0.1 | 0.1
NSR Kincaid 1 & 2- SO2 Rate Annual v5.13 | 678 | 7471 | Rate Constraint in lbs/MMBtu | FALSE | L | Annual | Emissions at Affected Plants SO2 | Thousand Tons | 0 | 0 | 0 | 0 | 0 | 0 | 0
NSR Kincaid 1 & 2- SO2 Rate Annual v5.13 | 678 | 7471 | Rate Constraint in lbs/MMBtu | FALSE | L | Annual | Allowances Purchased SO2 | Thousand Tons | 0 | 0 | 0 | 0 | 0 | 0 | 0
NSR Kincaid 1 & 2- SO2 Rate Annual v5.13 | 678 | 7471 | Rate Constraint in lbs/MMBtu | FALSE | L | Annual | Allowances Sold SO2 | Thousand Tons | 0 | 0 | 0 | 0 | 0 | 0 | 0
NSR Kincaid 1 & 2- SO2 Rate Annual v5.13 | 678 | 7471 | Rate Constraint in lbs/MMBtu | FALSE | L | Annual | Allowances Banked | Thousand Tons | 0 | 0 | 0 | 0 | 0 | 0 | 0
NSR Kincaid 1 & 2- SO2 Rate Annual v5.13 | 678 | 7471 | Rate Constraint in lbs/MMBtu | FALSE | L | Annual | Allowances Withdrawn (1:1) | Thousand Tons | 0 | 0 | 0 | 0 | 0 | 0 | 0
NSR Kincaid 1 & 2- SO2 Rate Annual v5.13 | 678 | 7471 | Rate Constraint in lbs/MMBtu | FALSE | L | Annual | Allowances Withdrawn (n:1) | Thousand Tons | 0 | 0 | 0 | 0 | 0 | 0 | 0
NSR Kincaid 1 & 2- SO2 Rate Annual v5.13 | 678 | 7471 | Rate Constraint in lbs/MMBtu | FALSE | L | Annual | Net Emissions Allowance Position | Thousand Tons | 0 | 0 | 0 | 0 | 0 | 0 | 0
NSR Kincaid 1 & 2- SO2 Rate Annual v5.13 | 678 | 7471 | Rate Constraint in lbs/MMBtu | FALSE | L | Annual | Fuel Consumed | TBtu | 0 | 0 | 0 | 0 | 0 | 0 | 0
NSR Kincaid 1 & 2- SO2 Rate Annual v5.13 | 678 | 7471 | Rate Constraint in lbs/MMBtu | FALSE | L | Annual | Rate | lb/MMBtu | 0 | 0 | 0 | 0 | 0 | 0 | 0
NSR Kincaid 1 & 2- SO2 Rate Annual v5.13 | 678 | 7471 | Rate Constraint in lbs/MMBtu | FALSE | L | Annual | Generation | TWh | 0 | 0 | 0 | 0 | 0 | 0 | 0
NSR Kincaid 1 & 2- SO2 Rate Annual v5.13 | 678 | 7471 | Rate Constraint in lbs/MMBtu | FALSE | L | Annual | Qualifying Generation | TWh | 0 | 0 | 0 | 0 | 0 | 0 | 0
NSR Kincaid 1 & 2- SO2 Rate Annual v5.13 | 678 | 7471 | Rate Constraint in lbs/MMBtu | FALSE | L | Annual | Rate | lb/MWh | 0 | 0 | 0 | 0 | 0 | 0 | 0
NSR Kincaid 1 & 2- SO2 Rate Annual v5.13 | 678 | 7471 | Rate Constraint in lbs/MMBtu | FALSE | L | Annual | Constraint Shadow Price | US2019$/Ton | 0 | 0 | 0 | 0 | 0 | 0 | 0
NSR KU Brown Unit 3 - SO2 Cap Annual v3.1 | 679 | 7383 | Rate Constraint in MTons | FALSE | L | Annual | Seasons Included | Seasons | Winter, WintShld, Summer | Winter, WintShld, Summer | Winter, WintShld, Summer | Winter, WintShld, Summer | Winter, WintShld, Summer | Winter, WintShld, Summer | Winter, WintShld, Summer
NSR KU Brown Unit 3 - SO2 Cap Annual v3.1 | 679 | 7383 | Rate Constraint in MTons | FALSE | L | Annual | Standard SO2 | Thousand Tons | 2.3 | 2.3 | 2.3 | 2.3 | 2.3 | 2.3 | 2.3
NSR KU Brown Unit 3 - SO2 Cap Annual v3.1 | 679 | 7383 | Rate Constraint in MTons | FALSE | L | Annual | Emissions at Affected Plants SO2 | Thousand Tons | 0 | 0 | 0 | 0 | 0 | 0 | 0
NSR KU Brown Unit 3 - SO2 Cap Annual v3.1 | 679 | 7383 | Rate Constraint in MTons | FALSE | L | Annual | Allowances Purchased SO2 | Thousand Tons | 0 | 0 | 0 | 0 | 0 | 0 | 0
NSR KU Brown Unit 3 - SO2 Cap Annual v3.1 | 679 | 7383 | Rate Constraint in MTons | FALSE | L | Annual | Allowances Sold SO2 | Thousand Tons | 0 | 0 | 0 | 0 | 0 | 0 | 0
NSR KU Brown Unit 3 - SO2 Cap Annual v3.1 | 679 | 7383 | Rate Constraint in MTons | FALSE | L | Annual | Allowances Banked | Thousand Tons | 0 | 0 | 0 | 0 | 0 | 0 | 0
NSR KU Brown Unit 3 - SO2 Cap Annual v3.1 | 679 | 7383 | Rate Constraint in MTons | FALSE | L | Annual | Allowances Withdrawn (1:1) | Thousand Tons | 0 | 0 | 0 | 0 | 0 | 0 | 0
NSR KU Brown Unit 3 - SO2 Cap Annual v3.1 | 679 | 7383 | Rate Constraint in MTons | FALSE | L | Annual | Allowances Withdrawn (n:1) | Thousand Tons | 0 | 0 | 0 | 0 | 0 | 0 | 0
NSR KU Brown Unit 3 - SO2 Cap Annual v3.1 | 679 | 7383 | Rate Constraint in MTons | FALSE | L | Annual | Net Emissions Allowance Position | Thousand Tons | 0 | 0 | 0 | 0 | 0 | 0 | 0
NSR KU Brown Unit 3 - SO2 Cap Annual v3.1 | 679 | 7383 | Rate Constraint in MTons | FALSE | L | Annual | Fuel Consumed | TBtu | 0 | 0 | 0 | 0 | 0 | 0 | 0
NSR KU Brown Unit 3 - SO2 Cap Annual v3.1 | 679 | 7383 | Rate Constraint in MTons | FALSE | L | Annual | Rate | lb/MMBtu | 0 | 0 | 0 | 0 | 0 | 0 | 0
NSR KU Brown Unit 3 - SO2 Cap Annual v3.1 | 679 | 7383 | Rate Constraint in MTons | FALSE | L | Annual | Generation | TWh | 0 | 0 | 0 | 0 | 0 | 0 | 0
NSR KU Brown Unit 3 - SO2 Cap Annual v3.1 | 679 | 7383 | Rate Constraint in MTons | FALSE | L | Annual | Qualifying Generation | TWh | 0 | 0 | 0 | 0 | 0 | 0 | 0
NSR KU Brown Unit 3 - SO2 Cap Annual v3.1 | 679 | 7383 | Rate Constraint in MTons | FALSE | L | Annual | Rate | lb/MWh | 0 | 0 | 0 | 0 | 0 | 0 | 0
NSR KU Brown Unit 3 - SO2 Cap Annual v3.1 | 679 | 7383 | Rate Constraint in MTons | FALSE | L | Annual | Constraint Shadow Price | US2019$/Ton | 0 | 0 | 0 | 0 | 0 | 0 | 0
NSR KU Brown Unit 3 - SO2 Rate Annual v3.1 | 680 | 7384 | Rate Constraint in lbs/MMBtu | FALSE | L | Annual | Seasons Included | Seasons | Winter, WintShld, Summer | Winter, WintShld, Summer | Winter, WintShld, Summer | Winter, WintShld, Summer | Winter, WintShld, Summer | Winter, WintShld, Summer | Winter, WintShld, Summer
NSR KU Brown Unit 3 - SO2 Rate Annual v3.1 | 680 | 7384 | Rate Constraint in lbs/MMBtu | FALSE | L | Annual | Standard SO2 | lb/MMBtu | 0.1 | 0.1 | 0.1 | 0.1 | 0.1 | 0.1 | 0.1
NSR KU Brown Unit 3 - SO2 Rate Annual v3.1 | 680 | 7384 | Rate Constraint in lbs/MMBtu | FALSE | L | Annual | Emissions at Affected Plants SO2 | Thousand Tons | 0 | 0 | 0 | 0 | 0 | 0 | 0
NSR KU Brown Unit 3 - SO2 Rate Annual v3.1 | 680 | 7384 | Rate Constraint in lbs/MMBtu | FALSE | L | Annual | Allowances Purchased SO2 | Thousand Tons | 0 | 0 | 0 | 0 | 0 | 0 | 0
NSR KU Brown Unit 3 - SO2 Rate Annual v3.1 | 680 | 7384 | Rate Constraint in lbs/MMBtu | FALSE | L | Annual | Allowances Sold SO2 | Thousand Tons | 0 | 0 | 0 | 0 | 0 | 0 | 0
NSR KU Brown Unit 3 - SO2 Rate Annual v3.1 | 680 | 7384 | Rate Constraint in lbs/MMBtu | FALSE | L | Annual | Allowances Banked | Thousand Tons | 0 | 0 | 0 | 0 | 0 | 0 | 0
NSR KU Brown Unit 3 - SO2 Rate Annual v3.1 | 680 | 7384 | Rate Constraint in lbs/MMBtu | FALSE | L | Annual | Allowances Withdrawn (1:1) | Thousand Tons | 0 | 0 | 0 | 0 | 0 | 0 | 0
NSR KU Brown Unit 3 - SO2 Rate Annual v3.1 | 680 | 7384 | Rate Constraint in lbs/MMBtu | FALSE | L | Annual | Allowances Withdrawn (n:1) | Thousand Tons | 0 | 0 | 0 | 0 | 0 | 0 | 0
NSR KU Brown Unit 3 - SO2 Rate Annual v3.1 | 680 | 7384 | Rate Constraint in lbs/MMBtu | FALSE | L | Annual | Net Emissions Allowance Position | Thousand Tons | 0 | 0 | 0 | 0 | 0 | 0 | 0
NSR KU Brown Unit 3 - SO2 Rate Annual v3.1 | 680 | 7384 | Rate Constraint in lbs/MMBtu | FALSE | L | Annual | Fuel Consumed | TBtu | 0 | 0 | 0 | 0 | 0 | 0 | 0
NSR KU Brown Unit 3 - SO2 Rate Annual v3.1 | 680 | 7384 | Rate Constraint in lbs/MMBtu | FALSE | L | Annual | Rate | lb/MMBtu | 0 | 0 | 0 | 0 | 0 | 0 | 0
NSR KU Brown Unit 3 - SO2 Rate Annual v3.1 | 680 | 7384 | Rate Constraint in lbs/MMBtu | FALSE | L | Annual | Generation | TWh | 0 | 0 | 0 | 0 | 0 | 0 | 0
NSR KU Brown Unit 3 - SO2 Rate Annual v3.1 | 680 | 7384 | Rate Constraint in lbs/MMBtu | FALSE | L | Annual | Qualifying Generation | TWh | 0 | 0 | 0 | 0 | 0 | 0 | 0
NSR KU Brown Unit 3 - SO2 Rate Annual v3.1 | 680 | 7384 | Rate Constraint in lbs/MMBtu | FALSE | L | Annual | Rate | lb/MWh | 0 | 0 | 0 | 0 | 0 | 0 | 0
NSR KU Brown Unit 3 - SO2 Rate Annual v3.1 | 680 | 7384 | Rate Constraint in lbs/MMBtu | FALSE | L | Annual | Constraint Shadow Price | US2019$/Ton | 0 | 0 | 0 | 0 | 0 | 0 | 0
NSR Lansing Unit 4 NOX Rate v5.16 | 681 | 7512 | Rate Constraint in lbs/MMBtu | FALSE | L | Annual | Seasons Included | Seasons | Winter, WintShld, Summer | Winter, WintShld, Summer | Winter, WintShld, Summer | Winter, WintShld, Summer | Winter, WintShld, Summer | Winter, WintShld, Summer | Winter, WintShld, Summer
NSR Lansing Unit 4 NOX Rate v5.16 | 681 | 7512 | Rate Constraint in lbs/MMBtu | FALSE | L | Annual | Standard NOX | lb/MMBtu | 0.08 | 0.08 | 0.08 | 0.08 | 0.08 | 0.08 | 0.08
NSR Lansing Unit 4 NOX Rate v5.16 | 681 | 7512 | Rate Constraint in lbs/MMBtu | FALSE | L | Annual | Emissions at Affected Plants NOX | Thousand Tons | 0 | 0 | 0 | 0 | 0 | 0 | 0
NSR Lansing Unit 4 NOX Rate v5.16 | 681 | 7512 | Rate Constraint in lbs/MMBtu | FALSE | L | Annual | Allowances Purchased NOX | Thousand Tons | 0 | 0 | 0 | 0 | 0 | 0 | 0
NSR Lansing Unit 4 NOX Rate v5.16 | 681 | 7512 | Rate Constraint in lbs/MMBtu | FALSE | L | Annual | Allowances Sold NOX | Thousand Tons | 0 | 0 | 0 | 0 | 0 | 0 | 0
NSR Lansing Unit 4 NOX Rate v5.16 | 681 | 7512 | Rate Constraint in lbs/MMBtu | FALSE | L | Annual | Allowances Banked | Thousand Tons | 0 | 0 | 0 | 0 | 0 | 0 | 0
NSR Lansing Unit 4 NOX Rate v5.16 | 681 | 7512 | Rate Constraint in lbs/MMBtu | FALSE | L | Annual | Allowances Withdrawn (1:1) | Thousand Tons | 0 | 0 | 0 | 0 | 0 | 0 | 0
NSR Lansing Unit 4 NOX Rate v5.16 | 681 | 7512 | Rate Constraint in lbs/MMBtu | FALSE | L | Annual | Allowances Withdrawn (n:1) | Thousand Tons | 0 | 0 | 0 | 0 | 0 | 0 | 0
NSR Lansing Unit 4 NOX Rate v5.16 | 681 | 7512 | Rate Constraint in lbs/MMBtu | FALSE | L | Annual | Net Emissions Allowance Position | Thousand Tons | 0 | 0 | 0 | 0 | 0 | 0 | 0
NSR Lansing Unit 4 NOX Rate v5.16 | 681 | 7512 | Rate Constraint in lbs/MMBtu | FALSE | L | Annual | Fuel Consumed | TBtu | 0 | 0 | 0 | 0 | 0 | 0 | 0
NSR Lansing Unit 4 NOX Rate v5.16 | 681 | 7512 | Rate Constraint in lbs/MMBtu | FALSE | L | Annual | Rate | lb/MMBtu | 0 | 0 | 0 | 0 | 0 | 0 | 0
NSR Lansing Unit 4 NOX Rate v5.16 | 681 | 7512 | Rate Constraint in lbs/MMBtu | FALSE | L | Annual | Generation | TWh | 0 | 0 | 0 | 0 | 0 | 0 | 0
NSR Lansing Unit 4 NOX Rate v5.16 | 681 | 7512 | Rate Constraint in lbs/MMBtu | FALSE | L | Annual | Qualifying Generation | TWh | 0 | 0 | 0 | 0 | 0 | 0 | 0
NSR Lansing Unit 4 NOX Rate v5.16 | 681 | 7512 | Rate Constraint in lbs/MMBtu | FALSE | L | Annual | Rate | lb/MWh | 0 | 0 | 0 | 0 | 0 | 0 | 0
NSR Lansing Unit 4 NOX Rate v5.16 | 681 | 7512 | Rate Constraint in lbs/MMBtu | FALSE | L | Annual | Constraint Shadow Price | US2019$/Ton | 0 | 0 | 0 | 0 | 0 | 0 | 0
NSR Lansing Unit 4 SO2 Rate v5.16 | 682 | 7511 | Rate Constraint in lbs/MMBtu | FALSE | L | Annual | Seasons Included | Seasons | Winter, WintShld, Summer | Winter, WintShld, Summer | Winter, WintShld, Summer | Winter, WintShld, Summer | Winter, WintShld, Summer | Winter, WintShld, Summer | Winter, WintShld, Summer
NSR Lansing Unit 4 SO2 Rate v5.16 | 682 | 7511 | Rate Constraint in lbs/MMBtu | FALSE | L | Annual | Standard SO2 | lb/MMBtu | 0.075 | 0.075 | 0.075 | 0.075 | 0.075 | 0.075 | 0.075
NSR Lansing Unit 4 SO2 Rate v5.16 | 682 | 7511 | Rate Constraint in lbs/MMBtu | FALSE | L | Annual | Emissions at Affected Plants SO2 | Thousand Tons | 0 | 0 | 0 | 0 | 0 | 0 | 0
NSR Lansing Unit 4 SO2 Rate v5.16 | 682 | 7511 | Rate Constraint in lbs/MMBtu | FALSE | L | Annual | Allowances Purchased SO2 | Thousand Tons | 0 | 0 | 0 | 0 | 0 | 0 | 0
NSR Lansing Unit 4 SO2 Rate v5.16 | 682 | 7511 | Rate Constraint in lbs/MMBtu | FALSE | L | Annual | Allowances Sold SO2 | Thousand Tons | 0 | 0 | 0 | 0 | 0 | 0 | 0
NSR Lansing Unit 4 SO2 Rate v5.16 | 682 | 7511 | Rate Constraint in lbs/MMBtu | FALSE | L | Annual | Allowances Banked | Thousand Tons | 0 | 0 | 0 | 0 | 0 | 0 | 0
NSR Lansing Unit 4 SO2 Rate v5.16 | 682 | 7511 | Rate Constraint in lbs/MMBtu | FALSE | L | Annual | Allowances Withdrawn (1:1) | Thousand Tons | 0 | 0 | 0 | 0 | 0 | 0 | 0
NSR Lansing Unit 4 SO2 Rate v5.16 | 682 | 7511 | Rate Constraint in lbs/MMBtu | FALSE | L | Annual | Allowances Withdrawn (n:1) | Thousand Tons | 0 | 0 | 0 | 0 | 0 | 0 | 0
NSR Lansing Unit 4 SO2 Rate v5.16 | 682 | 7511 | Rate Constraint in lbs/MMBtu | FALSE | L | Annual | Net Emissions Allowance Position | Thousand Tons | 0 | 0 | 0 | 0 | 0 | 0 | 0
NSR Lansing Unit 4 SO2 Rate v5.16 | 682 | 7511 | Rate Constraint in lbs/MMBtu | FALSE | L | Annual | Fuel Consumed | TBtu | 0 | 0 | 0 | 0 | 0 | 0 | 0
NSR Lansing Unit 4 SO2 Rate v5.16 | 682 | 7511 | Rate Constraint in lbs/MMBtu | FALSE | L | Annual | Rate | lb/MMBtu | 0 | 0 | 0 | 0 | 0 | 0 | 0
NSR Lansing Unit 4 SO2 Rate v5.16 | 682 | 7511 | Rate Constraint in lbs/MMBtu | FALSE | L | Annual | Generation | TWh | 0 | 0 | 0 | 0 | 0 | 0 | 0
NSR Lansing Unit 4 SO2 Rate v5.16 | 682 | 7511 | Rate Constraint in lbs/MMBtu | FALSE | L | Annual | Qualifying Generation | TWh | 0 | 0 | 0 | 0 | 0 | 0 | 0
NSR Lansing Unit 4 SO2 Rate v5.16 | 682 | 7511 | Rate Constraint in lbs/MMBtu | FALSE | L | Annual | Rate | lb/MWh | 0 | 0 | 0 | 0 | 0 | 0 | 0
NSR Lansing Unit 4 SO2 Rate v5.16 | 682 | 7511 | Rate Constraint in lbs/MMBtu | FALSE | L | Annual | Constraint Shadow Price | US2019$/Ton | 0 | 0 | 0 | 0 | 0 | 0 | 0
NSR Laskin 1,2 - NOX Rate Annual v5.14 | 683 | 7491 | Rate Constraint in lbs/MMBtu | FALSE | L | Annual | Seasons Included | Seasons | Winter, WintShld, Summer | Winter, WintShld, Summer | Winter, WintShld, Summer | Winter, WintShld, Summer | Winter, WintShld, Summer | Winter, WintShld, Summer | Winter, WintShld, Summer
NSR Laskin 1,2 - NOX Rate Annual v5.14 | 683 | 7491 | Rate Constraint in lbs/MMBtu | FALSE | L | Annual | Standard NOX | lb/MMBtu | 0.19 | 0.19 | 0.19 | 0.19 | 0.19 | 0.19 | 0.19
NSR Laskin 1,2 - NOX Rate Annual v5.14 | 683 | 7491 | Rate Constraint in lbs/MMBtu | FALSE | L | Annual | Emissions at Affected Plants NOX | Thousand Tons | 0 | 0 | 0 | 0 | 0 | 0 | 0
NSR Laskin 1,2 - NOX Rate Annual v5.14 | 683 | 7491 | Rate Constraint in lbs/MMBtu | FALSE | L | Annual | Allowances Purchased NOX | Thousand Tons | 0 | 0 | 0 | 0 | 0 | 0 | 0
NSR Laskin 1,2 - NOX Rate Annual v5.14 | 683 | 7491 | Rate Constraint in lbs/MMBtu | FALSE | L | Annual | Allowances Sold NOX | Thousand Tons | 0 | 0 | 0 | 0 | 0 | 0 | 0
NSR Laskin 1,2 - NOX Rate Annual v5.14 | 683 | 7491 | Rate Constraint in lbs/MMBtu | FALSE | L | Annual | Allowances Banked | Thousand Tons | 0 | 0 | 0 | 0 | 0 | 0 | 0
NSR Laskin 1,2 - NOX Rate Annual v5.14 | 683 | 7491 | Rate Constraint in lbs/MMBtu | FALSE | L | Annual | Allowances Withdrawn (1:1) | Thousand Tons | 0 | 0 | 0 | 0 | 0 | 0 | 0
NSR Laskin 1,2 - NOX Rate Annual v5.14 | 683 | 7491 | Rate Constraint in lbs/MMBtu | FALSE | L | Annual | Allowances Withdrawn (n:1) | Thousand Tons | 0 | 0 | 0 | 0 | 0 | 0 | 0
NSR Laskin 1,2 - NOX Rate Annual v5.14 | 683 | 7491 | Rate Constraint in lbs/MMBtu | FALSE | L | Annual | Net Emissions Allowance Position | Thousand Tons | 0 | 0 | 0 | 0 | 0 | 0 | 0
NSR Laskin 1,2 - NOX Rate Annual v5.14 | 683 | 7491 | Rate Constraint in lbs/MMBtu | FALSE | L | Annual | Fuel Consumed | TBtu | 0 | 0 | 0 | 0 | 0 | 0 | 0
NSR Laskin 1,2 - NOX Rate Annual v5.14 | 683 | 7491 | Rate Constraint in lbs/MMBtu | FALSE | L | Annual | Rate | lb/MMBtu | 0 | 0 | 0 | 0 | 0 | 0 | 0
NSR Laskin 1,2 - NOX Rate Annual v5.14 | 683 | 7491 | Rate Constraint in lbs/MMBtu | FALSE | L | Annual | Generation | TWh | 0 | 0 | 0 | 0 | 0 | 0 | 0
NSR Laskin 1,2 - NOX Rate Annual v5.14 | 683 | 7491 | Rate Constraint in lbs/MMBtu | FALSE | L | Annual | Qualifying Generation | TWh | 0 | 0 | 0 | 0 | 0 | 0 | 0
NSR Laskin 1,2 - NOX Rate Annual v5.14 | 683 | 7491 | Rate Constraint in lbs/MMBtu | FALSE | L | Annual | Rate | lb/MWh | 0 | 0 | 0 | 0 | 0 | 0 | 0
NSR Laskin 1,2 - NOX Rate Annual v5.14 | 683 | 7491 | Rate Constraint in lbs/MMBtu | FALSE | L | Annual | Constraint Shadow Price | US2019$/Ton | 0 | 0 | 0 | 0 | 0 | 0 | 0
NSR Laskin 1,2 - SO2 Rate Annual v5.14 | 684 | 7490 | Rate Constraint in lbs/MMBtu | FALSE | L | Annual | Seasons Included | Seasons | Winter, WintShld, Summer | Winter, WintShld, Summer | Winter, WintShld, Summer | Winter, WintShld, Summer | Winter, WintShld, Summer | Winter, WintShld, Summer | Winter, WintShld, Summer
NSR Laskin 1,2 - SO2 Rate Annual v5.14 | 684 | 7490 | Rate Constraint in lbs/MMBtu | FALSE | L | Annual | Standard SO2 | lb/MMBtu | 0.2 | 0.2 | 0.2 | 0.2 | 0.2 | 0.2 | 0.2
NSR Laskin 1,2 - SO2 Rate Annual v5.14 | 684 | 7490 | Rate Constraint in lbs/MMBtu | FALSE | L | Annual | Emissions at Affected Plants SO2 | Thousand Tons | 0 | 0 | 0 | 0 | 0 | 0 | 0
NSR Laskin 1,2 - SO2 Rate Annual v5.14 | 684 | 7490 | Rate Constraint in lbs/MMBtu | FALSE | L | Annual | Allowances Purchased SO2 | Thousand Tons | 0 | 0 | 0 | 0 | 0 | 0 | 0
NSR Laskin 1,2 - SO2 Rate Annual v5.14 | 684 | 7490 | Rate Constraint in lbs/MMBtu | FALSE | L | Annual | Allowances Sold SO2 | Thousand Tons | 0 | 0 | 0 | 0 | 0 | 0 | 0
NSR Laskin 1,2 - SO2 Rate Annual v5.14 | 684 | 7490 | Rate Constraint in lbs/MMBtu | FALSE | L | Annual | Allowances Banked | Thousand Tons | 0 | 0 | 0 | 0 | 0 | 0 | 0
NSR Laskin 1,2 - SO2 Rate Annual v5.14 | 684 | 7490 | Rate Constraint in lbs/MMBtu | FALSE | L | Annual | Allowances Withdrawn (1:1) | Thousand Tons | 0 | 0 | 0 | 0 | 0 | 0 | 0
NSR Laskin 1,2 - SO2 Rate Annual v5.14 | 684 | 7490 | Rate Constraint in lbs/MMBtu | FALSE | L | Annual | Allowances Withdrawn (n:1) | Thousand Tons | 0 | 0 | 0 | 0 | 0 | 0 | 0
NSR Laskin 1,2 - SO2 Rate Annual v5.14 | 684 | 7490 | Rate Constraint in lbs/MMBtu | FALSE | L | Annual | Net Emissions Allowance Position | Thousand Tons | 0 | 0 | 0 | 0 | 0 | 0 | 0
NSR Laskin 1,2 - SO2 Rate Annual v5.14 | 684 | 7490 | Rate Constraint in lbs/MMBtu | FALSE | L | Annual | Fuel Consumed | TBtu | 0 | 0 | 0 | 0 | 0 | 0 | 0
NSR Laskin 1,2 - SO2 Rate Annual v5.14 | 684 | 7490 | Rate Constraint in lbs/MMBtu | FALSE | L | Annual | Rate | lb/MMBtu | 0 | 0 | 0 | 0 | 0 | 0 | 0
NSR Laskin 1,2 - SO2 Rate Annual v5.14 | 684 | 7490 | Rate Constraint in lbs/MMBtu | FALSE | L | Annual | Generation | TWh | 0 | 0 | 0 | 0 | 0 | 0 | 0
NSR Laskin 1,2 - SO2 Rate Annual v5.14 | 684 | 7490 | Rate Constraint in lbs/MMBtu | FALSE | L | Annual | Qualifying Generation | TWh | 0 | 0 | 0 | 0 | 0 | 0 | 0
NSR Laskin 1,2 - SO2 Rate Annual v5.14 | 684 | 7490 | Rate Constraint in lbs/MMBtu | FALSE | L | Annual | Rate | lb/MWh | 0 | 0 | 0 | 0 | 0 | 0 | 0
NSR Laskin 1,2 - SO2 Rate Annual v5.14 | 684 | 7490 | Rate Constraint in lbs/MMBtu | FALSE | L | Annual | Constraint Shadow Price | US2019$/Ton | 0 | 0 | 0 | 0 | 0 | 0 | 0
NSR Michigan City 12 - NOX Rate Annual v4.11, Unit 3587 and retrofits | 685 | 7449 | Rate Constraint in lbs/MMBtu | FALSE | L | Annual | Seasons Included | Seasons | Winter, WintShld, Summer | Winter, WintShld, Summer | Winter, WintShld, Summer | Winter, WintShld, Summer | Winter, WintShld, Summer | Winter, WintShld, Summer | Winter, WintShld, Summer
NSR Michigan City 12 - NOX Rate Annual v4.11, Unit 3587 and retrofits | 685 | 7449 | Rate Constraint in lbs/MMBtu | FALSE | L | Annual | Standard NOX | lb/MMBtu | 0.1 | 0.1 | 0.1 | 0.1 | 0.1 | 0.1 | 0.1
NSR Michigan City 12 - NOX Rate Annual v4.11, Unit 3587 and retrofits | 685 | 7449 | Rate Constraint in lbs/MMBtu | FALSE | L | Annual | Emissions at Affected Plants NOX | Thousand Tons | 0 | 0 | 0 | 0 | 0 | 0 | 0
NSR Michigan City 12 - NOX Rate Annual v4.11, Unit 3587 and retrofits | 685 | 7449 | Rate Constraint in lbs/MMBtu | FALSE | L | Annual | Allowances Purchased NOX | Thousand Tons | 0 | 0 | 0 | 0 | 0 | 0 | 0
NSR Michigan City 12 - NOX Rate Annual v4.11, Unit 3587 and retrofits | 685 | 7449 | Rate Constraint in lbs/MMBtu | FALSE | L | Annual | Allowances Sold NOX | Thousand Tons | 0 | 0 | 0 | 0 | 0 | 0 | 0
NSR Michigan City 12 - NOX Rate Annual v4.11, Unit 3587 and retrofits | 685 | 7449 | Rate Constraint in lbs/MMBtu | FALSE | L | Annual | Allowances Banked | Thousand Tons | 0 | 0 | 0 | 0 | 0 | 0 | 0
NSR Michigan City 12 - NOX Rate Annual v4.11, Unit 3587 and retrofits | 685 | 7449 | Rate Constraint in lbs/MMBtu | FALSE | L | Annual | Allowances Withdrawn (1:1) | Thousand Tons | 0 | 0 | 0 | 0 | 0 | 0 | 0
NSR Michigan City 12 - NOX Rate Annual v4.11, Unit 3587 and retrofits | 685 | 7449 | Rate Constraint in lbs/MMBtu | FALSE | L | Annual | Allowances Withdrawn (n:1) | Thousand Tons | 0 | 0 | 0 | 0 | 0 | 0 | 0
NSR Michigan City 12 - NOX Rate Annual v4.11, Unit 3587 and retrofits | 685 | 7449 | Rate Constraint in lbs/MMBtu | FALSE | L | Annual | Net Emissions Allowance Position | Thousand Tons | 0 | 0 | 0 | 0 | 0 | 0 | 0
NSR Michigan City 12 - NOX Rate Annual v4.11, Unit 3587 and retrofits | 685 | 7449 | Rate Constraint in lbs/MMBtu | FALSE | L | Annual | Fuel Consumed | TBtu | 0 | 0 | 0 | 0 | 0 | 0 | 0
NSR Michigan City 12 - NOX Rate Annual v4.11, Unit 3587 and retrofits | 685 | 7449 | Rate Constraint in lbs/MMBtu | FALSE | L | Annual | Rate | lb/MMBtu | 0 | 0 | 0 | 0 | 0 | 0 | 0
NSR Michigan City 12 - NOX Rate Annual v4.11, Unit 3587 and retrofits | 685 | 7449 | Rate Constraint in lbs/MMBtu | FALSE | L | Annual | Generation | TWh | 0 | 0 | 0 | 0 | 0 | 0 | 0
NSR Michigan City 12 - NOX Rate Annual v4.11, Unit 3587 and retrofits | 685 | 7449 | Rate Constraint in lbs/MMBtu | FALSE | L | Annual | Qualifying Generation | TWh | 0 | 0 | 0 | 0 | 0 | 0 | 0
NSR Michigan City 12 - NOX Rate Annual v4.11, Unit 3587 and retrofits | 685 | 7449 | Rate Constraint in lbs/MMBtu | FALSE | L | Annual | Rate | lb/MWh | 0 | 0 | 0 | 0 | 0 | 0 | 0
NSR Michigan City 12 - NOX Rate Annual v4.11, Unit 3587 and retrofits | 685 | 7449 | Rate Constraint in lbs/MMBtu | FALSE | L | Annual | Constraint Shadow Price | US2019$/Ton | 0 | 0 | 0 | 0 | 0 | 0 | 0
NSR Michigan City 12 - SO2 Rate Annual v4.11, Unit 3587 and retrofits | 686 | 7448 | Rate Constraint in lbs/MMBtu | FALSE | L | Annual | Seasons Included | Seasons | Winter, WintShld, Summer | Winter, WintShld, Summer | Winter, WintShld, Summer | Winter, WintShld, Summer | Winter, WintShld, Summer | Winter, WintShld, Summer | Winter, WintShld, Summer
NSR Michigan City 12 - SO2 Rate Annual v4.11, Unit 3587 and retrofits | 686 | 7448 | Rate Constraint in lbs/MMBtu | FALSE | L | Annual | Standard SO2 | lb/MMBtu | 0.1 | 0.1 | 0.1 | 0.1 | 0.1 | 0.1 | 0.1
NSR Michigan City 12 - SO2 Rate Annual v4.11, Unit 3587 and retrofits | 686 | 7448 | Rate Constraint in lbs/MMBtu | FALSE | L | Annual | Emissions at Affected Plants SO2 | Thousand Tons | 0 | 0 | 0 | 0 | 0 | 0 | 0
NSR Michigan City 12 - SO2 Rate Annual v4.11, Unit 3587 and retrofits | 686 | 7448 | Rate Constraint in lbs/MMBtu | FALSE | L | Annual | Allowances Purchased SO2 | Thousand Tons | 0 | 0 | 0 | 0 | 0 | 0 | 0
NSR Michigan City 12 - SO2 Rate Annual v4.11, Unit 3587 and retrofits | 686 | 7448 | Rate Constraint in lbs/MMBtu | FALSE | L | Annual | Allowances Sold SO2 | Thousand Tons | 0 | 0 | 0 | 0 | 0 | 0 | 0
NSR Michigan City 12 - SO2 Rate Annual v4.11, Unit 3587 and retrofits | 686 | 7448 | Rate Constraint in lbs/MMBtu | FALSE | L | Annual | Allowances Banked | Thousand Tons | 0 | 0 | 0 | 0 | 0 | 0 | 0
NSR Michigan City 12 - SO2 Rate Annual v4.11, Unit 3587 and retrofits | 686 | 7448 | Rate Constraint in lbs/MMBtu | FALSE | L | Annual | Allowances Withdrawn (1:1) | Thousand Tons | 0 | 0 | 0 | 0 | 0 | 0 | 0
NSR Michigan City 12 - SO2 Rate Annual v4.11, Unit 3587 and retrofits | 686 | 7448 | Rate Constraint in lbs/MMBtu | FALSE | L | Annual | Allowances Withdrawn (n:1) | Thousand Tons | 0 | 0 | 0 | 0 | 0 | 0 | 0
NSR Michigan City 12 - SO2 Rate Annual v4.11, Unit 3587 and retrofits | 686 | 7448 | Rate Constraint in lbs/MMBtu | FALSE | L | Annual | Net Emissions Allowance Position | Thousand Tons | 0 | 0 | 0 | 0 | 0 | 0 | 0
NSR Michigan City 12 - SO2 Rate Annual v4.11, Unit 3587 and retrofits | 686 | 7448 | Rate Constraint in lbs/MMBtu | FALSE | L | Annual | Fuel Consumed | TBtu | 0 | 0 | 0 | 0 | 0 | 0 | 0
NSR Michigan City 12 - SO2 Rate Annual v4.11, Unit 3587 and retrofits | 686 | 7448 | Rate Constraint in lbs/MMBtu | FALSE | L | Annual | Rate | lb/MMBtu | 0 | 0 | 0 | 0 | 0 | 0 | 0
NSR Michigan City 12 - SO2 Rate Annual v4.11, Unit 3587 and retrofits | 686 | 7448 | Rate Constraint in lbs/MMBtu | FALSE | L | Annual | Generation | TWh | 0 | 0 | 0 | 0 | 0 | 0 | 0
NSR Michigan City 12 - SO2 Rate Annual v4.11, Unit 3587 and retrofits | 686 | 7448 | Rate Constraint in lbs/MMBtu | FALSE | L | Annual | Qualifying Generation | TWh | 0 | 0 | 0 | 0 | 0 | 0 | 0
NSR Michigan City 12 - SO2 Rate Annual v4.11, Unit 3587 and retrofits | 686 | 7448 | Rate Constraint in lbs/MMBtu | FALSE | L | Annual | Rate | lb/MWh | 0 | 0 | 0 | 0 | 0 | 0 | 0
NSR Michigan City 12 - SO2 Rate Annual v4.11, Unit 3587 and retrofits | 686 | 7448 | Rate Constraint in lbs/MMBtu | FALSE | L | Annual | Constraint Shadow Price | US2019$/Ton | 0 | 0 | 0 | 0 | 0 | 0 | 0
NSR Milton Young 1,2 - NOX Rate Annual v3.1, Unit 2601 and retrofits | 687 | 7423 | Rate Constraint in lbs/MMBtu | FALSE | L | Annual | Seasons Included | Seasons | Winter, WintShld, Summer | Winter, WintShld, Summer | Winter, WintShld, Summer | Winter, WintShld, Summer | Winter, WintShld, Summer | Winter, WintShld, Summer | Winter, WintShld, Summer
NSR Milton Young 1,2 - NOX Rate Annual v3.1, Unit 2601 and retrofits | 687 | 7423 | Rate Constraint in lbs/MMBtu | FALSE | L | Annual | Standard NOX | lb/MMBtu | 0.36 | 0.36 | 0.36 | 0.36 | 0.36 | 0.36 | 0.36
NSR Milton Young 1,2 - NOX Rate Annual v3.1, Unit 2601 and retrofits | 687 | 7423 | Rate Constraint in lbs/MMBtu | FALSE | L | Annual | Emissions at Affected Plants NOX | Thousand Tons | 4.7406 | 1.2647 | 0 | 0 | 0 | 0 | 0
NSR Milton Young 1,2 - NOX Rate Annual v3.1, Unit 2601 and retrofits | 687 | 7423 | Rate Constraint in lbs/MMBtu | FALSE | L | Annual | Allowances Purchased NOX | Thousand Tons | 0 | 0 | 0 | 0 | 0 | 0 | 0
NSR Milton Young 1,2 - NOX Rate Annual v3.1, Unit 2601 and retrofits | 687 | 7423 | Rate Constraint in lbs/MMBtu | FALSE | L | Annual | Allowances Sold NOX | Thousand Tons | 0 | 0 | 0 | 0 | 0 | 0 | 0
NSR Milton Young 1,2 - NOX Rate Annual v3.1, Unit 2601 and retrofits | 687 | 7423 | Rate Constraint in lbs/MMBtu | FALSE | L | Annual | Allowances Banked | Thousand Tons | 0 | 0 | 0 | 0 | 0 | 0 | 0
NSR Milton Young 1,2 - NOX Rate Annual v3.1, Unit 2601 and retrofits | 687 | 7423 | Rate Constraint in lbs/MMBtu | FALSE | L | Annual | Allowances Withdrawn (1:1) | Thousand Tons | 0 | 0 | 0 | 0 | 0 | 0 | 0
NSR Milton Young 1,2 - NOX Rate Annual v3.1, Unit 2601 and retrofits | 687 | 7423 | Rate Constraint in lbs/MMBtu | FALSE | L | Annual | Allowances Withdrawn (n:1) | Thousand Tons | 0 | 0 | 0 | 0 | 0 | 0 | 0
NSR Milton Young 1,2 - NOX Rate Annual v3.1, Unit 2601 and retrofits | 687 | 7423 | Rate Constraint in lbs/MMBtu | FALSE | L | Annual | Net Emissions Allowance Position | Thousand Tons | 4.7406 | 1.2647 | 0 | 0 | 0 | 0 | 0
NSR Milton Young 1,2 - NOX Rate Annual v3.1, Unit 2601 and retrofits | 687 | 7423 | Rate Constraint in lbs/MMBtu | FALSE | L | Annual | Fuel Consumed | TBtu | 33.44 | 8.9208 | 0 | 0 | 0 | 0 | 0
NSR Milton Young 1,2 - NOX Rate Annual v3.1, Unit 2601 and retrofits | 687 | 7423 | Rate Constraint in lbs/MMBtu | FALSE | L | Annual | Rate | lb/MMBtu | 0.28353 | 0.28353 | 0 | 0 | 0 | 0 | 0
NSR Milton Young 1,2 - NOX Rate Annual v3.1, Unit 2601 and retrofits | 687 | 7423 | Rate Constraint in lbs/MMBtu | FALSE | L | Annual | Generation | TWh | 2.9356 | 0.78314 | 0 | 0 | 0 | 0 | 0
NSR Milton Young 1,2 - NOX Rate Annual v3.1, Unit 2601 and retrofits | 687 | 7423 | Rate Constraint in lbs/MMBtu | FALSE | L | Annual | Qualifying Generation | TWh | 2.9356 | 0.78314 | 0 | 0 | 0 | 0 | 0
NSR Milton Young 1,2 - NOX Rate Annual v3.1, Unit 2601 and retrofits | 687 | 7423 | Rate Constraint in lbs/MMBtu | FALSE | L | Annual | Rate | lb/MWh | 3.2297 | 3.2297 | 0 | 0 | 0 | 0 | 0
NSR Milton Young 1,2 - NOX Rate Annual v3.1, Unit 2601 and retrofits | 687 | 7423 | Rate Constraint in lbs/MMBtu | FALSE | L | Annual | Constraint Shadow Price | US2019$/Ton | 0 | 0 | 0 | 0 | 0 | 0 | 0
NSR Milton Young 1,2 - NOX Rate Annual v3.1, Unit 2602 and retrofits | 688 | 7423 | Rate Constraint in lbs/MMBtu | FALSE | L | Annual | Seasons Included | Seasons | Winter, WintShld, Summer | Winter, WintShld, Summer | Winter, WintShld, Summer | Winter, WintShld, Summer | Winter, WintShld, Summer | Winter, WintShld, Summer | Winter, WintShld, Summer
NSR Milton Young 1,2 - NOX Rate Annual v3.1, Unit 2602 and retrofits | 688 | 7423 | Rate Constraint in lbs/MMBtu | FALSE | L | Annual | Standard NOX | lb/MMBtu | 0.36 | 0.36 | 0.36 | 0.36 | 0.36 | 0.36 | 0.36
NSR Milton Young 1,2 - NOX Rate Annual v3.1, Unit 2602 and retrofits | 688 | 7423 | Rate Constraint in lbs/MMBtu | FALSE | L | Annual | Emissions at Affected Plants NOX | Thousand Tons | 2.5442 | 0 | 0 | 0 | 0 | 0 | 0
NSR Milton Young 1,2 - NOX Rate Annual v3.1, Unit 2602 and retrofits | 688 | 7423 | Rate Constraint in lbs/MMBtu | FALSE | L | Annual | Allowances Purchased NOX | Thousand Tons | 0 | 0 | 0 | 0 | 0 | 0 | 0
NSR Milton Young 1,2 - NOX Rate Annual v3.1, Unit 2602 and retrofits | 688 | 7423 | Rate Constraint in lbs/MMBtu | FALSE | L | Annual | Allowances Sold NOX | Thousand Tons | 0 | 0 | 0 | 0 | 0 | 0 | 0
NSR Milton Young 1,2 - NOX Rate Annual v3.1, Unit 2602 and retrofits | 688 | 7423 | Rate Constraint in lbs/MMBtu | FALSE | L | Annual | Allowances Banked | Thousand Tons | 0 | 0 | 0 | 0 | 0 | 0 | 0
NSR Milton Young 1,2 - NOX Rate Annual v3.1, Unit 2602 and retrofits | 688 | 7423 | Rate Constraint in lbs/MMBtu | FALSE | L | Annual | Allowances Withdrawn (1:1) | Thousand Tons | 0 | 0 | 0 | 0 | 0 | 0 | 0
NSR Milton Young 1,2 - NOX Rate Annual v3.1, Unit 2602 and retrofits | 688 | 7423 | Rate Constraint in lbs/MMBtu | FALSE | L | Annual | Allowances Withdrawn (n:1) | Thousand Tons | 0 | 0 | 0 | 0 | 0 | 0 | 0
NSR Milton Young 1,2 - NOX Rate Annual v3.1, Unit 2602 and retrofits | 688 | 7423 | Rate Constraint in lbs/MMBtu | FALSE | L | Annual | Net Emissions Allowance Position | Thousand Tons | 2.5442 | 0 | 0 | 0 | 0 | 0 | 0
NSR Milton Young 1,2 - NOX Rate Annual v3.1, Unit 2602 and retrofits | 688 | 7423 | Rate Constraint in lbs/MMBtu | FALSE | L | Annual | Fuel Consumed | TBtu | 19.0411 | 0 | 0 | 0 | 0 | 0 | 0
NSR Milton Young 1,2 - NOX Rate Annual v3.1, Unit 2602 and retrofits | 688 | 7423 | Rate Constraint in lbs/MMBtu | FALSE | L | Annual | Rate | lb/MMBtu | 0.26723 | 0 | 0 | 0 | 0 | 0 | 0
NSR Milton Young 1,2 - NOX Rate Annual v3.1, Unit 2602 and retrofits | 688 | 7423 | Rate Constraint in lbs/MMBtu | FALSE | L | Annual | Generation | TWh | 1.6371 | 0 | 0 | 0 | 0 | 0 | 0
NSR Milton Young 1,2 - NOX Rate Annual v3.1, Unit 2602 and retrofits | 688 | 7423 | Rate Constraint in lbs/MMBtu | FALSE | L | Annual | Qualifying Generation | TWh | 1.6371 | 0 | 0 | 0 | 0 | 0 | 0
NSR Milton Young 1,2 - NOX Rate Annual v3.1, Unit 2602 and retrofits | 688 | 7423 | Rate Constraint in lbs/MMBtu | FALSE | L | Annual | Rate | lb/MWh | 3.1082 | 0 | 0 | 0 | 0 | 0 | 0
NSR Milton Young 1,2 - NOX Rate Annual v3.1, Unit 2602 and retrofits | 688 | 7423 | Rate Constraint in lbs/MMBtu | FALSE | L | Annual | Constraint Shadow Price | US2019$/Ton | 0 | 0 | 0 | 0 | 0 | 0 | 0
NSR Minnkota Power - SO2 Cap Annual v3.1 | 689 | 7385 | Rate Constraint in MTons | FALSE | L | Annual | Seasons Included | Seasons | Winter, WintShld, Summer | Winter, WintShld, Summer | Winter, WintShld, Summer | Winter, WintShld, Summer | Winter, WintShld, Summer | Winter, WintShld, Summer | Winter, WintShld, Summer
NSR Minnkota Power - SO2 Cap Annual v3.1 | 689 | 7385 | Rate Constraint in MTons | FALSE | L | Annual | Standard SO2 | Thousand Tons | 8.5 | 8.5 | 8.5 | 8.5 | 8.5 | 8.5 | 8.5
NSR Minnkota Power - SO2 Cap Annual v3.1 | 689 | 7385 | Rate Constraint in MTons | FALSE | L | Annual | Emissions at Affected Plants SO2 | Thousand Tons | 1.8911 | 0.32916 | 0 | 0 | 0 | 0 | 0
NSR Minnkota Power - SO2 Cap Annual v3.1 | 689 | 7385 | Rate Constraint in MTons | FALSE | L | Annual | Allowances Purchased SO2 | Thousand Tons | 0 | 0 | 0 | 0 | 0 | 0 | 0
NSR Minnkota Power - SO2 Cap Annual v3.1 | 689 | 7385 | Rate Constraint in MTons | FALSE | L | Annual | Allowances Sold SO2 | Thousand Tons | 0 | 0 | 0 | 0 | 0 | 0 | 0
NSR Minnkota Power - SO2 Cap Annual v3.1 | 689 | 7385 | Rate Constraint in MTons | FALSE | L | Annual | Allowances Banked | Thousand Tons | 0 | 0 | 0 | 0 | 0 | 0 | 0
NSR Minnkota Power - SO2 Cap Annual v3.1 | 689 | 7385 | Rate Constraint in MTons | FALSE | L | Annual | Allowances Withdrawn (1:1) | Thousand Tons | 0 | 0 | 0 | 0 | 0 | 0 | 0
NSR Minnkota Power - SO2 Cap Annual v3.1 | 689 | 7385 | Rate Constraint in MTons | FALSE | L | Annual | Allowances Withdrawn (n:1) | Thousand Tons | 0 | 0 | 0 | 0 | 0 | 0 | 0
NSR Minnkota Power - SO2 Cap Annual v3.1 | 689 | 7385 | Rate Constraint in MTons | FALSE | L | Annual | Net Emissions Allowance Position | Thousand Tons | 1.8911 | 0.32916 | 0 | 0 | 0 | 0 | 0
NSR Minnkota Power - SO2 Cap Annual v3.1 | 689 | 7385 | Rate Constraint in MTons | FALSE | L | Annual | Fuel Consumed | TBtu | 52.481 | 8.9208 | 0 | 0 | 0 | 0 | 0
NSR Minnkota Power - SO2 Cap Annual v3.1 | 689 | 7385 | Rate Constraint in MTons | FALSE | L | Annual | Rate | lb/MMBtu | 0.07207 | 0.073797 | 0 | 0 | 0 | 0 | 0
NSR Minnkota Power - SO2 Cap Annual v3.1 | 689 | 7385 | Rate Constraint in MTons | FALSE | L | Annual | Generation | TWh | 4.5727 | 0.78314 | 0 | 0 | 0 | 0 | 0
NSR Minnkota Power - SO2 Cap Annual v3.1 | 689 | 7385 | Rate Constraint in MTons | FALSE | L | Annual | Qualifying Generation | TWh | 4.5727 | 0.78314 | 0 | 0 | 0 | 0 | 0
NSR Minnkota Power - SO2 Cap Annual v3.1 | 689 | 7385 | Rate Constraint in MTons | FALSE | L | Annual | Rate | lb/MWh | 0.82714 | 0.84062 | 0 | 0 | 0 | 0 | 0
NSR Minnkota Power - SO2 Cap Annual v3.1 | 689 | 7385 | Rate Constraint in MTons | FALSE | L | Annual | Constraint Shadow Price | US2019$/Ton | 0 | 0 | 0 | 0 | 0 | 0 | 0
NSR Mirant Settlement - NOX Cap Annual v3.1 | 690 | 7386 | Rate Constraint in MTons | FALSE | L | Annual | Seasons Included | Seasons | Winter, WintShld, Summer | Winter, WintShld, Summer | Winter, WintShld, Summer | Winter, WintShld, Summer | Winter, WintShld, Summer | Winter, WintShld, Summer | Winter, WintShld, Summer
NSR Mirant Settlement - NOX Cap Annual v3.1 | 690 | 7386 | Rate Constraint in MTons | FALSE | L | Annual | Standard NOX | Thousand Tons | 16 | 16 | 16 | 16 | 16 | 16 | 16
NSR Mirant Settlement - NOX Cap Annual v3.1 | 690 | 7386 | Rate Constraint in MTons | FALSE | L | Annual | Emissions at Affected Plants NOX | Thousand Tons | 0 | 0 | 0 | 0 | 0 | 0 | 0
NSR Mirant Settlement - NOX Cap Annual v3.1 | 690 | 7386 | Rate Constraint in MTons | FALSE | L | Annual | Allowances Purchased NOX | Thousand Tons | 0 | 0 | 0 | 0 | 0 | 0 | 0
NSR Mirant Settlement - NOX Cap Annual v3.1 | 690 | 7386 | Rate Constraint in MTons | FALSE | L | Annual | Allowances Sold NOX | Thousand Tons | 0 | 0 | 0 | 0 | 0 | 0 | 0
NSR Mirant Settlement - NOX Cap Annual v3.1 | 690 | 7386 | Rate Constraint in MTons | FALSE | L | Annual | Allowances Banked | Thousand Tons | 0 | 0 | 0 | 0 | 0 | 0 | 0
NSR Mirant Settlement - NOX Cap Annual v3.1 | 690 | 7386 | Rate Constraint in MTons | FALSE | L | Annual | Allowances Withdrawn (1:1) | Thousand Tons | 0 | 0 | 0 | 0 | 0 | 0 | 0
NSR Mirant Settlement - NOX Cap Annual v3.1 | 690 | 7386 | Rate Constraint in MTons | FALSE | L | Annual | Allowances Withdrawn (n:1) | Thousand Tons | 0 | 0 | 0 | 0 | 0 | 0 | 0
NSR Mirant Settlement - NOX Cap Annual v3.1 | 690 | 7386 | Rate Constraint in MTons | FALSE | L | Annual | Net Emissions Allowance Position | Thousand Tons | 0 | 0 | 0 | 0 | 0 | 0 | 0
NSR Mirant Settlement - NOX Cap Annual v3.1 | 690 | 7386 | Rate Constraint in MTons | FALSE | L | Annual | Fuel Consumed | TBtu | 0 | 0 | 0 | 0 | 0 | 0 | 0
NSR Mirant Settlement - NOX Cap Annual v3.1 | 690 | 7386 | Rate Constraint in MTons | FALSE | L | Annual | Rate | lb/MMBtu | 0 | 0 | 0 | 0 | 0 | 0 | 0
NSR Mirant Settlement - NOX Cap Annual v3.1 | 690 | 7386 | Rate Constraint in MTons | FALSE | L | Annual | Generation | TWh | 0 | 0 | 0 | 0 | 0 | 0 | 0
NSR Mirant Settlement - NOX Cap Annual v3.1 | 690 | 7386 | Rate Constraint in MTons | FALSE | L | Annual | Qualifying Generation | TWh | 0 | 0 | 0 | 0 | 0 | 0 | 0
NSR Mirant Settlement - NOX Cap Annual v3.1 | 690 | 7386 | Rate Constraint in MTons | FALSE | L | Annual | Rate | lb/MWh | 0 | 0 | 0 | 0 | 0 | 0 | 0
NSR Mirant Settlement - NOX Cap Annual v3.1 | 690 | 7386 | Rate Constraint in MTons | FALSE | L | Annual | Constraint Shadow Price | US2019$/Ton | 0 | 0 | 0 | 0 | 0 | 0 | 0
NSR Mirant Settlement - NOX Cap Summer v3.1 | 691 | 7387 | Rate Constraint in MTons | FALSE | L | Annual | Seasons Included | Seasons | Summer | Summer | Summer | Summer | Summer | Summer | Summer
NSR Mirant Settlement - NOX Cap Summer v3.1 | 691 | 7387 | Rate Constraint in MTons | FALSE | L | Annual | Standard NOX | Thousand Tons | 5.2 | 5.2 | 5.2 | 5.2 | 5.2 | 5.2 | 5.2
NSR Mirant Settlement - NOX Cap Summer v3.1 | 691 | 7387 | Rate Constraint in MTons | FALSE | L | Annual | Emissions at Affected Plants NOX | Thousand Tons | 0 | 0 | 0 | 0 | 0 | 0 | 0
NSR Mirant Settlement - NOX Cap Summer v3.1 | 691 | 7387 | Rate Constraint in MTons | FALSE | L | Annual | Allowances Purchased NOX | Thousand Tons | 0 | 0 | 0 | 0 | 0 | 0 | 0
NSR Mirant Settlement - NOX Cap Summer v3.1 | 691 | 7387 | Rate Constraint in MTons | FALSE | L | Annual | Allowances Sold NOX | Thousand Tons | 0 | 0 | 0 | 0 | 0 | 0 | 0
NSR Mirant Settlement - NOX Cap Summer v3.1 | 691 | 7387 | Rate Constraint in MTons | FALSE | L | Annual | Allowances Banked | Thousand Tons | 0 | 0 | 0 | 0 | 0 | 0 | 0
NSR Mirant Settlement - NOX Cap Summer v3.1 | 691 | 7387 | Rate Constraint in MTons | FALSE | L | Annual | Allowances Withdrawn (1:1) | Thousand Tons | 0 | 0 | 0 | 0 | 0 | 0 | 0
NSR Mirant Settlement - NOX Cap Summer v3.1 | 691 | 7387 | Rate Constraint in MTons | FALSE | L | Annual | Allowances Withdrawn (n:1) | Thousand Tons | 0 | 0 | 0 | 0 | 0 | 0 | 0
NSR Mirant Settlement - NOX Cap Summer v3.1 | 691 | 7387 | Rate Constraint in MTons | FALSE | L | Annual | Net Emissions Allowance Position | Thousand Tons | 0 | 0 | 0 | 0 | 0 | 0 | 0
NSR Mirant Settlement - NOX Cap Summer v3.1 | 691 | 7387 | Rate Constraint in MTons | FALSE | L | Annual | Fuel Consumed | TBtu | 0 | 0 | 0 | 0 | 0 | 0 | 0
NSR Mirant Settlement - NOX Cap Summer v3.1 | 691 | 7387 | Rate Constraint in MTons | FALSE | L | Annual | Rate | lb/MMBtu | 0 | 0 | 0 | 0 | 0 | 0 | 0
NSR Mirant Settlement - NOX Cap Summer v3.1 | 691 | 7387 | Rate Constraint in MTons | FALSE | L | Annual | Generation | TWh | 0 | 0 | 0 | 0 | 0 | 0 | 0
NSR Mirant Settlement - NOX Cap Summer v3.1 | 691 | 7387 | Rate Constraint in MTons | FALSE | L | Annual | Qualifying Generation | TWh | 0 | 0 | 0 | 0 | 0 | 0 | 0
NSR Mirant Settlement - NOX Cap Summer v3.1 | 691 | 7387 | Rate Constraint in MTons | FALSE | L | Annual | Rate | lb/MWh | 0 | 0 | 0 | 0 | 0 | 0 | 0
NSR Mirant Settlement - NOX Cap Summer v3.1 | 691 | 7387 | Rate Constraint in MTons | FALSE | L | Annual | Constraint Shadow Price | US2019$/Ton | 0 | 0 | 0 | 0 | 0 | 0 | 0
NSR Mirant Settlement - NOX Rate Summer v3.1 | 692 | 7388 | Rate Constraint in lbs/MMBtu | FALSE | L | Annual | Seasons Included | Seasons | Summer | Summer | Summer | Summer | Summer | Summer | Summer
NSR Mirant Settlement - NOX Rate Summer v3.1 | 692 | 7388 | Rate Constraint in lbs/MMBtu | FALSE | L | Annual | Standard NOX | lb/MMBtu | 0.15 | 0.15 | 0.15 | 0.15 | 0.15 | 0.15 | 0.15
NSR Mirant Settlement - NOX Rate Summer v3.1 | 692 | 7388 | Rate Constraint in lbs/MMBtu | FALSE | L | Annual | Emissions at Affected Plants NOX | Thousand Tons | 0 | 0 | 0 | 0 | 0 | 0 | 0
NSR Mirant Settlement - NOX Rate Summer v3.1 | 692 | 7388 | Rate Constraint in lbs/MMBtu | FALSE | L | Annual | Allowances Purchased NOX | Thousand Tons | 0 | 0 | 0 | 0 | 0 | 0 | 0
NSR Mirant Settlement - NOX Rate Summer v3.1 | 692 | 7388 | Rate Constraint in lbs/MMBtu | FALSE | L | Annual | Allowances Sold NOX | Thousand Tons | 0 | 0 | 0 | 0 | 0 | 0 | 0
NSR Mirant Settlement - NOX Rate Summer v3.1 | 692 | 7388 | Rate Constraint in lbs/MMBtu | FALSE | L | Annual | Allowances Banked | Thousand Tons | 0 | 0 | 0 | 0 | 0 | 0 | 0
NSR Mirant Settlement - NOX Rate Summer v3.1 | 692 | 7388 | Rate Constraint in lbs/MMBtu | FALSE | L | Annual | Allowances Withdrawn (1:1) | Thousand Tons | 0 | 0 | 0 | 0 | 0 | 0 | 0
NSR Mirant Settlement - NOX Rate Summer v3.1 | 692 | 7388 | Rate Constraint in lbs/MMBtu | FALSE | L | Annual | Allowances Withdrawn (n:1) | Thousand Tons | 0 | 0 | 0 | 0 | 0 | 0 | 0
NSR Mirant Settlement - NOX Rate Summer v3.1 | 692 | 7388 | Rate Constraint in lbs/MMBtu | FALSE | L | Annual | Net Emissions Allowance Position | Thousand Tons | 0 | 0 | 0 | 0 | 0 | 0 | 0
NSR Mirant Settlement - NOX Rate Summer v3.1 | 692 | 7388 | Rate Constraint in lbs/MMBtu | FALSE | L | Annual | Fuel Consumed | TBtu | 0 | 0 | 0 | 0 | 0 | 0 | 0
NSR Mirant Settlement - NOX Rate Summer v3.1 | 692 | 7388 | Rate Constraint in lbs/MMBtu | FALSE | L | Annual | Rate | lb/MMBtu | 0 | 0 | 0 | 0 | 0 | 0 | 0
NSR Mirant Settlement - NOX Rate Summer v3.1 | 692 | 7388 | Rate Constraint in lbs/MMBtu | FALSE | L | Annual | Generation | TWh | 0 | 0 | 0 | 0 | 0 | 0 | 0
NSR Mirant Settlement - NOX Rate Summer v3.1 | 692 | 7388 | Rate Constraint in lbs/MMBtu | FALSE | L | Annual | Qualifying Generation | TWh | 0 | 0 | 0 | 0 | 0 | 0 | 0
NSR Mirant Settlement - NOX Rate Summer v3.1 | 692 | 7388 | Rate Constraint in lbs/MMBtu | FALSE | L | Annual | Rate | lb/MWh | 0 | 0 | 0 | 0 | 0 | 0 | 0
NSR Mirant Settlement - NOX Rate Summer v3.1 | 692 | 7388 | Rate Constraint in lbs/MMBtu | FALSE | L | Annual | Constraint Shadow Price | US2019$/Ton | 0 | 0 | 0 | 0 | 0 | 0 | 0
NSR Morgantown G P 1,2 - NOX Rate Annual v3.1, Unit 3794 and retrofits | 693 | 7440 | Rate Constraint in lbs/MMBtu | FALSE | L | Annual | Seasons Included | Seasons | Winter, WintShld, Summer | Winter, WintShld, Summer | Winter, WintShld, Summer | Winter, WintShld, Summer | Winter, WintShld, Summer | Winter, WintShld, Summer | Winter, WintShld, Summer
NSR Morgantown G P 1,2 - NOX Rate Annual v3.1, Unit 3794 and retrofits | 693 | 7440 | Rate Constraint in lbs/MMBtu | FALSE | L | Annual | Standard NOX | lb/MMBtu | 0.1 | 0.1 | 0.1 | 0.1 | 0.1 | 0.1 | 0.1
NSR Morgantown G P 1,2 - NOX Rate Annual v3.1, Unit 3794 and retrofits | 693 | 7440 | Rate Constraint in lbs/MMBtu | FALSE | L | Annual | Emissions at Affected Plants NOX | Thousand Tons | 0 | 0 | 0 | 0 | 0 | 0 | 0
NSR Morgantown G P 1,2 - NOX Rate Annual v3.1, Unit 3794 and retrofits | 693 | 7440 | Rate Constraint in lbs/MMBtu | FALSE | L | Annual | Allowances Purchased NOX | Thousand Tons | 0 | 0 | 0 | 0 | 0 | 0 | 0
NSR Morgantown G P 1,2 - NOX Rate Annual v3.1, Unit 3794 and retrofits | 693 | 7440 | Rate Constraint in lbs/MMBtu | FALSE | L | Annual | Allowances Sold NOX | Thousand Tons | 0 | 0 | 0 | 0 | 0 | 0 | 0
NSR Morgantown G P 1,2 - NOX Rate Annual v3.1, Unit 3794 and retrofits | 693 | 7440 | Rate Constraint in lbs/MMBtu | FALSE | L | Annual | Allowances Banked | Thousand Tons | 0 | 0 | 0 | 0 | 0 | 0 | 0
NSR Morgantown G P 1,2 - NOX Rate Annual v3.1, Unit 3794 and retrofits | 693 | 7440 | Rate Constraint in lbs/MMBtu | FALSE | L | Annual | Allowances Withdrawn (1:1) | Thousand Tons | 0 | 0 | 0 | 0 | 0 | 0 | 0
NSR Morgantown G P 1,2 - NOX Rate Annual v3.1, Unit 3794 and retrofits | 693 | 7440 | Rate Constraint in lbs/MMBtu | FALSE | L | Annual | Allowances Withdrawn (n:1) | Thousand Tons | 0 | 0 | 0 | 0 | 0 | 0 | 0
NSR Morgantown G P 1,2 - NOX Rate Annual v3.1, Unit 3794 and retrofits | 693 | 7440 | Rate Constraint in lbs/MMBtu | FALSE | L | Annual | Net Emissions Allowance Position | Thousand Tons | 0 | 0 | 0 | 0 | 0 | 0 | 0
NSR Morgantown G P 1,2 - NOX Rate Annual v3.1, Unit 3794 and retrofits | 693 | 7440 | Rate Constraint in lbs/MMBtu | FALSE | L | Annual | Fuel Consumed | TBtu | 0 | 0 | 0 | 0 | 0 | 0 | 0
NSR Morgantown G P 1,2 - NOX Rate Annual v3.1, Unit 3794 and retrofits | 693 | 7440 | Rate Constraint in lbs/MMBtu | FALSE | L | Annual | Rate | lb/MMBtu | 0 | 0 | 0 | 0 | 0 | 0 | 0
NSR Morgantown G P 1,2 - NOX Rate Annual v3.1, Unit 3794 and retrofits | 693 | 7440 | Rate Constraint in lbs/MMBtu | FALSE | L | Annual | Generation | TWh | 0 | 0 | 0 | 0 | 0 | 0 | 0
NSR Morgantown G P 1,2 - NOX Rate Annual v3.1, Unit 3794 and retrofits | 693 | 7440 | Rate Constraint in lbs/MMBtu | FALSE | L | Annual | Qualifying Generation | TWh | 0 | 0 | 0 | 0 | 0 | 0 | 0
NSR Morgantown G P 1,2 - NOX Rate Annual v3.1, Unit 3794 and retrofits | 693 | 7440 | Rate Constraint in lbs/MMBtu | FALSE | L | Annual | Rate | lb/MWh | 0 | 0 | 0 | 0 | 0 | 0 | 0
NSR Morgantown G P 1,2 - NOX Rate Annual v3.1, Unit 3794 and retrofits | 693 | 7440 | Rate Constraint in lbs/MMBtu | FALSE | L | Annual | Constraint Shadow Price | US2019$/Ton | 0 | 0 | 0 | 0 | 0 | 0 | 0
NSR Morgantown G P 1,2 - NOX Rate Annual v3.1, Unit 3795 and retrofits | 694 | 7440 | Rate Constraint in lbs/MMBtu | FALSE | L | Annual | Seasons Included | Seasons | Winter, WintShld, Summer | Winter, WintShld, Summer | Winter, WintShld, Summer | Winter, WintShld, Summer | Winter, WintShld, Summer | Winter, WintShld, Summer | Winter, WintShld, Summer
NSR Morgantown G P 1,2 - NOX Rate Annual v3.1, Unit 3795 and retrofits | 694 | 7440 | Rate Constraint in lbs/MMBtu | FALSE | L | Annual | Standard NOX | lb/MMBtu | 0.1 | 0.1 | 0.1 | 0.1 | 0.1 | 0.1 | 0.1
NSR Morgantown G P 1,2 - NOX Rate Annual v3.1, Unit 3795 and retrofits | 694 | 7440 | Rate Constraint in lbs/MMBtu | FALSE | L | Annual | Emissions at Affected Plants NOX | Thousand Tons | 0 | 0 | 0 | 0 | 0 | 0 | 0
NSR Morgantown G P 1,2 - NOX Rate Annual v3.1, Unit 3795 and retrofits | 694 | 7440 | Rate Constraint in lbs/MMBtu | FALSE | L | Annual | Allowances Purchased NOX | Thousand Tons | 0 | 0 | 0 | 0 | 0 | 0 | 0
NSR Morgantown G P 1,2 - NOX Rate Annual v3.1, Unit 3795 and retrofits | 694 | 7440 | Rate Constraint in lbs/MMBtu | FALSE | L | Annual | Allowances Sold NOX | Thousand Tons | 0 | 0 | 0 | 0 | 0 | 0 | 0
NSR Morgantown G P 1,2 - NOX Rate Annual v3.1, Unit 3795 and retrofits | 694 | 7440 | Rate Constraint in lbs/MMBtu | FALSE | L | Annual | Allowances Banked | Thousand Tons | 0 | 0 | 0 | 0 | 0 | 0 | 0
NSR Morgantown G P 1,2 - NOX Rate Annual v3.1, Unit 3795 and retrofits | 694 | 7440 | Rate Constraint in lbs/MMBtu | FALSE | L | Annual | Allowances Withdrawn (1:1) | Thousand Tons | 0 | 0 | 0 | 0 | 0 | 0 | 0
NSR Morgantown G P 1,2 - NOX Rate Annual v3.1, Unit 3795 and retrofits | 694 | 7440 | Rate Constraint in lbs/MMBtu | FALSE | L | Annual | Allowances Withdrawn (n:1) | Thousand Tons | 0 | 0 | 0 | 0 | 0 | 0 | 0
NSR Morgantown G P 1,2 - NOX Rate Annual v3.1, Unit 3795 and retrofits | 694 | 7440 | Rate Constraint in lbs/MMBtu | FALSE | L | Annual | Net Emissions Allowance Position | Thousand Tons | 0 | 0 | 0 | 0 | 0 | 0 | 0
NSR Morgantown G P 1,2 - NOX Rate Annual v3.1, Unit 3795 and retrofits | 694 | 7440 | Rate Constraint in lbs/MMBtu | FALSE | L | Annual | Fuel Consumed | TBtu | 0 | 0 | 0 | 0 | 0 | 0 | 0
NSR Morgantown G P 1,2 - NOX Rate Annual v3.1, Unit 3795 and retrofits | 694 | 7440 | Rate Constraint in lbs/MMBtu | FALSE | L | Annual | Rate | lb/MMBtu | 0 | 0 | 0 | 0 | 0 | 0 | 0
NSR Morgantown G P 1,2 - NOX Rate Annual v3.1, Unit 3795 and retrofits | 694 | 7440 | Rate Constraint in lbs/MMBtu | FALSE | L | Annual | Generation | TWh | 0 | 0 | 0 | 0 | 0 | 0 | 0
NSR Morgantown G P 1,2 - NOX Rate Annual v3.1, Unit 3795 and retrofits | 694 | 7440 | Rate Constraint in lbs/MMBtu | FALSE | L | Annual | Qualifying Generation | TWh | 0 | 0 | 0 | 0 | 0 | 0 | 0
NSR Morgantown G P 1,2 - NOX Rate Annual v3.1, Unit 3795 and retrofits | 694 | 7440 | Rate Constraint in lbs/MMBtu | FALSE | L | Annual | Rate | lb/MWh | 0 | 0 | 0 | 0 | 0 | 0 | 0
NSR Morgantown G P 1,2 - NOX Rate Annual v3.1, Unit 3795 and retrofits | 694 | 7440 | Rate Constraint in lbs/MMBtu | FALSE | L | Annual | Constraint Shadow Price | US2019$/Ton | 0 | 0 | 0 | 0 | 0 | 0 | 0
NSR Mt Storm 1-3 - NOX Rate Annual v3.1, Unit 3855 and retrofits | 695 | 7430 | Rate Constraint in lbs/MMBtu | FALSE | L | Annual | Seasons Included | Seasons | Winter, WintShld, Summer | Winter, WintShld, Summer | Winter, WintShld, Summer | Winter, WintShld, Summer | Winter, WintShld, Summer | Winter, WintShld, Summer | Winter, WintShld, Summer
NSR Mt Storm 1-3 - NOX Rate Annual v3.1, Unit 3855 and retrofits | 695 | 7430 | Rate Constraint in lbs/MMBtu | FALSE | L | Annual | Standard NOX | lb/MMBtu | 0.11 | 0.11 | 0.11 | 0.11 | 0.11 | 0.11 | 0.11
NSR Mt Storm 1-3 - NOX Rate Annual v3.1, Unit 3855 and retrofits | 695 | 7430 | Rate Constraint in lbs/MMBtu | FALSE | L | Annual | Emissions at Affected Plants NOX | Thousand Tons | 0.66965 | 0 | 0 | 0 | 0 | 0 | 0
NSR Mt Storm 1-3 - NOX Rate Annual v3.1, Unit 3855 and retrofits | 695 | 7430 | Rate Constraint in lbs/MMBtu | FALSE | L | Annual | Allowances Purchased NOX | Thousand Tons | 0 | 0 | 0 | 0 | 0 | 0 | 0
NSR Mt Storm 1-3 - NOX Rate Annual v3.1, Unit 3855 and retrofits | 695 | 7430 | Rate Constraint in lbs/MMBtu | FALSE | L | Annual | Allowances Sold NOX | Thousand Tons | 0 | 0 | 0 | 0 | 0 | 0 | 0
NSR Mt Storm 1-3 - NOX Rate Annual v3.1, Unit 3855 and retrofits | 695 | 7430 | Rate Constraint in lbs/MMBtu | FALSE | L | Annual | Allowances Banked | Thousand Tons | 0 | 0 | 0 | 0 | 0 | 0 | 0
NSR Mt Storm 1-3 - NOX Rate Annual v3.1, Unit 3855 and retrofits | 695 | 7430 | Rate Constraint in lbs/MMBtu | FALSE | L | Annual | Allowances Withdrawn (1:1) | Thousand Tons | 0 | 0 | 0 | 0 | 0 | 0 | 0
NSR Mt Storm 1-3 - NOX Rate Annual v3.1, Unit 3855 and retrofits | 695 | 7430 | Rate Constraint in lbs/MMBtu | FALSE | L | Annual | Allowances Withdrawn (n:1) | Thousand Tons | 0 | 0 | 0 | 0 | 0 | 0 | 0
NSR Mt Storm 1-3 - NOX Rate Annual v3.1, Unit 3855 and retrofits | 695 | 7430 | Rate Constraint in lbs/MMBtu | FALSE | L | Annual | Net Emissions Allowance Position | Thousand Tons | 0.66965 | 0 | 0 | 0 | 0 | 0 | 0
NSR Mt Storm 1-3 - NOX Rate Annual v3.1, Unit 3855 and retrofits | 695 | 7430 | Rate Constraint in lbs/MMBtu | FALSE | L | Annual | Fuel Consumed | TBtu | 18.0962 | 0 | 0 | 0 | 0 | 0 | 0
NSR Mt Storm 1-3 - NOX Rate Annual v3.1, Unit 3855 and retrofits | 695 | 7430 | Rate Constraint in lbs/MMBtu | FALSE | L | Annual | Rate | lb/MMBtu | 0.07401 | 0 | 0 | 0 | 0 | 0 | 0
NSR Mt Storm 1-3 - NOX Rate Annual v3.1, Unit 3855 and retrofits | 695 | 7430 | Rate Constraint in lbs/MMBtu | FALSE | L | Annual | Generation | TWh | 1.7928 | 0 | 0 | 0 | 0 | 0 | 0
NSR Mt Storm 1-3 - NOX Rate Annual v3.1, Unit 3855 and retrofits | 695 | 7430 | Rate Constraint in lbs/MMBtu | FALSE | L | Annual | Qualifying Generation | TWh | 1.7928 | 0 | 0 | 0 | 0 | 0 | 0
NSR Mt Storm 1-3 - NOX Rate Annual v3.1, Unit 3855 and retrofits | 695 | 7430 | Rate Constraint in lbs/MMBtu | FALSE | L | Annual | Rate | lb/MWh | 0.74706 | 0 | 0 | 0 | 0 | 0 | 0
NSR Mt Storm 1-3 - NOX Rate Annual v3.1, Unit 3855 and retrofits | 695 | 7430 | Rate Constraint in lbs/MMBtu | FALSE | L | Annual | Constraint Shadow Price | US2019$/Ton | 0 | 0 | 0 | 0 | 0 | 0 | 0
NSR Mt Storm 1-3 - NOX Rate Annual v3.1, Unit 3856 and retrofits | 696 | 7430 | Rate Constraint in lbs/MMBtu | FALSE | L | Annual | Seasons Included | Seasons | Winter, WintShld, Summer | Winter, WintShld, Summer | Winter, WintShld, Summer | Winter, WintShld, Summer | Winter, WintShld, Summer | Winter, WintShld, Summer | Winter, WintShld, Summer
NSR Mt Storm 1-3 - NOX Rate Annual v3.1, Unit 3856 and retrofits | 696 | 7430 | Rate Constraint in lbs/MMBtu | FALSE | L | Annual | Standard NOX | lb/MMBtu | 0.11 | 0.11 | 0.11 | 0.11 | 0.11 | 0.11 | 0.11
NSR Mt Storm 1-3 - NOX Rate Annual v3.1, Unit 3856 and retrofits | 696 | 7430 | Rate Constraint in lbs/MMBtu | FALSE | L | Annual | Emissions at Affected Plants NOX | Thousand Tons | 0.9079 | 0 | 0 | 0 | 0 | 0 | 0
NSR Mt Storm 1-3 - NOX Rate Annual v3.1, Unit 3856 and retrofits | 696 | 7430 | Rate Constraint in lbs/MMBtu | FALSE | L | Annual | Allowances Purchased NOX | Thousand Tons | 0 | 0 | 0 | 0 | 0 | 0 | 0
NSR Mt Storm 1-3 - NOX Rate Annual v3.1, Unit 3856 and retrofits | 696 | 7430 | Rate Constraint in lbs/MMBtu | FALSE | L | Annual | Allowances Sold NOX | Thousand Tons | 0 | 0 | 0 | 0 | 0 | 0 | 0
NSR Mt Storm 1-3 - NOX Rate Annual v3.1, Unit 3856 and retrofits | 696 | 7430 | Rate Constraint in lbs/MMBtu | FALSE | L | Annual | Allowances Banked | Thousand Tons | 0 | 0 | 0 | 0 | 0 | 0 | 0
NSR Mt Storm 1-3 - NOX Rate Annual v3.1, Unit 3856 and retrofits | 696 | 7430 | Rate Constraint in lbs/MMBtu | FALSE | L | Annual | Allowances Withdrawn (1:1) | Thousand Tons | 0 | 0 | 0 | 0 | 0 | 0 | 0
NSR Mt Storm 1-3 - NOX Rate Annual v3.1, Unit 3856 and retrofits | 696 | 7430 | Rate Constraint in lbs/MMBtu | FALSE | L | Annual | Allowances Withdrawn (n:1) | Thousand Tons | 0 | 0 | 0 | 0 | 0 | 0 | 0
NSR Mt Storm 1-3 - NOX Rate Annual v3.1, Unit 3856 and retrofits | 696 | 7430 | Rate Constraint in lbs/MMBtu | FALSE | L | Annual | Net Emissions Allowance Position | Thousand Tons | 0.9079 | 0 | 0 | 0 | 0 | 0 | 0
NSR Mt Storm 1-3 - NOX Rate Annual v3.1, Unit 3856 and retrofits | 696 | 7430 | Rate Constraint in lbs/MMBtu | FALSE | L | Annual | Fuel Consumed | TBtu | 23.214 | 0 | 0 | 0 | 0 | 0 | 0
NSR Mt Storm 1-3 - NOX Rate Annual v3.1, Unit 3856 and retrofits | 696 | 7430 | Rate Constraint in lbs/MMBtu | FALSE | L | Annual | Rate | lb/MMBtu | 0.07822 | 0 | 0 | 0 | 0 | 0 | 0
NSR Mt Storm 1-3 - NOX Rate Annual v3.1, Unit 3856 and retrofits | 696 | 7430 | Rate Constraint in lbs/MMBtu | FALSE | L | Annual | Generation | TWh | 2.3055 | 0 | 0 | 0 | 0 | 0 | 0
NSR Mt Storm 1-3 - NOX Rate Annual v3.1, Unit 3856 and retrofits | 696 | 7430 | Rate Constraint in lbs/MMBtu | FALSE | L | Annual | Qualifying Generation | TWh | 2.3055 | 0 | 0 | 0 | 0 | 0 | 0
NSR Mt Storm 1-3 - NOX Rate Annual v3.1, Unit 3856 and retrofits | 696 | 7430 | Rate Constraint in lbs/MMBtu | FALSE | L | Annual | Rate | lb/MWh | 0.7876 | 0 | 0 | 0 | 0 | 0 | 0
NSR Mt Storm 1-3 - NOX Rate Annual v3.1, Unit 3856 and retrofits | 696 | 7430 | Rate Constraint in lbs/MMBtu | FALSE | L | Annual | Constraint Shadow Price | US2019$/Ton | 0 | 0 | 0 | 0 | 0 | 0 | 0
NSR Mt Storm 1-3 - NOX Rate Annual v3.1, Unit 3857 and retrofits | 697 | 7430 | Rate Constraint in lbs/MMBtu | FALSE | L | Annual | Seasons Included | Seasons | Winter, WintShld, Summer | Winter, WintShld, Summer | Winter, WintShld, Summer | Winter, WintShld, Summer | Winter, WintShld, Summer | Winter, WintShld, Summer | Winter, WintShld, Summer
NSR Mt Storm 1-3 - NOX Rate Annual v3.1, Unit 3857 and retrofits | 697 | 7430 | Rate Constraint in lbs/MMBtu | FALSE | L | Annual | Standard NOX | lb/MMBtu | 0.11 | 0.11 | 0.11 | 0.11 | 0.11 | 0.11 | 0.11
NSR Mt Storm 1-3 - NOX Rate Annual v3.1, Unit 3857 and retrofits | 697 | 7430 | Rate Constraint in lbs/MMBtu | FALSE | L | Annual | Emissions at Affected Plants NOX | Thousand Tons | 0 | 0 | 0 | 0 | 0 | 0 | 0
NSR Mt Storm 1-3 - NOX Rate Annual v3.1, Unit 3857 and retrofits | 697 | 7430 | Rate Constraint in lbs/MMBtu | FALSE | L | Annual | Allowances Purchased NOX | Thousand Tons | 0 | 0 | 0 | 0 | 0 | 0 | 0
NSR Mt Storm 1-3 - NOX Rate Annual v3.1, Unit 3857 and retrofits | 697 | 7430 | Rate Constraint in lbs/MMBtu | FALSE | L | Annual | Allowances Sold NOX | Thousand Tons | 0 | 0 | 0 | 0 | 0 | 0 | 0
NSR Mt Storm 1-3 - NOX Rate Annual v3.1, Unit 3857 and retrofits | 697 | 7430 | Rate Constraint in lbs/MMBtu | FALSE | L | Annual | Allowances Banked | Thousand Tons | 0 | 0 | 0 | 0 | 0 | 0 | 0
NSR Mt Storm 1-3 - NOX Rate Annual v3.1, Unit 3857 and retrofits | 697 | 7430 | Rate Constraint in lbs/MMBtu | FALSE | L | Annual | Allowances Withdrawn (1:1) | Thousand Tons | 0 | 0 | 0 | 0 | 0 | 0 | 0
NSR Mt Storm 1-3 - NOX Rate Annual v3.1, Unit 3857 and retrofits | 697 | 7430 | Rate Constraint in lbs/MMBtu | FALSE | L | Annual | Allowances Withdrawn (n:1) | Thousand Tons | 0 | 0 | 0 | 0 | 0 | 0 | 0
NSR Mt Storm 1-3 - NOX Rate Annual v3.1, Unit 3857 and retrofits | 697 | 7430 | Rate Constraint in lbs/MMBtu | FALSE | L | Annual | Net Emissions Allowance Position | Thousand Tons | 0 | 0 | 0 | 0 | 0 | 0 | 0
NSR Mt Storm 1-3 - NOX Rate Annual v3.1, Unit 3857 and retrofits | 697 | 7430 | Rate Constraint in lbs/MMBtu | FALSE | L | Annual | Fuel Consumed | TBtu | 0 | 0 | 0 | 0 | 0 | 0 | 0
NSR Mt Storm 1-3 - NOX Rate Annual v3.1, Unit 3857 and retrofits | 697 | 7430 | Rate Constraint in lbs/MMBtu | FALSE | L | Annual | Rate | lb/MMBtu | 0 | 0 | 0 | 0 | 0 | 0 | 0
NSR Mt Storm 1-3 - NOX Rate Annual v3.1, Unit 3857 and retrofits | 697 | 7430 | Rate Constraint in lbs/MMBtu | FALSE | L | Annual | Generation | TWh | 0 | 0 | 0 | 0 | 0 | 0 | 0
NSR Mt Storm 1-3 - NOX Rate Annual v3.1, Unit 3857 and retrofits | 697 | 7430 | Rate Constraint in lbs/MMBtu | FALSE | L | Annual | Qualifying Generation | TWh | 0 | 0 | 0 | 0 | 0 | 0 | 0
NSR Mt Storm 1-3 - NOX Rate Annual v3.1, Unit 3857 and retrofits | 697 | 7430 | Rate Constraint in lbs/MMBtu | FALSE | L | Annual | Rate | lb/MWh | 0 | 0 | 0 | 0 | 0 | 0 | 0
NSR Mt Storm 1-3 - NOX Rate Annual v3.1, Unit 3857 and retrofits | 697 | 7430 | Rate Constraint in lbs/MMBtu | FALSE | L | Annual | Constraint Shadow Price | US2019$/Ton | 0 | 0 | 0 | 0 | 0 | 0 | 0
NSR NIPSCO System - SO2 Cap Annual v4.11 | 698 | 7390 | Rate Constraint in MTons | FALSE | L | Annual | Seasons Included | Seasons | Winter, WintShld, Summer | Winter, WintShld, Summer | Winter, WintShld, Summer | Winter, WintShld, Summer | Winter, WintShld, Summer | Winter, WintShld, Summer | Winter, WintShld, Summer
NSR NIPSCO System - SO2 Cap Annual v4.11 | 698 | 7390 | Rate Constraint in MTons | FALSE | L | Annual | Standard SO2 | Thousand Tons | 11.6 | 11.6 | 11.6 | 11.6 | 11.6 | 11.6 | 11.6
NSR NIPSCO System - SO2 Cap Annual v4.11 | 698 | 7390 | Rate Constraint in MTons | FALSE | L | Annual | Emissions at Affected Plants SO2 | Thousand Tons | 0 | 0 | 0 | 0 | 0 | 0 | 0
NSR NIPSCO System - SO2 Cap Annual v4.11 | 698 | 7390 | Rate Constraint in MTons | FALSE | L | Annual | Allowances Purchased SO2 | Thousand Tons | 0 | 0 | 0 | 0 | 0 | 0 | 0
NSR NIPSCO System - SO2 Cap Annual v4.11 | 698 | 7390 | Rate Constraint in MTons | FALSE | L | Annual | Allowances Sold SO2 | Thousand Tons | 0 | 0 | 0 | 0 | 0 | 0 | 0
NSR NIPSCO System - SO2 Cap Annual v4.11 | 698 | 7390 | Rate Constraint in MTons | FALSE | L | Annual | Allowances Banked | Thousand Tons | 0 | 0 | 0 | 0 | 0 | 0 | 0
NSR NIPSCO System - SO2 Cap Annual v4.11 | 698 | 7390 | Rate Constraint in MTons | FALSE | L | Annual | Allowances Withdrawn (1:1) | Thousand Tons | 0 | 0 | 0 | 0 | 0 | 0 | 0
NSR NIPSCO System - SO2 Cap Annual v4.11 | 698 | 7390 | Rate Constraint in MTons | FALSE | L | Annual | Allowances Withdrawn (n:1) | Thousand Tons | 0 | 0 | 0 | 0 | 0 | 0 | 0
NSR NIPSCO System - SO2 Cap Annual v4.11 | 698 | 7390 | Rate Constraint in MTons | FALSE | L | Annual | Net Emissions Allowance Position | Thousand Tons | 0 | 0 | 0 | 0 | 0 | 0 | 0
NSR NIPSCO System - SO2 Cap Annual v4.11 | 698 | 7390 | Rate Constraint in MTons | FALSE | L | Annual | Fuel Consumed | TBtu | 0 | 0 | 0 | 0 | 0 | 0 | 0
NSR NIPSCO System - SO2 Cap Annual v4.11 | 698 | 7390 | Rate Constraint in MTons | FALSE | L | Annual | Rate | lb/MMBtu | 0 | 0 | 0 | 0 | 0 | 0 | 0
NSR NIPSCO System - SO2 Cap Annual v4.11 | 698 | 7390 | Rate Constraint in MTons | FALSE | L | Annual | Generation | TWh | 0 | 0 | 0 | 0 | 0 | 0 | 0
NSR NIPSCO System - SO2 Cap Annual v4.11 | 698 | 7390 | Rate Constraint in MTons | FALSE | L | Annual | Qualifying Generation | TWh | 0 | 0 | 0 | 0 | 0 | 0 | 0
NSR NIPSCO System - SO2 Cap Annual v4.11 | 698 | 7390 | Rate Constraint in MTons | FALSE | L | Annual | Rate | lb/MWh | 0 | 0 | 0 | 0 | 0 | 0 | 0
NSR NIPSCO System - SO2 Cap Annual v4.11 | 698 | 7390 | Rate Constraint in MTons | FALSE | L | Annual | Constraint Shadow Price | US2019$/Ton | 0 | 0 | 0 | 0 | 0 | 0 | 0
NSR NIPSCO System - NOx Cap Annual 4.11 | 699 | 7391 | Rate Constraint in MTons | FALSE | L | Annual | Seasons Included | Seasons | Winter, WintShld, Summer | Winter, WintShld, Summer | Winter, WintShld, Summer | Winter, WintShld, Summer | Winter, WintShld, Summer | Winter, WintShld, Summer | Winter, WintShld, Summer
NSR NIPSCO System - NOx Cap Annual 4.11 | 699 | 7391 | Rate Constraint in MTons | FALSE | L | Annual | Standard NOX | Thousand Tons | 11.704 | 11.704 | 11.704 | 11.704 | 11.704 | 11.704 | 11.704
NSR NIPSCO System - NOx Cap Annual 4.11 | 699 | 7391 | Rate Constraint in MTons | FALSE | L | Annual | Emissions at Affected Plants NOX | Thousand Tons | 0 | 0 | 0 | 0 | 0 | 0 | 0
NSR NIPSCO System - NOx Cap Annual 4.11 | 699 | 7391 | Rate Constraint in MTons | FALSE | L | Annual | Allowances Purchased NOX | Thousand Tons | 0 | 0 | 0 | 0 | 0 | 0 | 0
NSR NIPSCO System - NOx Cap Annual 4.11 | 699 | 7391 | Rate Constraint in MTons | FALSE | L | Annual | Allowances Sold NOX | Thousand Tons | 0 | 0 | 0 | 0 | 0 | 0 | 0
NSR NIPSCO System - NOx Cap Annual 4.11 | 699 | 7391 | Rate Constraint in MTons | FALSE | L | Annual | Allowances Banked | Thousand Tons | 0 | 0 | 0 | 0 | 0 | 0 | 0
NSR NIPSCO System - NOx Cap Annual 4.11 | 699 | 7391 | Rate Constraint in MTons | FALSE | L | Annual | Allowances Withdrawn (1:1) | Thousand Tons | 0 | 0 | 0 | 0 | 0 | 0 | 0
NSR NIPSCO System - NOx Cap Annual 4.11 | 699 | 7391 | Rate Constraint in MTons | FALSE | L | Annual | Allowances Withdrawn (n:1) | Thousand Tons | 0 | 0 | 0 | 0 | 0 | 0 | 0
NSR NIPSCO System - NOx Cap Annual 4.11 | 699 | 7391 | Rate Constraint in MTons | FALSE | L | Annual | Net Emissions Allowance Position | Thousand Tons | 0 | 0 | 0 | 0 | 0 | 0 | 0
NSR NIPSCO System - NOx Cap Annual 4.11 | 699 | 7391 | Rate Constraint in MTons | FALSE | L | Annual | Fuel Consumed | TBtu | 0 | 0 | 0 | 0 | 0 | 0 | 0
NSR NIPSCO System - NOx Cap Annual 4.11 | 699 | 7391 | Rate Constraint in MTons | FALSE | L | Annual | Rate | lb/MMBtu | 0 | 0 | 0 | 0 | 0 | 0 | 0
NSR NIPSCO System - NOx Cap Annual 4.11 | 699 | 7391 | Rate Constraint in MTons | FALSE | L | Annual | Generation | TWh | 0 | 0 | 0 | 0 | 0 | 0 | 0
NSR NIPSCO System - NOx Cap Annual 4.11 | 699 | 7391 | Rate Constraint in MTons | FALSE | L | Annual | Qualifying Generation | TWh | 0 | 0 | 0 | 0 | 0 | 0 | 0
NSR NIPSCO System - NOx Cap Annual 4.11 | 699 | 7391 | Rate Constraint in MTons | FALSE | L | Annual | Rate | lb/MWh | 0 | 0 | 0 | 0 | 0 | 0 | 0
NSR NIPSCO System - NOx Cap Annual 4.11 | 699 | 7391 | Rate Constraint in MTons | FALSE | L | Annual | Constraint Shadow Price | US2019$/Ton | 0 | 0 | 0 | 0 | 0 | 0 | 0
NSR NV Power Consent - NOX Cap Annual v3.1 | 700 | 7389 | Rate Constraint in MTons | FALSE | L | Annual | Seasons Included | Seasons | Winter, WintShld, Summer | Winter, WintShld, Summer | Winter, WintShld, Summer | Winter, WintShld, Summer | Winter, WintShld, Summer | Winter, WintShld, Summer | Winter, WintShld, Summer
NSR NV Power Consent - NOX Cap Annual v3.1 | 700 | 7389 | Rate Constraint in MTons | FALSE | L | Annual | Standard NOX | Thousand Tons | 0.36 | 0.36 | 0.36 | 0.36 | 0.36 | 0.36 | 0.36
NSR NV Power Consent - NOX Cap Annual v3.1 | 700 | 7389 | Rate Constraint in MTons | FALSE | L | Annual | Emissions at Affected Plants NOX | Thousand Tons | 0 | 0.052778 | 0.049974 | 0.057328 | 0.058392 | 0 | 0
NSR NV Power Consent - NOX Cap Annual v3.1 | 700 | 7389 | Rate Constraint in MTons | FALSE | L | Annual | Allowances Purchased NOX | Thousand Tons | 0 | 0 | 0 | 0 | 0 | 0 | 0
NSR NV Power Consent - NOX Cap Annual v3.1 | 700 | 7389 | Rate Constraint in MTons | FALSE | L | Annual | Allowances Sold NOX | Thousand Tons | 0 | 0 | 0 | 0 | 0 | 0 | 0
NSR NV Power Consent - NOX Cap Annual v3.1 | 700 | 7389 | Rate Constraint in MTons | FALSE | L | Annual | Allowances Banked | Thousand Tons | 0 | 0 | 0 | 0 | 0 | 0 | 0
NSR NV Power Consent - NOX Cap Annual v3.1 | 700 | 7389 | Rate Constraint in MTons | FALSE | L | Annual | Allowances Withdrawn (1:1) | Thousand Tons | 0 | 0 | 0 | 0 | 0 | 0 | 0
NSR NV Power Consent - NOX Cap Annual v3.1 | 700 | 7389 | Rate Constraint in MTons | FALSE | L | Annual | Allowances Withdrawn (n:1) | Thousand Tons | 0 | 0 | 0 | 0 | 0 | 0 | 0
NSR NV Power Consent - NOX Cap Annual v3.1 | 700 | 7389 | Rate Constraint in MTons | FALSE | L | Annual | Net Emissions Allowance Position | Thousand Tons | 0 | 0.052778 | 0.049974 | 0.057328 | 0.058392 | 0 | 0
NSR NV Power Consent - NOX Cap Annual v3.1 | 700 | 7389 | Rate Constraint in MTons | FALSE | L | Annual | Fuel Consumed | TBtu | 0 | 1.3933 | 1.3193 | 1.5134 | 1.5415 | 0 | 0
NSR NV Power Consent - NOX Cap Annual v3.1 | 700 | 7389 | Rate Constraint in MTons | FALSE | L | Annual | Rate | lb/MMBtu | 0 | 0.075758 | 0.075758 | 0.075758 | 0.075758 | 0 | 0
NSR NV Power Consent - NOX Cap Annual v3.1 | 700 | 7389 | Rate Constraint in MTons | FALSE | L | Annual | Generation | TWh | 0 | 0.14835 | 0.14047 | 0.16114 | 0.16413 | 0 | 0
NSR NV Power Consent - NOX Cap Annual v3.1 | 700 | 7389 | Rate Constraint in MTons | FALSE | L | Annual | Qualifying Generation | TWh | 0 | 0.14835 | 0.14047 | 0.16114 | 0.16413 | 0 | 0
NSR NV Power Consent - NOX Cap Annual v3.1 | 700 | 7389 | Rate Constraint in MTons | FALSE | L | Annual | Rate | lb/MWh | 0 | 0.71152 | 0.71152 | 0.71152 | 0.71152 | 0 | 0
NSR NV Power Consent - NOX Cap Annual v3.1 | 700 | 7389 | Rate Constraint in MTons | FALSE | L | Annual | Constraint Shadow Price | US2019$/Ton | 0 | 0 | 0 | 0 | 0 | 0 | 0
NSR Oak Creek 5-8 - NOX Rate Annual v3.1, Unit 3839 and retrofits | 701 | 7427 | Rate Constraint in lbs/MMBtu | FALSE | L | Annual | Seasons Included | Seasons | Winter, WintShld, Summer | Winter, WintShld, Summer | Winter, WintShld, Summer | Winter, WintShld, Summer | Winter, WintShld, Summer | Winter, WintShld, Summer | Winter, WintShld, Summer
NSR Oak Creek 5-8 - NOX Rate Annual v3.1, Unit 3839 and retrofits | 701 | 7427 | Rate Constraint in lbs/MMBtu | FALSE | L | Annual | Standard NOX | lb/MMBtu | 0.08 | 0.08 | 0.08 | 0.08 | 0.08 | 0.08 | 0.08
NSR Oak Creek 5-8 - NOX Rate Annual v3.1, Unit 3839 and retrofits | 701 | 7427 | Rate Constraint in lbs/MMBtu | FALSE | L | Annual | Emissions at Affected Plants NOX | Thousand Tons | 0 | 0 | 0 | 0 | 0 | 0 | 0
NSR Oak Creek 5-8 - NOX Rate Annual v3.1, Unit 3839 and retrofits | 701 | 7427 | Rate Constraint in lbs/MMBtu | FALSE | L | Annual | Allowances Purchased NOX | Thousand Tons | 0 | 0 | 0 | 0 | 0 | 0 | 0
NSR Oak Creek 5-8 - NOX Rate Annual v3.1, Unit 3839 and retrofits | 701 | 7427 | Rate Constraint in lbs/MMBtu | FALSE | L | Annual | Allowances Sold NOX | Thousand Tons | 0 | 0 | 0 | 0 | 0 | 0 | 0
NSR Oak Creek 5-8 - NOX Rate Annual v3.1, Unit 3839 and retrofits | 701 | 7427 | Rate Constraint in lbs/MMBtu | FALSE | L | Annual | Allowances Banked | Thousand Tons | 0 | 0 | 0 | 0 | 0 | 0 | 0
NSR Oak Creek 5-8 - NOX Rate Annual v3.1, Unit 3839 and retrofits | 701 | 7427 | Rate Constraint in lbs/MMBtu | FALSE | L | Annual | Allowances Withdrawn (1:1) | Thousand Tons | 0 | 0 | 0 | 0 | 0 | 0 | 0
NSR Oak Creek 5-8 - NOX Rate Annual v3.1, Unit 3839 and retrofits | 701 | 7427 | Rate Constraint in lbs/MMBtu | FALSE | L | Annual | Allowances Withdrawn (n:1) | Thousand Tons | 0 | 0 | 0 | 0 | 0 | 0 | 0
NSR Oak Creek 5-8 - NOX Rate Annual v3.1, Unit 3839 and retrofits | 701 | 7427 | Rate Constraint in lbs/MMBtu | FALSE | L | Annual | Net Emissions Allowance Position | Thousand Tons | 0 | 0 | 0 | 0 | 0 | 0 | 0
NSR Oak Creek 5-8 - NOX Rate Annual v3.1, Unit 3839 and retrofits | 701 | 7427 | Rate Constraint in lbs/MMBtu | FALSE | L | Annual | Fuel Consumed | TBtu | 0 | 0 | 0 | 0 | 0 | 0 | 0
NSR Oak Creek 5-8 - NOX Rate Annual v3.1, Unit 3839 and retrofits | 701 | 7427 | Rate Constraint in lbs/MMBtu | FALSE | L | Annual | Rate | lb/MMBtu | 0 | 0 | 0 | 0 | 0 | 0 | 0
NSR Oak Creek 5-8 - NOX Rate Annual v3.1, Unit 3839 and retrofits | 701 | 7427 | Rate Constraint in lbs/MMBtu | FALSE | L | Annual | Generation | TWh | 0 | 0 | 0 | 0 | 0 | 0 | 0
NSR Oak Creek 5-8 - NOX Rate Annual v3.1, Unit 3839 and retrofits | 701 | 7427 | Rate Constraint in lbs/MMBtu | FALSE | L | Annual | Qualifying Generation | TWh | 0 | 0 | 0 | 0 | 0 | 0 | 0
NSR Oak Creek 5-8 - NOX Rate Annual v3.1, Unit 3839 and retrofits | 701 | 7427 | Rate Constraint in lbs/MMBtu | FALSE | L | Annual | Rate | lb/MWh | 0 | 0 | 0 | 0 | 0 | 0 | 0
NSR Oak Creek 5-8 - NOX Rate Annual v3.1, Unit 3839 and retrofits | 701 | 7427 | Rate Constraint in lbs/MMBtu | FALSE | L | Annual | Constraint Shadow Price | US2019$/Ton | 0 | 0 | 0 | 0 | 0 | 0 | 0
NSR Oak Creek 5-8 - NOX Rate Annual v3.1, Unit 3840 and retrofits | 702 | 7427 | Rate Constraint in lbs/MMBtu | FALSE | L | Annual | Seasons Included | Seasons | Winter, WintShld, Summer | Winter, WintShld, Summer | Winter, WintShld, Summer | Winter, WintShld, Summer | Winter, WintShld, Summer | Winter, WintShld, Summer | Winter, WintShld, Summer
NSR Oak Creek 5-8 - NOX Rate Annual v3.1, Unit 3840 and retrofits | 702 | 7427 | Rate Constraint in lbs/MMBtu | FALSE | L | Annual | Standard NOX | lb/MMBtu | 0.08 | 0.08 | 0.08 | 0.08 | 0.08 | 0.08 | 0.08
NSR Oak Creek 5-8 - NOX Rate Annual v3.1, Unit 3840 and retrofits | 702 | 7427 | Rate Constraint in lbs/MMBtu | FALSE | L | Annual | Emissions at Affected Plants NOX | Thousand Tons | 0 | 0 | 0 | 0 | 0 | 0 | 0
NSR Oak Creek 5-8 - NOX Rate Annual v3.1, Unit 3840 and retrofits | 702 | 7427 | Rate Constraint in lbs/MMBtu | FALSE | L | Annual | Allowances Purchased NOX | Thousand Tons | 0 | 0 | 0 | 0 | 0 | 0 | 0
NSR Oak Creek 5-8 - NOX Rate Annual v3.1, Unit 3840 and retrofits | 702 | 7427 | Rate Constraint in lbs/MMBtu | FALSE | L | Annual | Allowances Sold NOX | Thousand Tons | 0 | 0 | 0 | 0 | 0 | 0 | 0
NSR Oak Creek 5-8 - NOX Rate Annual v3.1, Unit 3840 and retrofits | 702 | 7427 | Rate Constraint in lbs/MMBtu | FALSE | L | Annual | Allowances Banked | Thousand Tons | 0 | 0 | 0 | 0 | 0 | 0 | 0
NSR Oak Creek 5-8 - NOX Rate Annual v3.1, Unit 3840 and retrofits | 702 | 7427 | Rate Constraint in lbs/MMBtu | FALSE | L | Annual | Allowances Withdrawn (1:1) | Thousand Tons | 0 | 0 | 0 | 0 | 0 | 0 | 0
NSR Oak Creek 5-8 - NOX Rate Annual v3.1, Unit 3840 and retrofits | 702 | 7427 | Rate Constraint in lbs/MMBtu | FALSE | L | Annual | Allowances Withdrawn (n:1) | Thousand Tons | 0 | 0 | 0 | 0 | 0 | 0 | 0
NSR Oak Creek 5-8 - NOX Rate Annual v3.1, Unit 3840 and retrofits | 702 | 7427 | Rate Constraint in lbs/MMBtu | FALSE | L | Annual | Net Emissions Allowance Position | Thousand Tons | 0 | 0 | 0 | 0 | 0 | 0 | 0
NSR Oak Creek 5-8 - NOX Rate Annual v3.1, Unit 3840 and retrofits | 702 | 7427 | Rate Constraint in lbs/MMBtu | FALSE | L | Annual | Fuel Consumed | TBtu | 0 | 0 | 0 | 0 | 0 | 0 | 0
NSR Oak Creek 5-8 - NOX Rate Annual v3.1, Unit 3840 and retrofits | 702 | 7427 | Rate Constraint in lbs/MMBtu | FALSE | L | Annual | Rate | lb/MMBtu | 0 | 0 | 0 | 0 | 0 | 0 | 0
NSR Oak Creek 5-8 - NOX Rate Annual v3.1, Unit 3840 and retrofits | 702 | 7427 | Rate Constraint in lbs/MMBtu | FALSE | L | Annual | Generation | TWh | 0 | 0 | 0 | 0 | 0 | 0 | 0
NSR Oak Creek 5-8 - NOX Rate Annual v3.1, Unit 3840 and retrofits | 702 | 7427 | Rate Constraint in lbs/MMBtu | FALSE | L | Annual | Qualifying Generation | TWh | 0 | 0 | 0 | 0 | 0 | 0 | 0
NSR Oak Creek 5-8 - NOX Rate Annual v3.1, Unit 3840 and retrofits | 702 | 7427 | Rate Constraint in lbs/MMBtu | FALSE | L | Annual | Rate | lb/MWh | 0 | 0 | 0 | 0 | 0 | 0 | 0
NSR Oak Creek 5-8 - NOX Rate Annual v3.1, Unit 3840 and retrofits | 702 | 7427 | Rate Constraint in lbs/MMBtu | FALSE | L | Annual | Constraint Shadow Price | US2019$/Ton | 0 | 0 | 0 | 0 | 0 | 0 | 0
NSR Oak Creek 5-8 - NOX Rate Annual v3.1, Unit 3841 and retrofits | 703 | 7427 | Rate Constraint in lbs/MMBtu | FALSE | L | Annual | Seasons Included | Seasons | Winter, WintShld, Summer | Winter, WintShld, Summer | Winter, WintShld, Summer | Winter, WintShld, Summer | Winter, WintShld, Summer | Winter, WintShld, Summer | Winter, WintShld, Summer
NSR Oak Creek 5-8 - NOX Rate Annual v3.1, Unit 3841 and retrofits | 703 | 7427 | Rate Constraint in lbs/MMBtu | FALSE | L | Annual | Standard NOX | lb/MMBtu | 0.08 | 0.08 | 0.08 | 0.08 | 0.08 | 0.08 | 0.08
NSR Oak Creek 5-8 - NOX Rate Annual v3.1, Unit 3841 and retrofits | 703 | 7427 | Rate Constraint in lbs/MMBtu | FALSE | L | Annual | Emissions at Affected Plants NOX | Thousand Tons | 0 | 0 | 0 | 0 | 0 | 0 | 0
NSR Oak Creek 5-8 - NOX Rate Annual v3.1, Unit 3841 and retrofits | 703 | 7427 | Rate Constraint in lbs/MMBtu | FALSE | L | Annual | Allowances Purchased NOX | Thousand Tons | 0 | 0 | 0 | 0 | 0 | 0 | 0
NSR Oak Creek 5-8 - NOX Rate Annual v3.1, Unit 3841 and retrofits | 703 | 7427 | Rate Constraint in lbs/MMBtu | FALSE | L | Annual | Allowances Sold NOX | Thousand Tons | 0 | 0 | 0 | 0 | 0 | 0 | 0
NSR Oak Creek 5-8 - NOX Rate Annual v3.1, Unit 3841 and retrofits | 703 | 7427 | Rate Constraint in lbs/MMBtu | FALSE | L | Annual | Allowances Banked | Thousand Tons | 0 | 0 | 0 | 0 | 0 | 0 | 0
NSR Oak Creek 5-8 - NOX Rate Annual v3.1, Unit 3841 and retrofits | 703 | 7427 | Rate Constraint in lbs/MMBtu | FALSE | L | Annual | Allowances Withdrawn (1:1) | Thousand Tons | 0 | 0 | 0 | 0 | 0 | 0 | 0
NSR Oak Creek 5-8 - NOX Rate Annual v3.1, Unit 3841 and retrofits | 703 | 7427 | Rate Constraint in lbs/MMBtu | FALSE | L | Annual | Allowances Withdrawn (n:1) | Thousand Tons | 0 | 0 | 0 | 0 | 0 | 0 | 0
NSR Oak Creek 5-8 - NOX Rate Annual v3.1, Unit 3841 and retrofits | 703 | 7427 | Rate Constraint in lbs/MMBtu | FALSE | L | Annual | Net Emissions Allowance Position | Thousand Tons | 0 | 0 | 0 | 0 | 0 | 0 | 0
NSR Oak Creek 5-8 - NOX Rate Annual v3.1, Unit 3841 and retrofits | 703 | 7427 | Rate Constraint in lbs/MMBtu | FALSE | L | Annual | Fuel Consumed | TBtu | 0 | 0 | 0 | 0 | 0 | 0 | 0
NSR Oak Creek 5-8 - NOX Rate Annual v3.1, Unit 3841 and retrofits | 703 | 7427 | Rate Constraint in lbs/MMBtu | FALSE | L | Annual | Rate | lb/MMBtu | 0 | 0 | 0 | 0 | 0 | 0 | 0
NSR Oak Creek 5-8 - NOX Rate Annual v3.1, Unit 3841 and retrofits | 703 | 7427 | Rate Constraint in lbs/MMBtu | FALSE | L | Annual | Generation | TWh | 0 | 0 | 0 | 0 | 0 | 0 | 0
NSR Oak Creek 5-8 - NOX Rate Annual v3.1, Unit 3841 and retrofits | 703 | 7427 | Rate Constraint in lbs/MMBtu | FALSE | L | Annual | Qualifying Generation | TWh | 0 | 0 | 0 | 0 | 0 | 0 | 0
NSR Oak Creek 5-8 - NOX Rate Annual v3.1, Unit 3841 and retrofits | 703 | 7427 | Rate Constraint in lbs/MMBtu | FALSE | L | Annual | Rate | lb/MWh | 0 | 0 | 0 | 0 | 0 | 0 | 0
NSR Oak Creek 5-8 - NOX Rate Annual v3.1, Unit 3841 and retrofits | 703 | 7427 | Rate Constraint in lbs/MMBtu | FALSE | L | Annual | Constraint Shadow Price | US2019$/Ton | 0 | 0 | 0 | 0 | 0 | 0 | 0
NSR Oak Creek 5-8 - NOX Rate Annual v3.1, Unit 3842 and retrofits | 704 | 7427 | Rate Constraint in lbs/MMBtu | FALSE | L | Annual | Seasons Included | Seasons | Winter, WintShld, Summer | Winter, WintShld, Summer | Winter, WintShld, Summer | Winter, WintShld, Summer | Winter, WintShld, Summer | Winter, WintShld, Summer | Winter, WintShld, Summer
NSR Oak Creek 5-8 - NOX Rate Annual v3.1, Unit 3842 and retrofits | 704 | 7427 | Rate Constraint in lbs/MMBtu | FALSE | L | Annual | Standard NOX | lb/MMBtu | 0.08 | 0.08 | 0.08 | 0.08 | 0.08 | 0.08 | 0.08
NSR Oak Creek 5-8 - NOX Rate Annual v3.1, Unit 3842 and retrofits | 704 | 7427 | Rate Constraint in lbs/MMBtu | FALSE | L | Annual | Emissions at Affected Plants NOX | Thousand Tons | 0 | 0 | 0 | 0 | 0 | 0 | 0
NSR Oak Creek 5-8 - NOX Rate Annual v3.1, Unit 3842 and retrofits | 704 | 7427 | Rate Constraint in lbs/MMBtu | FALSE | L | Annual | Allowances Purchased NOX | Thousand Tons | 0 | 0 | 0 | 0 | 0 | 0 | 0
NSR Oak Creek 5-8 - NOX Rate Annual v3.1, Unit 3842 and retrofits | 704 | 7427 | Rate Constraint in lbs/MMBtu | FALSE | L | Annual | Allowances Sold NOX | Thousand Tons | 0 | 0 | 0 | 0 | 0 | 0 | 0
NSR Oak Creek 5-8 - NOX Rate Annual v3.1, Unit 3842 and retrofits | 704 | 7427 | Rate Constraint in lbs/MMBtu | FALSE | L | Annual | Allowances Banked | Thousand Tons | 0 | 0 | 0 | 0 | 0 | 0 | 0
NSR Oak Creek 5-8 - NOX Rate Annual v3.1, Unit 3842 and retrofits | 704 | 7427 | Rate Constraint in lbs/MMBtu | FALSE | L | Annual | Allowances Withdrawn (1:1) | Thousand Tons | 0 | 0 | 0 | 0 | 0 | 0 | 0
NSR Oak Creek 5-8 - NOX Rate Annual v3.1, Unit 3842 and retrofits | 704 | 7427 | Rate Constraint in lbs/MMBtu | FALSE | L | Annual | Allowances Withdrawn (n:1) | Thousand Tons | 0 | 0 | 0 | 0 | 0 | 0 | 0
NSR Oak Creek 5-8 - NOX Rate Annual v3.1, Unit 3842 and retrofits | 704 | 7427 | Rate Constraint in lbs/MMBtu | FALSE | L | Annual | Net Emissions Allowance Position | Thousand Tons | 0 | 0 | 0 | 0 | 0 | 0 | 0
NSR Oak Creek 5-8 - NOX Rate Annual v3.1, Unit 3842 and retrofits | 704 | 7427 | Rate Constraint in lbs/MMBtu | FALSE | L | Annual | Fuel Consumed | TBtu | 0 | 0 | 0 | 0 | 0 | 0 | 0
NSR Oak Creek 5-8 - NOX Rate Annual v3.1, Unit 3842 and retrofits | 704 | 7427 | Rate Constraint in lbs/MMBtu | FALSE | L | Annual | Rate | lb/MMBtu | 0 | 0 | 0 | 0 | 0 | 0 | 0
NSR Oak Creek 5-8 - NOX Rate Annual v3.1, Unit 3842 and retrofits | 704 | 7427 | Rate Constraint in lbs/MMBtu | FALSE | L | Annual | Generation | TWh | 0 | 0 | 0 | 0 | 0 | 0 | 0
NSR Oak Creek 5-8 - NOX Rate Annual v3.1, Unit 3842 and retrofits | 704 | 7427 | Rate Constraint in lbs/MMBtu | FALSE | L | Annual | Qualifying Generation | TWh | 0 | 0 | 0 | 0 | 0 | 0 | 0
NSR Oak Creek 5-8 - NOX Rate Annual v3.1, Unit 3842 and retrofits | 704 | 7427 | Rate Constraint in lbs/MMBtu | FALSE | L | Annual | Rate | lb/MWh | 0 | 0 | 0 | 0 | 0 | 0 | 0
NSR Oak Creek 5-8 - NOX Rate Annual v3.1, Unit 3842 and retrofits | 704 | 7427 | Rate Constraint in lbs/MMBtu | FALSE | L | Annual | Constraint Shadow Price | US2019$/Ton | 0 | 0 | 0 | 0 | 0 | 0 | 0
NSR Oak Creek 5-8 - SO2 Rate Annual v5.16 | 705 | 7426 | Rate Constraint in lbs/MMBtu | FALSE | L | Annual | Seasons Included | Seasons | Winter, WintShld, Summer | Winter, WintShld, Summer | Winter, WintShld, Summer | Winter, WintShld, Summer | Winter, WintShld, Summer | Winter, WintShld, Summer | Winter, WintShld, Summer
NSR Oak Creek 5-8 - SO2 Rate Annual v5.16 | 705 | 7426 | Rate Constraint in lbs/MMBtu | FALSE | L | Annual | Standard SO2 | lb/MMBtu | 0.08 | 0.08 | 0.08 | 0.08 | 0.08 | 0.08 | 0.08
NSR Oak Creek 5-8 - SO2 Rate Annual v5.16 | 705 | 7426 | Rate Constraint in lbs/MMBtu | FALSE | L | Annual | Emissions at Affected Plants SO2 | Thousand Tons | 0 | 0 | 0 | 0 | 0 | 0 | 0
NSR Oak Creek 5-8 - SO2 Rate Annual v5.16 | 705 | 7426 | Rate Constraint in lbs/MMBtu | FALSE | L | Annual | Allowances Purchased SO2 | Thousand Tons | 0 | 0 | 0 | 0 | 0 | 0 | 0
NSR Oak Creek 5-8 - SO2 Rate Annual v5.16 | 705 | 7426 | Rate Constraint in lbs/MMBtu | FALSE | L | Annual | Allowances Sold SO2 | Thousand Tons | 0 | 0 | 0 | 0 | 0 | 0 | 0
NSR Oak Creek 5-8 - SO2 Rate Annual v5.16 | 705 | 7426 | Rate Constraint in lbs/MMBtu | FALSE | L | Annual | Allowances Banked | Thousand Tons | 0 | 0 | 0 | 0 | 0 | 0 | 0
NSR Oak Creek 5-8 - SO2 Rate Annual v5.16 | 705 | 7426 | Rate Constraint in lbs/MMBtu | FALSE | L | Annual | Allowances Withdrawn (1:1) | Thousand Tons | 0 | 0 | 0 | 0 | 0 | 0 | 0
NSR Oak Creek 5-8 - SO2 Rate Annual v5.16 | 705 | 7426 | Rate Constraint in lbs/MMBtu | FALSE | L | Annual | Allowances Withdrawn (n:1) | Thousand Tons | 0 | 0 | 0 | 0 | 0 | 0 | 0
NSR Oak Creek 5-8 - SO2 Rate Annual v5.16 | 705 | 7426 | Rate Constraint in lbs/MMBtu | FALSE | L | Annual | Net Emissions Allowance Position | Thousand Tons | 0 | 0 | 0 | 0 | 0 | 0 | 0
NSR Oak Creek 5-8 - SO2 Rate Annual v5.16 | 705 | 7426 | Rate Constraint in lbs/MMBtu | FALSE | L | Annual | Fuel Consumed | TBtu | 0 | 0 | 0 | 0 | 0 | 0 | 0
NSR Oak Creek 5-8 - SO2 Rate Annual v5.16 | 705 | 7426 | Rate Constraint in lbs/MMBtu | FALSE | L | Annual | Rate | lb/MMBtu | 0 | 0 | 0 | 0 | 0 | 0 | 0
NSR Oak Creek 5-8 - SO2 Rate Annual v5.16 | 705 | 7426 | Rate Constraint in lbs/MMBtu | FALSE | L | Annual | Generation | TWh | 0 | 0 | 0 | 0 | 0 | 0 | 0
NSR Oak Creek 5-8 - SO2 Rate Annual v5.16 | 705 | 7426 | Rate Constraint in lbs/MMBtu | FALSE | L | Annual | Qualifying Generation | TWh | 0 | 0 | 0 | 0 | 0 | 0 | 0
NSR Oak Creek 5-8 - SO2 Rate Annual v5.16 | 705 | 7426 | Rate Constraint in lbs/MMBtu | FALSE | L | Annual | Rate | lb/MWh | 0 | 0 | 0 | 0 | 0 | 0 | 0
NSR Oak Creek 5-8 - SO2 Rate Annual v5.16 | 705 | 7426 | Rate Constraint in lbs/MMBtu | FALSE | L | Annual | Constraint Shadow Price | US2019$/Ton | 0 | 0 | 0 | 0 | 0 | 0 | 0
NSR OH Edison - NOX Cap Annual v3.1 | 706 | 7392 | Rate Constraint in MTons | FALSE | L | Annual | Seasons Included | Seasons | Winter, WintShld, Summer | Winter, WintShld, Summer | Winter, WintShld, Summer | Winter, WintShld, Summer | Winter, WintShld, Summer | Winter, WintShld, Summer | Winter, WintShld, Summer
NSR OH Edison - NOX Cap Annual v3.1 | 706 | 7392 | Rate Constraint in MTons | FALSE | L | Annual | Standard NOX | Thousand Tons | 11.86 | 11.86 | 11.86 | 11.86 | 11.86 | 11.86 | 11.86
NSR OH Edison - NOX Cap Annual v3.1 | 706 | 7392 | Rate Constraint in MTons | FALSE | L | Annual | Emissions at Affected Plants NOX | Thousand Tons | 0 | 0 | 0 | 0 | 0 | 0 | 0
NSR OH Edison - NOX Cap Annual v3.1 | 706 | 7392 | Rate Constraint in MTons | FALSE | L | Annual | Allowances Purchased NOX | Thousand Tons | 0 | 0 | 0 | 0 | 0 | 0 | 0
NSR OH Edison - NOX Cap Annual v3.1 | 706 | 7392 | Rate Constraint in MTons | FALSE | L | Annual | Allowances Sold NOX | Thousand Tons | 0 | 0 | 0 | 0 | 0 | 0 | 0
NSR OH Edison - NOX Cap Annual v3.1 | 706 | 7392 | Rate Constraint in MTons | FALSE | L | Annual | Allowances Banked | Thousand Tons | 0 | 0 | 0 | 0 | 0 | 0 | 0
NSR OH Edison - NOX Cap Annual v3.1 | 706 | 7392 | Rate Constraint in MTons | FALSE | L | Annual | Allowances Withdrawn (1:1) | Thousand Tons | 0 | 0 | 0 | 0 | 0 | 0 | 0
NSR OH Edison - NOX Cap Annual v3.1 | 706 | 7392 | Rate Constraint in MTons | FALSE | L | Annual | Allowances Withdrawn (n:1) | Thousand Tons | 0 | 0 | 0 | 0 | 0 | 0 | 0
NSR OH Edison - NOX Cap Annual v3.1 | 706 | 7392 | Rate Constraint in MTons | FALSE | L | Annual | Net Emissions Allowance Position | Thousand Tons | 0 | 0 | 0 | 0 | 0 | 0 | 0
NSR OH Edison - NOX Cap Annual v3.1 | 706 | 7392 | Rate Constraint in MTons | FALSE | L | Annual | Fuel Consumed | TBtu | 0 | 0 | 0 | 0 | 0 | 0 | 0
NSR OH Edison - NOX Cap Annual v3.1 | 706 | 7392 | Rate Constraint in MTons | FALSE | L | Annual | Rate | lb/MMBtu | 0 | 0 | 0 | 0 | 0 | 0 | 0
NSR OH Edison - NOX Cap Annual v3.1 | 706 | 7392 | Rate Constraint in MTons | FALSE | L | Annual | Generation | TWh | 0 | 0 | 0 | 0 | 0 | 0 | 0
NSR OH Edison - NOX Cap Annual v3.1 | 706 | 7392 | Rate Constraint in MTons | FALSE | L | Annual | Qualifying Generation | TWh | 0 | 0 | 0 | 0 | 0 | 0 | 0
NSR OH Edison - NOX Cap Annual v3.1 | 706 | 7392 | Rate Constraint in MTons | FALSE | L | Annual | Rate | lb/MWh | 0 | 0 | 0 | 0 | 0 | 0 | 0
NSR OH Edison - NOX Cap Annual v3.1 | 706 | 7392 | Rate Constraint in MTons | FALSE | L | Annual | Constraint Shadow Price | US2019$/Ton | 0 | 0 | 0 | 0 | 0 | 0 | 0
NSR OH Edison - SO2 Cap Annual v3.1 | 707 | 7393 | Rate Constraint in MTons | FALSE | L | Annual | Seasons Included | Seasons | Winter, WintShld, Summer | Winter, WintShld, Summer | Winter, WintShld, Summer | Winter, WintShld, Summer | Winter, WintShld, Summer | Winter, WintShld, Summer | Winter, WintShld, Summer
NSR OH Edison - SO2 Cap Annual v3.1 | 707 | 7393 | Rate Constraint in MTons | FALSE | L | Annual | Standard SO2 | Thousand Tons | 29.9 | 29.9 | 29.9 | 29.9 | 29.9 | 29.9 | 29.9
NSR OH Edison - SO2 Cap Annual v3.1 | 707 | 7393 | Rate Constraint in MTons | FALSE | L | Annual | Emissions at Affected Plants SO2 | Thousand Tons | 0 | 0 | 0 | 0 | 0 | 0 | 0
NSR OH Edison - SO2 Cap Annual v3.1 | 707 | 7393 | Rate Constraint in MTons | FALSE | L | Annual | Allowances Purchased SO2 | Thousand Tons | 0 | 0 | 0 | 0 | 0 | 0 | 0
NSR OH Edison - SO2 Cap Annual v3.1 | 707 | 7393 | Rate Constraint in MTons | FALSE | L | Annual | Allowances Sold SO2 | Thousand Tons | 0 | 0 | 0 | 0 | 0 | 0 | 0
NSR OH Edison - SO2 Cap Annual v3.1 | 707 | 7393 | Rate Constraint in MTons | FALSE | L | Annual | Allowances Banked | Thousand Tons | 0 | 0 | 0 | 0 | 0 | 0 | 0
NSR OH Edison - SO2 Cap Annual v3.1 | 707 | 7393 | Rate Constraint in MTons | FALSE | L | Annual | Allowances Withdrawn (1:1) | Thousand Tons | 0 | 0 | 0 | 0 | 0 | 0 | 0
NSR OH Edison - SO2 Cap Annual v3.1 | 707 | 7393 | Rate Constraint in MTons | FALSE | L | Annual | Allowances Withdrawn (n:1) | Thousand Tons | 0 | 0 | 0 | 0 | 0 | 0 | 0
NSR OH Edison - SO2 Cap Annual v3.1 | 707 | 7393 | Rate Constraint in MTons | FALSE | L | Annual | Net Emissions Allowance Position | Thousand Tons | 0 | 0 | 0 | 0 | 0 | 0 | 0
NSR OH Edison - SO2 Cap Annual v3.1 | 707 | 7393 | Rate Constraint in MTons | FALSE | L | Annual | Fuel Consumed | TBtu | 0 | 0 | 0 | 0 | 0 | 0 | 0
NSR OH Edison - SO2 Cap Annual v3.1 | 707 | 7393 | Rate Constraint in MTons | FALSE | L | Annual | Rate | lb/MMBtu | 0 | 0 | 0 | 0 | 0 | 0 | 0
NSR OH Edison - SO2 Cap Annual v3.1 | 707 | 7393 | Rate Constraint in MTons | FALSE | L | Annual | Generation | TWh | 0 | 0 | 0 | 0 | 0 | 0 | 0
NSR OH Edison - SO2 Cap Annual v3.1 | 707 | 7393 | Rate Constraint in MTons | FALSE | L | Annual | Qualifying Generation | TWh | 0 | 0 | 0 | 0 | 0 | 0 | 0
NSR OH Edison - SO2 Cap Annual v3.1 | 707 | 7393 | Rate Constraint in MTons | FALSE | L | Annual | Rate | lb/MWh | 0 | 0 | 0 | 0 | 0 | 0 | 0
NSR OH Edison - SO2 Cap Annual v3.1 | 707 | 7393 | Rate Constraint in MTons | FALSE | L | Annual | Constraint Shadow Price | US2019$/Ton | 0 | 0 | 0 | 0 | 0 | 0 | 0
NSR Ottumwa Unit 1 NOX Rate v5.16 | 708 | 7510 | Rate Constraint in lbs/MMBtu | FALSE | L | Annual | Seasons Included | Seasons | Winter, WintShld, Summer | Winter, WintShld, Summer | Winter, WintShld, Summer | Winter, WintShld, Summer | Winter, WintShld, Summer | Winter, WintShld, Summer | Winter, WintShld, Summer
NSR Ottumwa Unit 1 NOX Rate v5.16 | 708 | 7510 | Rate Constraint in lbs/MMBtu | FALSE | L | Annual | Standard NOX | lb/MMBtu | 0.08 | 0.08 | 0.08 | 0.08 | 0.08 | 0.08 | 0.08
NSR Ottumwa Unit 1 NOX Rate v5.16 | 708 | 7510 | Rate Constraint in lbs/MMBtu | FALSE | L | Annual | Emissions at Affected Plants NOX | Thousand Tons | 1.9683 | 0.52676 | 0 | 0 | 0 | 0 | 0
NSR Ottumwa Unit 1 NOX Rate v5.16 | 708 | 7510 | Rate Constraint in lbs/MMBtu | FALSE | L | Annual | Allowances Purchased NOX | Thousand Tons | 0 | 0 | 0 | 0 | 0 | 0 | 0
NSR Ottumwa Unit 1 NOX Rate v5.16 | 708 | 7510 | Rate Constraint in lbs/MMBtu | FALSE | L | Annual | Allowances Sold NOX | Thousand Tons | 0 | 0 | 0 | 0 | 0 | 0 | 0
NSR Ottumwa Unit 1 NOX Rate v5.16 | 708 | 7510 | Rate Constraint in lbs/MMBtu | FALSE | L | Annual | Allowances Banked | Thousand Tons | 0 | 0 | 0 | 0 | 0 | 0 | 0
NSR Ottumwa Unit 1 NOX Rate v5.16 | 708 | 7510 | Rate Constraint in lbs/MMBtu | FALSE | L | Annual | Allowances Withdrawn (1:1) | Thousand Tons | 0 | 0 | 0 | 0 | 0 | 0 | 0
NSR Ottumwa Unit 1 NOX Rate v5.16 | 708 | 7510 | Rate Constraint in lbs/MMBtu | FALSE | L | Annual | Allowances Withdrawn (n:1) | Thousand Tons | 0 | 0 | 0 | 0 | 0 | 0 | 0
NSR Ottumwa Unit 1 NOX Rate v5.16 | 708 | 7510 | Rate Constraint in lbs/MMBtu | FALSE | L | Annual | Net Emissions Allowance Position | Thousand Tons | 1.9683 | 0.52676 | 0 | 0 | 0 | 0 | 0
NSR Ottumwa Unit 1 NOX Rate v5.16 | 708 | 7510 | Rate Constraint in lbs/MMBtu | FALSE | L | Annual | Fuel Consumed | TBtu | 49.2138 | 13.1707 | 0 | 0 | 0 | 0 | 0
NSR Ottumwa Unit 1 NOX Rate v5.16 | 708 | 7510 | Rate Constraint in lbs/MMBtu | FALSE | L | Annual | Rate | lb/MMBtu | 0.07999 | 0.07999 | 0 | 0 | 0 | 0 | 0
NSR Ottumwa Unit 1 NOX Rate v5.16 | 708 | 7510 | Rate Constraint in lbs/MMBtu | FALSE | L | Annual | Generation | TWh | 4.7462 | 1.2702 | 0 | 0 | 0 | 0 | 0
NSR Ottumwa Unit 1 NOX Rate v5.16 | 708 | 7510 | Rate Constraint in lbs/MMBtu | FALSE | L | Annual | Qualifying Generation | TWh | 4.7462 | 1.2702 | 0 | 0 | 0 | 0 | 0
NSR Ottumwa Unit 1 NOX Rate v5.16 | 708 | 7510 | Rate Constraint in lbs/MMBtu | FALSE | L | Annual | Rate | lb/MWh | 0.82942 | 0.82942 | 0 | 0 | 0 | 0 | 0
NSR Ottumwa Unit 1 NOX Rate v5.16 | 708 | 7510 | Rate Constraint in lbs/MMBtu | FALSE | L | Annual | Constraint Shadow Price | US2019$/Ton | 0 | 0 | 0 | 0 | 0 | 0 | 0
NSR Ottumwa Unit 1 SO2 Rate v5.16 | 709 | 7509 | Rate Constraint in lbs/MMBtu | FALSE | L | Annual | Seasons Included | Seasons | Winter, WintShld, Summer | Winter, WintShld, Summer | Winter, WintShld, Summer | Winter, WintShld, Summer | Winter, WintShld, Summer | Winter, WintShld, Summer | Winter, WintShld, Summer
NSR Ottumwa Unit 1 SO2 Rate v5.16 | 709 | 7509 | Rate Constraint in lbs/MMBtu | FALSE | L | Annual | Standard SO2 | lb/MMBtu | 0.075 | 0.075 | 0.075 | 0.075 | 0.075 | 0.075 | 0.075
NSR Ottumwa Unit 1 SO2 Rate v5.16 | 709 | 7509 | Rate Constraint in lbs/MMBtu | FALSE | L | Annual | Emissions at Affected Plants SO2 | Thousand Tons | 1.2853 | 0.34397 | 0 | 0 | 0 | 0 | 0
NSR Ottumwa Unit 1 SO2 Rate v5.16 | 709 | 7509 | Rate Constraint in lbs/MMBtu | FALSE | L | Annual | Allowances Purchased SO2 | Thousand Tons | 0 | 0 | 0 | 0 | 0 | 0 | 0
NSR Ottumwa Unit 1 SO2 Rate v5.16 | 709 | 7509 | Rate Constraint in lbs/MMBtu | FALSE | L | Annual | Allowances Sold SO2 | Thousand Tons | 0 | 0 | 0 | 0 | 0 | 0 | 0
NSR Ottumwa Unit 1 SO2 Rate v5.16 | 709 | 7509 | Rate Constraint in lbs/MMBtu | FALSE | L | Annual | Allowances Banked | Thousand Tons | 0 | 0 | 0 | 0 | 0 | 0 | 0
NSR Ottumwa Unit 1 SO2 Rate v5.16 | 709 | 7509 | Rate Constraint in lbs/MMBtu | FALSE | L | Annual | Allowances Withdrawn (1:1) | Thousand Tons | 0 | 0 | 0 | 0 | 0 | 0 | 0
NSR Ottumwa Unit 1 SO2 Rate v5.16 | 709 | 7509 | Rate Constraint in lbs/MMBtu | FALSE | L | Annual | Allowances Withdrawn (n:1) | Thousand Tons | 0 | 0 | 0 | 0 | 0 | 0 | 0
NSR Ottumwa Unit 1 SO2 Rate v5.16 | 709 | 7509 | Rate Constraint in lbs/MMBtu | FALSE | L | Annual | Net Emissions Allowance Position | Thousand Tons | 1.2853 | 0.34397 | 0 | 0 | 0 | 0 | 0
NSR Ottumwa Unit 1 SO2 Rate v5.16 | 709 | 7509 | Rate Constraint in lbs/MMBtu | FALSE | L | Annual | Fuel Consumed | TBtu | 49.2138 | 13.1707 | 0 | 0 | 0 | 0 | 0
NSR Ottumwa Unit 1 SO2 Rate v5.16 | 709 | 7509 | Rate Constraint in lbs/MMBtu | FALSE | L | Annual | Rate | lb/MMBtu | 0.052232 | 0.052232 | 0 | 0 | 0 | 0 | 0
NSR Ottumwa Unit 1 SO2 Rate v5.16 | 709 | 7509 | Rate Constraint in lbs/MMBtu | FALSE | L | Annual | Generation | TWh | 4.7462 | 1.2702 | 0 | 0 | 0 | 0 | 0
NSR Ottumwa Unit 1 SO2 Rate v5.16 | 709 | 7509 | Rate Constraint in lbs/MMBtu | FALSE | L | Annual | Qualifying Generation | TWh | 4.7462 | 1.2702 | 0 | 0 | 0 | 0 | 0
NSR Ottumwa Unit 1 SO2 Rate v5.16 | 709 | 7509 | Rate Constraint in lbs/MMBtu | FALSE | L | Annual | Rate | lb/MWh | 0.54159 | 0.54159 | 0 | 0 | 0 | 0 | 0
NSR Ottumwa Unit 1 SO2 Rate v5.16 | 709 | 7509 | Rate Constraint in lbs/MMBtu | FALSE | L | Annual | Constraint Shadow Price | US2019$/Ton | 0 | 0 | 0 | 0 | 0 | 0 | 0
NSR Pleasants 1-3 - NOX Rate Annual v5.16 | 710 | 7270 | Rate Constraint in lbs/MMBtu | FALSE | L | Annual | Seasons Included | Seasons | Winter, WintShld, Summer | Winter, WintShld, Summer | Winter, WintShld, Summer | Winter, WintShld, Summer | Winter, WintShld, Summer | Winter, WintShld, Summer | Winter, WintShld, Summer
NSR Pleasants 1-3 - NOX Rate Annual v5.16 | 710 | 7270 | Rate Constraint in lbs/MMBtu | FALSE | L | Annual | Standard NOX | lb/MMBtu | 0.25 | 0.25 | 0.25 | 0.25 | 0.25 | 0.25 | 0.25
NSR Pleasants 1-3 - NOX Rate Annual v5.16 | 710 | 7270 | Rate Constraint in lbs/MMBtu | FALSE | L | Annual | Emissions at Affected Plants NOX | Thousand Tons | 0 | 0 | 0 | 0 | 0 | 0 | 0
NSR Pleasants 1-3 - NOX Rate Annual v5.16 | 710 | 7270 | Rate Constraint in lbs/MMBtu | FALSE | L | Annual | Allowances Purchased NOX | Thousand Tons | 0 | 0 | 0 | 0 | 0 | 0 | 0
NSR Pleasants 1-3 - NOX Rate Annual v5.16 | 710 | 7270 | Rate Constraint in lbs/MMBtu | FALSE | L | Annual | Allowances Sold NOX | Thousand Tons | 0 | 0 | 0 | 0 | 0 | 0 | 0
NSR Pleasants 1-3 - NOX Rate Annual v5.16 | 710 | 7270 | Rate Constraint in lbs/MMBtu | FALSE | L | Annual | Allowances Banked | Thousand Tons | 0 | 0 | 0 | 0 | 0 | 0 | 0
NSR Pleasants 1-3 - NOX Rate Annual v5.16 | 710 | 7270 | Rate Constraint in lbs/MMBtu | FALSE | L | Annual | Allowances Withdrawn (1:1) | Thousand Tons | 0 | 0 | 0 | 0 | 0 | 0 | 0
NSR Pleasants 1-3 - NOX Rate Annual v5.16 | 710 | 7270 | Rate Constraint in lbs/MMBtu | FALSE | L | Annual | Allowances Withdrawn (n:1) | Thousand Tons | 0 | 0 | 0 | 0 | 0 | 0 | 0
NSR Pleasants 1-3 - NOX Rate Annual v5.16 | 710 | 7270 | Rate Constraint in lbs/MMBtu | FALSE | L | Annual | Net Emissions Allowance Position | Thousand Tons | 0 | 0 | 0 | 0 | 0 | 0 | 0
NSR Pleasants 1-3 - NOX Rate Annual v5.16 | 710 | 7270 | Rate Constraint in lbs/MMBtu | FALSE | L | Annual | Fuel Consumed | TBtu | 0 | 0 | 0 | 0 | 0 | 0 | 0
NSR Pleasants 1-3 - NOX Rate Annual v5.16 | 710 | 7270 | Rate Constraint in lbs/MMBtu | FALSE | L | Annual | Rate | lb/MMBtu | 0 | 0 | 0 | 0 | 0 | 0 | 0
NSR Pleasants 1-3 - NOX Rate Annual v5.16 | 710 | 7270 | Rate Constraint in lbs/MMBtu | FALSE | L | Annual | Generation | TWh | 0 | 0 | 0 | 0 | 0 | 0 | 0
NSR Pleasants 1-3 - NOX Rate Annual v5.16 | 710 | 7270 | Rate Constraint in lbs/MMBtu | FALSE | L | Annual | Qualifying Generation | TWh | 0 | 0 | 0 | 0 | 0 | 0 | 0
NSR Pleasants 1-3 - NOX Rate Annual v5.16 | 710 | 7270 | Rate Constraint in lbs/MMBtu | FALSE | L | Annual | Rate | lb/MWh | 0 | 0 | 0 | 0 | 0 | 0 | 0
NSR Pleasants 1-3 - NOX Rate Annual v5.16 | 710 | 7270 | Rate Constraint in lbs/MMBtu | FALSE | L | Annual | Constraint Shadow Price | US2019$/Ton | 0 | 0 | 0 | 0 | 0 | 0 | 0
NSR Pleasants 1-3 - NOX Rate Summer v5.16 | 711 | 7271 | Rate Constraint in lbs/MMBtu | FALSE | L | Annual | Seasons Included | Seasons | Summer | Summer | Summer | Summer | Summer | Summer | Summer
NSR Pleasants 1-3 - NOX Rate Summer v5.16 | 711 | 7271 | Rate Constraint in lbs/MMBtu | FALSE | L | Annual | Standard NOX | lb/MMBtu | 0.2 | 0.2 | 0.2 | 0.2 | 0.2 | 0.2 | 0.2
NSR Pleasants 1-3 - NOX Rate Summer v5.16 | 711 | 7271 | Rate Constraint in lbs/MMBtu | FALSE | L | Annual | Emissions at Affected Plants NOX | Thousand Tons | 0 | 0 | 0 | 0 | 0 | 0 | 0
NSR Pleasants 1-3 - NOX Rate Summer v5.16 | 711 | 7271 | Rate Constraint in lbs/MMBtu | FALSE | L | Annual | Allowances Purchased NOX | Thousand Tons | 0 | 0 | 0 | 0 | 0 | 0 | 0
NSR Pleasants 1-3 - NOX Rate Summer v5.16 | 711 | 7271 | Rate Constraint in lbs/MMBtu | FALSE | L | Annual | Allowances Sold NOX | Thousand Tons | 0 | 0 | 0 | 0 | 0 | 0 | 0
NSR Pleasants 1-3 - NOX Rate Summer v5.16 | 711 | 7271 | Rate Constraint in lbs/MMBtu | FALSE | L | Annual | Allowances Banked | Thousand Tons | 0 | 0 | 0 | 0 | 0 | 0 | 0
NSR Pleasants 1-3 - NOX Rate Summer v5.16 | 711 | 7271 | Rate Constraint in lbs/MMBtu | FALSE | L | Annual | Allowances Withdrawn (1:1) | Thousand Tons | 0 | 0 | 0 | 0 | 0 | 0 | 0
NSR Pleasants 1-3 - NOX Rate Summer v5.16 | 711 | 7271 | Rate Constraint in lbs/MMBtu | FALSE | L | Annual | Allowances Withdrawn (n:1) | Thousand Tons | 0 | 0 | 0 | 0 | 0 | 0 | 0
NSR Pleasants 1-3 - NOX Rate Summer v5.16 | 711 | 7271 | Rate Constraint in lbs/MMBtu | FALSE | L | Annual | Net Emissions Allowance Position | Thousand Tons | 0 | 0 | 0 | 0 | 0 | 0 | 0
NSR Pleasants 1-3 - NOX Rate Summer v5.16 | 711 | 7271 | Rate Constraint in lbs/MMBtu | FALSE | L | Annual | Fuel Consumed | TBtu | 0 | 0 | 0 | 0 | 0 | 0 | 0
NSR Pleasants 1-3 - NOX Rate Summer v5.16 | 711 | 7271 | Rate Constraint in lbs/MMBtu | FALSE | L | Annual | Rate | lb/MMBtu | 0 | 0 | 0 | 0 | 0 | 0 | 0
NSR Pleasants 1-3 - NOX Rate Summer v5.16 | 711 | 7271 | Rate Constraint in lbs/MMBtu | FALSE | L | Annual | Generation | TWh | 0 | 0 | 0 | 0 | 0 | 0 | 0
NSR Pleasants 1-3 - NOX Rate Summer v5.16 | 711 | 7271 | Rate Constraint in lbs/MMBtu | FALSE | L | Annual | Qualifying Generation | TWh | 0 | 0 | 0 | 0 | 0 | 0 | 0
NSR Pleasants 1-3 - NOX Rate Summer v5.16 | 711 | 7271 | Rate Constraint in lbs/MMBtu | FALSE | L | Annual | Rate | lb/MWh | 0 | 0 | 0 | 0 | 0 | 0 | 0
NSR Pleasants 1-3 - NOX Rate Summer v5.16 | 711 | 7271 | Rate Constraint in lbs/MMBtu | FALSE | L | Annual | Constraint Shadow Price | US2019$/Ton | 0 | 0 | 0 | 0 | 0 | 0 | 0
NSR Prairie Creek 1,2 - SO2 Rate v5.16 | 712 | 7506 | Rate Constraint in lbs/MMBtu | FALSE | L | Annual | Seasons Included | Seasons | Winter, WintShld, Summer | Winter, WintShld, Summer | Winter, WintShld, Summer | Winter, WintShld, Summer | Winter, WintShld, Summer | Winter, WintShld, Summer | Winter, WintShld, Summer
NSR Prairie Creek 1,2 - SO2 Rate v5.16 | 712 | 7506 | Rate Constraint in lbs/MMBtu | FALSE | L | Annual | Standard SO2 | lb/MMBtu | 0.9 | 0.9 | 0.9 | 0.9 | 0.9 | 0.9 | 0.9
NSR Prairie Creek 1,2 - SO2 Rate v5.16 | 712 | 7506 | Rate Constraint in lbs/MMBtu | FALSE | L | Annual | Emissions at Affected Plants SO2 | Thousand Tons | 0 | 0 | 0 | 0 | 0 | 0 | 0
NSR Prairie Creek 1,2 - SO2 Rate v5.16 | 712 | 7506 | Rate Constraint in lbs/MMBtu | FALSE | L | Annual | Allowances Purchased SO2 | Thousand Tons | 0 | 0 | 0 | 0 | 0 | 0 | 0
NSR Prairie Creek 1,2 - SO2 Rate v5.16 | 712 | 7506 | Rate Constraint in lbs/MMBtu | FALSE | L | Annual | Allowances Sold SO2 | Thousand Tons | 0 | 0 | 0 | 0 | 0 | 0 | 0
NSR Prairie Creek 1,2 - SO2 Rate v5.16 | 712 | 7506 | Rate Constraint in lbs/MMBtu | FALSE | L | Annual | Allowances Banked | Thousand Tons | 0 | 0 | 0 | 0 | 0 | 0 | 0
NSR Prairie Creek 1,2 - SO2 Rate v5.16 | 712 | 7506 | Rate Constraint in lbs/MMBtu | FALSE | L | Annual | Allowances Withdrawn (1:1) | Thousand Tons | 0 | 0 | 0 | 0 | 0 | 0 | 0
NSR Prairie Creek 1,2 - SO2 Rate v5.16 | 712 | 7506 | Rate Constraint in lbs/MMBtu | FALSE | L | Annual | Allowances Withdrawn (n:1) | Thousand Tons | 0 | 0 | 0 | 0 | 0 | 0 | 0
NSR Prairie Creek 1,2 - SO2 Rate v5.16 | 712 | 7506 | Rate Constraint in lbs/MMBtu | FALSE | L | Annual | Net Emissions Allowance Position | Thousand Tons | 0 | 0 | 0 | 0 | 0 | 0 | 0
NSR Prairie Creek 1,2 - SO2 Rate v5.16 | 712 | 7506 | Rate Constraint in lbs/MMBtu | FALSE | L | Annual | Fuel Consumed | TBtu | 0 | 0 | 0 | 0 | 0 | 0 | 0
NSR Prairie Creek 1,2 - SO2 Rate v5.16 | 712 | 7506 | Rate Constraint in lbs/MMBtu | FALSE | L | Annual | Rate | lb/MMBtu | 0 | 0 | 0 | 0 | 0 | 0 | 0
NSR Prairie Creek 1,2 - SO2 Rate v5.16 | 712 | 7506 | Rate Constraint in lbs/MMBtu | FALSE | L | Annual | Generation | TWh | 0 | 0 | 0 | 0 | 0 | 0 | 0
NSR Prairie Creek 1,2 - SO2 Rate v5.16 | 712 | 7506 | Rate Constraint in lbs/MMBtu | FALSE | L | Annual | Qualifying Generation | TWh | 0 | 0 | 0 | 0 | 0 | 0 | 0
NSR Prairie Creek 1,2 - SO2 Rate v5.16 | 712 | 7506 | Rate Constraint in lbs/MMBtu | FALSE | L | Annual | Rate | lb/MWh | 0 | 0 | 0 | 0 | 0 | 0 | 0
NSR Prairie Creek 1,2 - SO2 Rate v5.16 | 712 | 7506 | Rate Constraint in lbs/MMBtu | FALSE | L | Annual | Constraint Shadow Price | US2019$/Ton | 0 | 0 | 0 | 0 | 0 | 0 | 0
NSR Prairie Creek NOX Cap v5.16 | 713 | 7513 | Rate Constraint in MTons | FALSE | L | Annual | Seasons Included | Seasons | Winter, WintShld, Summer | Winter, WintShld, Summer | Winter, WintShld, Summer | Winter, WintShld, Summer | Winter, WintShld, Summer | Winter, WintShld, Summer | Winter, WintShld, Summer
NSR Prairie Creek NOX Cap v5.16 | 713 | 7513 | Rate Constraint in MTons | FALSE | L | Annual | Standard NOX | Thousand Tons | 1.5 | 1.5 | 1.5 | 1.5 | 1.5 | 1.5 | 1.5
NSR Prairie Creek NOX Cap v5.16 | 713 | 7513 | Rate Constraint in MTons | FALSE | L | Annual | Emissions at Affected Plants NOX | Thousand Tons | 0.3321 | 0.42289 | 0 | 0 | 0 | 0 | 0
NSR Prairie Creek NOX Cap v5.16 | 713 | 7513 | Rate Constraint in MTons | FALSE | L | Annual | Allowances Purchased NOX | Thousand Tons | 0 | 0 | 0 | 0 | 0 | 0 | 0
NSR Prairie Creek NOX Cap v5.16 | 713 | 7513 | Rate Constraint in MTons | FALSE | L | Annual | Allowances Sold NOX | Thousand Tons | 0 | 0 | 0 | 0 | 0 | 0 | 0
NSR Prairie Creek NOX Cap v5.16 | 713 | 7513 | Rate Constraint in MTons | FALSE | L | Annual | Allowances Banked | Thousand Tons | 0 | 0 | 0 | 0 | 0 | 0 | 0
NSR Prairie Creek NOX Cap v5.16 | 713 | 7513 | Rate Constraint in MTons | FALSE | L | Annual | Allowances Withdrawn (1:1) | Thousand Tons | 0 | 0 | 0 | 0 | 0 | 0 | 0
NSR Prairie Creek NOX Cap v5.16 | 713 | 7513 | Rate Constraint in MTons | FALSE | L | Annual | Allowances Withdrawn (n:1) | Thousand Tons | 0 | 0 | 0 | 0 | 0 | 0 | 0
NSR Prairie Creek NOX Cap v5.16 | 713 | 7513 | Rate Constraint in MTons | FALSE | L | Annual | Net Emissions Allowance Position | Thousand Tons | 0.3321 | 0.42289 | 0 | 0 | 0 | 0 | 0
NSR Prairie Creek NOX Cap v5.16 | 713 | 7513 | Rate Constraint in MTons | FALSE | L | Annual | Fuel Consumed | TBtu | 5.7596 | 7.3342 | 0 | 0 | 0 | 0 | 0
NSR Prairie Creek NOX Cap v5.16 | 713 | 7513 | Rate Constraint in MTons | FALSE | L | Annual | Rate | lb/MMBtu | 0.11532 | 0.11532 | 0 | 0 | 0 | 0 | 0
NSR Prairie Creek NOX Cap v5.16 | 713 | 7513 | Rate Constraint in MTons | FALSE | L | Annual | Generation | TWh | 0.54858 | 0.69856 | 0 | 0 | 0 | 0 | 0
NSR Prairie Creek NOX Cap v5.16 | 713 | 7513 | Rate Constraint in MTons | FALSE | L | Annual | Qualifying Generation | TWh | 0.54858 | 0.69856 | 0 | 0 | 0 | 0 | 0
NSR Prairie Creek NOX Cap v5.16 | 713 | 7513 | Rate Constraint in MTons | FALSE | L | Annual | Rate | lb/MWh | 1.2107 | 1.2107 | 0 | 0 | 0 | 0 | 0
NSR Prairie Creek NOX Cap v5.16 | 713 | 7513 | Rate Constraint in MTons | FALSE | L | Annual | Constraint Shadow Price | US2019$/Ton | 0 | 0 | 0 | 0 | 0 | 0 | 0
NSR Prairie Creek SO2 Cap v5.16 | 714 | 7505 | Rate Constraint in MTons | FALSE | L | Annual | Seasons Included | Seasons | Winter, WintShld, Summer | Winter, WintShld, Summer | Winter, WintShld, Summer | Winter, WintShld, Summer | Winter, WintShld, Summer | Winter, WintShld, Summer | Winter, WintShld, Summer
NSR Prairie Creek SO2 Cap v5.16 | 714 | 7505 | Rate Constraint in MTons | FALSE | L | Annual | Standard SO2 | Thousand Tons | 0.1 | 0.1 | 0.1 | 0.1 | 0.1 | 0.1 | 0.1
NSR Prairie Creek SO2 Cap v5.16 | 714 | 7505 | Rate Constraint in MTons | FALSE | L | Annual | Emissions at Affected Plants SO2 | Thousand Tons | 0 | 0 | 0 | 0 | 0 | 0 | 0
NSR Prairie Creek SO2 Cap v5.16 | 714 | 7505 | Rate Constraint in MTons | FALSE | L | Annual | Allowances Purchased SO2 | Thousand Tons | 0 | 0 | 0 | 0 | 0 | 0 | 0
NSR Prairie Creek SO2 Cap v5.16 | 714 | 7505 | Rate Constraint in MTons | FALSE | L | Annual | Allowances Sold SO2 | Thousand Tons | 0 | 0 | 0 | 0 | 0 | 0 | 0
NSR Prairie Creek SO2 Cap v5.16 | 714 | 7505 | Rate Constraint in MTons | FALSE | L | Annual | Allowances Banked | Thousand Tons | 0 | 0 | 0 | 0 | 0 | 0 | 0
NSR Prairie Creek SO2 Cap v5.16 | 714 | 7505 | Rate Constraint in MTons | FALSE | L | Annual | Allowances Withdrawn (1:1) | Thousand Tons | 0 | 0 | 0 | 0 | 0 | 0 | 0
NSR Prairie Creek SO2 Cap v5.16 | 714 | 7505 | Rate Constraint in MTons | FALSE | L | Annual | Allowances Withdrawn (n:1) | Thousand Tons | 0 | 0 | 0 | 0 | 0 | 0 | 0
NSR Prairie Creek SO2 Cap v5.16 | 714 | 7505 | Rate Constraint in MTons | FALSE | L | Annual | Net Emissions Allowance Position | Thousand Tons | 0 | 0 | 0 | 0 | 0 | 0 | 0
NSR Prairie Creek SO2 Cap v5.16 | 714 | 7505 | Rate Constraint in MTons | FALSE | L | Annual | Fuel Consumed | TBtu | 5.7596 | 7.3342 | 0 | 0 | 0 | 0 | 0
NSR Prairie Creek SO2 Cap v5.16 | 714 | 7505 | Rate Constraint in MTons | FALSE | L | Annual | Rate | lb/MMBtu | 0 | 0 | 0 | 0 | 0 | 0 | 0
NSR Prairie Creek SO2 Cap v5.16 | 714 | 7505 | Rate Constraint in MTons | FALSE | L | Annual | Generation | TWh | 0.54858 | 0.69856 | 0 | 0 | 0 | 0 | 0
NSR Prairie Creek SO2 Cap v5.16 | 714 | 7505 | Rate Constraint in MTons | FALSE | L | Annual | Qualifying Generation | TWh | 0.54858 | 0.69856 | 0 | 0 | 0 | 0 | 0
NSR Prairie Creek SO2 Cap v5.16 | 714 | 7505 | Rate Constraint in MTons | FALSE | L | Annual | Rate | lb/MWh | 0 | 0 | 0 | 0 | 0 | 0 | 0
NSR Prairie Creek SO2 Cap v5.16 | 714 | 7505 | Rate Constraint in MTons | FALSE | L | Annual | Constraint Shadow Price | US2019$/Ton | 0 | 0 | 0 | 0 | 0 | 0 | 0
NSR Prairie Creek Unit 3 SO2 Rate v5.16 | 715 | 7507 | Rate Constraint in lbs/MMBtu | FALSE | L | Annual | Seasons Included | Seasons | Winter, WintShld, Summer | Winter, WintShld, Summer | Winter, WintShld, Summer | Winter, WintShld, Summer | Winter, WintShld, Summer | Winter, WintShld, Summer | Winter, WintShld, Summer
NSR Prairie Creek Unit 3 SO2 Rate v5.16 | 715 | 7507 | Rate Constraint in lbs/MMBtu | FALSE | L | Annual | Standard SO2 | lb/MMBtu | 0.7 | 0.7 | 0.7 | 0.7 | 0.7 | 0.7 | 0.7
NSR Prairie Creek Unit 3 SO2 Rate v5.16 | 715 | 7507 | Rate Constraint in lbs/MMBtu | FALSE | L | Annual | Emissions at Affected Plants SO2 | Thousand Tons | 0 | 0 | 0 | 0 | 0 | 0 | 0
NSR Prairie Creek Unit 3 SO2 Rate v5.16 | 715 | 7507 | Rate Constraint in lbs/MMBtu | FALSE | L | Annual | Allowances Purchased SO2 | Thousand Tons | 0 | 0 | 0 | 0 | 0 | 0 | 0
NSR Prairie Creek Unit 3 SO2 Rate v5.16 | 715 | 7507 | Rate Constraint in lbs/MMBtu | FALSE | L | Annual | Allowances Sold SO2 | Thousand Tons | 0 | 0 | 0 | 0 | 0 | 0 | 0
NSR Prairie Creek Unit 3 SO2 Rate v5.16 | 715 | 7507 | Rate Constraint in lbs/MMBtu | FALSE | L | Annual | Allowances Banked | Thousand Tons | 0 | 0 | 0 | 0 | 0 | 0 | 0
NSR Prairie Creek Unit 3 SO2 Rate v5.16 | 715 | 7507 | Rate Constraint in lbs/MMBtu | FALSE | L | Annual | Allowances Withdrawn (1:1) | Thousand Tons | 0 | 0 | 0 | 0 | 0 | 0 | 0
NSR Prairie Creek Unit 3 SO2 Rate v5.16 | 715 | 7507 | Rate Constraint in lbs/MMBtu | FALSE | L | Annual | Allowances Withdrawn (n:1) | Thousand Tons | 0 | 0 | 0 | 0 | 0 | 0 | 0
NSR Prairie Creek Unit 3 SO2 Rate v5.16 | 715 | 7507 | Rate Constraint in lbs/MMBtu | FALSE | L | Annual | Net Emissions Allowance Position | Thousand Tons | 0 | 0 | 0 | 0 | 0 | 0 | 0
NSR Prairie Creek Unit 3 SO2 Rate v5.16 | 715 | 7507 | Rate Constraint in lbs/MMBtu | FALSE | L | Annual | Fuel Consumed | TBtu | 0 | 0 | 0 | 0 | 0 | 0 | 0
NSR Prairie Creek Unit 3 SO2 Rate v5.16 | 715 | 7507 | Rate Constraint in lbs/MMBtu | FALSE | L | Annual | Rate | lb/MMBtu | 0 | 0 | 0 | 0 | 0 | 0 | 0
NSR Prairie Creek Unit 3 SO2 Rate v5.16 | 715 | 7507 | Rate Constraint in lbs/MMBtu | FALSE | L | Annual | Generation | TWh | 0 | 0 | 0 | 0 | 0 | 0 | 0
NSR Prairie Creek Unit 3 SO2 Rate v5.16 | 715 | 7507 | Rate Constraint in lbs/MMBtu | FALSE | L | Annual | Qualifying Generation | TWh | 0 | 0 | 0 | 0 | 0 | 0 | 0
NSR Prairie Creek Unit 3 SO2 Rate v5.16 | 715 | 7507 | Rate Constraint in lbs/MMBtu | FALSE | L | Annual | Rate | lb/MWh | 0 | 0 | 0 | 0 | 0 | 0 | 0
NSR Prairie Creek Unit 3 SO2 Rate v5.16 | 715 | 7507 | Rate Constraint in lbs/MMBtu | FALSE | L | Annual | Constraint Shadow Price | US2019$/Ton | 0 | 0 | 0 | 0 | 0 | 0 | 0
NSR Prairie Creek Unit 4 SO2 Rate v5.16 | 716 | 7508 | Rate Constraint in lbs/MMBtu | FALSE | L | Annual | Seasons Included | Seasons | Winter, WintShld, Summer | Winter, WintShld, Summer | Winter, WintShld, Summer | Winter, WintShld, Summer | Winter, WintShld, Summer | Winter, WintShld, Summer | Winter, WintShld, Summer
NSR Prairie Creek Unit 4 SO2 Rate v5.16 | 716 | 7508 | Rate Constraint in lbs/MMBtu | FALSE | L | Annual | Standard SO2 | lb/MMBtu | 0.7 | 0.7 | 0.7 | 0.7 | 0.7 | 0.7 | 0.7
NSR Prairie Creek Unit 4 SO2 Rate v5.16 | 716 | 7508 | Rate Constraint in lbs/MMBtu | FALSE | L | Annual | Emissions at Affected Plants SO2 | Thousand Tons | 0 | 0 | 0 | 0 | 0 | 0 | 0
NSR Prairie Creek Unit 4 SO2 Rate v5.16 | 716 | 7508 | Rate Constraint in lbs/MMBtu | FALSE | L | Annual | Allowances Purchased SO2 | Thousand Tons | 0 | 0 | 0 | 0 | 0 | 0 | 0
NSR Prairie Creek Unit 4 SO2 Rate v5.16 | 716 | 7508 | Rate Constraint in lbs/MMBtu | FALSE | L | Annual | Allowances Sold SO2 | Thousand Tons | 0 | 0 | 0 | 0 | 0 | 0 | 0
NSR Prairie Creek Unit 4 SO2 Rate v5.16 | 716 | 7508 | Rate Constraint in lbs/MMBtu | FALSE | L | Annual | Allowances Banked | Thousand Tons | 0 | 0 | 0 | 0 | 0 | 0 | 0
NSR Prairie Creek Unit 4 SO2 Rate v5.16 | 716 | 7508 | Rate Constraint in lbs/MMBtu | FALSE | L | Annual | Allowances Withdrawn (1:1) | Thousand Tons | 0 | 0 | 0 | 0 | 0 | 0 | 0
NSR Prairie Creek Unit 4 SO2 Rate v5.16 | 716 | 7508 | Rate Constraint in lbs/MMBtu | FALSE | L | Annual | Allowances Withdrawn (n:1) | Thousand Tons | 0 | 0 | 0 | 0 | 0 | 0 | 0
NSR Prairie Creek Unit 4 SO2 Rate v5.16 | 716 | 7508 | Rate Constraint in lbs/MMBtu | FALSE | L | Annual | Net Emissions Allowance Position | Thousand Tons | 0 | 0 | 0 | 0 | 0 | 0 | 0
NSR Prairie Creek Unit 4 SO2 Rate v5.16 | 716 | 7508 | Rate Constraint in lbs/MMBtu | FALSE | L | Annual | Fuel Consumed | TBtu | 1.9554 | 2.49 | 0 | 0 | 0 | 0 | 0
NSR Prairie Creek Unit 4 SO2 Rate v5.16 | 716 | 7508 | Rate Constraint in lbs/MMBtu | FALSE | L | Annual | Rate | lb/MMBtu | 0 | 0 | 0 | 0 | 0 | 0 | 0
NSR Prairie Creek Unit 4 SO2 Rate v5.16 | 716 | 7508 | Rate Constraint in lbs/MMBtu | FALSE | L | Annual | Generation | TWh | 0.54858 | 0.69856 | 0 | 0 | 0 | 0 | 0
NSR Prairie Creek Unit 4 SO2 Rate v5.16 | 716 | 7508 | Rate Constraint in lbs/MMBtu | FALSE | L | Annual | Qualifying Generation | TWh | 0.18625 | 0.23717 | 0 | 0 | 0 | 0 | 0
NSR Prairie Creek Unit 4 SO2 Rate v5.16 | 716 | 7508 | Rate Constraint in lbs/MMBtu | FALSE | L | Annual | Rate | lb/MWh | 0 | 0 | 0 | 0 | 0 | 0 | 0
NSR Prairie Creek Unit 4 SO2 Rate v5.16 | 716 | 7508 | Rate Constraint in lbs/MMBtu | FALSE | L | Annual | Constraint Shadow Price | US2019$/Ton | 0 | 0 | 0 | 0 | 0 | 0 | 0
NSR Rockport 1 & 2 - SO2 Cap Annual v5.13 | 719 | 7374 | Rate Constraint in MTons | FALSE | L | Annual | Seasons Included | Seasons | Winter, WintShld, Summer | Winter, WintShld, Summer | Winter, WintShld, Summer | Winter, WintShld, Summer | Winter, WintShld, Summer | Winter, WintShld, Summer | Winter, WintShld, Summer
NSR Rockport 1 & 2 - SO2 Cap Annual v5.13 | 719 | 7374 | Rate Constraint in MTons | FALSE | L | Annual | Standard SO2 | Thousand Tons | 10 | 5 | 5 | 5 | 5 | 5 | 5
NSR Rockport 1 & 2 - SO2 Cap Annual v5.13 | 719 | 7374 | Rate Constraint in MTons | FALSE | L | Annual | Emissions at Affected Plants SO2 | Thousand Tons | 0.10776 | 0 | 0 | 0 | 0 | 0 | 0
NSR Rockport 1 & 2 - SO2 Cap Annual v5.13 | 719 | 7374 | Rate Constraint in MTons | FALSE | L | Annual | Allowances Purchased SO2 | Thousand Tons | 0 | 0 | 0 | 0 | 0 | 0 | 0
NSR Rockport 1 & 2 - SO2 Cap Annual v5.13 | 719 | 7374 | Rate Constraint in MTons | FALSE | L | Annual | Allowances Sold SO2 | Thousand Tons | 0 | 0 | 0 | 0 | 0 | 0 | 0
NSR Rockport 1 & 2 - SO2 Cap Annual v5.13 | 719 | 7374 | Rate Constraint in MTons | FALSE | L | Annual | Allowances Banked | Thousand Tons | 0 | 0 | 0 | 0 | 0 | 0 | 0
NSR Rockport 1 & 2 - SO2 Cap Annual v5.13 | 719 | 7374 | Rate Constraint in MTons | FALSE | L | Annual | Allowances Withdrawn (1:1) | Thousand Tons | 0 | 0 | 0 | 0 | 0 | 0 | 0
NSR Rockport 1 & 2 - SO2 Cap Annual v5.13 | 719 | 7374 | Rate Constraint in MTons | FALSE | L | Annual | Allowances Withdrawn (n:1) | Thousand Tons | 0 | 0 | 0 | 0 | 0 | 0 | 0
NSR Rockport 1 & 2 - SO2 Cap Annual v5.13 | 719 | 7374 | Rate Constraint in MTons | FALSE | L | Annual | Net Emissions Allowance Position | Thousand Tons | 0.10776 | 0 | 0 | 0 | 0 | 0 | 0
NSR Rockport 1 & 2 - SO2 Cap Annual v5.13 | 719 | 7374 | Rate Constraint in MTons | FALSE | L | Annual | Fuel Consumed | TBtu | 0.66523 | 0 | 0 | 0 | 0 | 0 | 0
NSR Rockport 1 & 2 - SO2 Cap Annual v5.13 | 719 | 7374 | Rate Constraint in MTons | FALSE | L | Annual | Rate | lb/MMBtu | 0.32399 | 0 | 0 | 0 | 0 | 0 | 0
NSR Rockport 1 & 2 - SO2 Cap Annual v5.13 | 719 | 7374 | Rate Constraint in MTons | FALSE | L | Annual | Generation | TWh | 0.063237 | 0 | 0 | 0 | 0 | 0 | 0
NSR Rockport 1 & 2 - SO2 Cap Annual v5.13 | 719 | 7374 | Rate Constraint in MTons | FALSE | L | Annual | Qualifying Generation | TWh | 0.063237 | 0 | 0 | 0 | 0 | 0 | 0
NSR Rockport 1 & 2 - SO2 Cap Annual v5.13 | 719 | 7374 | Rate Constraint in MTons | FALSE | L | Annual | Rate | lb/MWh | 3.4082 | 0 | 0 | 0 | 0 | 0 | 0
NSR Rockport 1 & 2 - SO2 Cap Annual v5.13 | 719 | 7374 | Rate Constraint in MTons | FALSE | L | Annual | Constraint Shadow Price | US2019$/Ton | 0 | 0 | 0 | 0 | 0 | 0 | 0
NSR Santee Cooper - NOX Cap Annual v3.1 | 720 | 7395 | Rate Constraint in MTons | FALSE | L | Annual | Seasons Included | Seasons | Winter, WintShld, Summer | Winter, WintShld, Summer | Winter, WintShld, Summer | Winter, WintShld, Summer | Winter, WintShld, Summer | Winter, WintShld, Summer | Winter, WintShld, Summer
NSR Santee Cooper - NOX Cap Annual v3.1 | 720 | 7395 | Rate Constraint in MTons | FALSE | L | Annual | Standard NOX | Thousand Tons | 20 | 20 | 20 | 20 | 20 | 20 | 20
NSR Santee Cooper - NOX Cap Annual v3.1 | 720 | 7395 | Rate Constraint in MTons | FALSE | L | Annual | Emissions at Affected Plants NOX | Thousand Tons | 2.9078 | 1.465 | 0 | 0 | 0 | 0 | 0
NSR Santee Cooper - NOX Cap Annual v3.1 | 720 | 7395 | Rate Constraint in MTons | FALSE | L | Annual | Allowances Purchased NOX | Thousand Tons | 0 | 0 | 0 | 0 | 0 | 0 | 0
NSR Santee Cooper - NOX Cap Annual v3.1 | 720 | 7395 | Rate Constraint in MTons | FALSE | L | Annual | Allowances Sold NOX | Thousand Tons | 0 | 0 | 0 | 0 | 0 | 0 | 0
NSR Santee Cooper - NOX Cap Annual v3.1 | 720 | 7395 | Rate Constraint in MTons | FALSE | L | Annual | Allowances Banked | Thousand Tons | 0 | 0 | 0 | 0 | 0 | 0 | 0
NSR Santee Cooper - NOX Cap Annual v3.1 | 720 | 7395 | Rate Constraint in MTons | FALSE | L | Annual | Allowances Withdrawn (1:1) | Thousand Tons | 0 | 0 | 0 | 0 | 0 | 0 | 0
NSR Santee Cooper - NOX Cap Annual v3.1 | 720 | 7395 | Rate Constraint in MTons | FALSE | L | Annual | Allowances Withdrawn (n:1) | Thousand Tons | 0 | 0 | 0 | 0 | 0 | 0 | 0
NSR Santee Cooper - NOX Cap Annual v3.1 | 720 | 7395 | Rate Constraint in MTons | FALSE | L | Annual | Net Emissions Allowance Position | Thousand Tons | 2.9078 | 1.465 | 0 | 0 | 0 | 0 | 0
NSR Santee Cooper - NOX Cap Annual v3.1 | 720 | 7395 | Rate Constraint in MTons | FALSE | L | Annual | Fuel Consumed | TBtu | 80.8444 | 41.7767 | 0 | 0 | 0 | 0 | 0
NSR Santee Cooper - NOX Cap Annual v3.1 | 720 | 7395 | Rate Constraint in MTons | FALSE | L | Annual | Rate | lb/MMBtu | 0.071936 | 0.070135 | 0 | 0 | 0 | 0 | 0
NSR Santee Cooper - NOX Cap Annual v3.1 | 720 | 7395 | Rate Constraint in MTons | FALSE | L | Annual | Generation | TWh | 7.9696 | 4.1172 | 0 | 0 | 0 | 0 | 0
NSR Santee Cooper - NOX Cap Annual v3.1 | 720 | 7395 | Rate Constraint in MTons | FALSE | L | Annual | Qualifying Generation | TWh | 7.9696 | 4.1172 | 0 | 0 | 0 | 0 | 0
NSR Santee Cooper - NOX Cap Annual v3.1 | 720 | 7395 | Rate Constraint in MTons | FALSE | L | Annual | Rate | lb/MWh | 0.72972 | 0.71165 | 0 | 0 | 0 | 0 | 0
NSR Santee Cooper - NOX Cap Annual v3.1 | 720 | 7395 | Rate Constraint in MTons | FALSE | L | Annual | Constraint Shadow Price | US2019$/Ton | 0 | 0 | 0 | 0 | 0 | 0 | 0
NSR Santee Cooper - NOX Rate Annual v3.1 | 721 | 7396 | Rate Constraint in lbs/MMBtu | FALSE | L | Annual | Seasons Included | Seasons | Winter, WintShld, Summer | Winter, WintShld, Summer | Winter, WintShld, Summer | Winter, WintShld, Summer | Winter, WintShld, Summer | Winter, WintShld, Summer | Winter, WintShld, Summer
NSR Santee Cooper - NOX Rate Annual v3.1 | 721 | 7396 | Rate Constraint in lbs/MMBtu | FALSE | L | Annual | Standard NOX | lb/MMBtu | 0.15 | 0.15 | 0.15 | 0.15 | 0.15 | 0.15 | 0.15
NSR Santee Cooper - NOX Rate Annual v3.1 | 721 | 7396 | Rate Constraint in lbs/MMBtu | FALSE | L | Annual | Emissions at Affected Plants NOX | Thousand Tons | 2.9078 | 1.465 | 0 | 0 | 0 | 0 | 0
NSR Santee Cooper - NOX Rate Annual v3.1 | 721 | 7396 | Rate Constraint in lbs/MMBtu | FALSE | L | Annual | Allowances Purchased NOX | Thousand Tons | 0 | 0 | 0 | 0 | 0 | 0 | 0
NSR Santee Cooper - NOX Rate Annual v3.1 | 721 | 7396 | Rate Constraint in lbs/MMBtu | FALSE | L | Annual | Allowances Sold NOX | Thousand Tons | 0 | 0 | 0 | 0 | 0 | 0 | 0
NSR Santee Cooper - NOX Rate Annual v3.1 | 721 | 7396 | Rate Constraint in lbs/MMBtu | FALSE | L | Annual | Allowances Banked | Thousand Tons | 0 | 0 | 0 | 0 | 0 | 0 | 0
NSR Santee Cooper - NOX Rate Annual v3.1 | 721 | 7396 | Rate Constraint in lbs/MMBtu | FALSE | L | Annual | Allowances Withdrawn (1:1) | Thousand Tons | 0 | 0 | 0 | 0 | 0 | 0 | 0
NSR Santee Cooper - NOX Rate Annual v3.1 | 721 | 7396 | Rate Constraint in lbs/MMBtu | FALSE | L | Annual | Allowances Withdrawn (n:1) | Thousand Tons | 0 | 0 | 0 | 0 | 0 | 0 | 0
NSR Santee Cooper - NOX Rate Annual v3.1 | 721 | 7396 | Rate Constraint in lbs/MMBtu | FALSE | L | Annual | Net Emissions Allowance Position | Thousand Tons | 2.9078 | 1.465 | 0 | 0 | 0 | 0 | 0
NSR Santee Cooper - NOX Rate Annual v3.1 | 721 | 7396 | Rate Constraint in lbs/MMBtu | FALSE | L | Annual | Fuel Consumed | TBtu | 80.8444 | 41.7767 | 0 | 0 | 0 | 0 | 0
NSR Santee Cooper - NOX Rate Annual v3.1 | 721 | 7396 | Rate Constraint in lbs/MMBtu | FALSE | L | Annual | Rate | lb/MMBtu | 0.071936 | 0.070135 | 0 | 0 | 0 | 0 | 0
NSR Santee Cooper - NOX Rate Annual v3.1 | 721 | 7396 | Rate Constraint in lbs/MMBtu | FALSE | L | Annual | Generation | TWh | 7.9696 | 4.1172 | 0 | 0 | 0 | 0 | 0
NSR Santee Cooper - NOX Rate Annual v3.1 | 721 | 7396 | Rate Constraint in lbs/MMBtu | FALSE | L | Annual | Qualifying Generation | TWh | 7.9696 | 4.1172 | 0 | 0 | 0 | 0 | 0
NSR Santee Cooper - NOX Rate Annual v3.1 | 721 | 7396 | Rate Constraint in lbs/MMBtu | FALSE | L | Annual | Rate | lb/MWh | 0.72972 | 0.71165 | 0 | 0 | 0 | 0 | 0
NSR Santee Cooper - NOX Rate Annual v3.1 | 721 | 7396 | Rate Constraint in lbs/MMBtu | FALSE | L | Annual | Constraint Shadow Price | US2019$/Ton | 0 | 0 | 0 | 0 | 0 | 0 | 0
NSR Santee Cooper - SO2 Cap Annual v3.1 | 722 | 7397 | Rate Constraint in MTons | FALSE | L | Annual | Seasons Included | Seasons | Winter, WintShld, Summer | Winter, WintShld, Summer | Winter, WintShld, Summer | Winter, WintShld, Summer | Winter, WintShld, Summer | Winter, WintShld, Summer | Winter, WintShld, Summer
NSR Santee Cooper - SO2 Cap Annual v3.1 | 722 | 7397 | Rate Constraint in MTons | FALSE | L | Annual | Standard SO2 | Thousand Tons | 65 | 65 | 65 | 65 | 65 | 65 | 65
NSR Santee Cooper - SO2 Cap Annual v3.1 | 722 | 7397 | Rate Constraint in MTons | FALSE | L | Annual | Emissions at Affected Plants SO2 | Thousand Tons | 5.169 | 2.9611 | 0 | 0 | 0 | 0 | 0
NSR Santee Cooper - SO2 Cap Annual v3.1 | 722 | 7397 | Rate Constraint in MTons | FALSE | L | Annual | Allowances Purchased SO2 | Thousand Tons | 0 | 0 | 0 | 0 | 0 | 0 | 0
NSR Santee Cooper - SO2 Cap Annual v3.1 | 722 | 7397 | Rate Constraint in MTons | FALSE | L | Annual | Allowances Sold SO2 | Thousand Tons | 0 | 0 | 0 | 0 | 0 | 0 | 0
NSR Santee Cooper - SO2 Cap Annual v3.1 | 722 | 7397 | Rate Constraint in MTons | FALSE | L | Annual | Allowances Banked | Thousand Tons | 0 | 0 | 0 | 0 | 0 | 0 | 0
NSR Santee Cooper - SO2 Cap Annual v3.1 | 722 | 7397 | Rate Constraint in MTons | FALSE | L | Annual | Allowances Withdrawn (1:1) | Thousand Tons | 0 | 0 | 0 | 0 | 0 | 0 | 0
NSR Santee Cooper - SO2 Cap Annual v3.1 | 722 | 7397 | Rate Constraint in MTons | FALSE | L | Annual | Allowances Withdrawn (n:1) | Thousand Tons | 0 | 0 | 0 | 0 | 0 | 0 | 0
NSR Santee Cooper - SO2 Cap Annual v3.1 | 722 | 7397 | Rate Constraint in MTons | FALSE | L | Annual | Net Emissions Allowance Position | Thousand Tons | 5.169 | 2.9611 | 0 | 0 | 0 | 0 | 0
NSR Santee Cooper - SO2 Cap Annual v3.1 | 722 | 7397 | Rate Constraint in MTons | FALSE | L | Annual | Fuel Consumed | TBtu | 80.8444 | 41.7767 | 0 | 0 | 0 | 0 | 0
NSR Santee Cooper - SO2 Cap Annual v3.1 | 722 | 7397 | Rate Constraint in MTons | FALSE | L | Annual | Rate | lb/MMBtu | 0.12788 | 0.14176 | 0 | 0 | 0 | 0 | 0
NSR Santee Cooper - SO2 Cap Annual v3.1 | 722 | 7397 | Rate Constraint in MTons | FALSE | L | Annual | Generation | TWh | 7.9696 | 4.1172 | 0 | 0 | 0 | 0 | 0
NSR Santee Cooper - SO2 Cap Annual v3.1 | 722 | 7397 | Rate Constraint in MTons | FALSE | L | Annual | Qualifying Generation | TWh | 7.9696 | 4.1172 | 0 | 0 | 0 | 0 | 0
NSR Santee Cooper - SO2 Cap Annual v3.1 | 722 | 7397 | Rate Constraint in MTons | FALSE | L | Annual | Rate | lb/MWh | 1.2972 | 1.4384 | 0 | 0 | 0 | 0 | 0
NSR Santee Cooper - SO2 Cap Annual v3.1 | 722 | 7397 | Rate Constraint in MTons | FALSE | L | Annual | Constraint Shadow Price | US2019$/Ton | 0 | 0 | 0 | 0 | 0 | 0 | 0
NSR Santee Cooper - SO2 Rate Annual v3.1 | 723 | 7398 | Rate Constraint in lbs/MMBtu | FALSE | L | Annual | Seasons Included | Seasons | Winter, WintShld, Summer | Winter, WintShld, Summer | Winter, WintShld, Summer | Winter, WintShld, Summer | Winter, WintShld, Summer | Winter, WintShld, Summer | Winter, WintShld, Summer
NSR Santee Cooper - SO2 Rate Annual v3.1 | 723 | 7398 | Rate Constraint in lbs/MMBtu | FALSE | L | Annual | Standard SO2 | lb/MMBtu | 0.5 | 0.5 | 0.5 | 0.5 | 0.5 | 0.5 | 0.5
NSR Santee Cooper - SO2 Rate Annual v3.1 | 723 | 7398 | Rate Constraint in lbs/MMBtu | FALSE | L | Annual | Emissions at Affected Plants SO2 | Thousand Tons | 5.169 | 2.9611 | 0 | 0 | 0 | 0 | 0
NSR Santee Cooper - SO2 Rate Annual v3.1 | 723 | 7398 | Rate Constraint in lbs/MMBtu | FALSE | L | Annual | Allowances Purchased SO2 | Thousand Tons | 0 | 0 | 0 | 0 | 0 | 0 | 0
NSR Santee Cooper - SO2 Rate Annual v3.1 | 723 | 7398 | Rate Constraint in lbs/MMBtu | FALSE | L | Annual | Allowances Sold SO2 | Thousand Tons | 0 | 0 | 0 | 0 | 0 | 0 | 0
NSR Santee Cooper - SO2 Rate Annual v3.1 | 723 | 7398 | Rate Constraint in lbs/MMBtu | FALSE | L | Annual | Allowances Banked | Thousand Tons | 0 | 0 | 0 | 0 | 0 | 0 | 0
NSR Santee Cooper - SO2 Rate Annual v3.1 | 723 | 7398 | Rate Constraint in lbs/MMBtu | FALSE | L | Annual | Allowances Withdrawn (1:1) | Thousand Tons | 0 | 0 | 0 | 0 | 0 | 0 | 0
NSR Santee Cooper - SO2 Rate Annual v3.1 | 723 | 7398 | Rate Constraint in lbs/MMBtu | FALSE | L | Annual | Allowances Withdrawn (n:1) | Thousand Tons | 0 | 0 | 0 | 0 | 0 | 0 | 0
NSR Santee Cooper - SO2 Rate Annual v3.1 | 723 | 7398 | Rate Constraint in lbs/MMBtu | FALSE | L | Annual | Net Emissions Allowance Position | Thousand Tons | 5.169 | 2.9611 | 0 | 0 | 0 | 0 | 0
NSR Santee Cooper - SO2 Rate Annual v3.1 | 723 | 7398 | Rate Constraint in lbs/MMBtu | FALSE | L | Annual | Fuel Consumed | TBtu | 80.8444 | 41.7767 | 0 | 0 | 0 | 0 | 0
NSR Santee Cooper - SO2 Rate Annual v3.1 | 723 | 7398 | Rate Constraint in lbs/MMBtu | FALSE | L | Annual | Rate | lb/MMBtu | 0.12788 | 0.14176 | 0 | 0 | 0 | 0 | 0
NSR Santee Cooper - SO2 Rate Annual v3.1 | 723 | 7398 | Rate Constraint in lbs/MMBtu | FALSE | L | Annual | Generation | TWh | 7.9696 | 4.1172 | 0 | 0 | 0 | 0 | 0
NSR Santee Cooper - SO2 Rate Annual v3.1 | 723 | 7398 | Rate Constraint in lbs/MMBtu | FALSE | L | Annual | Qualifying Generation | TWh | 7.9696 | 4.1172 | 0 | 0 | 0 | 0 | 0
NSR Santee Cooper - SO2 Rate Annual v3.1 | 723 | 7398 | Rate Constraint in lbs/MMBtu | FALSE | L | Annual | Rate | lb/MWh | 1.2972 | 1.4384 | 0 | 0 | 0 | 0 | 0
NSR Santee Cooper - SO2 Rate Annual v3.1 | 723 | 7398 | Rate Constraint in lbs/MMBtu | FALSE | L | Annual | Constraint Shadow Price | US2019$/Ton | 0 | 0 | 0 | 0 | 0 | 0 | 0
NSR Schahfer 17 & 18 - NOX Rate Annual v4.11, Unit 3547 and retrofits | 724 | 7454 | Rate Constraint in lbs/MMBtu | FALSE | L | Annual | Seasons Included | Seasons | Winter, WintShld, Summer | Winter, WintShld, Summer | Winter, WintShld, Summer | Winter, WintShld, Summer | Winter, WintShld, Summer | Winter, WintShld, Summer | Winter, WintShld, Summer
NSR Schahfer 17 & 18 - NOX Rate Annual v4.11, Unit 3547 and retrofits | 724 | 7454 | Rate Constraint in lbs/MMBtu | FALSE | L | Annual | Standard NOX | lb/MMBtu | 0.2 | 0.2 | 0.2 | 0.2 | 0.2 | 0.2 | 0.2
NSR Schahfer 17 & 18 - NOX Rate Annual v4.11, Unit 3547 and retrofits | 724 | 7454 | Rate Constraint in lbs/MMBtu | FALSE | L | Annual | Emissions at Affected Plants NOX | Thousand Tons | 0 | 0 | 0 | 0 | 0 | 0 | 0
NSR Schahfer 17 & 18 - NOX Rate Annual v4.11, Unit 3547 and retrofits | 724 | 7454 | Rate Constraint in lbs/MMBtu | FALSE | L | Annual | Allowances Purchased NOX | Thousand Tons | 0 | 0 | 0 | 0 | 0 | 0 | 0
NSR Schahfer 17 & 18 - NOX Rate Annual v4.11, Unit 3547 and retrofits | 724 | 7454 | Rate Constraint in lbs/MMBtu | FALSE | L | Annual | Allowances Sold NOX | Thousand Tons | 0 | 0 | 0 | 0 | 0 | 0 | 0
NSR Schahfer 17 & 18 - NOX Rate Annual v4.11, Unit 3547 and retrofits | 724 | 7454 | Rate Constraint in lbs/MMBtu | FALSE | L | Annual | Allowances Banked | Thousand Tons | 0 | 0 | 0 | 0 | 0 | 0 | 0
NSR Schahfer 17 & 18 - NOX Rate Annual v4.11, Unit 3547 and retrofits | 724 | 7454 | Rate Constraint in lbs/MMBtu | FALSE | L | Annual | Allowances Withdrawn (1:1) | Thousand Tons | 0 | 0 | 0 | 0 | 0 | 0 | 0
NSR Schahfer 17 & 18 - NOX Rate Annual v4.11, Unit 3547 and retrofits | 724 | 7454 | Rate Constraint in lbs/MMBtu | FALSE | L | Annual | Allowances Withdrawn (n:1) | Thousand Tons | 0 | 0 | 0 | 0 | 0 | 0 | 0
NSR Schahfer 17 & 18 - NOX Rate Annual v4.11, Unit 3547 and retrofits | 724 | 7454 | Rate Constraint in lbs/MMBtu | FALSE | L | Annual | Net Emissions Allowance Position | Thousand Tons | 0 | 0 | 0 | 0 | 0 | 0 | 0
NSR Schahfer 17 & 18 - NOX Rate Annual v4.11, Unit 3547 and retrofits | 724 | 7454 | Rate Constraint in lbs/MMBtu | FALSE | L | Annual | Fuel Consumed | TBtu | 0 | 0 | 0 | 0 | 0 | 0 | 0
NSR Schahfer 17 & 18 - NOX Rate Annual v4.11, Unit 3547 and retrofits | 724 | 7454 | Rate Constraint in lbs/MMBtu | FALSE | L | Annual | Rate | lb/MMBtu | 0 | 0 | 0 | 0 | 0 | 0 | 0
NSR Schahfer 17 & 18 - NOX Rate Annual v4.11, Unit 3547 and retrofits | 724 | 7454 | Rate Constraint in lbs/MMBtu | FALSE | L | Annual | Generation | TWh | 0 | 0 | 0 | 0 | 0 | 0 | 0
NSR Schahfer 17 & 18 - NOX Rate Annual v4.11, Unit 3547 and retrofits | 724 | 7454 | Rate Constraint in lbs/MMBtu | FALSE | L | Annual | Qualifying Generation | TWh | 0 | 0 | 0 | 0 | 0 | 0 | 0
NSR Schahfer 17 & 18 - NOX Rate Annual v4.11, Unit 3547 and retrofits | 724 | 7454 | Rate Constraint in lbs/MMBtu | FALSE | L | Annual | Rate | lb/MWh | 0 | 0 | 0 | 0 | 0 | 0 | 0
NSR Schahfer 17 & 18 - NOX Rate Annual v4.11, Unit 3547 and retrofits | 724 | 7454 | Rate Constraint in lbs/MMBtu | FALSE | L | Annual | Constraint Shadow Price | US2019$/Ton | 0 | 0 | 0 | 0 | 0 | 0 | 0
NSR Schahfer 17 & 18 - NOX Rate Annual v4.11, Unit 3548 and retrofits | 725 | 7454 | Rate Constraint in lbs/MMBtu | FALSE | L | Annual | Seasons Included | Seasons | Winter, WintShld, Summer | Winter, WintShld, Summer | Winter, WintShld, Summer | Winter, WintShld, Summer | Winter, WintShld, Summer | Winter, WintShld, Summer | Winter, WintShld, Summer
NSR Schahfer 17 & 18 - NOX Rate Annual v4.11, Unit 3548 and retrofits | 725 | 7454 | Rate Constraint in lbs/MMBtu | FALSE | L | Annual | Standard NOX | lb/MMBtu | 0.2 | 0.2 | 0.2 | 0.2 | 0.2 | 0.2 | 0.2
NSR Schahfer 17 & 18 - NOX Rate Annual v4.11, Unit 3548 and retrofits | 725 | 7454 | Rate Constraint in lbs/MMBtu | FALSE | L | Annual | Emissions at Affected Plants NOX | Thousand Tons | 0 | 0 | 0 | 0 | 0 | 0 | 0
NSR Schahfer 17 & 18 - NOX Rate Annual v4.11, Unit 3548 and retrofits | 725 | 7454 | Rate Constraint in lbs/MMBtu | FALSE | L | Annual | Allowances Purchased NOX | Thousand Tons | 0 | 0 | 0 | 0 | 0 | 0 | 0
NSR Schahfer 17 & 18 - NOX Rate Annual v4.11, Unit 3548 and retrofits | 725 | 7454 | Rate Constraint in lbs/MMBtu | FALSE | L | Annual | Allowances Sold NOX | Thousand Tons | 0 | 0 | 0 | 0 | 0 | 0 | 0
NSR Schahfer 17 & 18 - NOX Rate Annual v4.11, Unit 3548 and retrofits | 725 | 7454 | Rate Constraint in lbs/MMBtu | FALSE | L | Annual | Allowances Banked | Thousand Tons | 0 | 0 | 0 | 0 | 0 | 0 | 0
NSR Schahfer 17 & 18 - NOX Rate Annual v4.11, Unit 3548 and retrofits | 725 | 7454 | Rate Constraint in lbs/MMBtu | FALSE | L | Annual | Allowances Withdrawn (1:1) | Thousand Tons | 0 | 0 | 0 | 0 | 0 | 0 | 0
NSR Schahfer 17 & 18 - NOX Rate Annual v4.11, Unit 3548 and retrofits | 725 | 7454 | Rate Constraint in lbs/MMBtu | FALSE | L | Annual | Allowances Withdrawn (n:1) | Thousand Tons | 0 | 0 | 0 | 0 | 0 | 0 | 0
NSR Schahfer 17 & 18 - NOX Rate Annual v4.11, Unit 3548 and retrofits | 725 | 7454 | Rate Constraint in lbs/MMBtu | FALSE | L | Annual | Net Emissions Allowance Position | Thousand Tons | 0 | 0 | 0 | 0 | 0 | 0 | 0
NSR Schahfer 17 & 18 - NOX Rate Annual v4.11, Unit 3548 and retrofits | 725 | 7454 | Rate Constraint in lbs/MMBtu | FALSE | L | Annual | Fuel Consumed | TBtu | 0 | 0 | 0 | 0 | 0 | 0 | 0
NSR Schahfer 17 & 18 - NOX Rate Annual v4.11, Unit 3548 and retrofits | 725 | 7454 | Rate Constraint in lbs/MMBtu | FALSE | L | Annual | Rate | lb/MMBtu | 0 | 0 | 0 | 0 | 0 | 0 | 0
NSR Schahfer 17 & 18 - NOX Rate Annual v4.11, Unit 3548 and retrofits | 725 | 7454 | Rate Constraint in lbs/MMBtu | FALSE | L | Annual | Generation | TWh | 0 | 0 | 0 | 0 | 0 | 0 | 0
NSR Schahfer 17 & 18 - NOX Rate Annual v4.11, Unit 3548 and retrofits | 725 | 7454 | Rate Constraint in lbs/MMBtu | FALSE | L | Annual | Qualifying Generation | TWh | 0 | 0 | 0 | 0 | 0 | 0 | 0
NSR Schahfer 17 & 18 - NOX Rate Annual v4.11, Unit 3548 and retrofits | 725 | 7454 | Rate Constraint in lbs/MMBtu | FALSE | L | Annual | Rate | lb/MWh | 0 | 0 | 0 | 0 | 0 | 0 | 0
NSR Schahfer 17 & 18 - NOX Rate Annual v4.11, Unit 3548 and retrofits | 725 | 7454 | Rate Constraint in lbs/MMBtu | FALSE | L | Annual | Constraint Shadow Price | US2019$/Ton | 0 | 0 | 0 | 0 | 0 | 0 | 0
NSR Shawnee 1& 4 - SO2 Rate Annual v4.11 | 726 | 7455 | Rate Constraint in lbs/MMBtu | FALSE | L | Annual | Seasons Included | Seasons | Winter, WintShld, Summer | Winter, WintShld, Summer | Winter, WintShld, Summer | Winter, WintShld, Summer | Winter, WintShld, Summer | Winter, WintShld, Summer | Winter, WintShld, Summer
NSR Shawnee 1& 4 - SO2 Rate Annual v4.11 | 726 | 7455 | Rate Constraint in lbs/MMBtu | FALSE | L | Annual | Standard SO2 | lb/MMBtu | 1.2 | 1.2 | 1.2 | 1.2 | 1.2 | 1.2 | 1.2
NSR Shawnee 1& 4 - SO2 Rate Annual v4.11 | 726 | 7455 | Rate Constraint in lbs/MMBtu | FALSE | L | Annual | Emissions at Affected Plants SO2 | Thousand Tons | 0.69812 | 0.19958 | 0 | 0 | 0 | 0 | 0
NSR Shawnee 1& 4 - SO2 Rate Annual v4.11 | 726 | 7455 | Rate Constraint in lbs/MMBtu | FALSE | L | Annual | Allowances Purchased SO2 | Thousand Tons | 0 | 0 | 0 | 0 | 0 | 0 | 0
NSR Shawnee 1& 4 - SO2 Rate Annual v4.11 | 726 | 7455 | Rate Constraint in lbs/MMBtu | FALSE | L | Annual | Allowances Sold SO2 | Thousand Tons | 0 | 0 | 0 | 0 | 0 | 0 | 0
NSR Shawnee 1& 4 - SO2 Rate Annual v4.11 | 726 | 7455 | Rate Constraint in lbs/MMBtu | FALSE | L | Annual | Allowances Banked | Thousand Tons | 0 | 0 | 0 | 0 | 0 | 0 | 0
NSR Shawnee 1& 4 - SO2 Rate Annual v4.11 | 726 | 7455 | Rate Constraint in lbs/MMBtu | FALSE | L | Annual | Allowances Withdrawn (1:1) | Thousand Tons | 0 | 0 | 0 | 0 | 0 | 0 | 0
NSR Shawnee 1& 4 - SO2 Rate Annual v4.11 | 726 | 7455 | Rate Constraint in lbs/MMBtu | FALSE | L | Annual | Allowances Withdrawn (n:1) | Thousand Tons | 0 | 0 | 0 | 0 | 0 | 0 | 0
NSR Shawnee 1& 4 - SO2 Rate Annual v4.11 | 726 | 7455 | Rate Constraint in lbs/MMBtu | FALSE | L | Annual | Net Emissions Allowance Position | Thousand Tons | 0.69812 | 0.19958 | 0 | 0 | 0 | 0 | 0
NSR Shawnee 1& 4 - SO2 Rate Annual v4.11 | 726 | 7455 | Rate Constraint in lbs/MMBtu | FALSE | L | Annual | Fuel Consumed | TBtu | 18.3256 | 5.2391 | 0 | 0 | 0 | 0 | 0
NSR Shawnee 1& 4 - SO2 Rate Annual v4.11 | 726 | 7455 | Rate Constraint in lbs/MMBtu | FALSE | L | Annual | Rate | lb/MMBtu | 0.07619 | 0.07619 | 0 | 0 | 0 | 0 | 0
NSR Shawnee 1& 4 - SO2 Rate Annual v4.11 | 726 | 7455 | Rate Constraint in lbs/MMBtu | FALSE | L | Annual | Generation | TWh | 1.6424 | 0.46954 | 0 | 0 | 0 | 0 | 0
NSR Shawnee 1& 4 - SO2 Rate Annual v4.11 | 726 | 7455 | Rate Constraint in lbs/MMBtu | FALSE | L | Annual | Qualifying Generation | TWh | 1.6424 | 0.46954 | 0 | 0 | 0 | 0 | 0
NSR Shawnee 1& 4 - SO2 Rate Annual v4.11 | 726 | 7455 | Rate Constraint in lbs/MMBtu | FALSE | L | Annual | Rate | lb/MWh | 0.85013 | 0.85013 | 0 | 0 | 0 | 0 | 0
NSR Shawnee 1& 4 - SO2 Rate Annual v4.11 | 726 | 7455 | Rate Constraint in lbs/MMBtu | FALSE | L | Annual | Constraint Shadow Price | US2019$/Ton | 0 | 0 | 0 | 0 | 0 | 0 | 0
NSR Shawnee 5-10 - SO2 Rate Annual v4.11 | 727 | 7456 | Rate Constraint in lbs/MMBtu | FALSE | L | Annual | Seasons Included | Seasons | Winter, WintShld, Summer | Winter, WintShld, Summer | Winter, WintShld, Summer | Winter, WintShld, Summer | Winter, WintShld, Summer | Winter, WintShld, Summer | Winter, WintShld, Summer
NSR Shawnee 5-10 - SO2 Rate Annual v4.11 | 727 | 7456 | Rate Constraint in lbs/MMBtu | FALSE | L | Annual | Standard SO2 | lb/MMBtu | 1.2 | 1.2 | 1.2 | 1.2 | 1.2 | 1.2 | 1.2
NSR Shawnee 5-10 - SO2 Rate Annual v4.11 | 727 | 7456 | Rate Constraint in lbs/MMBtu | FALSE | L | Annual | Emissions at Affected Plants SO2 | Thousand Tons | 0 | 0 | 0 | 0 | 0 | 0 | 0
NSR Shawnee 5-10 - SO2 Rate Annual v4.11 | 727 | 7456 | Rate Constraint in lbs/MMBtu | FALSE | L | Annual | Allowances Purchased SO2 | Thousand Tons | 0 | 0 | 0 | 0 | 0 | 0 | 0
NSR Shawnee 5-10 - SO2 Rate Annual v4.11 | 727 | 7456 | Rate Constraint in lbs/MMBtu | FALSE | L | Annual | Allowances Sold SO2 | Thousand Tons | 0 | 0 | 0 | 0 | 0 | 0 | 0
NSR Shawnee 5-10 - SO2 Rate Annual v4.11 | 727 | 7456 | Rate Constraint in lbs/MMBtu | FALSE | L | Annual | Allowances Banked | Thousand Tons | 0 | 0 | 0 | 0 | 0 | 0 | 0
NSR Shawnee 5-10 - SO2 Rate Annual v4.11 | 727 | 7456 | Rate Constraint in lbs/MMBtu | FALSE | L | Annual | Allowances Withdrawn (1:1) | Thousand Tons | 0 | 0 | 0 | 0 | 0 | 0 | 0
NSR Shawnee 5-10 - SO2 Rate Annual v4.11 | 727 | 7456 | Rate Constraint in lbs/MMBtu | FALSE | L | Annual | Allowances Withdrawn (n:1) | Thousand Tons | 0 | 0 | 0 | 0 | 0 | 0 | 0
NSR Shawnee 5-10 - SO2 Rate Annual v4.11 | 727 | 7456 | Rate Constraint in lbs/MMBtu | FALSE | L | Annual | Net Emissions Allowance Position | Thousand Tons | 0 | 0 | 0 | 0 | 0 | 0 | 0
NSR Shawnee 5-10 - SO2 Rate Annual v4.11 | 727 | 7456 | Rate Constraint in lbs/MMBtu | FALSE | L | Annual | Fuel Consumed | TBtu | 0 | 0 | 0 | 0 | 0 | 0 | 0
NSR Shawnee 5-10 - SO2 Rate Annual v4.11 | 727 | 7456 | Rate Constraint in lbs/MMBtu | FALSE | L | Annual | Rate | lb/MMBtu | 0 | 0 | 0 | 0 | 0 | 0 | 0
NSR Shawnee 5-10 - SO2 Rate Annual v4.11 | 727 | 7456 | Rate Constraint in lbs/MMBtu | FALSE | L | Annual | Generation | TWh | 0 | 0 | 0 | 0 | 0 | 0 | 0
NSR Shawnee 5-10 - SO2 Rate Annual v4.11 | 727 | 7456 | Rate Constraint in lbs/MMBtu | FALSE | L | Annual | Qualifying Generation | TWh | 0 | 0 | 0 | 0 | 0 | 0 | 0
NSR Shawnee 5-10 - SO2 Rate Annual v4.11 | 727 | 7456 | Rate Constraint in lbs/MMBtu | FALSE | L | Annual | Rate | lb/MWh | 0 | 0 | 0 | 0 | 0 | 0 | 0
NSR Shawnee 5-10 - SO2 Rate Annual v4.11 | 727 | 7456 | Rate Constraint in lbs/MMBtu | FALSE | L | Annual | Constraint Shadow Price | US2019$/Ton | 0 | 0 | 0 | 0 | 0 | 0 | 0
NSR Taconite 1,2 - NOX Rate Annual v5.14 | 728 | 7489 | Rate Constraint in lbs/MMBtu | FALSE | L | Annual | Seasons Included | Seasons | Winter, WintShld, Summer | Winter, WintShld, Summer | Winter, WintShld, Summer | Winter, WintShld, Summer | Winter, WintShld, Summer | Winter, WintShld, Summer | Winter, WintShld, Summer
NSR Taconite 1,2 - NOX Rate Annual v5.14 | 728 | 7489 | Rate Constraint in lbs/MMBtu | FALSE | L | Annual | Standard NOX | lb/MMBtu | 0.16 | 0.16 | 0.16 | 0.16 | 0.16 | 0.16 | 0.16
NSR Taconite 1,2 - NOX Rate Annual v5.14 | 728 | 7489 | Rate Constraint in lbs/MMBtu | FALSE | L | Annual | Emissions at Affected Plants NOX | Thousand Tons | 0 | 0 | 0 | 0 | 0 | 0 | 0
NSR Taconite 1,2 - NOX Rate Annual v5.14 | 728 | 7489 | Rate Constraint in lbs/MMBtu | FALSE | L | Annual | Allowances Purchased NOX | Thousand Tons | 0 | 0 | 0 | 0 | 0 | 0 | 0
NSR Taconite 1,2 - NOX Rate Annual v5.14 | 728 | 7489 | Rate Constraint in lbs/MMBtu | FALSE | L | Annual | Allowances Sold NOX | Thousand Tons | 0 | 0 | 0 | 0 | 0 | 0 | 0
NSR Taconite 1,2 - NOX Rate Annual v5.14 | 728 | 7489 | Rate Constraint in lbs/MMBtu | FALSE | L | Annual | Allowances Banked | Thousand Tons | 0 | 0 | 0 | 0 | 0 | 0 | 0
NSR Taconite 1,2 - NOX Rate Annual v5.14 | 728 | 7489 | Rate Constraint in lbs/MMBtu | FALSE | L | Annual | Allowances Withdrawn (1:1) | Thousand Tons | 0 | 0 | 0 | 0 | 0 | 0 | 0
NSR Taconite 1,2 - NOX Rate Annual v5.14 | 728 | 7489 | Rate Constraint in lbs/MMBtu | FALSE | L | Annual | Allowances Withdrawn (n:1) | Thousand Tons | 0 | 0 | 0 | 0 | 0 | 0 | 0
NSR Taconite 1,2 - NOX Rate Annual v5.14 | 728 | 7489 | Rate Constraint in lbs/MMBtu | FALSE | L | Annual | Net Emissions Allowance Position | Thousand Tons | 0 | 0 | 0 | 0 | 0 | 0 | 0
NSR Taconite 1,2 - NOX Rate Annual v5.14 | 728 | 7489 | Rate Constraint in lbs/MMBtu | FALSE | L | Annual | Fuel Consumed | TBtu | 0 | 0 | 0 | 0 | 0 | 0 | 0
NSR Taconite 1,2 - NOX Rate Annual v5.14 | 728 | 7489 | Rate Constraint in lbs/MMBtu | FALSE | L | Annual | Rate | lb/MMBtu | 0 | 0 | 0 | 0 | 0 | 0 | 0
NSR Taconite 1,2 - NOX Rate Annual v5.14 | 728 | 7489 | Rate Constraint in lbs/MMBtu | FALSE | L | Annual | Generation | TWh | 0 | 0 | 0 | 0 | 0 | 0 | 0
NSR Taconite 1,2 - NOX Rate Annual v5.14 | 728 | 7489 | Rate Constraint in lbs/MMBtu | FALSE | L | Annual | Qualifying Generation | TWh | 0 | 0 | 0 | 0 | 0 | 0 | 0
NSR Taconite 1,2 - NOX Rate Annual v5.14 | 728 | 7489 | Rate Constraint in lbs/MMBtu | FALSE | L | Annual | Rate | lb/MWh | 0 | 0 | 0 | 0 | 0 | 0 | 0
NSR Taconite 1,2 - NOX Rate Annual v5.14 | 728 | 7489 | Rate Constraint in lbs/MMBtu | FALSE | L | Annual | Constraint Shadow Price | US2019$/Ton | 0 | 0 | 0 | 0 | 0 | 0 | 0
NSR Taconite 1,2 - SO2 Rate Annual v5.14 | 729 | 7488 | Rate Constraint in lbs/MMBtu | FALSE | L | Annual | Seasons Included | Seasons | Winter, WintShld, Summer | Winter, WintShld, Summer | Winter, WintShld, Summer | Winter, WintShld, Summer | Winter, WintShld, Summer | Winter, WintShld, Summer | Winter, WintShld, Summer
NSR Taconite 1,2 - SO2 Rate Annual v5.14 | 729 | 7488 | Rate Constraint in lbs/MMBtu | FALSE | L | Annual | Standard SO2 | lb/MMBtu | 0.3 | 0.3 | 0.3 | 0.3 | 0.3 | 0.3 | 0.3
NSR Taconite 1,2 - SO2 Rate Annual v5.14 | 729 | 7488 | Rate Constraint in lbs/MMBtu | FALSE | L | Annual | Emissions at Affected Plants SO2 | Thousand Tons | 0 | 0 | 0 | 0 | 0 | 0 | 0
NSR Taconite 1,2 - SO2 Rate Annual v5.14 | 729 | 7488 | Rate Constraint in lbs/MMBtu | FALSE | L | Annual | Allowances Purchased SO2 | Thousand Tons | 0 | 0 | 0 | 0 | 0 | 0 | 0
NSR Taconite 1,2 - SO2 Rate Annual v5.14 | 729 | 7488 | Rate Constraint in lbs/MMBtu | FALSE | L | Annual | Allowances Sold SO2 | Thousand Tons | 0 | 0 | 0 | 0 | 0 | 0 | 0
NSR Taconite 1,2 - SO2 Rate Annual v5.14 | 729 | 7488 | Rate Constraint in lbs/MMBtu | FALSE | L | Annual | Allowances Banked | Thousand Tons | 0 | 0 | 0 | 0 | 0 | 0 | 0
NSR Taconite 1,2 - SO2 Rate Annual v5.14 | 729 | 7488 | Rate Constraint in lbs/MMBtu | FALSE | L | Annual | Allowances Withdrawn (1:1) | Thousand Tons | 0 | 0 | 0 | 0 | 0 | 0 | 0
NSR Taconite 1,2 - SO2 Rate Annual v5.14 | 729 | 7488 | Rate Constraint in lbs/MMBtu | FALSE | L | Annual | Allowances Withdrawn (n:1) | Thousand Tons | 0 | 0 | 0 | 0 | 0 | 0 | 0
NSR Taconite 1,2 - SO2 Rate Annual v5.14 | 729 | 7488 | Rate Constraint in lbs/MMBtu | FALSE | L | Annual | Net Emissions Allowance Position | Thousand Tons | 0 | 0 | 0 | 0 | 0 | 0 | 0
NSR Taconite 1,2 - SO2 Rate Annual v5.14 | 729 | 7488 | Rate Constraint in lbs/MMBtu | FALSE | L | Annual | Fuel Consumed | TBtu | 0 | 0 | 0 | 0 | 0 | 0 | 0
NSR Taconite 1,2 - SO2 Rate Annual v5.14 | 729 | 7488 | Rate Constraint in lbs/MMBtu | FALSE | L | Annual | Rate | lb/MMBtu | 0 | 0 | 0 | 0 | 0 | 0 | 0
NSR Taconite 1,2 - SO2 Rate Annual v5.14 | 729 | 7488 | Rate Constraint in lbs/MMBtu | FALSE | L | Annual | Generation | TWh | 0 | 0 | 0 | 0 | 0 | 0 | 0
NSR Taconite 1,2 - SO2 Rate Annual v5.14 | 729 | 7488 | Rate Constraint in lbs/MMBtu | FALSE | L | Annual | Qualifying Generation | TWh | 0 | 0 | 0 | 0 | 0 | 0 | 0
NSR Taconite 1,2 - SO2 Rate Annual v5.14 | 729 | 7488 | Rate Constraint in lbs/MMBtu | FALSE | L | Annual | Rate | lb/MWh | 0 | 0 | 0 | 0 | 0 | 0 | 0
NSR Taconite 1,2 - SO2 Rate Annual v5.14 | 729 | 7488 | Rate Constraint in lbs/MMBtu | FALSE | L | Annual | Constraint Shadow Price | US2019$/Ton | 0 | 0 | 0 | 0 | 0 | 0 | 0
NSR Tucson Electric - SO2 Cap Annual v4.0 | 730 | 7276 | Rate Constraint in MTons | FALSE | L | Annual | Seasons Included | Seasons | Winter, WintShld, Summer | Winter, WintShld, Summer | Winter, WintShld, Summer | Winter, WintShld, Summer | Winter, WintShld, Summer | Winter, WintShld, Summer | Winter, WintShld, Summer
NSR Tucson Electric - SO2 Cap Annual v4.0 | 730 | 7276 | Rate Constraint in MTons | FALSE | L | Annual | Standard SO2 | Thousand Tons | 10.66 | 10.66 | 10.66 | 10.66 | 10.66 | 10.66 | 10.66
NSR Tucson Electric - SO2 Cap Annual v4.0 | 730 | 7276 | Rate Constraint in MTons | FALSE | L | Annual | Emissions at Affected Plants SO2 | Thousand Tons | 1.9965 | 9.3415 | 8.576 | 2.3564 | 0 | 0 | 0
NSR Tucson Electric - SO2 Cap Annual v4.0 | 730 | 7276 | Rate Constraint in MTons | FALSE | L | Annual | Allowances Purchased SO2 | Thousand Tons | 0 | 0 | 0 | 0 | 0 | 0 | 0
NSR Tucson Electric - SO2 Cap Annual v4.0 | 730 | 7276 | Rate Constraint in MTons | FALSE | L | Annual | Allowances Sold SO2 | Thousand Tons | 0 | 0 | 0 | 0 | 0 | 0 | 0
NSR Tucson Electric - SO2 Cap Annual v4.0 | 730 | 7276 | Rate Constraint in MTons | FALSE | L | Annual | Allowances Banked | Thousand Tons | 0 | 0 | 0 | 0 | 0 | 0 | 0
NSR Tucson Electric - SO2 Cap Annual v4.0 | 730 | 7276 | Rate Constraint in MTons | FALSE | L | Annual | Allowances Withdrawn (1:1) | Thousand Tons | 0 | 0 | 0 | 0 | 0 | 0 | 0
NSR Tucson Electric - SO2 Cap Annual v4.0 | 730 | 7276 | Rate Constraint in MTons | FALSE | L | Annual | Allowances Withdrawn (n:1) | Thousand Tons | 0 | 0 | 0 | 0 | 0 | 0 | 0
NSR Tucson Electric - SO2 Cap Annual v4.0 | 730 | 7276 | Rate Constraint in MTons | FALSE | L | Annual | Net Emissions Allowance Position | Thousand Tons | 1.9965 | 9.3415 | 8.576 | 2.3564 | 0 | 0 | 0
NSR Tucson Electric - SO2 Cap Annual v4.0 | 730 | 7276 | Rate Constraint in MTons | FALSE | L | Annual | Fuel Consumed | TBtu | 20.7835 | 66.2942 | 58.9727 | 58.9727 | 0 | 0 | 0
NSR Tucson Electric - SO2 Cap Annual v4.0 | 730 | 7276 | Rate Constraint in MTons | FALSE | L | Annual | Rate | lb/MMBtu | 0.19213 | 0.28182 | 0.29085 | 0.079915 | 0 | 0 | 0
NSR Tucson Electric - SO2 Cap Annual v4.0 | 730 | 7276 | Rate Constraint in MTons | FALSE | L | Annual | Generation | TWh | 2.0281 | 4.6076 | 3.8963 | 3.8963 | 0 | 0 | 0
NSR Tucson Electric - SO2 Cap Annual v4.0 | 730 | 7276 | Rate Constraint in MTons | FALSE | L | Annual | Qualifying Generation | TWh | 2.0281 | 4.6076 | 3.8963 | 3.8963 | 0 | 0 | 0
NSR Tucson Electric - SO2 Cap Annual v4.0 | 730 | 7276 | Rate Constraint in MTons | FALSE | L | Annual | Rate | lb/MWh | 1.9688 | 4.0548 | 4.4021 | 1.2096 | 0 | 0 | 0
NSR Tucson Electric - SO2 Cap Annual v4.0 | 730 | 7276 | Rate Constraint in MTons | FALSE | L | Annual | Constraint Shadow Price | US2019$/Ton | 0 | 0 | 0 | 0 | 0 | 0 | 0
NSR Tucson Electric NOx Cap Annual - v4.0 | 731 | 7277 | Rate Constraint in MTons | FALSE | L | Annual | Seasons Included | Seasons | Winter, WintShld, Summer | Winter, WintShld, Summer | Winter, WintShld, Summer | Winter, WintShld, Summer | Winter, WintShld, Summer | Winter, WintShld, Summer | Winter, WintShld, Summer
NSR Tucson Electric NOx Cap Annual - v4.0 | 731 | 7277 | Rate Constraint in MTons | FALSE | L | Annual | Standard NOX | Thousand Tons | 8.94 | 8.94 | 8.94 | 8.94 | 8.94 | 8.94 | 8.94
NSR Tucson Electric NOx Cap Annual - v4.0 | 731 | 7277 | Rate Constraint in MTons | FALSE | L | Annual | Emissions at Affected Plants NOX | Thousand Tons | 1.035 | 2.7896 | 2.2518 | 2.2518 | 0 | 0 | 0
NSR Tucson Electric NOx Cap Annual - v4.0 | 731 | 7277 | Rate Constraint in MTons | FALSE | L | Annual | Allowances Purchased NOX | Thousand Tons | 0 | 0 | 0 | 0 | 0 | 0 | 0
NSR Tucson Electric NOx Cap Annual - v4.0 | 731 | 7277 | Rate Constraint in MTons | FALSE | L | Annual | Allowances Sold NOX | Thousand Tons | 0 | 0 | 0 | 0 | 0 | 0 | 0
NSR Tucson Electric NOx Cap Annual - v4.0 | 731 | 7277 | Rate Constraint in MTons | FALSE | L | Annual | Allowances Banked | Thousand Tons | 0 | 0 | 0 | 0 | 0 | 0 | 0
NSR Tucson Electric NOx Cap Annual - v4.0 | 731 | 7277 | Rate Constraint in MTons | FALSE | L | Annual | Allowances Withdrawn (1:1) | Thousand Tons | 0 | 0 | 0 | 0 | 0 | 0 | 0
NSR Tucson Electric NOx Cap Annual - v4.0 | 731 | 7277 | Rate Constraint in MTons | FALSE | L | Annual | Allowances Withdrawn (n:1) | Thousand Tons | 0 | 0 | 0 | 0 | 0 | 0 | 0
NSR Tucson Electric NOx Cap Annual - v4.0 | 731 | 7277 | Rate Constraint in MTons | FALSE | L | Annual | Net Emissions Allowance Position | Thousand Tons | 1.035 | 2.7896 | 2.2518 | 2.2518 | 0 | 0 | 0
NSR Tucson Electric NOx Cap Annual - v4.0 | 731 | 7277 | Rate Constraint in MTons | FALSE | L | Annual | Fuel Consumed | TBtu | 20.7835 | 66.2942 | 58.9727 | 58.9727 | 0 | 0 | 0
NSR Tucson Electric NOx Cap Annual - v4.0 | 731 | 7277 | Rate Constraint in MTons | FALSE | L | Annual | Rate | lb/MMBtu | 0.099602 | 0.084159 | 0.076369 | 0.076369 | 0 | 0 | 0
NSR Tucson Electric NOx Cap Annual - v4.0 | 731 | 7277 | Rate Constraint in MTons | FALSE | L | Annual | Generation | TWh | 2.0281 | 4.6076 | 3.8963 | 3.8963 | 0 | 0 | 0
NSR Tucson Electric NOx Cap Annual - v4.0 | 731 | 7277 | Rate Constraint in MTons | FALSE | L | Annual | Qualifying Generation | TWh | 2.0281 | 4.6076 | 3.8963 | 3.8963 | 0 | 0 | 0
NSR Tucson Electric NOx Cap Annual - v4.0 | 731 | 7277 | Rate Constraint in MTons | FALSE | L | Annual | Rate | lb/MWh | 1.0207 | 1.2109 | 1.1559 | 1.1559 | 0 | 0 | 0
NSR Tucson Electric NOx Cap Annual - v4.0 | 731 | 7277 | Rate Constraint in MTons | FALSE | L | Annual | Constraint Shadow Price | US2019$/Ton | 0 | 0 | 0 | 0 | 0 | 0 | 0
NSR TVA System - NOX Cap Annual v4.11 | 732 | 7400 | Rate Constraint in MTons | FALSE | L | Annual | Seasons Included | Seasons | Winter, WintShld, Summer | Winter, WintShld, Summer | Winter, WintShld, Summer | Winter, WintShld, Summer | Winter, WintShld, Summer | Winter, WintShld, Summer | Winter, WintShld, Summer
NSR TVA System - NOX Cap Annual v4.11 | 732 | 7400 | Rate Constraint in MTons | FALSE | L | Annual | Standard NOX | Thousand Tons | 52 | 52 | 52 | 52 | 52 | 52 | 52
NSR TVA System - NOX Cap Annual v4.11 | 732 | 7400 | Rate Constraint in MTons | FALSE | L | Annual | Emissions at Affected Plants NOX | Thousand Tons | 3.4569 | 0.73316 | 0 | 0 | 0 | 0 | 0
NSR TVA System - NOX Cap Annual v4.11 | 732 | 7400 | Rate Constraint in MTons | FALSE | L | Annual | Allowances Purchased NOX | Thousand Tons | 0 | 0 | 0 | 0 | 0 | 0 | 0
NSR TVA System - NOX Cap Annual v4.11 | 732 | 7400 | Rate Constraint in MTons | FALSE | L | Annual | Allowances Sold NOX | Thousand Tons | 0 | 0 | 0 | 0 | 0 | 0 | 0
NSR TVA System - NOX Cap Annual v4.11 | 732 | 7400 | Rate Constraint in MTons | FALSE | L | Annual | Allowances Banked | Thousand Tons | 0 | 0 | 0 | 0 | 0 | 0 | 0
NSR TVA System - NOX Cap Annual v4.11 | 732 | 7400 | Rate Constraint in MTons | FALSE | L | Annual | Allowances Withdrawn (1:1) | Thousand Tons | 0 | 0 | 0 | 0 | 0 | 0 | 0
NSR TVA System - NOX Cap Annual v4.11 | 732 | 7400 | Rate Constraint in MTons | FALSE | L | Annual | Allowances Withdrawn (n:1) | Thousand Tons | 0 | 0 | 0 | 0 | 0 | 0 | 0
NSR TVA System - NOX Cap Annual v4.11 | 732 | 7400 | Rate Constraint in MTons | FALSE | L | Annual | Net Emissions Allowance Position | Thousand Tons | 3.4569 | 0.73316 | 0 | 0 | 0 | 0 | 0
NSR TVA System - NOX Cap Annual v4.11 | 732 | 7400 | Rate Constraint in MTons | FALSE | L | Annual | Fuel Consumed | TBtu | 75.9611 | 20.3078 | 0 | 0 | 0 | 0 | 0
NSR TVA System - NOX Cap Annual v4.11 | 732 | 7400 | Rate Constraint in MTons | FALSE | L | Annual | Rate | lb/MMBtu | 0.091019 | 0.072205 | 0 | 0 | 0 | 0 | 0
NSR TVA System - NOX Cap Annual v4.11 | 732 | 7400 | Rate Constraint in MTons | FALSE | L | Annual | Generation | TWh | 7.2326 | 1.8298 | 0 | 0 | 0 | 0 | 0
NSR TVA System - NOX Cap Annual v4.11 | 732 | 7400 | Rate Constraint in MTons | FALSE | L | Annual | Qualifying Generation | TWh | 7.2326 | 1.8298 | 0 | 0 | 0 | 0 | 0
NSR TVA System - NOX Cap Annual v4.11 | 732 | 7400 | Rate Constraint in MTons | FALSE | L | Annual | Rate | lb/MWh | 0.95594 | 0.80136 | 0 | 0 | 0 | 0 | 0
NSR TVA System - NOX Cap Annual v4.11 | 732 | 7400 | Rate Constraint in MTons | FALSE | L | Annual | Constraint Shadow Price | US2019$/Ton | 0 | 0 | 0 | 0 | 0 | 0 | 0
NSR TVA System - SO2 Cap Annual v4.11 | 733 | 7399 | Rate Constraint in MTons | FALSE | L | Annual | Seasons Included | Seasons | Winter, WintShld, Summer | Winter, WintShld, Summer | Winter, WintShld, Summer | Winter, WintShld, Summer | Winter, WintShld, Summer | Winter, WintShld, Summer | Winter, WintShld, Summer
NSR TVA System - SO2 Cap Annual v4.11 | 733 | 7399 | Rate Constraint in MTons | FALSE | L | Annual | Standard SO2 | Thousand Tons | 100 | 100 | 100 | 100 | 100 | 100 | 100
NSR TVA System - SO2 Cap Annual v4.11 | 733 | 7399 | Rate Constraint in MTons | FALSE | L | Annual | Emissions at Affected Plants SO2 | Thousand Tons | 3.5359 | 0.62766 | 0 | 0 | 0 | 0 | 0
NSR TVA System - SO2 Cap Annual v4.11 | 733 | 7399 | Rate Constraint in MTons | FALSE | L | Annual | Allowances Purchased SO2 | Thousand Tons | 0 | 0 | 0 | 0 | 0 | 0 | 0
NSR TVA System - SO2 Cap Annual v4.11 | 733 | 7399 | Rate Constraint in MTons | FALSE | L | Annual | Allowances Sold SO2 | Thousand Tons | 0 | 0 | 0 | 0 | 0 | 0 | 0
NSR TVA System - SO2 Cap Annual v4.11 | 733 | 7399 | Rate Constraint in MTons | FALSE | L | Annual | Allowances Banked | Thousand Tons | 0 | 0 | 0 | 0 | 0 | 0 | 0
NSR TVA System - SO2 Cap Annual v4.11 | 733 | 7399 | Rate Constraint in MTons | FALSE | L | Annual | Allowances Withdrawn (1:1) | Thousand Tons | 0 | 0 | 0 | 0 | 0 | 0 | 0
NSR TVA System - SO2 Cap Annual v4.11 | 733 | 7399 | Rate Constraint in MTons | FALSE | L | Annual | Allowances Withdrawn (n:1) | Thousand Tons | 0 | 0 | 0 | 0 | 0 | 0 | 0
NSR TVA System - SO2 Cap Annual v4.11 | 733 | 7399 | Rate Constraint in MTons | FALSE | L | Annual | Net Emissions Allowance Position | Thousand Tons | 3.5359 | 0.62766 | 0 | 0 | 0 | 0 | 0
NSR TVA System - SO2 Cap Annual v4.11 | 733 | 7399 | Rate Constraint in MTons | FALSE | L | Annual | Fuel Consumed | TBtu | 75.9611 | 20.3078 | 0 | 0 | 0 | 0 | 0
NSR TVA System - SO2 Cap Annual v4.11 | 733 | 7399 | Rate Constraint in MTons | FALSE | L | Annual | Rate | lb/MMBtu | 0.093099 | 0.061814 | 0 | 0 | 0 | 0 | 0
NSR TVA System - SO2 Cap Annual v4.11 | 733 | 7399 | Rate Constraint in MTons | FALSE | L | Annual | Generation | TWh | 7.2326 | 1.8298 | 0 | 0 | 0 | 0 | 0
NSR TVA System - SO2 Cap Annual v4.11 | 733 | 7399 | Rate Constraint in MTons | FALSE | L | Annual | Qualifying Generation | TWh | 7.2326 | 1.8298 | 0 | 0 | 0 | 0 | 0
NSR TVA System - SO2 Cap Annual v4.11 | 733 | 7399 | Rate Constraint in MTons | FALSE | L | Annual | Rate | lb/MWh | 0.97779 | 0.68604 | 0 | 0 | 0 | 0 | 0
NSR TVA System - SO2 Cap Annual v4.11 | 733 | 7399 | Rate Constraint in MTons | FALSE | L | Annual | Constraint Shadow Price | US2019$/Ton | 0 | 0 | 0 | 0 | 0 | 0 | 0
NSR Valley 1-4 - NOX Rate Annual v5.16 | 734 | 7429 | Rate Constraint in lbs/MMBtu | FALSE | L | Annual | Seasons Included | Seasons | Winter, WintShld, Summer | Winter, WintShld, Summer | Winter, WintShld, Summer | Winter, WintShld, Summer | Winter, WintShld, Summer | Winter, WintShld, Summer | Winter, WintShld, Summer
NSR Valley 1-4 - NOX Rate Annual v5.16 | 734 | 7429 | Rate Constraint in lbs/MMBtu | FALSE | L | Annual | Standard NOX | lb/MMBtu | 0.08 | 0.08 | 0.08 | 0.08 | 0.08 | 0.08 | 0.08
NSR Valley 1-4 - NOX Rate Annual v5.16 | 734 | 7429 | Rate Constraint in lbs/MMBtu | FALSE | L | Annual | Emissions at Affected Plants NOX | Thousand Tons | 0.14416 | 0.26274 | 0.15221 | 0.14496 | 0 | 0 | 0.15221
NSR Valley 1-4 - NOX Rate Annual v5.16 | 734 | 7429 | Rate Constraint in lbs/MMBtu | FALSE | L | Annual | Allowances Purchased NOX | Thousand Tons | 0 | 0 | 0 | 0 | 0 | 0 | 0
NSR Valley 1-4 - NOX Rate Annual v5.16 | 734 | 7429 | Rate Constraint in lbs/MMBtu | FALSE | L | Annual | Allowances Sold NOX | Thousand Tons | 0 | 0 | 0 | 0 | 0 | 0 | 0
NSR Valley 1-4 - NOX Rate Annual v5.16 | 734 | 7429 | Rate Constraint in lbs/MMBtu | FALSE | L | Annual | Allowances Banked | Thousand Tons | 0 | 0 | 0 | 0 | 0 | 0 | 0
NSR Valley 1-4 - NOX Rate Annual v5.16 | 734 | 7429 | Rate Constraint in lbs/MMBtu | FALSE | L | Annual | Allowances Withdrawn (1:1) | Thousand Tons | 0 | 0 | 0 | 0 | 0 | 0 | 0
NSR Valley 1-4 - NOX Rate Annual v5.16 | 734 | 7429 | Rate Constraint in lbs/MMBtu | FALSE | L | Annual | Allowances Withdrawn (n:1) | Thousand Tons | 0 | 0 | 0 | 0 | 0 | 0 | 0
NSR Valley 1-4 - NOX Rate Annual v5.16 | 734 | 7429 | Rate Constraint in lbs/MMBtu | FALSE | L | Annual | Net Emissions Allowance Position | Thousand Tons | 0.14416 | 0.26274 | 0.15221 | 0.14496 | 0 | 0 | 0.15221
NSR Valley 1-4 - NOX Rate Annual v5.16 | 734 | 7429 | Rate Constraint in lbs/MMBtu | FALSE | L | Annual | Fuel Consumed | TBtu | 3.9053 | 7.1174 | 4.1232 | 3.9268 | 0 | 0 | 4.1232
NSR Valley 1-4 - NOX Rate Annual v5.16 | 734 | 7429 | Rate Constraint in lbs/MMBtu | FALSE | L | Annual | Rate | lb/MMBtu | 0.073829 | 0.073829 | 0.073829 | 0.073829 | 0 | 0 | 0.073829
NSR Valley 1-4 - NOX Rate Annual v5.16 | 734 | 7429 | Rate Constraint in lbs/MMBtu | FALSE | L | Annual | Generation | TWh | 0.46847 | 0.8538 | 0.49462 | 0.47105 | 0 | 0 | 0.49462
NSR Valley 1-4 - NOX Rate Annual v5.16 | 734 | 7429 | Rate Constraint in lbs/MMBtu | FALSE | L | Annual | Qualifying Generation | TWh | 0.40545 | 0.73893 | 0.42807 | 0.40768 | 0 | 0 | 0.42807
NSR Valley 1-4 - NOX Rate Annual v5.16 | 734 | 7429 | Rate Constraint in lbs/MMBtu | FALSE | L | Annual | Rate | lb/MWh | 0.71112 | 0.71112 | 0.71112 | 0.71112 | 0 | 0 | 0.71112
NSR Valley 1-4 - NOX Rate Annual v5.16 | 734 | 7429 | Rate Constraint in lbs/MMBtu | FALSE | L | Annual | Constraint Shadow Price | US2019$/Ton | 0 | 0 | 0 | 0 | 0 | 0 | 0
NSR Valley 1-4 - SO2 Cap Annual v5.16 | 735 | 7428 | Rate Constraint in MTons | FALSE | L | Annual | Seasons Included | Seasons | Winter, WintShld, Summer | Winter, WintShld, Summer | Winter, WintShld, Summer | Winter, WintShld, Summer | Winter, WintShld, Summer | Winter, WintShld, Summer | Winter, WintShld, Summer
NSR Valley 1-4 - SO2 Cap Annual v5.16 | 735 | 7428 | Rate Constraint in MTons | FALSE | L | Annual | Standard SO2 | Thousand Tons | 0.0095 | 0.0095 | 0.0095 | 0.0095 | 0.0095 | 0.0095 | 0.0095
NSR Valley 1-4 - SO2 Cap Annual v5.16 | 735 | 7428 | Rate Constraint in MTons | FALSE | L | Annual | Emissions at Affected Plants SO2 | Thousand Tons | 0 | 0 | 0 | 0 | 0 | 0 | 0
NSR Valley 1-4 - SO2 Cap Annual v5.16 | 735 | 7428 | Rate Constraint in MTons | FALSE | L | Annual | Allowances Purchased SO2 | Thousand Tons | 0 | 0 | 0 | 0 | 0 | 0 | 0
NSR Valley 1-4 - SO2 Cap Annual v5.16 | 735 | 7428 | Rate Constraint in MTons | FALSE | L | Annual | Allowances Sold SO2 | Thousand Tons | 0 | 0 | 0 | 0 | 0 | 0 | 0
NSR Valley 1-4 - SO2 Cap Annual v5.16 | 735 | 7428 | Rate Constraint in MTons | FALSE | L | Annual | Allowances Banked | Thousand Tons | 0 | 0 | 0 | 0 | 0 | 0 | 0
NSR Valley 1-4 - SO2 Cap Annual v5.16 | 735 | 7428 | Rate Constraint in MTons | FALSE | L | Annual | Allowances Withdrawn (1:1) | Thousand Tons | 0 | 0 | 0 | 0 | 0 | 0 | 0
NSR Valley 1-4 - SO2 Cap Annual v5.16 | 735 | 7428 | Rate Constraint in MTons | FALSE | L | Annual | Allowances Withdrawn (n:1) | Thousand Tons | 0 | 0 | 0 | 0 | 0 | 0 | 0
NSR Valley 1-4 - SO2 Cap Annual v5.16 | 735 | 7428 | Rate Constraint in MTons | FALSE | L | Annual | Net Emissions Allowance Position | Thousand Tons | 0 | 0 | 0 | 0 | 0 | 0 | 0
NSR Valley 1-4 - SO2 Cap Annual v5.16 | 735 | 7428 | Rate Constraint in MTons | FALSE | L | Annual | Fuel Consumed | TBtu | 4.5123 | 8.2238 | 4.7641 | 4.5372 | 0 | 0 | 4.7641
NSR Valley 1-4 - SO2 Cap Annual v5.16 | 735 | 7428 | Rate Constraint in MTons | FALSE | L | Annual | Rate | lb/MMBtu | 0 | 0 | 0 | 0 | 0 | 0 | 0
NSR Valley 1-4 - SO2 Cap Annual v5.16 | 735 | 7428 | Rate Constraint in MTons | FALSE | L | Annual | Generation | TWh | 0.46847 | 0.8538 | 0.49462 | 0.47105 | 0 | 0 | 0.49462
NSR Valley 1-4 - SO2 Cap Annual v5.16 | 735 | 7428 | Rate Constraint in MTons | FALSE | L | Annual | Qualifying Generation | TWh | 0.46847 | 0.8538 | 0.49462 | 0.47105 | 0 | 0 | 0.49462
NSR Valley 1-4 - SO2 Cap Annual v5.16 | 735 | 7428 | Rate Constraint in MTons | FALSE | L | Annual | Rate | lb/MWh | 0 | 0 | 0 | 0 | 0 | 0 | 0
NSR Valley 1-4 - SO2 Cap Annual v5.16 | 735 | 7428 | Rate Constraint in MTons | FALSE | L | Annual | Constraint Shadow Price | US2019$/Ton | 0 | 0 | 0 | 0 | 0 | 0 | 0
NSR W H Sammis 1-5 - SO2 Rate Annual v3.1, Unit 3872 and retrofits | 736 | 7435 | Rate Constraint in lbs/MMBtu | FALSE | L | Annual | Seasons Included | Seasons | Winter, WintShld, Summer | Winter, WintShld, Summer | Winter, WintShld, Summer | Winter, WintShld, Summer | Winter, WintShld, Summer | Winter, WintShld, Summer | Winter, WintShld, Summer
NSR W H Sammis 1-5 - SO2 Rate Annual v3.1, Unit 3872 and retrofits | 736 | 7435 | Rate Constraint in lbs/MMBtu | FALSE | L | Annual | Standard SO2 | lb/MMBtu | 1.1 | 1.1 | 1.1 | 1.1 | 1.1 | 1.1 | 1.1
NSR W H Sammis 1-5 - SO2 Rate Annual v3.1, Unit 3872 and retrofits | 736 | 7435 | Rate Constraint in lbs/MMBtu | FALSE | L | Annual | Emissions at Affected Plants SO2 | Thousand Tons | 0 | 0 | 0 | 0 | 0 | 0 | 0
NSR W H Sammis 1-5 - SO2 Rate Annual v3.1, Unit 3872 and retrofits | 736 | 7435 | Rate Constraint in lbs/MMBtu | FALSE | L | Annual | Allowances Purchased SO2 | Thousand Tons | 0 | 0 | 0 | 0 | 0 | 0 | 0
NSR W H Sammis 1-5 - SO2 Rate Annual v3.1, Unit 3872 and retrofits | 736 | 7435 | Rate Constraint in lbs/MMBtu | FALSE | L | Annual | Allowances Sold SO2 | Thousand Tons | 0 | 0 | 0 | 0 | 0 | 0 | 0
NSR W H Sammis 1-5 - SO2 Rate Annual v3.1, Unit 3872 and retrofits | 736 | 7435 | Rate Constraint in lbs/MMBtu | FALSE | L | Annual | Allowances Banked | Thousand Tons | 0 | 0 | 0 | 0 | 0 | 0 | 0
NSR W H Sammis 1-5 - SO2 Rate Annual v3.1, Unit 3872 and retrofits | 736 | 7435 | Rate Constraint in lbs/MMBtu | FALSE | L | Annual | Allowances Withdrawn (1:1) | Thousand Tons | 0 | 0 | 0 | 0 | 0 | 0 | 0
NSR W H Sammis 1-5 - SO2 Rate Annual v3.1, Unit 3872 and retrofits | 736 | 7435 | Rate Constraint in lbs/MMBtu | FALSE | L | Annual | Allowances Withdrawn (n:1) | Thousand Tons | 0 | 0 | 0 | 0 | 0 | 0 | 0
NSR W H Sammis 1-5 - SO2 Rate Annual v3.1, Unit 3872 and retrofits | 736 | 7435 | Rate Constraint in lbs/MMBtu | FALSE | L | Annual | Net Emissions Allowance Position | Thousand Tons | 0 | 0 | 0 | 0 | 0 | 0 | 0
NSR W H Sammis 1-5 - SO2 Rate Annual v3.1, Unit 3872 and retrofits | 736 | 7435 | Rate Constraint in lbs/MMBtu | FALSE | L | Annual | Fuel Consumed | TBtu | 0 | 0 | 0 | 0 | 0 | 0 | 0
NSR W H Sammis 1-5 - SO2 Rate Annual v3.1, Unit 3872 and retrofits | 736 | 7435 | Rate Constraint in lbs/MMBtu | FALSE | L | Annual | Rate | lb/MMBtu | 0 | 0 | 0 | 0 | 0 | 0 | 0
NSR W H Sammis 1-5 - SO2 Rate Annual v3.1, Unit 3872 and retrofits | 736 | 7435 | Rate Constraint in lbs/MMBtu | FALSE | L | Annual | Generation | TWh | 0 | 0 | 0 | 0 | 0 | 0 | 0
NSR W H Sammis 1-5 - SO2 Rate Annual v3.1, Unit 3872 and retrofits | 736 | 7435 | Rate Constraint in lbs/MMBtu | FALSE | L | Annual | Qualifying Generation | TWh | 0 | 0 | 0 | 0 | 0 | 0 | 0
NSR W H Sammis 1-5 - SO2 Rate Annual v3.1, Unit 3872 and retrofits | 736 | 7435 | Rate Constraint in lbs/MMBtu | FALSE | L | Annual | Rate | lb/MWh | 0 | 0 | 0 | 0 | 0 | 0 | 0
NSR W H Sammis 1-5 - SO2 Rate Annual v3.1, Unit 3872 and retrofits | 736 | 7435 | Rate Constraint in lbs/MMBtu | FALSE | L | Annual | Constraint Shadow Price | US2019$/Ton | 0 | 0 | 0 | 0 | 0 | 0 | 0
NSR W H Sammis 5 - NOX Rate Annual v3.1, Unit 3872 and retrofits | 737 | 7436 | Rate Constraint in lbs/MMBtu | FALSE | L | Annual | Seasons Included | Seasons | Winter, WintShld, Summer | Winter, WintShld, Summer | Winter, WintShld, Summer | Winter, WintShld, Summer | Winter, WintShld, Summer | Winter, WintShld, Summer | Winter, WintShld, Summer
NSR W H Sammis 5 - NOX Rate Annual v3.1, Unit 3872 and retrofits | 737 | 7436 | Rate Constraint in lbs/MMBtu | FALSE | L | Annual | Standard NOX | lb/MMBtu | 0.29 | 0.29 | 0.29 | 0.29 | 0.29 | 0.29 | 0.29
NSR W H Sammis 5 - NOX Rate Annual v3.1, Unit 3872 and retrofits | 737 | 7436 | Rate Constraint in lbs/MMBtu | FALSE | L | Annual | Emissions at Affected Plants NOX | Thousand Tons | 0 | 0 | 0 | 0 | 0 | 0 | 0
NSR W H Sammis 5 - NOX Rate Annual v3.1, Unit 3872 and retrofits | 737 | 7436 | Rate Constraint in lbs/MMBtu | FALSE | L | Annual | Allowances Purchased NOX | Thousand Tons | 0 | 0 | 0 | 0 | 0 | 0 | 0
NSR W H Sammis 5 - NOX Rate Annual v3.1, Unit 3872 and retrofits | 737 | 7436 | Rate Constraint in lbs/MMBtu | FALSE | L | Annual | Allowances Sold NOX | Thousand Tons | 0 | 0 | 0 | 0 | 0 | 0 | 0
NSR W H Sammis 5 - NOX Rate Annual v3.1, Unit 3872 and retrofits | 737 | 7436 | Rate Constraint in lbs/MMBtu | FALSE | L | Annual | Allowances Banked | Thousand Tons | 0 | 0 | 0 | 0 | 0 | 0 | 0
NSR W H Sammis 5 - NOX Rate Annual v3.1, Unit 3872 and retrofits | 737 | 7436 | Rate Constraint in lbs/MMBtu | FALSE | L | Annual | Allowances Withdrawn (1:1) | Thousand Tons | 0 | 0 | 0 | 0 | 0 | 0 | 0
NSR W H Sammis 5 - NOX Rate Annual v3.1, Unit 3872 and retrofits | 737 | 7436 | Rate Constraint in lbs/MMBtu | FALSE | L | Annual | Allowances Withdrawn (n:1) | Thousand Tons | 0 | 0 | 0 | 0 | 0 | 0 | 0
NSR W H Sammis 5 - NOX Rate Annual v3.1, Unit 3872 and retrofits | 737 | 7436 | Rate Constraint in lbs/MMBtu | FALSE | L | Annual | Net Emissions Allowance Position | Thousand Tons | 0 | 0 | 0 | 0 | 0 | 0 | 0
NSR W H Sammis 5 - NOX Rate Annual v3.1, Unit 3872 and retrofits | 737 | 7436 | Rate Constraint in lbs/MMBtu | FALSE | L | Annual | Fuel Consumed | TBtu | 0 | 0 | 0 | 0 | 0 | 0 | 0
NSR W H Sammis 5 - NOX Rate Annual v3.1, Unit 3872 and retrofits | 737 | 7436 | Rate Constraint in lbs/MMBtu | FALSE | L | Annual | Rate | lb/MMBtu | 0 | 0 | 0 | 0 | 0 | 0 | 0
NSR W H Sammis 5 - NOX Rate Annual v3.1, Unit 3872 and retrofits | 737 | 7436 | Rate Constraint in lbs/MMBtu | FALSE | L | Annual | Generation | TWh | 0 | 0 | 0 | 0 | 0 | 0 | 0
NSR W H Sammis 5 - NOX Rate Annual v3.1, Unit 3872 and retrofits | 737 | 7436 | Rate Constraint in lbs/MMBtu | FALSE | L | Annual | Qualifying Generation | TWh | 0 | 0 | 0 | 0 | 0 | 0 | 0
NSR W H Sammis 5 - NOX Rate Annual v3.1, Unit 3872 and retrofits | 737 | 7436 | Rate Constraint in lbs/MMBtu | FALSE | L | Annual | Rate | lb/MWh | 0 | 0 | 0 | 0 | 0 | 0 | 0
NSR W H Sammis 5 - NOX Rate Annual v3.1, Unit 3872 and retrofits | 737 | 7436 | Rate Constraint in lbs/MMBtu | FALSE | L | Annual | Constraint Shadow Price | US2019$/Ton | 0 | 0 | 0 | 0 | 0 | 0 | 0
NSR W H Sammis 6 - SO2 Rate Annual v3.1, Unit 3852 and retrofits | 738 | 7437 | Rate Constraint in lbs/MMBtu | FALSE | L | Annual | Seasons Included | Seasons | Winter, WintShld, Summer | Winter, WintShld, Summer | Winter, WintShld, Summer | Winter, WintShld, Summer | Winter, WintShld, Summer | Winter, WintShld, Summer | Winter, WintShld, Summer
NSR W H Sammis 6 - SO2 Rate Annual v3.1, Unit 3852 and retrofits | 738 | 7437 | Rate Constraint in lbs/MMBtu | FALSE | L | Annual | Standard SO2 | lb/MMBtu | 0.13 | 0.13 | 0.13 | 0.13 | 0.13 | 0.13 | 0.13
NSR W H Sammis 6 - SO2 Rate Annual v3.1, Unit 3852 and retrofits | 738 | 7437 | Rate Constraint in lbs/MMBtu | FALSE | L | Annual | Emissions at Affected Plants SO2 | Thousand Tons | 0 | 0 | 0 | 0 | 0 | 0 | 0
NSR W H Sammis 6 - SO2 Rate Annual v3.1, Unit 3852 and retrofits | 738 | 7437 | Rate Constraint in lbs/MMBtu | FALSE | L | Annual | Allowances Purchased SO2 | Thousand Tons | 0 | 0 | 0 | 0 | 0 | 0 | 0
NSR W H Sammis 6 - SO2 Rate Annual v3.1, Unit 3852 and retrofits | 738 | 7437 | Rate Constraint in lbs/MMBtu | FALSE | L | Annual | Allowances Sold SO2 | Thousand Tons | 0 | 0 | 0 | 0 | 0 | 0 | 0
NSR W H Sammis 6 - SO2 Rate Annual v3.1, Unit 3852 and retrofits | 738 | 7437 | Rate Constraint in lbs/MMBtu | FALSE | L | Annual | Allowances Banked | Thousand Tons | 0 | 0 | 0 | 0 | 0 | 0 | 0
NSR W H Sammis 6 - SO2 Rate Annual v3.1, Unit 3852 and retrofits | 738 | 7437 | Rate Constraint in lbs/MMBtu | FALSE | L | Annual | Allowances Withdrawn (1:1) | Thousand Tons | 0 | 0 | 0 | 0 | 0 | 0 | 0
NSR W H Sammis 6 - SO2 Rate Annual v3.1, Unit 3852 and retrofits | 738 | 7437 | Rate Constraint in lbs/MMBtu | FALSE | L | Annual | Allowances Withdrawn (n:1) | Thousand Tons | 0 | 0 | 0 | 0 | 0 | 0 | 0
NSR W H Sammis 6 - SO2 Rate Annual v3.1, Unit 3852 and retrofits | 738 | 7437 | Rate Constraint in lbs/MMBtu | FALSE | L | Annual | Net Emissions Allowance Position | Thousand Tons | 0 | 0 | 0 | 0 | 0 | 0 | 0
NSR W H Sammis 6 - SO2 Rate Annual v3.1, Unit 3852 and retrofits | 738 | 7437 | Rate Constraint in lbs/MMBtu | FALSE | L | Annual | Fuel Consumed | TBtu | 0 | 0 | 0 | 0 | 0 | 0 | 0
NSR W H Sammis 6 - SO2 Rate Annual v3.1, Unit 3852 and retrofits | 738 | 7437 | Rate Constraint in lbs/MMBtu | FALSE | L | Annual | Rate | lb/MMBtu | 0 | 0 | 0 | 0 | 0 | 0 | 0
NSR W H Sammis 6 - SO2 Rate Annual v3.1, Unit 3852 and retrofits | 738 | 7437 | Rate Constraint in lbs/MMBtu | FALSE | L | Annual | Generation | TWh | 0 | 0 | 0 | 0 | 0 | 0 | 0
NSR W H Sammis 6 - SO2 Rate Annual v3.1, Unit 3852 and retrofits | 738 | 7437 | Rate Constraint in lbs/MMBtu | FALSE | L | Annual | Qualifying Generation | TWh | 0 | 0 | 0 | 0 | 0 | 0 | 0
NSR W H Sammis 6 - SO2 Rate Annual v3.1, Unit 3852 and retrofits | 738 | 7437 | Rate Constraint in lbs/MMBtu | FALSE | L | Annual | Rate | lb/MWh | 0 | 0 | 0 | 0 | 0 | 0 | 0
NSR W H Sammis 6 - SO2 Rate Annual v3.1, Unit 3852 and retrofits | 738 | 7437 | Rate Constraint in lbs/MMBtu | FALSE | L | Annual | Constraint Shadow Price | US2019$/Ton | 0 | 0 | 0 | 0 | 0 | 0 | 0
NSR W H Sammis 6,7 - NOX Rate Annual v3.1, Unit 3852 and retrofits | 739 | 7439 | Rate Constraint in lbs/MMBtu | FALSE | L | Annual | Seasons Included | Seasons | Winter, WintShld, Summer | Winter, WintShld, Summer | Winter, WintShld, Summer | Winter, WintShld, Summer | Winter, WintShld, Summer | Winter, WintShld, Summer | Winter, WintShld, Summer
NSR W H Sammis 6,7 - NOX Rate Annual v3.1, Unit 3852 and retrofits | 739 | 7439 | Rate Constraint in lbs/MMBtu | FALSE | L | Annual | Standard NOX | lb/MMBtu | 0.1 | 0.1 | 0.1 | 0.1 | 0.1 | 0.1 | 0.1
NSR W H Sammis 6,7 - NOX Rate Annual v3.1, Unit 3852 and retrofits | 739 | 7439 | Rate Constraint in lbs/MMBtu | FALSE | L | Annual | Emissions at Affected Plants NOX | Thousand Tons | 0 | 0 | 0 | 0 | 0 | 0 | 0
NSR W H Sammis 6,7 - NOX Rate Annual v3.1, Unit 3852 and retrofits | 739 | 7439 | Rate Constraint in lbs/MMBtu | FALSE | L | Annual | Allowances Purchased NOX | Thousand Tons | 0 | 0 | 0 | 0 | 0 | 0 | 0
NSR W H Sammis 6,7 - NOX Rate Annual v3.1, Unit 3852 and retrofits | 739 | 7439 | Rate Constraint in lbs/MMBtu | FALSE | L | Annual | Allowances Sold NOX | Thousand Tons | 0 | 0 | 0 | 0 | 0 | 0 | 0
NSR W H Sammis 6,7 - NOX Rate Annual v3.1, Unit 3852 and retrofits | 739 | 7439 | Rate Constraint in lbs/MMBtu | FALSE | L | Annual | Allowances Banked | Thousand Tons | 0 | 0 | 0 | 0 | 0 | 0 | 0
NSR W H Sammis 6,7 - NOX Rate Annual v3.1, Unit 3852 and retrofits | 739 | 7439 | Rate Constraint in lbs/MMBtu | FALSE | L | Annual | Allowances Withdrawn (1:1) | Thousand Tons | 0 | 0 | 0 | 0 | 0 | 0 | 0
NSR W H Sammis 6,7 - NOX Rate Annual v3.1, Unit 3852 and retrofits | 739 | 7439 | Rate Constraint in lbs/MMBtu | FALSE | L | Annual | Allowances Withdrawn (n:1) | Thousand Tons | 0 | 0 | 0 | 0 | 0 | 0 | 0
NSR W H Sammis 6,7 - NOX Rate Annual v3.1, Unit 3852 and retrofits | 739 | 7439 | Rate Constraint in lbs/MMBtu | FALSE | L | Annual | Net Emissions Allowance Position | Thousand Tons | 0 | 0 | 0 | 0 | 0 | 0 | 0
NSR W H Sammis 6,7 - NOX Rate Annual v3.1, Unit 3852 and retrofits | 739 | 7439 | Rate Constraint in lbs/MMBtu | FALSE | L | Annual | Fuel Consumed | TBtu | 0 | 0 | 0 | 0 | 0 | 0 | 0
NSR W H Sammis 6,7 - NOX Rate Annual v3.1, Unit 3852 and retrofits | 739 | 7439 | Rate Constraint in lbs/MMBtu | FALSE | L | Annual | Rate | lb/MMBtu | 0 | 0 | 0 | 0 | 0 | 0 | 0
NSR W H Sammis 6,7 - NOX Rate Annual v3.1, Unit 3852 and retrofits | 739 | 7439 | Rate Constraint in lbs/MMBtu | FALSE | L | Annual | Generation | TWh | 0 | 0 | 0 | 0 | 0 | 0 | 0
NSR W H Sammis 6,7 - NOX Rate Annual v3.1, Unit 3852 and retrofits | 739 | 7439 | Rate Constraint in lbs/MMBtu | FALSE | L | Annual | Qualifying Generation | TWh | 0 | 0 | 0 | 0 | 0 | 0 | 0
NSR W H Sammis 6,7 - NOX Rate Annual v3.1, Unit 3852 and retrofits | 739 | 7439 | Rate Constraint in lbs/MMBtu | FALSE | L | Annual | Rate | lb/MWh | 0 | 0 | 0 | 0 | 0 | 0 | 0
NSR W H Sammis 6,7 - NOX Rate Annual v3.1, Unit 3852 and retrofits | 739 | 7439 | Rate Constraint in lbs/MMBtu | FALSE | L | Annual | Constraint Shadow Price | US2019$/Ton | 0 | 0 | 0 | 0 | 0 | 0 | 0
NSR W H Sammis 6,7 - NOX Rate Annual v3.1, Unit 3853 and retrofits | 740 | 7439 | Rate Constraint in lbs/MMBtu | FALSE | L | Annual | Seasons Included | Seasons | Winter, WintShld, Summer | Winter, WintShld, Summer | Winter, WintShld, Summer | Winter, WintShld, Summer | Winter, WintShld, Summer | Winter, WintShld, Summer | Winter, WintShld, Summer
NSR W H Sammis 6,7 - NOX Rate Annual v3.1, Unit 3853 and retrofits | 740 | 7439 | Rate Constraint in lbs/MMBtu | FALSE | L | Annual | Standard NOX | lb/MMBtu | 0.1 | 0.1 | 0.1 | 0.1 | 0.1 | 0.1 | 0.1
NSR W H Sammis 6,7 - NOX Rate Annual v3.1, Unit 3853 and retrofits | 740 | 7439 | Rate Constraint in lbs/MMBtu | FALSE | L | Annual | Emissions at Affected Plants NOX | Thousand Tons | 0 | 0 | 0 | 0 | 0 | 0 | 0
NSR W H Sammis 6,7 - NOX Rate Annual v3.1, Unit 3853 and retrofits | 740 | 7439 | Rate Constraint in lbs/MMBtu | FALSE | L | Annual | Allowances Purchased NOX | Thousand Tons | 0 | 0 | 0 | 0 | 0 | 0 | 0
NSR W H Sammis 6,7 - NOX Rate Annual v3.1, Unit 3853 and retrofits | 740 | 7439 | Rate Constraint in lbs/MMBtu | FALSE | L | Annual | Allowances Sold NOX | Thousand Tons | 0 | 0 | 0 | 0 | 0 | 0 | 0
NSR W H Sammis 6,7 - NOX Rate Annual v3.1, Unit 3853 and retrofits | 740 | 7439 | Rate Constraint in lbs/MMBtu | FALSE | L | Annual | Allowances Banked | Thousand Tons | 0 | 0 | 0 | 0 | 0 | 0 | 0
NSR W H Sammis 6,7 - NOX Rate Annual v3.1, Unit 3853 and retrofits | 740 | 7439 | Rate Constraint in lbs/MMBtu | FALSE | L | Annual | Allowances Withdrawn (1:1) | Thousand Tons | 0 | 0 | 0 | 0 | 0 | 0 | 0
NSR W H Sammis 6,7 - NOX Rate Annual v3.1, Unit 3853 and retrofits | 740 | 7439 | Rate Constraint in lbs/MMBtu | FALSE | L | Annual | Allowances Withdrawn (n:1) | Thousand Tons | 0 | 0 | 0 | 0 | 0 | 0 | 0
NSR W H Sammis 6,7 - NOX Rate Annual v3.1, Unit 3853 and retrofits | 740 | 7439 | Rate Constraint in lbs/MMBtu | FALSE | L | Annual | Net Emissions Allowance Position | Thousand Tons | 0 | 0 | 0 | 0 | 0 | 0 | 0
NSR W H Sammis 6,7 - NOX Rate Annual v3.1, Unit 3853 and retrofits | 740 | 7439 | Rate Constraint in lbs/MMBtu | FALSE | L | Annual | Fuel Consumed | TBtu | 0 | 0 | 0 | 0 | 0 | 0 | 0
NSR W H Sammis 6,7 - NOX Rate Annual v3.1, Unit 3853 and retrofits | 740 | 7439 | Rate Constraint in lbs/MMBtu | FALSE | L | Annual | Rate | lb/MMBtu | 0 | 0 | 0 | 0 | 0 | 0 | 0
NSR W H Sammis 6,7 - NOX Rate Annual v3.1, Unit 3853 and retrofits | 740 | 7439 | Rate Constraint in lbs/MMBtu | FALSE | L | Annual | Generation | TWh | 0 | 0 | 0 | 0 | 0 | 0 | 0
NSR W H Sammis 6,7 - NOX Rate Annual v3.1, Unit 3853 and retrofits | 740 | 7439 | Rate Constraint in lbs/MMBtu | FALSE | L | Annual | Qualifying Generation | TWh | 0 | 0 | 0 | 0 | 0 | 0 | 0
NSR W H Sammis 6,7 - NOX Rate Annual v3.1, Unit 3853 and retrofits | 740 | 7439 | Rate Constraint in lbs/MMBtu | FALSE | L | Annual | Rate | lb/MWh | 0 | 0 | 0 | 0 | 0 | 0 | 0
NSR W H Sammis 6,7 - NOX Rate Annual v3.1, Unit 3853 and retrofits | 740 | 7439 | Rate Constraint in lbs/MMBtu | FALSE | L | Annual | Constraint Shadow Price | US2019$/Ton | 0 | 0 | 0 | 0 | 0 | 0 | 0
NSR W H Sammis 7 - SO2 Rate Annual v3.1, Unit 3853 and retrofits | 741 | 7438 | Rate Constraint in lbs/MMBtu | FALSE | L | Annual | Seasons Included | Seasons | Winter, WintShld, Summer | Winter, WintShld, Summer | Winter, WintShld, Summer | Winter, WintShld, Summer | Winter, WintShld, Summer | Winter, WintShld, Summer | Winter, WintShld, Summer
NSR W H Sammis 7 - SO2 Rate Annual v3.1, Unit 3853 and retrofits | 741 | 7438 | Rate Constraint in lbs/MMBtu | FALSE | L | Annual | Standard SO2 | lb/MMBtu | 0.13 | 0.13 | 0.13 | 0.13 | 0.13 | 0.13 | 0.13
NSR W H Sammis 7 - SO2 Rate Annual v3.1, Unit 3853 and retrofits | 741 | 7438 | Rate Constraint in lbs/MMBtu | FALSE | L | Annual | Emissions at Affected Plants SO2 | Thousand Tons | 0 | 0 | 0 | 0 | 0 | 0 | 0
NSR W H Sammis 7 - SO2 Rate Annual v3.1, Unit 3853 and retrofits | 741 | 7438 | Rate Constraint in lbs/MMBtu | FALSE | L | Annual | Allowances Purchased SO2 | Thousand Tons | 0 | 0 | 0 | 0 | 0 | 0 | 0
NSR W H Sammis 7 - SO2 Rate Annual v3.1, Unit 3853 and retrofits | 741 | 7438 | Rate Constraint in lbs/MMBtu | FALSE | L | Annual | Allowances Sold SO2 | Thousand Tons | 0 | 0 | 0 | 0 | 0 | 0 | 0
NSR W H Sammis 7 - SO2 Rate Annual v3.1, Unit 3853 and retrofits | 741 | 7438 | Rate Constraint in lbs/MMBtu | FALSE | L | Annual | Allowances Banked | Thousand Tons | 0 | 0 | 0 | 0 | 0 | 0 | 0
NSR W H Sammis 7 - SO2 Rate Annual v3.1, Unit 3853 and retrofits | 741 | 7438 | Rate Constraint in lbs/MMBtu | FALSE | L | Annual | Allowances Withdrawn (1:1) | Thousand Tons | 0 | 0 | 0 | 0 | 0 | 0 | 0
NSR W H Sammis 7 - SO2 Rate Annual v3.1, Unit 3853 and retrofits | 741 | 7438 | Rate Constraint in lbs/MMBtu | FALSE | L | Annual | Allowances Withdrawn (n:1) | Thousand Tons | 0 | 0 | 0 | 0 | 0 | 0 | 0
NSR W H Sammis 7 - SO2 Rate Annual v3.1, Unit 3853 and retrofits | 741 | 7438 | Rate Constraint in lbs/MMBtu | FALSE | L | Annual | Net Emissions Allowance Position | Thousand Tons | 0 | 0 | 0 | 0 | 0 | 0 | 0
NSR W H Sammis 7 - SO2 Rate Annual v3.1, Unit 3853 and retrofits | 741 | 7438 | Rate Constraint in lbs/MMBtu | FALSE | L | Annual | Fuel Consumed | TBtu | 0 | 0 | 0 | 0 | 0 | 0 | 0
NSR W H Sammis 7 - SO2 Rate Annual v3.1, Unit 3853 and retrofits | 741 | 7438 | Rate Constraint in lbs/MMBtu | FALSE | L | Annual | Rate | lb/MMBtu | 0 | 0 | 0 | 0 | 0 | 0 | 0
NSR W H Sammis 7 - SO2 Rate Annual v3.1, Unit 3853 and retrofits | 741 | 7438 | Rate Constraint in lbs/MMBtu | FALSE | L | Annual | Generation | TWh | 0 | 0 | 0 | 0 | 0 | 0 | 0
NSR W H Sammis 7 - SO2 Rate Annual v3.1, Unit 3853 and retrofits | 741 | 7438 | Rate Constraint in lbs/MMBtu | FALSE | L | Annual | Qualifying Generation | TWh | 0 | 0 | 0 | 0 | 0 | 0 | 0
NSR W H Sammis 7 - SO2 Rate Annual v3.1, Unit 3853 and retrofits | 741 | 7438 | Rate Constraint in lbs/MMBtu | FALSE | L | Annual | Rate | lb/MWh | 0 | 0 | 0 | 0 | 0 | 0 | 0
NSR W H Sammis 7 - SO2 Rate Annual v3.1, Unit 3853 and retrofits | 741 | 7438 | Rate Constraint in lbs/MMBtu | FALSE | L | Annual | Constraint Shadow Price | US2019$/Ton | 0 | 0 | 0 | 0 | 25.2042 | 0 | 0
NSR WEPCO Settlement - NOX Cap Annual v3.1 | 742 | 7401 | Rate Constraint in MTons | FALSE | L | Annual | Seasons Included | Seasons | Winter, WintShld, Summer | Winter, WintShld, Summer | Winter, WintShld, Summer | Winter, WintShld, Summer | Winter, WintShld, Summer | Winter, WintShld, Summer | Winter, WintShld, Summer
NSR WEPCO Settlement - NOX Cap Annual v3.1 | 742 | 7401 | Rate Constraint in MTons | FALSE | L | Annual | Standard NOX | Thousand Tons | 17.4 | 17.4 | 17.4 | 17.4 | 17.4 | 17.4 | 17.4
NSR WEPCO Settlement - NOX Cap Annual v3.1 | 742 | 7401 | Rate Constraint in MTons | FALSE | L | Annual | Emissions at Affected Plants NOX | Thousand Tons | 0.16657 | 0.30358 | 0.17587 | 0.16749 | 0 | 0 | 0.17587
NSR WEPCO Settlement - NOX Cap Annual v3.1 | 742 | 7401 | Rate Constraint in MTons | FALSE | L | Annual | Allowances Purchased NOX | Thousand Tons | 0 | 0 | 0 | 0 | 0 | 0 | 0
NSR WEPCO Settlement - NOX Cap Annual v3.1 | 742 | 7401 | Rate Constraint in MTons | FALSE | L | Annual | Allowances Sold NOX | Thousand Tons | 0 | 0 | 0 | 0 | 0 | 0 | 0
NSR WEPCO Settlement - NOX Cap Annual v3.1 | 742 | 7401 | Rate Constraint in MTons | FALSE | L | Annual | Allowances Banked | Thousand Tons | 0 | 0 | 0 | 0 | 0 | 0 | 0
NSR WEPCO Settlement - NOX Cap Annual v3.1 | 742 | 7401 | Rate Constraint in MTons | FALSE | L | Annual | Allowances Withdrawn (1:1) | Thousand Tons | 0 | 0 | 0 | 0 | 0 | 0 | 0
NSR WEPCO Settlement - NOX Cap Annual v3.1 | 742 | 7401 | Rate Constraint in MTons | FALSE | L | Annual | Allowances Withdrawn (n:1) | Thousand Tons | 0 | 0 | 0 | 0 | 0 | 0 | 0
NSR WEPCO Settlement - NOX Cap Annual v3.1 | 742 | 7401 | Rate Constraint in MTons | FALSE | L | Annual | Net Emissions Allowance Position | Thousand Tons | 0.16657 | 0.30358 | 0.17587 | 0.16749 | 0 | 0 | 0.17587
NSR WEPCO Settlement - NOX Cap Annual v3.1 | 742 | 7401 | Rate Constraint in MTons | FALSE | L | Annual | Fuel Consumed | TBtu | 4.5123 | 8.2238 | 4.7641 | 4.5372 | 0 | 0 | 4.7641
NSR WEPCO Settlement - NOX Cap Annual v3.1 | 742 | 7401 | Rate Constraint in MTons | FALSE | L | Annual | Rate | lb/MMBtu | 0.073829 | 0.073829 | 0.073829 | 0.073829 | 0 | 0 | 0.073829
NSR WEPCO Settlement - NOX Cap Annual v3.1 | 742 | 7401 | Rate Constraint in MTons | FALSE | L | Annual | Generation | TWh | 0.46847 | 0.8538 | 0.49462 | 0.47105 | 0 | 0 | 0.49462
NSR WEPCO Settlement - NOX Cap Annual v3.1 | 742 | 7401 | Rate Constraint in MTons | FALSE | L | Annual | Qualifying Generation | TWh | 0.46847 | 0.8538 | 0.49462 | 0.47105 | 0 | 0 | 0.49462
NSR WEPCO Settlement - NOX Cap Annual v3.1 | 742 | 7401 | Rate Constraint in MTons | FALSE | L | Annual | Rate | lb/MWh | 0.71112 | 0.71112 | 0.71112 | 0.71112 | 0 | 0 | 0.71112
NSR WEPCO Settlement - NOX Cap Annual v3.1 | 742 | 7401 | Rate Constraint in MTons | FALSE | L | Annual | Constraint Shadow Price | US2019$/Ton | 0 | 0 | 0 | 0 | 0 | 0 | 0
NSR WEPCO Settlement - NOX Rate Annual v3.1 | 743 | 7402 | Rate Constraint in lbs/MMBtu | FALSE | L | Annual | Seasons Included | Seasons | Winter, WintShld, Summer | Winter, WintShld, Summer | Winter, WintShld, Summer | Winter, WintShld, Summer | Winter, WintShld, Summer | Winter, WintShld, Summer | Winter, WintShld, Summer
NSR WEPCO Settlement - NOX Rate Annual v3.1 | 743 | 7402 | Rate Constraint in lbs/MMBtu | FALSE | L | Annual | Standard NOX | lb/MMBtu | 0.17 | 0.17 | 0.17 | 0.17 | 0.17 | 0.17 | 0.17
NSR WEPCO Settlement - NOX Rate Annual v3.1 | 743 | 7402 | Rate Constraint in lbs/MMBtu | FALSE | L | Annual | Emissions at Affected Plants NOX | Thousand Tons | 0.14416 | 0.26274 | 0.15221 | 0.14496 | 0 | 0 | 0.15221
NSR WEPCO Settlement - NOX Rate Annual v3.1 | 743 | 7402 | Rate Constraint in lbs/MMBtu | FALSE | L | Annual | Allowances Purchased NOX | Thousand Tons | 0 | 0 | 0 | 0 | 0 | 0 | 0
NSR WEPCO Settlement - NOX Rate Annual v3.1 | 743 | 7402 | Rate Constraint in lbs/MMBtu | FALSE | L | Annual | Allowances Sold NOX | Thousand Tons | 0 | 0 | 0 | 0 | 0 | 0 | 0
NSR WEPCO Settlement - NOX Rate Annual v3.1 | 743 | 7402 | Rate Constraint in lbs/MMBtu | FALSE | L | Annual | Allowances Banked | Thousand Tons | 0 | 0 | 0 | 0 | 0 | 0 | 0
NSR WEPCO Settlement - NOX Rate Annual v3.1 | 743 | 7402 | Rate Constraint in lbs/MMBtu | FALSE | L | Annual | Allowances Withdrawn (1:1) | Thousand Tons | 0 | 0 | 0 | 0 | 0 | 0 | 0
NSR WEPCO Settlement - NOX Rate Annual v3.1 | 743 | 7402 | Rate Constraint in lbs/MMBtu | FALSE | L | Annual | Allowances Withdrawn (n:1) | Thousand Tons | 0 | 0 | 0 | 0 | 0 | 0 | 0
NSR WEPCO Settlement - NOX Rate Annual v3.1 | 743 | 7402 | Rate Constraint in lbs/MMBtu | FALSE | L | Annual | Net Emissions Allowance Position | Thousand Tons | 0.14416 | 0.26274 | 0.15221 | 0.14496 | 0 | 0 | 0.15221
NSR WEPCO Settlement - NOX Rate Annual v3.1 | 743 | 7402 | Rate Constraint in lbs/MMBtu | FALSE | L | Annual | Fuel Consumed | TBtu | 3.9053 | 7.1174 | 4.1232 | 3.9268 | 0 | 0 | 4.1232
NSR WEPCO Settlement - NOX Rate Annual v3.1 | 743 | 7402 | Rate Constraint in lbs/MMBtu | FALSE | L | Annual | Rate | lb/MMBtu | 0.073829 | 0.073829 | 0.073829 | 0.073829 | 0 | 0 | 0.073829
NSR WEPCO Settlement - NOX Rate Annual v3.1 | 743 | 7402 | Rate Constraint in lbs/MMBtu | FALSE | L | Annual | Generation | TWh | 0.46847 | 0.8538 | 0.49462 | 0.47105 | 0 | 0 | 0.49462
NSR WEPCO Settlement - NOX Rate Annual v3.1 | 743 | 7402 | Rate Constraint in lbs/MMBtu | FALSE | L | Annual | Qualifying Generation | TWh | 0.40545 | 0.73893 | 0.42807 | 0.40768 | 0 | 0 | 0.42807
NSR WEPCO Settlement - NOX Rate Annual v3.1 | 743 | 7402 | Rate Constraint in lbs/MMBtu | FALSE | L | Annual | Rate | lb/MWh | 0.71112 | 0.71112 | 0.71112 | 0.71112 | 0 | 0 | 0.71112
NSR WEPCO Settlement - NOX Rate Annual v3.1 | 743 | 7402 | Rate Constraint in lbs/MMBtu | FALSE | L | Annual | Constraint Shadow Price | US2019$/Ton | 0 | 0 | 0 | 0 | 0 | 0 | 0
NSR WEPCO Settlement - SO2 Cap Annual v3.1 | 744 | 7403 | Rate Constraint in MTons | FALSE | L | Annual | Seasons Included | Seasons | Winter, WintShld, Summer | Winter, WintShld, Summer | Winter, WintShld, Summer | Winter, WintShld, Summer | Winter, WintShld, Summer | Winter, WintShld, Summer | Winter, WintShld, Summer
NSR WEPCO Settlement - SO2 Cap Annual v3.1 | 744 | 7403 | Rate Constraint in MTons | FALSE | L | Annual | Standard SO2 | Thousand Tons | 33.3 | 33.3 | 33.3 | 33.3 | 33.3 | 33.3 | 33.3
NSR WEPCO Settlement - SO2 Cap Annual v3.1 | 744 | 7403 | Rate Constraint in MTons | FALSE | L | Annual | Emissions at Affected Plants SO2 | Thousand Tons | 0 | 0 | 0 | 0 | 0 | 0 | 0
NSR WEPCO Settlement - SO2 Cap Annual v3.1 | 744 | 7403 | Rate Constraint in MTons | FALSE | L | Annual | Allowances Purchased SO2 | Thousand Tons | 0 | 0 | 0 | 0 | 0 | 0 | 0
NSR WEPCO Settlement - SO2 Cap Annual v3.1 | 744 | 7403 | Rate Constraint in MTons | FALSE | L | Annual | Allowances Sold SO2 | Thousand Tons | 0 | 0 | 0 | 0 | 0 | 0 | 0
NSR WEPCO Settlement - SO2 Cap Annual v3.1 | 744 | 7403 | Rate Constraint in MTons | FALSE | L | Annual | Allowances Banked | Thousand Tons | 0 | 0 | 0 | 0 | 0 | 0 | 0
NSR WEPCO Settlement - SO2 Cap Annual v3.1 | 744 | 7403 | Rate Constraint in MTons | FALSE | L | Annual | Allowances Withdrawn (1:1) | Thousand Tons | 0 | 0 | 0 | 0 | 0 | 0 | 0
NSR WEPCO Settlement - SO2 Cap Annual v3.1 | 744 | 7403 | Rate Constraint in MTons | FALSE | L | Annual | Allowances Withdrawn (n:1) | Thousand Tons | 0 | 0 | 0 | 0 | 0 | 0 | 0
NSR WEPCO Settlement - SO2 Cap Annual v3.1 | 744 | 7403 | Rate Constraint in MTons | FALSE | L | Annual | Net Emissions Allowance Position | Thousand Tons | 0 | 0 | 0 | 0 | 0 | 0 | 0
NSR WEPCO Settlement - SO2 Cap Annual v3.1 | 744 | 7403 | Rate Constraint in MTons | FALSE | L | Annual | Fuel Consumed | TBtu | 4.5123 | 8.2238 | 4.7641 | 4.5372 | 0 | 0 | 4.7641
NSR WEPCO Settlement - SO2 Cap Annual v3.1 | 744 | 7403 | Rate Constraint in MTons | FALSE | L | Annual | Rate | lb/MMBtu | 0 | 0 | 0 | 0 | 0 | 0 | 0
NSR WEPCO Settlement - SO2 Cap Annual v3.1 | 744 | 7403 | Rate Constraint in MTons | FALSE | L | Annual | Generation | TWh | 0.46847 | 0.8538 | 0.49462 | 0.47105 | 0 | 0 | 0.49462
NSR WEPCO Settlement - SO2 Cap Annual v3.1 | 744 | 7403 | Rate Constraint in MTons | FALSE | L | Annual | Qualifying Generation | TWh | 0.46847 | 0.8538 | 0.49462 | 0.47105 | 0 | 0 | 0.49462
NSR WEPCO Settlement - SO2 Cap Annual v3.1 | 744 | 7403 | Rate Constraint in MTons | FALSE | L | Annual | Rate | lb/MWh | 0 | 0 | 0 | 0 | 0 | 0 | 0
NSR WEPCO Settlement - SO2 Cap Annual v3.1 | 744 | 7403 | Rate Constraint in MTons | FALSE | L | Annual | Constraint Shadow Price | US2019$/Ton | 0 | 0 | 0 | 0 | 0 | 0 | 0
NSR WEPCO Settlement - SO2 Rate Annual v3.1 | 745 | 7404 | Rate Constraint in lbs/MMBtu | FALSE | L | Annual | Seasons Included | Seasons | Winter, WintShld, Summer | Winter, WintShld, Summer | Winter, WintShld, Summer | Winter, WintShld, Summer | Winter, WintShld, Summer | Winter, WintShld, Summer | Winter, WintShld, Summer
NSR WEPCO Settlement - SO2 Rate Annual v3.1 | 745 | 7404 | Rate Constraint in lbs/MMBtu | FALSE | L | Annual | Standard SO2 | lb/MMBtu | 0.32 | 0.32 | 0.32 | 0.32 | 0.32 | 0.32 | 0.32
NSR WEPCO Settlement - SO2 Rate Annual v3.1 | 745 | 7404 | Rate Constraint in lbs/MMBtu | FALSE | L | Annual | Emissions at Affected Plants SO2 | Thousand Tons | 0 | 0 | 0 | 0 | 0 | 0 | 0
NSR WEPCO Settlement - SO2 Rate Annual v3.1 | 745 | 7404 | Rate Constraint in lbs/MMBtu | FALSE | L | Annual | Allowances Purchased SO2 | Thousand Tons | 0 | 0 | 0 | 0 | 0 | 0 | 0
NSR WEPCO Settlement - SO2 Rate Annual v3.1 | 745 | 7404 | Rate Constraint in lbs/MMBtu | FALSE | L | Annual | Allowances Sold SO2 | Thousand Tons | 0 | 0 | 0 | 0 | 0 | 0 | 0
NSR WEPCO Settlement - SO2 Rate Annual v3.1 | 745 | 7404 | Rate Constraint in lbs/MMBtu | FALSE | L | Annual | Allowances Banked | Thousand Tons | 0 | 0 | 0 | 0 | 0 | 0 | 0
NSR WEPCO Settlement - SO2 Rate Annual v3.1 | 745 | 7404 | Rate Constraint in lbs/MMBtu | FALSE | L | Annual | Allowances Withdrawn (1:1) | Thousand Tons | 0 | 0 | 0 | 0 | 0 | 0 | 0
NSR WEPCO Settlement - SO2 Rate Annual v3.1 | 745 | 7404 | Rate Constraint in lbs/MMBtu | FALSE | L | Annual | Allowances Withdrawn (n:1) | Thousand Tons | 0 | 0 | 0 | 0 | 0 | 0 | 0
NSR WEPCO Settlement - SO2 Rate Annual v3.1 | 745 | 7404 | Rate Constraint in lbs/MMBtu | FALSE | L | Annual | Net Emissions Allowance Position | Thousand Tons | 0 | 0 | 0 | 0 | 0 | 0 | 0
NSR WEPCO Settlement - SO2 Rate Annual v3.1 | 745 | 7404 | Rate Constraint in lbs/MMBtu | FALSE | L | Annual | Fuel Consumed | TBtu | 3.9053 | 7.1174 | 4.1232 | 3.9268 | 0 | 0 | 4.1232
NSR WEPCO Settlement - SO2 Rate Annual v3.1 | 745 | 7404 | Rate Constraint in lbs/MMBtu | FALSE | L | Annual | Rate | lb/MMBtu | 0 | 0 | 0 | 0 | 0 | 0 | 0
NSR WEPCO Settlement - SO2 Rate Annual v3.1 | 745 | 7404 | Rate Constraint in lbs/MMBtu | FALSE | L | Annual | Generation | TWh | 0.46847 | 0.8538 | 0.49462 | 0.47105 | 0 | 0 | 0.49462
NSR WEPCO Settlement - SO2 Rate Annual v3.1 | 745 | 7404 | Rate Constraint in lbs/MMBtu | FALSE | L | Annual | Qualifying Generation | TWh | 0.40545 | 0.73893 | 0.42807 | 0.40768 | 0 | 0 | 0.42807
NSR WEPCO Settlement - SO2 Rate Annual v3.1 | 745 | 7404 | Rate Constraint in lbs/MMBtu | FALSE | L | Annual | Rate | lb/MWh | 0 | 0 | 0 | 0 | 0 | 0 | 0
NSR WEPCO Settlement - SO2 Rate Annual v3.1 | 745 | 7404 | Rate Constraint in lbs/MMBtu | FALSE | L | Annual | Constraint Shadow Price | US2019$/Ton | 0 | 0 | 0 | 0 | 0 | 0 | 0
NSR Westar Consent - NOX Cap Annual v4.10 | 746 | 7405 | Rate Constraint in MTons | FALSE | L | Annual | Seasons Included | Seasons | Winter, WintShld, Summer | Winter, WintShld, Summer | Winter, WintShld, Summer | Winter, WintShld, Summer | Winter, WintShld, Summer | Winter, WintShld, Summer | Winter, WintShld, Summer
NSR Westar Consent - NOX Cap Annual v4.10 | 746 | 7405 | Rate Constraint in MTons | FALSE | L | Annual | Standard NOX | Thousand Tons | 9.6 | 9.6 | 9.6 | 9.6 | 9.6 | 9.6 | 9.6
NSR Westar Consent - NOX Cap Annual v4.10 | 746 | 7405 | Rate Constraint in MTons | FALSE | L | Annual | Emissions at Affected Plants NOX | Thousand Tons | 1.7503 | 0 | 0 | 0 | 0 | 0 | 0
NSR Westar Consent - NOX Cap Annual v4.10 | 746 | 7405 | Rate Constraint in MTons | FALSE | L | Annual | Allowances Purchased NOX | Thousand Tons | 0 | 0 | 0 | 0 | 0 | 0 | 0
NSR Westar Consent - NOX Cap Annual v4.10 | 746 | 7405 | Rate Constraint in MTons | FALSE | L | Annual | Allowances Sold NOX | Thousand Tons | 0 | 0 | 0 | 0 | 0 | 0 | 0
NSR Westar Consent - NOX Cap Annual v4.10 | 746 | 7405 | Rate Constraint in MTons | FALSE | L | Annual | Allowances Banked | Thousand Tons | 0 | 0 | 0 | 0 | 0 | 0 | 0
NSR Westar Consent - NOX Cap Annual v4.10 | 746 | 7405 | Rate Constraint in MTons | FALSE | L | Annual | Allowances Withdrawn (1:1) | Thousand Tons | 0 | 0 | 0 | 0 | 0 | 0 | 0
NSR Westar Consent - NOX Cap Annual v4.10 | 746 | 7405 | Rate Constraint in MTons | FALSE | L | Annual | Allowances Withdrawn (n:1) | Thousand Tons | 0 | 0 | 0 | 0 | 0 | 0 | 0
NSR Westar Consent - NOX Cap Annual v4.10 | 746 | 7405 | Rate Constraint in MTons | FALSE | L | Annual | Net Emissions Allowance Position | Thousand Tons | 1.7503 | 0 | 0 | 0 | 0 | 0 | 0
NSR Westar Consent - NOX Cap Annual v4.10 | 746 | 7405 | Rate Constraint in MTons | FALSE | L | Annual | Fuel Consumed | TBtu | 59.332 | 0 | 0 | 0 | 0 | 0 | 0
NSR Westar Consent - NOX Cap Annual v4.10 | 746 | 7405 | Rate Constraint in MTons | FALSE | L | Annual | Rate | lb/MMBtu | 0.058999 | 0 | 0 | 0 | 0 | 0 | 0
NSR Westar Consent - NOX Cap Annual v4.10 | 746 | 7405 | Rate Constraint in MTons | FALSE | L | Annual | Generation | TWh | 5.3624 | 0 | 0 | 0 | 0 | 0 | 0
NSR Westar Consent - NOX Cap Annual v4.10 | 746 | 7405 | Rate Constraint in MTons | FALSE | L | Annual | Qualifying Generation | TWh | 5.3624 | 0 | 0 | 0 | 0 | 0 | 0
NSR Westar Consent - NOX Cap Annual v4.10 | 746 | 7405 | Rate Constraint in MTons | FALSE | L | Annual | Rate | lb/MWh | 0.65279 | 0 | 0 | 0 | 0 | 0 | 0
NSR Westar Consent - NOX Cap Annual v4.10 | 746 | 7405 | Rate Constraint in MTons | FALSE | L | Annual | Constraint Shadow Price | US2019$/Ton | 0 | 0 | 0 | 0 | 0 | 0 | 0
NSR Westar Consent - NOX Rate Annual v4.10, Unit 2589 and retrofits | 747 | 7406 | Rate Constraint in lbs/MMBtu | FALSE | L | Annual | Seasons Included | Seasons | Winter, WintShld, Summer | Winter, WintShld, Summer | Winter, WintShld, Summer | Winter, WintShld, Summer | Winter, WintShld, Summer | Winter, WintShld, Summer | Winter, WintShld, Summer
NSR Westar Consent - NOX Rate Annual v4.10, Unit 2589 and retrofits | 747 | 7406 | Rate Constraint in lbs/MMBtu | FALSE | L | Annual | Standard NOX | lb/MMBtu | 0.1 | 0.1 | 0.1 | 0.1 | 0.1 | 0.1 | 0.1
NSR Westar Consent - NOX Rate Annual v4.10, Unit 2589 and retrofits | 747 | 7406 | Rate Constraint in lbs/MMBtu | FALSE | L | Annual | Emissions at Affected Plants NOX | Thousand Tons | 0.8082 | 0 | 0 | 0 | 0 | 0 | 0
NSR Westar Consent - NOX Rate Annual v4.10, Unit 2589 and retrofits | 747 | 7406 | Rate Constraint in lbs/MMBtu | FALSE | L | Annual | Allowances Purchased NOX | Thousand Tons | 0 | 0 | 0 | 0 | 0 | 0 | 0
NSR Westar Consent - NOX Rate Annual v4.10, Unit 2589 and retrofits | 747 | 7406 | Rate Constraint in lbs/MMBtu | FALSE | L | Annual | Allowances Sold NOX | Thousand Tons | 0 | 0 | 0 | 0 | 0 | 0 | 0
NSR Westar Consent - NOX Rate Annual v4.10, Unit 2589 and retrofits | 747 | 7406 | Rate Constraint in lbs/MMBtu | FALSE | L | Annual | Allowances Banked | Thousand Tons | 0 | 0 | 0 | 0 | 0 | 0 | 0
NSR Westar Consent - NOX Rate Annual v4.10, Unit 2589 and retrofits | 747 | 7406 | Rate Constraint in lbs/MMBtu | FALSE | L | Annual | Allowances Withdrawn (1:1) | Thousand Tons | 0 | 0 | 0 | 0 | 0 | 0 | 0
NSR Westar Consent - NOX Rate Annual v4.10, Unit 2589 and retrofits | 747 | 7406 | Rate Constraint in lbs/MMBtu | FALSE | L | Annual | Allowances Withdrawn (n:1) | Thousand Tons | 0 | 0 | 0 | 0 | 0 | 0 | 0
NSR Westar Consent - NOX Rate Annual v4.10, Unit 2589 and retrofits | 747 | 7406 | Rate Constraint in lbs/MMBtu | FALSE | L | Annual | Net Emissions Allowance Position | Thousand Tons | 0.8082 | 0 | 0 | 0 | 0 | 0 | 0
NSR Westar Consent - NOX Rate Annual v4.10, Unit 2589 and retrofits | 747 | 7406 | Rate Constraint in lbs/MMBtu | FALSE | L | Annual | Fuel Consumed | TBtu | 40.4909 | 0 | 0 | 0 | 0 | 0 | 0
NSR Westar Consent - NOX Rate Annual v4.10, Unit 2589 and retrofits | 747 | 7406 | Rate Constraint in lbs/MMBtu | FALSE | L | Annual | Rate | lb/MMBtu | 0.03992 | 0 | 0 | 0 | 0 | 0 | 0
NSR Westar Consent - NOX Rate Annual v4.10, Unit 2589 and retrofits | 747 | 7406 | Rate Constraint in lbs/MMBtu | FALSE | L | Annual | Generation | TWh | 3.6843 | 0 | 0 | 0 | 0 | 0 | 0
NSR Westar Consent - NOX Rate Annual v4.10, Unit 2589 and retrofits | 747 | 7406 | Rate Constraint in lbs/MMBtu | FALSE | L | Annual | Qualifying Generation | TWh | 3.6843 | 0 | 0 | 0 | 0 | 0 | 0
NSR Westar Consent - NOX Rate Annual v4.10, Unit 2589 and retrofits | 747 | 7406 | Rate Constraint in lbs/MMBtu | FALSE | L | Annual | Rate | lb/MWh | 0.43872 | 0 | 0 | 0 | 0 | 0 | 0
NSR Westar Consent - NOX Rate Annual v4.10, Unit 2589 and retrofits | 747 | 7406 | Rate Constraint in lbs/MMBtu | FALSE | L | Annual | Constraint Shadow Price | US2019$/Ton | 0 | 0 | 0 | 0 | 0 | 0 | 0
NSR Westar Consent - NOX Rate Annual v4.10, Unit 2604 and retrofits | 748 | 7406 | Rate Constraint in lbs/MMBtu | FALSE | L | Annual | Seasons Included | Seasons | Winter, WintShld, Summer | Winter, WintShld, Summer | Winter, WintShld, Summer | Winter, WintShld, Summer | Winter, WintShld, Summer | Winter, WintShld, Summer | Winter, WintShld, Summer
NSR Westar Consent - NOX Rate Annual v4.10, Unit 2604 and retrofits | 748 | 7406 | Rate Constraint in lbs/MMBtu | FALSE | L | Annual | Standard NOX | lb/MMBtu | 0.1 | 0.1 | 0.1 | 0.1 | 0.1 | 0.1 | 0.1
NSR Westar Consent - NOX Rate Annual v4.10, Unit 2604 and retrofits | 748 | 7406 | Rate Constraint in lbs/MMBtu | FALSE | L | Annual | Emissions at Affected Plants NOX | Thousand Tons | 0.49773 | 0 | 0 | 0 | 0 | 0 | 0
NSR Westar Consent - NOX Rate Annual v4.10, Unit 2604 and retrofits | 748 | 7406 | Rate Constraint in lbs/MMBtu | FALSE | L | Annual | Allowances Purchased NOX | Thousand Tons | 0 | 0 | 0 | 0 | 0 | 0 | 0
NSR Westar Consent - NOX Rate Annual v4.10, Unit 2604 and retrofits | 748 | 7406 | Rate Constraint in lbs/MMBtu | FALSE | L | Annual | Allowances Sold NOX | Thousand Tons | 0 | 0 | 0 | 0 | 0 | 0 | 0
NSR Westar Consent - NOX Rate Annual v4.10, Unit 2604 and retrofits | 748 | 7406 | Rate Constraint in lbs/MMBtu | FALSE | L | Annual | Allowances Banked | Thousand Tons | 0 | 0 | 0 | 0 | 0 | 0 | 0
NSR Westar Consent - NOX Rate Annual v4.10, Unit 2604 and retrofits | 748 | 7406 | Rate Constraint in lbs/MMBtu | FALSE | L | Annual | Allowances Withdrawn (1:1) | Thousand Tons | 0 | 0 | 0 | 0 | 0 | 0 | 0
NSR Westar Consent - NOX Rate Annual v4.10, Unit 2604 and retrofits | 748 | 7406 | Rate Constraint in lbs/MMBtu | FALSE | L | Annual | Allowances Withdrawn (n:1) | Thousand Tons | 0 | 0 | 0 | 0 | 0 | 0 | 0
NSR Westar Consent - NOX Rate Annual v4.10, Unit 2604 and retrofits | 748 | 7406 | Rate Constraint in lbs/MMBtu | FALSE | L | Annual | Net Emissions Allowance Position | Thousand Tons | 0.49773 | 0 | 0 | 0 | 0 | 0 | 0
NSR Westar Consent - NOX Rate Annual v4.10, Unit 2604 and retrofits | 748 | 7406 | Rate Constraint in lbs/MMBtu | FALSE | L | Annual | Fuel Consumed | TBtu | 9.9546 | 0 | 0 | 0 | 0 | 0 | 0
NSR Westar Consent - NOX Rate Annual v4.10, Unit 2604 and retrofits | 748 | 7406 | Rate Constraint in lbs/MMBtu | FALSE | L | Annual | Rate | lb/MMBtu | 0.1 | 0 | 0 | 0 | 0 | 0 | 0
NSR Westar Consent - NOX Rate Annual v4.10, Unit 2604 and retrofits | 748 | 7406 | Rate Constraint in lbs/MMBtu | FALSE | L | Annual | Generation | TWh | 0.88867 | 0 | 0 | 0 | 0 | 0 | 0
NSR Westar Consent - NOX Rate Annual v4.10, Unit 2604 and retrofits | 748 | 7406 | Rate Constraint in lbs/MMBtu | FALSE | L | Annual | Qualifying Generation | TWh | 0.88867 | 0 | 0 | 0 | 0 | 0 | 0
NSR Westar Consent - NOX Rate Annual v4.10, Unit 2604 and retrofits | 748 | 7406 | Rate Constraint in lbs/MMBtu | FALSE | L | Annual | Rate | lb/MWh | 1.1202 | 0 | 0 | 0 | 0 | 0 | 0
NSR Westar Consent - NOX Rate Annual v4.10, Unit 2604 and retrofits | 748 | 7406 | Rate Constraint in lbs/MMBtu | FALSE | L | Annual | Constraint Shadow Price | US2019$/Ton | 188518.937 | 0 | 0 | 0 | 0 | 0 | 0
NSR Westar Consent - NOX Rate Annual v4.10, Unit 2605 and retrofits | 749 | 7406 | Rate Constraint in lbs/MMBtu | FALSE | L | Annual | Seasons Included | Seasons | Winter, WintShld, Summer | Winter, WintShld, Summer | Winter, WintShld, Summer | Winter, WintShld, Summer | Winter, WintShld, Summer | Winter, WintShld, Summer | Winter, WintShld, Summer
NSR Westar Consent - NOX Rate Annual v4.10, Unit 2605 and retrofits | 749 | 7406 | Rate Constraint in lbs/MMBtu | FALSE | L | Annual | Standard NOX | lb/MMBtu | 0.1 | 0.1 | 0.1 | 0.1 | 0.1 | 0.1 | 0.1
NSR Westar Consent - NOX Rate Annual v4.10, Unit 2605 and retrofits | 749 | 7406 | Rate Constraint in lbs/MMBtu | FALSE | L | Annual | Emissions at Affected Plants NOX | Thousand Tons | 0.44432 | 0 | 0 | 0 | 0 | 0 | 0
NSR Westar Consent - NOX Rate Annual v4.10, Unit 2605 and retrofits | 749 | 7406 | Rate Constraint in lbs/MMBtu | FALSE | L | Annual | Allowances Purchased NOX | Thousand Tons | 0 | 0 | 0 | 0 | 0 | 0 | 0
NSR Westar Consent - NOX Rate Annual v4.10, Unit 2605 and retrofits | 749 | 7406 | Rate Constraint in lbs/MMBtu | FALSE | L | Annual | Allowances Sold NOX | Thousand Tons | 0 | 0 | 0 | 0 | 0 | 0 | 0
NSR Westar Consent - NOX Rate Annual v4.10, Unit 2605 and retrofits | 749 | 7406 | Rate Constraint in lbs/MMBtu | FALSE | L | Annual | Allowances Banked | Thousand Tons | 0 | 0 | 0 | 0 | 0 | 0 | 0
NSR Westar Consent - NOX Rate Annual v4.10, Unit 2605 and retrofits | 749 | 7406 | Rate Constraint in lbs/MMBtu | FALSE | L | Annual | Allowances Withdrawn (1:1) | Thousand Tons | 0 | 0 | 0 | 0 | 0 | 0 | 0
NSR Westar Consent - NOX Rate Annual v4.10, Unit 2605 and retrofits | 749 | 7406 | Rate Constraint in lbs/MMBtu | FALSE | L | Annual | Allowances Withdrawn (n:1) | Thousand Tons | 0 | 0 | 0 | 0 | 0 | 0 | 0
NSR Westar Consent - NOX Rate Annual v4.10, Unit 2605 and retrofits | 749 | 7406 | Rate Constraint in lbs/MMBtu | FALSE | L | Annual | Net Emissions Allowance Position | Thousand Tons | 0.44432 | 0 | 0 | 0 | 0 | 0 | 0
NSR Westar Consent - NOX Rate Annual v4.10, Unit 2605 and retrofits | 749 | 7406 | Rate Constraint in lbs/MMBtu | FALSE | L | Annual | Fuel Consumed | TBtu | 8.8865 | 0 | 0 | 0 | 0 | 0 | 0
NSR Westar Consent - NOX Rate Annual v4.10, Unit 2605 and retrofits | 749 | 7406 | Rate Constraint in lbs/MMBtu | FALSE | L | Annual | Rate | lb/MMBtu | 0.1 | 0 | 0 | 0 | 0 | 0 | 0
NSR Westar Consent - NOX Rate Annual v4.10, Unit 2605 and retrofits | 749 | 7406 | Rate Constraint in lbs/MMBtu | FALSE | L | Annual | Generation | TWh | 0.78935 | 0 | 0 | 0 | 0 | 0 | 0
NSR Westar Consent - NOX Rate Annual v4.10, Unit 2605 and retrofits | 749 | 7406 | Rate Constraint in lbs/MMBtu | FALSE | L | Annual | Qualifying Generation | TWh | 0.78935 | 0 | 0 | 0 | 0 | 0 | 0
NSR Westar Consent - NOX Rate Annual v4.10, Unit 2605 and retrofits | 749 | 7406 | Rate Constraint in lbs/MMBtu | FALSE | L | Annual | Rate | lb/MWh | 1.1258 | 0 | 0 | 0 | 0 | 0 | 0
NSR Westar Consent - NOX Rate Annual v4.10, Unit 2605 and retrofits | 749 | 7406 | Rate Constraint in lbs/MMBtu | FALSE | L | Annual | Constraint Shadow Price | US2019$/Ton | 217105.334 | 5203.5544 | 0 | 0 | 0 | 0 | 0
NSR Westar Consent - SO2 Cap Annual v4.10 | 750 | 7407 | Rate Constraint in MTons | FALSE | L | Annual | Seasons Included | Seasons | Winter, WintShld, Summer | Winter, WintShld, Summer | Winter, WintShld, Summer | Winter, WintShld, Summer | Winter, WintShld, Summer | Winter, WintShld, Summer | Winter, WintShld, Summer
NSR Westar Consent - SO2 Cap Annual v4.10 | 750 | 7407 | Rate Constraint in MTons | FALSE | L | Annual | Standard SO2 | Thousand Tons | 6.6 | 6.6 | 6.6 | 6.6 | 6.6 | 6.6 | 6.6
NSR Westar Consent - SO2 Cap Annual v4.10 | 750 | 7407 | Rate Constraint in MTons | FALSE | L | Annual | Emissions at Affected Plants SO2 | Thousand Tons | 0.67771 | 0 | 0 | 0 | 0 | 0 | 0
NSR Westar Consent - SO2 Cap Annual v4.10 | 750 | 7407 | Rate Constraint in MTons | FALSE | L | Annual | Allowances Purchased SO2 | Thousand Tons | 0 | 0 | 0 | 0 | 0 | 0 | 0
NSR Westar Consent - SO2 Cap Annual v4.10 | 750 | 7407 | Rate Constraint in MTons | FALSE | L | Annual | Allowances Sold SO2 | Thousand Tons | 0 | 0 | 0 | 0 | 0 | 0 | 0
NSR Westar Consent - SO2 Cap Annual v4.10 | 750 | 7407 | Rate Constraint in MTons | FALSE | L | Annual | Allowances Banked | Thousand Tons | 0 | 0 | 0 | 0 | 0 | 0 | 0
NSR Westar Consent - SO2 Cap Annual v4.10 | 750 | 7407 | Rate Constraint in MTons | FALSE | L | Annual | Allowances Withdrawn (1:1) | Thousand Tons | 0 | 0 | 0 | 0 | 0 | 0 | 0
NSR Westar Consent - SO2 Cap Annual v4.10 | 750 | 7407 | Rate Constraint in MTons | FALSE | L | Annual | Allowances Withdrawn (n:1) | Thousand Tons | 0 | 0 | 0 | 0 | 0 | 0 | 0
NSR Westar Consent - SO2 Cap Annual v4.10 | 750 | 7407 | Rate Constraint in MTons | FALSE | L | Annual | Net Emissions Allowance Position | Thousand Tons | 0.67771 | 0 | 0 | 0 | 0 | 0 | 0
NSR Westar Consent - SO2 Cap Annual v4.10 | 750 | 7407 | Rate Constraint in MTons | FALSE | L | Annual | Fuel Consumed | TBtu | 59.332 | 0 | 0 | 0 | 0 | 0 | 0
NSR Westar Consent - SO2 Cap Annual v4.10 | 750 | 7407 | Rate Constraint in MTons | FALSE | L | Annual | Rate | lb/MMBtu | 0.022845 | 0 | 0 | 0 | 0 | 0 | 0
NSR Westar Consent - SO2 Cap Annual v4.10 | 750 | 7407 | Rate Constraint in MTons | FALSE | L | Annual | Generation | TWh | 5.3624 | 0 | 0 | 0 | 0 | 0 | 0
NSR Westar Consent - SO2 Cap Annual v4.10 | 750 | 7407 | Rate Constraint in MTons | FALSE | L | Annual | Qualifying Generation | TWh | 5.3624 | 0 | 0 | 0 | 0 | 0 | 0
NSR Westar Consent - SO2 Cap Annual v4.10 | 750 | 7407 | Rate Constraint in MTons | FALSE | L | Annual | Rate | lb/MWh | 0.25276 | 0 | 0 | 0 | 0 | 0 | 0
NSR Westar Consent - SO2 Cap Annual v4.10 | 750 | 7407 | Rate Constraint in MTons | FALSE | L | Annual | Constraint Shadow Price | US2019$/Ton | 0 | 0 | 0 | 0 | 0 | 0 | 0
NSR Westar Consent - SO2 Rate Annual v4.10 | 751 | 7408 | MACT Fuel Choice Floor in lbs/MMBtu | FALSE | L | Annual | Seasons Included | Seasons | Winter, WintShld, Summer | Winter, WintShld, Summer | Winter, WintShld, Summer | Winter, WintShld, Summer | Winter, WintShld, Summer | Winter, WintShld, Summer | Winter, WintShld, Summer
NSR Westar Consent - SO2 Rate Annual v4.10 | 751 | 7408 | MACT Fuel Choice Floor in lbs/MMBtu | FALSE | L | Annual | Emission Floor | lb/MMBtu | 0.07 | 0.07 | 0.07 | 0.07 | 0.07 | 0.07 | 0.07
NSR Westar Consent - SO2 Rate Annual v4.10 | 751 | 7408 | MACT Fuel Choice Floor in lbs/MMBtu | FALSE | L | Annual | Emissions at Affected Plants SO2 | Thousand Tons | 0.67771 | 0 | 0 | 0 | 0 | 0 | 0
NSR Westar Consent - SO2 Rate Annual v4.10 | 751 | 7408 | MACT Fuel Choice Floor in lbs/MMBtu | FALSE | L | Annual | Allowances Purchased SO2 | Thousand Tons | 0 | 0 | 0 | 0 | 0 | 0 | 0
NSR Westar Consent - SO2 Rate Annual v4.10 | 751 | 7408 | MACT Fuel Choice Floor in lbs/MMBtu | FALSE | L | Annual | Allowances Sold SO2 | Thousand Tons | 0 | 0 | 0 | 0 | 0 | 0 | 0
NSR Westar Consent - SO2 Rate Annual v4.10 | 751 | 7408 | MACT Fuel Choice Floor in lbs/MMBtu | FALSE | L | Annual | Allowances Banked | Thousand Tons | 0 | 0 | 0 | 0 | 0 | 0 | 0
NSR Westar Consent - SO2 Rate Annual v4.10 | 751 | 7408 | MACT Fuel Choice Floor in lbs/MMBtu | FALSE | L | Annual | Allowances Withdrawn (1:1) | Thousand Tons | 0 | 0 | 0 | 0 | 0 | 0 | 0
NSR Westar Consent - SO2 Rate Annual v4.10 | 751 | 7408 | MACT Fuel Choice Floor in lbs/MMBtu | FALSE | L | Annual | Allowances Withdrawn (n:1) | Thousand Tons | 0 | 0 | 0 | 0 | 0 | 0 | 0
NSR Westar Consent - SO2 Rate Annual v4.10 | 751 | 7408 | MACT Fuel Choice Floor in lbs/MMBtu | FALSE | L | Annual | Net Emissions Allowance Position | Thousand Tons | 0.67771 | 0 | 0 | 0 | 0 | 0 | 0
NSR Westar Consent - SO2 Rate Annual v4.10 | 751 | 7408 | MACT Fuel Choice Floor in lbs/MMBtu | FALSE | L | Annual | Fuel Consumed | TBtu | 59.332 | 0 | 0 | 0 | 0 | 0 | 0
NSR Westar Consent - SO2 Rate Annual v4.10 | 751 | 7408 | MACT Fuel Choice Floor in lbs/MMBtu | FALSE | L | Annual | Rate | lb/MMBtu | 0.022845 | 0 | 0 | 0 | 0 | 0 | 0
NSR Westar Consent - SO2 Rate Annual v4.10 | 751 | 7408 | MACT Fuel Choice Floor in lbs/MMBtu | FALSE | L | Annual | Generation | TWh | 5.3624 | 0 | 0 | 0 | 0 | 0 | 0
NSR Westar Consent - SO2 Rate Annual v4.10 | 751 | 7408 | MACT Fuel Choice Floor in lbs/MMBtu | FALSE | L | Annual | Qualifying Generation | TWh | 5.3624 | 0 | 0 | 0 | 0 | 0 | 0
NSR Westar Consent - SO2 Rate Annual v4.10 | 751 | 7408 | MACT Fuel Choice Floor in lbs/MMBtu | FALSE | L | Annual | Constraint Shadow Price | US2019$/Ton | 0 | 0 | 0 | 0 | 0 | 0 | 0
NSR Winyah 1 - NOX Rate Annual v3.1, Unit 3836 and retrofits | 752 | 7433 | Rate Constraint in lbs/MMBtu | FALSE | L | Annual | Seasons Included | Seasons | Winter, WintShld, Summer | Winter, WintShld, Summer | Winter, WintShld, Summer | Winter, WintShld, Summer | Winter, WintShld, Summer | Winter, WintShld, Summer | Winter, WintShld, Summer
NSR Winyah 1 - NOX Rate Annual v3.1, Unit 3836 and retrofits | 752 | 7433 | Rate Constraint in lbs/MMBtu | FALSE | L | Annual | Standard NOX | lb/MMBtu | 0.1 | 0.1 | 0.1 | 0.1 | 0.1 | 0.1 | 0.1
NSR Winyah 1 - NOX Rate Annual v3.1, Unit 3836 and retrofits | 752 | 7433 | Rate Constraint in lbs/MMBtu | FALSE | L | Annual | Emissions at Affected Plants NOX | Thousand Tons | 0.15989 | 0 | 0 | 0 | 0 | 0 | 0
NSR Winyah 1 - NOX Rate Annual v3.1, Unit 3836 and retrofits | 752 | 7433 | Rate Constraint in lbs/MMBtu | FALSE | L | Annual | Allowances Purchased NOX | Thousand Tons | 0 | 0 | 0 | 0 | 0 | 0 | 0
NSR Winyah 1 - NOX Rate Annual v3.1, Unit 3836 and retrofits | 752 | 7433 | Rate Constraint in lbs/MMBtu | FALSE | L | Annual | Allowances Sold NOX | Thousand Tons | 0 | 0 | 0 | 0 | 0 | 0 | 0
NSR Winyah 1 - NOX Rate Annual v3.1, Unit 3836 and retrofits | 752 | 7433 | Rate Constraint in lbs/MMBtu | FALSE | L | Annual | Allowances Banked | Thousand Tons | 0 | 0 | 0 | 0 | 0 | 0 | 0
NSR Winyah 1 - NOX Rate Annual v3.1, Unit 3836 and retrofits | 752 | 7433 | Rate Constraint in lbs/MMBtu | FALSE | L | Annual | Allowances Withdrawn (1:1) | Thousand Tons | 0 | 0 | 0 | 0 | 0 | 0 | 0
NSR Winyah 1 - NOX Rate Annual v3.1, Unit 3836 and retrofits | 752 | 7433 | Rate Constraint in lbs/MMBtu | FALSE | L | Annual | Allowances Withdrawn (n:1) | Thousand Tons | 0 | 0 | 0 | 0 | 0 | 0 | 0
NSR Winyah 1 - NOX Rate Annual v3.1, Unit 3836 and retrofits | 752 | 7433 | Rate Constraint in lbs/MMBtu | FALSE | L | Annual | Net Emissions Allowance Position | Thousand Tons | 0.15989 | 0 | 0 | 0 | 0 | 0 | 0
NSR Winyah 1 - NOX Rate Annual v3.1, Unit 3836 and retrofits | 752 | 7433 | Rate Constraint in lbs/MMBtu | FALSE | L | Annual | Fuel Consumed | TBtu | 3.9617 | 0 | 0 | 0 | 0 | 0 | 0
NSR Winyah 1 - NOX Rate Annual v3.1, Unit 3836 and retrofits | 752 | 7433 | Rate Constraint in lbs/MMBtu | FALSE | L | Annual | Rate | lb/MMBtu | 0.08072 | 0 | 0 | 0 | 0 | 0 | 0
NSR Winyah 1 - NOX Rate Annual v3.1, Unit 3836 and retrofits | 752 | 7433 | Rate Constraint in lbs/MMBtu | FALSE | L | Annual | Generation | TWh | 0.36849 | 0 | 0 | 0 | 0 | 0 | 0
NSR Winyah 1 - NOX Rate Annual v3.1, Unit 3836 and retrofits | 752 | 7433 | Rate Constraint in lbs/MMBtu | FALSE | L | Annual | Qualifying Generation | TWh | 0.36849 | 0 | 0 | 0 | 0 | 0 | 0
NSR Winyah 1 - NOX Rate Annual v3.1, Unit 3836 and retrofits | 752 | 7433 | Rate Constraint in lbs/MMBtu | FALSE | L | Annual | Rate | lb/MWh | 0.86782 | 0 | 0 | 0 | 0 | 0 | 0
NSR Winyah 1 - NOX Rate Annual v3.1, Unit 3836 and retrofits | 752 | 7433 | Rate Constraint in lbs/MMBtu | FALSE | L | Annual | Constraint Shadow Price | US2019$/Ton | 0 | 0 | 0 | 0 | 0 | 0 | 0
NSR Winyah 2-4 - NOX Rate Annual v3.1, Unit 3833 and retrofits | 753 | 7434 | Rate Constraint in lbs/MMBtu | FALSE | L | Annual | Seasons Included | Seasons | Winter, WintShld, Summer | Winter, WintShld, Summer | Winter, WintShld, Summer | Winter, WintShld, Summer | Winter, WintShld, Summer | Winter, WintShld, Summer | Winter, WintShld, Summer
NSR Winyah 2-4 - NOX Rate Annual v3.1, Unit 3833 and retrofits | 753 | 7434 | Rate Constraint in lbs/MMBtu | FALSE | L | Annual | Standard NOX | lb/MMBtu | 0.12 | 0.12 | 0.12 | 0.12 | 0.12 | 0.12 | 0.12
NSR Winyah 2-4 - NOX Rate Annual v3.1, Unit 3833 and retrofits | 753 | 7434 | Rate Constraint in lbs/MMBtu | FALSE | L | Annual | Emissions at Affected Plants NOX | Thousand Tons | 0.17985 | 0 | 0 | 0 | 0 | 0 | 0
NSR Winyah 2-4 - NOX Rate Annual v3.1, Unit 3833 and retrofits | 753 | 7434 | Rate Constraint in lbs/MMBtu | FALSE | L | Annual | Allowances Purchased NOX | Thousand Tons | 0 | 0 | 0 | 0 | 0 | 0 | 0
NSR Winyah 2-4 - NOX Rate Annual v3.1, Unit 3833 and retrofits | 753 | 7434 | Rate Constraint in lbs/MMBtu | FALSE | L | Annual | Allowances Sold NOX | Thousand Tons | 0 | 0 | 0 | 0 | 0 | 0 | 0
NSR Winyah 2-4 - NOX Rate Annual v3.1, Unit 3833 and retrofits | 753 | 7434 | Rate Constraint in lbs/MMBtu | FALSE | L | Annual | Allowances Banked | Thousand Tons | 0 | 0 | 0 | 0 | 0 | 0 | 0
NSR Winyah 2-4 - NOX Rate Annual v3.1, Unit 3833 and retrofits | 753 | 7434 | Rate Constraint in lbs/MMBtu | FALSE | L | Annual | Allowances Withdrawn (1:1) | Thousand Tons | 0 | 0 | 0 | 0 | 0 | 0 | 0
NSR Winyah 2-4 - NOX Rate Annual v3.1, Unit 3833 and retrofits | 753 | 7434 | Rate Constraint in lbs/MMBtu | FALSE | L | Annual | Allowances Withdrawn (n:1) | Thousand Tons | 0 | 0 | 0 | 0 | 0 | 0 | 0
NSR Winyah 2-4 - NOX Rate Annual v3.1, Unit 3833 and retrofits | 753 | 7434 | Rate Constraint in lbs/MMBtu | FALSE | L | Annual | Net Emissions Allowance Position | Thousand Tons | 0.17985 | 0 | 0 | 0 | 0 | 0 | 0
NSR Winyah 2-4 - NOX Rate Annual v3.1, Unit 3833 and retrofits | 753 | 7434 | Rate Constraint in lbs/MMBtu | FALSE | L | Annual | Fuel Consumed | TBtu | 4.2518 | 0 | 0 | 0 | 0 | 0 | 0
NSR Winyah 2-4 - NOX Rate Annual v3.1, Unit 3833 and retrofits | 753 | 7434 | Rate Constraint in lbs/MMBtu | FALSE | L | Annual | Rate | lb/MMBtu | 0.0846 | 0 | 0 | 0 | 0 | 0 | 0
NSR Winyah 2-4 - NOX Rate Annual v3.1, Unit 3833 and retrofits | 753 | 7434 | Rate Constraint in lbs/MMBtu | FALSE | L | Annual | Generation | TWh | 0.39427 | 0 | 0 | 0 | 0 | 0 | 0
NSR Winyah 2-4 - NOX Rate Annual v3.1, Unit 3833 and retrofits | 753 | 7434 | Rate Constraint in lbs/MMBtu | FALSE | L | Annual | Qualifying Generation | TWh | 0.39427 | 0 | 0 | 0 | 0 | 0 | 0
NSR Winyah 2-4 - NOX Rate Annual v3.1, Unit 3833 and retrofits | 753 | 7434 | Rate Constraint in lbs/MMBtu | FALSE | L | Annual | Rate | lb/MWh | 0.91233 | 0 | 0 | 0 | 0 | 0 | 0
NSR Winyah 2-4 - NOX Rate Annual v3.1, Unit 3833 and retrofits | 753 | 7434 | Rate Constraint in lbs/MMBtu | FALSE | L | Annual | Constraint Shadow Price | US2019$/Ton | 0 | 0 | 0 | 0 | 0 | 0 | 0
NSR Winyah 2-4 - NOX Rate Annual v3.1, Unit 3834 and retrofits | 754 | 7434 | Rate Constraint in lbs/MMBtu | FALSE | L | Annual | Seasons Included | Seasons | Winter, WintShld, Summer | Winter, WintShld, Summer | Winter, WintShld, Summer | Winter, WintShld, Summer | Winter, WintShld, Summer | Winter, WintShld, Summer | Winter, WintShld, Summer
NSR Winyah 2-4 - NOX Rate Annual v3.1, Unit 3834 and retrofits | 754 | 7434 | Rate Constraint in lbs/MMBtu | FALSE | L | Annual | Standard NOX | lb/MMBtu | 0.12 | 0.12 | 0.12 | 0.12 | 0.12 | 0.12 | 0.12
NSR Winyah 2-4 - NOX Rate Annual v3.1, Unit 3834 and retrofits | 754 | 7434 | Rate Constraint in lbs/MMBtu | FALSE | L | Annual | Emissions at Affected Plants NOX | Thousand Tons | 0.20923 | 0 | 0 | 0 | 0 | 0 | 0
NSR Winyah 2-4 - NOX Rate Annual v3.1, Unit 3834 and retrofits | 754 | 7434 | Rate Constraint in lbs/MMBtu | FALSE | L | Annual | Allowances Purchased NOX | Thousand Tons | 0 | 0 | 0 | 0 | 0 | 0 | 0
NSR Winyah 2-4 - NOX Rate Annual v3.1, Unit 3834 and retrofits | 754 | 7434 | Rate Constraint in lbs/MMBtu | FALSE | L | Annual | Allowances Sold NOX | Thousand Tons | 0 | 0 | 0 | 0 | 0 | 0 | 0
NSR Winyah 2-4 - NOX Rate Annual v3.1, Unit 3834 and retrofits | 754 | 7434 | Rate Constraint in lbs/MMBtu | FALSE | L | Annual | Allowances Banked | Thousand Tons | 0 | 0 | 0 | 0 | 0 | 0 | 0
NSR Winyah 2-4 - NOX Rate Annual v3.1, Unit 3834 and retrofits | 754 | 7434 | Rate Constraint in lbs/MMBtu | FALSE | L | Annual | Allowances Withdrawn (1:1) | Thousand Tons | 0 | 0 | 0 | 0 | 0 | 0 | 0
NSR Winyah 2-4 - NOX Rate Annual v3.1, Unit 3834 and retrofits | 754 | 7434 | Rate Constraint in lbs/MMBtu | FALSE | L | Annual | Allowances Withdrawn (n:1) | Thousand Tons | 0 | 0 | 0 | 0 | 0 | 0 | 0
NSR Winyah 2-4 - NOX Rate Annual v3.1, Unit 3834 and retrofits | 754 | 7434 | Rate Constraint in lbs/MMBtu | FALSE | L | Annual | Net Emissions Allowance Position | Thousand Tons | 0.20923 | 0 | 0 | 0 | 0 | 0 | 0
NSR Winyah 2-4 - NOX Rate Annual v3.1, Unit 3834 and retrofits | 754 | 7434 | Rate Constraint in lbs/MMBtu | FALSE | L | Annual | Fuel Consumed | TBtu | 4.1638 | 0 | 0 | 0 | 0 | 0 | 0
NSR Winyah 2-4 - NOX Rate Annual v3.1, Unit 3834 and retrofits | 754 | 7434 | Rate Constraint in lbs/MMBtu | FALSE | L | Annual | Rate | lb/MMBtu | 0.1005 | 0 | 0 | 0 | 0 | 0 | 0
NSR Winyah 2-4 - NOX Rate Annual v3.1, Unit 3834 and retrofits | 754 | 7434 | Rate Constraint in lbs/MMBtu | FALSE | L | Annual | Generation | TWh | 0.38543 | 0 | 0 | 0 | 0 | 0 | 0
NSR Winyah 2-4 - NOX Rate Annual v3.1, Unit 3834 and retrofits | 754 | 7434 | Rate Constraint in lbs/MMBtu | FALSE | L | Annual | Qualifying Generation | TWh | 0.38543 | 0 | 0 | 0 | 0 | 0 | 0
NSR Winyah 2-4 - NOX Rate Annual v3.1, Unit 3834 and retrofits | 754 | 7434 | Rate Constraint in lbs/MMBtu | FALSE | L | Annual | Rate | lb/MWh | 1.0857 | 0 | 0 | 0 | 0 | 0 | 0
NSR Winyah 2-4 - NOX Rate Annual v3.1, Unit 3834 and retrofits | 754 | 7434 | Rate Constraint in lbs/MMBtu | FALSE | L | Annual | Constraint Shadow Price | US2019$/Ton | 0 | 0 | 0 | 0 | 0 | 0 | 0
NSR Winyah 2-4 - NOX Rate Annual v3.1, Unit 3835 and retrofits | 755 | 7434 | Rate Constraint in lbs/MMBtu | FALSE | L | Annual | Seasons Included | Seasons | Winter, WintShld, Summer | Winter, WintShld, Summer | Winter, WintShld, Summer | Winter, WintShld, Summer | Winter, WintShld, Summer | Winter, WintShld, Summer | Winter, WintShld, Summer
NSR Winyah 2-4 - NOX Rate Annual v3.1, Unit 3835 and retrofits | 755 | 7434 | Rate Constraint in lbs/MMBtu | FALSE | L | Annual | Standard NOX | lb/MMBtu | 0.12 | 0.12 | 0.12 | 0.12 | 0.12 | 0.12 | 0.12
NSR Winyah 2-4 - NOX Rate Annual v3.1, Unit 3835 and retrofits | 755 | 7434 | Rate Constraint in lbs/MMBtu | FALSE | L | Annual | Emissions at Affected Plants NOX | Thousand Tons | 0.16699 | 0 | 0 | 0 | 0 | 0 | 0
NSR Winyah 2-4 - NOX Rate Annual v3.1, Unit 3835 and retrofits | 755 | 7434 | Rate Constraint in lbs/MMBtu | FALSE | L | Annual | Allowances Purchased NOX | Thousand Tons | 0 | 0 | 0 | 0 | 0 | 0 | 0
NSR Winyah 2-4 - NOX Rate Annual v3.1, Unit 3835 and retrofits | 755 | 7434 | Rate Constraint in lbs/MMBtu | FALSE | L | Annual | Allowances Sold NOX | Thousand Tons | 0 | 0 | 0 | 0 | 0 | 0 | 0
NSR Winyah 2-4 - NOX Rate Annual v3.1, Unit 3835 and retrofits | 755 | 7434 | Rate Constraint in lbs/MMBtu | FALSE | L | Annual | Allowances Banked | Thousand Tons | 0 | 0 | 0 | 0 | 0 | 0 | 0
NSR Winyah 2-4 - NOX Rate Annual v3.1, Unit 3835 and retrofits | 755 | 7434 | Rate Constraint in lbs/MMBtu | FALSE | L | Annual | Allowances Withdrawn (1:1) | Thousand Tons | 0 | 0 | 0 | 0 | 0 | 0 | 0
NSR Winyah 2-4 - NOX Rate Annual v3.1, Unit 3835 and retrofits | 755 | 7434 | Rate Constraint in lbs/MMBtu | FALSE | L | Annual | Allowances Withdrawn (n:1) | Thousand Tons | 0 | 0 | 0 | 0 | 0 | 0 | 0
NSR Winyah 2-4 - NOX Rate Annual v3.1, Unit 3835 and retrofits | 755 | 7434 | Rate Constraint in lbs/MMBtu | FALSE | L | Annual | Net Emissions Allowance Position | Thousand Tons | 0.16699 | 0 | 0 | 0 | 0 | 0 | 0
NSR Winyah 2-4 - NOX Rate Annual v3.1, Unit 3835 and retrofits | 755 | 7434 | Rate Constraint in lbs/MMBtu | FALSE | L | Annual | Fuel Consumed | TBtu | 3.8169 | 0 | 0 | 0 | 0 | 0 | 0
NSR Winyah 2-4 - NOX Rate Annual v3.1, Unit 3835 and retrofits | 755 | 7434 | Rate Constraint in lbs/MMBtu | FALSE | L | Annual | Rate | lb/MMBtu | 0.0875 | 0 | 0 | 0 | 0 | 0 | 0
NSR Winyah 2-4 - NOX Rate Annual v3.1, Unit 3835 and retrofits | 755 | 7434 | Rate Constraint in lbs/MMBtu | FALSE | L | Annual | Generation | TWh | 0.35715 | 0 | 0 | 0 | 0 | 0 | 0
NSR Winyah 2-4 - NOX Rate Annual v3.1, Unit 3835 and retrofits | 755 | 7434 | Rate Constraint in lbs/MMBtu | FALSE | L | Annual | Qualifying Generation | TWh | 0.35715 | 0 | 0 | 0 | 0 | 0 | 0
NSR Winyah 2-4 - NOX Rate Annual v3.1, Unit 3835 and retrofits | 755 | 7434 | Rate Constraint in lbs/MMBtu | FALSE | L | Annual | Rate | lb/MWh | 0.93511 | 0 | 0 | 0 | 0 | 0 | 0
NSR Winyah 2-4 - NOX Rate Annual v3.1, Unit 3835 and retrofits | 755 | 7434 | Rate Constraint in lbs/MMBtu | FALSE | L | Annual | Constraint Shadow Price | US2019$/Ton | 0 | 0 | 0 | 0 | 0 | 0 | 0
NSR WPS Consent - NOX Cap Annual v5.12 | 756 | 7409 | Rate Constraint in MTons | FALSE | L | Annual | Seasons Included | Seasons | Winter, WintShld, Summer | Winter, WintShld, Summer | Winter, WintShld, Summer | Winter, WintShld, Summer | Winter, WintShld, Summer | Winter, WintShld, Summer | Winter, WintShld, Summer
NSR WPS Consent - NOX Cap Annual v5.12 | 756 | 7409 | Rate Constraint in MTons | FALSE | L | Annual | Standard NOX | Thousand Tons | 3.7 | 3.7 | 3.7 | 3.7 | 3.7 | 3.7 | 3.7
NSR WPS Consent - NOX Cap Annual v5.12 | 756 | 7409 | Rate Constraint in MTons | FALSE | L | Annual | Emissions at Affected Plants NOX | Thousand Tons | 0.80387 | 0.54674 | 0 | 0 | 0 | 0 | 0
NSR WPS Consent - NOX Cap Annual v5.12 | 756 | 7409 | Rate Constraint in MTons | FALSE | L | Annual | Allowances Purchased NOX | Thousand Tons | 0 | 0 | 0 | 0 | 0 | 0 | 0
NSR WPS Consent - NOX Cap Annual v5.12 | 756 | 7409 | Rate Constraint in MTons | FALSE | L | Annual | Allowances Sold NOX | Thousand Tons | 0 | 0 | 0 | 0 | 0 | 0 | 0
NSR WPS Consent - NOX Cap Annual v5.12 | 756 | 7409 | Rate Constraint in MTons | FALSE | L | Annual | Allowances Banked | Thousand Tons | 0 | 0 | 0 | 0 | 0 | 0 | 0
NSR WPS Consent - NOX Cap Annual v5.12 | 756 | 7409 | Rate Constraint in MTons | FALSE | L | Annual | Allowances Withdrawn (1:1) | Thousand Tons | 0 | 0 | 0 | 0 | 0 | 0 | 0
NSR WPS Consent - NOX Cap Annual v5.12 | 756 | 7409 | Rate Constraint in MTons | FALSE | L | Annual | Allowances Withdrawn (n:1) | Thousand Tons | 0 | 0 | 0 | 0 | 0 | 0 | 0
NSR WPS Consent - NOX Cap Annual v5.12 | 756 | 7409 | Rate Constraint in MTons | FALSE | L | Annual | Net Emissions Allowance Position | Thousand Tons | 0.80387 | 0.54674 | 0 | 0 | 0 | 0 | 0
NSR WPS Consent - NOX Cap Annual v5.12 | 756 | 7409 | Rate Constraint in MTons | FALSE | L | Annual | Fuel Consumed | TBtu | 29.9001 | 20.3361 | 0 | 0 | 0 | 0 | 0
NSR WPS Consent - NOX Cap Annual v5.12 | 756 | 7409 | Rate Constraint in MTons | FALSE | L | Annual | Rate | lb/MMBtu | 0.05377 | 0.05377 | 0 | 0 | 0 | 0 | 0
NSR WPS Consent - NOX Cap Annual v5.12 | 756 | 7409 | Rate Constraint in MTons | FALSE | L | Annual | Generation | TWh | 3.0892 | 2.0803 | 0 | 0 | 0 | 0 | 0
NSR WPS Consent - NOX Cap Annual v5.12 | 756 | 7409 | Rate Constraint in MTons | FALSE | L | Annual | Qualifying Generation | TWh | 3.0892 | 2.0803 | 0 | 0 | 0 | 0 | 0
NSR WPS Consent - NOX Cap Annual v5.12 | 756 | 7409 | Rate Constraint in MTons | FALSE | L | Annual | Rate | lb/MWh | 0.52044 | 0.52564 | 0 | 0 | 0 | 0 | 0
NSR WPS Consent - NOX Cap Annual v5.12 | 756 | 7409 | Rate Constraint in MTons | FALSE | L | Annual | Constraint Shadow Price | US2019$/Ton | 0 | 0 | 0 | 0 | 0 | 0 | 0
NSR WPS Consent - SO2 Cap Annual v5.12 | 757 | 7410 | Rate Constraint in MTons | FALSE | L | Annual | Seasons Included | Seasons | Winter, WintShld, Summer | Winter, WintShld, Summer | Winter, WintShld, Summer | Winter, WintShld, Summer | Winter, WintShld, Summer | Winter, WintShld, Summer | Winter, WintShld, Summer
NSR WPS Consent - SO2 Cap Annual v5.12 | 757 | 7410 | Rate Constraint in MTons | FALSE | L | Annual | Standard SO2 | Thousand Tons | 4.25 | 4.25 | 4.25 | 4.25 | 4.25 | 4.25 | 4.25
NSR WPS Consent - SO2 Cap Annual v5.12 | 757 | 7410 | Rate Constraint in MTons | FALSE | L | Annual | Emissions at Affected Plants SO2 | Thousand Tons | 0.78087 | 0.31866 | 0 | 0 | 0 | 0 | 0
NSR WPS Consent - SO2 Cap Annual v5.12 | 757 | 7410 | Rate Constraint in MTons | FALSE | L | Annual | Allowances Purchased SO2 | Thousand Tons | 0 | 0 | 0 | 0 | 0 | 0 | 0
NSR WPS Consent - SO2 Cap Annual v5.12 | 757 | 7410 | Rate Constraint in MTons | FALSE | L | Annual | Allowances Sold SO2 | Thousand Tons | 0 | 0 | 0 | 0 | 0 | 0 | 0
NSR WPS Consent - SO2 Cap Annual v5.12 | 757 | 7410 | Rate Constraint in MTons | FALSE | L | Annual | Allowances Banked | Thousand Tons | 0 | 0 | 0 | 0 | 0 | 0 | 0
NSR WPS Consent - SO2 Cap Annual v5.12 | 757 | 7410 | Rate Constraint in MTons | FALSE | L | Annual | Allowances Withdrawn (1:1) | Thousand Tons | 0 | 0 | 0 | 0 | 0 | 0 | 0
NSR WPS Consent - SO2 Cap Annual v5.12 | 757 | 7410 | Rate Constraint in MTons | FALSE | L | Annual | Allowances Withdrawn (n:1) | Thousand Tons | 0 | 0 | 0 | 0 | 0 | 0 | 0
NSR WPS Consent - SO2 Cap Annual v5.12 | 757 | 7410 | Rate Constraint in MTons | FALSE | L | Annual | Net Emissions Allowance Position | Thousand Tons | 0.78087 | 0.31866 | 0 | 0 | 0 | 0 | 0
NSR WPS Consent - SO2 Cap Annual v5.12 | 757 | 7410 | Rate Constraint in MTons | FALSE | L | Annual | Fuel Consumed | TBtu | 29.9001 | 20.3361 | 0 | 0 | 0 | 0 | 0
NSR WPS Consent - SO2 Cap Annual v5.12 | 757 | 7410 | Rate Constraint in MTons | FALSE | L | Annual | Rate | lb/MMBtu | 0.052232 | 0.031339 | 0 | 0 | 0 | 0 | 0
NSR WPS Consent - SO2 Cap Annual v5.12 | 757 | 7410 | Rate Constraint in MTons | FALSE | L | Annual | Generation | TWh | 3.0892 | 2.0803 | 0 | 0 | 0 | 0 | 0
NSR WPS Consent - SO2 Cap Annual v5.12 | 757 | 7410 | Rate Constraint in MTons | FALSE | L | Annual | Qualifying Generation | TWh | 3.0892 | 2.0803 | 0 | 0 | 0 | 0 | 0
NSR WPS Consent - SO2 Cap Annual v5.12 | 757 | 7410 | Rate Constraint in MTons | FALSE | L | Annual | Rate | lb/MWh | 0.50555 | 0.30636 | 0 | 0 | 0 | 0 | 0
NSR WPS Consent - SO2 Cap Annual v5.12 | 757 | 7410 | Rate Constraint in MTons | FALSE | L | Annual | Constraint Shadow Price | US2019$/Ton | 0 | 0 | 0 | 0 | 0 | 0 | 0
NSR WPS Weston 3 - NOX Rate Annual v5.12, Unit 3272 and retrofits | 758 | 7411 | Rate Constraint in lbs/MMBtu | FALSE | L | Annual | Seasons Included | Seasons | Winter, WintShld, Summer | Winter, WintShld, Summer | Winter, WintShld, Summer | Winter, WintShld, Summer | Winter, WintShld, Summer | Winter, WintShld, Summer | Winter, WintShld, Summer
NSR WPS Weston 3 - NOX Rate Annual v5.12, Unit 3272 and retrofits | 758 | 7411 | Rate Constraint in lbs/MMBtu | FALSE | L | Annual | Standard NOX | lb/MMBtu | 0.1 | 0.1 | 0.1 | 0.1 | 0.1 | 0.1 | 0.1
NSR WPS Weston 3 - NOX Rate Annual v5.12, Unit 3272 and retrofits | 758 | 7411 | Rate Constraint in lbs/MMBtu | FALSE | L | Annual | Emissions at Affected Plants NOX | Thousand Tons | 0 | 0 | 0 | 0 | 0 | 0 | 0
NSR WPS Weston 3 - NOX Rate Annual v5.12, Unit 3272 and retrofits | 758 | 7411 | Rate Constraint in lbs/MMBtu | FALSE | L | Annual | Allowances Purchased NOX | Thousand Tons | 0 | 0 | 0 | 0 | 0 | 0 | 0
NSR WPS Weston 3 - NOX Rate Annual v5.12, Unit 3272 and retrofits | 758 | 7411 | Rate Constraint in lbs/MMBtu | FALSE | L | Annual | Allowances Sold NOX | Thousand Tons | 0 | 0 | 0 | 0 | 0 | 0 | 0
NSR WPS Weston 3 - NOX Rate Annual v5.12, Unit 3272 and retrofits | 758 | 7411 | Rate Constraint in lbs/MMBtu | FALSE | L | Annual | Allowances Banked | Thousand Tons | 0 | 0 | 0 | 0 | 0 | 0 | 0
NSR WPS Weston 3 - NOX Rate Annual v5.12, Unit 3272 and retrofits | 758 | 7411 | Rate Constraint in lbs/MMBtu | FALSE | L | Annual | Allowances Withdrawn (1:1) | Thousand Tons | 0 | 0 | 0 | 0 | 0 | 0 | 0
NSR WPS Weston 3 - NOX Rate Annual v5.12, Unit 3272 and retrofits | 758 | 7411 | Rate Constraint in lbs/MMBtu | FALSE | L | Annual | Allowances Withdrawn (n:1) | Thousand Tons | 0 | 0 | 0 | 0 | 0 | 0 | 0
NSR WPS Weston 3 - NOX Rate Annual v5.12, Unit 3272 and retrofits | 758 | 7411 | Rate Constraint in lbs/MMBtu | FALSE | L | Annual | Net Emissions Allowance Position | Thousand Tons | 0 | 0 | 0 | 0 | 0 | 0 | 0
NSR WPS Weston 3 - NOX Rate Annual v5.12, Unit 3272 and retrofits | 758 | 7411 | Rate Constraint in lbs/MMBtu | FALSE | L | Annual | Fuel Consumed | TBtu | 0 | 0 | 0 | 0 | 0 | 0 | 0
NSR WPS Weston 3 - NOX Rate Annual v5.12, Unit 3272 and retrofits | 758 | 7411 | Rate Constraint in lbs/MMBtu | FALSE | L | Annual | Rate | lb/MMBtu | 0 | 0 | 0 | 0 | 0 | 0 | 0
NSR WPS Weston 3 - NOX Rate Annual v5.12, Unit 3272 and retrofits | 758 | 7411 | Rate Constraint in lbs/MMBtu | FALSE | L | Annual | Generation | TWh | 0 | 0 | 0 | 0 | 0 | 0 | 0
NSR WPS Weston 3 - NOX Rate Annual v5.12, Unit 3272 and retrofits | 758 | 7411 | Rate Constraint in lbs/MMBtu | FALSE | L | Annual | Qualifying Generation | TWh | 0 | 0 | 0 | 0 | 0 | 0 | 0
NSR WPS Weston 3 - NOX Rate Annual v5.12, Unit 3272 and retrofits | 758 | 7411 | Rate Constraint in lbs/MMBtu | FALSE | L | Annual | Rate | lb/MWh | 0 | 0 | 0 | 0 | 0 | 0 | 0
NSR WPS Weston 3 - NOX Rate Annual v5.12, Unit 3272 and retrofits | 758 | 7411 | Rate Constraint in lbs/MMBtu | FALSE | L | Annual | Constraint Shadow Price | US2019$/Ton | 0 | 0 | 0 | 0 | 0 | 0 | 0
NSR WPS Weston 3 - SO2 Rate Annual v5.12, Unit 3272 and retrofits | 759 | 7412 | Rate Constraint in lbs/MMBtu | FALSE | L | Annual | Seasons Included | Seasons | Winter, WintShld, Summer | Winter, WintShld, Summer | Winter, WintShld, Summer | Winter, WintShld, Summer | Winter, WintShld, Summer | Winter, WintShld, Summer | Winter, WintShld, Summer
NSR WPS Weston 3 - SO2 Rate Annual v5.12, Unit 3272 and retrofits | 759 | 7412 | Rate Constraint in lbs/MMBtu | FALSE | L | Annual | Standard SO2 | lb/MMBtu | 0.08 | 0.08 | 0.08 | 0.08 | 0.08 | 0.08 | 0.08
NSR WPS Weston 3 - SO2 Rate Annual v5.12, Unit 3272 and retrofits | 759 | 7412 | Rate Constraint in lbs/MMBtu | FALSE | L | Annual | Emissions at Affected Plants SO2 | Thousand Tons | 0 | 0 | 0 | 0 | 0 | 0 | 0
NSR WPS Weston 3 - SO2 Rate Annual v5.12, Unit 3272 and retrofits | 759 | 7412 | Rate Constraint in lbs/MMBtu | FALSE | L | Annual | Allowances Purchased SO2 | Thousand Tons | 0 | 0 | 0 | 0 | 0 | 0 | 0
NSR WPS Weston 3 - SO2 Rate Annual v5.12, Unit 3272 and retrofits | 759 | 7412 | Rate Constraint in lbs/MMBtu | FALSE | L | Annual | Allowances Sold SO2 | Thousand Tons | 0 | 0 | 0 | 0 | 0 | 0 | 0
NSR WPS Weston 3 - SO2 Rate Annual v5.12, Unit 3272 and retrofits | 759 | 7412 | Rate Constraint in lbs/MMBtu | FALSE | L | Annual | Allowances Banked | Thousand Tons | 0 | 0 | 0 | 0 | 0 | 0 | 0
NSR WPS Weston 3 - SO2 Rate Annual v5.12, Unit 3272 and retrofits | 759 | 7412 | Rate Constraint in lbs/MMBtu | FALSE | L | Annual | Allowances Withdrawn (1:1) | Thousand Tons | 0 | 0 | 0 | 0 | 0 | 0 | 0
NSR WPS Weston 3 - SO2 Rate Annual v5.12, Unit 3272 and retrofits | 759 | 7412 | Rate Constraint in lbs/MMBtu | FALSE | L | Annual | Allowances Withdrawn (n:1) | Thousand Tons | 0 | 0 | 0 | 0 | 0 | 0 | 0
NSR WPS Weston 3 - SO2 Rate Annual v5.12, Unit 3272 and retrofits | 759 | 7412 | Rate Constraint in lbs/MMBtu | FALSE | L | Annual | Net Emissions Allowance Position | Thousand Tons | 0 | 0 | 0 | 0 | 0 | 0 | 0
NSR WPS Weston 3 - SO2 Rate Annual v5.12, Unit 3272 and retrofits | 759 | 7412 | Rate Constraint in lbs/MMBtu | FALSE | L | Annual | Fuel Consumed | TBtu | 0 | 0 | 0 | 0 | 0 | 0 | 0
NSR WPS Weston 3 - SO2 Rate Annual v5.12, Unit 3272 and retrofits | 759 | 7412 | Rate Constraint in lbs/MMBtu | FALSE | L | Annual | Rate | lb/MMBtu | 0 | 0 | 0 | 0 | 0 | 0 | 0
NSR WPS Weston 3 - SO2 Rate Annual v5.12, Unit 3272 and retrofits | 759 | 7412 | Rate Constraint in lbs/MMBtu | FALSE | L | Annual | Generation | TWh | 0 | 0 | 0 | 0 | 0 | 0 | 0
NSR WPS Weston 3 - SO2 Rate Annual v5.12, Unit 3272 and retrofits | 759 | 7412 | Rate Constraint in lbs/MMBtu | FALSE | L | Annual | Qualifying Generation | TWh | 0 | 0 | 0 | 0 | 0 | 0 | 0
NSR WPS Weston 3 - SO2 Rate Annual v5.12, Unit 3272 and retrofits | 759 | 7412 | Rate Constraint in lbs/MMBtu | FALSE | L | Annual | Rate | lb/MWh | 0 | 0 | 0 | 0 | 0 | 0 | 0
NSR WPS Weston 3 - SO2 Rate Annual v5.12, Unit 3272 and retrofits | 759 | 7412 | Rate Constraint in lbs/MMBtu | FALSE | L | Annual | Constraint Shadow Price | US2019$/Ton | 0 | 0 | 0 | 0 | 0 | 0 | 0
NSR WPS Weston 4 - SO2 Rate Annual v5.12, Unit 2661 and retrofits | 760 | 7413 | Rate Constraint in lbs/MMBtu | FALSE | L | Annual | Seasons Included | Seasons | Winter, WintShld, Summer | Winter, WintShld, Summer | Winter, WintShld, Summer | Winter, WintShld, Summer | Winter, WintShld, Summer | Winter, WintShld, Summer | Winter, WintShld, Summer
NSR WPS Weston 4 - SO2 Rate Annual v5.12, Unit 2661 and retrofits | 760 | 7413 | Rate Constraint in lbs/MMBtu | FALSE | L | Annual | Standard SO2 | lb/MMBtu | 0.08 | 0.08 | 0.08 | 0.08 | 0.08 | 0.08 | 0.08
NSR WPS Weston 4 - SO2 Rate Annual v5.12, Unit 2661 and retrofits | 760 | 7413 | Rate Constraint in lbs/MMBtu | FALSE | L | Annual | Emissions at Affected Plants SO2 | Thousand Tons | 0.78087 | 0.31866 | 0 | 0 | 0 | 0 | 0
NSR WPS Weston 4 - SO2 Rate Annual v5.12, Unit 2661 and retrofits | 760 | 7413 | Rate Constraint in lbs/MMBtu | FALSE | L | Annual | Allowances Purchased SO2 | Thousand Tons | 0 | 0 | 0 | 0 | 0 | 0 | 0
NSR WPS Weston 4 - SO2 Rate Annual v5.12, Unit 2661 and retrofits | 760 | 7413 | Rate Constraint in lbs/MMBtu | FALSE | L | Annual | Allowances Sold SO2 | Thousand Tons | 0 | 0 | 0 | 0 | 0 | 0 | 0
NSR WPS Weston 4 - SO2 Rate Annual v5.12, Unit 2661 and retrofits | 760 | 7413 | Rate Constraint in lbs/MMBtu | FALSE | L | Annual | Allowances Banked | Thousand Tons | 0 | 0 | 0 | 0 | 0 | 0 | 0
NSR WPS Weston 4 - SO2 Rate Annual v5.12, Unit 2661 and retrofits | 760 | 7413 | Rate Constraint in lbs/MMBtu | FALSE | L | Annual | Allowances Withdrawn (1:1) | Thousand Tons | 0 | 0 | 0 | 0 | 0 | 0 | 0
NSR WPS Weston 4 - SO2 Rate Annual v5.12, Unit 2661 and retrofits | 760 | 7413 | Rate Constraint in lbs/MMBtu | FALSE | L | Annual | Allowances Withdrawn (n:1) | Thousand Tons | 0 | 0 | 0 | 0 | 0 | 0 | 0
NSR WPS Weston 4 - SO2 Rate Annual v5.12, Unit 2661 and retrofits | 760 | 7413 | Rate Constraint in lbs/MMBtu | FALSE | L | Annual | Net Emissions Allowance Position | Thousand Tons | 0.78087 | 0.31866 | 0 | 0 | 0 | 0 | 0
NSR WPS Weston 4 - SO2 Rate Annual v5.12, Unit 2661 and retrofits | 760 | 7413 | Rate Constraint in lbs/MMBtu | FALSE | L | Annual | Fuel Consumed | TBtu | 29.9001 | 20.3361 | 0 | 0 | 0 | 0 | 0
NSR WPS Weston 4 - SO2 Rate Annual v5.12, Unit 2661 and retrofits | 760 | 7413 | Rate Constraint in lbs/MMBtu | FALSE | L | Annual | Rate | lb/MMBtu | 0.052232 | 0.031339 | 0 | 0 | 0 | 0 | 0
NSR WPS Weston 4 - SO2 Rate Annual v5.12, Unit 2661 and retrofits | 760 | 7413 | Rate Constraint in lbs/MMBtu | FALSE | L | Annual | Generation | TWh | 3.0892 | 2.0803 | 0 | 0 | 0 | 0 | 0
NSR WPS Weston 4 - SO2 Rate Annual v5.12, Unit 2661 and retrofits | 760 | 7413 | Rate Constraint in lbs/MMBtu | FALSE | L | Annual | Qualifying Generation | TWh | 3.0892 | 2.0803 | 0 | 0 | 0 | 0 | 0
NSR WPS Weston 4 - SO2 Rate Annual v5.12, Unit 2661 and retrofits | 760 | 7413 | Rate Constraint in lbs/MMBtu | FALSE | L | Annual | Rate | lb/MWh | 0.50555 | 0.30636 | 0 | 0 | 0 | 0 | 0
NSR WPS Weston 4 - SO2 Rate Annual v5.12, Unit 2661 and retrofits | 760 | 7413 | Rate Constraint in lbs/MMBtu | FALSE | L | Annual | Constraint Shadow Price | US2019$/Ton | 0 | 0 | 0 | 0 | 0 | 0 | 0
NY- CO2 Budget- v5.16 | 761 | 7537 | Rate Constraint in MTons | FALSE | L | Annual | Seasons Included | Seasons | Winter, WintShld, Summer | Winter, WintShld, Summer | Winter, WintShld, Summer | Winter, WintShld, Summer | Winter, WintShld, Summer | Winter, WintShld, Summer | Winter, WintShld, Summer
NY- CO2 Budget- v5.16 | 761 | 7537 | Rate Constraint in MTons | FALSE | L | Annual | Standard CO2 | Thousand Tons | 30435.778 | 30435.778 | 30435.778 | 30435.778 | 30435.778 | 30435.778 | 30435.778
NY- CO2 Budget- v5.16 | 761 | 7537 | Rate Constraint in MTons | FALSE | L | Annual | Emissions at Affected Plants CO2 | Thousand Tons | 26462.9423 | 24467.5469 | 13534.9232 | 5802.5138 | 6181.5543 | 6382.969 | 6694.2427
NY- CO2 Budget- v5.16 | 761 | 7537 | Rate Constraint in MTons | FALSE | L | Annual | Allowances Purchased CO2 | Thousand Tons | 0 | 0 | 0 | 0 | 0 | 0 | 0
NY- CO2 Budget- v5.16 | 761 | 7537 | Rate Constraint in MTons | FALSE | L | Annual | Allowances Sold CO2 | Thousand Tons | 0 | 0 | 0 | 0 | 0 | 0 | 0
NY- CO2 Budget- v5.16 | 761 | 7537 | Rate Constraint in MTons | FALSE | L | Annual | Allowances Banked | Thousand Tons | 0 | 0 | 0 | 24633.2645 | 0 | 24052.8094 | 0
NY- CO2 Budget- v5.16 | 761 | 7537 | Rate Constraint in MTons | FALSE | L | Annual | Allowances Withdrawn (1:1) | Thousand Tons | 0 | 0 | 0 | 0 | -24633.2645 | 0 | 0
NY- CO2 Budget- v5.16 | 761 | 7537 | Rate Constraint in MTons | FALSE | L | Annual | Allowances Withdrawn (n:1) | Thousand Tons | 0 | 0 | 0 | 0 | 0 | 0 | 0
NY- CO2 Budget- v5.16 | 761 | 7537 | Rate Constraint in MTons | FALSE | L | Annual | Net Emissions Allowance Position | Thousand Tons | 26462.9423 | 24467.5469 | 13534.9232 | 30435.7784 | -18451.7102 | 30435.7784 | 6694.2427
NY- CO2 Budget- v5.16 | 761 | 7537 | Rate Constraint in MTons | FALSE | L | Annual | Fuel Consumed | TBtu | 711.9742 | 574.2325 | 393.566 | 201.7472 | 207.6782 | 102.6806 | 108.0966
NY- CO2 Budget- v5.16 | 761 | 7537 | Rate Constraint in MTons | FALSE | L | Annual | Rate | lb/MMBtu | 74.3368 | 85.2183 | 68.781 | 57.5226 | 59.5301 | 124.3266 | 123.8567
NY- CO2 Budget- v5.16 | 761 | 7537 | Rate Constraint in MTons | FALSE | L | Annual | Generation | TWh | 122.2343 | 116.1436 | 99.7322 | 109.2733 | 112.911 | 123.7223 | 133.1673
NY- CO2 Budget- v5.16 | 761 | 7537 | Rate Constraint in MTons | FALSE | L | Annual | Qualifying Generation | TWh | 122.2203 | 116.1296 | 99.7245 | 109.2657 | 112.8562 | 123.1706 | 132.3261
NY- CO2 Budget- v5.16 | 761 | 7537 | Rate Constraint in MTons | FALSE | L | Annual | Rate | lb/MWh | 433.0368 | 421.3834 | 271.4464 | 106.2092 | 109.5475 | 103.6443 | 101.178
NY- CO2 Budget- v5.16 | 761 | 7537 | Rate Constraint in MTons | FALSE | L | Annual | Constraint Shadow Price | US2019$/Ton | 0 | 0 | 0 | 0 | 0 | 0 | 0
NY- CO2 Rate Limit- Existing Fossil Units- v6.20 | 762 | 7561 | Rate Constraint in lbs/MWh | FALSE | L | Annual | Seasons Included | Seasons | Winter, WintShld, Summer | Winter, WintShld, Summer | Winter, WintShld, Summer | Winter, WintShld, Summer | Winter, WintShld, Summer | Winter, WintShld, Summer | Winter, WintShld, Summer
NY- CO2 Rate Limit- Existing Fossil Units- v6.20 | 762 | 7561 | Rate Constraint in lbs/MWh | FALSE | L | Annual | Standard CO2 | lb/MWh | 1800 | 1800 | 1800 | 1800 | 1800 | 1800 | 1800
NY- CO2 Rate Limit- Existing Fossil Units- v6.20 | 762 | 7561 | Rate Constraint in lbs/MWh | FALSE | L | Annual | Emissions at Affected Plants CO2 | Thousand Tons | 24883.2705 | 22886.5866 | 12360.0549 | 5020.5261 | 5275.9516 | 4522.1725 | 4232.2034
NY- CO2 Rate Limit- Existing Fossil Units- v6.20 | 762 | 7561 | Rate Constraint in lbs/MWh | FALSE | L | Annual | Allowances Purchased CO2 | Thousand Tons | 0 | 0 | 0 | 0 | 0 | 0 | 0
NY- CO2 Rate Limit- Existing Fossil Units- v6.20 | 762 | 7561 | Rate Constraint in lbs/MWh | FALSE | L | Annual | Allowances Sold CO2 | Thousand Tons | 0 | 0 | 0 | 0 | 0 | 0 | 0
NY- CO2 Rate Limit- Existing Fossil Units- v6.20 | 762 | 7561 | Rate Constraint in lbs/MWh | FALSE | L | Annual | Allowances Banked | Thousand Tons | 0 | 0 | 0 | 0 | 0 | 0 | 0
NY- CO2 Rate Limit- Existing Fossil Units- v6.20 | 762 | 7561 | Rate Constraint in lbs/MWh | FALSE | L | Annual | Allowances Withdrawn (1:1) | Thousand Tons | 0 | 0 | 0 | 0 | 0 | 0 | 0
NY- CO2 Rate Limit- Existing Fossil Units- v6.20 | 762 | 7561 | Rate Constraint in lbs/MWh | FALSE | L | Annual | Allowances Withdrawn (n:1) | Thousand Tons | 0 | 0 | 0 | 0 | 0 | 0 | 0
NY- CO2 Rate Limit- Existing Fossil Units- v6.20 | 762 | 7561 | Rate Constraint in lbs/MWh | FALSE | L | Annual | Net Emissions Allowance Position | Thousand Tons | 24883.2705 | 22886.5866 | 12360.0549 | 5020.5261 | 5275.9516 | 4522.1725 | 4232.2034
NY- CO2 Rate Limit- Existing Fossil Units- v6.20 | 762 | 7561 | Rate Constraint in lbs/MWh | FALSE | L | Annual | Fuel Consumed | TBtu | 411.2443 | 377.0886 | 201.8484 | 81.3261 | 85.3791 | 72.7805 | 67.9172
NY- CO2 Rate Limit- Existing Fossil Units- v6.20 | 762 | 7561 | Rate Constraint in lbs/MWh | FALSE | L | Annual | Rate | lb/MMBtu | 121.0145 | 121.3857 | 122.4687 | 123.4665 | 123.5888 | 124.2688 | 124.6283
NY- CO2 Rate Limit- Existing Fossil Units- v6.20 | 762 | 7561 | Rate Constraint in lbs/MWh | FALSE | L | Annual | Generation | TWh | 57.5189 | 53.1591 | 29.3573 | 12.0957 | 12.6897 | 10.9132 | 10.2499
NY- CO2 Rate Limit- Existing Fossil Units- v6.20 | 762 | 7561 | Rate Constraint in lbs/MWh | FALSE | L | Annual | Qualifying Generation | TWh | 55.4022 | 51.0383 | 27.9163 | 11.4039 | 11.9421 | 10.2065 | 9.5566
NY- CO2 Rate Limit- Existing Fossil Units- v6.20 | 762 | 7561 | Rate Constraint in lbs/MWh | FALSE | L | Annual | Constraint Shadow Price | US2019$/Ton | 0 | 0 | 0 | 0 | 0 | 0 | 0
NY- CO2 Rate Limit- New CT Units- v5.12 | 763 | 7352 | Rate Constraint in lbs/MWh | FALSE | L | Annual | Seasons Included | Seasons | Winter, WintShld, Summer | Winter, WintShld, Summer | Winter, WintShld, Summer | Winter, WintShld, Summer | Winter, WintShld, Summer | Winter, WintShld, Summer | Winter, WintShld, Summer
NY- CO2 Rate Limit- New CT Units- v5.12 | 763 | 7352 | Rate Constraint in lbs/MWh | FALSE | L | Annual | Standard CO2 | lb/MWh | 1450 | 1450 | 1450 | 1450 | 1450 | 1450 | 1450
NY- CO2 Rate Limit- New CT Units- v5.12 | 763 | 7352 | Rate Constraint in lbs/MWh | FALSE | L | Annual | Emissions at Affected Plants CO2 | Thousand Tons | 31.3936 | 28.3198 | 11.8602 | 7.3634 | 6.9995 | 84.3065 | 121.9827
NY- CO2 Rate Limit- New CT Units- v5.12 | 763 | 7352 | Rate Constraint in lbs/MWh | FALSE | L | Annual | Allowances Purchased CO2 | Thousand Tons | 0 | 0 | 0 | 0 | 0 | 0 | 0
NY- CO2 Rate Limit- New CT Units- v5.12 | 763 | 7352 | Rate Constraint in lbs/MWh | FALSE | L | Annual | Allowances Sold CO2 | Thousand Tons | 0 | 0 | 0 | 0 | 0 | 0 | 0
NY- CO2 Rate Limit- New CT Units- v5.12 | 763 | 7352 | Rate Constraint in lbs/MWh | FALSE | L | Annual | Allowances Banked | Thousand Tons | 0 | 0 | 0 | 0 | 0 | 0 | 0
NY- CO2 Rate Limit- New CT Units- v5.12 | 763 | 7352 | Rate Constraint in lbs/MWh | FALSE | L | Annual | Allowances Withdrawn (1:1) | Thousand Tons | 0 | 0 | 0 | 0 | 0 | 0 | 0
NY- CO2 Rate Limit- New CT Units- v5.12 | 763 | 7352 | Rate Constraint in lbs/MWh | FALSE | L | Annual | Allowances Withdrawn (n:1) | Thousand Tons | 0 | 0 | 0 | 0 | 0 | 0 | 0
NY- CO2 Rate Limit- New CT Units- v5.12 | 763 | 7352 | Rate Constraint in lbs/MWh | FALSE | L | Annual | Net Emissions Allowance Position | Thousand Tons | 31.3936 | 28.3198 | 11.8602 | 7.3634 | 6.9995 | 84.3065 | 121.9827
NY- CO2 Rate Limit- New CT Units- v5.12 | 763 | 7352 | Rate Constraint in lbs/MWh | FALSE | L | Annual | Fuel Consumed | TBtu | 0.53628 | 0.48377 | 0.20276 | 0.12578 | 0.11957 | 1.4402 | 2.0837
NY- CO2 Rate Limit- New CT Units- v5.12 | 763 | 7352 | Rate Constraint in lbs/MWh | FALSE | L | Annual | Rate | lb/MMBtu | 117.08 | 117.08 | 116.9895 | 117.08 | 117.08 | 117.08 | 117.08
NY- CO2 Rate Limit- New CT Units- v5.12 | 763 | 7352 | Rate Constraint in lbs/MWh | FALSE | L | Annual | Generation | TWh | 0.058087 | 0.052644 | 0.021966 | 0.013712 | 0.01303 | 0.14641 | 0.21138
NY- CO2 Rate Limit- New CT Units- v5.12 | 763 | 7352 | Rate Constraint in lbs/MWh | FALSE | L | Annual | Qualifying Generation | TWh | 0.058087 | 0.052644 | 0.021966 | 0.013712 | 0.01303 | 0.14641 | 0.21138
NY- CO2 Rate Limit- New CT Units- v5.12 | 763 | 7352 | Rate Constraint in lbs/MWh | FALSE | L | Annual | Constraint Shadow Price | US2019$/Ton | 0 | 0 | 0 | 0 | 0 | 0 | 0
NY- CO2 Rate Limit- New Fossil Units- v5.12 | 764 | 7351 | Rate Constraint in lbs/MWh | FALSE | L | Annual | Seasons Included | Seasons | Winter, WintShld, Summer | Winter, WintShld, Summer | Winter, WintShld, Summer | Winter, WintShld, Summer | Winter, WintShld, Summer | Winter, WintShld, Summer | Winter, WintShld, Summer
NY- CO2 Rate Limit- New Fossil Units- v5.12 | 764 | 7351 | Rate Constraint in lbs/MWh | FALSE | L | Annual | Standard CO2 | lb/MWh | 925 | 925 | 925 | 925 | 925 | 925 | 925
NY- CO2 Rate Limit- New Fossil Units- v5.12 | 764 | 7351 | Rate Constraint in lbs/MWh | FALSE | L | Annual | Emissions at Affected Plants CO2 | Thousand Tons | 0 | 0 | 0 | 0 | 92.9909 | 1066.0795 | 1629.9873
NY- CO2 Rate Limit- New Fossil Units- v5.12 | 764 | 7351 | Rate Constraint in lbs/MWh | FALSE | L | Annual | Allowances Purchased CO2 | Thousand Tons | 0 | 0 | 0 | 0 | 0 | 0 | 0
NY- CO2 Rate Limit- New Fossil Units- v5.12 | 764 | 7351 | Rate Constraint in lbs/MWh | FALSE | L | Annual | Allowances Sold CO2 | Thousand Tons | 0 | 0 | 0 | 0 | 0 | 0 | 0
NY- CO2 Rate Limit- New Fossil Units- v5.12 | 764 | 7351 | Rate Constraint in lbs/MWh | FALSE | L | Annual | Allowances Banked | Thousand Tons | 0 | 0 | 0 | 0 | 0 | 0 | 0
NY- CO2 Rate Limit- New Fossil Units- v5.12 | 764 | 7351 | Rate Constraint in lbs/MWh | FALSE | L | Annual | Allowances Withdrawn (1:1) | Thousand Tons | 0 | 0 | 0 | 0 | 0 | 0 | 0
NY- CO2 Rate Limit- New Fossil Units- v5.12 | 764 | 7351 | Rate Constraint in lbs/MWh | FALSE | L | Annual | Allowances Withdrawn (n:1) | Thousand Tons | 0 | 0 | 0 | 0 | 0 | 0 | 0
NY- CO2 Rate Limit- New Fossil Units- v5.12 | 764 | 7351 | Rate Constraint in lbs/MWh | FALSE | L | Annual | Net Emissions Allowance Position | Thousand Tons | 0 | 0 | 0 | 0 | 92.9909 | 1066.0795 | 1629.9873
NY- CO2 Rate Limit- New Fossil Units- v5.12 | 764 | 7351 | Rate Constraint in lbs/MWh | FALSE | L | Annual | Fuel Consumed | TBtu | 0 | 0 | 0 | 0 | 1.5885 | 18.2111 | 27.844
NY- CO2 Rate Limit- New Fossil Units- v5.12 | 764 | 7351 | Rate Constraint in lbs/MWh | FALSE | L | Annual | Rate | lb/MMBtu | 0 | 0 | 0 | 0 | 117.08 | 117.08 | 117.08
NY- CO2 Rate Limit- New Fossil Units- v5.12 | 764 | 7351 | Rate Constraint in lbs/MWh | FALSE | L | Annual | Generation | TWh | 0 | 0 | 0 | 0 | 0.29447 | 3.3759 | 5.1616
NY- CO2 Rate Limit- New Fossil Units- v5.12 | 764 | 7351 | Rate Constraint in lbs/MWh | FALSE | L | Annual | Qualifying Generation | TWh | 0 | 0 | 0 | 0 | 0.24701 | 2.8318 | 4.3297
NY- CO2 Rate Limit- New Fossil Units- v5.12 | 764 | 7351 | Rate Constraint in lbs/MWh | FALSE | L | Annual | Constraint Shadow Price | US2019$/Ton | 0 | 0 | 0 | 0.12175 | 0 | 0 | 0
NY Min Oil Burn - Astoria - Summer | 765 | 7541 | Generation Constraint in GWh | FALSE | G | Annual | Seasons Included | Seasons
NY Min Oil Burn - Astoria - Summer | 765 | 7541 | Generation Constraint in GWh | FALSE | G | Annual | Standard GWh | GWh | 0 | 0 | 0 | 0 | 0 | 0 | 0
NY Min Oil Burn - Astoria - Summer | 765 | 7541 | Generation Constraint in GWh | FALSE | G | Annual | Emissions at Affected Plants | GWh | 0 | 0 | 0 | 0 | 0 | 0 | 0
NY Min Oil Burn - Astoria - Summer | 765 | 7541 | Generation Constraint in GWh | FALSE | G | Annual | Allowances Purchased | GWh | 0 | 0 | 0 | 0 | 0 | 0 | 0
NY Min Oil Burn - Astoria - Summer | 765 | 7541 | Generation Constraint in GWh | FALSE | G | Annual | Allowances Sold | GWh | 0 | 0 | 0 | 0 | 0 | 0 | 0
NY Min Oil Burn - Astoria - Summer | 765 | 7541 | Generation Constraint in GWh | FALSE | G | Annual | Allowances Banked | GWh | 0 | 0 | 0 | 0 | 0 | 0 | 0
NY Min Oil Burn - Astoria - Summer | 765 | 7541 | Generation Constraint in GWh | FALSE | G | Annual | Allowances Withdrawn (1:1) | GWh | 0 | 0 | 0 | 0 | 0 | 0 | 0
NY Min Oil Burn - Astoria - Summer | 765 | 7541 | Generation Constraint in GWh | FALSE | G | Annual | Allowances Withdrawn (n:1) | GWh | 0 | 0 | 0 | 0 | 0 | 0 | 0
NY Min Oil Burn - Astoria - Summer | 765 | 7541 | Generation Constraint in GWh | FALSE | G | Annual | Net Emissions Allowance Position | GWh | 0 | 0 | 0 | 0 | 0 | 0 | 0
NY Min Oil Burn - Astoria - Summer | 765 | 7541 | Generation Constraint in GWh | FALSE | G | Annual | Fuel Consumed | TBtu | 0 | 0 | 0 | 0 | 0 | 0 | 0
NY Min Oil Burn - Astoria - Summer | 765 | 7541 | Generation Constraint in GWh | FALSE | G | Annual | Heat Rate | MMBtu/MWh | 0 | 0 | 0 | 0 | 0 | 0 | 0
NY Min Oil Burn - Astoria - Summer | 765 | 7541 | Generation Constraint in GWh | FALSE | G | Annual | Generation | TWh | 0 | 0 | 0 | 0 | 0 | 0 | 0
NY Min Oil Burn - Astoria - Summer | 765 | 7541 | Generation Constraint in GWh | FALSE | G | Annual | Qualifying Generation | TWh | 0 | 0 | 0 | 0 | 0 | 0 | 0
NY Min Oil Burn - Astoria - Summer | 765 | 7541 | Generation Constraint in GWh | FALSE | G | Annual | Rate | lb/MWh | 0 | 0 | 0 | 0 | 0 | 0 | 0
NY Min Oil Burn - Astoria - Summer | 765 | 7541 | Generation Constraint in GWh | FALSE | G | Annual | Constraint Shadow Price | US2019$/MWh | 0 | 0 | 0 | 0 | 0 | 0 | 0
NY Min Oil Burn - Astoria - Winter | 766 | 7539 | Generation Constraint in GWh | FALSE | G | Annual | Seasons Included | Seasons
NY Min Oil Burn - Astoria - Winter | 766 | 7539 | Generation Constraint in GWh | FALSE | G | Annual | Standard GWh | GWh | 0 | 0 | 0 | 0 | 0 | 0 | 0
NY Min Oil Burn - Astoria - Winter | 766 | 7539 | Generation Constraint in GWh | FALSE | G | Annual | Emissions at Affected Plants | GWh | 0 | 0 | 0 | 0 | 0 | 0 | 0
NY Min Oil Burn - Astoria - Winter | 766 | 7539 | Generation Constraint in GWh | FALSE | G | Annual | Allowances Purchased | GWh | 0 | 0 | 0 | 0 | 0 | 0 | 0
NY Min Oil Burn - Astoria - Winter | 766 | 7539 | Generation Constraint in GWh | FALSE | G | Annual | Allowances Sold | GWh | 0 | 0 | 0 | 0 | 0 | 0 | 0
NY Min Oil Burn - Astoria - Winter | 766 | 7539 | Generation Constraint in GWh | FALSE | G | Annual | Allowances Banked | GWh | 0 | 0 | 0 | 0 | 0 | 0 | 0
NY Min Oil Burn - Astoria - Winter | 766 | 7539 | Generation Constraint in GWh | FALSE | G | Annual | Allowances Withdrawn (1:1) | GWh | 0 | 0 | 0 | 0 | 0 | 0 | 0
NY Min Oil Burn - Astoria - Winter | 766 | 7539 | Generation Constraint in GWh | FALSE | G | Annual | Allowances Withdrawn (n:1) | GWh | 0 | 0 | 0 | 0 | 0 | 0 | 0
NY Min Oil Burn - Astoria - Winter | 766 | 7539 | Generation Constraint in GWh | FALSE | G | Annual | Net Emissions Allowance Position | GWh | 0 | 0 | 0 | 0 | 0 | 0 | 0
NY Min Oil Burn - Astoria - Winter | 766 | 7539 | Generation Constraint in GWh | FALSE | G | Annual | Fuel Consumed | TBtu | 0 | 0 | 0 | 0 | 0 | 0 | 0
NY Min Oil Burn - Astoria - Winter | 766 | 7539 | Generation Constraint in GWh | FALSE | G | Annual | Heat Rate | MMBtu/MWh | 0 | 0 | 0 | 0 | 0 | 0 | 0
NY Min Oil Burn - Astoria - Winter | 766 | 7539 | Generation Constraint in GWh | FALSE | G | Annual | Generation | TWh | 0 | 0 | 0 | 0 | 0 | 0 | 0
NY Min Oil Burn - Astoria - Winter | 766 | 7539 | Generation Constraint in GWh | FALSE | G | Annual | Qualifying Generation | TWh | 0 | 0 | 0 | 0 | 0 | 0 | 0
NY Min Oil Burn - Astoria - Winter | 766 | 7539 | Generation Constraint in GWh | FALSE | G | Annual | Rate | lb/MWh | 0 | 0 | 0 | 0 | 0 | 0 | 0
NY Min Oil Burn - Astoria - Winter | 766 | 7539 | Generation Constraint in GWh | FALSE | G | Annual | Constraint Shadow Price | US2019$/MWh | 0 | 0 | 0 | 0 | 0 | 0 | 0
NY Min Oil Burn - Astoria - Winter Shldr | 767 | 7540 | Generation Constraint in GWh | FALSE | G | Annual | Seasons Included | Seasons
NY Min Oil Burn - Astoria - Winter Shldr | 767 | 7540 | Generation Constraint in GWh | FALSE | G | Annual | Standard GWh | GWh | 0 | 0 | 0 | 0 | 0 | 0 | 0
NY Min Oil Burn - Astoria - Winter Shldr | 767 | 7540 | Generation Constraint in GWh | FALSE | G | Annual | Emissions at Affected Plants | GWh | 0 | 0 | 0 | 0 | 0 | 0 | 0
NY Min Oil Burn - Astoria - Winter Shldr | 767 | 7540 | Generation Constraint in GWh | FALSE | G | Annual | Allowances Purchased | GWh | 0 | 0 | 0 | 0 | 0 | 0 | 0
NY Min Oil Burn - Astoria - Winter Shldr | 767 | 7540 | Generation Constraint in GWh | FALSE | G | Annual | Allowances Sold | GWh | 0 | 0 | 0 | 0 | 0 | 0 | 0
NY Min Oil Burn - Astoria - Winter Shldr | 767 | 7540 | Generation Constraint in GWh | FALSE | G | Annual | Allowances Banked | GWh | 0 | 0 | 0 | 0 | 0 | 0 | 0
NY Min Oil Burn - Astoria - Winter Shldr | 767 | 7540 | Generation Constraint in GWh | FALSE | G | Annual | Allowances Withdrawn (1:1) | GWh | 0 | 0 | 0 | 0 | 0 | 0 | 0
NY Min Oil Burn - Astoria - Winter Shldr | 767 | 7540 | Generation Constraint in GWh | FALSE | G | Annual | Allowances Withdrawn (n:1) | GWh | 0 | 0 | 0 | 0 | 0 | 0 | 0
NY Min Oil Burn - Astoria - Winter Shldr | 767 | 7540 | Generation Constraint in GWh | FALSE | G | Annual | Net Emissions Allowance Position | GWh | 0 | 0 | 0 | 0 | 0 | 0 | 0
NY Min Oil Burn - Astoria - Winter Shldr | 767 | 7540 | Generation Constraint in GWh | FALSE | G | Annual | Fuel Consumed | TBtu | 0 | 0 | 0 | 0 | 0 | 0 | 0
NY Min Oil Burn - Astoria - Winter Shldr | 767 | 7540 | Generation Constraint in GWh | FALSE | G | Annual | Heat Rate | MMBtu/MWh | 0 | 0 | 0 | 0 | 0 | 0 | 0
NY Min Oil Burn - Astoria - Winter Shldr | 767 | 7540 | Generation Constraint in GWh | FALSE | G | Annual | Generation | TWh | 0 | 0 | 0 | 0 | 0 | 0 | 0
NY Min Oil Burn - Astoria - Winter Shldr | 767 | 7540 | Generation Constraint in GWh | FALSE | G | Annual | Qualifying Generation | TWh | 0 | 0 | 0 | 0 | 0 | 0 | 0
NY Min Oil Burn - Astoria - Winter Shldr | 767 | 7540 | Generation Constraint in GWh | FALSE | G | Annual | Rate | lb/MWh | 0 | 0 | 0 | 0 | 0 | 0 | 0
NY Min Oil Burn - Astoria - Winter Shldr | 767 | 7540 | Generation Constraint in GWh | FALSE | G | Annual | Constraint Shadow Price | US2019$/MWh | 0 | 0 | 0 | 0 | 0 | 0 | 0
NY Min Oil Burn - Astoria Energy - Summer | 768 | 7553 | Generation Constraint in GWh | FALSE | G | Annual | Seasons Included | Seasons
NY Min Oil Burn - Astoria Energy - Summer | 768 | 7553 | Generation Constraint in GWh | FALSE | G | Annual | Standard GWh | GWh | 0 | 0 | 0 | 0 | 0 | 0 | 0
NY Min Oil Burn - Astoria Energy - Summer | 768 | 7553 | Generation Constraint in GWh | FALSE | G | Annual | Emissions at Affected Plants | GWh | 0 | 0 | 0 | 0 | 0 | 0 | 0
NY Min Oil Burn - Astoria Energy - Summer | 768 | 7553 | Generation Constraint in GWh | FALSE | G | Annual | Allowances Purchased | GWh | 0 | 0 | 0 | 0 | 0 | 0 | 0
NY Min Oil Burn - Astoria Energy - Summer | 768 | 7553 | Generation Constraint in GWh | FALSE | G | Annual | Allowances Sold | GWh | 0 | 0 | 0 | 0 | 0 | 0 | 0
NY Min Oil Burn - Astoria Energy - Summer | 768 | 7553 | Generation Constraint in GWh | FALSE | G | Annual | Allowances Banked | GWh | 0 | 0 | 0 | 0 | 0 | 0 | 0
NY Min Oil Burn - Astoria Energy - Summer | 768 | 7553 | Generation Constraint in GWh | FALSE | G | Annual | Allowances Withdrawn (1:1) | GWh | 0 | 0 | 0 | 0 | 0 | 0 | 0
NY Min Oil Burn - Astoria Energy - Summer | 768 | 7553 | Generation Constraint in GWh | FALSE | G | Annual | Allowances Withdrawn (n:1) | GWh | 0 | 0 | 0 | 0 | 0 | 0 | 0
NY Min Oil Burn - Astoria Energy - Summer | 768 | 7553 | Generation Constraint in GWh | FALSE | G | Annual | Net Emissions Allowance Position | GWh | 0 | 0 | 0 | 0 | 0 | 0 | 0
NY Min Oil Burn - Astoria Energy - Summer | 768 | 7553 | Generation Constraint in GWh | FALSE | G | Annual | Fuel Consumed | TBtu | 0 | 0 | 0 | 0 | 0 | 0 | 0
NY Min Oil Burn - Astoria Energy - Summer | 768 | 7553 | Generation Constraint in GWh | FALSE | G | Annual | Heat Rate | MMBtu/MWh | 0 | 0 | 0 | 0 | 0 | 0 | 0
NY Min Oil Burn - Astoria Energy - Summer | 768 | 7553 | Generation Constraint in GWh | FALSE | G | Annual | Generation | TWh | 0 | 0 | 0 | 0 | 0 | 0 | 0
NY Min Oil Burn - Astoria Energy - Summer | 768 | 7553 | Generation Constraint in GWh | FALSE | G | Annual | Qualifying Generation | TWh | 0 | 0 | 0 | 0 | 0 | 0 | 0
NY Min Oil Burn - Astoria Energy - Summer | 768 | 7553 | Generation Constraint in GWh | FALSE | G | Annual | Rate | lb/MWh | 0 | 0 | 0 | 0 | 0 | 0 | 0
NY Min Oil Burn - Astoria Energy - Summer | 768 | 7553 | Generation Constraint in GWh | FALSE | G | Annual | Constraint Shadow Price | US2019$/MWh | 0 | 0 | 0 | 0 | 0 | 0 | 0
NY Min Oil Burn - Astoria Energy - Winter | 769 | 7551 | Generation Constraint in GWh | FALSE | G | Annual | Seasons Included | Seasons
NY Min Oil Burn - Astoria Energy - Winter | 769 | 7551 | Generation Constraint in GWh | FALSE | G | Annual | Standard GWh | GWh | 0 | 0 | 0 | 0 | 0 | 0 | 0
NY Min Oil Burn - Astoria Energy - Winter | 769 | 7551 | Generation Constraint in GWh | FALSE | G | Annual | Emissions at Affected Plants | GWh | 0 | 0 | 0 | 0 | 0 | 0 | 0
NY Min Oil Burn - Astoria Energy - Winter | 769 | 7551 | Generation Constraint in GWh | FALSE | G | Annual | Allowances Purchased | GWh | 0 | 0 | 0 | 0 | 0 | 0 | 0
NY Min Oil Burn - Astoria Energy - Winter | 769 | 7551 | Generation Constraint in GWh | FALSE | G | Annual | Allowances Sold | GWh | 0 | 0 | 0 | 0 | 0 | 0 | 0
NY Min Oil Burn - Astoria Energy - Winter | 769 | 7551 | Generation Constraint in GWh | FALSE | G | Annual | Allowances Banked | GWh | 0 | 0 | 0 | 0 | 0 | 0 | 0
NY Min Oil Burn - Astoria Energy - Winter | 769 | 7551 | Generation Constraint in GWh | FALSE | G | Annual | Allowances Withdrawn (1:1) | GWh | 0 | 0 | 0 | 0 | 0 | 0 | 0
NY Min Oil Burn - Astoria Energy - Winter | 769 | 7551 | Generation Constraint in GWh | FALSE | G | Annual | Allowances Withdrawn (n:1) | GWh | 0 | 0 | 0 | 0 | 0 | 0 | 0
NY Min Oil Burn - Astoria Energy - Winter | 769 | 7551 | Generation Constraint in GWh | FALSE | G | Annual | Net Emissions Allowance Position | GWh | 0 | 0 | 0 | 0 | 0 | 0 | 0
NY Min Oil Burn - Astoria Energy - Winter | 769 | 7551 | Generation Constraint in GWh | FALSE | G | Annual | Fuel Consumed | TBtu | 0 | 0 | 0 | 0 | 0 | 0 | 0
NY Min Oil Burn - Astoria Energy - Winter | 769 | 7551 | Generation Constraint in GWh | FALSE | G | Annual | Heat Rate | MMBtu/MWh | 0 | 0 | 0 | 0 | 0 | 0 | 0
NY Min Oil Burn - Astoria Energy - Winter | 769 | 7551 | Generation Constraint in GWh | FALSE | G | Annual | Generation | TWh | 0 | 0 | 0 | 0 | 0 | 0 | 0
NY Min Oil Burn - Astoria Energy - Winter | 769 | 7551 | Generation Constraint in GWh | FALSE | G | Annual | Qualifying Generation | TWh | 0 | 0 | 0 | 0 | 0 | 0 | 0
NY Min Oil Burn - Astoria Energy - Winter | 769 | 7551 | Generation Constraint in GWh | FALSE | G | Annual | Rate | lb/MWh | 0 | 0 | 0 | 0 | 0 | 0 | 0
NY Min Oil Burn - Astoria Energy - Winter | 769 | 7551 | Generation Constraint in GWh | FALSE | G | Annual | Constraint Shadow Price | US2019$/MWh | 0 | 0 | 0 | 0 | 0 | 0 | 0
NY Min Oil Burn - Astoria Energy - Winter Shldr | 770 | 7552 | Generation Constraint in GWh | FALSE | G | Annual | Seasons Included | Seasons
NY Min Oil Burn - Astoria Energy - Winter Shldr | 770 | 7552 | Generation Constraint in GWh | FALSE | G | Annual | Standard GWh | GWh | 0 | 0 | 0 | 0 | 0 | 0 | 0
NY Min Oil Burn - Astoria Energy - Winter Shldr | 770 | 7552 | Generation Constraint in GWh | FALSE | G | Annual | Emissions at Affected Plants | GWh | 0 | 0 | 0 | 0 | 0 | 0 | 0
NY Min Oil Burn - Astoria Energy - Winter Shldr | 770 | 7552 | Generation Constraint in GWh | FALSE | G | Annual | Allowances Purchased | GWh | 0 | 0 | 0 | 0 | 0 | 0 | 0
NY Min Oil Burn - Astoria Energy - Winter Shldr | 770 | 7552 | Generation Constraint in GWh | FALSE | G | Annual | Allowances Sold | GWh | 0 | 0 | 0 | 0 | 0 | 0 | 0
NY Min Oil Burn - Astoria Energy - Winter Shldr | 770 | 7552 | Generation Constraint in GWh | FALSE | G | Annual | Allowances Banked | GWh | 0 | 0 | 0 | 0 | 0 | 0 | 0
NY Min Oil Burn - Astoria Energy - Winter Shldr | 770 | 7552 | Generation Constraint in GWh | FALSE | G | Annual | Allowances Withdrawn (1:1) | GWh | 0 | 0 | 0 | 0 | 0 | 0 | 0
NY Min Oil Burn - Astoria Energy - Winter Shldr | 770 | 7552 | Generation Constraint in GWh | FALSE | G | Annual | Allowances Withdrawn (n:1) | GWh | 0 | 0 | 0 | 0 | 0 | 0 | 0
NY Min Oil Burn - Astoria Energy - Winter Shldr | 770 | 7552 | Generation Constraint in GWh | FALSE | G | Annual | Net Emissions Allowance Position | GWh | 0 | 0 | 0 | 0 | 0 | 0 | 0
NY Min Oil Burn - Astoria Energy - Winter Shldr | 770 | 7552 | Generation Constraint in GWh | FALSE | G | Annual | Fuel Consumed | TBtu | 0 | 0 | 0 | 0 | 0 | 0 | 0
NY Min Oil Burn - Astoria Energy - Winter Shldr | 770 | 7552 | Generation Constraint in GWh | FALSE | G | Annual | Heat Rate | MMBtu/MWh | 0 | 0 | 0 | 0 | 0 | 0 | 0
NY Min Oil Burn - Astoria Energy - Winter Shldr | 770 | 7552 | Generation Constraint in GWh | FALSE | G | Annual | Generation | TWh | 0 | 0 | 0 | 0 | 0 | 0 | 0
NY Min Oil Burn - Astoria Energy - Winter Shldr | 770 | 7552 | Generation Constraint in GWh | FALSE | G | Annual | Qualifying Generation | TWh | 0 | 0 | 0 | 0 | 0 | 0 | 0
NY Min Oil Burn - Astoria Energy - Winter Shldr | 770 | 7552 | Generation Constraint in GWh | FALSE | G | Annual | Rate | lb/MWh | 0 | 0 | 0 | 0 | 0 | 0 | 0
NY Min Oil Burn - Astoria Energy - Winter Shldr | 770 | 7552 | Generation Constraint in GWh | FALSE | G | Annual | Constraint Shadow Price | US2019$/MWh | 0 | 0 | 0 | 0 | 0 | 0 | 0
NY Min Oil Burn - East River - Summer | 771 | 7544 | Generation Constraint in GWh | FALSE | G | Annual | Seasons Included | Seasons
NY Min Oil Burn - East River - Summer | 771 | 7544 | Generation Constraint in GWh | FALSE | G | Annual | Standard GWh | GWh | 0 | 0 | 0 | 0 | 0 | 0 | 0
NY Min Oil Burn - East River - Summer | 771 | 7544 | Generation Constraint in GWh | FALSE | G | Annual | Emissions at Affected Plants | GWh | 0 | 0 | 0 | 0 | 0 | 0 | 0
NY Min Oil Burn - East River - Summer | 771 | 7544 | Generation Constraint in GWh | FALSE | G | Annual | Allowances Purchased | GWh | 0 | 0 | 0 | 0 | 0 | 0 | 0
NY Min Oil Burn - East River - Summer | 771 | 7544 | Generation Constraint in GWh | FALSE | G | Annual | Allowances Sold | GWh | 0 | 0 | 0 | 0 | 0 | 0 | 0
NY Min Oil Burn - East River - Summer | 771 | 7544 | Generation Constraint in GWh | FALSE | G | Annual | Allowances Banked | GWh | 0 | 0 | 0 | 0 | 0 | 0 | 0
NY Min Oil Burn - East River - Summer | 771 | 7544 | Generation Constraint in GWh | FALSE | G | Annual | Allowances Withdrawn (1:1) | GWh | 0 | 0 | 0 | 0 | 0 | 0 | 0
NY Min Oil Burn - East River - Summer | 771 | 7544 | Generation Constraint in GWh | FALSE | G | Annual | Allowances Withdrawn (n:1) | GWh | 0 | 0 | 0 | 0 | 0 | 0 | 0
NY Min Oil Burn - East River - Summer | 771 | 7544 | Generation Constraint in GWh | FALSE | G | Annual | Net Emissions Allowance Position | GWh | 0 | 0 | 0 | 0 | 0 | 0 | 0
NY Min Oil Burn - East River - Summer | 771 | 7544 | Generation Constraint in GWh | FALSE | G | Annual | Fuel Consumed | TBtu | 0 | 0 | 0 | 0 | 0 | 0 | 0
NY Min Oil Burn - East River - Summer | 771 | 7544 | Generation Constraint in GWh | FALSE | G | Annual | Heat Rate | MMBtu/MWh | 0 | 0 | 0 | 0 | 0 | 0 | 0
NY Min Oil Burn - East River - Summer | 771 | 7544 | Generation Constraint in GWh | FALSE | G | Annual | Generation | TWh | 0 | 0 | 0 | 0 | 0 | 0 | 0
NY Min Oil Burn - East River - Summer | 771 | 7544 | Generation Constraint in GWh | FALSE | G | Annual | Qualifying Generation | TWh | 0 | 0 | 0 | 0 | 0 | 0 | 0
NY Min Oil Burn - East River - Summer | 771 | 7544 | Generation Constraint in GWh | FALSE | G | Annual | Rate | lb/MWh | 0 | 0 | 0 | 0 | 0 | 0 | 0
NY Min Oil Burn - East River - Summer | 771 | 7544 | Generation Constraint in GWh | FALSE | G | Annual | Constraint Shadow Price | US2019$/MWh | 0 | 0 | 0 | 0 | 0 | 0 | 0
NY Min Oil Burn - East River - Winter | 772 | 7542 | Generation Constraint in GWh | FALSE | G | Annual | Seasons Included | Seasons
NY Min Oil Burn - East River - Winter | 772 | 7542 | Generation Constraint in GWh | FALSE | G | Annual | Standard GWh | GWh | 0 | 0 | 0 | 0 | 0 | 0 | 0
NY Min Oil Burn - East River - Winter | 772 | 7542 | Generation Constraint in GWh | FALSE | G | Annual | Emissions at Affected Plants | GWh | 0 | 0 | 0 | 0 | 0 | 0 | 0
NY Min Oil Burn - East River - Winter | 772 | 7542 | Generation Constraint in GWh | FALSE | G | Annual | Allowances Purchased | GWh | 0 | 0 | 0 | 0 | 0 | 0 | 0
NY Min Oil Burn - East River - Winter | 772 | 7542 | Generation Constraint in GWh | FALSE | G | Annual | Allowances Sold | GWh | 0 | 0 | 0 | 0 | 0 | 0 | 0
NY Min Oil Burn - East River - Winter | 772 | 7542 | Generation Constraint in GWh | FALSE | G | Annual | Allowances Banked | GWh | 0 | 0 | 0 | 0 | 0 | 0 | 0
NY Min Oil Burn - East River - Winter | 772 | 7542 | Generation Constraint in GWh | FALSE | G | Annual | Allowances Withdrawn (1:1) | GWh | 0 | 0 | 0 | 0 | 0 | 0 | 0
NY Min Oil Burn - East River - Winter | 772 | 7542 | Generation Constraint in GWh | FALSE | G | Annual | Allowances Withdrawn (n:1) | GWh | 0 | 0 | 0 | 0 | 0 | 0 | 0
NY Min Oil Burn - East River - Winter | 772 | 7542 | Generation Constraint in GWh | FALSE | G | Annual | Net Emissions Allowance Position | GWh | 0 | 0 | 0 | 0 | 0 | 0 | 0
NY Min Oil Burn - East River - Winter | 772 | 7542 | Generation Constraint in GWh | FALSE | G | Annual | Fuel Consumed | TBtu | 0 | 0 | 0 | 0 | 0 | 0 | 0
NY Min Oil Burn - East River - Winter | 772 | 7542 | Generation Constraint in GWh | FALSE | G | Annual | Heat Rate | MMBtu/MWh | 0 | 0 | 0 | 0 | 0 | 0 | 0
NY Min Oil Burn - East River - Winter | 772 | 7542 | Generation Constraint in GWh | FALSE | G | Annual | Generation | TWh | 0 | 0 | 0 | 0 | 0 | 0 | 0
NY Min Oil Burn - East River - Winter | 772 | 7542 | Generation Constraint in GWh | FALSE | G | Annual | Qualifying Generation | TWh | 0 | 0 | 0 | 0 | 0 | 0 | 0
NY Min Oil Burn - East River - Winter | 772 | 7542 | Generation Constraint in GWh | FALSE | G | Annual | Rate | lb/MWh | 0 | 0 | 0 | 0 | 0 | 0 | 0
NY Min Oil Burn - East River - Winter | 772 | 7542 | Generation Constraint in GWh | FALSE | G | Annual | Constraint Shadow Price | US2019$/MWh | 0 | 0 | 0 | 0 | 0 | 0 | 0
NY Min Oil Burn - East River - Winter Shldr | 773 | 7543 | Generation Constraint in GWh | FALSE | G | Annual | Seasons Included | Seasons
NY Min Oil Burn - East River - Winter Shldr | 773 | 7543 | Generation Constraint in GWh | FALSE | G | Annual | Standard GWh | GWh | 0 | 0 | 0 | 0 | 0 | 0 | 0
NY Min Oil Burn - East River - Winter Shldr | 773 | 7543 | Generation Constraint in GWh | FALSE | G | Annual | Emissions at Affected Plants | GWh | 0 | 0 | 0 | 0 | 0 | 0 | 0
NY Min Oil Burn - East River - Winter Shldr | 773 | 7543 | Generation Constraint in GWh | FALSE | G | Annual | Allowances Purchased | GWh | 0 | 0 | 0 | 0 | 0 | 0 | 0
NY Min Oil Burn - East River - Winter Shldr | 773 | 7543 | Generation Constraint in GWh | FALSE | G | Annual | Allowances Sold | GWh | 0 | 0 | 0 | 0 | 0 | 0 | 0
NY Min Oil Burn - East River - Winter Shldr | 773 | 7543 | Generation Constraint in GWh | FALSE | G | Annual | Allowances Banked | GWh | 0 | 0 | 0 | 0 | 0 | 0 | 0
NY Min Oil Burn - East River - Winter Shldr | 773 | 7543 | Generation Constraint in GWh | FALSE | G | Annual | Allowances Withdrawn (1:1) | GWh | 0 | 0 | 0 | 0 | 0 | 0 | 0
NY Min Oil Burn - East River - Winter Shldr | 773 | 7543 | Generation Constraint in GWh | FALSE | G | Annual | Allowances Withdrawn (n:1) | GWh | 0 | 0 | 0 | 0 | 0 | 0 | 0
NY Min Oil Burn - East River - Winter Shldr | 773 | 7543 | Generation Constraint in GWh | FALSE | G | Annual | Net Emissions Allowance Position | GWh | 0 | 0 | 0 | 0 | 0 | 0 | 0
NY Min Oil Burn - East River - Winter Shldr | 773 | 7543 | Generation Constraint in GWh | FALSE | G | Annual | Fuel Consumed | TBtu | 0 | 0 | 0 | 0 | 0 | 0 | 0
NY Min Oil Burn - East River - Winter Shldr | 773 | 7543 | Generation Constraint in GWh | FALSE | G | Annual | Heat Rate | MMBtu/MWh | 0 | 0 | 0 | 0 | 0 | 0 | 0
NY Min Oil Burn - East River - Winter Shldr | 773 | 7543 | Generation Constraint in GWh | FALSE | G | Annual | Generation | TWh | 0 | 0 | 0 | 0 | 0 | 0 | 0
NY Min Oil Burn - East River - Winter Shldr | 773 | 7543 | Generation Constraint in GWh | FALSE | G | Annual | Qualifying Generation | TWh | 0 | 0 | 0 | 0 | 0 | 0 | 0
NY Min Oil Burn - East River - Winter Shldr | 773 | 7543 | Generation Constraint in GWh | FALSE | G | Annual | Rate | lb/MWh | 0 | 0 | 0 | 0 | 0 | 0 | 0
NY Min Oil Burn - East River - Winter Shldr | 773 | 7543 | Generation Constraint in GWh | FALSE | G | Annual | Constraint Shadow Price | US2019$/MWh | 0 | 0 | 0 | 0 | 0 | 0 | 0
NY Min Oil Burn - Northport - Summer | 774 | 7547 | Generation Constraint in GWh | FALSE | G | Annual | Seasons Included | Seasons
NY Min Oil Burn - Northport - Summer | 774 | 7547 | Generation Constraint in GWh | FALSE | G | Annual | Standard GWh | GWh | 0 | 0 | 0 | 0 | 0 | 0 | 0
NY Min Oil Burn - Northport - Summer | 774 | 7547 | Generation Constraint in GWh | FALSE | G | Annual | Emissions at Affected Plants | GWh | 0 | 0 | 0 | 0 | 0 | 0 | 0
NY Min Oil Burn - Northport - Summer | 774 | 7547 | Generation Constraint in GWh | FALSE | G | Annual | Allowances Purchased | GWh | 0 | 0 | 0 | 0 | 0 | 0 | 0
NY Min Oil Burn - Northport - Summer | 774 | 7547 | Generation Constraint in GWh | FALSE | G | Annual | Allowances Sold | GWh | 0 | 0 | 0 | 0 | 0 | 0 | 0
NY Min Oil Burn - Northport - Summer | 774 | 7547 | Generation Constraint in GWh | FALSE | G | Annual | Allowances Banked | GWh | 0 | 0 | 0 | 0 | 0 | 0 | 0
NY Min Oil Burn - Northport - Summer | 774 | 7547 | Generation Constraint in GWh | FALSE | G | Annual | Allowances Withdrawn (1:1) | GWh | 0 | 0 | 0 | 0 | 0 | 0 | 0
NY Min Oil Burn - Northport - Summer | 774 | 7547 | Generation Constraint in GWh | FALSE | G | Annual | Allowances Withdrawn (n:1) | GWh | 0 | 0 | 0 | 0 | 0 | 0 | 0
NY Min Oil Burn - Northport - Summer | 774 | 7547 | Generation Constraint in GWh | FALSE | G | Annual | Net Emissions Allowance Position | GWh | 0 | 0 | 0 | 0 | 0 | 0 | 0
NY Min Oil Burn - Northport - Summer | 774 | 7547 | Generation Constraint in GWh | FALSE | G | Annual | Fuel Consumed | TBtu | 0 | 0 | 0 | 0 | 0 | 0 | 0
NY Min Oil Burn - Northport - Summer | 774 | 7547 | Generation Constraint in GWh | FALSE | G | Annual | Heat Rate | MMBtu/MWh | 0 | 0 | 0 | 0 | 0 | 0 | 0
NY Min Oil Burn - Northport - Summer | 774 | 7547 | Generation Constraint in GWh | FALSE | G | Annual | Generation | TWh | 0 | 0 | 0 | 0 | 0 | 0 | 0
NY Min Oil Burn - Northport - Summer | 774 | 7547 | Generation Constraint in GWh | FALSE | G | Annual | Qualifying Generation | TWh | 0 | 0 | 0 | 0 | 0 | 0 | 0
NY Min Oil Burn - Northport - Summer | 774 | 7547 | Generation Constraint in GWh | FALSE | G | Annual | Rate | lb/MWh | 0 | 0 | 0 | 0 | 0 | 0 | 0
NY Min Oil Burn - Northport - Summer | 774 | 7547 | Generation Constraint in GWh | FALSE | G | Annual | Constraint Shadow Price | US2019$/MWh | 0 | 0 | 0 | 0 | 0 | 0 | 0
NY Min Oil Burn - Northport - Winter | 775 | 7545 | Generation Constraint in GWh | FALSE | G | Annual | Seasons Included | Seasons
NY Min Oil Burn - Northport - Winter | 775 | 7545 | Generation Constraint in GWh | FALSE | G | Annual | Standard GWh | GWh | 0 | 0 | 0 | 0 | 0 | 0 | 0
NY Min Oil Burn - Northport - Winter | 775 | 7545 | Generation Constraint in GWh | FALSE | G | Annual | Emissions at Affected Plants | GWh | 0 | 0 | 0 | 0 | 0 | 0 | 0
NY Min Oil Burn - Northport - Winter | 775 | 7545 | Generation Constraint in GWh | FALSE | G | Annual | Allowances Purchased | GWh | 0 | 0 | 0 | 0 | 0 | 0 | 0
NY Min Oil Burn - Northport - Winter | 775 | 7545 | Generation Constraint in GWh | FALSE | G | Annual | Allowances Sold | GWh | 0 | 0 | 0 | 0 | 0 | 0 | 0
NY Min Oil Burn - Northport - Winter | 775 | 7545 | Generation Constraint in GWh | FALSE | G | Annual | Allowances Banked | GWh | 0 | 0 | 0 | 0 | 0 | 0 | 0
NY Min Oil Burn - Northport - Winter | 775 | 7545 | Generation Constraint in GWh | FALSE | G | Annual | Allowances Withdrawn (1:1) | GWh | 0 | 0 | 0 | 0 | 0 | 0 | 0
NY Min Oil Burn - Northport - Winter | 775 | 7545 | Generation Constraint in GWh | FALSE | G | Annual | Allowances Withdrawn (n:1) | GWh | 0 | 0 | 0 | 0 | 0 | 0 | 0
NY Min Oil Burn - Northport - Winter | 775 | 7545 | Generation Constraint in GWh | FALSE | G | Annual | Net Emissions Allowance Position | GWh | 0 | 0 | 0 | 0 | 0 | 0 | 0
NY Min Oil Burn - Northport - Winter | 775 | 7545 | Generation Constraint in GWh | FALSE | G | Annual | Fuel Consumed | TBtu | 0 | 0 | 0 | 0 | 0 | 0 | 0
NY Min Oil Burn - Northport - Winter | 775 | 7545 | Generation Constraint in GWh | FALSE | G | Annual | Heat Rate | MMBtu/MWh | 0 | 0 | 0 | 0 | 0 | 0 | 0
NY Min Oil Burn - Northport - Winter | 775 | 7545 | Generation Constraint in GWh | FALSE | G | Annual | Generation | TWh | 0 | 0 | 0 | 0 | 0 | 0 | 0
NY Min Oil Burn - Northport - Winter | 775 | 7545 | Generation Constraint in GWh | FALSE | G | Annual | Qualifying Generation | TWh | 0 | 0 | 0 | 0 | 0 | 0 | 0
NY Min Oil Burn - Northport - Winter | 775 | 7545 | Generation Constraint in GWh | FALSE | G | Annual | Rate | lb/MWh | 0 | 0 | 0 | 0 | 0 | 0 | 0
NY Min Oil Burn - Northport - Winter | 775 | 7545 | Generation Constraint in GWh | FALSE | G | Annual | Constraint Shadow Price | US2019$/MWh | 0 | 0 | 0 | 0 | 0 | 0 | 0
NY Min Oil Burn - Northport - Winter Shldr | 776 | 7546 | Generation Constraint in GWh | FALSE | G | Annual | Seasons Included | Seasons
NY Min Oil Burn - Northport - Winter Shldr | 776 | 7546 | Generation Constraint in GWh | FALSE | G | Annual | Standard GWh | GWh | 0 | 0 | 0 | 0 | 0 | 0 | 0
NY Min Oil Burn - Northport - Winter Shldr | 776 | 7546 | Generation Constraint in GWh | FALSE | G | Annual | Emissions at Affected Plants | GWh | 0 | 0 | 0 | 0 | 0 | 0 | 0
NY Min Oil Burn - Northport - Winter Shldr | 776 | 7546 | Generation Constraint in GWh | FALSE | G | Annual | Allowances Purchased | GWh | 0 | 0 | 0 | 0 | 0 | 0 | 0
NY Min Oil Burn - Northport - Winter Shldr | 776 | 7546 | Generation Constraint in GWh | FALSE | G | Annual | Allowances Sold | GWh | 0 | 0 | 0 | 0 | 0 | 0 | 0
NY Min Oil Burn - Northport - Winter Shldr | 776 | 7546 | Generation Constraint in GWh | FALSE | G | Annual | Allowances Banked | GWh | 0 | 0 | 0 | 0 | 0 | 0 | 0
NY Min Oil Burn - Northport - Winter Shldr | 776 | 7546 | Generation Constraint in GWh | FALSE | G | Annual | Allowances Withdrawn (1:1) | GWh | 0 | 0 | 0 | 0 | 0 | 0 | 0
NY Min Oil Burn - Northport - Winter Shldr | 776 | 7546 | Generation Constraint in GWh | FALSE | G | Annual | Allowances Withdrawn (n:1) | GWh | 0 | 0 | 0 | 0 | 0 | 0 | 0
NY Min Oil Burn - Northport - Winter Shldr | 776 | 7546 | Generation Constraint in GWh | FALSE | G | Annual | Net Emissions Allowance Position | GWh | 0 | 0 | 0 | 0 | 0 | 0 | 0
NY Min Oil Burn - Northport - Winter Shldr | 776 | 7546 | Generation Constraint in GWh | FALSE | G | Annual | Fuel Consumed | TBtu | 0 | 0 | 0 | 0 | 0 | 0 | 0
NY Min Oil Burn - Northport - Winter Shldr | 776 | 7546 | Generation Constraint in GWh | FALSE | G | Annual | Heat Rate | MMBtu/MWh | 0 | 0 | 0 | 0 | 0 | 0 | 0
NY Min Oil Burn - Northport - Winter Shldr | 776 | 7546 | Generation Constraint in GWh | FALSE | G | Annual | Generation | TWh | 0 | 0 | 0 | 0 | 0 | 0 | 0
NY Min Oil Burn - Northport - Winter Shldr | 776 | 7546 | Generation Constraint in GWh | FALSE | G | Annual | Qualifying Generation | TWh | 0 | 0 | 0 | 0 | 0 | 0 | 0
NY Min Oil Burn - Northport - Winter Shldr | 776 | 7546 | Generation Constraint in GWh | FALSE | G | Annual | Rate | lb/MWh | 0 | 0 | 0 | 0 | 0 | 0 | 0
NY Min Oil Burn - Northport - Winter Shldr | 776 | 7546 | Generation Constraint in GWh | FALSE | G | Annual | Constraint Shadow Price | US2019$/MWh | 0 | 0 | 0 | 0 | 0 | 0 | 0
NY Min Oil Burn - Ravenswood CC - Summer | 777 | 7556 | Generation Constraint in GWh | FALSE | G | Annual | Seasons Included | Seasons
NY Min Oil Burn - Ravenswood CC - Summer | 777 | 7556 | Generation Constraint in GWh | FALSE | G | Annual | Standard GWh | GWh | 0 | 0 | 0 | 0 | 0 | 0 | 0
NY Min Oil Burn - Ravenswood CC - Summer | 777 | 7556 | Generation Constraint in GWh | FALSE | G | Annual | Emissions at Affected Plants | GWh | 0 | 0 | 0 | 0 | 0 | 0 | 0
NY Min Oil Burn - Ravenswood CC - Summer | 777 | 7556 | Generation Constraint in GWh | FALSE | G | Annual | Allowances Purchased | GWh | 0 | 0 | 0 | 0 | 0 | 0 | 0
NY Min Oil Burn - Ravenswood CC - Summer | 777 | 7556 | Generation Constraint in GWh | FALSE | G | Annual | Allowances Sold | GWh | 0 | 0 | 0 | 0 | 0 | 0 | 0
NY Min Oil Burn - Ravenswood CC - Summer | 777 | 7556 | Generation Constraint in GWh | FALSE | G | Annual | Allowances Banked | GWh | 0 | 0 | 0 | 0 | 0 | 0 | 0
NY Min Oil Burn - Ravenswood CC - Summer | 777 | 7556 | Generation Constraint in GWh | FALSE | G | Annual | Allowances Withdrawn (1:1) | GWh | 0 | 0 | 0 | 0 | 0 | 0 | 0
NY Min Oil Burn - Ravenswood CC - Summer | 777 | 7556 | Generation Constraint in GWh | FALSE | G | Annual | Allowances Withdrawn (n:1) | GWh | 0 | 0 | 0 | 0 | 0 | 0 | 0
NY Min Oil Burn - Ravenswood CC - Summer | 777 | 7556 | Generation Constraint in GWh | FALSE | G | Annual | Net Emissions Allowance Position | GWh | 0 | 0 | 0 | 0 | 0 | 0 | 0
NY Min Oil Burn - Ravenswood CC - Summer | 777 | 7556 | Generation Constraint in GWh | FALSE | G | Annual | Fuel Consumed | TBtu | 0 | 0 | 0 | 0 | 0 | 0 | 0
NY Min Oil Burn - Ravenswood CC - Summer | 777 | 7556 | Generation Constraint in GWh | FALSE | G | Annual | Heat Rate | MMBtu/MWh | 0 | 0 | 0 | 0 | 0 | 0 | 0
NY Min Oil Burn - Ravenswood CC - Summer | 777 | 7556 | Generation Constraint in GWh | FALSE | G | Annual | Generation | TWh | 0 | 0 | 0 | 0 | 0 | 0 | 0
NY Min Oil Burn - Ravenswood CC - Summer | 777 | 7556 | Generation Constraint in GWh | FALSE | G | Annual | Qualifying Generation | TWh | 0 | 0 | 0 | 0 | 0 | 0 | 0
NY Min Oil Burn - Ravenswood CC - Summer | 777 | 7556 | Generation Constraint in GWh | FALSE | G | Annual | Rate | lb/MWh | 0 | 0 | 0 | 0 | 0 | 0 | 0
NY Min Oil Burn - Ravenswood CC - Summer | 777 | 7556 | Generation Constraint in GWh | FALSE | G | Annual | Constraint Shadow Price | US2019$/MWh | 0 | 0 | 0 | 0 | 0 | 0 | 0
NY Min Oil Burn - Ravenswood CC - Winter | 778 | 7554 | Generation Constraint in GWh | FALSE | G | Annual | Seasons Included | Seasons
NY Min Oil Burn - Ravenswood CC - Winter | 778 | 7554 | Generation Constraint in GWh | FALSE | G | Annual | Standard GWh | GWh | 0 | 0 | 0 | 0 | 0 | 0 | 0
NY Min Oil Burn - Ravenswood CC - Winter | 778 | 7554 | Generation Constraint in GWh | FALSE | G | Annual | Emissions at Affected Plants | GWh | 0 | 0 | 0 | 0 | 0 | 0 | 0
NY Min Oil Burn - Ravenswood CC - Winter | 778 | 7554 | Generation Constraint in GWh | FALSE | G | Annual | Allowances Purchased | GWh | 0 | 0 | 0 | 0 | 0 | 0 | 0
NY Min Oil Burn - Ravenswood CC - Winter | 778 | 7554 | Generation Constraint in GWh | FALSE | G | Annual | Allowances Sold | GWh | 0 | 0 | 0 | 0 | 0 | 0 | 0
NY Min Oil Burn - Ravenswood CC - Winter | 778 | 7554 | Generation Constraint in GWh | FALSE | G | Annual | Allowances Banked | GWh | 0 | 0 | 0 | 0 | 0 | 0 | 0
NY Min Oil Burn - Ravenswood CC - Winter | 778 | 7554 | Generation Constraint in GWh | FALSE | G | Annual | Allowances Withdrawn (1:1) | GWh | 0 | 0 | 0 | 0 | 0 | 0 | 0
NY Min Oil Burn - Ravenswood CC - Winter | 778 | 7554 | Generation Constraint in GWh | FALSE | G | Annual | Allowances Withdrawn (n:1) | GWh | 0 | 0 | 0 | 0 | 0 | 0 | 0
NY Min Oil Burn - Ravenswood CC - Winter | 778 | 7554 | Generation Constraint in GWh | FALSE | G | Annual | Net Emissions Allowance Position | GWh | 0 | 0 | 0 | 0 | 0 | 0 | 0
NY Min Oil Burn - Ravenswood CC - Winter | 778 | 7554 | Generation Constraint in GWh | FALSE | G | Annual | Fuel Consumed | TBtu | 0 | 0 | 0 | 0 | 0 | 0 | 0
NY Min Oil Burn - Ravenswood CC - Winter | 778 | 7554 | Generation Constraint in GWh | FALSE | G | Annual | Heat Rate | MMBtu/MWh | 0 | 0 | 0 | 0 | 0 | 0 | 0
NY Min Oil Burn - Ravenswood CC - Winter | 778 | 7554 | Generation Constraint in GWh | FALSE | G | Annual | Generation | TWh | 0 | 0 | 0 | 0 | 0 | 0 | 0
NY Min Oil Burn - Ravenswood CC - Winter | 778 | 7554 | Generation Constraint in GWh | FALSE | G | Annual | Qualifying Generation | TWh | 0 | 0 | 0 | 0 | 0 | 0 | 0
NY Min Oil Burn - Ravenswood CC - Winter | 778 | 7554 | Generation Constraint in GWh | FALSE | G | Annual | Rate | lb/MWh | 0 | 0 | 0 | 0 | 0 | 0 | 0
NY Min Oil Burn - Ravenswood CC - Winter | 778 | 7554 | Generation Constraint in GWh | FALSE | G | Annual | Constraint Shadow Price | US2019$/MWh | 0 | 0 | 0 | 0 | 0 | 0 | 0
NY Min Oil Burn - Ravenswood CC - Winter Shldr | 779 | 7555 | Generation Constraint in GWh | FALSE | G | Annual | Seasons Included | Seasons
NY Min Oil Burn - Ravenswood CC - Winter Shldr | 779 | 7555 | Generation Constraint in GWh | FALSE | G | Annual | Standard GWh | GWh | 0 | 0 | 0 | 0 | 0 | 0 | 0
NY Min Oil Burn - Ravenswood CC - Winter Shldr | 779 | 7555 | Generation Constraint in GWh | FALSE | G | Annual | Emissions at Affected Plants | GWh | 0 | 0 | 0 | 0 | 0 | 0 | 0
NY Min Oil Burn - Ravenswood CC - Winter Shldr | 779 | 7555 | Generation Constraint in GWh | FALSE | G | Annual | Allowances Purchased | GWh | 0 | 0 | 0 | 0 | 0 | 0 | 0
NY Min Oil Burn - Ravenswood CC - Winter Shldr | 779 | 7555 | Generation Constraint in GWh | FALSE | G | Annual | Allowances Sold | GWh | 0 | 0 | 0 | 0 | 0 | 0 | 0
NY Min Oil Burn - Ravenswood CC - Winter Shldr | 779 | 7555 | Generation Constraint in GWh | FALSE | G | Annual | Allowances Banked | GWh | 0 | 0 | 0 | 0 | 0 | 0 | 0
NY Min Oil Burn - Ravenswood CC - Winter Shldr | 779 | 7555 | Generation Constraint in GWh | FALSE | G | Annual | Allowances Withdrawn (1:1) | GWh | 0 | 0 | 0 | 0 | 0 | 0 | 0
NY Min Oil Burn - Ravenswood CC - Winter Shldr | 779 | 7555 | Generation Constraint in GWh | FALSE | G | Annual | Allowances Withdrawn (n:1) | GWh | 0 | 0 | 0 | 0 | 0 | 0 | 0
NY Min Oil Burn - Ravenswood CC - Winter Shldr | 779 | 7555 | Generation Constraint in GWh | FALSE | G | Annual | Net Emissions Allowance Position | GWh | 0 | 0 | 0 | 0 | 0 | 0 | 0
NY Min Oil Burn - Ravenswood CC - Winter Shldr | 779 | 7555 | Generation Constraint in GWh | FALSE | G | Annual | Fuel Consumed | TBtu | 0 | 0 | 0 | 0 | 0 | 0 | 0
NY Min Oil Burn - Ravenswood CC - Winter Shldr | 779 | 7555 | Generation Constraint in GWh | FALSE | G | Annual | Heat Rate | MMBtu/MWh | 0 | 0 | 0 | 0 | 0 | 0 | 0
NY Min Oil Burn - Ravenswood CC - Winter Shldr | 779 | 7555 | Generation Constraint in GWh | FALSE | G | Annual | Generation | TWh | 0 | 0 | 0 | 0 | 0 | 0 | 0
NY Min Oil Burn - Ravenswood CC - Winter Shldr | 779 | 7555 | Generation Constraint in GWh | FALSE | G | Annual | Qualifying Generation | TWh | 0 | 0 | 0 | 0 | 0 | 0 | 0
NY Min Oil Burn - Ravenswood CC - Winter Shldr | 779 | 7555 | Generation Constraint in GWh | FALSE | G | Annual | Rate | lb/MWh | 0 | 0 | 0 | 0 | 0 | 0 | 0
NY Min Oil Burn - Ravenswood CC - Winter Shldr | 779 | 7555 | Generation Constraint in GWh | FALSE | G | Annual | Constraint Shadow Price | US2019$/MWh | 0 | 0 | 0 | 0 | 0 | 0 | 0
NY Min Oil Burn - Ravenswood Oil - Summer | 780 | 7550 | Generation Constraint in GWh | FALSE | G | Annual | Seasons Included | Seasons
NY Min Oil Burn - Ravenswood Oil - Summer | 780 | 7550 | Generation Constraint in GWh | FALSE | G | Annual | Standard GWh | GWh | 0 | 0 | 0 | 0 | 0 | 0 | 0
NY Min Oil Burn - Ravenswood Oil - Summer | 780 | 7550 | Generation Constraint in GWh | FALSE | G | Annual | Emissions at Affected Plants | GWh | 0 | 0 | 0 | 0 | 0 | 0 | 0
NY Min Oil Burn - Ravenswood Oil - Summer | 780 | 7550 | Generation Constraint in GWh | FALSE | G | Annual | Allowances Purchased | GWh | 0 | 0 | 0 | 0 | 0 | 0 | 0
NY Min Oil Burn - Ravenswood Oil - Summer | 780 | 7550 | Generation Constraint in GWh | FALSE | G | Annual | Allowances Sold | GWh | 0 | 0 | 0 | 0 | 0 | 0 | 0
NY Min Oil Burn - Ravenswood Oil - Summer | 780 | 7550 | Generation Constraint in GWh | FALSE | G | Annual | Allowances Banked | GWh | 0 | 0 | 0 | 0 | 0 | 0 | 0
NY Min Oil Burn - Ravenswood Oil - Summer | 780 | 7550 | Generation Constraint in GWh | FALSE | G | Annual | Allowances Withdrawn (1:1) | GWh | 0 | 0 | 0 | 0 | 0 | 0 | 0
NY Min Oil Burn - Ravenswood Oil - Summer | 780 | 7550 | Generation Constraint in GWh | FALSE | G | Annual | Allowances Withdrawn (n:1) | GWh | 0 | 0 | 0 | 0 | 0 | 0 | 0
NY Min Oil Burn - Ravenswood Oil - Summer | 780 | 7550 | Generation Constraint in GWh | FALSE | G | Annual | Net Emissions Allowance Position | GWh | 0 | 0 | 0 | 0 | 0 | 0 | 0
NY Min Oil Burn - Ravenswood Oil - Summer | 780 | 7550 | Generation Constraint in GWh | FALSE | G | Annual | Fuel Consumed | TBtu | 0 | 0 | 0 | 0 | 0 | 0 | 0
NY Min Oil Burn - Ravenswood Oil - Summer | 780 | 7550 | Generation Constraint in GWh | FALSE | G | Annual | Heat Rate | MMBtu/MWh | 0 | 0 | 0 | 0 | 0 | 0 | 0
NY Min Oil Burn - Ravenswood Oil - Summer | 780 | 7550 | Generation Constraint in GWh | FALSE | G | Annual | Generation | TWh | 0 | 0 | 0 | 0 | 0 | 0 | 0
NY Min Oil Burn - Ravenswood Oil - Summer | 780 | 7550 | Generation Constraint in GWh | FALSE | G | Annual | Qualifying Generation | TWh | 0 | 0 | 0 | 0 | 0 | 0 | 0
NY Min Oil Burn - Ravenswood Oil - Summer | 780 | 7550 | Generation Constraint in GWh | FALSE | G | Annual | Rate | lb/MWh | 0 | 0 | 0 | 0 | 0 | 0 | 0
NY Min Oil Burn - Ravenswood Oil - Summer | 780 | 7550 | Generation Constraint in GWh | FALSE | G | Annual | Constraint Shadow Price | US2019$/MWh | 0 | 0 | 0 | 0 | 0 | 0 | 0
NY Min Oil Burn - Ravenswood Oil - Winter | 781 | 7548 | Generation Constraint in GWh | FALSE | G | Annual | Seasons Included | Seasons
NY Min Oil Burn - Ravenswood Oil - Winter | 781 | 7548 | Generation Constraint in GWh | FALSE | G | Annual | Standard GWh | GWh | 0 | 0 | 0 | 0 | 0 | 0 | 0
NY Min Oil Burn - Ravenswood Oil - Winter | 781 | 7548 | Generation Constraint in GWh | FALSE | G | Annual | Emissions at Affected Plants | GWh | 0 | 0 | 0 | 0 | 0 | 0 | 0
NY Min Oil Burn - Ravenswood Oil - Winter | 781 | 7548 | Generation Constraint in GWh | FALSE | G | Annual | Allowances Purchased | GWh | 0 | 0 | 0 | 0 | 0 | 0 | 0
NY Min Oil Burn - Ravenswood Oil - Winter | 781 | 7548 | Generation Constraint in GWh | FALSE | G | Annual | Allowances Sold | GWh | 0 | 0 | 0 | 0 | 0 | 0 | 0
NY Min Oil Burn - Ravenswood Oil - Winter | 781 | 7548 | Generation Constraint in GWh | FALSE | G | Annual | Allowances Banked | GWh | 0 | 0 | 0 | 0 | 0 | 0 | 0
NY Min Oil Burn - Ravenswood Oil - Winter | 781 | 7548 | Generation Constraint in GWh | FALSE | G | Annual | Allowances Withdrawn (1:1) | GWh | 0 | 0 | 0 | 0 | 0 | 0 | 0
NY Min Oil Burn - Ravenswood Oil - Winter | 781 | 7548 | Generation Constraint in GWh | FALSE | G | Annual | Allowances Withdrawn (n:1) | GWh | 0 | 0 | 0 | 0 | 0 | 0 | 0
NY Min Oil Burn - Ravenswood Oil - Winter | 781 | 7548 | Generation Constraint in GWh | FALSE | G | Annual | Net Emissions Allowance Position | GWh | 0 | 0 | 0 | 0 | 0 | 0 | 0
NY Min Oil Burn - Ravenswood Oil - Winter | 781 | 7548 | Generation Constraint in GWh | FALSE | G | Annual | Fuel Consumed | TBtu | 0 | 0 | 0 | 0 | 0 | 0 | 0
NY Min Oil Burn - Ravenswood Oil - Winter | 781 | 7548 | Generation Constraint in GWh | FALSE | G | Annual | Heat Rate | MMBtu/MWh | 0 | 0 | 0 | 0 | 0 | 0 | 0
NY Min Oil Burn - Ravenswood Oil - Winter | 781 | 7548 | Generation Constraint in GWh | FALSE | G | Annual | Generation | TWh | 0 | 0 | 0 | 0 | 0 | 0 | 0
NY Min Oil Burn - Ravenswood Oil - Winter | 781 | 7548 | Generation Constraint in GWh | FALSE | G | Annual | Qualifying Generation | TWh | 0 | 0 | 0 | 0 | 0 | 0 | 0
NY Min Oil Burn - Ravenswood Oil - Winter | 781 | 7548 | Generation Constraint in GWh | FALSE | G | Annual | Rate | lb/MWh | 0 | 0 | 0 | 0 | 0 | 0 | 0
NY Min Oil Burn - Ravenswood Oil - Winter | 781 | 7548 | Generation Constraint in GWh | FALSE | G | Annual | Constraint Shadow Price | US2019$/MWh | 0 | 0 | 0 | 0 | 0 | 0 | 0
NY Min Oil Burn - Ravenswood Oil - Winter Shldr | 782 | 7549 | Generation Constraint in GWh | FALSE | G | Annual | Seasons Included | Seasons
NY Min Oil Burn - Ravenswood Oil - Winter Shldr | 782 | 7549 | Generation Constraint in GWh | FALSE | G | Annual | Standard GWh | GWh | 0 | 0 | 0 | 0 | 0 | 0 | 0
NY Min Oil Burn - Ravenswood Oil - Winter Shldr | 782 | 7549 | Generation Constraint in GWh | FALSE | G | Annual | Emissions at Affected Plants | GWh | 0 | 0 | 0 | 0 | 0 | 0 | 0
NY Min Oil Burn - Ravenswood Oil - Winter Shldr | 782 | 7549 | Generation Constraint in GWh | FALSE | G | Annual | Allowances Purchased | GWh | 0 | 0 | 0 | 0 | 0 | 0 | 0
NY Min Oil Burn - Ravenswood Oil - Winter Shldr | 782 | 7549 | Generation Constraint in GWh | FALSE | G | Annual | Allowances Sold | GWh | 0 | 0 | 0 | 0 | 0 | 0 | 0
NY Min Oil Burn - Ravenswood Oil - Winter Shldr | 782 | 7549 | Generation Constraint in GWh | FALSE | G | Annual | Allowances Banked | GWh | 0 | 0 | 0 | 0 | 0 | 0 | 0
NY Min Oil Burn - Ravenswood Oil - Winter Shldr | 782 | 7549 | Generation Constraint in GWh | FALSE | G | Annual | Allowances Withdrawn (1:1) | GWh | 0 | 0 | 0 | 0 | 0 | 0 | 0
NY Min Oil Burn - Ravenswood Oil - Winter Shldr | 782 | 7549 | Generation Constraint in GWh | FALSE | G | Annual | Allowances Withdrawn (n:1) | GWh | 0 | 0 | 0 | 0 | 0 | 0 | 0
NY Min Oil Burn - Ravenswood Oil - Winter Shldr | 782 | 7549 | Generation Constraint in GWh | FALSE | G | Annual | Net Emissions Allowance Position | GWh | 0 | 0 | 0 | 0 | 0 | 0 | 0
NY Min Oil Burn - Ravenswood Oil - Winter Shldr | 782 | 7549 | Generation Constraint in GWh | FALSE | G | Annual | Fuel Consumed | TBtu | 0 | 0 | 0 | 0 | 0 | 0 | 0
NY Min Oil Burn - Ravenswood Oil - Winter Shldr | 782 | 7549 | Generation Constraint in GWh | FALSE | G | Annual | Heat Rate | MMBtu/MWh | 0 | 0 | 0 | 0 | 0 | 0 | 0
NY Min Oil Burn - Ravenswood Oil - Winter Shldr | 782 | 7549 | Generation Constraint in GWh | FALSE | G | Annual | Generation | TWh | 0 | 0 | 0 | 0 | 0 | 0 | 0
NY Min Oil Burn - Ravenswood Oil - Winter Shldr | 782 | 7549 | Generation Constraint in GWh | FALSE | G | Annual | Qualifying Generation | TWh | 0 | 0 | 0 | 0 | 0 | 0 | 0
NY Min Oil Burn - Ravenswood Oil - Winter Shldr | 782 | 7549 | Generation Constraint in GWh | FALSE | G | Annual | Rate | lb/MWh | 0 | 0 | 0 | 0 | 0 | 0 | 0
NY Min Oil Burn - Ravenswood Oil - Winter Shldr | 782 | 7549 | Generation Constraint in GWh | FALSE | G | Annual | Constraint Shadow Price | US2019$/MWh | 0 | 0 | 0 | 0 | 0 | 0 | 0
NY New Units MER Rate Limit v3.1, Unit 24079 and retrofits | 783 | 7350 | Rate Constraint in lbs/MMBtu | FALSE | L | Annual | Seasons Included | Seasons | Winter, WintShld, Summer | Winter, WintShld, Summer | Winter, WintShld, Summer | Winter, WintShld, Summer | Winter, WintShld, Summer | Winter, WintShld, Summer | Winter, WintShld, Summer
NY New Units MER Rate Limit v3.1, Unit 24079 and retrofits | 783 | 7350 | Rate Constraint in lbs/MMBtu | FALSE | L | Annual | Standard MER | lb/MMBtu | 6e-07 | 6e-07 | 6e-07 | 6e-07 | 6e-07 | 6e-07 | 6e-07
NY New Units MER Rate Limit v3.1, Unit 24079 and retrofits | 783 | 7350 | Rate Constraint in lbs/MMBtu | FALSE | L | Annual | Emissions at Affected Plants MER | lbs | 0 | 0 | 0 | 0 | 0 | 0 | 0
NY New Units MER Rate Limit v3.1, Unit 24079 and retrofits | 783 | 7350 | Rate Constraint in lbs/MMBtu | FALSE | L | Annual | Allowances Purchased MER | lbs | 0 | 0 | 0 | 0 | 0 | 0 | 0
NY New Units MER Rate Limit v3.1, Unit 24079 and retrofits | 783 | 7350 | Rate Constraint in lbs/MMBtu | FALSE | L | Annual | Allowances Sold MER | lbs | 0 | 0 | 0 | 0 | 0 | 0 | 0
NY New Units MER Rate Limit v3.1, Unit 24079 and retrofits | 783 | 7350 | Rate Constraint in lbs/MMBtu | FALSE | L | Annual | Allowances Banked | lbs | 0 | 0 | 0 | 0 | 0 | 0 | 0
NY New Units MER Rate Limit v3.1, Unit 24079 and retrofits | 783 | 7350 | Rate Constraint in lbs/MMBtu | FALSE | L | Annual | Allowances Withdrawn (1:1) | lbs | 0 | 0 | 0 | 0 | 0 | 0 | 0
NY New Units MER Rate Limit v3.1, Unit 24079 and retrofits | 783 | 7350 | Rate Constraint in lbs/MMBtu | FALSE | L | Annual | Allowances Withdrawn (n:1) | lbs | 0 | 0 | 0 | 0 | 0 | 0 | 0
NY New Units MER Rate Limit v3.1, Unit 24079 and retrofits | 783 | 7350 | Rate Constraint in lbs/MMBtu | FALSE | L | Annual | Net Emissions Allowance Position | lbs | 0 | 0 | 0 | 0 | 0 | 0 | 0
NY New Units MER Rate Limit v3.1, Unit 24079 and retrofits | 783 | 7350 | Rate Constraint in lbs/MMBtu | FALSE | L | Annual | Fuel Consumed | TBtu | 0 | 0 | 0 | 0 | 0 | 0 | 0
NY New Units MER Rate Limit v3.1, Unit 24079 and retrofits | 783 | 7350 | Rate Constraint in lbs/MMBtu | FALSE | L | Annual | Rate | lb/MMBtu | 0 | 0 | 0 | 0 | 0 | 0 | 0
NY New Units MER Rate Limit v3.1, Unit 24079 and retrofits | 783 | 7350 | Rate Constraint in lbs/MMBtu | FALSE | L | Annual | Generation | TWh | 0 | 0 | 0 | 0 | 0 | 0 | 0
NY New Units MER Rate Limit v3.1, Unit 24079 and retrofits | 783 | 7350 | Rate Constraint in lbs/MMBtu | FALSE | L | Annual | Qualifying Generation | TWh | 0 | 0 | 0 | 0 | 0 | 0 | 0
NY New Units MER Rate Limit v3.1, Unit 24079 and retrofits | 783 | 7350 | Rate Constraint in lbs/MMBtu | FALSE | L | Annual | Rate | lb/MWh | 0 | 0 | 0 | 0 | 0 | 0 | 0
NY New Units MER Rate Limit v3.1, Unit 24079 and retrofits | 783 | 7350 | Rate Constraint in lbs/MMBtu | FALSE | L | Annual | Constraint Shadow Price | US2019$/Lb | 0 | 50329725.2171 | 40245561.4981 | 60894787.995 | 73948507.0038 | 51557435.2478 | 74436790.9834
NY- NOx Annual Budget- v6.20 | 784 | 7559 | Rate Constraint in MTons | FALSE | L | Annual | Seasons Included | Seasons | Winter, WintShld, Summer | Winter, WintShld, Summer | Winter, WintShld, Summer | Winter, WintShld, Summer | Winter, WintShld, Summer | Winter, WintShld, Summer | Winter, WintShld, Summer
NY- NOx Annual Budget- v6.20 | 784 | 7559 | Rate Constraint in MTons | FALSE | L | Annual | Standard NOX | Thousand Tons | 16.081 | 16.081 | 16.081 | 16.081 | 16.081 | 16.081 | 16.081
NY- NOx Annual Budget- v6.20 | 784 | 7559 | Rate Constraint in MTons | FALSE | L | Annual | Emissions at Affected Plants NOX | Thousand Tons | 4.2772 | 4.0207 | 1.9674 | 0.6393 | 0.71963 | 0.68127 | 0.71996
NY- NOx Annual Budget- v6.20 | 784 | 7559 | Rate Constraint in MTons | FALSE | L | Annual | Allowances Purchased NOX | Thousand Tons | 0 | 0 | 0 | 0 | 0 | 0 | 0
NY- NOx Annual Budget- v6.20 | 784 | 7559 | Rate Constraint in MTons | FALSE | L | Annual | Allowances Sold NOX | Thousand Tons | 0 | 0 | 0 | 0 | 0 | 0 | 0
NY- NOx Annual Budget- v6.20 | 784 | 7559 | Rate Constraint in MTons | FALSE | L | Annual | Allowances Banked | Thousand Tons | 0 | 0 | 0 | 15.4417 | 0.6393 | 0 | 0
NY- NOx Annual Budget- v6.20 | 784 | 7559 | Rate Constraint in MTons | FALSE | L | Annual | Allowances Withdrawn (1:1) | Thousand Tons | 0 | 0 | 0 | 0 | 0 | -16.081 | 0
NY- NOx Annual Budget- v6.20 | 784 | 7559 | Rate Constraint in MTons | FALSE | L | Annual | Allowances Withdrawn (n:1) | Thousand Tons | 0 | 0 | 0 | 0 | 0 | 0 | 0
NY- NOx Annual Budget- v6.20 | 784 | 7559 | Rate Constraint in MTons | FALSE | L | Annual | Net Emissions Allowance Position | Thousand Tons | 4.2772 | 4.0207 | 1.9674 | 16.081 | 1.3589 | -15.3997 | 0.71996
NY- NOx Annual Budget- v6.20 | 784 | 7559 | Rate Constraint in MTons | FALSE | L | Annual | Fuel Consumed | TBtu | 425.6007 | 391.4402 | 211.3405 | 85.8866 | 91.8303 | 96.9006 | 102.2237
NY- NOx Annual Budget- v6.20 | 784 | 7559 | Rate Constraint in MTons | FALSE | L | Annual | Rate | lb/MMBtu | 0.0201 | 0.020543 | 0.018618 | 0.014887 | 0.015673 | 0.014061 | 0.014086
NY- NOx Annual Budget- v6.20 | 784 | 7559 | Rate Constraint in MTons | FALSE | L | Annual | Generation | TWh | 57.577 | 53.2118 | 29.3793 | 12.1094 | 12.9972 | 14.4355 | 15.6229
NY- NOx Annual Budget- v6.20 | 784 | 7559 | Rate Constraint in MTons | FALSE | L | Annual | Qualifying Generation | TWh | 57.577 | 53.2118 | 29.3793 | 12.1094 | 12.9497 | 13.8913 | 14.7909
NY- NOx Annual Budget- v6.20 | 784 | 7559 | Rate Constraint in MTons | FALSE | L | Annual | Rate | lb/MWh | 0.14857 | 0.15112 | 0.13393 | 0.10559 | 0.11114 | 0.098086 | 0.097352
NY- NOx Annual Budget- v6.20 | 784 | 7559 | Rate Constraint in MTons | FALSE | L | Annual | Constraint Shadow Price | US2019$/Ton | 0 | 0 | 0 | 0 | 0 | 0 | 0
NY- NOx Ozone Season Budget- v6.20 | 785 | 7558 | Rate Constraint in MTons | FALSE | L | Annual | Seasons Included | Seasons | Summer | Summer | Summer | Summer | Summer | Summer | Summer
NY- NOx Ozone Season Budget- v6.20 | 785 | 7558 | Rate Constraint in MTons | FALSE | L | Annual | Standard NOX | Thousand Tons | 5.135 | 5.135 | 5.135 | 5.135 | 5.135 | 5.135 | 5.135
NY- NOx Ozone Season Budget- v6.20 | 785 | 7558 | Rate Constraint in MTons | FALSE | L | Annual | Emissions at Affected Plants NOX | Thousand Tons | 2.5688 | 2.3145 | 1.1381 | 0.6208 | 0.71682 | 0.6779 | 0.71134
NY- NOx Ozone Season Budget- v6.20 | 785 | 7558 | Rate Constraint in MTons | FALSE | L | Annual | Allowances Purchased NOX | Thousand Tons | 0 | 0 | 0 | 0 | 0 | 0 | 0
NY- NOx Ozone Season Budget- v6.20 | 785 | 7558 | Rate Constraint in MTons | FALSE | L | Annual | Allowances Sold NOX | Thousand Tons | 0 | 0 | 0 | 0 | 0 | 0 | 0
NY- NOx Ozone Season Budget- v6.20 | 785 | 7558 | Rate Constraint in MTons | FALSE | L | Annual | Allowances Banked | Thousand Tons | 0 | 0 | 0 | 0 | 0 | 0 | 0
NY- NOx Ozone Season Budget- v6.20 | 785 | 7558 | Rate Constraint in MTons | FALSE | L | Annual | Allowances Withdrawn (1:1) | Thousand Tons | 0 | 0 | 0 | 0 | 0 | 0 | 0
NY- NOx Ozone Season Budget- v6.20 | 785 | 7558 | Rate Constraint in MTons | FALSE | L | Annual | Allowances Withdrawn (n:1) | Thousand Tons | 0 | 0 | 0 | 0 | 0 | 0 | 0
NY- NOx Ozone Season Budget- v6.20 | 785 | 7558 | Rate Constraint in MTons | FALSE | L | Annual | Net Emissions Allowance Position | Thousand Tons | 2.5688 | 2.3145 | 1.1381 | 0.6208 | 0.71682 | 0.6779 | 0.71134
NY- NOx Ozone Season Budget- v6.20 | 785 | 7558 | Rate Constraint in MTons | FALSE | L | Annual | Fuel Consumed | TBtu | 236.6998 | 221.6835 | 161.13 | 85.2121 | 91.7902 | 96.7507 | 100.9619
NY- NOx Ozone Season Budget- v6.20 | 785 | 7558 | Rate Constraint in MTons | FALSE | L | Annual | Rate | lb/MMBtu | 0.021705 | 0.020881 | 0.014126 | 0.014571 | 0.015619 | 0.014013 | 0.014091
NY- NOx Ozone Season Budget- v6.20 | 785 | 7558 | Rate Constraint in MTons | FALSE | L | Annual | Generation | TWh | 31.1408 | 29.4022 | 22.346 | 12.0092 | 12.99 | 14.41 | 15.4334
NY- NOx Ozone Season Budget- v6.20 | 785 | 7558 | Rate Constraint in MTons | FALSE | L | Annual | Qualifying Generation | TWh | 31.1408 | 29.4022 | 22.346 | 12.0092 | 12.9428 | 13.869 | 14.609
NY- NOx Ozone Season Budget- v6.20 | 785 | 7558 | Rate Constraint in MTons | FALSE | L | Annual | Rate | lb/MWh | 0.16498 | 0.15743 | 0.10186 | 0.10339 | 0.11077 | 0.097757 | 0.097384
NY- NOx Ozone Season Budget- v6.20 | 785 | 7558 | Rate Constraint in MTons | FALSE | L | Annual | Constraint Shadow Price | US2019$/Ton | 0 | 0 | 0 | 0 | 0 | 0 | 0
NY- NOx Ozone Season Limit- CT Gas Units- v6.20 | 786 | 7639 | Rate Constraint in lbs/MMBtu | FALSE | L | Annual | Seasons Included | Seasons | Summer | Summer | Summer | Summer | Summer | Summer | Summer
NY- NOx Ozone Season Limit- CT Gas Units- v6.20 | 786 | 7639 | Rate Constraint in lbs/MMBtu | FALSE | L | Annual | Standard NOX | lb/MMBtu | 0.09191 | 0.09191 | 0.09191 | 0.09191 | 0.09191 | 0.09191 | 0.09191
NY- NOx Ozone Season Limit- CT Gas Units- v6.20 | 786 | 7639 | Rate Constraint in lbs/MMBtu | FALSE | L | Annual | Emissions at Affected Plants NOX | Thousand Tons | 0.074487 | 0.076421 | 0.032342 | 0.018428 | 0.013547 | 0.0099632 | 0.0083374
NY- NOx Ozone Season Limit- CT Gas Units- v6.20 | 786 | 7639 | Rate Constraint in lbs/MMBtu | FALSE | L | Annual | Allowances Purchased NOX | Thousand Tons | 0 | 0 | 0 | 0 | 0 | 0 | 0
NY- NOx Ozone Season Limit- CT Gas Units- v6.20 | 786 | 7639 | Rate Constraint in lbs/MMBtu | FALSE | L | Annual | Allowances Sold NOX | Thousand Tons | 0 | 0 | 0 | 0 | 0 | 0 | 0
NY- NOx Ozone Season Limit- CT Gas Units- v6.20 | 786 | 7639 | Rate Constraint in lbs/MMBtu | FALSE | L | Annual | Allowances Banked | Thousand Tons | 0 | 0 | 0 | 0 | 0 | 0 | 0
NY- NOx Ozone Season Limit- CT Gas Units- v6.20 | 786 | 7639 | Rate Constraint in lbs/MMBtu | FALSE | L | Annual | Allowances Withdrawn (1:1) | Thousand Tons | 0 | 0 | 0 | 0 | 0 | 0 | 0
NY- NOx Ozone Season Limit- CT Gas Units- v6.20 | 786 | 7639 | Rate Constraint in lbs/MMBtu | FALSE | L | Annual | Allowances Withdrawn (n:1) | Thousand Tons | 0 | 0 | 0 | 0 | 0 | 0 | 0
NY- NOx Ozone Season Limit- CT Gas Units- v6.20 | 786 | 7639 | Rate Constraint in lbs/MMBtu | FALSE | L | Annual | Net Emissions Allowance Position | Thousand Tons | 0.074487 | 0.076421 | 0.032342 | 0.018428 | 0.013547 | 0.0099632 | 0.0083374
NY- NOx Ozone Season Limit- CT Gas Units- v6.20 | 786 | 7639 | Rate Constraint in lbs/MMBtu | FALSE | L | Annual | Fuel Consumed | TBtu | 4.4339 | 4.2538 | 2.5621 | 1.2777 | 1.3925 | 0.9853 | 0.71679
NY- NOx Ozone Season Limit- CT Gas Units- v6.20 | 786 | 7639 | Rate Constraint in lbs/MMBtu | FALSE | L | Annual | Rate | lb/MMBtu | 0.033599 | 0.03593 | 0.025246 | 0.028847 | 0.019457 | 0.020224 | 0.023263
NY- NOx Ozone Season Limit- CT Gas Units- v6.20 | 786 | 7639 | Rate Constraint in lbs/MMBtu | FALSE | L | Annual | Generation | TWh | 0.40152 | 0.37914 | 0.2314 | 0.11463 | 0.12893 | 0.089985 | 0.065168
NY- NOx Ozone Season Limit- CT Gas Units- v6.20 | 786 | 7639 | Rate Constraint in lbs/MMBtu | FALSE | L | Annual | Qualifying Generation | TWh | 0.38901 | 0.36795 | 0.22811 | 0.11259 | 0.12689 | 0.088961 | 0.064126
NY- NOx Ozone Season Limit- CT Gas Units- v6.20 | 786 | 7639 | Rate Constraint in lbs/MMBtu | FALSE | L | Annual | Rate | lb/MWh | 0.38296 | 0.41539 | 0.28357 | 0.32735 | 0.21353 | 0.22399 | 0.26003
NY- NOx Ozone Season Limit- CT Gas Units- v6.20 | 786 | 7639 | Rate Constraint in lbs/MMBtu | FALSE | L | Annual | Constraint Shadow Price | US2019$/Ton | 0 | 0 | 0 | 0 | 0 | 0 | 0
NY- NOx Ozone Season Limit- CT Oil Units- v6.20 | 787 | 7640 | Rate Constraint in lbs/MMBtu | FALSE | L | Annual | Seasons Included | Seasons | Summer | Summer | Summer | Summer | Summer | Summer | Summer
NY- NOx Ozone Season Limit- CT Oil Units- v6.20 | 787 | 7640 | Rate Constraint in lbs/MMBtu | FALSE | L | Annual | Standard NOX | lb/MMBtu | 0.16279 | 0.16279 | 0.16279 | 0.16279 | 0.16279 | 0.16279 | 0.16279
NY- NOx Ozone Season Limit- CT Oil Units- v6.20 | 787 | 7640 | Rate Constraint in lbs/MMBtu | FALSE | L | Annual | Emissions at Affected Plants NOX | Thousand Tons | 0 | 0 | 4.0571e-05 | 0.00018815 | 0.00024999 | 0 | 0
NY- NOx Ozone Season Limit- CT Oil Units- v6.20 | 787 | 7640 | Rate Constraint in lbs/MMBtu | FALSE | L | Annual | Allowances Purchased NOX | Thousand Tons | 0 | 0 | 0 | 0 | 0 | 0 | 0
NY- NOx Ozone Season Limit- CT Oil Units- v6.20 | 787 | 7640 | Rate Constraint in lbs/MMBtu | FALSE | L | Annual | Allowances Sold NOX | Thousand Tons | 0 | 0 | 0 | 0 | 0 | 0 | 0
NY- NOx Ozone Season Limit- CT Oil Units- v6.20 | 787 | 7640 | Rate Constraint in lbs/MMBtu | FALSE | L | Annual | Allowances Banked | Thousand Tons | 0 | 0 | 0 | 0 | 0 | 0 | 0
NY- NOx Ozone Season Limit- CT Oil Units- v6.20 | 787 | 7640 | Rate Constraint in lbs/MMBtu | FALSE | L | Annual | Allowances Withdrawn (1:1) | Thousand Tons | 0 | 0 | 0 | 0 | 0 | 0 | 0
NY- NOx Ozone Season Limit- CT Oil Units- v6.20 | 787 | 7640 | Rate Constraint in lbs/MMBtu | FALSE | L | Annual | Allowances Withdrawn (n:1) | Thousand Tons | 0 | 0 | 0 | 0 | 0 | 0 | 0
NY- NOx Ozone Season Limit- CT Oil Units- v6.20 | 787 | 7640 | Rate Constraint in lbs/MMBtu | FALSE | L | Annual | Net Emissions Allowance Position | Thousand Tons | 0 | 0 | 4.0571e-05 | 0.00018815 | 0.00024999 | 0 | 0
NY- NOx Ozone Season Limit- CT Oil Units- v6.20 | 787 | 7640 | Rate Constraint in lbs/MMBtu | FALSE | L | Annual | Fuel Consumed | TBtu | 0 | 0 | 0.0024655 | 0.0055858 | 0.010573 | 0 | 0
NY- NOx Ozone Season Limit- CT Oil Units- v6.20 | 787 | 7640 | Rate Constraint in lbs/MMBtu | FALSE | L | Annual | Rate | lb/MMBtu | 0 | 0 | 0.032911 | 0.067368 | 0.047287 | 0 | 0
NY- NOx Ozone Season Limit- CT Oil Units- v6.20 | 787 | 7640 | Rate Constraint in lbs/MMBtu | FALSE | L | Annual | Generation | TWh | 0 | 0 | 0.00020518 | 0.00051596 | 0.00094344 | 0 | 0
NY- NOx Ozone Season Limit- CT Oil Units- v6.20 | 787 | 7640 | Rate Constraint in lbs/MMBtu | FALSE | L | Annual | Qualifying Generation | TWh | 0 | 0 | 0.00020518 | 0.00051596 | 0.00094344 | 0 | 0
NY- NOx Ozone Season Limit- CT Oil Units- v6.20 | 787 | 7640 | Rate Constraint in lbs/MMBtu | FALSE | L | Annual | Rate | lb/MWh | 0 | 0 | 0.39546 | 0.72933 | 0.52995 | 0 | 0
NY- NOx Ozone Season Limit- CT Oil Units- v6.20 | 787 | 7640 | Rate Constraint in lbs/MMBtu | FALSE | L | Annual | Constraint Shadow Price | US2019$/Ton | 8737.927 | 0 | 0 | 0 | 0 | 0 | 12997.4689
NY- SO2 Annual Budget- v6.20 | 788 | 7560 | Rate Constraint in MTons | FALSE | L | Annual | Seasons Included | Seasons | Winter, WintShld, Summer | Winter, WintShld, Summer | Winter, WintShld, Summer | Winter, WintShld, Summer | Winter, WintShld, Summer | Winter, WintShld, Summer | Winter, WintShld, Summer
NY- SO2 Annual Budget- v6.20 | 788 | 7560 | Rate Constraint in MTons | FALSE | L | Annual | Standard SO2 | Thousand Tons | 27.556 | 27.556 | 27.556 | 27.556 | 27.556 | 27.556 | 27.556
NY- SO2 Annual Budget- v6.20 | 788 | 7560 | Rate Constraint in MTons | FALSE | L | Annual | Emissions at Affected Plants SO2 | Thousand Tons | 0 | 0 | 0 | 0 | 0 | 0 | 0
NY- SO2 Annual Budget- v6.20 | 788 | 7560 | Rate Constraint in MTons | FALSE | L | Annual | Allowances Purchased SO2 | Thousand Tons | 0 | 0 | 0 | 0 | 0 | 0 | 0
NY- SO2 Annual Budget- v6.20 | 788 | 7560 | Rate Constraint in MTons | FALSE | L | Annual | Allowances Sold SO2 | Thousand Tons | 0 | 0 | 0 | 0 | 0 | 0 | 0
NY- SO2 Annual Budget- v6.20 | 788 | 7560 | Rate Constraint in MTons | FALSE | L | Annual | Allowances Banked | Thousand Tons | 0 | 0 | 0 | 0 | 0 | 0 | 0
NY- SO2 Annual Budget- v6.20 | 788 | 7560 | Rate Constraint in MTons | FALSE | L | Annual | Allowances Withdrawn (1:1) | Thousand Tons | 0 | 0 | 0 | 0 | 0 | 0 | 0
NY- SO2 Annual Budget- v6.20 | 788 | 7560 | Rate Constraint in MTons | FALSE | L | Annual | Allowances Withdrawn (n:1) | Thousand Tons | 0 | 0 | 0 | 0 | 0 | 0 | 0
NY- SO2 Annual Budget- v6.20 | 788 | 7560 | Rate Constraint in MTons | FALSE | L | Annual | Net Emissions Allowance Position | Thousand Tons | 0 | 0 | 0 | 0 | 0 | 0 | 0
NY- SO2 Annual Budget- v6.20 | 788 | 7560 | Rate Constraint in MTons | FALSE | L | Annual | Fuel Consumed | TBtu | 425.6007 | 391.4402 | 211.3405 | 85.8866 | 91.8303 | 96.9006 | 102.2237
NY- SO2 Annual Budget- v6.20 | 788 | 7560 | Rate Constraint in MTons | FALSE | L | Annual | Rate | lb/MMBtu | 0 | 0 | 0 | 0 | 0 | 0 | 0
NY- SO2 Annual Budget- v6.20 | 788 | 7560 | Rate Constraint in MTons | FALSE | L | Annual | Generation | TWh | 57.577 | 53.2118 | 29.3793 | 12.1094 | 12.9972 | 14.4355 | 15.6229
NY- SO2 Annual Budget- v6.20 | 788 | 7560 | Rate Constraint in MTons | FALSE | L | Annual | Qualifying Generation | TWh | 57.577 | 53.2118 | 29.3793 | 12.1094 | 12.9497 | 13.8913 | 14.7909
NY- SO2 Annual Budget- v6.20 | 788 | 7560 | Rate Constraint in MTons | FALSE | L | Annual | Rate | lb/MWh | 0 | 0 | 0 | 0 | 0 | 0 | 0
NY- SO2 Annual Budget- v6.20 | 788 | 7560 | Rate Constraint in MTons | FALSE | L | Annual | Constraint Shadow Price | US2019$/Ton | 0 | 0 | 0 | 0 | 0 | 0 | 0
OR - CO2 Cap Annual v6.21 | 789 | 7724 | Rate Constraint in MTons | FALSE | L | Annual | Seasons Included | Seasons |  | Winter, WintShld, Summer | Winter, WintShld, Summer | Winter, WintShld, Summer | Winter, WintShld, Summer | Winter, WintShld, Summer | Winter, WintShld, Summer
OR - CO2 Cap Annual v6.21 | 789 | 7724 | Rate Constraint in MTons | FALSE | L | Annual | Standard CO2 | Thousand Tons | 0 | 1847.1125 | 923.5562 | 0 | 0 | 0 | 0
OR - CO2 Cap Annual v6.21 | 789 | 7724 | Rate Constraint in MTons | FALSE | L | Annual | Emissions at Affected Plants CO2 | Thousand Tons | 0 | 1847.1125 | 923.5562 | 0 | 0 | 0 | 0
OR - CO2 Cap Annual v6.21 | 789 | 7724 | Rate Constraint in MTons | FALSE | L | Annual | Allowances Purchased CO2 | Thousand Tons | 0 | 0 | 0 | 0 | 0 | 0 | 0
OR - CO2 Cap Annual v6.21 | 789 | 7724 | Rate Constraint in MTons | FALSE | L | Annual | Allowances Sold CO2 | Thousand Tons | 0 | 0 | 0 | 0 | 0 | 0 | 0
OR - CO2 Cap Annual v6.21 | 789 | 7724 | Rate Constraint in MTons | FALSE | L | Annual | Allowances Banked | Thousand Tons | 0 | 0 | 0 | 0 | 0 | 0 | 0
OR - CO2 Cap Annual v6.21 | 789 | 7724 | Rate Constraint in MTons | FALSE | L | Annual | Allowances Withdrawn (1:1) | Thousand Tons | 0 | 0 | 0 | 0 | 0 | 0 | 0
OR - CO2 Cap Annual v6.21 | 789 | 7724 | Rate Constraint in MTons | FALSE | L | Annual | Allowances Withdrawn (n:1) | Thousand Tons | 0 | 0 | 0 | 0 | 0 | 0 | 0
OR - CO2 Cap Annual v6.21 | 789 | 7724 | Rate Constraint in MTons | FALSE | L | Annual | Net Emissions Allowance Position | Thousand Tons | 0 | 1847.1125 | 923.5562 | 0 | 0 | 0 | 0
OR - CO2 Cap Annual v6.21 | 789 | 7724 | Rate Constraint in MTons | FALSE | L | Annual | Fuel Consumed | TBtu | 0 | 33.3927 | 17.5873 | 1.8606 | 1.8606 | 1.8606 | 1.8606
OR - CO2 Cap Annual v6.21 | 789 | 7724 | Rate Constraint in MTons | FALSE | L | Annual | Rate | lb/MMBtu | 0 | 110.6298 | 105.0251 | 0 | 0 | 0 | 0
OR - CO2 Cap Annual v6.21 | 789 | 7724 | Rate Constraint in MTons | FALSE | L | Annual | Generation | TWh | 0 | 4.4492 | 2.3516 | 0.20201 | 0.20201 | 0.20201 | 0.20201
OR - CO2 Cap Annual v6.21 | 789 | 7724 | Rate Constraint in MTons | FALSE | L | Annual | Qualifying Generation | TWh | 0 | 4.4492 | 2.3516 | 0.20201 | 0.20201 | 0.20201 | 0.20201
OR - CO2 Cap Annual v6.21 | 789 | 7724 | Rate Constraint in MTons | FALSE | L | Annual | Rate | lb/MWh | 0 | 830.3036 | 785.4747 | 0 | 0 | 0 | 0
OR - CO2 Cap Annual v6.21 | 789 | 7724 | Rate Constraint in MTons | FALSE | L | Annual | Constraint Shadow Price | US2019$/Ton | 0 | 20.578 | 31.1996 | 1919.4457 | 708.7247 | 391.3268 | 505.341
OR Utility Hg Rule - MER Removal New Units v3.1 | 790 | 7563 | Rate Constraint in lbs/MMBtu | FALSE | L | Annual | Seasons Included | Seasons | Winter, WintShld, Summer | Winter, WintShld, Summer | Winter, WintShld, Summer | Winter, WintShld, Summer | Winter, WintShld, Summer | Winter, WintShld, Summer | Winter, WintShld, Summer
OR Utility Hg Rule - MER Removal New Units v3.1 | 790 | 7563 | Rate Constraint in lbs/MMBtu | FALSE | L | Annual | Standard MER | lb/MMBtu | 6e-07 | 6e-07 | 6e-07 | 6e-07 | 6e-07 | 6e-07 | 6e-07
OR Utility Hg Rule - MER Removal New Units v3.1 | 790 | 7563 | Rate Constraint in lbs/MMBtu | FALSE | L | Annual | Emissions at Affected Plants MER | lbs | 0 | 0 | 0 | 0 | 0 | 0 | 0
OR Utility Hg Rule - MER Removal New Units v3.1 | 790 | 7563 | Rate Constraint in lbs/MMBtu | FALSE | L | Annual | Allowances Purchased MER | lbs | 0 | 0 | 0 | 0 | 0 | 0 | 0
OR Utility Hg Rule - MER Removal New Units v3.1 | 790 | 7563 | Rate Constraint in lbs/MMBtu | FALSE | L | Annual | Allowances Sold MER | lbs | 0 | 0 | 0 | 0 | 0 | 0 | 0
OR Utility Hg Rule - MER Removal New Units v3.1 | 790 | 7563 | Rate Constraint in lbs/MMBtu | FALSE | L | Annual | Allowances Banked | lbs | 0 | 0 | 0 | 0 | 0 | 0 | 0
OR Utility Hg Rule - MER Removal New Units v3.1 | 790 | 7563 | Rate Constraint in lbs/MMBtu | FALSE | L | Annual | Allowances Withdrawn (1:1) | lbs | 0 | 0 | 0 | 0 | 0 | 0 | 0
OR Utility Hg Rule - MER Removal New Units v3.1 | 790 | 7563 | Rate Constraint in lbs/MMBtu | FALSE | L | Annual | Allowances Withdrawn (n:1) | lbs | 0 | 0 | 0 | 0 | 0 | 0 | 0
OR Utility Hg Rule - MER Removal New Units v3.1 | 790 | 7563 | Rate Constraint in lbs/MMBtu | FALSE | L | Annual | Net Emissions Allowance Position | lbs | 0 | 0 | 0 | 0 | 0 | 0 | 0
OR Utility Hg Rule - MER Removal New Units v3.1 | 790 | 7563 | Rate Constraint in lbs/MMBtu | FALSE | L | Annual | Fuel Consumed | TBtu | 0 | 0 | 0 | 0 | 0 | 0 | 0
OR Utility Hg Rule - MER Removal New Units v3.1 | 790 | 7563 | Rate Constraint in lbs/MMBtu | FALSE | L | Annual | Rate | lb/MMBtu | 0 | 0 | 0 | 0 | 0 | 0 | 0
OR Utility Hg Rule - MER Removal New Units v3.1 | 790 | 7563 | Rate Constraint in lbs/MMBtu | FALSE | L | Annual | Generation | TWh | 0 | 0 | 0 | 0 | 0 | 0 | 0
OR Utility Hg Rule - MER Removal New Units v3.1 | 790 | 7563 | Rate Constraint in lbs/MMBtu | FALSE | L | Annual | Qualifying Generation | TWh | 0 | 0 | 0 | 0 | 0 | 0 | 0
OR Utility Hg Rule - MER Removal New Units v3.1 | 790 | 7563 | Rate Constraint in lbs/MMBtu | FALSE | L | Annual | Rate | lb/MWh | 0 | 0 | 0 | 0 | 0 | 0 | 0
OR Utility Hg Rule - MER Removal New Units v3.1 | 790 | 7563 | Rate Constraint in lbs/MMBtu | FALSE | L | Annual | Constraint Shadow Price | US2019$/Lb | 0 | 81184.7258 | 0 | 0 | 0 | 0 | 0
Ozone Season NOX Cap TR - AL | 804 | 7693 | Rate Constraint in MTons | FALSE | L | Annual | Seasons Included | Seasons | Summer | Summer | Summer | Summer | Summer | Summer | Summer
Ozone Season NOX Cap TR - AL | 804 | 7693 | Rate Constraint in MTons | FALSE | L | Annual | Standard NOX | Thousand Tons | 7.577 | 7.577 | 7.577 | 7.577 | 7.577 | 7.577 | 7.577
Ozone Season NOX Cap TR - AL | 804 | 7693 | Rate Constraint in MTons | FALSE | L | Annual | Emissions at Affected Plants NOX | Thousand Tons | 5.0296 | 4.8192 | 3.3175 | 1.4721 | 1.1179 | 1.0059 | 1.0506
Ozone Season NOX Cap TR - AL | 804 | 7693 | Rate Constraint in MTons | FALSE | L | Annual | Allowances Purchased NOX | Thousand Tons | 0 | 0 | 0 | 0 | 0 | 0 | 0
Ozone Season NOX Cap TR - AL | 804 | 7693 | Rate Constraint in MTons | FALSE | L | Annual | Allowances Sold NOX | Thousand Tons | 0 | 0 | 0 | 0 | 0 | 0 | 0
Ozone Season NOX Cap TR - AL | 804 | 7693 | Rate Constraint in MTons | FALSE | L | Annual | Allowances Banked | Thousand Tons | 0 | 0 | 0 | 0 | 0 | 0 | 0
Ozone Season NOX Cap TR - AL | 804 | 7693 | Rate Constraint in MTons | FALSE | L | Annual | Allowances Withdrawn (1:1) | Thousand Tons | 0 | 0 | 0 | 0 | 0 | 0 | 0
Ozone Season NOX Cap TR - AL | 804 | 7693 | Rate Constraint in MTons | FALSE | L | Annual | Allowances Withdrawn (n:1) | Thousand Tons | 0 | 0 | 0 | 0 | 0 | 0 | 0
Ozone Season NOX Cap TR - AL | 804 | 7693 | Rate Constraint in MTons | FALSE | L | Annual | Net Emissions Allowance Position | Thousand Tons | 5.0296 | 4.8192 | 3.3175 | 1.4721 | 1.1179 | 1.0059 | 1.0506
Ozone Season NOX Cap TR - AL | 804 | 7693 | Rate Constraint in MTons | FALSE | L | Annual | Fuel Consumed | TBtu | 347.8487 | 342.4776 | 302.5579 | 245.9308 | 229.7173 | 207.3201 | 217.022
Ozone Season NOX Cap TR - AL | 804 | 7693 | Rate Constraint in MTons | FALSE | L | Annual | Rate | lb/MMBtu | 0.028918 | 0.028143 | 0.02193 | 0.011972 | 0.0097328 | 0.009704 | 0.0096815
Ozone Season NOX Cap TR - AL | 804 | 7693 | Rate Constraint in MTons | FALSE | L | Annual | Generation | TWh | 48.3902 | 47.9688 | 43.8338 | 36.6965 | 38.2172 | 35.0969 | 36.3549
Ozone Season NOX Cap TR - AL | 804 | 7693 | Rate Constraint in MTons | FALSE | L | Annual | Qualifying Generation | TWh | 45.221 | 44.43 | 40.6371 | 34.4052 | 32.4286 | 29.4828 | 30.8058
Ozone Season NOX Cap TR - AL | 804 | 7693 | Rate Constraint in MTons | FALSE | L | Annual | Rate | lb/MWh | 0.22245 | 0.21693 | 0.16328 | 0.085576 | 0.068945 | 0.068238 | 0.068205
Ozone Season NOX Cap TR - AL | 804 | 7693 | Rate Constraint in MTons | FALSE | L | Annual | Constraint Shadow Price | US2019$/Ton | 0 | 0 | 0 | 0 | 0 | 0 | 0
Ozone Season NOX Cap TR - AR | 805 | 7694 | Rate Constraint in MTons | FALSE | L | Annual | Seasons Included | Seasons | Summer | Summer | Summer | Summer | Summer | Summer | Summer
Ozone Season NOX Cap TR - AR | 805 | 7694 | Rate Constraint in MTons | FALSE | L | Annual | Standard NOX | Thousand Tons | 4.786 | 4.786 | 4.786 | 4.786 | 4.786 | 4.786 | 4.786
Ozone Season NOX Cap TR - AR | 805 | 7694 | Rate Constraint in MTons | FALSE | L | Annual | Emissions at Affected Plants NOX | Thousand Tons | 1.7239 | 2.0175 | 1.0547 | 0.56309 | 0.48835 | 0.32453 | 0.41484
Ozone Season NOX Cap TR - AR | 805 | 7694 | Rate Constraint in MTons | FALSE | L | Annual | Allowances Purchased NOX | Thousand Tons | 0 | 0 | 0 | 0 | 0 | 0 | 0
Ozone Season NOX Cap TR - AR | 805 | 7694 | Rate Constraint in MTons | FALSE | L | Annual | Allowances Sold NOX | Thousand Tons | 0 | 0 | 0 | 0 | 0 | 0 | 0
Ozone Season NOX Cap TR - AR | 805 | 7694 | Rate Constraint in MTons | FALSE | L | Annual | Allowances Banked | Thousand Tons | 0 | 0 | 0 | 0 | 0 | 0 | 0
Ozone Season NOX Cap TR - AR | 805 | 7694 | Rate Constraint in MTons | FALSE | L | Annual | Allowances Withdrawn (1:1) | Thousand Tons | 0 | 0 | 0 | 0 | 0 | 0 | 0
Ozone Season NOX Cap TR - AR | 805 | 7694 | Rate Constraint in MTons | FALSE | L | Annual | Allowances Withdrawn (n:1) | Thousand Tons | 0 | 0 | 0 | 0 | 0 | 0 | 0
Ozone Season NOX Cap TR - AR | 805 | 7694 | Rate Constraint in MTons | FALSE | L | Annual | Net Emissions Allowance Position | Thousand Tons | 1.7239 | 2.0175 | 1.0547 | 0.56309 | 0.48835 | 0.32453 | 0.41484
Ozone Season NOX Cap TR - AR | 805 | 7694 | Rate Constraint in MTons | FALSE | L | Annual | Fuel Consumed | TBtu | 115.3873 | 122.8674 | 94.3039 | 56.4436 | 33.9787 | 29.5946 | 39.6444
Ozone Season NOX Cap TR - AR | 805 | 7694 | Rate Constraint in MTons | FALSE | L | Annual | Rate | lb/MMBtu | 0.02988 | 0.03284 | 0.022369 | 0.019952 | 0.028745 | 0.021932 | 0.020928
Ozone Season NOX Cap TR - AR | 805 | 7694 | Rate Constraint in MTons | FALSE | L | Annual | Generation | TWh | 15.1646 | 16.0591 | 12.8882 | 7.8297 | 4.7601 | 4.2106 | 5.5891
Ozone Season NOX Cap TR - AR | 805 | 7694 | Rate Constraint in MTons | FALSE | L | Annual | Qualifying Generation | TWh | 15.1646 | 16.0591 | 12.8882 | 7.8297 | 4.7588 | 4.2106 | 5.5736
Ozone Season NOX Cap TR - AR | 805 | 7694 | Rate Constraint in MTons | FALSE | L | Annual | Rate | lb/MWh | 0.22735 | 0.25125 | 0.16367 | 0.14383 | 0.20524 | 0.15415 | 0.14886
Ozone Season NOX Cap TR - AR | 805 | 7694 | Rate Constraint in MTons | FALSE | L | Annual | Constraint Shadow Price | US2019$/Ton | 0 | 0 | 0 | 0 | 0 | 0 | 0
Ozone Season NOX Cap TR - DE | 806 | 7695 | Rate Constraint in MTons | FALSE | L | Annual | Seasons Included | Seasons | Summer | Summer | Summer | Summer | Summer | Summer | Summer
Ozone Season NOX Cap TR - DE | 806 | 7695 | Rate Constraint in MTons | FALSE | L | Annual | Standard NOX | Thousand Tons | 0.525 | 0.525 | 0.525 | 0.525 | 0.525 | 0.525 | 0.525
Ozone Season NOX Cap TR - DE | 806 | 7695 | Rate Constraint in MTons | FALSE | L | Annual | Emissions at Affected Plants NOX | Thousand Tons | 0.27235 | 0.41363 | 0.13286 | 0.12583 | 0.1289 | 0.41271 | 0.41621
Ozone Season NOX Cap TR - DE | 806 | 7695 | Rate Constraint in MTons | FALSE | L | Annual | Allowances Purchased NOX | Thousand Tons | 0 | 0 | 0 | 0 | 0 | 0 | 0
Ozone Season NOX Cap TR - DE | 806 | 7695 | Rate Constraint in MTons | FALSE | L | Annual | Allowances Sold NOX | Thousand Tons | 0 | 0 | 0 | 0 | 0 | 0 | 0
Ozone Season NOX Cap TR - DE | 806 | 7695 | Rate Constraint in MTons | FALSE | L | Annual | Allowances Banked | Thousand Tons | 0 | 0 | 0 | 0 | 0 | 0 | 0
Ozone Season NOX Cap TR - DE | 806 | 7695 | Rate Constraint in MTons | FALSE | L | Annual | Allowances Withdrawn (1:1) | Thousand Tons | 0 | 0 | 0 | 0 | 0 | 0 | 0
Ozone Season NOX Cap TR - DE | 806 | 7695 | Rate Constraint in MTons | FALSE | L | Annual | Allowances Withdrawn (n:1) | Thousand Tons | 0 | 0 | 0 | 0 | 0 | 0 | 0
Ozone Season NOX Cap TR - DE | 806 | 7695 | Rate Constraint in MTons | FALSE | L | Annual | Net Emissions Allowance Position | Thousand Tons | 0.27235 | 0.41363 | 0.13286 | 0.12583 | 0.1289 | 0.41271 | 0.41621
Ozone Season NOX Cap TR - DE | 806 | 7695 | Rate Constraint in MTons | FALSE | L | Annual | Fuel Consumed | TBtu | 23.2363 | 32.2424 | 14.5862 | 12.578 | 13.1807 | 32.6944 | 33.4676
Ozone Season NOX Cap TR - DE | 806 | 7695 | Rate Constraint in MTons | FALSE | L | Annual | Rate | lb/MMBtu | 0.023442 | 0.025658 | 0.018218 | 0.020007 | 0.019559 | 0.025246 | 0.024873
Ozone Season NOX Cap TR - DE | 806 | 7695 | Rate Constraint in MTons | FALSE | L | Annual | Generation | TWh | 3.0029 | 4.1066 | 1.941 | 1.7837 | 2.2088 | 4.7907 | 5.1435
Ozone Season NOX Cap TR - DE | 806 | 7695 | Rate Constraint in MTons | FALSE | L | Annual | Qualifying Generation | TWh | 3.0029 | 4.1066 | 1.941 | 1.6543 | 1.7182 | 4.153 | 4.2378
Ozone Season NOX Cap TR - DE | 806 | 7695 | Rate Constraint in MTons | FALSE | L | Annual | Rate | lb/MWh | 0.18139 | 0.20145 | 0.1369 | 0.15212 | 0.15005 | 0.19875 | 0.19643
Ozone Season NOX Cap TR - DE | 806 | 7695 | Rate Constraint in MTons | FALSE | L | Annual | Constraint Shadow Price | US2019$/Ton | 0 | 0 | 0 | 0 | 0 | 0 | 0
Ozone Season NOX Cap TR - IL | 807 | 7696 | Rate Constraint in MTons | FALSE | L | Annual | Seasons Included | Seasons | Summer | Summer | Summer | Summer | Summer | Summer | Summer
Ozone Season NOX Cap TR - IL | 807 | 7696 | Rate Constraint in MTons | FALSE | L | Annual | Standard NOX | Thousand Tons | 7.354 | 7.354 | 7.354 | 7.354 | 7.354 | 7.354 | 7.354
Ozone Season NOX Cap TR - IL | 807 | 7696 | Rate Constraint in MTons | FALSE | L | Annual | Emissions at Affected Plants NOX | Thousand Tons | 2.9312 | 3.4151 | 2.4026 | 2.05 | 0.0086773 | 0.008206 | 0.0077226
Ozone Season NOX Cap TR - IL | 807 | 7696 | Rate Constraint in MTons | FALSE | L | Annual | Allowances Purchased NOX | Thousand Tons | 0 | 0 | 0 | 0 | 0 | 0 | 0
Ozone Season NOX Cap TR - IL | 807 | 7696 | Rate Constraint in MTons | FALSE | L | Annual | Allowances Sold NOX | Thousand Tons | 0 | 0 | 0 | 0 | 0 | 0 | 0
Ozone Season NOX Cap TR - IL | 807 | 7696 | Rate Constraint in MTons | FALSE | L | Annual | Allowances Banked | Thousand Tons | 0 | 0 | 0 | 0 | 0 | 0 | 0
Ozone Season NOX Cap TR - IL | 807 | 7696 | Rate Constraint in MTons | FALSE | L | Annual | Allowances Withdrawn (1:1) | Thousand Tons | 0 | 0 | 0 | 0 | 0 | 0 | 0
Ozone Season NOX Cap TR - IL | 807 | 7696 | Rate Constraint in MTons | FALSE | L | Annual | Allowances Withdrawn (n:1) | Thousand Tons | 0 | 0 | 0 | 0 | 0 | 0 | 0
Ozone Season NOX Cap TR - IL | 807 | 7696 | Rate Constraint in MTons | FALSE | L | Annual | Net Emissions Allowance Position | Thousand Tons | 2.9312 | 3.4151 | 2.4026 | 2.05 | 0.0086773 | 0.008206 | 0.0077226
Ozone Season NOX Cap TR - IL | 807 | 7696 | Rate Constraint in MTons | FALSE | L | Annual | Fuel Consumed | TBtu | 183.005 | 210.7758 | 147.9948 | 98.7582 | 0.39542 | 0.30974 | 0.22184
Ozone Season NOX Cap TR - IL | 807 | 7696 | Rate Constraint in MTons | FALSE | L | Annual | Rate | lb/MMBtu | 0.032034 | 0.032405 | 0.032468 | 0.041516 | 0.043889 | 0.052987 | 0.069624
Ozone Season NOX Cap TR - IL | 807 | 7696 | Rate Constraint in MTons | FALSE | L | Annual | Generation | TWh | 30.627 | 35.8168 | 23.4576 | 13.5393 | 4.1461 | 4.2303 | 4.2578
Ozone Season NOX Cap TR - IL | 807 | 7696 | Rate Constraint in MTons | FALSE | L | Annual | Qualifying Generation | TWh | 23.3631 | 24.7632 | 17.3876 | 10.5371 | 0.047004 | 0.038354 | 0.029479
Ozone Season NOX Cap TR - IL | 807 | 7696 | Rate Constraint in MTons | FALSE | L | Annual | Rate | lb/MWh | 0.25092 | 0.27582 | 0.27635 | 0.3891 | 0.36921 | 0.42791 | 0.52393
Ozone Season NOX Cap TR - IL | 807 | 7696 | Rate Constraint in MTons | FALSE | L | Annual | Constraint Shadow Price | US2019$/Ton | 0 | 0 | 0 | 0 | 0 | 0 | 0
Ozone Season NOX Cap TR - IN | 808 | 7697 | Rate Constraint in MTons | FALSE | L | Annual | Seasons Included | Seasons | Summer | Summer | Summer | Summer | Summer | Summer | Summer
Ozone Season NOX Cap TR - IN | 808 | 7697 | Rate Constraint in MTons | FALSE | L | Annual | Standard NOX | Thousand Tons | 10.252 | 10.252 | 10.252 | 10.252 | 10.252 | 10.252 | 10.252
Ozone Season NOX Cap TR - IN | 808 | 7697 | Rate Constraint in MTons | FALSE | L | Annual | Emissions at Affected Plants NOX | Thousand Tons | 9.2054 | 3.7012 | 1.8144 | 1.5164 | 0.31819 | 0.28956 | 0.30312
Ozone Season NOX Cap TR - IN | 808 | 7697 | Rate Constraint in MTons | FALSE | L | Annual | Allowances Purchased NOX | Thousand Tons | 0 | 0 | 0 | 0 | 0 | 0 | 0
Ozone Season NOX Cap TR - IN | 808 | 7697 | Rate Constraint in MTons | FALSE | L | Annual | Allowances Sold NOX | Thousand Tons | 0 | 0 | 0 | 0 | 0 | 0 | 0
Ozone Season NOX Cap TR - IN | 808 | 7697 | Rate Constraint in MTons | FALSE | L | Annual | Allowances Banked | Thousand Tons | 0 | 0 | 0 | 0 | 0 | 0 | 0
Ozone Season NOX Cap TR - IN | 808 | 7697 | Rate Constraint in MTons | FALSE | L | Annual | Allowances Withdrawn (1:1) | Thousand Tons | 0 | 0 | 0 | 0 | 0 | 0 | 0
Ozone Season NOX Cap TR - IN | 808 | 7697 | Rate Constraint in MTons | FALSE | L | Annual | Allowances Withdrawn (n:1) | Thousand Tons | 0 | 0 | 0 | 0 | 0 | 0 | 0
Ozone Season NOX Cap TR - IN | 808 | 7697 | Rate Constraint in MTons | FALSE | L | Annual | Net Emissions Allowance Position | Thousand Tons | 9.2054 | 3.7012 | 1.8144 | 1.5164 | 0.31819 | 0.28956 | 0.30312
Ozone Season NOX Cap TR - IN | 808 | 7697 | Rate Constraint in MTons | FALSE | L | Annual | Fuel Consumed | TBtu | 308.8698 | 225.0863 | 158.2501 | 125.1976 | 69.9654 | 64.4558 | 67.6114
Ozone Season NOX Cap TR - IN | 808 | 7697 | Rate Constraint in MTons | FALSE | L | Annual | Rate | lb/MMBtu | 0.059607 | 0.032887 | 0.022931 | 0.024224 | 0.0090956 | 0.0089849 | 0.0089666
Ozone Season NOX Cap TR - IN | 808 | 7697 | Rate Constraint in MTons | FALSE | L | Annual | Generation | TWh | 36.1281 | 27.5647 | 22.8318 | 18.0474 | 14.6272 | 13.8566 | 14.9889
Ozone Season NOX Cap TR - IN | 808 | 7697 | Rate Constraint in MTons | FALSE | L | Annual | Qualifying Generation | TWh | 33.1985 | 24.499 | 18.1446 | 14.3546 | 9.284 | 8.7792 | 9.1975
Ozone Season NOX Cap TR - IN | 808 | 7697 | Rate Constraint in MTons | FALSE | L | Annual | Rate | lb/MWh | 0.55457 | 0.30215 | 0.19999 | 0.21127 | 0.068546 | 0.065966 | 0.065913
Ozone Season NOX Cap TR - IN | 808 | 7697 | Rate Constraint in MTons | FALSE | L | Annual | Constraint Shadow Price | US2019$/Ton | 0 | 0 | 0 | 0 | 0 | 0 | 0
Ozone Season NOX Cap TR - KY | 809 | 7698 | Rate Constraint in MTons | FALSE | L | Annual | Seasons Included | Seasons | Summer | Summer | Summer | Summer | Summer | Summer | Summer
Ozone Season NOX Cap TR - KY | 809 | 7698 | Rate Constraint in MTons | FALSE | L | Annual | Standard NOX | Thousand Tons | 8.926 | 8.926 | 8.926 | 8.926 | 8.926 | 8.926 | 8.926
Ozone Season NOX Cap TR - KY | 809 | 7698 | Rate Constraint in MTons | FALSE | L | Annual | Emissions at Affected Plants NOX | Thousand Tons | 4.3858 | 4.7577 | 3.491 | 3.4198 | 0.72337 | 0.71094 | 0.72417
Ozone Season NOX Cap TR - KY | 809 | 7698 | Rate Constraint in MTons | FALSE | L | Annual | Allowances Purchased NOX | Thousand Tons | 0 | 0 | 0 | 0 | 0 | 0 | 0
Ozone Season NOX Cap TR - KY | 809 | 7698 | Rate Constraint in MTons | FALSE | L | Annual | Allowances Sold NOX | Thousand Tons | 0 | 0 | 0 | 0 | 0 | 0 | 0
Ozone Season NOX Cap TR - KY | 809 | 7698 | Rate Constraint in MTons | FALSE | L | Annual | Allowances Banked | Thousand Tons | 0 | 0 | 0 | 0 | 0 | 0 | 0
Ozone Season NOX Cap TR - KY | 809 | 7698 | Rate Constraint in MTons | FALSE | L | Annual | Allowances Withdrawn (1:1) | Thousand Tons | 0 | 0 | 0 | 0 | 0 | 0 | 0
Ozone Season NOX Cap TR - KY | 809 | 7698 | Rate Constraint in MTons | FALSE | L | Annual | Allowances Withdrawn (n:1) | Thousand Tons | 0 | 0 | 0 | 0 | 0 | 0 | 0
Ozone Season NOX Cap TR - KY | 809 | 7698 | Rate Constraint in MTons | FALSE | L | Annual | Net Emissions Allowance Position | Thousand Tons | 4.3858 | 4.7577 | 3.491 | 3.4198 | 0.72337 | 0.71094 | 0.72417
Ozone Season NOX Cap TR - KY | 809 | 7698 | Rate Constraint in MTons | FALSE | L | Annual | Fuel Consumed | TBtu | 219.0807 | 219.5886 | 183.6582 | 178.9501 | 110.3845 | 108.2792 | 110.5302
Ozone Season NOX Cap TR - KY | 809 | 7698 | Rate Constraint in MTons | FALSE | L | Annual | Rate | lb/MMBtu | 0.040038 | 0.043333 | 0.038016 | 0.038221 | 0.013106 | 0.013132 | 0.013104
Ozone Season NOX Cap TR - KY | 809 | 7698 | Rate Constraint in MTons | FALSE | L | Annual | Generation | TWh | 35.8052 | 35.6977 | 31.7162 | 28.6459 | 26.0819 | 25.2399 | 26.3385
Ozone Season NOX Cap TR - KY | 809 | 7698 | Rate Constraint in MTons | FALSE | L | Annual | Qualifying Generation | TWh | 27.0616 | 24.7501 | 20.9984 | 20.6787 | 16.2813 | 16.0797 | 16.3176
Ozone Season NOX Cap TR - KY | 809 | 7698 | Rate Constraint in MTons | FALSE | L | Annual | Rate | lb/MWh | 0.32414 | 0.38446 | 0.3325 | 0.33076 | 0.088859 | 0.088427 | 0.088759
Ozone Season NOX Cap TR - KY | 809 | 7698 | Rate Constraint in MTons | FALSE | L | Annual | Constraint Shadow Price | US2019$/Ton | 0 | 0 | 0 | 0 | 0 | 0 | 0
Ozone Season NOX Cap TR - LA | 810 | 7699 | Rate Constraint in MTons | FALSE | L | Annual | Seasons Included | Seasons | Summer | Summer | Summer | Summer | Summer | Summer | Summer
Ozone Season NOX Cap TR - LA | 810 | 7699 | Rate Constraint in MTons | FALSE | L | Annual | Standard NOX | Thousand Tons | 4.678 | 4.678 | 4.678 | 4.678 | 4.678 | 4.678 | 4.678
Ozone Season NOX Cap TR - LA | 810 | 7699 | Rate Constraint in MTons | FALSE | L | Annual | Emissions at Affected Plants NOX | Thousand Tons | 4.678 | 4.678 | 3.0776 | 2.1568 | 2.8247 | 2.4794 | 2.2419
Ozone Season NOX Cap TR - LA | 810 | 7699 | Rate Constraint in MTons | FALSE | L | Annual | Allowances Purchased NOX | Thousand Tons | 0 | 0 | 0 | 0 | 0 | 0 | 0
Ozone Season NOX Cap TR - LA | 810 | 7699 | Rate Constraint in MTons | FALSE | L | Annual | Allowances Sold NOX | Thousand Tons | 0 | 0 | 0 | 0 | 0 | 0 | 0
Ozone Season NOX Cap TR - LA | 810 | 7699 | Rate Constraint in MTons | FALSE | L | Annual | Allowances Banked | Thousand Tons | 0 | 0 | 0 | 0 | 0 | 0 | 0
Ozone Season NOX Cap TR - LA | 810 | 7699 | Rate Constraint in MTons | FALSE | L | Annual | Allowances Withdrawn (1:1) | Thousand Tons | 0 | 0 | 0 | 0 | 0 | 0 | 0
Ozone Season NOX Cap TR - LA | 810 | 7699 | Rate Constraint in MTons | FALSE | L | Annual | Allowances Withdrawn (n:1) | Thousand Tons | 0 | 0 | 0 | 0 | 0 | 0 | 0
Ozone Season NOX Cap TR - LA | 810 | 7699 | Rate Constraint in MTons | FALSE | L | Annual | Net Emissions Allowance Position | Thousand Tons | 4.678 | 4.678 | 3.0776 | 2.1568 | 2.8247 | 2.4794 | 2.2419
Ozone Season NOX Cap TR - LA | 810 | 7699 | Rate Constraint in MTons | FALSE | L | Annual | Fuel Consumed | TBtu | 289.3736 | 304.9431 | 254.6443 | 229.9328 | 248.0051 | 260.6906 | 251.3007
Ozone Season NOX Cap TR - LA | 810 | 7699 | Rate Constraint in MTons | FALSE | L | Annual | Rate | lb/MMBtu | 0.032332 | 0.030681 | 0.024172 | 0.01876 | 0.022779 | 0.019022 | 0.017842
Ozone Season NOX Cap TR - LA | 810 | 7699 | Rate Constraint in MTons | FALSE | L | Annual | Generation | TWh | 40.7322 | 42.7451 | 34.2846 | 31.3636 | 33.5811 | 35.1868 | 33.8762
Ozone Season NOX Cap TR - LA | 810 | 7699 | Rate Constraint in MTons | FALSE | L | Annual | Qualifying Generation | TWh | 40.7322 | 42.7451 | 34.2846 | 31.3636 | 33.5811 | 35.1868 | 33.8593
Ozone Season NOX Cap TR - LA | 810 | 7699 | Rate Constraint in MTons | FALSE | L | Annual | Rate | lb/MWh | 0.2297 | 0.21888 | 0.17953 | 0.13754 | 0.16823 | 0.14093 | 0.13242
Ozone Season NOX Cap TR - LA | 810 | 7699 | Rate Constraint in MTons | FALSE | L | Annual | Constraint Shadow Price | US2019$/Ton | 24791.827 | 4281.5707 | 0 | 0 | 0 | 0 | 0
Ozone Season NOX Cap TR - MD | 811 | 7700 | Rate Constraint in MTons | FALSE | L | Annual | Seasons Included | Seasons | Summer | Summer | Summer | Summer | Summer | Summer | Summer
Ozone Season NOX Cap TR - MD | 811 | 7700 | Rate Constraint in MTons | FALSE | L | Annual | Standard NOX | Thousand Tons | 1.534 | 1.534 | 1.534 | 1.534 | 1.534 | 1.534 | 1.534
Ozone Season NOX Cap TR - MD | 811 | 7700 | Rate Constraint in MTons | FALSE | L | Annual | Emissions at Affected Plants NOX | Thousand Tons | 0.29665 | 0.58344 | 0.26526 | 0.18106 | 0.17892 | 0.26449 | 0.27983
Ozone Season NOX Cap TR - MD | 811 | 7700 | Rate Constraint in MTons | FALSE | L | Annual | Allowances Purchased NOX | Thousand Tons | 0 | 0 | 0 | 0 | 0 | 0 | 0
Ozone Season NOX Cap TR - MD | 811 | 7700 | Rate Constraint in MTons | FALSE | L | Annual | Allowances Sold NOX | Thousand Tons | 0 | 0 | 0 | 0 | 0 | 0 | 0
Ozone Season NOX Cap TR - MD | 811 | 7700 | Rate Constraint in MTons | FALSE | L | Annual | Allowances Banked | Thousand Tons | 0 | 0 | 0 | 0 | 0 | 0 | 0
Ozone Season NOX Cap TR - MD | 811 | 7700 | Rate Constraint in MTons | FALSE | L | Annual | Allowances Withdrawn (1:1) | Thousand Tons | 0 | 0 | 0 | 0 | 0 | 0 | 0
Ozone Season NOX Cap TR - MD | 811 | 7700 | Rate Constraint in MTons | FALSE | L | Annual | Allowances Withdrawn (n:1) | Thousand Tons | 0 | 0 | 0 | 0 | 0 | 0 | 0
Ozone Season NOX Cap TR - MD | 811 | 7700 | Rate Constraint in MTons | FALSE | L | Annual | Net Emissions Allowance Position | Thousand Tons | 0.29665 | 0.58344 | 0.26526 | 0.18106 | 0.17892 | 0.26449 | 0.27983
Ozone Season NOX Cap TR - MD | 811 | 7700 | Rate Constraint in MTons | FALSE | L | Annual | Fuel Consumed | TBtu | 66.8428 | 73.0221 | 65.496 | 55.595 | 55.7075 | 68.067 | 70.8532
Ozone Season NOX Cap TR - MD | 811 | 7700 | Rate Constraint in MTons | FALSE | L | Annual | Rate | lb/MMBtu | 0.008876 | 0.01598 | 0.0081001 | 0.0065135 | 0.0064236 | 0.0077715 | 0.007899
Ozone Season NOX Cap TR - MD | 811 | 7700 | Rate Constraint in MTons | FALSE | L | Annual | Generation | TWh | 9.2803 | 9.9222 | 9.16 | 7.9655 | 8.3459 | 15.8449 | 24.819
Ozone Season NOX Cap TR - MD | 811 | 7700 | Rate Constraint in MTons | FALSE | L | Annual | Qualifying Generation | TWh | 9.2803 | 9.9222 | 9.16 | 7.8341 | 7.8473 | 9.4264 | 9.7949
Ozone Season NOX Cap TR - MD | 811 | 7700 | Rate Constraint in MTons | FALSE | L | Annual | Rate | lb/MWh | 0.063931 | 0.1176 | 0.057917 | 0.046223 | 0.045601 | 0.056118 | 0.057139
Ozone Season NOX Cap TR - MD | 811 | 7700 | Rate Constraint in MTons | FALSE | L | Annual | Constraint Shadow Price | US2019$/Ton | 0 | 0 | 0 | 0 | 0 | 0 | 0
Ozone Season NOX Cap TR - MI | 812 | 7701 | Rate Constraint in MTons | FALSE | L | Annual | Seasons Included | Seasons | Summer | Summer | Summer | Summer | Summer | Summer | Summer
Ozone Season NOX Cap TR - MI | 812 | 7701 | Rate Constraint in MTons | FALSE | L | Annual | Standard NOX | Thousand Tons | 8.54 | 8.54 | 8.54 | 8.54 | 8.54 | 8.54 | 8.54
Ozone Season NOX Cap TR - MI | 812 | 7701 | Rate Constraint in MTons | FALSE | L | Annual | Emissions at Affected Plants NOX | Thousand Tons | 7.0089 | 7.1154 | 6.2595 | 3.3269 | 3.2246 | 3.3664 | 3.2687
Ozone Season NOX Cap TR - MI | 812 | 7701 | Rate Constraint in MTons | FALSE | L | Annual | Allowances Purchased NOX | Thousand Tons | 0 | 0 | 0 | 0 | 0 | 0 | 0
Ozone Season NOX Cap TR - MI | 812 | 7701 | Rate Constraint in MTons | FALSE | L | Annual | Allowances Sold NOX | Thousand Tons | 0 | 0 | 0 | 0 | 0 | 0 | 0
Ozone Season NOX Cap TR - MI | 812 | 7701 | Rate Constraint in MTons | FALSE | L | Annual | Allowances Banked | Thousand Tons | 0 | 0 | 0 | 0 | 0 | 0 | 0
Ozone Season NOX Cap TR - MI | 812 | 7701 | Rate Constraint in MTons | FALSE | L | Annual | Allowances Withdrawn (1:1) | Thousand Tons | 0 | 0 | 0 | 0 | 0 | 0 | 0
Ozone Season NOX Cap TR - MI | 812 | 7701 | Rate Constraint in MTons | FALSE | L | Annual | Allowances Withdrawn (n:1) | Thousand Tons | 0 | 0 | 0 | 0 | 0 | 0 | 0
Ozone Season NOX Cap TR - MI | 812 | 7701 | Rate Constraint in MTons | FALSE | L | Annual | Net Emissions Allowance Position | Thousand Tons | 7.0089 | 7.1154 | 6.2595 | 3.3269 | 3.2246 | 3.3664 | 3.2687
Ozone Season NOX Cap TR - MI | 812 | 7701 | Rate Constraint in MTons | FALSE | L | Annual | Fuel Consumed | TBtu | 282.5632 | 282.6302 | 257.0485 | 199.3106 | 192.0333 | 201.6853 | 198.0057
Ozone Season NOX Cap TR - MI | 812 | 7701 | Rate Constraint in MTons | FALSE | L | Annual | Rate | lb/MMBtu | 0.049609 | 0.050352 | 0.048703 | 0.033384 | 0.033584 | 0.033383 | 0.033016
Ozone Season NOX Cap TR - MI | 812 | 7701 | Rate Constraint in MTons | FALSE | L | Annual | Generation | TWh | 40.1323 | 39.6645 | 38.2426 | 31.6177 | 32.6211 | 33.6778 | 34.0408
Ozone Season NOX Cap TR - MI | 812 | 7701 | Rate Constraint in MTons | FALSE | L | Annual | Qualifying Generation | TWh | 36.2752 | 35.0921 | 31.8703 | 27.3309 | 26.3242 | 27.5881 | 27.0297
Ozone Season NOX Cap TR - MI | 812 | 7701 | Rate Constraint in MTons | FALSE | L | Annual | Rate | lb/MWh | 0.38643 | 0.40553 | 0.39281 | 0.24345 | 0.24499 | 0.24405 | 0.24186
Ozone Season NOX Cap TR - MI | 812 | 7701 | Rate Constraint in MTons | FALSE | L | Annual | Constraint Shadow Price | US2019$/Ton | 0 | 0 | 0 | 0 | 0 | 0 | 0
Ozone Season NOX Cap TR - MN | 813 | 7702 | Rate Constraint in MTons | FALSE | L | Annual | Seasons Included | Seasons | Summer | Summer | Summer | Summer | Summer | Summer | Summer
Ozone Season NOX Cap TR - MN | 813 | 7702 | Rate Constraint in MTons | FALSE | L | Annual | Standard NOX | Thousand Tons | 3.054 | 3.054 | 3.054 | 3.054 | 3.054 | 3.054 | 3.054
Ozone Season NOX Cap TR - MN | 813 | 7702 | Rate Constraint in MTons | FALSE | L | Annual | Emissions at Affected Plants NOX | Thousand Tons | 0.99549 | 0.41563 | 0.10305 | 0.062008 | 0.048391 | 0.030869 | 0.05037
Ozone Season NOX Cap TR - MN | 813 | 7702 | Rate Constraint in MTons | FALSE | L | Annual | Allowances Purchased NOX | Thousand Tons | 0 | 0 | 0 | 0 | 0 | 0 | 0
Ozone Season NOX Cap TR - MN | 813 | 7702 | Rate Constraint in MTons | FALSE | L | Annual | Allowances Sold NOX | Thousand Tons | 0 | 0 | 0 | 0 | 0 | 0 | 0
Ozone Season NOX Cap TR - MN | 813 | 7702 | Rate Constraint in MTons | FALSE | L | Annual | Allowances Banked | Thousand Tons | 0 | 0 | 0 | 0 | 0 | 0 | 0
Ozone Season NOX Cap TR - MN | 813 | 7702 | Rate Constraint in MTons | FALSE | L | Annual | Allowances Withdrawn (1:1) | Thousand Tons | 0 | 0 | 0 | 0 | 0 | 0 | 0
Ozone Season NOX Cap TR - MN | 813 | 7702 | Rate Constraint in MTons | FALSE | L | Annual | Allowances Withdrawn (n:1) | Thousand Tons | 0 | 0 | 0 | 0 | 0 | 0 | 0
Ozone Season NOX Cap TR - MN | 813 | 7702 | Rate Constraint in MTons | FALSE | L | Annual | Net Emissions Allowance Position | Thousand Tons | 0.99549 | 0.41563 | 0.10305 | 0.062008 | 0.048391 | 0.030869 | 0.05037
Ozone Season NOX Cap TR - MN | 813 | 7702 | Rate Constraint in MTons | FALSE | L | Annual | Fuel Consumed | TBtu | 59.6316 | 56.6547 | 17.8306 | 11.0003 | 8.0516 | 5.2222 | 8.3807
Ozone Season NOX Cap TR - MN | 813 | 7702 | Rate Constraint in MTons | FALSE | L | Annual | Rate | lb/MMBtu | 0.033388 | 0.014673 | 0.011558 | 0.011274 | 0.01202 | 0.011822 | 0.01202
Ozone Season NOX Cap TR - MN | 813 | 7702 | Rate Constraint in MTons | FALSE | L | Annual | Generation | TWh | 12.3675 | 12.5263 | 6.9603 | 7.6104 | 7.1611 | 7.565 | 8.4834
Ozone Season NOX Cap TR - MN | 813 | 7702 | Rate Constraint in MTons | FALSE | L | Annual | Qualifying Generation | TWh | 7.5289 | 7.6877 | 2.4747 | 1.508 | 1.1113 | 0.72647 | 1.1555
Ozone Season NOX Cap TR - MN | 813 | 7702 | Rate Constraint in MTons | FALSE | L | Annual | Rate | lb/MWh | 0.26444 | 0.10813 | 0.083279 | 0.08224 | 0.087094 | 0.084985 | 0.087183
Ozone Season NOX Cap TR - MN | 813 | 7702 | Rate Constraint in MTons | FALSE | L | Annual | Constraint Shadow Price | US2019$/Ton | 0 | 0 | 0 | 0 | 0 | 0 | 0
Ozone Season NOX Cap TR - MO | 814 | 7704 | Rate Constraint in MTons | FALSE | L | Annual | Seasons Included | Seasons | Summer | Summer | Summer | Summer | Summer | Summer | Summer
Ozone Season NOX Cap TR - MO | 814 | 7704 | Rate Constraint in MTons | FALSE | L | Annual | Standard NOX | Thousand Tons | 9.698 | 9.698 | 9.698 | 9.698 | 9.698 | 9.698 | 9.698
Ozone Season NOX Cap TR - MO | 814 | 7704 | Rate Constraint in MTons | FALSE | L | Annual | Emissions at Affected Plants NOX | Thousand Tons | 4.9498 | 1.5843 | 0.30178 | 0.23665 | 0.24884 | 0.044748 | 0.03192
Ozone Season NOX Cap TR - MO | 814 | 7704 | Rate Constraint in MTons | FALSE | L | Annual | Allowances Purchased NOX | Thousand Tons | 0 | 0 | 0 | 0 | 0 | 0 | 0
Ozone Season NOX Cap TR - MO | 814 | 7704 | Rate Constraint in MTons | FALSE | L | Annual | Allowances Sold NOX | Thousand Tons | 0 | 0 | 0 | 0 | 0 | 0 | 0
Ozone Season NOX Cap TR - MO | 814 | 7704 | Rate Constraint in MTons | FALSE | L | Annual | Allowances Banked | Thousand Tons | 0 | 0 | 0 | 0 | 0 | 0 | 0
Ozone Season NOX Cap TR - MO | 814 | 7704 | Rate Constraint in MTons | FALSE | L | Annual | Allowances Withdrawn (1:1) | Thousand Tons | 0 | 0 | 0 | 0 | 0 | 0 | 0
Ozone Season NOX Cap TR - MO | 814 | 7704 | Rate Constraint in MTons | FALSE | L | Annual | Allowances Withdrawn (n:1) | Thousand Tons | 0 | 0 | 0 | 0 | 0 | 0 | 0
Ozone Season NOX Cap TR - MO | 814 | 7704 | Rate Constraint in MTons | FALSE | L | Annual | Net Emissions Allowance Position | Thousand Tons | 4.9498 | 1.5843 | 0.30178 | 0.23665 | 0.24884 | 0.044748 | 0.03192
Ozone Season NOX Cap TR - MO | 814 | 7704 | Rate Constraint in MTons | FALSE | L | Annual | Fuel Consumed | TBtu | 184.9952 | 123.3486 | 30.0129 | 10.8854 | 10.6375 | 4.4486 | 3.1161
Ozone Season NOX Cap TR - MO | 814 | 7704 | Rate Constraint in MTons | FALSE | L | Annual | Rate | lb/MMBtu | 0.053513 | 0.025688 | 0.02011 | 0.04348 | 0.046785 | 0.020118 | 0.020487
Ozone Season NOX Cap TR - MO | 814 | 7704 | Rate Constraint in MTons | FALSE | L | Annual | Generation | TWh | 19.8742 | 14.0145 | 3.4297 | 1.2041 | 1.1687 | 0.53476 | 0.41974
Ozone Season NOX Cap TR - MO | 814 | 7704 | Rate Constraint in MTons | FALSE | L | Annual | Qualifying Generation | TWh | 19.5497 | 13.3631 | 3.226 | 1.1706 | 1.1366 | 0.5154 | 0.37884
Ozone Season NOX Cap TR - MO | 814 | 7704 | Rate Constraint in MTons | FALSE | L | Annual | Rate | lb/MWh | 0.50638 | 0.23711 | 0.18709 | 0.40433 | 0.43787 | 0.17365 | 0.16851
Ozone Season NOX Cap TR - MO | 814 | 7704 | Rate Constraint in MTons | FALSE | L | Annual | Constraint Shadow Price | US2019$/Ton | 0 | 0 | 0 | 0 | 0 | 0 | 0
Ozone Season NOX Cap TR - MS | 815 | 7703 | Rate Constraint in MTons | FALSE | L | Annual | Seasons Included | Seasons | Summer | Summer | Summer | Summer | Summer | Summer | Summer
Ozone Season NOX Cap TR - MS | 815 | 7703 | Rate Constraint in MTons | FALSE | L | Annual | Standard NOX | Thousand Tons | 2.341 | 2.341 | 2.341 | 2.341 | 2.341 | 2.341 | 2.341
Ozone Season NOX Cap TR - MS | 815 | 7703 | Rate Constraint in MTons | FALSE | L | Annual | Emissions at Affected Plants NOX | Thousand Tons | 2.341 | 2.341 | 2.341 | 0.8695 | 0.72671 | 0.46683 | 0.6967
Ozone Season NOX Cap TR - MS | 815 | 7703 | Rate Constraint in MTons | FALSE | L | Annual | Allowances Purchased NOX | Thousand Tons | 0 | 0 | 0 | 0 | 0 | 0 | 0
Ozone Season NOX Cap TR - MS | 815 | 7703 | Rate Constraint in MTons | FALSE | L | Annual | Allowances Sold NOX | Thousand Tons | 0 | 0 | 0 | 0 | 0 | 0 | 0
Ozone Season NOX Cap TR - MS | 815 | 7703 | Rate Constraint in MTons | FALSE | L | Annual | Allowances Banked | Thousand Tons | 0 | 0 | 0 | 0 | 0 | 0 | 0
Ozone Season NOX Cap TR - MS | 815 | 7703 | Rate Constraint in MTons | FALSE | L | Annual | Allowances Withdrawn (1:1) | Thousand Tons | 0 | 0 | 0 | 0 | 0 | 0 | 0
Ozone Season NOX Cap TR - MS | 815 | 7703 | Rate Constraint in MTons | FALSE | L | Annual | Allowances Withdrawn (n:1) | Thousand Tons | 0 | 0 | 0 | 0 | 0 | 0 | 0
Ozone Season NOX Cap TR - MS | 815 | 7703 | Rate Constraint in MTons | FALSE | L | Annual | Net Emissions Allowance Position | Thousand Tons | 2.341 | 2.341 | 2.341 | 0.8695 | 0.72671 | 0.46683 | 0.6967
Ozone Season NOX Cap TR - MS | 815 | 7703 | Rate Constraint in MTons | FALSE | L | Annual | Fuel Consumed | TBtu | 193.0991 | 199.4155 | 183.6102 | 154.1923 | 128.7682 | 82.6702 | 122.9974
Ozone Season NOX Cap TR - MS | 815 | 7703 | Rate Constraint in MTons | FALSE | L | Annual | Rate | lb/MMBtu | 0.024247 | 0.023479 | 0.0255 | 0.011278 | 0.011287 | 0.011294 | 0.011329
Ozone Season NOX Cap TR - MS | 815 | 7703 | Rate Constraint in MTons | FALSE | L | Annual | Generation | TWh | 29.5144 | 30.7204 | 28.2429 | 23.7334 | 24.823 | 18.3067 | 23.7434
Ozone Season NOX Cap TR - MS | 815 | 7703 | Rate Constraint in MTons | FALSE | L | Annual | Qualifying Generation | TWh | 26.2056 | 27.0258 | 24.9055 | 21.2735 | 17.6297 | 11.4408 | 17.0276
Ozone Season NOX Cap TR - MS | 815 | 7703 | Rate Constraint in MTons | FALSE | L | Annual | Rate | lb/MWh | 0.17866 | 0.17324 | 0.18799 | 0.081745 | 0.082441 | 0.081608 | 0.081833
Ozone Season NOX Cap TR - MS | 815 | 7703 | Rate Constraint in MTons | FALSE | L | Annual | Constraint Shadow Price | US2019$/Ton | 514.119 | 2094.6899 | 72.6119 | 0 | 0 | 0 | 0
Ozone Season NOX Cap TR - NJ | 816 | 7706 | Rate Constraint in MTons | FALSE | L | Annual | Seasons Included | Seasons | Summer | Summer | Summer | Summer | Summer | Summer | Summer
Ozone Season NOX Cap TR - NJ | 816 | 7706 | Rate Constraint in MTons | FALSE | L | Annual | Standard NOX | Thousand Tons | 1.279 | 1.279 | 1.279 | 1.279 | 1.279 | 1.279 | 1.279
Ozone Season NOX Cap TR - NJ | 816 | 7706 | Rate Constraint in MTons | FALSE | L | Annual | Emissions at Affected Plants NOX | Thousand Tons | 0.96708 | 1.161 | 0.76254 | 0.60096 | 0.75596 | 1.0873 | 1.2103
Ozone Season NOX Cap TR - NJ | 816 | 7706 | Rate Constraint in MTons | FALSE | L | Annual | Allowances Purchased NOX | Thousand Tons | 0 | 0 | 0 | 0 | 0 | 0 | 0
Ozone Season NOX Cap TR - NJ | 816 | 7706 | Rate Constraint in MTons | FALSE | L | Annual | Allowances Sold NOX | Thousand Tons | 0 | 0 | 0 | 0 | 0 | 0 | 0
Ozone Season NOX Cap TR - NJ | 816 | 7706 | Rate Constraint in MTons | FALSE | L | Annual | Allowances Banked | Thousand Tons | 0 | 0 | 0 | 0 | 0 | 0 | 0
Ozone Season NOX Cap TR - NJ | 816 | 7706 | Rate Constraint in MTons | FALSE | L | Annual | Allowances Withdrawn (1:1) | Thousand Tons | 0 | 0 | 0 | 0 | 0 | 0 | 0
Ozone Season NOX Cap TR - NJ | 816 | 7706 | Rate Constraint in MTons | FALSE | L | Annual | Allowances Withdrawn (n:1) | Thousand Tons | 0 | 0 | 0 | 0 | 0 | 0 | 0
Ozone Season NOX Cap TR - NJ | 816 | 7706 | Rate Constraint in MTons | FALSE | L | Annual | Net Emissions Allowance Position | Thousand Tons | 0.96708 | 1.161 | 0.76254 | 0.60096 | 0.75596 | 1.0873 | 1.2103
Ozone Season NOX Cap TR - NJ | 816 | 7706 | Rate Constraint in MTons | FALSE | L | Annual | Fuel Consumed | TBtu | 152.3497 | 170.1604 | 123.6943 | 113.4116 | 122.4693 | 166.3275 | 172.693
Ozone Season NOX Cap TR - NJ | 816 | 7706 | Rate Constraint in MTons | FALSE | L | Annual | Rate | lb/MMBtu | 0.012695 | 0.013646 | 0.012329 | 0.010598 | 0.012345 | 0.013074 | 0.014017
Ozone Season NOX Cap TR - NJ | 816 | 7706 | Rate Constraint in MTons | FALSE | L | Annual | Generation | TWh | 21.2103 | 23.5074 | 17.5169 | 16.1871 | 17.7445 | 26.054 | 28.6845
Ozone Season NOX Cap TR - NJ | 816 | 7706 | Rate Constraint in MTons | FALSE | L | Annual | Qualifying Generation | TWh | 21.2103 | 23.5074 | 17.5169 | 16.1073 | 17.1959 | 22.8448 | 23.8352
Ozone Season NOX Cap TR - NJ | 816 | 7706 | Rate Constraint in MTons | FALSE | L | Annual | Rate | lb/MWh | 0.091189 | 0.098775 | 0.087063 | 0.07462 | 0.087924 | 0.095186 | 0.10156
Ozone Season NOX Cap TR - NJ | 816 | 7706 | Rate Constraint in MTons | FALSE | L | Annual | Constraint Shadow Price | US2019$/Ton | 0 | 0 | 0 | 0 | 0 | 0 | 0
Ozone Season NOX Cap TR - NV | 817 | 7705 | Rate Constraint in MTons | FALSE | L | Annual | Seasons Included | Seasons | Summer | Summer | Summer | Summer | Summer | Summer | Summer
Ozone Season NOX Cap TR - NV | 817 | 7705 | Rate Constraint in MTons | FALSE | L | Annual | Standard NOX | Thousand Tons | 1.465 | 1.465 | 1.465 | 1.465 | 1.465 | 1.465 | 1.465
Ozone Season NOX Cap TR - NV | 817 | 7705 | Rate Constraint in MTons | FALSE | L | Annual | Emissions at Affected Plants NOX | Thousand Tons | 0.61682 | 0.70947 | 0.55466 | 0.60788 | 0.63789 | 0.31101 | 0.12488
Ozone Season NOX Cap TR - NV | 817 | 7705 | Rate Constraint in MTons | FALSE | L | Annual | Allowances Purchased NOX | Thousand Tons | 0 | 0 | 0 | 0 | 0 | 0 | 0
Ozone Season NOX Cap TR - NV | 817 | 7705 | Rate Constraint in MTons | FALSE | L | Annual | Allowances Sold NOX | Thousand Tons | 0 | 0 | 0 | 0 | 0 | 0 | 0
Ozone Season NOX Cap TR - NV | 817 | 7705 | Rate Constraint in MTons | FALSE | L | Annual | Allowances Banked | Thousand Tons | 0 | 0 | 0 | 0 | 0 | 0 | 0
Ozone Season NOX Cap TR - NV | 817 | 7705 | Rate Constraint in MTons | FALSE | L | Annual | Allowances Withdrawn (1:1) | Thousand Tons | 0 | 0 | 0 | 0 | 0 | 0 | 0
Ozone Season NOX Cap TR - NV | 817 | 7705 | Rate Constraint in MTons | FALSE | L | Annual | Allowances Withdrawn (n:1) | Thousand Tons | 0 | 0 | 0 | 0 | 0 | 0 | 0
Ozone Season NOX Cap TR - NV | 817 | 7705 | Rate Constraint in MTons | FALSE | L | Annual | Net Emissions Allowance Position | Thousand Tons | 0.61682 | 0.70947 | 0.55466 | 0.60788 | 0.63789 | 0.31101 | 0.12488
Ozone Season NOX Cap TR - NV | 817 | 7705 | Rate Constraint in MTons | FALSE | L | Annual | Fuel Consumed | TBtu | 56.1435 | 66.886 | 48.0719 | 58.9575 | 63.1078 | 17.073 | 20.5026
Ozone Season NOX Cap TR - NV | 817 | 7705 | Rate Constraint in MTons | FALSE | L | Annual | Rate | lb/MMBtu | 0.021973 | 0.021214 | 0.023076 | 0.020621 | 0.020216 | 0.036433 | 0.012182
Ozone Season NOX Cap TR - NV | 817 | 7705 | Rate Constraint in MTons | FALSE | L | Annual | Generation | TWh | 7.3723 | 8.71 | 6.0895 | 7.5043 | 8.0034 | 1.6657 | 2.1108
Ozone Season NOX Cap TR - NV | 817 | 7705 | Rate Constraint in MTons | FALSE | L | Annual | Qualifying Generation | TWh | 7.3723 | 8.71 | 6.0895 | 7.5024 | 8.0007 | 1.6655 | 2.1105
Ozone Season NOX Cap TR - NV | 817 | 7705 | Rate Constraint in MTons | FALSE | L | Annual | Rate | lb/MWh | 0.16733 | 0.16291 | 0.18217 | 0.16205 | 0.15946 | 0.37348 | 0.11834
Ozone Season NOX Cap TR - NV | 817 | 7705 | Rate Constraint in MTons | FALSE | L | Annual | Constraint Shadow Price | US2019$/Ton | 0 | 0 | 0 | 0 | 0 | 0 | 0
Ozone Season NOX Cap TR - NY | 818 | 7707 | Rate Constraint in MTons | FALSE | L | Annual | Seasons Included | Seasons | Summer | Summer | Summer | Summer | Summer | Summer | Summer
Ozone Season NOX Cap TR - NY | 818 | 7707 | Rate Constraint in MTons | FALSE | L | Annual | Standard NOX | Thousand Tons | 3.978 | 3.978 | 3.978 | 3.978 | 3.978 | 3.978 | 3.978
Ozone Season NOX Cap TR - NY | 818 | 7707 | Rate Constraint in MTons | FALSE | L | Annual | Emissions at Affected Plants NOX | Thousand Tons | 2.5688 | 2.3145 | 1.1381 | 0.6208 | 0.71682 | 0.6779 | 0.71134
Ozone Season NOX Cap TR - NY | 818 | 7707 | Rate Constraint in MTons | FALSE | L | Annual | Allowances Purchased NOX | Thousand Tons | 0 | 0 | 0 | 0 | 0 | 0 | 0
Ozone Season NOX Cap TR - NY | 818 | 7707 | Rate Constraint in MTons | FALSE | L | Annual | Allowances Sold NOX | Thousand Tons | 0 | 0 | 0 | 0 | 0 | 0 | 0
Ozone Season NOX Cap TR - NY | 818 | 7707 | Rate Constraint in MTons | FALSE | L | Annual | Allowances Banked | Thousand Tons | 0 | 0 | 0 | 0 | 0 | 0 | 0
Ozone Season NOX Cap TR - NY | 818 | 7707 | Rate Constraint in MTons | FALSE | L | Annual | Allowances Withdrawn (1:1) | Thousand Tons | 0 | 0 | 0 | 0 | 0 | 0 | 0
Ozone Season NOX Cap TR - NY | 818 | 7707 | Rate Constraint in MTons | FALSE | L | Annual | Allowances Withdrawn (n:1) | Thousand Tons | 0 | 0 | 0 | 0 | 0 | 0 | 0
Ozone Season NOX Cap TR - NY | 818 | 7707 | Rate Constraint in MTons | FALSE | L | Annual | Net Emissions Allowance Position | Thousand Tons | 2.5688 | 2.3145 | 1.1381 | 0.6208 | 0.71682 | 0.6779 | 0.71134
Ozone Season NOX Cap TR - NY | 818 | 7707 | Rate Constraint in MTons | FALSE | L | Annual | Fuel Consumed | TBtu | 236.6998 | 221.6835 | 161.13 | 85.2121 | 91.7902 | 96.7507 | 100.9619
Ozone Season NOX Cap TR - NY | 818 | 7707 | Rate Constraint in MTons | FALSE | L | Annual | Rate | lb/MMBtu | 0.021705 | 0.020881 | 0.014126 | 0.014571 | 0.015619 | 0.014013 | 0.014091
Ozone Season NOX Cap TR - NY | 818 | 7707 | Rate Constraint in MTons | FALSE | L | Annual | Generation | TWh | 31.1408 | 29.4022 | 22.346 | 12.0092 | 12.99 | 14.41 | 15.4334
Ozone Season NOX Cap TR - NY | 818 | 7707 | Rate Constraint in MTons | FALSE | L | Annual | Qualifying Generation | TWh | 31.1408 | 29.4022 | 22.346 | 12.0092 | 12.9428 | 13.869 | 14.609
Ozone Season NOX Cap TR - NY | 818 | 7707 | Rate Constraint in MTons | FALSE | L | Annual | Rate | lb/MWh | 0.16498 | 0.15743 | 0.10186 | 0.10339 | 0.11077 | 0.097757 | 0.097384
Ozone Season NOX Cap TR - NY | 818 | 7707 | Rate Constraint in MTons | FALSE | L | Annual | Constraint Shadow Price | US2019$/Ton | 0 | 0 | 0 | 0 | 0 | 0 | 0
Ozone Season NOX Cap TR - OH | 819 | 7708 | Rate Constraint in MTons | FALSE | L | Annual | Seasons Included | Seasons | Summer | Summer | Summer | Summer | Summer | Summer | Summer
Ozone Season NOX Cap TR - OH | 819 | 7708 | Rate Constraint in MTons | FALSE | L | Annual | Standard NOX | Thousand Tons | 10.222 | 10.222 | 10.222 | 10.222 | 10.222 | 10.222 | 10.222
Ozone Season NOX Cap TR - OH | 819 | 7708 | Rate Constraint in MTons | FALSE | L | Annual | Emissions at Affected Plants NOX | Thousand Tons | 6.2858 | 3.5808 | 2.1014 | 1.9974 | 1.3475 | 1.4985 | 1.5491
Ozone Season NOX Cap TR - OH | 819 | 7708 | Rate Constraint in MTons | FALSE | L | Annual | Allowances Purchased NOX | Thousand Tons | 0 | 0 | 0 | 0 | 0 | 0 | 0
Ozone Season NOX Cap TR - OH | 819 | 7708 | Rate Constraint in MTons | FALSE | L | Annual | Allowances Sold NOX | Thousand Tons | 0 | 0 | 0 | 0 | 0 | 0 | 0
Ozone Season NOX Cap TR - OH | 819 | 7708 | Rate Constraint in MTons | FALSE | L | Annual | Allowances Banked | Thousand Tons | 0 | 0 | 0 | 0 | 0 | 0 | 0
Ozone Season NOX Cap TR - OH | 819 | 7708 | Rate Constraint in MTons | FALSE | L | Annual | Allowances Withdrawn (1:1) | Thousand Tons | 0 | 0 | 0 | 0 | 0 | 0 | 0
Ozone Season NOX Cap TR - OH | 819 | 7708 | Rate Constraint in MTons | FALSE | L | Annual | Allowances Withdrawn (n:1) | Thousand Tons | 0 | 0 | 0 | 0 | 0 | 0 | 0
Ozone Season NOX Cap TR - OH | 819 | 7708 | Rate Constraint in MTons | FALSE | L | Annual | Net Emissions Allowance Position | Thousand Tons | 6.2858 | 3.5808 | 2.1014 | 1.9974 | 1.3475 | 1.4985 | 1.5491
Ozone Season NOX Cap TR - OH | 819 | 7708 | Rate Constraint in MTons | FALSE | L | Annual | Fuel Consumed | TBtu | 420.3494 | 362.1575 | 311.0753 | 299.4356 | 285.4499 | 316.7798 | 325.9796
Ozone Season NOX Cap TR - OH | 819 | 7708 | Rate Constraint in MTons | FALSE | L | Annual | Rate | lb/MMBtu | 0.029908 | 0.019775 | 0.01351 | 0.013341 | 0.0094416 | 0.0094608 | 0.0095042
Ozone Season NOX Cap TR - OH | 819 | 7708 | Rate Constraint in MTons | FALSE | L | Annual | Generation | TWh | 59.8281 | 53.6762 | 48.113 | 46.4572 | 46.9586 | 51.7358 | 53.4572
Ozone Season NOX Cap TR - OH | 819 | 7708 | Rate Constraint in MTons | FALSE | L | Annual | Qualifying Generation | TWh | 55.545 | 49.393 | 43.2016 | 42.039 | 41.1261 | 45.5403 | 46.5724
Ozone Season NOX Cap TR - OH | 819 | 7708 | Rate Constraint in MTons | FALSE | L | Annual | Rate | lb/MWh | 0.22633 | 0.14499 | 0.097283 | 0.095024 | 0.065533 | 0.06581 | 0.066524
Ozone Season NOX Cap TR - OH | 819 | 7708 | Rate Constraint in MTons | FALSE | L | Annual | Constraint Shadow Price | US2019$/Ton | 0 | 0 | 0 | 0 | 0 | 0 | 0
Ozone Season NOX Cap TR - OK | 820 | 7709 | Rate Constraint in MTons | FALSE | L | Annual | Seasons Included | Seasons | Summer | Summer | Summer | Summer | Summer | Summer | Summer
Ozone Season NOX Cap TR - OK | 820 | 7709 | Rate Constraint in MTons | FALSE | L | Annual | Standard NOX | Thousand Tons | 5.203 | 5.203 | 5.203 | 5.203 | 5.203 | 5.203 | 5.203
Ozone Season NOX Cap TR - OK | 820 | 7709 | Rate Constraint in MTons | FALSE | L | Annual | Emissions at Affected Plants NOX | Thousand Tons | 1.674 | 1.8561 | 0.35891 | 0.13047 | 0.13073 | 0.23193 | 0.23712
Ozone Season NOX Cap TR - OK | 820 | 7709 | Rate Constraint in MTons | FALSE | L | Annual | Allowances Purchased NOX | Thousand Tons | 0 | 0 | 0 | 0 | 0 | 0 | 0
Ozone Season NOX Cap TR - OK | 820 | 7709 | Rate Constraint in MTons | FALSE | L | Annual | Allowances Sold NOX | Thousand Tons | 0 | 0 | 0 | 0 | 0 | 0 | 0
Ozone Season NOX Cap TR - OK | 820 | 7709 | Rate Constraint in MTons | FALSE | L | Annual | Allowances Banked | Thousand Tons | 0 | 0 | 0 | 0 | 0 | 0 | 0
Ozone Season NOX Cap TR - OK | 820 | 7709 | Rate Constraint in MTons | FALSE | L | Annual | Allowances Withdrawn (1:1) | Thousand Tons | 0 | 0 | 0 | 0 | 0 | 0 | 0
Ozone Season NOX Cap TR - OK | 820 | 7709 | Rate Constraint in MTons | FALSE | L | Annual | Allowances Withdrawn (n:1) | Thousand Tons | 0 | 0 | 0 | 0 | 0 | 0 | 0
Ozone Season NOX Cap TR - OK | 820 | 7709 | Rate Constraint in MTons | FALSE | L | Annual | Net Emissions Allowance Position | Thousand Tons | 1.674 | 1.8561 | 0.35891 | 0.13047 | 0.13073 | 0.23193 | 0.23712
Ozone Season NOX Cap TR - OK | 820 | 7709 | Rate Constraint in MTons | FALSE | L | Annual | Fuel Consumed | TBtu | 146.7918 | 156.1336 | 33.2351 | 6.4158 | 6.4164 | 8.0481 | 8.3047
Ozone Season NOX Cap TR - OK | 820 | 7709 | Rate Constraint in MTons | FALSE | L | Annual | Rate | lb/MMBtu | 0.022808 | 0.023775 | 0.021598 | 0.040673 | 0.040748 | 0.057637 | 0.057105
Ozone Season NOX Cap TR - OK | 820 | 7709 | Rate Constraint in MTons | FALSE | L | Annual | Generation | TWh | 19.9124 | 21.0426 | 4.39 | 0.77585 | 0.77733 | 0.91284 | 0.96336
Ozone Season NOX Cap TR - OK | 820 | 7709 | Rate Constraint in MTons | FALSE | L | Annual | Qualifying Generation | TWh | 19.9124 | 21.0426 | 4.39 | 0.77585 | 0.77607 | 0.91284 | 0.93496
Ozone Season NOX Cap TR - OK | 820 | 7709 | Rate Constraint in MTons | FALSE | L | Annual | Rate | lb/MWh | 0.16814 | 0.17641 | 0.16351 | 0.33634 | 0.3369 | 0.50816 | 0.50723
Ozone Season NOX Cap TR - OK | 820 | 7709 | Rate Constraint in MTons | FALSE | L | Annual | Constraint Shadow Price | US2019$/Ton | 0 | 0 | 0 | 0 | 0 | 0 | 0
Ozone Season NOX Cap TR - PA | 821 | 7710 | Rate Constraint in MTons | FALSE | L | Annual | Seasons Included | Seasons | Summer | Summer | Summer | Summer | Summer | Summer | Summer
Ozone Season NOX Cap TR - PA | 821 | 7710 | Rate Constraint in MTons | FALSE | L | Annual | Standard NOX | Thousand Tons | 8.259 | 8.259 | 8.259 | 8.259 | 8.259 | 8.259 | 8.259
Ozone Season NOX Cap TR - PA | 821 | 7710 | Rate Constraint in MTons | FALSE | L | Annual | Emissions at Affected Plants NOX | Thousand Tons | 4.6795 | 6.8426 | 3.986 | 1.979 | 2.0309 | 3.0563 | 2.6966
Ozone Season NOX Cap TR - PA | 821 | 7710 | Rate Constraint in MTons | FALSE | L | Annual | Allowances Purchased NOX | Thousand Tons | 0 | 0 | 0 | 0 | 0 | 0 | 0
Ozone Season NOX Cap TR - PA | 821 | 7710 | Rate Constraint in MTons | FALSE | L | Annual | Allowances Sold NOX | Thousand Tons | 0 | 0 | 0 | 0 | 0 | 0 | 0
Ozone Season NOX Cap TR - PA | 821 | 7710 | Rate Constraint in MTons | FALSE | L | Annual | Allowances Banked | Thousand Tons | 0 | 0 | 0 | 0 | 0 | 0 | 0
Ozone Season NOX Cap TR - PA | 821 | 7710 | Rate Constraint in MTons | FALSE | L | Annual | Allowances Withdrawn (1:1) | Thousand Tons | 0 | 0 | 0 | 0 | 0 | 0 | 0
Ozone Season NOX Cap TR - PA | 821 | 7710 | Rate Constraint in MTons | FALSE | L | Annual | Allowances Withdrawn (n:1) | Thousand Tons | 0 | 0 | 0 | 0 | 0 | 0 | 0
Ozone Season NOX Cap TR - PA | 821 | 7710 | Rate Constraint in MTons | FALSE | L | Annual | Net Emissions Allowance Position | Thousand Tons | 4.6795 | 6.8426 | 3.986 | 1.979 | 2.0309 | 3.0563 | 2.6966
Ozone Season NOX Cap TR - PA | 821 | 7710 | Rate Constraint in MTons | FALSE | L | Annual | Fuel Consumed | TBtu | 487.8009 | 560.748 | 465.5975 | 411.0019 | 420.5266 | 482.1551 | 518.084
Ozone Season NOX Cap TR - PA | 821 | 7710 | Rate Constraint in MTons | FALSE | L | Annual | Rate | lb/MMBtu | 0.019186 | 0.024405 | 0.017122 | 0.0096301 | 0.009659 | 0.012678 | 0.01041
Ozone Season NOX Cap TR - PA | 821 | 7710 | Rate Constraint in MTons | FALSE | L | Annual | Generation | TWh | 78.1691 | 85.8174 | 74.6647 | 69.4604 | 73.3343 | 86.6552 | 100.0502
Ozone Season NOX Cap TR - PA | 821 | 7710 | Rate Constraint in MTons | FALSE | L | Annual | Qualifying Generation | TWh | 64.7227 | 72.371 | 62.3952 | 57.1611 | 58.2456 | 64.5736 | 69.4851
Ozone Season NOX Cap TR - PA | 821 | 7710 | Rate Constraint in MTons | FALSE | L | Annual | Rate | lb/MWh | 0.1446 | 0.1891 | 0.12777 | 0.069243 | 0.069737 | 0.094661 | 0.077617
Ozone Season NOX Cap TR - PA | 821 | 7710 | Rate Constraint in MTons | FALSE | L | Annual | Constraint Shadow Price | US2019$/Ton | 0 | 0 | 0 | 0 | 0 | 0 | 0
Ozone Season NOX Cap TR - Region | 822 | 7718 | Rate Constraint in MTons | FALSE | L | Annual | Seasons Included | Seasons | Summer | Summer | Summer | Summer | Summer | Summer | Summer
Ozone Season NOX Cap TR - Region | 822 | 7718 | Rate Constraint in MTons | FALSE | L | Annual | Standard NOX | Thousand Tons | 396.067 | 132.418 | 132.418 | 132.418 | 132.418 | 132.418 | 132.418
Ozone Season NOX Cap TR - Region | 822 | 7718 | Rate Constraint in MTons | FALSE | L | Annual | Emissions at Affected Plants NOX | Thousand Tons | 90.7007 | 77.5883 | 50.8996 | 34.9129 | 20.8772 | 21.2747 | 21.5002
Ozone Season NOX Cap TR - Region | 822 | 7718 | Rate Constraint in MTons | FALSE | L | Annual | Allowances Purchased NOX | Thousand Tons | 0 | 0 | 0 | 0 | 0 | 0 | 0
Ozone Season NOX Cap TR - Region | 822 | 7718 | Rate Constraint in MTons | FALSE | L | Annual | Allowances Sold NOX | Thousand Tons | 0 | 0 | 0 | 0 | 0 | 0 | 0
Ozone Season NOX Cap TR - Region | 822 | 7718 | Rate Constraint in MTons | FALSE | L | Annual | Allowances Banked | Thousand Tons | 305.3663 | 0 | 59.454 | 132.418 | 0 | 0 | 0
Ozone Season NOX Cap TR - Region | 822 | 7718 | Rate Constraint in MTons | FALSE | L | Annual | Allowances Withdrawn (1:1) | Thousand Tons | 0 | 0 | 0 | -132.418 | 0 | -132.418 | 0
Ozone Season NOX Cap TR - Region | 822 | 7718 | Rate Constraint in MTons | FALSE | L | Annual | Allowances Withdrawn (n:1) | Thousand Tons | 0 | 0 | 0 | 0 | 0 | 0 | 0
Ozone Season NOX Cap TR - Region | 822 | 7718 | Rate Constraint in MTons | FALSE | L | Annual | Net Emissions Allowance Position | Thousand Tons | 396.067 | 77.5883 | 110.3536 | 34.9129 | 20.8772 | -111.1433 | 21.5002
Ozone Season NOX Cap TR - Region | 822 | 7718 | Rate Constraint in MTons | FALSE | L | Annual | Fuel Consumed | TBtu | 5536.5072 | 5312.1289 | 3966.7719 | 3278.1438 | 2772.6346 | 2701.0362 | 2888.6834
Ozone Season NOX Cap TR - Region | 822 | 7718 | Rate Constraint in MTons | FALSE | L | Annual | Rate | lb/MMBtu | 0.032765 | 0.029212 | 0.025663 | 0.0213 | 0.015059 | 0.015753 | 0.014886
Ozone Season NOX Cap TR - Region | 822 | 7718 | Rate Constraint in MTons | FALSE | L | Annual | Generation | TWh | 712.5708 | 675.8923 | 510.7813 | 433.4202 | 393.2772 | 379.4683 | 403.9599
Ozone Season NOX Cap TR - Region | 822 | 7718 | Rate Constraint in MTons | FALSE | L | Annual | Qualifying Generation | TWh | 712.3901 | 675.6003 | 510.5999 | 433.1754 | 386.4006 | 372.9725 | 398.0354
Ozone Season NOX Cap TR - Region | 822 | 7718 | Rate Constraint in MTons | FALSE | L | Annual | Rate | lb/MWh | 0.25464 | 0.22969 | 0.19937 | 0.1612 | 0.10806 | 0.11408 | 0.10803
Ozone Season NOX Cap TR - Region | 822 | 7718 | Rate Constraint in MTons | FALSE | L | Annual | Constraint Shadow Price | US2019$/Ton | 0 | 0 | 0 | 0 | 0 | 0 | 0
Ozone Season NOX Cap TR - TN | 823 | 7711 | Rate Constraint in MTons | FALSE | L | Annual | Seasons Included | Seasons | Summer | Summer | Summer | Summer | Summer | Summer | Summer
Ozone Season NOX Cap TR - TN | 823 | 7711 | Rate Constraint in MTons | FALSE | L | Annual | Standard NOX | Thousand Tons | 4.85 | 4.85 | 4.85 | 4.85 | 4.85 | 4.85 | 4.85
Ozone Season NOX Cap TR - TN | 823 | 7711 | Rate Constraint in MTons | FALSE | L | Annual | Emissions at Affected Plants NOX | Thousand Tons | 1.481 | 0.68388 | 0.3839 | 0.32461 | 0.32449 | 0.29185 | 0.33038
Ozone Season NOX Cap TR - TN | 823 | 7711 | Rate Constraint in MTons | FALSE | L | Annual | Allowances Purchased NOX | Thousand Tons | 0 | 0 | 0 | 0 | 0 | 0 | 0
Ozone Season NOX Cap TR - TN | 823 | 7711 | Rate Constraint in MTons | FALSE | L | Annual | Allowances Sold NOX | Thousand Tons | 0 | 0 | 0 | 0 | 0 | 0 | 0
Ozone Season NOX Cap TR - TN | 823 | 7711 | Rate Constraint in MTons | FALSE | L | Annual | Allowances Banked | Thousand Tons | 0 | 0 | 0 | 0 | 0 | 0 | 0
Ozone Season NOX Cap TR - TN | 823 | 7711 | Rate Constraint in MTons | FALSE | L | Annual | Allowances Withdrawn (1:1) | Thousand Tons | 0 | 0 | 0 | 0 | 0 | 0 | 0
Ozone Season NOX Cap TR - TN | 823 | 7711 | Rate Constraint in MTons | FALSE | L | Annual | Allowances Withdrawn (n:1) | Thousand Tons | 0 | 0 | 0 | 0 | 0 | 0 | 0
Ozone Season NOX Cap TR - TN | 823 | 7711 | Rate Constraint in MTons | FALSE | L | Annual | Net Emissions Allowance Position | Thousand Tons | 1.481 | 0.68388 | 0.3839 | 0.32461 | 0.32449 | 0.29185 | 0.33038
Ozone Season NOX Cap TR - TN | 823 | 7711 | Rate Constraint in MTons | FALSE | L | Annual | Fuel Consumed | TBtu | 98.4934 | 83.3366 | 71.2128 | 60.1416 | 59.9514 | 53.3443 | 60.948
Ozone Season NOX Cap TR - TN | 823 | 7711 | Rate Constraint in MTons | FALSE | L | Annual | Rate | lb/MMBtu | 0.030074 | 0.016412 | 0.010782 | 0.010795 | 0.010825 | 0.010942 | 0.010841
Ozone Season NOX Cap TR - TN | 823 | 7711 | Rate Constraint in MTons | FALSE | L | Annual | Generation | TWh | 14.7773 | 13.4439 | 12.1041 | 9.8688 | 10.4633 | 9.6633 | 10.7617
Ozone Season NOX Cap TR - TN | 823 | 7711 | Rate Constraint in MTons | FALSE | L | Annual | Qualifying Generation | TWh | 12.8351 | 11.2753 | 10.1451 | 8.5648 | 8.6127 | 7.7052 | 8.7223
Ozone Season NOX Cap TR - TN | 823 | 7711 | Rate Constraint in MTons | FALSE | L | Annual | Rate | lb/MWh | 0.23078 | 0.12131 | 0.075683 | 0.0758 | 0.075352 | 0.075754 | 0.075756
Ozone Season NOX Cap TR - TN | 823 | 7711 | Rate Constraint in MTons | FALSE | L | Annual | Constraint Shadow Price | US2019$/Ton | 0 | 0 | 0 | 0 | 0 | 0 | 0
Ozone Season NOX Cap TR - TX | 824 | 7712 | Rate Constraint in MTons | FALSE | L | Annual | Seasons Included | Seasons | Summer | Summer | Summer | Summer | Summer | Summer | Summer
Ozone Season NOX Cap TR - TX | 824 | 7712 | Rate Constraint in MTons | FALSE | L | Annual | Standard NOX | Thousand Tons | 26.897 | 26.897 | 26.897 | 26.897 | 26.897 | 26.897 | 26.897
Ozone Season NOX Cap TR - TX | 824 | 7712 | Rate Constraint in MTons | FALSE | L | Annual | Emissions at Affected Plants NOX | Thousand Tons | 11.5912 | 10.4848 | 6.6884 | 6.2801 | 3.0796 | 3.5239 | 3.3882
Ozone Season NOX Cap TR - TX | 824 | 7712 | Rate Constraint in MTons | FALSE | L | Annual | Allowances Purchased NOX | Thousand Tons | 0 | 0 | 0 | 0 | 0 | 0 | 0
Ozone Season NOX Cap TR - TX | 824 | 7712 | Rate Constraint in MTons | FALSE | L | Annual | Allowances Sold NOX | Thousand Tons | 0 | 0 | 0 | 0 | 0 | 0 | 0
Ozone Season NOX Cap TR - TX | 824 | 7712 | Rate Constraint in MTons | FALSE | L | Annual | Allowances Banked | Thousand Tons | 0 | 0 | 0 | 0 | 0 | 0 | 0
Ozone Season NOX Cap TR - TX | 824 | 7712 | Rate Constraint in MTons | FALSE | L | Annual | Allowances Withdrawn (1:1) | Thousand Tons | 0 | 0 | 0 | 0 | 0 | 0 | 0
Ozone Season NOX Cap TR - TX | 824 | 7712 | Rate Constraint in MTons | FALSE | L | Annual | Allowances Withdrawn (n:1) | Thousand Tons | 0 | 0 | 0 | 0 | 0 | 0 | 0
Ozone Season NOX Cap TR - TX | 824 | 7712 | Rate Constraint in MTons | FALSE | L | Annual | Net Emissions Allowance Position | Thousand Tons | 11.5912 | 10.4848 | 6.6884 | 6.2801 | 3.0796 | 3.5239 | 3.3882
Ozone Season NOX Cap TR - TX | 824 | 7712 | Rate Constraint in MTons | FALSE | L | Annual | Fuel Consumed | TBtu | 859.1578 | 782.7745 | 448.1207 | 416.0716 | 298.7969 | 318.1084 | 308.3291
Ozone Season NOX Cap TR - TX | 824 | 7712 | Rate Constraint in MTons | FALSE | L | Annual | Rate | lb/MMBtu | 0.026983 | 0.026789 | 0.029851 | 0.030188 | 0.020613 | 0.022155 | 0.021978
Ozone Season NOX Cap TR - TX | 824 | 7712 | Rate Constraint in MTons | FALSE | L | Annual | Generation | TWh | 118.5154 | 105.9649 | 60.2467 | 55.7563 | 48.5272 | 51.9398 | 50.1158
Ozone Season NOX Cap TR - TX | 824 | 7712 | Rate Constraint in MTons | FALSE | L | Annual | Qualifying Generation | TWh | 118.5154 | 105.9649 | 60.2467 | 55.7563 | 44.3295 | 47.7818 | 46.369
Ozone Season NOX Cap TR - TX | 824 | 7712 | Rate Constraint in MTons | FALSE | L | Annual | Rate | lb/MWh | 0.19561 | 0.19789 | 0.22203 | 0.22527 | 0.13894 | 0.1475 | 0.14614
Ozone Season NOX Cap TR - TX | 824 | 7712 | Rate Constraint in MTons | FALSE | L | Annual | Constraint Shadow Price | US2019$/Ton | 0 | 0 | 0 | 0 | 0 | 0 | 0
Ozone Season NOX Cap TR - UT | 825 | 7713 | Rate Constraint in MTons | FALSE | L | Annual | Seasons Included | Seasons | Summer | Summer | Summer | Summer | Summer | Summer | Summer
Ozone Season NOX Cap TR - UT | 825 | 7713 | Rate Constraint in MTons | FALSE | L | Annual | Standard NOX | Thousand Tons | 3.169 | 3.169 | 3.169 | 3.169 | 3.169 | 3.169 | 3.169
Ozone Season NOX Cap TR - UT | 825 | 7713 | Rate Constraint in MTons | FALSE | L | Annual | Emissions at Affected Plants NOX | Thousand Tons | 1.4825 | 3.169 | 3.0641 | 3.0874 | 0.3202 | 0.30146 | 0.37887
Ozone Season NOX Cap TR - UT | 825 | 7713 | Rate Constraint in MTons | FALSE | L | Annual | Allowances Purchased NOX | Thousand Tons | 0 | 0 | 0 | 0 | 0 | 0 | 0
Ozone Season NOX Cap TR - UT | 825 | 7713 | Rate Constraint in MTons | FALSE | L | Annual | Allowances Sold NOX | Thousand Tons | 0 | 0 | 0 | 0 | 0 | 0 | 0
Ozone Season NOX Cap TR - UT | 825 | 7713 | Rate Constraint in MTons | FALSE | L | Annual | Allowances Banked | Thousand Tons | 0 | 0 | 0 | 0 | 0 | 0 | 0
Ozone Season NOX Cap TR - UT | 825 | 7713 | Rate Constraint in MTons | FALSE | L | Annual | Allowances Withdrawn (1:1) | Thousand Tons | 0 | 0 | 0 | 0 | 0 | 0 | 0
Ozone Season NOX Cap TR - UT | 825 | 7713 | Rate Constraint in MTons | FALSE | L | Annual | Allowances Withdrawn (n:1) | Thousand Tons | 0 | 0 | 0 | 0 | 0 | 0 | 0
Ozone Season NOX Cap TR - UT | 825 | 7713 | Rate Constraint in MTons | FALSE | L | Annual | Net Emissions Allowance Position | Thousand Tons | 1.4825 | 3.169 | 3.0641 | 3.0874 | 0.3202 | 0.30146 | 0.37887
Ozone Season NOX Cap TR - UT | 825 | 7713 | Rate Constraint in MTons | FALSE | L | Annual | Fuel Consumed | TBtu | 126.1287 | 128.5668 | 103.3319 | 111.1075 | 54.4968 | 53.4829 | 62.9821
Ozone Season NOX Cap TR - UT | 825 | 7713 | Rate Constraint in MTons | FALSE | L | Annual | Rate | lb/MMBtu | 0.023507 | 0.049297 | 0.059307 | 0.055575 | 0.011751 | 0.011273 | 0.012031
Ozone Season NOX Cap TR - UT | 825 | 7713 | Rate Constraint in MTons | FALSE | L | Annual | Generation | TWh | 16.2185 | 15.1819 | 11.9434 | 12.6964 | 7.4558 | 6.3188 | 7.7931
Ozone Season NOX Cap TR - UT | 825 | 7713 | Rate Constraint in MTons | FALSE | L | Annual | Qualifying Generation | TWh | 16.2185 | 15.1819 | 11.9434 | 12.6964 | 7.4558 | 6.3188 | 7.7931
Ozone Season NOX Cap TR - UT | 825 | 7713 | Rate Constraint in MTons | FALSE | L | Annual | Rate | lb/MWh | 0.18281 | 0.41747 | 0.51311 | 0.48634 | 0.085893 | 0.095419 | 0.097232
Ozone Season NOX Cap TR - UT | 825 | 7713 | Rate Constraint in MTons | FALSE | L | Annual | Constraint Shadow Price | US2019$/Ton | 0 | 1800.2754 | 0 | 0 | 0 | 0 | 0
Ozone Season NOX Cap TR - VA | 826 | 7714 | Rate Constraint in MTons | FALSE | L | Annual | Seasons Included | Seasons | Summer | Summer | Summer | Summer | Summer | Summer | Summer
Ozone Season NOX Cap TR - VA | 826 | 7714 | Rate Constraint in MTons | FALSE | L | Annual | Standard NOX | Thousand Tons | 3.096 | 3.096 | 3.096 | 3.096 | 3.096 | 3.096 | 3.096
Ozone Season NOX Cap TR - VA | 826 | 7714 | Rate Constraint in MTons | FALSE | L | Annual | Emissions at Affected Plants NOX | Thousand Tons | 2.0298 | 2.7022 | 1.2781 | 0.7254 | 0.76404 | 0.060053 | 0.11057
Ozone Season NOX Cap TR - VA | 826 | 7714 | Rate Constraint in MTons | FALSE | L | Annual | Allowances Purchased NOX | Thousand Tons | 0 | 0 | 0 | 0 | 0 | 0 | 0
Ozone Season NOX Cap TR - VA | 826 | 7714 | Rate Constraint in MTons | FALSE | L | Annual | Allowances Sold NOX | Thousand Tons | 0 | 0 | 0 | 0 | 0 | 0 | 0
Ozone Season NOX Cap TR - VA | 826 | 7714 | Rate Constraint in MTons | FALSE | L | Annual | Allowances Banked | Thousand Tons | 0 | 0 | 0 | 0 | 0 | 0 | 0
Ozone Season NOX Cap TR - VA | 826 | 7714 | Rate Constraint in MTons | FALSE | L | Annual | Allowances Withdrawn (1:1) | Thousand Tons | 0 | 0 | 0 | 0 | 0 | 0 | 0
Ozone Season NOX Cap TR - VA | 826 | 7714 | Rate Constraint in MTons | FALSE | L | Annual | Allowances Withdrawn (n:1) | Thousand Tons | 0 | 0 | 0 | 0 | 0 | 0 | 0
Ozone Season NOX Cap TR - VA | 826 | 7714 | Rate Constraint in MTons | FALSE | L | Annual | Net Emissions Allowance Position | Thousand Tons | 2.0298 | 2.7022 | 1.2781 | 0.7254 | 0.76404 | 0.060053 | 0.11057
Ozone Season NOX Cap TR - VA | 826 | 7714 | Rate Constraint in MTons | FALSE | L | Annual | Fuel Consumed | TBtu | 212.6386 | 227.919 | 196.5804 | 175.3531 | 178.996 | 10.9156 | 20.1042
Ozone Season NOX Cap TR - VA | 826 | 7714 | Rate Constraint in MTons | FALSE | L | Annual | Rate | lb/MMBtu | 0.019091 | 0.023712 | 0.013004 | 0.0082735 | 0.008537 | 0.011003 | 0.011
Ozone Season NOX Cap TR - VA | 826 | 7714 | Rate Constraint in MTons | FALSE | L | Annual | Generation | TWh | 35.7048 | 37.7777 | 36.1792 | 31.3887 | 35.2662 | 16.7714 | 26.7695
Ozone Season NOX Cap TR - VA | 826 | 7714 | Rate Constraint in MTons | FALSE | L | Annual | Qualifying Generation | TWh | 28.6251 | 30.236 | 27.0851 | 24.5673 | 24.983 | 1.1654 | 2.3957
Ozone Season NOX Cap TR - VA | 826 | 7714 | Rate Constraint in MTons | FALSE | L | Annual | Rate | lb/MWh | 0.14182 | 0.17874 | 0.09438 | 0.059054 | 0.061165 | 0.10306 | 0.09231
Ozone Season NOX Cap TR - VA | 826 | 7714 | Rate Constraint in MTons | FALSE | L | Annual | Constraint Shadow Price | US2019$/Ton | 0 | 0 | 0 | 0 | 0 | 0 | 0
Ozone Season NOX Cap TR - WI | 827 | 7716 | Rate Constraint in MTons | FALSE | L | Annual | Seasons Included | Seasons | Summer | Summer | Summer | Summer | Summer | Summer | Summer
Ozone Season NOX Cap TR - WI | 827 | 7716 | Rate Constraint in MTons | FALSE | L | Annual | Standard NOX | Thousand Tons | 4.201 | 4.201 | 4.201 | 4.201 | 4.201 | 4.201 | 4.201
Ozone Season NOX Cap TR - WI | 827 | 7716 | Rate Constraint in MTons | FALSE | L | Annual | Emissions at Affected Plants NOX | Thousand Tons | 2.1818 | 1.5563 | 0.59821 | 0.45338 | 0.24625 | 0.25399 | 0.43653
Ozone Season NOX Cap TR - WI | 827 | 7716 | Rate Constraint in MTons | FALSE | L | Annual | Allowances Purchased NOX | Thousand Tons | 0 | 0 | 0 | 0 | 0 | 0 | 0
Ozone Season NOX Cap TR - WI | 827 | 7716 | Rate Constraint in MTons | FALSE | L | Annual | Allowances Sold NOX | Thousand Tons | 0 | 0 | 0 | 0 | 0 | 0 | 0
Ozone Season NOX Cap TR - WI | 827 | 7716 | Rate Constraint in MTons | FALSE | L | Annual | Allowances Banked | Thousand Tons | 0 | 0 | 0 | 0 | 0 | 0 | 0
Ozone Season NOX Cap TR - WI | 827 | 7716 | Rate Constraint in MTons | FALSE | L | Annual | Allowances Withdrawn (1:1) | Thousand Tons | 0 | 0 | 0 | 0 | 0 | 0 | 0
Ozone Season NOX Cap TR - WI | 827 | 7716 | Rate Constraint in MTons | FALSE | L | Annual | Allowances Withdrawn (n:1) | Thousand Tons | 0 | 0 | 0 | 0 | 0 | 0 | 0
Ozone Season NOX Cap TR - WI | 827 | 7716 | Rate Constraint in MTons | FALSE | L | Annual | Net Emissions Allowance Position | Thousand Tons | 2.1818 | 1.5563 | 0.59821 | 0.45338 | 0.24625 | 0.25399 | 0.43653
Ozone Season NOX Cap TR - WI | 827 | 7716 | Rate Constraint in MTons | FALSE | L | Annual | Fuel Consumed | TBtu | 144.2462 | 143.8137 | 92.1078 | 64.7921 | 50.8089 | 52.3853 | 58.7879
Ozone Season NOX Cap TR - WI | 827 | 7716 | Rate Constraint in MTons | FALSE | L | Annual | Rate | lb/MMBtu | 0.030251 | 0.021643 | 0.012989 | 0.013995 | 0.0096932 | 0.0096971 | 0.014851
Ozone Season NOX Cap TR - WI | 827 | 7716 | Rate Constraint in MTons | FALSE | L | Annual | Generation | TWh | 17.813 | 17.7439 | 12.3444 | 8.8844 | 7.0598 | 7.2677 | 7.9518
Ozone Season NOX Cap TR - WI | 827 | 7716 | Rate Constraint in MTons | FALSE | L | Annual | Qualifying Generation | TWh | 17.7756 | 17.6704 | 12.2799 | 8.8708 | 7.0432 | 7.249 | 7.9275
Ozone Season NOX Cap TR - WI | 827 | 7716 | Rate Constraint in MTons | FALSE | L | Annual | Rate | lb/MWh | 0.24549 | 0.17614 | 0.09743 | 0.10222 | 0.069925 | 0.070076 | 0.11013
Ozone Season NOX Cap TR - WI | 827 | 7716 | Rate Constraint in MTons | FALSE | L | Annual | Constraint Shadow Price | US2019$/Ton | 0 | 0 | 0 | 0 | 0 | 0 | 0
Ozone Season NOX Cap TR - WV | 828 | 7715 | Rate Constraint in MTons | FALSE | L | Annual | Seasons Included | Seasons | Summer | Summer | Summer | Summer | Summer | Summer | Summer
Ozone Season NOX Cap TR - WV | 828 | 7715 | Rate Constraint in MTons | FALSE | L | Annual | Standard NOX | Thousand Tons | 12.897 | 12.897 | 12.897 | 12.897 | 12.897 | 12.897 | 12.897
Ozone Season NOX Cap TR - WV | 828 | 7715 | Rate Constraint in MTons | FALSE | L | Annual | Emissions at Affected Plants NOX | Thousand Tons | 7.8517 | 3.6944 | 2.364 | 0.037943 | 0.054831 | 0.24866 | 0.46548
Ozone Season NOX Cap TR - WV | 828 | 7715 | Rate Constraint in MTons | FALSE | L | Annual | Allowances Purchased NOX | Thousand Tons | 0 | 0 | 0 | 0 | 0 | 0 | 0
Ozone Season NOX Cap TR - WV | 828 | 7715 | Rate Constraint in MTons | FALSE | L | Annual | Allowances Sold NOX | Thousand Tons | 0 | 0 | 0 | 0 | 0 | 0 | 0
Ozone Season NOX Cap TR - WV | 828 | 7715 | Rate Constraint in MTons | FALSE | L | Annual | Allowances Banked | Thousand Tons | 0 | 0 | 0 | 0 | 0 | 0 | 0
Ozone Season NOX Cap TR - WV | 828 | 7715 | Rate Constraint in MTons | FALSE | L | Annual | Allowances Withdrawn (1:1) | Thousand Tons | 0 | 0 | 0 | 0 | 0 | 0 | 0
Ozone Season NOX Cap TR - WV | 828 | 7715 | Rate Constraint in MTons | FALSE | L | Annual | Allowances Withdrawn (n:1) | Thousand Tons | 0 | 0 | 0 | 0 | 0 | 0 | 0
Ozone Season NOX Cap TR - WV | 828 | 7715 | Rate Constraint in MTons | FALSE | L | Annual | Net Emissions Allowance Position | Thousand Tons | 7.8517 | 3.6944 | 2.364 | 0.037943 | 0.054831 | 0.24866 | 0.46548
Ozone Season NOX Cap TR - WV | 828 | 7715 | Rate Constraint in MTons | FALSE | L | Annual | Fuel Consumed | TBtu | 208.5368 | 98.6047 | 68.2606 | 6.1186 | 9.3747 | 44.7359 | 84.6326
Ozone Season NOX Cap TR - WV | 828 | 7715 | Rate Constraint in MTons | FALSE | L | Annual | Rate | lb/MMBtu | 0.075302 | 0.074933 | 0.069263 | 0.012403 | 0.011698 | 0.011117 | 0.011
Ozone Season NOX Cap TR - WV | 828 | 7715 | Rate Constraint in MTons | FALSE | L | Annual | Generation | TWh | 23.905 | 11.3511 | 9.9859 | 4.2875 | 6.3548 | 12.0928 | 21.6041
Ozone Season NOX Cap TR - WV | 828 | 7715 | Rate Constraint in MTons | FALSE | L | Annual | Qualifying Generation | TWh | 21.1759 | 8.6221 | 5.5236 | 0.7687 | 1.1273 | 4.7109 | 10.086
Ozone Season NOX Cap TR - WV | 828 | 7715 | Rate Constraint in MTons | FALSE | L | Annual | Rate | lb/MWh | 0.74156 | 0.85696 | 0.85596 | 0.09872 | 0.097283 | 0.10557 | 0.092302
Ozone Season NOX Cap TR - WV | 828 | 7715 | Rate Constraint in MTons | FALSE | L | Annual | Constraint Shadow Price | US2019$/Ton | 0 | 0 | 0 | 0 | 0 | 0 | 0
Ozone Season NOX Cap TR - WY | 829 | 7717 | Rate Constraint in MTons | FALSE | L | Annual | Seasons Included | Seasons | Summer | Summer | Summer | Summer | Summer | Summer | Summer
Ozone Season NOX Cap TR - WY | 829 | 7717 | Rate Constraint in MTons | FALSE | L | Annual | Standard NOX | Thousand Tons | 5.441 | 5.441 | 5.441 | 5.441 | 5.441 | 5.441 | 5.441
Ozone Season NOX Cap TR - WY | 829 | 7717 | Rate Constraint in MTons | FALSE | L | Annual | Emissions at Affected Plants NOX | Thousand Tons | 3.4727 | 2.9913 | 3.0601 | 2.0874 | 0.43038 | 0.32732 | 0.37479
Ozone Season NOX Cap TR - WY | 829 | 7717 | Rate Constraint in MTons | FALSE | L | Annual | Allowances Purchased NOX | Thousand Tons | 0 | 0 | 0 | 0 | 0 | 0 | 0
Ozone Season NOX Cap TR - WY | 829 | 7717 | Rate Constraint in MTons | FALSE | L | Annual | Allowances Sold NOX | Thousand Tons | 0 | 0 | 0 | 0 | 0 | 0 | 0
Ozone Season NOX Cap TR - WY | 829 | 7717 | Rate Constraint in MTons | FALSE | L | Annual | Allowances Banked | Thousand Tons | 0 | 0 | 0 | 0 | 0 | 0 | 0
Ozone Season NOX Cap TR - WY | 829 | 7717 | Rate Constraint in MTons | FALSE | L | Annual | Allowances Withdrawn (1:1) | Thousand Tons | 0 | 0 | 0 | 0 | 0 | 0 | 0
Ozone Season NOX Cap TR - WY | 829 | 7717 | Rate Constraint in MTons | FALSE | L | Annual | Allowances Withdrawn (n:1) | Thousand Tons | 0 | 0 | 0 | 0 | 0 | 0 | 0
Ozone Season NOX Cap TR - WY | 829 | 7717 | Rate Constraint in MTons | FALSE | L | Annual | Net Emissions Allowance Position | Thousand Tons | 3.4727 | 2.9913 | 3.0601 | 2.0874 | 0.43038 | 0.32732 | 0.37479
Ozone Season NOX Cap TR - WY | 829 | 7717 | Rate Constraint in MTons | FALSE | L | Annual | Fuel Consumed | TBtu | 113.2375 | 116.2923 | 134.3602 | 91.3501 | 29.6247 | 15.4918 | 23.2225
Ozone Season NOX Cap TR - WY | 829 | 7717 | Rate Constraint in MTons | FALSE | L | Annual | Rate | lb/MMBtu | 0.061334 | 0.051445 | 0.04555 | 0.045701 | 0.029056 | 0.042257 | 0.032278
Ozone Season NOX Cap TR - WY | 829 | 7717 | Rate Constraint in MTons | FALSE | L | Annual | Generation | TWh | 10.7576 | 7.7819 | 9.5556 | 6.4421 | 2.4383 | 1.0088 | 1.8014
Ozone Season NOX Cap TR - WY | 829 | 7717 | Rate Constraint in MTons | FALSE | L | Annual | Qualifying Generation | TWh | 10.7576 | 7.7794 | 9.519 | 6.416 | 2.414 | 1.0077 | 1.7868
Ozone Season NOX Cap TR - WY | 829 | 7717 | Rate Constraint in MTons | FALSE | L | Annual | Rate | lb/MWh | 0.64563 | 0.76903 | 0.64294 | 0.65069 | 0.35657 | 0.6496 | 0.4195
Ozone Season NOX Cap TR - WY | 829 | 7717 | Rate Constraint in MTons | FALSE | L | Annual | Constraint Shadow Price | US2019$/Ton | 0 | 0 | 0 | 0 | 0 | 0 | 0
Ozone Season NOX Transport - GA | 832 | 7046 | Rate Constraint in MTons | FALSE | L | Annual | Seasons Included | Seasons | Summer | Summer | Summer | Summer | Summer | Summer | Summer
Ozone Season NOX Transport - GA | 832 | 7046 | Rate Constraint in MTons | FALSE | L | Annual | Standard NOX | Thousand Tons | 29.09 | 29.09 | 29.09 | 29.09 | 29.09 | 29.09 | 29.09
Ozone Season NOX Transport - GA | 832 | 7046 | Rate Constraint in MTons | FALSE | L | Annual | Emissions at Affected Plants NOX | Thousand Tons | 3.4149 | 3.2619 | 2.0533 | 1.5746 | 1.1709 | 1.0303 | 1.0242
Ozone Season NOX Transport - GA | 832 | 7046 | Rate Constraint in MTons | FALSE | L | Annual | Allowances Purchased NOX | Thousand Tons | 0 | 0 | 0 | 0 | 0 | 0 | 0
Ozone Season NOX Transport - GA | 832 | 7046 | Rate Constraint in MTons | FALSE | L | Annual | Allowances Sold NOX | Thousand Tons | 0 | 0 | 0 | 0 | 0 | 0 | 0
Ozone Season NOX Transport - GA | 832 | 7046 | Rate Constraint in MTons | FALSE | L | Annual | Allowances Banked | Thousand Tons | 0 | 0 | 0 | 0 | 0 | 0 | 0
Ozone Season NOX Transport - GA | 832 | 7046 | Rate Constraint in MTons | FALSE | L | Annual | Allowances Withdrawn (1:1) | Thousand Tons | 0 | 0 | 0 | 0 | 0 | 0 | 0
Ozone Season NOX Transport - GA | 832 | 7046 | Rate Constraint in MTons | FALSE | L | Annual | Allowances Withdrawn (n:1) | Thousand Tons | 0 | 0 | 0 | 0 | 0 | 0 | 0
Ozone Season NOX Transport - GA | 832 | 7046 | Rate Constraint in MTons | FALSE | L | Annual | Net Emissions Allowance Position | Thousand Tons | 3.4149 | 3.2619 | 2.0533 | 1.5746 | 1.1709 | 1.0303 | 1.0242
Ozone Season NOX Transport - GA | 832 | 7046 | Rate Constraint in MTons | FALSE | L | Annual | Fuel Consumed | TBtu | 245.1379 | 259.199 | 221.5432 | 206.336 | 197.499 | 177.3722 | 176.2609
Ozone Season NOX Transport - GA | 832 | 7046 | Rate Constraint in MTons | FALSE | L | Annual | Rate | lb/MMBtu | 0.027861 | 0.025169 | 0.018536 | 0.015262 | 0.011857 | 0.011618 | 0.011622
Ozone Season NOX Transport - GA | 832 | 7046 | Rate Constraint in MTons | FALSE | L | Annual | Generation | TWh | 58.5399 | 59.8659 | 53.2483 | 48.8519 | 53.5951 | 48.7751 | 54.4446
Ozone Season NOX Transport - GA | 832 | 7046 | Rate Constraint in MTons | FALSE | L | Annual | Qualifying Generation | TWh | 32.1221 | 32.9865 | 29.4785 | 27.9985 | 26.792 | 24.2721 | 24.1825
Ozone Season NOX Transport - GA | 832 | 7046 | Rate Constraint in MTons | FALSE | L | Annual | Rate | lb/MWh | 0.21262 | 0.19777 | 0.13931 | 0.11248 | 0.087404 | 0.084899 | 0.084709
Ozone Season NOX Transport - GA | 832 | 7046 | Rate Constraint in MTons | FALSE | L | Annual | Constraint Shadow Price | US2019$/Ton | 0 | 0 | 0 | 0 | 0 | 0 | 0
Ozone Season NOX Transport - IA | 833 | 7047 | Rate Constraint in MTons | FALSE | L | Annual | Seasons Included | Seasons | Summer | Summer | Summer | Summer | Summer | Summer | Summer
Ozone Season NOX Transport - IA | 833 | 7047 | Rate Constraint in MTons | FALSE | L | Annual | Standard NOX | Thousand Tons | 13.639 | 13.639 | 13.639 | 13.639 | 13.639 | 13.639 | 13.639
Ozone Season NOX Transport - IA | 833 | 7047 | Rate Constraint in MTons | FALSE | L | Annual | Emissions at Affected Plants NOX | Thousand Tons | 9.8949 | 3.9958 | 0.13801 | 0.071249 | 0.034984 | 0.034854 | 0.033492
Ozone Season NOX Transport - IA | 833 | 7047 | Rate Constraint in MTons | FALSE | L | Annual | Allowances Purchased NOX | Thousand Tons | 0 | 0 | 0 | 0 | 0 | 0 | 0
Ozone Season NOX Transport - IA | 833 | 7047 | Rate Constraint in MTons | FALSE | L | Annual | Allowances Sold NOX | Thousand Tons | 0 | 0 | 0 | 0 | 0 | 0 | 0
Ozone Season NOX Transport - IA | 833 | 7047 | Rate Constraint in MTons | FALSE | L | Annual | Allowances Banked | Thousand Tons | 0 | 0 | 0 | 0 | 0 | 0 | 0
Ozone Season NOX Transport - IA | 833 | 7047 | Rate Constraint in MTons | FALSE | L | Annual | Allowances Withdrawn (1:1) | Thousand Tons | 0 | 0 | 0 | 0 | 0 | 0 | 0
Ozone Season NOX Transport - IA | 833 | 7047 | Rate Constraint in MTons | FALSE | L | Annual | Allowances Withdrawn (n:1) | Thousand Tons | 0 | 0 | 0 | 0 | 0 | 0 | 0
Ozone Season NOX Transport - IA | 833 | 7047 | Rate Constraint in MTons | FALSE | L | Annual | Net Emissions Allowance Position | Thousand Tons | 9.8949 | 3.9958 | 0.13801 | 0.071249 | 0.034984 | 0.034854 | 0.033492
Ozone Season NOX Transport - IA | 833 | 7047 | Rate Constraint in MTons | FALSE | L | Annual | Fuel Consumed | TBtu | 178.4775 | 111.3089 | 38.2383 | 19.991 | 8.7546 | 8.7203 | 8.7988
Ozone Season NOX Transport - IA | 833 | 7047 | Rate Constraint in MTons | FALSE | L | Annual | Rate | lb/MMBtu | 0.11088 | 0.071796 | 0.0072186 | 0.0071281 | 0.0079922 | 0.0079937 | 0.0076129
Ozone Season NOX Transport - IA | 833 | 7047 | Rate Constraint in MTons | FALSE | L | Annual | Generation | TWh | 22.7216 | 19.5727 | 7.4202 | 3.1657 | 1.5532 | 1.4261 | 1.3209
Ozone Season NOX Transport - IA | 833 | 7047 | Rate Constraint in MTons | FALSE | L | Annual | Qualifying Generation | TWh | 19.2925 | 12.6874 | 5.2669 | 2.8109 | 1.2172 | 1.2138 | 1.2352
Ozone Season NOX Transport - IA | 833 | 7047 | Rate Constraint in MTons | FALSE | L | Annual | Rate | lb/MWh | 1.0258 | 0.62988 | 0.052408 | 0.050696 | 0.057481 | 0.057431 | 0.054231
Ozone Season NOX Transport - IA | 833 | 7047 | Rate Constraint in MTons | FALSE | L | Annual | Constraint Shadow Price | US2019$/Ton | 0 | 0 | 0 | 0 | 0 | 0 | 0
Ozone Season NOX Transport - KS | 836 | 7050 | Rate Constraint in MTons | FALSE | L | Annual | Seasons Included | Seasons | Summer | Summer | Summer | Summer | Summer | Summer | Summer
Ozone Season NOX Transport - KS | 836 | 7050 | Rate Constraint in MTons | FALSE | L | Annual | Standard NOX | Thousand Tons | 9.713 | 9.713 | 9.713 | 9.713 | 9.713 | 9.713 | 9.713
Ozone Season NOX Transport - KS | 836 | 7050 | Rate Constraint in MTons | FALSE | L | Annual | Emissions at Affected Plants NOX | Thousand Tons | 2.7495 | 0.094219 | 0.020111 | 0.0079101 | 0.013129 | 0.016983 | 0.0084492
Ozone Season NOX Transport - KS | 836 | 7050 | Rate Constraint in MTons | FALSE | L | Annual | Allowances Purchased NOX | Thousand Tons | 0 | 0 | 0 | 0 | 0 | 0 | 0
Ozone Season NOX Transport - KS | 836 | 7050 | Rate Constraint in MTons | FALSE | L | Annual | Allowances Sold NOX | Thousand Tons | 0 | 0 | 0 | 0 | 0 | 0 | 0
Ozone Season NOX Transport - KS | 836 | 7050 | Rate Constraint in MTons | FALSE | L | Annual | Allowances Banked | Thousand Tons | 0 | 0 | 0 | 0 | 0 | 0 | 0
Ozone Season NOX Transport - KS | 836 | 7050 | Rate Constraint in MTons | FALSE | L | Annual | Allowances Withdrawn (1:1) | Thousand Tons | 0 | 0 | 0 | 0 | 0 | 0 | 0
Ozone Season NOX Transport - KS | 836 | 7050 | Rate Constraint in MTons | FALSE | L | Annual | Allowances Withdrawn (n:1) | Thousand Tons | 0 | 0 | 0 | 0 | 0 | 0 | 0
Ozone Season NOX Transport - KS | 836 | 7050 | Rate Constraint in MTons | FALSE | L | Annual | Net Emissions Allowance Position | Thousand Tons | 2.7495 | 0.094219 | 0.020111 | 0.0079101 | 0.013129 | 0.016983 | 0.0084492
Ozone Season NOX Transport - KS | 836 | 7050 | Rate Constraint in MTons | FALSE | L | Annual | Fuel Consumed | TBtu | 56.2518 | 5.5321 | 0.61438 | 0.39547 | 0.45031 | 0.40884 | 0.56345
Ozone Season NOX Transport - KS | 836 | 7050 | Rate Constraint in MTons | FALSE | L | Annual | Rate | lb/MMBtu | 0.097755 | 0.034063 | 0.065467 | 0.040003 | 0.058311 | 0.083079 | 0.029991
Ozone Season NOX Transport - KS | 836 | 7050 | Rate Constraint in MTons | FALSE | L | Annual | Generation | TWh | 5.3768 | 0.71394 | 0.056421 | 0.065255 | 0.12006 | 0.13339 | 0.18909
Ozone Season NOX Transport - KS | 836 | 7050 | Rate Constraint in MTons | FALSE | L | Annual | Qualifying Generation | TWh | 5.3768 | 0.71394 | 0.056421 | 0.037274 | 0.041054 | 0.032417 | 0.054215
Ozone Season NOX Transport - KS | 836 | 7050 | Rate Constraint in MTons | FALSE | L | Annual | Rate | lb/MWh | 1.0227 | 0.26394 | 0.71289 | 0.42442 | 0.63961 | 1.0478 | 0.31169
Ozone Season NOX Transport - KS | 836 | 7050 | Rate Constraint in MTons | FALSE | L | Annual | Constraint Shadow Price | US2019$/Ton | 0 | 0 | 0 | 0 | 0 | 0 | 0
Ozone Season NOX Transport - Region 2 | 849 | 7063 | Rate Constraint in MTons | FALSE | L | Annual | Seasons Included | Seasons | Summer | Summer | Summer | Summer | Summer | Summer | Summer
Ozone Season NOX Transport - Region 2 | 849 | 7063 | Rate Constraint in MTons | FALSE | L | Annual | Standard NOX | Thousand Tons | 24.041 | 24.041 | 24.041 | 24.041 | 24.041 | 24.041 | 24.041
Ozone Season NOX Transport - Region 2 | 849 | 7063 | Rate Constraint in MTons | FALSE | L | Annual | Emissions at Affected Plants NOX | Thousand Tons | 3.4149 | 3.2619 | 2.0533 | 1.5746 | 1.1709 | 1.0303 | 1.0242
Ozone Season NOX Transport - Region 2 | 849 | 7063 | Rate Constraint in MTons | FALSE | L | Annual | Allowances Purchased NOX | Thousand Tons | 0 | 0 | 0 | 0 | 0 | 0 | 0
Ozone Season NOX Transport - Region 2 | 849 | 7063 | Rate Constraint in MTons | FALSE | L | Annual | Allowances Sold NOX | Thousand Tons | 0 | 0 | 0 | 0 | 0 | 0 | 0
Ozone Season NOX Transport - Region 2 | 849 | 7063 | Rate Constraint in MTons | FALSE | L | Annual | Allowances Banked | Thousand Tons | 0 | 0 | 0 | 0 | 0 | 0 | 0
Ozone Season NOX Transport - Region 2 | 849 | 7063 | Rate Constraint in MTons | FALSE | L | Annual | Allowances Withdrawn (1:1) | Thousand Tons | 0 | 0 | 0 | 0 | 0 | 0 | 0
Ozone Season NOX Transport - Region 2 | 849 | 7063 | Rate Constraint in MTons | FALSE | L | Annual | Allowances Withdrawn (n:1) | Thousand Tons | 0 | 0 | 0 | 0 | 0 | 0 | 0
Ozone Season NOX Transport - Region 2 | 849 | 7063 | Rate Constraint in MTons | FALSE | L | Annual | Net Emissions Allowance Position | Thousand Tons | 3.4149 | 3.2619 | 2.0533 | 1.5746 | 1.1709 | 1.0303 | 1.0242
Ozone Season NOX Transport - Region 2 | 849 | 7063 | Rate Constraint in MTons | FALSE | L | Annual | Fuel Consumed | TBtu | 245.1379 | 259.199 | 221.5432 | 206.336 | 197.499 | 177.3722 | 176.2609
Ozone Season NOX Transport - Region 2 | 849 | 7063 | Rate Constraint in MTons | FALSE | L | Annual | Rate | lb/MMBtu | 0.027861 | 0.025169 | 0.018536 | 0.015262 | 0.011857 | 0.011618 | 0.011622
Ozone Season NOX Transport - Region 2 | 849 | 7063 | Rate Constraint in MTons | FALSE | L | Annual | Generation | TWh | 58.5399 | 59.8659 | 53.2483 | 48.8519 | 53.5951 | 48.7751 | 54.4446
Ozone Season NOX Transport - Region 2 | 849 | 7063 | Rate Constraint in MTons | FALSE | L | Annual | Qualifying Generation | TWh | 32.1221 | 32.9865 | 29.4785 | 27.9985 | 26.792 | 24.2721 | 24.1825
Ozone Season NOX Transport - Region 2 | 849 | 7063 | Rate Constraint in MTons | FALSE | L | Annual | Rate | lb/MWh | 0.21262 | 0.19777 | 0.13931 | 0.11248 | 0.087404 | 0.084899 | 0.084709
Ozone Season NOX Transport - Region 2 | 849 | 7063 | Rate Constraint in MTons | FALSE | L | Annual | Constraint Shadow Price | US2019$/Ton | 0 | 0 | 0 | 0 | 0 | 0 | 0
PA_RACT Homer City 1 & 2-NOx Cap Summer | 855 | 7923 | Rate Constraint in MTons | FALSE | L | Annual | Seasons Included | Seasons | Summer | Summer | Summer | Summer | Summer | Summer | Summer
PA_RACT Homer City 1 & 2-NOx Cap Summer | 855 | 7923 | Rate Constraint in MTons | FALSE | L | Annual | Standard NOX | Thousand Tons | 2.3943 | 2.3943 | 2.3943 | 2.3943 | 2.3943 | 2.3943 | 2.3943
PA_RACT Homer City 1 & 2-NOx Cap Summer | 855 | 7923 | Rate Constraint in MTons | FALSE | L | Annual | Emissions at Affected Plants NOX | Thousand Tons | 0 | 0 | 0 | 0 | 0 | 0 | 0
PA_RACT Homer City 1 & 2-NOx Cap Summer | 855 | 7923 | Rate Constraint in MTons | FALSE | L | Annual | Allowances Purchased NOX | Thousand Tons | 0 | 0 | 0 | 0 | 0 | 0 | 0
PA_RACT Homer City 1 & 2-NOx Cap Summer | 855 | 7923 | Rate Constraint in MTons | FALSE | L | Annual | Allowances Sold NOX | Thousand Tons | 0 | 0 | 0 | 0 | 0 | 0 | 0
PA_RACT Homer City 1 & 2-NOx Cap Summer | 855 | 7923 | Rate Constraint in MTons | FALSE | L | Annual | Allowances Banked | Thousand Tons | 0 | 0 | 0 | 0 | 0 | 0 | 0
PA_RACT Homer City 1 & 2-NOx Cap Summer | 855 | 7923 | Rate Constraint in MTons | FALSE | L | Annual | Allowances Withdrawn (1:1) | Thousand Tons | 0 | 0 | 0 | 0 | 0 | 0 | 0
PA_RACT Homer City 1 & 2-NOx Cap Summer | 855 | 7923 | Rate Constraint in MTons | FALSE | L | Annual | Allowances Withdrawn (n:1) | Thousand Tons | 0 | 0 | 0 | 0 | 0 | 0 | 0
PA_RACT Homer City 1 & 2-NOx Cap Summer | 855 | 7923 | Rate Constraint in MTons | FALSE | L | Annual | Net Emissions Allowance Position | Thousand Tons | 0 | 0 | 0 | 0 | 0 | 0 | 0
PA_RACT Homer City 1 & 2-NOx Cap Summer | 855 | 7923 | Rate Constraint in MTons | FALSE | L | Annual | Fuel Consumed | TBtu | 0 | 0 | 0 | 0 | 0 | 0 | 0
PA_RACT Homer City 1 & 2-NOx Cap Summer | 855 | 7923 | Rate Constraint in MTons | FALSE | L | Annual | Rate | lb/MMBtu | 0 | 0 | 0 | 0 | 0 | 0 | 0
PA_RACT Homer City 1 & 2-NOx Cap Summer | 855 | 7923 | Rate Constraint in MTons | FALSE | L | Annual | Generation | TWh | 0 | 0 | 0 | 0 | 0 | 0 | 0
PA_RACT Homer City 1 & 2-NOx Cap Summer | 855 | 7923 | Rate Constraint in MTons | FALSE | L | Annual | Qualifying Generation | TWh | 0 | 0 | 0 | 0 | 0 | 0 | 0
PA_RACT Homer City 1 & 2-NOx Cap Summer | 855 | 7923 | Rate Constraint in MTons | FALSE | L | Annual | Rate | lb/MWh | 0 | 0 | 0 | 0 | 0 | 0 | 0
PA_RACT Homer City 1 & 2-NOx Cap Summer | 855 | 7923 | Rate Constraint in MTons | FALSE | L | Annual | Constraint Shadow Price | US2019$/Ton | 0 | 0 | 0 | 0 | 0 | 0 | 0
PA_RACT Homer City 1 & 2-NOx Cap Winter | 856 | 7921 | Rate Constraint in MTons | FALSE | L | Annual | Seasons Included | Seasons | Winter | Winter | Winter | Winter | Winter | Winter | Winter
PA_RACT Homer City 1 & 2-NOx Cap Winter | 856 | 7921 | Rate Constraint in MTons | FALSE | L | Annual | Standard NOX | Thousand Tons | 1.4084 | 1.4084 | 1.4084 | 1.4084 | 1.4084 | 1.4084 | 1.4084
PA_RACT Homer City 1 & 2-NOx Cap Winter | 856 | 7921 | Rate Constraint in MTons | FALSE | L | Annual | Emissions at Affected Plants NOX | Thousand Tons | 0 | 0 | 0 | 0 | 0 | 0 | 0
PA_RACT Homer City 1 & 2-NOx Cap Winter | 856 | 7921 | Rate Constraint in MTons | FALSE | L | Annual | Allowances Purchased NOX | Thousand Tons | 0 | 0 | 0 | 0 | 0 | 0 | 0
PA_RACT Homer City 1 & 2-NOx Cap Winter | 856 | 7921 | Rate Constraint in MTons | FALSE | L | Annual | Allowances Sold NOX | Thousand Tons | 0 | 0 | 0 | 0 | 0 | 0 | 0
PA_RACT Homer City 1 & 2-NOx Cap Winter | 856 | 7921 | Rate Constraint in MTons | FALSE | L | Annual | Allowances Banked | Thousand Tons | 0 | 0 | 0 | 0 | 0 | 0 | 0
PA_RACT Homer City 1 & 2-NOx Cap Winter | 856 | 7921 | Rate Constraint in MTons | FALSE | L | Annual | Allowances Withdrawn (1:1) | Thousand Tons | 0 | 0 | 0 | 0 | 0 | 0 | 0
PA_RACT Homer City 1 & 2-NOx Cap Winter | 856 | 7921 | Rate Constraint in MTons | FALSE | L | Annual | Allowances Withdrawn (n:1) | Thousand Tons | 0 | 0 | 0 | 0 | 0 | 0 | 0
PA_RACT Homer City 1 & 2-NOx Cap Winter | 856 | 7921 | Rate Constraint in MTons | FALSE | L | Annual | Net Emissions Allowance Position | Thousand Tons | 0 | 0 | 0 | 0 | 0 | 0 | 0
PA_RACT Homer City 1 & 2-NOx Cap Winter | 856 | 7921 | Rate Constraint in MTons | FALSE | L | Annual | Fuel Consumed | TBtu | 0 | 0 | 0 | 0 | 0 | 0 | 0
PA_RACT Homer City 1 & 2-NOx Cap Winter | 856 | 7921 | Rate Constraint in MTons | FALSE | L | Annual | Rate | lb/MMBtu | 0 | 0 | 0 | 0 | 0 | 0 | 0
PA_RACT Homer City 1 & 2-NOx Cap Winter | 856 | 7921 | Rate Constraint in MTons | FALSE | L | Annual | Generation | TWh | 0 | 0 | 0 | 0 | 0 | 0 | 0
PA_RACT Homer City 1 & 2-NOx Cap Winter | 856 | 7921 | Rate Constraint in MTons | FALSE | L | Annual | Qualifying Generation | TWh | 0 | 0 | 0 | 0 | 0 | 0 | 0
PA_RACT Homer City 1 & 2-NOx Cap Winter | 856 | 7921 | Rate Constraint in MTons | FALSE | L | Annual | Rate | lb/MWh | 0 | 0 | 0 | 0 | 0 | 0 | 0
PA_RACT Homer City 1 & 2-NOx Cap Winter | 856 | 7921 | Rate Constraint in MTons | FALSE | L | Annual | Constraint Shadow Price | US2019$/Ton | 0 | 0 | 0 | 0 | 0 | 0 | 0
PA_RACT Homer City 1 & 2-NOx Cap Winter Shldr | 857 | 7922 | Rate Constraint in MTons | FALSE | L | Annual | Seasons Included | Seasons | WintShld | WintShld | WintShld | WintShld | WintShld | WintShld | WintShld
PA_RACT Homer City 1 & 2-NOx Cap Winter Shldr | 857 | 7922 | Rate Constraint in MTons | FALSE | L | Annual | Standard NOX | Thousand Tons | 1.9092 | 1.9092 | 1.9092 | 1.9092 | 1.9092 | 1.9092 | 1.9092
PA_RACT Homer City 1 & 2-NOx Cap Winter Shldr | 857 | 7922 | Rate Constraint in MTons | FALSE | L | Annual | Emissions at Affected Plants NOX | Thousand Tons | 0 | 0 | 0 | 0 | 0 | 0 | 0
PA_RACT Homer City 1 & 2-NOx Cap Winter Shldr | 857 | 7922 | Rate Constraint in MTons | FALSE | L | Annual | Allowances Purchased NOX | Thousand Tons | 0 | 0 | 0 | 0 | 0 | 0 | 0
PA_RACT Homer City 1 & 2-NOx Cap Winter Shldr | 857 | 7922 | Rate Constraint in MTons | FALSE | L | Annual | Allowances Sold NOX | Thousand Tons | 0 | 0 | 0 | 0 | 0 | 0 | 0
PA_RACT Homer City 1 & 2-NOx Cap Winter Shldr | 857 | 7922 | Rate Constraint in MTons | FALSE | L | Annual | Allowances Banked | Thousand Tons | 0 | 0 | 0 | 0 | 0 | 0 | 0
PA_RACT Homer City 1 & 2-NOx Cap Winter Shldr | 857 | 7922 | Rate Constraint in MTons | FALSE | L | Annual | Allowances Withdrawn (1:1) | Thousand Tons | 0 | 0 | 0 | 0 | 0 | 0 | 0
PA_RACT Homer City 1 & 2-NOx Cap Winter Shldr | 857 | 7922 | Rate Constraint in MTons | FALSE | L | Annual | Allowances Withdrawn (n:1) | Thousand Tons | 0 | 0 | 0 | 0 | 0 | 0 | 0
PA_RACT Homer City 1 & 2-NOx Cap Winter Shldr | 857 | 7922 | Rate Constraint in MTons | FALSE | L | Annual | Net Emissions Allowance Position | Thousand Tons | 0 | 0 | 0 | 0 | 0 | 0 | 0
PA_RACT Homer City 1 & 2-NOx Cap Winter Shldr | 857 | 7922 | Rate Constraint in MTons | FALSE | L | Annual | Fuel Consumed | TBtu | 0 | 0 | 0 | 0 | 0 | 0 | 0
PA_RACT Homer City 1 & 2-NOx Cap Winter Shldr | 857 | 7922 | Rate Constraint in MTons | FALSE | L | Annual | Rate | lb/MMBtu | 0 | 0 | 0 | 0 | 0 | 0 | 0
PA_RACT Homer City 1 & 2-NOx Cap Winter Shldr | 857 | 7922 | Rate Constraint in MTons | FALSE | L | Annual | Generation | TWh | 0 | 0 | 0 | 0 | 0 | 0 | 0
PA_RACT Homer City 1 & 2-NOx Cap Winter Shldr | 857 | 7922 | Rate Constraint in MTons | FALSE | L | Annual | Qualifying Generation | TWh | 0 | 0 | 0 | 0 | 0 | 0 | 0
PA_RACT Homer City 1 & 2-NOx Cap Winter Shldr | 857 | 7922 | Rate Constraint in MTons | FALSE | L | Annual | Rate | lb/MWh | 0 | 0 | 0 | 0 | 0 | 0 | 0
PA_RACT Homer City 1 & 2-NOx Cap Winter Shldr | 857 | 7922 | Rate Constraint in MTons | FALSE | L | Annual | Constraint Shadow Price | US2019$/Ton | 0 | 0 | 0 | 0 | 0 | 0 | 0
PA_RACT Homer City 3-NOx Cap Summer | 858 | 7929 | Rate Constraint in MTons | FALSE | L | Annual | Seasons Included | Seasons | Summer | Summer | Summer | Summer | Summer | Summer | Summer
PA_RACT Homer City 3-NOx Cap Summer | 858 | 7929 | Rate Constraint in MTons | FALSE | L | Annual | Standard NOX | Thousand Tons | 1.2796 | 1.2796 | 1.2796 | 1.2796 | 1.2796 | 1.2796 | 1.2796
PA_RACT Homer City 3-NOx Cap Summer | 858 | 7929 | Rate Constraint in MTons | FALSE | L | Annual | Emissions at Affected Plants NOX | Thousand Tons | 0 | 0 | 0 | 0 | 0 | 0 | 0
PA_RACT Homer City 3-NOx Cap Summer | 858 | 7929 | Rate Constraint in MTons | FALSE | L | Annual | Allowances Purchased NOX | Thousand Tons | 0 | 0 | 0 | 0 | 0 | 0 | 0
PA_RACT Homer City 3-NOx Cap Summer | 858 | 7929 | Rate Constraint in MTons | FALSE | L | Annual | Allowances Sold NOX | Thousand Tons | 0 | 0 | 0 | 0 | 0 | 0 | 0
PA_RACT Homer City 3-NOx Cap Summer | 858 | 7929 | Rate Constraint in MTons | FALSE | L | Annual | Allowances Banked | Thousand Tons | 0 | 0 | 0 | 0 | 0 | 0 | 0
PA_RACT Homer City 3-NOx Cap Summer | 858 | 7929 | Rate Constraint in MTons | FALSE | L | Annual | Allowances Withdrawn (1:1) | Thousand Tons | 0 | 0 | 0 | 0 | 0 | 0 | 0
PA_RACT Homer City 3-NOx Cap Summer | 858 | 7929 | Rate Constraint in MTons | FALSE | L | Annual | Allowances Withdrawn (n:1) | Thousand Tons | 0 | 0 | 0 | 0 | 0 | 0 | 0
PA_RACT Homer City 3-NOx Cap Summer | 858 | 7929 | Rate Constraint in MTons | FALSE | L | Annual | Net Emissions Allowance Position | Thousand Tons | 0 | 0 | 0 | 0 | 0 | 0 | 0
PA_RACT Homer City 3-NOx Cap Summer | 858 | 7929 | Rate Constraint in MTons | FALSE | L | Annual | Fuel Consumed | TBtu | 0 | 0 | 0 | 0 | 0 | 0 | 0
PA_RACT Homer City 3-NOx Cap Summer | 858 | 7929 | Rate Constraint in MTons | FALSE | L | Annual | Rate | lb/MMBtu | 0 | 0 | 0 | 0 | 0 | 0 | 0
PA_RACT Homer City 3-NOx Cap Summer | 858 | 7929 | Rate Constraint in MTons | FALSE | L | Annual | Generation | TWh | 0 | 0 | 0 | 0 | 0 | 0 | 0
PA_RACT Homer City 3-NOx Cap Summer | 858 | 7929 | Rate Constraint in MTons | FALSE | L | Annual | Qualifying Generation | TWh | 0 | 0 | 0 | 0 | 0 | 0 | 0
PA_RACT Homer City 3-NOx Cap Summer | 858 | 7929 | Rate Constraint in MTons | FALSE | L | Annual | Rate | lb/MWh | 0 | 0 | 0 | 0 | 0 | 0 | 0
PA_RACT Homer City 3-NOx Cap Summer | 858 | 7929 | Rate Constraint in MTons | FALSE | L | Annual | Constraint Shadow Price | US2019$/Ton | 0 | 0 | 0 | 0 | 0 | 0 | 0
PA_RACT Homer City 3-NOx Cap Winter | 859 | 7927 | Rate Constraint in MTons | FALSE | L | Annual | Seasons Included | Seasons | Winter | Winter | Winter | Winter | Winter | Winter | Winter
PA_RACT Homer City 3-NOx Cap Winter | 859 | 7927 | Rate Constraint in MTons | FALSE | L | Annual | Standard NOX | Thousand Tons | 0.75272 | 0.75272 | 0.75272 | 0.75272 | 0.75272 | 0.75272 | 0.75272
PA_RACT Homer City 3-NOx Cap Winter | 859 | 7927 | Rate Constraint in MTons | FALSE | L | Annual | Emissions at Affected Plants NOX | Thousand Tons | 0.44482 | 0 | 0 | 0 | 0 | 0 | 0
PA_RACT Homer City 3-NOx Cap Winter | 859 | 7927 | Rate Constraint in MTons | FALSE | L | Annual | Allowances Purchased NOX | Thousand Tons | 0 | 0 | 0 | 0 | 0 | 0 | 0
PA_RACT Homer City 3-NOx Cap Winter | 859 | 7927 | Rate Constraint in MTons | FALSE | L | Annual | Allowances Sold NOX | Thousand Tons | 0 | 0 | 0 | 0 | 0 | 0 | 0
PA_RACT Homer City 3-NOx Cap Winter | 859 | 7927 | Rate Constraint in MTons | FALSE | L | Annual | Allowances Banked | Thousand Tons | 0 | 0 | 0 | 0 | 0 | 0 | 0
PA_RACT Homer City 3-NOx Cap Winter | 859 | 7927 | Rate Constraint in MTons | FALSE | L | Annual | Allowances Withdrawn (1:1) | Thousand Tons | 0 | 0 | 0 | 0 | 0 | 0 | 0
PA_RACT Homer City 3-NOx Cap Winter | 859 | 7927 | Rate Constraint in MTons | FALSE | L | Annual | Allowances Withdrawn (n:1) | Thousand Tons | 0 | 0 | 0 | 0 | 0 | 0 | 0
PA_RACT Homer City 3-NOx Cap Winter | 859 | 7927 | Rate Constraint in MTons | FALSE | L | Annual | Net Emissions Allowance Position | Thousand Tons | 0.44482 | 0 | 0 | 0 | 0 | 0 | 0
PA_RACT Homer City 3-NOx Cap Winter | 859 | 7927 | Rate Constraint in MTons | FALSE | L | Annual | Fuel Consumed | TBtu | 9.6763 | 0 | 0 | 0 | 0 | 0 | 0
PA_RACT Homer City 3-NOx Cap Winter | 859 | 7927 | Rate Constraint in MTons | FALSE | L | Annual | Rate | lb/MMBtu | 0.09194 | 0 | 0 | 0 | 0 | 0 | 0
PA_RACT Homer City 3-NOx Cap Winter | 859 | 7927 | Rate Constraint in MTons | FALSE | L | Annual | Generation | TWh | 0.93176 | 0 | 0 | 0 | 0 | 0 | 0
PA_RACT Homer City 3-NOx Cap Winter | 859 | 7927 | Rate Constraint in MTons | FALSE | L | Annual | Qualifying Generation | TWh | 0.93176 | 0 | 0 | 0 | 0 | 0 | 0
PA_RACT Homer City 3-NOx Cap Winter | 859 | 7927 | Rate Constraint in MTons | FALSE | L | Annual | Rate | lb/MWh | 0.9548 | 0 | 0 | 0 | 0 | 0 | 0
PA_RACT Homer City 3-NOx Cap Winter | 859 | 7927 | Rate Constraint in MTons | FALSE | L | Annual | Constraint Shadow Price | US2019$/Ton | 0 | 0 | 0 | 0 | 0 | 0 | 0
PA_RACT Homer City 3-NOx Cap Winter Shldr | 860 | 7928 | Rate Constraint in MTons | FALSE | L | Annual | Seasons Included | Seasons | WintShld | WintShld | WintShld | WintShld | WintShld | WintShld | WintShld
PA_RACT Homer City 3-NOx Cap Winter Shldr | 860 | 7928 | Rate Constraint in MTons | FALSE | L | Annual | Standard NOX | Thousand Tons | 1.0203 | 1.0203 | 1.0203 | 1.0203 | 1.0203 | 1.0203 | 1.0203
PA_RACT Homer City 3-NOx Cap Winter Shldr | 860 | 7928 | Rate Constraint in MTons | FALSE | L | Annual | Emissions at Affected Plants NOX | Thousand Tons | 0 | 0 | 0 | 0 | 0 | 0 | 0
PA_RACT Homer City 3-NOx Cap Winter Shldr | 860 | 7928 | Rate Constraint in MTons | FALSE | L | Annual | Allowances Purchased NOX | Thousand Tons | 0 | 0 | 0 | 0 | 0 | 0 | 0
PA_RACT Homer City 3-NOx Cap Winter Shldr | 860 | 7928 | Rate Constraint in MTons | FALSE | L | Annual | Allowances Sold NOX | Thousand Tons | 0 | 0 | 0 | 0 | 0 | 0 | 0
PA_RACT Homer City 3-NOx Cap Winter Shldr | 860 | 7928 | Rate Constraint in MTons | FALSE | L | Annual | Allowances Banked | Thousand Tons | 0 | 0 | 0 | 0 | 0 | 0 | 0
PA_RACT Homer City 3-NOx Cap Winter Shldr | 860 | 7928 | Rate Constraint in MTons | FALSE | L | Annual | Allowances Withdrawn (1:1) | Thousand Tons | 0 | 0 | 0 | 0 | 0 | 0 | 0
PA_RACT Homer City 3-NOx Cap Winter Shldr | 860 | 7928 | Rate Constraint in MTons | FALSE | L | Annual | Allowances Withdrawn (n:1) | Thousand Tons | 0 | 0 | 0 | 0 | 0 | 0 | 0
PA_RACT Homer City 3-NOx Cap Winter Shldr | 860 | 7928 | Rate Constraint in MTons | FALSE | L | Annual | Net Emissions Allowance Position | Thousand Tons | 0 | 0 | 0 | 0 | 0 | 0 | 0
PA_RACT Homer City 3-NOx Cap Winter Shldr | 860 | 7928 | Rate Constraint in MTons | FALSE | L | Annual | Fuel Consumed | TBtu | 0 | 0 | 0 | 0 | 0 | 0 | 0
PA_RACT Homer City 3-NOx Cap Winter Shldr | 860 | 7928 | Rate Constraint in MTons | FALSE | L | Annual | Rate | lb/MMBtu | 0 | 0 | 0 | 0 | 0 | 0 | 0
PA_RACT Homer City 3-NOx Cap Winter Shldr | 860 | 7928 | Rate Constraint in MTons | FALSE | L | Annual | Generation | TWh | 0 | 0 | 0 | 0 | 0 | 0 | 0
PA_RACT Homer City 3-NOx Cap Winter Shldr | 860 | 7928 | Rate Constraint in MTons | FALSE | L | Annual | Qualifying Generation | TWh | 0 | 0 | 0 | 0 | 0 | 0 | 0
PA_RACT Homer City 3-NOx Cap Winter Shldr | 860 | 7928 | Rate Constraint in MTons | FALSE | L | Annual | Rate | lb/MWh | 0 | 0 | 0 | 0 | 0 | 0 | 0
PA_RACT Homer City 3-NOx Cap Winter Shldr | 860 | 7928 | Rate Constraint in MTons | FALSE | L | Annual | Constraint Shadow Price | US2019$/Ton | 0 | 0 | 0 | 0 | 0 | 0 | 0
PA_RACT Montour 1 & 2-NOx Cap Summer | 861 | 7926 | Rate Constraint in MTons | FALSE | L | Annual | Seasons Included | Seasons | Summer | Summer | Summer | Summer | Summer | Summer | Summer
PA_RACT Montour 1 & 2-NOx Cap Summer | 861 | 7926 | Rate Constraint in MTons | FALSE | L | Annual | Standard NOX | Thousand Tons | 2.7259 | 2.7259 | 2.7259 | 2.7259 | 2.7259 | 2.7259 | 2.7259
PA_RACT Montour 1 & 2-NOx Cap Summer | 861 | 7926 | Rate Constraint in MTons | FALSE | L | Annual | Emissions at Affected Plants NOX | Thousand Tons | 0.14445 | 0.24614 | 0.050465 | 0.034331 | 0.034331 | 0.05084 | 0.05084
PA_RACT Montour 1 & 2-NOx Cap Summer | 861 | 7926 | Rate Constraint in MTons | FALSE | L | Annual | Allowances Purchased NOX | Thousand Tons | 0 | 0 | 0 | 0 | 0 | 0 | 0
PA_RACT Montour 1 & 2-NOx Cap Summer | 861 | 7926 | Rate Constraint in MTons | FALSE | L | Annual | Allowances Sold NOX | Thousand Tons | 0 | 0 | 0 | 0 | 0 | 0 | 0
PA_RACT Montour 1 & 2-NOx Cap Summer | 861 | 7926 | Rate Constraint in MTons | FALSE | L | Annual | Allowances Banked | Thousand Tons | 0 | 0 | 0 | 0 | 0 | 0 | 0
PA_RACT Montour 1 & 2-NOx Cap Summer | 861 | 7926 | Rate Constraint in MTons | FALSE | L | Annual | Allowances Withdrawn (1:1) | Thousand Tons | 0 | 0 | 0 | 0 | 0 | 0 | 0
PA_RACT Montour 1 & 2-NOx Cap Summer | 861 | 7926 | Rate Constraint in MTons | FALSE | L | Annual | Allowances Withdrawn (n:1) | Thousand Tons | 0 | 0 | 0 | 0 | 0 | 0 | 0
PA_RACT Montour 1 & 2-NOx Cap Summer | 861 | 7926 | Rate Constraint in MTons | FALSE | L | Annual | Net Emissions Allowance Position | Thousand Tons | 0.14445 | 0.24614 | 0.050465 | 0.034331 | 0.034331 | 0.05084 | 0.05084
PA_RACT Montour 1 & 2-NOx Cap Summer | 861 | 7926 | Rate Constraint in MTons | FALSE | L | Annual | Fuel Consumed | TBtu | 9.6302 | 16.4091 | 3.3643 | 2.2887 | 2.2887 | 3.3893 | 3.3893
PA_RACT Montour 1 & 2-NOx Cap Summer | 861 | 7926 | Rate Constraint in MTons | FALSE | L | Annual | Rate | lb/MMBtu | 0.03 | 0.03 | 0.03 | 0.03 | 0.03 | 0.03 | 0.03
PA_RACT Montour 1 & 2-NOx Cap Summer | 861 | 7926 | Rate Constraint in MTons | FALSE | L | Annual | Generation | TWh | 0.90055 | 1.5345 | 0.31461 | 0.21403 | 0.21403 | 0.31695 | 0.31695
PA_RACT Montour 1 & 2-NOx Cap Summer | 861 | 7926 | Rate Constraint in MTons | FALSE | L | Annual | Qualifying Generation | TWh | 0.90055 | 1.5345 | 0.31461 | 0.21403 | 0.21403 | 0.31695 | 0.31695
PA_RACT Montour 1 & 2-NOx Cap Summer | 861 | 7926 | Rate Constraint in MTons | FALSE | L | Annual | Rate | lb/MWh | 0.32081 | 0.32081 | 0.32081 | 0.32081 | 0.32081 | 0.32081 | 0.32081
PA_RACT Montour 1 & 2-NOx Cap Summer | 861 | 7926 | Rate Constraint in MTons | FALSE | L | Annual | Constraint Shadow Price | US2019$/Ton | 0 | 0 | 0 | 0 | 0 | 0 | 0
PA_RACT Montour 1 & 2-NOx Cap Winter | 862 | 7924 | Rate Constraint in MTons | FALSE | L | Annual | Seasons Included | Seasons | Winter | Winter | Winter | Winter | Winter | Winter | Winter
PA_RACT Montour 1 & 2-NOx Cap Winter | 862 | 7924 | Rate Constraint in MTons | FALSE | L | Annual | Standard NOX | Thousand Tons | 1.6035 | 1.6035 | 1.6035 | 1.6035 | 1.6035 | 1.6035 | 1.6035
PA_RACT Montour 1 & 2-NOx Cap Winter | 862 | 7924 | Rate Constraint in MTons | FALSE | L | Annual | Emissions at Affected Plants NOX | Thousand Tons | 0.064141 | 0.10032 | 0.011666 | 0 | 0 | 0 | 0
PA_RACT Montour 1 & 2-NOx Cap Winter | 862 | 7924 | Rate Constraint in MTons | FALSE | L | Annual | Allowances Purchased NOX | Thousand Tons | 0 | 0 | 0 | 0 | 0 | 0 | 0
PA_RACT Montour 1 & 2-NOx Cap Winter | 862 | 7924 | Rate Constraint in MTons | FALSE | L | Annual | Allowances Sold NOX | Thousand Tons | 0 | 0 | 0 | 0 | 0 | 0 | 0
PA_RACT Montour 1 & 2-NOx Cap Winter | 862 | 7924 | Rate Constraint in MTons | FALSE | L | Annual | Allowances Banked | Thousand Tons | 0 | 0 | 0 | 0 | 0 | 0 | 0
PA_RACT Montour 1 & 2-NOx Cap Winter | 862 | 7924 | Rate Constraint in MTons | FALSE | L | Annual | Allowances Withdrawn (1:1) | Thousand Tons | 0 | 0 | 0 | 0 | 0 | 0 | 0
PA_RACT Montour 1 & 2-NOx Cap Winter | 862 | 7924 | Rate Constraint in MTons | FALSE | L | Annual | Allowances Withdrawn (n:1) | Thousand Tons | 0 | 0 | 0 | 0 | 0 | 0 | 0
PA_RACT Montour 1 & 2-NOx Cap Winter | 862 | 7924 | Rate Constraint in MTons | FALSE | L | Annual | Net Emissions Allowance Position | Thousand Tons | 0.064141 | 0.10032 | 0.011666 | 0 | 0 | 0 | 0
PA_RACT Montour 1 & 2-NOx Cap Winter | 862 | 7924 | Rate Constraint in MTons | FALSE | L | Annual | Fuel Consumed | TBtu | 2.3683 | 3.704 | 0.43075 | 0 | 0 | 0 | 0
PA_RACT Montour 1 & 2-NOx Cap Winter | 862 | 7924 | Rate Constraint in MTons | FALSE | L | Annual | Rate | lb/MMBtu | 0.054167 | 0.054168 | 0.054168 | 0 | 0 | 0 | 0
PA_RACT Montour 1 & 2-NOx Cap Winter | 862 | 7924 | Rate Constraint in MTons | FALSE | L | Annual | Generation | TWh | 0.22146 | 0.34637 | 0.04028 | 0 | 0 | 0 | 0
PA_RACT Montour 1 & 2-NOx Cap Winter | 862 | 7924 | Rate Constraint in MTons | FALSE | L | Annual | Qualifying Generation | TWh | 0.22146 | 0.34637 | 0.04028 | 0 | 0 | 0 | 0
PA_RACT Montour 1 & 2-NOx Cap Winter | 862 | 7924 | Rate Constraint in MTons | FALSE | L | Annual | Rate | lb/MWh | 0.57925 | 0.57925 | 0.57925 | 0 | 0 | 0 | 0
PA_RACT Montour 1 & 2-NOx Cap Winter | 862 | 7924 | Rate Constraint in MTons | FALSE | L | Annual | Constraint Shadow Price | US2019$/Ton | 0 | 0 | 0 | 0 | 0 | 0 | 0
PA_RACT Montour 1 & 2-NOx Cap Winter Shldr | 863 | 7925 | Rate Constraint in MTons | FALSE | L | Annual | Seasons Included | Seasons | WintShld | WintShld | WintShld | WintShld | WintShld | WintShld | WintShld
PA_RACT Montour 1 & 2-NOx Cap Winter Shldr | 863 | 7925 | Rate Constraint in MTons | FALSE | L | Annual | Standard NOX | Thousand Tons | 2.1736 | 2.1736 | 2.1736 | 2.1736 | 2.1736 | 2.1736 | 2.1736
PA_RACT Montour 1 & 2-NOx Cap Winter Shldr | 863 | 7925 | Rate Constraint in MTons | FALSE | L | Annual | Emissions at Affected Plants NOX | Thousand Tons | 0.0054197 | 0.059474 | 0 | 0 | 0 | 0 | 0
PA_RACT Montour 1 & 2-NOx Cap Winter Shldr | 863 | 7925 | Rate Constraint in MTons | FALSE | L | Annual | Allowances Purchased NOX | Thousand Tons | 0 | 0 | 0 | 0 | 0 | 0 | 0
PA_RACT Montour 1 & 2-NOx Cap Winter Shldr | 863 | 7925 | Rate Constraint in MTons | FALSE | L | Annual | Allowances Sold NOX | Thousand Tons | 0 | 0 | 0 | 0 | 0 | 0 | 0
PA_RACT Montour 1 & 2-NOx Cap Winter Shldr | 863 | 7925 | Rate Constraint in MTons | FALSE | L | Annual | Allowances Banked | Thousand Tons | 0 | 0 | 0 | 0 | 0 | 0 | 0
PA_RACT Montour 1 & 2-NOx Cap Winter Shldr | 863 | 7925 | Rate Constraint in MTons | FALSE | L | Annual | Allowances Withdrawn (1:1) | Thousand Tons | 0 | 0 | 0 | 0 | 0 | 0 | 0
PA_RACT Montour 1 & 2-NOx Cap Winter Shldr | 863 | 7925 | Rate Constraint in MTons | FALSE | L | Annual | Allowances Withdrawn (n:1) | Thousand Tons | 0 | 0 | 0 | 0 | 0 | 0 | 0
PA_RACT Montour 1 & 2-NOx Cap Winter Shldr | 863 | 7925 | Rate Constraint in MTons | FALSE | L | Annual | Net Emissions Allowance Position | Thousand Tons | 0.0054197 | 0.059474 | 0 | 0 | 0 | 0 | 0
PA_RACT Montour 1 & 2-NOx Cap Winter Shldr | 863 | 7925 | Rate Constraint in MTons | FALSE | L | Annual | Fuel Consumed | TBtu | 0.20011 | 2.1959 | 0 | 0 | 0 | 0 | 0
PA_RACT Montour 1 & 2-NOx Cap Winter Shldr | 863 | 7925 | Rate Constraint in MTons | FALSE | L | Annual | Rate | lb/MMBtu | 0.054168 | 0.054168 | 0 | 0 | 0 | 0 | 0
PA_RACT Montour 1 & 2-NOx Cap Winter Shldr | 863 | 7925 | Rate Constraint in MTons | FALSE | L | Annual | Generation | TWh | 0.018713 | 0.20535 | 0 | 0 | 0 | 0 | 0
PA_RACT Montour 1 & 2-NOx Cap Winter Shldr | 863 | 7925 | Rate Constraint in MTons | FALSE | L | Annual | Qualifying Generation | TWh | 0.018713 | 0.20535 | 0 | 0 | 0 | 0 | 0
PA_RACT Montour 1 & 2-NOx Cap Winter Shldr | 863 | 7925 | Rate Constraint in MTons | FALSE | L | Annual | Rate | lb/MWh | 0.57925 | 0.57925 | 0 | 0 | 0 | 0 | 0
PA_RACT Montour 1 & 2-NOx Cap Winter Shldr | 863 | 7925 | Rate Constraint in MTons | FALSE | L | Annual | Constraint Shadow Price | US2019$/Ton | 0 | 0 | 0 | 0 | 0 | 0 | 0
RED-Rochester MER Rate Limit v3.1 | 864 | 7518 | Rate Constraint in lbs/MMBtu | FALSE | L | Annual | Seasons Included | Seasons | Winter, WintShld, Summer | Winter, WintShld, Summer | Winter, WintShld, Summer | Winter, WintShld, Summer | Winter, WintShld, Summer | Winter, WintShld, Summer | Winter, WintShld, Summer
RED-Rochester MER Rate Limit v3.1 | 864 | 7518 | Rate Constraint in lbs/MMBtu | FALSE | L | Annual | Standard MER | lb/MMBtu | 6e-07 | 6e-07 | 6e-07 | 6e-07 | 6e-07 | 6e-07 | 6e-07
RED-Rochester MER Rate Limit v3.1 | 864 | 7518 | Rate Constraint in lbs/MMBtu | FALSE | L | Annual | Emissions at Affected Plants MER | lbs | 0.00068745 | 0.00068745 | 0.00047043 | 1.7688e-05 | 1.6916e-05 | 1.3015e-05 | 1.3015e-05
RED-Rochester MER Rate Limit v3.1 | 864 | 7518 | Rate Constraint in lbs/MMBtu | FALSE | L | Annual | Allowances Purchased MER | lbs | 0 | 0 | 0 | 0 | 0 | 0 | 0
RED-Rochester MER Rate Limit v3.1 | 864 | 7518 | Rate Constraint in lbs/MMBtu | FALSE | L | Annual | Allowances Sold MER | lbs | 0 | 0 | 0 | 0 | 0 | 0 | 0
RED-Rochester MER Rate Limit v3.1 | 864 | 7518 | Rate Constraint in lbs/MMBtu | FALSE | L | Annual | Allowances Banked | lbs | 0 | 0 | 0 | 0 | 0 | 0 | 0
RED-Rochester MER Rate Limit v3.1 | 864 | 7518 | Rate Constraint in lbs/MMBtu | FALSE | L | Annual | Allowances Withdrawn (1:1) | lbs | 0 | 0 | 0 | 0 | 0 | 0 | 0
RED-Rochester MER Rate Limit v3.1 | 864 | 7518 | Rate Constraint in lbs/MMBtu | FALSE | L | Annual | Allowances Withdrawn (n:1) | lbs | 0 | 0 | 0 | 0 | 0 | 0 | 0
RED-Rochester MER Rate Limit v3.1 | 864 | 7518 | Rate Constraint in lbs/MMBtu | FALSE | L | Annual | Net Emissions Allowance Position | lbs | 0.00068745 | 0.00068745 | 0.00047043 | 1.7688e-05 | 1.6916e-05 | 1.3015e-05 | 1.3015e-05
RED-Rochester MER Rate Limit v3.1 | 864 | 7518 | Rate Constraint in lbs/MMBtu | FALSE | L | Annual | Fuel Consumed | TBtu | 3.3872 | 3.3872 | 2.3208 | 0.095792 | 0.091614 | 0.070484 | 0.070484
RED-Rochester MER Rate Limit v3.1 | 864 | 7518 | Rate Constraint in lbs/MMBtu | FALSE | L | Annual | Rate | lb/MMBtu | 2.0296e-10 | 2.0296e-10 | 2.027e-10 | 1.8465e-10 | 1.8465e-10 | 1.8465e-10 | 1.8465e-10
RED-Rochester MER Rate Limit v3.1 | 864 | 7518 | Rate Constraint in lbs/MMBtu | FALSE | L | Annual | Generation | TWh | 0.59161 | 0.59161 | 0.40484 | 0.015222 | 0.014558 | 0.0112 | 0.0112
RED-Rochester MER Rate Limit v3.1 | 864 | 7518 | Rate Constraint in lbs/MMBtu | FALSE | L | Annual | Qualifying Generation | TWh | 0.4081 | 0.4081 | 0.27961 | 0.011541 | 0.011038 | 0.0084921 | 0.0084921
RED-Rochester MER Rate Limit v3.1 | 864 | 7518 | Rate Constraint in lbs/MMBtu | FALSE | L | Annual | Rate | lb/MWh | 1.6845e-09 | 1.6845e-09 | 1.6824e-09 | 1.5326e-09 | 1.5326e-09 | 1.5326e-09 | 1.5326e-09
RED-Rochester MER Rate Limit v3.1 | 864 | 7518 | Rate Constraint in lbs/MMBtu | FALSE | L | Annual | Constraint Shadow Price | US2019$/Lb | 0 | 0 | 0 | 0 | 0 | 0 | 0
RGGI CO2 Annual Constraint v5.13 | 865 | 7118 | Rate Constraint in MTons | FALSE | L | Annual | Seasons Included | Seasons | Winter, WintShld, Summer | Winter, WintShld, Summer | Winter, WintShld, Summer | Winter, WintShld, Summer | Winter, WintShld, Summer | Winter, WintShld, Summer | Winter, WintShld, Summer
RGGI CO2 Annual Constraint v5.13 | 865 | 7118 | Rate Constraint in MTons | FALSE | L | Annual | Standard CO2 | Thousand Tons | 167362.9533 | 79712.861 | 78610.4021 | 78610.4021 | 78610.4021 | 78610.4021 | 78610.4021
RGGI CO2 Annual Constraint v5.13 | 865 | 7118 | Rate Constraint in MTons | FALSE | L | Annual | Emissions at Affected Plants CO2 | Thousand Tons | 95458.86 | 98712.7846 | 65139.7452 | 43423.8276 | 41598.9928 | 33996.6029 | 37160.9347
RGGI CO2 Annual Constraint v5.13 | 865 | 7118 | Rate Constraint in MTons | FALSE | L | Annual | Allowances Purchased CO2 | Thousand Tons | 0 | 0 | 0 | 0 | 0 | 0 | 0
RGGI CO2 Annual Constraint v5.13 | 865 | 7118 | Rate Constraint in MTons | FALSE | L | Annual | Allowances Sold CO2 | Thousand Tons | 0 | 0 | 0 | 0 | 0 | 0 | 0
RGGI CO2 Annual Constraint v5.13 | 865 | 7118 | Rate Constraint in MTons | FALSE | L | Annual | Allowances Banked | Thousand Tons | 56999.7708 | 0 | 0 | 35186.575 | 0 | 0 | 0
RGGI CO2 Annual Constraint v5.13 | 865 | 7118 | Rate Constraint in MTons | FALSE | L | Annual | Allowances Withdrawn (1:1) | Thousand Tons | 0 | -18999.9242 | 0 | 0 | 0 | 0 | -25133.2686
RGGI CO2 Annual Constraint v5.13 | 865 | 7118 | Rate Constraint in MTons | FALSE | L | Annual | Allowances Withdrawn (n:1) | Thousand Tons | 0 | 0 | 0 | 0 | 0 | 0 | 0
RGGI CO2 Annual Constraint v5.13 | 865 | 7118 | Rate Constraint in MTons | FALSE | L | Annual | Net Emissions Allowance Position | Thousand Tons | 152458.6308 | 79712.8604 | 65139.7452 | 78610.4026 | 41598.9928 | 33996.6029 | 12027.6661
RGGI CO2 Annual Constraint v5.13 | 865 | 7118 | Rate Constraint in MTons | FALSE | L | Annual | Fuel Consumed | TBtu | 1545.9982 | 1617.8866 | 1082.368 | 714.4955 | 685.4245 | 554.2123 | 608.1809
RGGI CO2 Annual Constraint v5.13 | 865 | 7118 | Rate Constraint in MTons | FALSE | L | Annual | Rate | lb/MMBtu | 123.4916 | 122.0268 | 120.3652 | 121.551 | 121.3817 | 122.6844 | 122.2036
RGGI CO2 Annual Constraint v5.13 | 865 | 7118 | Rate Constraint in MTons | FALSE | L | Annual | Generation | TWh | 228.5108 | 238.1709 | 164.2685 | 111.9326 | 109.0833 | 93.4261 | 111.6164
RGGI CO2 Annual Constraint v5.13 | 865 | 7118 | Rate Constraint in MTons | FALSE | L | Annual | Qualifying Generation | TWh | 212.5214 | 221.7156 | 151.0606 | 100.4388 | 96.0462 | 76.3674 | 84.1503
RGGI CO2 Annual Constraint v5.13 | 865 | 7118 | Rate Constraint in MTons | FALSE | L | Annual | Rate | lb/MWh | 898.3458 | 890.4452 | 862.432 | 864.6821 | 866.2292 | 890.3439 | 883.2038
RGGI CO2 Annual Constraint v5.13 | 865 | 7118 | Rate Constraint in MTons | FALSE | L | Annual | Constraint Shadow Price | US2019$/Ton | 0 | 0 | 0 | 0 | 0 | 0 | 0
RPS Clean Energy v6.20- CO | 867 | 7648 | Generation Constraint in GWh | FALSE | G | Annual | Seasons Included | Seasons | Winter, WintShld, Summer | Winter, WintShld, Summer | Winter, WintShld, Summer | Winter, WintShld, Summer | Winter, WintShld, Summer | Winter, WintShld, Summer | Winter, WintShld, Summer
RPS Clean Energy v6.20- CO | 867 | 7648 | Generation Constraint in GWh | FALSE | G | Annual | Standard GWh | GWh | 0 | 0 | 0 | 0 | 0 | 46825.199 | 50046.66
RPS Clean Energy v6.20- CO | 867 | 7648 | Generation Constraint in GWh | FALSE | G | Annual | Emissions at Affected Plants | GWh | 23690.8035 | 28430.7873 | 46292.6623 | 60129.8571 | 75390.2491 | 91809.0858 | 97634.8416
RPS Clean Energy v6.20- CO | 867 | 7648 | Generation Constraint in GWh | FALSE | G | Annual | Allowances Purchased | GWh | 0 | 0 | 0 | 0 | 0 | 0 | 0
RPS Clean Energy v6.20- CO | 867 | 7648 | Generation Constraint in GWh | FALSE | G | Annual | Allowances Sold | GWh | 0 | 0 | 0 | 0 | 0 | 0 | 0
RPS Clean Energy v6.20- CO | 867 | 7648 | Generation Constraint in GWh | FALSE | G | Annual | Allowances Banked | GWh | 0 | 0 | 0 | 0 | 0 | 0 | 0
RPS Clean Energy v6.20- CO | 867 | 7648 | Generation Constraint in GWh | FALSE | G | Annual | Allowances Withdrawn (1:1) | GWh | 0 | 0 | 0 | 0 | 0 | 0 | 0
RPS Clean Energy v6.20- CO | 867 | 7648 | Generation Constraint in GWh | FALSE | G | Annual | Allowances Withdrawn (n:1) | GWh | 0 | 0 | 0 | 0 | 0 | 0 | 0
RPS Clean Energy v6.20- CO | 867 | 7648 | Generation Constraint in GWh | FALSE | G | Annual | Net Emissions Allowance Position | GWh | 23690.8035 | 28430.7873 | 46292.6623 | 60129.8571 | 75390.2491 | 91809.0858 | 97634.8416
RPS Clean Energy v6.20- CO | 867 | 7648 | Generation Constraint in GWh | FALSE | G | Annual | Fuel Consumed | TBtu | 2.6184 | 2.4509 | 2.5516 | 2.2873 | 2.3154 | 2.1236 | 2.1236
RPS Clean Energy v6.20- CO | 867 | 7648 | Generation Constraint in GWh | FALSE | G | Annual | Heat Rate | MMBtu/MWh | 0.11053 | 0.086207 | 0.05512 | 0.03804 | 0.030713 | 0.023131 | 0.021751
RPS Clean Energy v6.20- CO | 867 | 7648 | Generation Constraint in GWh | FALSE | G | Annual | Generation | TWh | 23.6908 | 28.4308 | 46.2927 | 60.1299 | 75.3902 | 91.8091 | 97.6348
RPS Clean Energy v6.20- CO | 867 | 7648 | Generation Constraint in GWh | FALSE | G | Annual | Qualifying Generation | TWh | 23.6908 | 28.4308 | 46.2927 | 60.1299 | 75.3902 | 91.8091 | 97.6348
RPS Clean Energy v6.20- CO | 867 | 7648 | Generation Constraint in GWh | FALSE | G | Annual | Rate | lb/MWh | 0 | 0 | 0 | 0 | 0 | 0 | 0
RPS Clean Energy v6.20- CO | 867 | 7648 | Generation Constraint in GWh | FALSE | G | Annual | Constraint Shadow Price | US2019$/MWh | 0 | 0 | 0 | 0 | 0 | 0 | 0
RPS Clean Energy v6.20- IL | 868 | 7722 | Generation Constraint in GWh | FALSE | G | Annual | Seasons Included | Seasons | Winter, WintShld, Summer | Winter, WintShld, Summer | Winter, WintShld, Summer | Winter, WintShld, Summer | Winter, WintShld, Summer | Winter, WintShld, Summer | Winter, WintShld, Summer
RPS Clean Energy v6.20- IL | 868 | 7722 | Generation Constraint in GWh | FALSE | G | Annual | Standard GWh | GWh | 0 | 0 | 0 | 0 | 0 | 180856.0147 | 189279.4661
RPS Clean Energy v6.20- IL | 868 | 7722 | Generation Constraint in GWh | FALSE | G | Annual | Emissions at Affected Plants | GWh | 126610.2988 | 136270.3924 | 182639.6429 | 213376.1486 | 320088.7339 | 323027.7763 | 331697.7773
RPS Clean Energy v6.20- IL | 868 | 7722 | Generation Constraint in GWh | FALSE | G | Annual | Allowances Purchased | GWh | 0 | 0 | 0 | 0 | 0 | 0 | 0
RPS Clean Energy v6.20- IL | 868 | 7722 | Generation Constraint in GWh | FALSE | G | Annual | Allowances Sold | GWh | 0 | 0 | 0 | 0 | 0 | 0 | 0
RPS Clean Energy v6.20- IL | 868 | 7722 | Generation Constraint in GWh | FALSE | G | Annual | Allowances Banked | GWh | 0 | 0 | 0 | 0 | 0 | 0 | 0
RPS Clean Energy v6.20- IL | 868 | 7722 | Generation Constraint in GWh | FALSE | G | Annual | Allowances Withdrawn (1:1) | GWh | 0 | 0 | 0 | 0 | 0 | 0 | 0
RPS Clean Energy v6.20- IL | 868 | 7722 | Generation Constraint in GWh | FALSE | G | Annual | Allowances Withdrawn (n:1) | GWh | 0 | 0 | 0 | 0 | 0 | 0 | 0
RPS Clean Energy v6.20- IL | 868 | 7722 | Generation Constraint in GWh | FALSE | G | Annual | Net Emissions Allowance Position | GWh | 126610.2988 | 136270.3924 | 182639.6429 | 213376.1486 | 320088.7339 | 323027.7763 | 331697.7773
RPS Clean Energy v6.20- IL | 868 | 7722 | Generation Constraint in GWh | FALSE | G | Annual | Fuel Consumed | TBtu | 1022.8188 | 942.4834 | 701.8807 | 697.9417 | 380.2658 | 6.4981 | 7.1649
RPS Clean Energy v6.20- IL | 868 | 7722 | Generation Constraint in GWh | FALSE | G | Annual | Heat Rate | MMBtu/MWh | 8.0785 | 6.9163 | 3.843 | 3.2709 | 1.188 | 0.020116 | 0.021601
RPS Clean Energy v6.20- IL | 868 | 7722 | Generation Constraint in GWh | FALSE | G | Annual | Generation | TWh | 126.6103 | 136.2704 | 182.6396 | 213.3761 | 320.0887 | 323.0278 | 331.6978
RPS Clean Energy v6.20- IL | 868 | 7722 | Generation Constraint in GWh | FALSE | G | Annual | Qualifying Generation | TWh | 126.6103 | 136.2704 | 182.6396 | 213.3761 | 320.0887 | 323.0278 | 331.6978
RPS Clean Energy v6.20- IL | 868 | 7722 | Generation Constraint in GWh | FALSE | G | Annual | Rate | lb/MWh | 0 | 0 | 0 | 0 | 0 | 0 | 0
RPS Clean Energy v6.20- IL | 868 | 7722 | Generation Constraint in GWh | FALSE | G | Annual | Constraint Shadow Price | US2019$/MWh | 0 | 0 | 0 | 0 | 0 | 0 | 0
RPS Clean Energy v6.20- MA | 869 | 7649 | Generation Constraint in GWh | FALSE | G | Annual | Seasons Included | Seasons | Winter, WintShld, Summer | Winter, WintShld, Summer | Winter, WintShld, Summer | Winter, WintShld, Summer | Winter, WintShld, Summer | Winter, WintShld, Summer | Winter, WintShld, Summer
RPS Clean Energy v6.20- MA | 869 | 7649 | Generation Constraint in GWh | FALSE | G | Annual | Standard GWh | GWh | 19335.4342 | 21955.9486 | 28950.9074 | 36661.4538 | 45007.7232 | 54320.3404 | 56993.8786
RPS Clean Energy v6.20- MA | 869 | 7649 | Generation Constraint in GWh | FALSE | G | Annual | Emissions at Affected Plants | GWh | 20976.3924 | 21955.9486 | 28950.9074 | 36661.4538 | 45007.7232 | 54320.3404 | 56993.8786
RPS Clean Energy v6.20- MA | 869 | 7649 | Generation Constraint in GWh | FALSE | G | Annual | Allowances Purchased | GWh | 0 | 0 | 0 | 0 | 0 | 0 | 0
RPS Clean Energy v6.20- MA | 869 | 7649 | Generation Constraint in GWh | FALSE | G | Annual | Allowances Sold | GWh | 0 | 0 | 0 | 0 | 0 | 0 | 0
RPS Clean Energy v6.20- MA | 869 | 7649 | Generation Constraint in GWh | FALSE | G | Annual | Allowances Banked | GWh | 0 | 0 | 0 | 0 | 0 | 0 | 0
RPS Clean Energy v6.20- MA | 869 | 7649 | Generation Constraint in GWh | FALSE | G | Annual | Allowances Withdrawn (1:1) | GWh | 0 | 0 | 0 | 0 | 0 | 0 | 0
RPS Clean Energy v6.20- MA | 869 | 7649 | Generation Constraint in GWh | FALSE | G | Annual | Allowances Withdrawn (n:1) | GWh | 0 | 0 | 0 | 0 | 0 | 0 | 0
RPS Clean Energy v6.20- MA | 869 | 7649 | Generation Constraint in GWh | FALSE | G | Annual | Net Emissions Allowance Position | GWh | 20976.3924 | 21955.9486 | 28950.9074 | 36661.4538 | 45007.7232 | 54320.3404 | 56993.8786
RPS Clean Energy v6.20- MA | 869 | 7649 | Generation Constraint in GWh | FALSE | G | Annual | Fuel Consumed | TBtu | 6.1029 | 6.1029 | 6.1029 | 6.1029 | 6.1029 | 5.9942 | 5.9561
RPS Clean Energy v6.20- MA | 869 | 7649 | Generation Constraint in GWh | FALSE | G | Annual | Heat Rate | MMBtu/MWh | 0.29094 | 0.27796 | 0.2108 | 0.16647 | 0.1356 | 0.11035 | 0.1045
RPS Clean Energy v6.20- MA | 869 | 7649 | Generation Constraint in GWh | FALSE | G | Annual | Generation | TWh | 20.9764 | 21.9559 | 28.9509 | 36.6615 | 45.0077 | 54.3203 | 56.9939
RPS Clean Energy v6.20- MA | 869 | 7649 | Generation Constraint in GWh | FALSE | G | Annual | Qualifying Generation | TWh | 20.9764 | 21.9559 | 28.9509 | 36.6615 | 45.0077 | 54.3203 | 56.9939
RPS Clean Energy v6.20- MA | 869 | 7649 | Generation Constraint in GWh | FALSE | G | Annual | Rate | lb/MWh | 0 | 0 | 0 | 0 | 0 | 0 | 0
RPS Clean Energy v6.20- MA | 869 | 7649 | Generation Constraint in GWh | FALSE | G | Annual | Constraint Shadow Price | US2019$/MWh | 0 | 19.6246 | 9.6506 | 6.367 | 4.2441 | 7.0078 | 6.9468
RPS Clean Energy v6.20- NM | 870 | 7571 | Generation Constraint in GWh | FALSE | G | Annual | Seasons Included | Seasons | Winter, WintShld, Summer | Winter, WintShld, Summer | Winter, WintShld, Summer | Winter, WintShld, Summer | Winter, WintShld, Summer | Winter, WintShld, Summer | Winter, WintShld, Summer
RPS Clean Energy v6.20- NM | 870 | 7571 | Generation Constraint in GWh | FALSE | G | Annual | Standard GWh | GWh | 0 | 0 | 0 | 0 | 21166.1568 | 29430.8188 | 31366.9551
RPS Clean Energy v6.20- NM | 870 | 7571 | Generation Constraint in GWh | FALSE | G | Annual | Emissions at Affected Plants | GWh | 27103.4741 | 28545.476 | 33552.923 | 43104.4986 | 51675.015 | 51674.8535 | 54452.1567
RPS Clean Energy v6.20- NM | 870 | 7571 | Generation Constraint in GWh | FALSE | G | Annual | Allowances Purchased | GWh | 0 | 0 | 0 | 0 | 0 | 0 | 0
RPS Clean Energy v6.20- NM | 870 | 7571 | Generation Constraint in GWh | FALSE | G | Annual | Allowances Sold | GWh | 0 | 0 | 0 | 0 | 0 | 0 | 0
RPS Clean Energy v6.20- NM | 870 | 7571 | Generation Constraint in GWh | FALSE | G | Annual | Allowances Banked | GWh | 0 | 0 | 0 | 0 | 0 | 0 | 0
RPS Clean Energy v6.20- NM | 870 | 7571 | Generation Constraint in GWh | FALSE | G | Annual | Allowances Withdrawn (1:1) | GWh | 0 | 0 | 0 | 0 | 0 | 0 | 0
RPS Clean Energy v6.20- NM | 870 | 7571 | Generation Constraint in GWh | FALSE | G | Annual | Allowances Withdrawn (n:1) | GWh | 0 | 0 | 0 | 0 | 0 | 0 | 0
RPS Clean Energy v6.20- NM | 870 | 7571 | Generation Constraint in GWh | FALSE | G | Annual | Net Emissions Allowance Position | GWh | 27103.4741 | 28545.476 | 33552.923 | 43104.4986 | 51675.015 | 51674.8535 | 54452.1567
RPS Clean Energy v6.20- NM | 870 | 7571 | Generation Constraint in GWh | FALSE | G | Annual | Fuel Consumed | TBtu | 0.59968 | 0.59968 | 0.59761 | 0.59761 | 0.59653 | 0.59516 | 0.59471
RPS Clean Energy v6.20- NM | 870 | 7571 | Generation Constraint in GWh | FALSE | G | Annual | Heat Rate | MMBtu/MWh | 0.022126 | 0.021008 | 0.017811 | 0.013864 | 0.011544 | 0.011517 | 0.010922
RPS Clean Energy v6.20- NM | 870 | 7571 | Generation Constraint in GWh | FALSE | G | Annual | Generation | TWh | 27.1035 | 28.5455 | 33.5529 | 43.1045 | 51.675 | 51.6749 | 54.4522
RPS Clean Energy v6.20- NM | 870 | 7571 | Generation Constraint in GWh | FALSE | G | Annual | Qualifying Generation | TWh | 27.1035 | 28.5455 | 33.5529 | 43.1045 | 51.675 | 51.6749 | 54.4522
RPS Clean Energy v6.20- NM | 870 | 7571 | Generation Constraint in GWh | FALSE | G | Annual | Rate | lb/MWh | 0 | 0 | 0 | 0 | 0 | 0 | 0
RPS Clean Energy v6.20- NM | 870 | 7571 | Generation Constraint in GWh | FALSE | G | Annual | Constraint Shadow Price | US2019$/MWh | 0 | 0 | 0 | 0 | 0 | 0 | 0
RPS Clean Energy v6.20- NV | 871 | 7572 | Generation Constraint in GWh | FALSE | G | Annual | Seasons Included | Seasons | Winter, WintShld, Summer | Winter, WintShld, Summer | Winter, WintShld, Summer | Winter, WintShld, Summer | Winter, WintShld, Summer | Winter, WintShld, Summer | Winter, WintShld, Summer
RPS Clean Energy v6.20- NV | 871 | 7572 | Generation Constraint in GWh | FALSE | G | Annual | Standard GWh | GWh | 0 | 0 | 0 | 0 | 0 | 52159.1862 | 55825.1187
RPS Clean Energy v6.20- NV | 871 | 7572 | Generation Constraint in GWh | FALSE | G | Annual | Emissions at Affected Plants | GWh | 25681.9244 | 25679.3041 | 28618.9652 | 29714.7863 | 31690.833 | 52159.1862 | 55825.1187
RPS Clean Energy v6.20- NV | 871 | 7572 | Generation Constraint in GWh | FALSE | G | Annual | Allowances Purchased | GWh | 0 | 0 | 0 | 0 | 0 | 0 | 0
RPS Clean Energy v6.20- NV | 871 | 7572 | Generation Constraint in GWh | FALSE | G | Annual | Allowances Sold | GWh | 0 | 0 | 0 | 0 | 0 | 0 | 0
RPS Clean Energy v6.20- NV | 871 | 7572 | Generation Constraint in GWh | FALSE | G | Annual | Allowances Banked | GWh | 0 | 0 | 0 | 0 | 0 | 0 | 0
RPS Clean Energy v6.20- NV | 871 | 7572 | Generation Constraint in GWh | FALSE | G | Annual | Allowances Withdrawn (1:1) | GWh | 0 | 0 | 0 | 0 | 0 | 0 | 0
RPS Clean Energy v6.20- NV | 871 | 7572 | Generation Constraint in GWh | FALSE | G | Annual | Allowances Withdrawn (n:1) | GWh | 0 | 0 | 0 | 0 | 0 | 0 | 0
RPS Clean Energy v6.20- NV | 871 | 7572 | Generation Constraint in GWh | FALSE | G | Annual | Net Emissions Allowance Position | GWh | 25681.9244 | 25679.3041 | 28618.9652 | 29714.7863 | 31690.833 | 52159.1862 | 55825.1187
RPS Clean Energy v6.20- NV | 871 | 7572 | Generation Constraint in GWh | FALSE | G | Annual | Fuel Consumed | TBtu | 55.5916 | 55.5628 | 55.5835 | 55.4924 | 55.4933 | 55.2598 | 55.6696
RPS Clean Energy v6.20- NV | 871 | 7572 | Generation Constraint in GWh | FALSE | G | Annual | Heat Rate | MMBtu/MWh | 2.1646 | 2.1637 | 1.9422 | 1.8675 | 1.7511 | 1.0594 | 0.99721
RPS Clean Energy v6.20- NV | 871 | 7572 | Generation Constraint in GWh | FALSE | G | Annual | Generation | TWh | 25.6819 | 25.6793 | 28.619 | 29.7148 | 31.6908 | 52.1592 | 55.8251
RPS Clean Energy v6.20- NV | 871 | 7572 | Generation Constraint in GWh | FALSE | G | Annual | Qualifying Generation | TWh | 25.6819 | 25.6793 | 28.619 | 29.7148 | 31.6908 | 52.1592 | 55.8251
RPS Clean Energy v6.20- NV | 871 | 7572 | Generation Constraint in GWh | FALSE | G | Annual | Rate | lb/MWh | 0 | 0 | 0 | 0 | 0 | 0 | 0
RPS Clean Energy v6.20- NV | 871 | 7572 | Generation Constraint in GWh | FALSE | G | Annual | Constraint Shadow Price | US2019$/MWh | 0 | 0 | 0 | 0 | 0 | 3.0304 | 2.0219
RPS Clean Energy v6.20- NY | 872 | 7573 | Generation Constraint in GWh | FALSE | G | Annual | Seasons Included | Seasons | Winter, WintShld, Summer | Winter, WintShld, Summer | Winter, WintShld, Summer | Winter, WintShld, Summer | Winter, WintShld, Summer | Winter, WintShld, Summer | Winter, WintShld, Summer
RPS Clean Energy v6.20- NY | 872 | 7573 | Generation Constraint in GWh | FALSE | G | Annual | Standard GWh | GWh | 0 | 0 | 0 | 161530.6097 | 168354.6626 | 177934.5081 | 186056.4838
RPS Clean Energy v6.20- NY | 872 | 7573 | Generation Constraint in GWh | FALSE | G | Annual | Emissions at Affected Plants | GWh | 79108.3378 | 81416.6252 | 127558.4524 | 161530.6097 | 168354.6626 | 177934.5081 | 186056.4838
RPS Clean Energy v6.20- NY | 872 | 7573 | Generation Constraint in GWh | FALSE | G | Annual | Allowances Purchased | GWh | 0 | 0 | 0 | 0 | 0 | 0 | 0
RPS Clean Energy v6.20- NY | 872 | 7573 | Generation Constraint in GWh | FALSE | G | Annual | Allowances Sold | GWh | 0 | 0 | 0 | 0 | 0 | 0 | 0
RPS Clean Energy v6.20- NY | 872 | 7573 | Generation Constraint in GWh | FALSE | G | Annual | Allowances Banked | GWh | 0 | 0 | 0 | 0 | 0 | 0 | 0
RPS Clean Energy v6.20- NY | 872 | 7573 | Generation Constraint in GWh | FALSE | G | Annual | Allowances Withdrawn (1:1) | GWh | 0 | 0 | 0 | 0 | 0 | 0 | 0
RPS Clean Energy v6.20- NY | 872 | 7573 | Generation Constraint in GWh | FALSE | G | Annual | Allowances Withdrawn (n:1) | GWh | 0 | 0 | 0 | 0 | 0 | 0 | 0
RPS Clean Energy v6.20- NY | 872 | 7573 | Generation Constraint in GWh | FALSE | G | Annual | Net Emissions Allowance Position | GWh | 79108.3378 | 81416.6252 | 127558.4524 | 161530.6097 | 168354.6626 | 177934.5081 | 186056.4838
RPS Clean Energy v6.20- NY | 872 | 7573 | Generation Constraint in GWh | FALSE | G | Annual | Fuel Consumed | TBtu | 295.3175 | 191.7364 | 191.7364 | 125.3965 | 125.3965 | 11.9765 | 11.9488
RPS Clean Energy v6.20- NY | 872 | 7573 | Generation Constraint in GWh | FALSE | G | Annual | Heat Rate | MMBtu/MWh | 3.7331 | 2.355 | 1.5031 | 0.7763 | 0.74484 | 0.067308 | 0.064221
RPS Clean Energy v6.20- NY | 872 | 7573 | Generation Constraint in GWh | FALSE | G | Annual | Generation | TWh | 79.1083 | 81.4166 | 127.5585 | 161.5306 | 168.3547 | 177.9345 | 186.0565
RPS Clean Energy v6.20- NY | 872 | 7573 | Generation Constraint in GWh | FALSE | G | Annual | Qualifying Generation | TWh | 79.1083 | 81.4166 | 127.5585 | 161.5306 | 168.3547 | 177.9345 | 186.0565
RPS Clean Energy v6.20- NY | 872 | 7573 | Generation Constraint in GWh | FALSE | G | Annual | Rate | lb/MWh | 0 | 0 | 0 | 0 | 0 | 0 | 0
RPS Clean Energy v6.20- NY | 872 | 7573 | Generation Constraint in GWh | FALSE | G | Annual | Constraint Shadow Price | US2019$/MWh | 0 | 0 | 0 | 3.4798 | 2.2904 | 1.8711 | 1.9671
RPS Clean Energy v6.20- OR | 873 | 7723 | Generation Constraint in GWh | FALSE | G | Annual | Seasons Included | Seasons | Winter, WintShld, Summer | Winter, WintShld, Summer | Winter, WintShld, Summer | Winter, WintShld, Summer | Winter, WintShld, Summer | Winter, WintShld, Summer | Winter, WintShld, Summer
RPS Clean Energy v6.20- OR | 873 | 7723 | Generation Constraint in GWh | FALSE | G | Annual | Standard GWh | GWh | 0 | 0 | 0 | 58415.7003 | 62199.6865 | 66419.2921 | 70580.4187
RPS Clean Energy v6.20- OR | 873 | 7723 | Generation Constraint in GWh | FALSE | G | Annual | Emissions at Affected Plants | GWh | 50812.1071 | 50738.5915 | 50585.9827 | 58415.7003 | 62199.6865 | 66419.2921 | 70580.4187
RPS Clean Energy v6.20- OR | 873 | 7723 | Generation Constraint in GWh | FALSE | G | Annual | Allowances Purchased | GWh | 0 | 0 | 0 | 0 | 0 | 0 | 0
RPS Clean Energy v6.20- OR | 873 | 7723 | Generation Constraint in GWh | FALSE | G | Annual | Allowances Sold | GWh | 0 | 0 | 0 | 0 | 0 | 0 | 0
RPS Clean Energy v6.20- OR | 873 | 7723 | Generation Constraint in GWh | FALSE | G | Annual | Allowances Banked | GWh | 0 | 0 | 0 | 0 | 0 | 0 | 0
RPS Clean Energy v6.20- OR | 873 | 7723 | Generation Constraint in GWh | FALSE | G | Annual | Allowances Withdrawn (1:1) | GWh | 0 | 0 | 0 | 0 | 0 | 0 | 0
RPS Clean Energy v6.20- OR | 873 | 7723 | Generation Constraint in GWh | FALSE | G | Annual | Allowances Withdrawn (n:1) | GWh | 0 | 0 | 0 | 0 | 0 | 0 | 0
RPS Clean Energy v6.20- OR | 873 | 7723 | Generation Constraint in GWh | FALSE | G | Annual | Net Emissions Allowance Position | GWh | 50812.1071 | 50738.5915 | 50585.9827 | 58415.7003 | 62199.6865 | 66419.2921 | 70580.4187
RPS Clean Energy v6.20- OR | 873 | 7723 | Generation Constraint in GWh | FALSE | G | Annual | Fuel Consumed | TBtu | 5.3005 | 4.3478 | 2.4081 | 1.4521 | 1.4521 | 1.4521 | 1.4521
RPS Clean Energy v6.20- OR | 873 | 7723 | Generation Constraint in GWh | FALSE | G | Annual | Heat Rate | MMBtu/MWh | 0.10432 | 0.085689 | 0.047605 | 0.024858 | 0.023346 | 0.021863 | 0.020574
RPS Clean Energy v6.20- OR | 873 | 7723 | Generation Constraint in GWh | FALSE | G | Annual | Generation | TWh | 50.8121 | 50.7386 | 50.586 | 58.4157 | 62.1997 | 66.4193 | 70.5804
RPS Clean Energy v6.20- OR | 873 | 7723 | Generation Constraint in GWh | FALSE | G | Annual | Qualifying Generation | TWh | 50.8121 | 50.7386 | 50.586 | 58.4157 | 62.1997 | 66.4193 | 70.5804
RPS Clean Energy v6.20- OR | 873 | 7723 | Generation Constraint in GWh | FALSE | G | Annual | Rate | lb/MWh | 0 | 0 | 0 | 0 | 0 | 0 | 0
RPS Clean Energy v6.20- OR | 873 | 7723 | Generation Constraint in GWh | FALSE | G | Annual | Constraint Shadow Price | US2019$/MWh | 0 | 0 | 0 | 3.3323 | 2.2878 | 2.4456 | 0.0227
RPS Clean Energy v6.20- WA | 874 | 7574 | Generation Constraint in GWh | FALSE | G | Annual | Seasons Included | Seasons | Winter, WintShld, Summer | Winter, WintShld, Summer | Winter, WintShld, Summer | Winter, WintShld, Summer | Winter, WintShld, Summer | Winter, WintShld, Summer | Winter, WintShld, Summer
RPS Clean Energy v6.20- WA | 874 | 7574 | Generation Constraint in GWh | FALSE | G | Annual | Standard GWh | GWh | 0 | 98093.4257 | 103194.7638 | 109659.3296 | 116762.7178 | 124683.8609 | 132495.2257
RPS Clean Energy v6.20- WA | 874 | 7574 | Generation Constraint in GWh | FALSE | G | Annual | Emissions at Affected Plants | GWh | 98975.728 | 98975.728 | 103194.7638 | 109659.3296 | 116762.7178 | 125729.6023 | 132495.2257
RPS Clean Energy v6.20- WA | 874 | 7574 | Generation Constraint in GWh | FALSE | G | Annual | Allowances Purchased | GWh | 0 | 0 | 0 | 0 | 0 | 0 | 0
RPS Clean Energy v6.20- WA | 874 | 7574 | Generation Constraint in GWh | FALSE | G | Annual | Allowances Sold | GWh | 0 | 0 | 0 | 0 | 0 | 0 | 0
RPS Clean Energy v6.20- WA | 874 | 7574 | Generation Constraint in GWh | FALSE | G | Annual | Allowances Banked | GWh | 0 | 0 | 0 | 0 | 0 | 0 | 0
RPS Clean Energy v6.20- WA | 874 | 7574 | Generation Constraint in GWh | FALSE | G | Annual | Allowances Withdrawn (1:1) | GWh | 0 | 0 | 0 | 0 | 0 | 0 | 0
RPS Clean Energy v6.20- WA | 874 | 7574 | Generation Constraint in GWh | FALSE | G | Annual | Allowances Withdrawn (n:1) | GWh | 0 | 0 | 0 | 0 | 0 | 0 | 0
RPS Clean Energy v6.20- WA | 874 | 7574 | Generation Constraint in GWh | FALSE | G | Annual | Net Emissions Allowance Position | GWh | 98975.728 | 98975.728 | 103194.7638 | 109659.3296 | 116762.7178 | 125729.6023 | 132495.2257
RPS Clean Energy v6.20- WA | 874 | 7574 | Generation Constraint in GWh | FALSE | G | Annual | Fuel Consumed | TBtu | 103.9605 | 103.9605 | 103.9605 | 103.9605 | 9.3668 | 7.946 | 8.0834
RPS Clean Energy v6.20- WA | 874 | 7574 | Generation Constraint in GWh | FALSE | G | Annual | Heat Rate | MMBtu/MWh | 1.0504 | 1.0504 | 1.0074 | 0.94803 | 0.080221 | 0.063199 | 0.061009
RPS Clean Energy v6.20- WA | 874 | 7574 | Generation Constraint in GWh | FALSE | G | Annual | Generation | TWh | 98.9757 | 98.9757 | 103.1948 | 109.6593 | 116.7627 | 125.7296 | 132.4952
RPS Clean Energy v6.20- WA | 874 | 7574 | Generation Constraint in GWh | FALSE | G | Annual | Qualifying Generation | TWh | 98.9757 | 98.9757 | 103.1948 | 109.6593 | 116.7627 | 125.7296 | 132.4952
RPS Clean Energy v6.20- WA | 874 | 7574 | Generation Constraint in GWh | FALSE | G | Annual | Rate | lb/MWh | 0 | 0 | 0 | 0 | 0 | 0 | 0
RPS Clean Energy v6.20- WA | 874 | 7574 | Generation Constraint in GWh | FALSE | G | Annual | Constraint Shadow Price | US2019$/MWh | 0 | 0 | 8.4237 | 4.9792 | 1.9234 | 0 | 0.53621
RPS Clean Energy v6.21- CT | 875 | 7776 | Generation Constraint in GWh | FALSE | G | Annual | Seasons Included | Seasons |  | Winter, WintShld, Summer | Winter, WintShld, Summer | Winter, WintShld, Summer | Winter, WintShld, Summer | Winter, WintShld, Summer | Winter, WintShld, Summer
RPS Clean Energy v6.21- CT | 875 | 7776 | Generation Constraint in GWh | FALSE | G | Annual | Standard GWh | GWh | 0 | 11687.5702 | 21457.929 | 32217.588 | 33820.4368 | 35673.213 | 37396.0295
RPS Clean Energy v6.21- CT | 875 | 7776 | Generation Constraint in GWh | FALSE | G | Annual | Emissions at Affected Plants | GWh | 0 | 25779.4404 | 21457.929 | 32217.588 | 33820.4368 | 35673.2131 | 37396.0295
RPS Clean Energy v6.21- CT | 875 | 7776 | Generation Constraint in GWh | FALSE | G | Annual | Allowances Purchased | GWh | 0 | 0 | 0 | 0 | 0 | 0 | 0
RPS Clean Energy v6.21- CT | 875 | 7776 | Generation Constraint in GWh | FALSE | G | Annual | Allowances Sold | GWh | 0 | 0 | 0 | 0 | 0 | 0 | 0
RPS Clean Energy v6.21- CT | 875 | 7776 | Generation Constraint in GWh | FALSE | G | Annual | Allowances Banked | GWh | 0 | 0 | 0 | 0 | 0 | 0 | 0
RPS Clean Energy v6.21- CT | 875 | 7776 | Generation Constraint in GWh | FALSE | G | Annual | Allowances Withdrawn (1:1) | GWh | 0 | 0 | 0 | 0 | 0 | 0 | 0
RPS Clean Energy v6.21- CT | 875 | 7776 | Generation Constraint in GWh | FALSE | G | Annual | Allowances Withdrawn (n:1) | GWh | 0 | 0 | 0 | 0 | 0 | 0 | 0
RPS Clean Energy v6.21- CT | 875 | 7776 | Generation Constraint in GWh | FALSE | G | Annual | Net Emissions Allowance Position | GWh | 0 | 25779.4404 | 21457.929 | 32217.588 | 33820.4368 | 35673.2131 | 37396.0295
RPS Clean Energy v6.21- CT | 875 | 7776 | Generation Constraint in GWh | FALSE | G | Annual | Fuel Consumed | TBtu | 0 | 173.076 | 104.4075 | 103.1683 | 102.9259 | 0 | 0
RPS Clean Energy v6.21- CT | 875 | 7776 | Generation Constraint in GWh | FALSE | G | Annual | Heat Rate | MMBtu/MWh | 0 | 6.7137 | 4.8657 | 3.2022 | 3.0433 | 0 | 0
RPS Clean Energy v6.21- CT | 875 | 7776 | Generation Constraint in GWh | FALSE | G | Annual | Generation | TWh | 0 | 25.7794 | 21.4579 | 32.2176 | 33.8204 | 35.6732 | 37.396
RPS Clean Energy v6.21- CT | 875 | 7776 | Generation Constraint in GWh | FALSE | G | Annual | Qualifying Generation | TWh | 0 | 25.7794 | 21.4579 | 32.2176 | 33.8204 | 35.6732 | 37.396
RPS Clean Energy v6.21- CT | 875 | 7776 | Generation Constraint in GWh | FALSE | G | Annual | Rate | lb/MWh | 0 | 0 | 0 | 0 | 0 | 0 | 0
RPS Clean Energy v6.21- CT | 875 | 7776 | Generation Constraint in GWh | FALSE | G | Annual | Constraint Shadow Price | US2019$/MWh | 0 | 0 | 15.8819 | 13.8976 | 10.9945 | 9.8911 | 9.5405
RPS Solar v6.20- DC | 876 | 7575 | Generation Constraint in GWh | FALSE | G | Annual | Seasons Included | Seasons | Winter, WintShld, Summer | Winter, WintShld, Summer | Winter, WintShld, Summer | Winter, WintShld, Summer | Winter, WintShld, Summer | Winter, WintShld, Summer | Winter, WintShld, Summer
RPS Solar v6.20- DC | 876 | 7575 | Generation Constraint in GWh | FALSE | G | Annual | Standard GWh | GWh | 509.4472 | 576.5172 | 845.4664 | 1208.3547 | 1334.9973 | 1412.2821 | 1483.0931
RPS Solar v6.20- DC | 876 | 7575 | Generation Constraint in GWh | FALSE | G | Annual | Emissions at Affected Plants | GWh | 30.788 | 31.7861 | 31.7861 | 31.7861 | 31.7861 | 31.7861 | 31.7861
RPS Solar v6.20- DC | 876 | 7575 | Generation Constraint in GWh | FALSE | G | Annual | Allowances Purchased | GWh | 478.6592 | 544.7311 | 813.6803 | 1176.5686 | 1303.2112 | 1380.496 | 1451.307
RPS Solar v6.20- DC | 876 | 7575 | Generation Constraint in GWh | FALSE | G | Annual | Allowances Sold | GWh | 0 | 0 | 0 | 0 | 0 | 0 | 0
RPS Solar v6.20- DC | 876 | 7575 | Generation Constraint in GWh | FALSE | G | Annual | Allowances Banked | GWh | 0 | 0 | 0 | 0 | 0 | 0 | 0
RPS Solar v6.20- DC | 876 | 7575 | Generation Constraint in GWh | FALSE | G | Annual | Allowances Withdrawn (1:1) | GWh | 0 | 0 | 0 | 0 | 0 | 0 | 0
RPS Solar v6.20- DC | 876 | 7575 | Generation Constraint in GWh | FALSE | G | Annual | Allowances Withdrawn (n:1) | GWh | 0 | 0 | 0 | 0 | 0 | 0 | 0
RPS Solar v6.20- DC | 876 | 7575 | Generation Constraint in GWh | FALSE | G | Annual | Net Emissions Allowance Position | GWh | 509.4472 | 576.5172 | 845.4664 | 1208.3547 | 1334.9973 | 1412.2821 | 1483.0931
RPS Solar v6.20- DC | 876 | 7575 | Generation Constraint in GWh | FALSE | G | Annual | Fuel Consumed | TBtu | 0 | 0 | 0 | 0 | 0 | 0 | 0
RPS Solar v6.20- DC | 876 | 7575 | Generation Constraint in GWh | FALSE | G | Annual | Heat Rate | MMBtu/MWh | 0 | 0 | 0 | 0 | 0 | 0 | 0
RPS Solar v6.20- DC | 876 | 7575 | Generation Constraint in GWh | FALSE | G | Annual | Generation | TWh | 0.030788 | 0.031786 | 0.031786 | 0.031786 | 0.031786 | 0.031786 | 0.031786
RPS Solar v6.20- DC | 876 | 7575 | Generation Constraint in GWh | FALSE | G | Annual | Qualifying Generation | TWh | 0.030788 | 0.031786 | 0.031786 | 0.031786 | 0.031786 | 0.031786 | 0.031786
RPS Solar v6.20- DC | 876 | 7575 | Generation Constraint in GWh | FALSE | G | Annual | Rate | lb/MWh | 0 | 0 | 0 | 0 | 0 | 0 | 0
RPS Solar v6.20- DC | 876 | 7575 | Generation Constraint in GWh | FALSE | G | Annual | Constraint Shadow Price | US2019$/MWh | 53.115 | 53.1147 | 53.1145 | 53.1147 | 53.1147 | 53.1148 | 53.1149
RPS Solar v6.20- DE | 877 | 7576 | Generation Constraint in GWh | FALSE | G | Annual | Seasons Included | Seasons | Winter, WintShld, Summer | Winter, WintShld, Summer | Winter, WintShld, Summer | Winter, WintShld, Summer | Winter, WintShld, Summer | Winter, WintShld, Summer | Winter, WintShld, Summer
RPS Solar v6.20- DE | 877 | 7576 | Generation Constraint in GWh | FALSE | G | Annual | Standard GWh | GWh | 300.1215 | 360.2726 | 758.1652 | 800.8818 | 842.0607 | 891.5373 | 936.8156
RPS Solar v6.20- DE | 877 | 7576 | Generation Constraint in GWh | FALSE | G | Annual | Emissions at Affected Plants | GWh | 21282.693 | 34730.6108 | 55581.8689 | 92794.939 | 94373.8824 | 138811.4874 | 173504.2124
RPS Solar v6.20- DE | 877 | 7576 | Generation Constraint in GWh | FALSE | G | Annual | Allowances Purchased | GWh | 0 | 0 | 0 | 0 | 0 | 0 | 0
RPS Solar v6.20- DE | 877 | 7576 | Generation Constraint in GWh | FALSE | G | Annual | Allowances Sold | GWh | 0 | 0 | 0 | 0 | 0 | 0 | 0
RPS Solar v6.20- DE | 877 | 7576 | Generation Constraint in GWh | FALSE | G | Annual | Allowances Banked | GWh | 0 | 0 | 0 | 0 | 0 | 0 | 0
RPS Solar v6.20- DE | 877 | 7576 | Generation Constraint in GWh | FALSE | G | Annual | Allowances Withdrawn (1:1) | GWh | 0 | 0 | 0 | 0 | 0 | 0 | 0
RPS Solar v6.20- DE | 877 | 7576 | Generation Constraint in GWh | FALSE | G | Annual | Allowances Withdrawn (n:1) | GWh | 0 | 0 | 0 | 0 | 0 | 0 | 0
RPS Solar v6.20- DE | 877 | 7576 | Generation Constraint in GWh | FALSE | G | Annual | Net Emissions Allowance Position | GWh | 21282.693 | 34730.6108 | 55581.8689 | 92794.939 | 94373.8824 | 138811.4874 | 173504.2124
RPS Solar v6.20- DE | 877 | 7576 | Generation Constraint in GWh | FALSE | G | Annual | Fuel Consumed | TBtu | 0 | 0 | 0 | 0 | 0 | 0 | 0
RPS Solar v6.20- DE | 877 | 7576 | Generation Constraint in GWh | FALSE | G | Annual | Heat Rate | MMBtu/MWh | 0 | 0 | 0 | 0 | 0 | 0 | 0
RPS Solar v6.20- DE | 877 | 7576 | Generation Constraint in GWh | FALSE | G | Annual | Generation | TWh | 46.355 | 67.8379 | 108.0873 | 161.2871 | 213.7943 | 288.0887 | 335.426
RPS Solar v6.20- DE | 877 | 7576 | Generation Constraint in GWh | FALSE | G | Annual | Qualifying Generation | TWh | 21.2827 | 34.7306 | 55.5819 | 92.7949 | 94.3739 | 138.8115 | 173.5042
RPS Solar v6.20- DE | 877 | 7576 | Generation Constraint in GWh | FALSE | G | Annual | Rate | lb/MWh | 0 | 0 | 0 | 0 | 0 | 0 | 0
RPS Solar v6.20- DE | 877 | 7576 | Generation Constraint in GWh | FALSE | G | Annual | Constraint Shadow Price | US2019$/MWh | 0 | 0 | 0 | 0 | 0 | 0 | 0
RPS Solar v6.20- IL, MO | 878 | 7580 | Generation Constraint in GWh | FALSE | G | Annual | Seasons Included | Seasons | Winter, WintShld, Summer | Winter, WintShld, Summer | Winter, WintShld, Summer | Winter, WintShld, Summer | Winter, WintShld, Summer | Winter, WintShld, Summer | Winter, WintShld, Summer
RPS Solar v6.20- IL, MO | 878 | 7580 | Generation Constraint in GWh | FALSE | G | Annual | Standard GWh | GWh | 2369.3455 | 2416.01 | 2542.9458 | 2671.125 | 2806.4304 | 2948.5164 | 3086.5232
RPS Solar v6.20- IL, MO | 878 | 7580 | Generation Constraint in GWh | FALSE | G | Annual | Emissions at Affected Plants | GWh | 10802.884 | 19212.5198 | 50167.0403 | 68436.6261 | 118852.5782 | 148068.9844 | 153091.9037
RPS Solar v6.20- IL, MO | 878 | 7580 | Generation Constraint in GWh | FALSE | G | Annual | Allowances Purchased | GWh | 0 | 0 | 0 | 0 | 0 | 0 | 0
RPS Solar v6.20- IL, MO | 878 | 7580 | Generation Constraint in GWh | FALSE | G | Annual | Allowances Sold | GWh | 0 | 0 | 0 | 0 | 0 | 0 | 0
RPS Solar v6.20- IL, MO | 878 | 7580 | Generation Constraint in GWh | FALSE | G | Annual | Allowances Banked | GWh | 0 | 0 | 0 | 0 | 0 | 0 | 0
RPS Solar v6.20- IL, MO | 878 | 7580 | Generation Constraint in GWh | FALSE | G | Annual | Allowances Withdrawn (1:1) | GWh | 0 | 0 | 0 | 0 | 0 | 0 | 0
RPS Solar v6.20- IL, MO | 878 | 7580 | Generation Constraint in GWh | FALSE | G | Annual | Allowances Withdrawn (n:1) | GWh | 0 | 0 | 0 | 0 | 0 | 0 | 0
RPS Solar v6.20- IL, MO | 878 | 7580 | Generation Constraint in GWh | FALSE | G | Annual | Net Emissions Allowance Position | GWh | 10802.884 | 19212.5198 | 50167.0403 | 68436.6261 | 118852.5782 | 148068.9844 | 153091.9037
RPS Solar v6.20- IL, MO | 878 | 7580 | Generation Constraint in GWh | FALSE | G | Annual | Fuel Consumed | TBtu | 0 | 0 | 0 | 0 | 0 | 0 | 0
RPS Solar v6.20- IL, MO | 878 | 7580 | Generation Constraint in GWh | FALSE | G | Annual | Heat Rate | MMBtu/MWh | 0 | 0 | 0 | 0 | 0 | 0 | 0
RPS Solar v6.20- IL, MO | 878 | 7580 | Generation Constraint in GWh | FALSE | G | Annual | Generation | TWh | 10.8029 | 19.2125 | 50.167 | 68.4366 | 118.8526 | 148.069 | 153.0919
RPS Solar v6.20- IL, MO | 878 | 7580 | Generation Constraint in GWh | FALSE | G | Annual | Qualifying Generation | TWh | 10.8029 | 19.2125 | 50.167 | 68.4366 | 118.8526 | 148.069 | 153.0919
RPS Solar v6.20- IL, MO | 878 | 7580 | Generation Constraint in GWh | FALSE | G | Annual | Rate | lb/MWh | 0 | 0 | 0 | 0 | 0 | 0 | 0
RPS Solar v6.20- IL, MO | 878 | 7580 | Generation Constraint in GWh | FALSE | G | Annual | Constraint Shadow Price | US2019$/MWh | 0 | 0 | 0 | 0 | 0 | 0 | 0
RPS Solar v6.20- MA | 879 | 7577 | Generation Constraint in GWh | FALSE | G | Annual | Seasons Included | Seasons | Winter, WintShld, Summer | Winter, WintShld, Summer | Winter, WintShld, Summer | Winter, WintShld, Summer | Winter, WintShld, Summer | Winter, WintShld, Summer | Winter, WintShld, Summer
RPS Solar v6.20- MA | 879 | 7577 | Generation Constraint in GWh | FALSE | G | Annual | Standard GWh | GWh | 120.177 | 131.4368 | 161.3784 | 194.2846 | 229.6812 | 269.2086 | 282.4585
RPS Solar v6.20- MA | 879 | 7577 | Generation Constraint in GWh | FALSE | G | Annual | Emissions at Affected Plants | GWh | 1909.8465 | 1909.8465 | 1909.8465 | 1909.8465 | 1909.8465 | 1909.8465 | 1909.8465
RPS Solar v6.20- MA | 879 | 7577 | Generation Constraint in GWh | FALSE | G | Annual | Allowances Purchased | GWh | 0 | 0 | 0 | 0 | 0 | 0 | 0
RPS Solar v6.20- MA | 879 | 7577 | Generation Constraint in GWh | FALSE | G | Annual | Allowances Sold | GWh | 0 | 0 | 0 | 0 | 0 | 0 | 0
RPS Solar v6.20- MA | 879 | 7577 | Generation Constraint in GWh | FALSE | G | Annual | Allowances Banked | GWh | 0 | 0 | 0 | 0 | 0 | 0 | 0
RPS Solar v6.20- MA | 879 | 7577 | Generation Constraint in GWh | FALSE | G | Annual | Allowances Withdrawn (1:1) | GWh | 0 | 0 | 0 | 0 | 0 | 0 | 0
RPS Solar v6.20- MA | 879 | 7577 | Generation Constraint in GWh | FALSE | G | Annual | Allowances Withdrawn (n:1) | GWh | 0 | 0 | 0 | 0 | 0 | 0 | 0
RPS Solar v6.20- MA | 879 | 7577 | Generation Constraint in GWh | FALSE | G | Annual | Net Emissions Allowance Position | GWh | 1909.8465 | 1909.8465 | 1909.8465 | 1909.8465 | 1909.8465 | 1909.8465 | 1909.8465
RPS Solar v6.20- MA | 879 | 7577 | Generation Constraint in GWh | FALSE | G | Annual | Fuel Consumed | TBtu | 0 | 0 | 0 | 0 | 0 | 0 | 0
RPS Solar v6.20- MA | 879 | 7577 | Generation Constraint in GWh | FALSE | G | Annual | Heat Rate | MMBtu/MWh | 0 | 0 | 0 | 0 | 0 | 0 | 0
RPS Solar v6.20- MA | 879 | 7577 | Generation Constraint in GWh | FALSE | G | Annual | Generation | TWh | 1.9098 | 1.9098 | 1.9098 | 1.9098 | 1.9098 | 1.9098 | 1.9098
RPS Solar v6.20- MA | 879 | 7577 | Generation Constraint in GWh | FALSE | G | Annual | Qualifying Generation | TWh | 1.9098 | 1.9098 | 1.9098 | 1.9098 | 1.9098 | 1.9098 | 1.9098
RPS Solar v6.20- MA | 879 | 7577 | Generation Constraint in GWh | FALSE | G | Annual | Rate | lb/MWh | 0 | 0 | 0 | 0 | 0 | 0 | 0
RPS Solar v6.20- MA | 879 | 7577 | Generation Constraint in GWh | FALSE | G | Annual | Constraint Shadow Price | US2019$/MWh | 0 | 0 | 0 | 0 | 0 | 0 | 0
RPS Solar v6.20- MD | 880 | 7578 | Generation Constraint in GWh | FALSE | G | Annual | Seasons Included | Seasons | Winter, WintShld, Summer | Winter, WintShld, Summer | Winter, WintShld, Summer | Winter, WintShld, Summer | Winter, WintShld, Summer | Winter, WintShld, Summer | Winter, WintShld, Summer
RPS Solar v6.20- MD | 880 | 7578 | Generation Constraint in GWh | FALSE | G | Annual | Standard GWh | GWh | 8659.7192 | 8822.7838 | 9250.0725 | 9744.1727 | 10230.2979 | 10819.5368 | 11361.101
RPS Solar v6.20- MD | 880 | 7578 | Generation Constraint in GWh | FALSE | G | Annual | Emissions at Affected Plants | GWh | 8659.7192 | 8822.7838 | 9250.0725 | 9744.1727 | 10230.2979 | 10819.5368 | 22380.0868
RPS Solar v6.20- MD | 880 | 7578 | Generation Constraint in GWh | FALSE | G | Annual | Allowances Purchased | GWh | 0 | 0 | 0 | 0 | 0 | 0 | 0
RPS Solar v6.20- MD | 880 | 7578 | Generation Constraint in GWh | FALSE | G | Annual | Allowances Sold | GWh | 0 | 0 | 0 | 0 | 0 | 0 | 0
RPS Solar v6.20- MD | 880 | 7578 | Generation Constraint in GWh | FALSE | G | Annual | Allowances Banked | GWh | 0 | 0 | 0 | 0 | 0 | 0 | 0
RPS Solar v6.20- MD | 880 | 7578 | Generation Constraint in GWh | FALSE | G | Annual | Allowances Withdrawn (1:1) | GWh | 0 | 0 | 0 | 0 | 0 | 0 | 0
RPS Solar v6.20- MD | 880 | 7578 | Generation Constraint in GWh | FALSE | G | Annual | Allowances Withdrawn (n:1) | GWh | 0 | 0 | 0 | 0 | 0 | 0 | 0
RPS Solar v6.20- MD | 880 | 7578 | Generation Constraint in GWh | FALSE | G | Annual | Net Emissions Allowance Position | GWh | 8659.7192 | 8822.7838 | 9250.0725 | 9744.1727 | 10230.2979 | 10819.5368 | 22380.0868
RPS Solar v6.20- MD | 880 | 7578 | Generation Constraint in GWh | FALSE | G | Annual | Fuel Consumed | TBtu | 0 | 0 | 0 | 0 | 0 | 0 | 0
RPS Solar v6.20- MD | 880 | 7578 | Generation Constraint in GWh | FALSE | G | Annual | Heat Rate | MMBtu/MWh | 0 | 0 | 0 | 0 | 0 | 0 | 0
RPS Solar v6.20- MD | 880 | 7578 | Generation Constraint in GWh | FALSE | G | Annual | Generation | TWh | 8.6597 | 8.8228 | 9.2501 | 9.7442 | 10.2303 | 10.8195 | 22.3801
RPS Solar v6.20- MD | 880 | 7578 | Generation Constraint in GWh | FALSE | G | Annual | Qualifying Generation | TWh | 8.6597 | 8.8228 | 9.2501 | 9.7442 | 10.2303 | 10.8195 | 22.3801
RPS Solar v6.20- MD | 880 | 7578 | Generation Constraint in GWh | FALSE | G | Annual | Rate | lb/MWh | 0 | 0 | 0 | 0 | 0 | 0 | 0
RPS Solar v6.20- MD | 880 | 7578 | Generation Constraint in GWh | FALSE | G | Annual | Constraint Shadow Price | US2019$/MWh | 40.645 | 25.2337 | 9.4434 | 4.9186 | 3.1451 | 0.36886 | 0
RPS Solar v6.20- MN | 881 | 7579 | Generation Constraint in GWh | FALSE | G | Annual | Seasons Included | Seasons | Winter, WintShld, Summer | Winter, WintShld, Summer | Winter, WintShld, Summer | Winter, WintShld, Summer | Winter, WintShld, Summer | Winter, WintShld, Summer | Winter, WintShld, Summer
RPS Solar v6.20- MN | 881 | 7579 | Generation Constraint in GWh | FALSE | G | Annual | Standard GWh | GWh | 977.0051 | 997.1692 | 1050.158 | 1102.5384 | 1158.9645 | 1217.5754 | 1275.1836
RPS Solar v6.20- MN | 881 | 7579 | Generation Constraint in GWh | FALSE | G | Annual | Emissions at Affected Plants | GWh | 2249.0637 | 5518.7537 | 5518.7537 | 5518.7537 | 5518.7537 | 5518.7537 | 5518.7537
RPS Solar v6.20- MN | 881 | 7579 | Generation Constraint in GWh | FALSE | G | Annual | Allowances Purchased | GWh | 0 | 0 | 0 | 0 | 0 | 0 | 0
RPS Solar v6.20- MN | 881 | 7579 | Generation Constraint in GWh | FALSE | G | Annual | Allowances Sold | GWh | 0 | 0 | 0 | 0 | 0 | 0 | 0
RPS Solar v6.20- MN | 881 | 7579 | Generation Constraint in GWh | FALSE | G | Annual | Allowances Banked | GWh | 0 | 0 | 0 | 0 | 0 | 0 | 0
RPS Solar v6.20- MN | 881 | 7579 | Generation Constraint in GWh | FALSE | G | Annual | Allowances Withdrawn (1:1) | GWh | 0 | 0 | 0 | 0 | 0 | 0 | 0
RPS Solar v6.20- MN | 881 | 7579 | Generation Constraint in GWh | FALSE | G | Annual | Allowances Withdrawn (n:1) | GWh | 0 | 0 | 0 | 0 | 0 | 0 | 0
RPS Solar v6.20- MN | 881 | 7579 | Generation Constraint in GWh | FALSE | G | Annual | Net Emissions Allowance Position | GWh | 2249.0637 | 5518.7537 | 5518.7537 | 5518.7537 | 5518.7537 | 5518.7537 | 5518.7537
RPS Solar v6.20- MN | 881 | 7579 | Generation Constraint in GWh | FALSE | G | Annual | Fuel Consumed | TBtu | 0 | 0 | 0 | 0 | 0 | 0 | 0
RPS Solar v6.20- MN | 881 | 7579 | Generation Constraint in GWh | FALSE | G | Annual | Heat Rate | MMBtu/MWh | 0 | 0 | 0 | 0 | 0 | 0 | 0
RPS Solar v6.20- MN | 881 | 7579 | Generation Constraint in GWh | FALSE | G | Annual | Generation | TWh | 2.2491 | 5.5188 | 5.5188 | 5.5188 | 5.5188 | 5.5188 | 5.5188
RPS Solar v6.20- MN | 881 | 7579 | Generation Constraint in GWh | FALSE | G | Annual | Qualifying Generation | TWh | 2.2491 | 5.5188 | 5.5188 | 5.5188 | 5.5188 | 5.5188 | 5.5188
RPS Solar v6.20- MN | 881 | 7579 | Generation Constraint in GWh | FALSE | G | Annual | Rate | lb/MWh | 0 | 0 | 0 | 0 | 0 | 0 | 0
RPS Solar v6.20- MN | 881 | 7579 | Generation Constraint in GWh | FALSE | G | Annual | Constraint Shadow Price | US2019$/MWh | 0 | 0 | 0 | 0 | 0 | 0 | 0
RPS Solar v6.20- NC 75% limit | 882 | 7583 | Generation Constraint in GWh | FALSE | G | Annual | Seasons Included | Seasons | Winter, WintShld, Summer | Winter, WintShld, Summer | Winter, WintShld, Summer | Winter, WintShld, Summer | Winter, WintShld, Summer | Winter, WintShld, Summer | Winter, WintShld, Summer
RPS Solar v6.20- NC 75% limit | 882 | 7583 | Generation Constraint in GWh | FALSE | G | Annual | Standard GWh | GWh | 121.7248 | 124.4136 | 132.1168 | 140.0121 | 148.6164 | 157.6593 | 166.7634
RPS Solar v6.20- NC 75% limit | 882 | 7583 | Generation Constraint in GWh | FALSE | G | Annual | Emissions at Affected Plants | GWh | 7872.6485 | 7872.6485 | 7872.6485 | 7872.6485 | 7872.6485 | 7872.6485 | 7872.6485
RPS Solar v6.20- NC 75% limit | 882 | 7583 | Generation Constraint in GWh | FALSE | G | Annual | Allowances Purchased | GWh | 0 | 0 | 0 | 0 | 0 | 0 | 0
RPS Solar v6.20- NC 75% limit | 882 | 7583 | Generation Constraint in GWh | FALSE | G | Annual | Allowances Sold | GWh | 0 | 0 | 0 | 0 | 0 | 0 | 0
RPS Solar v6.20- NC 75% limit | 882 | 7583 | Generation Constraint in GWh | FALSE | G | Annual | Allowances Banked | GWh | 0 | 0 | 0 | 0 | 0 | 0 | 0
RPS Solar v6.20- NC 75% limit | 882 | 7583 | Generation Constraint in GWh | FALSE | G | Annual | Allowances Withdrawn (1:1) | GWh | 0 | 0 | 0 | 0 | 0 | 0 | 0
RPS Solar v6.20- NC 75% limit | 882 | 7583 | Generation Constraint in GWh | FALSE | G | Annual | Allowances Withdrawn (n:1) | GWh | 0 | 0 | 0 | 0 | 0 | 0 | 0
RPS Solar v6.20- NC 75% limit | 882 | 7583 | Generation Constraint in GWh | FALSE | G | Annual | Net Emissions Allowance Position | GWh | 7872.6485 | 7872.6485 | 7872.6485 | 7872.6485 | 7872.6485 | 7872.6485 | 7872.6485
RPS Solar v6.20- NC 75% limit | 882 | 7583 | Generation Constraint in GWh | FALSE | G | Annual | Fuel Consumed | TBtu | 0 | 0 | 0 | 0 | 0 | 0 | 0
RPS Solar v6.20- NC 75% limit | 882 | 7583 | Generation Constraint in GWh | FALSE | G | Annual | Heat Rate | MMBtu/MWh | 0 | 0 | 0 | 0 | 0 | 0 | 0
RPS Solar v6.20- NC 75% limit | 882 | 7583 | Generation Constraint in GWh | FALSE | G | Annual | Generation | TWh | 13.5879 | 13.5879 | 18.4453 | 18.4453 | 19.8365 | 61.891 | 91.6732
RPS Solar v6.20- NC 75% limit | 882 | 7583 | Generation Constraint in GWh | FALSE | G | Annual | Qualifying Generation | TWh | 7.8726 | 7.8726 | 7.8726 | 7.8726 | 7.8726 | 7.8726 | 7.8726
RPS Solar v6.20- NC 75% limit | 882 | 7583 | Generation Constraint in GWh | FALSE | G | Annual | Rate | lb/MWh | 0 | 0 | 0 | 0 | 0 | 0 | 0
RPS Solar v6.20- NC 75% limit | 882 | 7583 | Generation Constraint in GWh | FALSE | G | Annual | Constraint Shadow Price | US2019$/MWh | 0 | 0 | 0 | 0 | 0 | 0 | 0
RPS Solar v6.20- NH, MA | 883 | 7581 | Generation Constraint in GWh | FALSE | G | Annual | Seasons Included | Seasons | Winter, WintShld, Summer | Winter, WintShld, Summer | Winter, WintShld, Summer | Winter, WintShld, Summer | Winter, WintShld, Summer | Winter, WintShld, Summer | Winter, WintShld, Summer
RPS Solar v6.20- NH, MA | 883 | 7581 | Generation Constraint in GWh | FALSE | G | Annual | Standard GWh | GWh | 196.8452 | 209.7899 | 244.031 | 281.5059 | 321.4622 | 366.1337 | 384.1541
RPS Solar v6.20- NH, MA | 883 | 7581 | Generation Constraint in GWh | FALSE | G | Annual | Emissions at Affected Plants | GWh | 2571.5659 | 2571.5659 | 4817.4265 | 15374.8614 | 17000.8891 | 28697.3834 | 30420.1998
RPS Solar v6.20- NH, MA | 883 | 7581 | Generation Constraint in GWh | FALSE | G | Annual | Allowances Purchased | GWh | 0 | 0 | 0 | 0 | 0 | 0 | 0
RPS Solar v6.20- NH, MA | 883 | 7581 | Generation Constraint in GWh | FALSE | G | Annual | Allowances Sold | GWh | 0 | 0 | 0 | 0 | 0 | 0 | 0
RPS Solar v6.20- NH, MA | 883 | 7581 | Generation Constraint in GWh | FALSE | G | Annual | Allowances Banked | GWh | 0 | 0 | 0 | 0 | 0 | 0 | 0
RPS Solar v6.20- NH, MA | 883 | 7581 | Generation Constraint in GWh | FALSE | G | Annual | Allowances Withdrawn (1:1) | GWh | 0 | 0 | 0 | 0 | 0 | 0 | 0
RPS Solar v6.20- NH, MA | 883 | 7581 | Generation Constraint in GWh | FALSE | G | Annual | Allowances Withdrawn (n:1) | GWh | 0 | 0 | 0 | 0 | 0 | 0 | 0
RPS Solar v6.20- NH, MA | 883 | 7581 | Generation Constraint in GWh | FALSE | G | Annual | Net Emissions Allowance Position | GWh | 2571.5659 | 2571.5659 | 4817.4265 | 15374.8614 | 17000.8891 | 28697.3834 | 30420.1998
RPS Solar v6.20- NH, MA | 883 | 7581 | Generation Constraint in GWh | FALSE | G | Annual | Fuel Consumed | TBtu | 0 | 0 | 0 | 0 | 0 | 0 | 0
RPS Solar v6.20- NH, MA | 883 | 7581 | Generation Constraint in GWh | FALSE | G | Annual | Heat Rate | MMBtu/MWh | 0 | 0 | 0 | 0 | 0 | 0 | 0
RPS Solar v6.20- NH, MA | 883 | 7581 | Generation Constraint in GWh | FALSE | G | Annual | Generation | TWh | 4.4814 | 4.4814 | 6.7273 | 17.2847 | 18.9107 | 30.6072 | 32.33
RPS Solar v6.20- NH, MA | 883 | 7581 | Generation Constraint in GWh | FALSE | G | Annual | Qualifying Generation | TWh | 2.5716 | 2.5716 | 4.8174 | 15.3749 | 17.0009 | 28.6974 | 30.4202
RPS Solar v6.20- NH, MA | 883 | 7581 | Generation Constraint in GWh | FALSE | G | Annual | Rate | lb/MWh | 0 | 0 | 0 | 0 | 0 | 0 | 0
RPS Solar v6.20- NH, MA | 883 | 7581 | Generation Constraint in GWh | FALSE | G | Annual | Constraint Shadow Price | US2019$/MWh | 0 | 0 | 0 | 0 | 0 | 0 | 0
RPS Solar v6.20- NJ | 884 | 7582 | Generation Constraint in GWh | FALSE | G | Annual | Seasons Included | Seasons | Winter, WintShld, Summer | Winter, WintShld, Summer | Winter, WintShld, Summer | Winter, WintShld, Summer | Winter, WintShld, Summer | Winter, WintShld, Summer | Winter, WintShld, Summer
RPS Solar v6.20- NJ | 884 | 7582 | Generation Constraint in GWh | FALSE | G | Annual | Standard GWh | GWh | 2479.6831 | 1495.0385 | 782.9151 | 826.9847 | 869.4648 | 920.5499 | 967.2839
RPS Solar v6.20- NJ | 884 | 7582 | Generation Constraint in GWh | FALSE | G | Annual | Emissions at Affected Plants | GWh | 1495.0385 | 1495.0385 | 1176.4769 | 1176.4769 | 1176.4769 | 1176.4769 | 1176.4769
RPS Solar v6.20- NJ | 884 | 7582 | Generation Constraint in GWh | FALSE | G | Annual | Allowances Purchased | GWh | 984.6446 | 0 | 0 | 0 | 0 | 0 | 0
RPS Solar v6.20- NJ | 884 | 7582 | Generation Constraint in GWh | FALSE | G | Annual | Allowances Sold | GWh | 0 | 0 | 0 | 0 | 0 | 0 | 0
RPS Solar v6.20- NJ | 884 | 7582 | Generation Constraint in GWh | FALSE | G | Annual | Allowances Banked | GWh | 0 | 0 | 0 | 0 | 0 | 0 | 0
RPS Solar v6.20- NJ | 884 | 7582 | Generation Constraint in GWh | FALSE | G | Annual | Allowances Withdrawn (1:1) | GWh | 0 | 0 | 0 | 0 | 0 | 0 | 0
RPS Solar v6.20- NJ | 884 | 7582 | Generation Constraint in GWh | FALSE | G | Annual | Allowances Withdrawn (n:1) | GWh | 0 | 0 | 0 | 0 | 0 | 0 | 0
RPS Solar v6.20- NJ | 884 | 7582 | Generation Constraint in GWh | FALSE | G | Annual | Net Emissions Allowance Position | GWh | 2479.6831 | 1495.0385 | 1176.4769 | 1176.4769 | 1176.4769 | 1176.4769 | 1176.4769
RPS Solar v6.20- NJ | 884 | 7582 | Generation Constraint in GWh | FALSE | G | Annual | Fuel Consumed | TBtu | 0 | 0 | 0 | 0 | 0 | 0 | 0
RPS Solar v6.20- NJ | 884 | 7582 | Generation Constraint in GWh | FALSE | G | Annual | Heat Rate | MMBtu/MWh | 0 | 0 | 0 | 0 | 0 | 0 | 0
RPS Solar v6.20- NJ | 884 | 7582 | Generation Constraint in GWh | FALSE | G | Annual | Generation | TWh | 1.495 | 1.495 | 1.495 | 1.495 | 1.495 | 1.495 | 1.495
RPS Solar v6.20- NJ | 884 | 7582 | Generation Constraint in GWh | FALSE | G | Annual | Qualifying Generation | TWh | 1.495 | 1.495 | 1.1765 | 1.1765 | 1.1765 | 1.1765 | 1.1765
RPS Solar v6.20- NJ | 884 | 7582 | Generation Constraint in GWh | FALSE | G | Annual | Rate | lb/MWh | 0 | 0 | 0 | 0 | 0 | 0 | 0
RPS Solar v6.20- NJ | 884 | 7582 | Generation Constraint in GWh | FALSE | G | Annual | Constraint Shadow Price | US2019$/MWh | 167.842 | 33.3308 | 0 | 0 | 0 | 0 | 0
RPS Solar v6.20- PA | 885 | 7584 | Generation Constraint in GWh | FALSE | G | Annual | Seasons Included | Seasons | Winter, WintShld, Summer | Winter, WintShld, Summer | Winter, WintShld, Summer | Winter, WintShld, Summer | Winter, WintShld, Summer | Winter, WintShld, Summer | Winter, WintShld, Summer
RPS Solar v6.20- PA | 885 | 7584 | Generation Constraint in GWh | FALSE | G | Annual | Standard GWh | GWh | 758.1192 | 772.5932 | 811.185 | 854.9548 | 898.2463 | 949.3694 | 996.6917
RPS Solar v6.20- PA | 885 | 7584 | Generation Constraint in GWh | FALSE | G | Annual | Emissions at Affected Plants | GWh | 871.9928 | 871.9928 | 871.9928 | 871.9928 | 898.2463 | 949.3694 | 996.6917
RPS Solar v6.20- PA | 885 | 7584 | Generation Constraint in GWh | FALSE | G | Annual | Allowances Purchased | GWh | 0 | 0 | 0 | 0 | 0 | 0 | 0
RPS Solar v6.20- PA | 885 | 7584 | Generation Constraint in GWh | FALSE | G | Annual | Allowances Sold | GWh | 0 | 0 | 0 | 0 | 0 | 0 | 0
RPS Solar v6.20- PA | 885 | 7584 | Generation Constraint in GWh | FALSE | G | Annual | Allowances Banked | GWh | 0 | 0 | 0 | 0 | 0 | 0 | 0
RPS Solar v6.20- PA | 885 | 7584 | Generation Constraint in GWh | FALSE | G | Annual | Allowances Withdrawn (1:1) | GWh | 0 | 0 | 0 | 0 | 0 | 0 | 0
RPS Solar v6.20- PA | 885 | 7584 | Generation Constraint in GWh | FALSE | G | Annual | Allowances Withdrawn (n:1) | GWh | 0 | 0 | 0 | 0 | 0 | 0 | 0
RPS Solar v6.20- PA | 885 | 7584 | Generation Constraint in GWh | FALSE | G | Annual | Net Emissions Allowance Position | GWh | 871.9928 | 871.9928 | 871.9928 | 871.9928 | 898.2463 | 949.3694 | 996.6917
RPS Solar v6.20- PA | 885 | 7584 | Generation Constraint in GWh | FALSE | G | Annual | Fuel Consumed | TBtu | 0 | 0 | 0 | 0 | 0 | 0 | 0
RPS Solar v6.20- PA | 885 | 7584 | Generation Constraint in GWh | FALSE | G | Annual | Heat Rate | MMBtu/MWh | 0 | 0 | 0 | 0 | 0 | 0 | 0
RPS Solar v6.20- PA | 885 | 7584 | Generation Constraint in GWh | FALSE | G | Annual | Generation | TWh | 0.87199 | 0.87199 | 0.87199 | 0.87199 | 0.89825 | 0.94937 | 0.99669
RPS Solar v6.20- PA | 885 | 7584 | Generation Constraint in GWh | FALSE | G | Annual | Qualifying Generation | TWh | 0.87199 | 0.87199 | 0.87199 | 0.87199 | 0.89825 | 0.94937 | 0.99669
RPS Solar v6.20- PA | 885 | 7584 | Generation Constraint in GWh | FALSE | G | Annual | Rate | lb/MWh | 0 | 0 | 0 | 0 | 0 | 0 | 0
RPS Solar v6.20- PA | 885 | 7584 | Generation Constraint in GWh | FALSE | G | Annual | Constraint Shadow Price | US2019$/MWh | 0 | 0 | 0 | 0 | 6.8237 | 3.7601 | 3.2289
RPS v6.20- AZ | 886 | 7585 | Generation Constraint in GWh | FALSE | G | Annual | Seasons Included | Seasons | Winter, WintShld, Summer | Winter, WintShld, Summer | Winter, WintShld, Summer | Winter, WintShld, Summer | Winter, WintShld, Summer | Winter, WintShld, Summer | Winter, WintShld, Summer
RPS v6.20- AZ | 886 | 7585 | Generation Constraint in GWh | FALSE | G | Annual | Standard GWh | GWh | 7774.66 | 7975.7887 | 8513.5827 | 9075.4366 | 9718.5444 | 10402.8552 | 11102.3787
RPS v6.20- AZ | 886 | 7585 | Generation Constraint in GWh | FALSE | G | Annual | Emissions at Affected Plants | GWh | 9279.9619 | 7975.7887 | 16948.3228 | 17312.2643 | 17258.4731 | 33795.2724 | 33795.1272
RPS v6.20- AZ | 886 | 7585 | Generation Constraint in GWh | FALSE | G | Annual | Allowances Purchased | GWh | 0 | 0 | 0 | 0 | 0 | 0 | 0
RPS v6.20- AZ | 886 | 7585 | Generation Constraint in GWh | FALSE | G | Annual | Allowances Sold | GWh | 0 | 0 | 0 | 0 | 0 | 0 | 0
RPS v6.20- AZ | 886 | 7585 | Generation Constraint in GWh | FALSE | G | Annual | Allowances Banked | GWh | 0 | 0 | 0 | 0 | 0 | 0 | 0
RPS v6.20- AZ | 886 | 7585 | Generation Constraint in GWh | FALSE | G | Annual | Allowances Withdrawn (1:1) | GWh | 0 | 0 | 0 | 0 | 0 | 0 | 0
RPS v6.20- AZ | 886 | 7585 | Generation Constraint in GWh | FALSE | G | Annual | Allowances Withdrawn (n:1) | GWh | 0 | 0 | 0 | 0 | 0 | 0 | 0
RPS v6.20- AZ | 886 | 7585 | Generation Constraint in GWh | FALSE | G | Annual | Net Emissions Allowance Position | GWh | 9279.9619 | 7975.7887 | 16948.3228 | 17312.2643 | 17258.4731 | 33795.2724 | 33795.1272
RPS v6.20- AZ | 886 | 7585 | Generation Constraint in GWh | FALSE | G | Annual | Fuel Consumed | TBtu | 7.1474 | 7.1468 | 7.1163 | 7.1126 | 6.5804 | 6.5534 | 6.5503
RPS v6.20- AZ | 886 | 7585 | Generation Constraint in GWh | FALSE | G | Annual | Heat Rate | MMBtu/MWh | 0.60626 | 0.60621 | 0.22561 | 0.22292 | 0.13971 | 0.087879 | 0.084392
RPS v6.20- AZ | 886 | 7585 | Generation Constraint in GWh | FALSE | G | Annual | Generation | TWh | 11.7894 | 11.7894 | 31.543 | 31.907 | 47.0996 | 74.5733 | 77.6183
RPS v6.20- AZ | 886 | 7585 | Generation Constraint in GWh | FALSE | G | Annual | Qualifying Generation | TWh | 9.28 | 7.9758 | 16.9483 | 17.3123 | 17.2585 | 33.7953 | 33.7951
RPS v6.20- AZ | 886 | 7585 | Generation Constraint in GWh | FALSE | G | Annual | Rate | lb/MWh | 0 | 0 | 0 | 0 | 0 | 0 | 0
RPS v6.20- AZ | 886 | 7585 | Generation Constraint in GWh | FALSE | G | Annual | Constraint Shadow Price | US2019$/MWh | 0 | 0 | 0 | 0 | 0 | 0 | 0
RPS v6.20- CA 10% Unbundled | 887 | 7674 | Generation Constraint in GWh | FALSE | G | Annual | Seasons Included | Seasons | Winter, WintShld, Summer | Winter, WintShld, Summer | Winter, WintShld, Summer | Winter, WintShld, Summer | Winter, WintShld, Summer | Winter, WintShld, Summer | Winter, WintShld, Summer
RPS v6.20- CA 10% Unbundled | 887 | 7674 | Generation Constraint in GWh | FALSE | G | Annual | Standard GWh | GWh | 13547.0594 | 15228.4534 | 19932.856 | 25360.8954 | 31398.3935 | 34563.6398 | 36779.7151
RPS v6.20- CA 10% Unbundled | 887 | 7674 | Generation Constraint in GWh | FALSE | G | Annual | Emissions at Affected Plants | GWh | 82966.4615 | 86843.3836 | 113708.8245 | 157884.8233 | 218503.3932 | 252301.5848 | 261009.599
RPS v6.20- CA 10% Unbundled | 887 | 7674 | Generation Constraint in GWh | FALSE | G | Annual | Allowances Purchased | GWh | 0 | 0 | 0 | 0 | 0 | 0 | 0
RPS v6.20- CA 10% Unbundled | 887 | 7674 | Generation Constraint in GWh | FALSE | G | Annual | Allowances Sold | GWh | 0 | 0 | 0 | 0 | 0 | 0 | 0
RPS v6.20- CA 10% Unbundled | 887 | 7674 | Generation Constraint in GWh | FALSE | G | Annual | Allowances Banked | GWh | 0 | 0 | 0 | 0 | 0 | 0 | 0
RPS v6.20- CA 10% Unbundled | 887 | 7674 | Generation Constraint in GWh | FALSE | G | Annual | Allowances Withdrawn (1:1) | GWh | 0 | 0 | 0 | 0 | 0 | 0 | 0
RPS v6.20- CA 10% Unbundled | 887 | 7674 | Generation Constraint in GWh | FALSE | G | Annual | Allowances Withdrawn (n:1) | GWh | 0 | 0 | 0 | 0 | 0 | 0 | 0
RPS v6.20- CA 10% Unbundled | 887 | 7674 | Generation Constraint in GWh | FALSE | G | Annual | Net Emissions Allowance Position | GWh | 82966.4615 | 86843.3836 | 113708.8245 | 157884.8233 | 218503.3932 | 252301.5848 | 261009.599
RPS v6.20- CA 10% Unbundled | 887 | 7674 | Generation Constraint in GWh | FALSE | G | Annual | Fuel Consumed | TBtu | 15.8435 | 15.6677 | 15.3028 | 14.3623 | 14.0481 | 13.6489 | 13.6872
RPS v6.20- CA 10% Unbundled | 887 | 7674 | Generation Constraint in GWh | FALSE | G | Annual | Heat Rate | MMBtu/MWh | 0.06236 | 0.050019 | 0.033932 | 0.02675 | 0.019303 | 0.016201 | 0.015089
RPS v6.20- CA 10% Unbundled | 887 | 7674 | Generation Constraint in GWh | FALSE | G | Annual | Generation | TWh | 254.0661 | 313.2372 | 450.987 | 536.9081 | 727.7802 | 842.469 | 907.117
RPS v6.20- CA 10% Unbundled | 887 | 7674 | Generation Constraint in GWh | FALSE | G | Annual | Qualifying Generation | TWh | 82.9665 | 86.8434 | 113.7088 | 157.8848 | 218.5034 | 252.3016 | 261.0096
RPS v6.20- CA 10% Unbundled | 887 | 7674 | Generation Constraint in GWh | FALSE | G | Annual | Rate | lb/MWh | 0 | 0 | 0 | 0 | 0 | 0 | 0
RPS v6.20- CA 10% Unbundled | 887 | 7674 | Generation Constraint in GWh | FALSE | G | Annual | Constraint Shadow Price | US2019$/MWh | 0 | 0 | 0 | 0 | 0 | 0 | 0
RPS v6.20- CA 15% Bundled | 888 | 7666 | Generation Constraint in GWh | FALSE | G | Annual | Seasons Included | Seasons | Winter, WintShld, Summer | Winter, WintShld, Summer | Winter, WintShld, Summer | Winter, WintShld, Summer | Winter, WintShld, Summer | Winter, WintShld, Summer | Winter, WintShld, Summer
RPS v6.20- CA 15% Bundled | 888 | 7666 | Generation Constraint in GWh | FALSE | G | Annual | Standard GWh | GWh | 20320.5892 | 22842.6801 | 29899.284 | 38041.3431 | 47097.5903 | 51845.4596 | 55169.5726
RPS v6.20- CA 15% Bundled | 888 | 7666 | Generation Constraint in GWh | FALSE | G | Annual | Emissions at Affected Plants | GWh | 61735.2343 | 61659.0325 | 141373.6318 | 160895.5176 | 201280.4569 | 264815.2592 | 294450.5682
RPS v6.20- CA 15% Bundled | 888 | 7666 | Generation Constraint in GWh | FALSE | G | Annual | Allowances Purchased | GWh | 0 | 0 | 0 | 0 | 0 | 0 | 0
RPS v6.20- CA 15% Bundled | 888 | 7666 | Generation Constraint in GWh | FALSE | G | Annual | Allowances Sold | GWh | 0 | 0 | 0 | 0 | 0 | 0 | 0
RPS v6.20- CA 15% Bundled | 888 | 7666 | Generation Constraint in GWh | FALSE | G | Annual | Allowances Banked | GWh | 0 | 0 | 0 | 0 | 0 | 0 | 0
RPS v6.20- CA 15% Bundled | 888 | 7666 | Generation Constraint in GWh | FALSE | G | Annual | Allowances Withdrawn (1:1) | GWh | 0 | 0 | 0 | 0 | 0 | 0 | 0
RPS v6.20- CA 15% Bundled | 888 | 7666 | Generation Constraint in GWh | FALSE | G | Annual | Allowances Withdrawn (n:1) | GWh | 0 | 0 | 0 | 0 | 0 | 0 | 0
RPS v6.20- CA 15% Bundled | 888 | 7666 | Generation Constraint in GWh | FALSE | G | Annual | Net Emissions Allowance Position | GWh | 61735.2343 | 61659.0325 | 141373.6318 | 160895.5176 | 201280.4569 | 264815.2592 | 294450.5682
RPS v6.20- CA 15% Bundled | 888 | 7666 | Generation Constraint in GWh | FALSE | G | Annual | Fuel Consumed | TBtu | 77.6446 | 76.6625 | 74.7146 | 73.6638 | 73.6394 | 71.9464 | 72.4887
RPS v6.20- CA 15% Bundled | 888 | 7666 | Generation Constraint in GWh | FALSE | G | Annual | Heat Rate | MMBtu/MWh | 0.4538 | 0.33862 | 0.22152 | 0.19435 | 0.1446 | 0.12191 | 0.11219
RPS v6.20- CA 15% Bundled | 888 | 7666 | Generation Constraint in GWh | FALSE | G | Annual | Generation | TWh | 171.0997 | 226.3938 | 337.2781 | 379.0233 | 509.2768 | 590.1674 | 646.1074
RPS v6.20- CA 15% Bundled | 888 | 7666 | Generation Constraint in GWh | FALSE | G | Annual | Qualifying Generation | TWh | 61.7352 | 61.659 | 141.3736 | 160.8955 | 201.2805 | 264.8153 | 294.4506
RPS v6.20- CA 15% Bundled | 888 | 7666 | Generation Constraint in GWh | FALSE | G | Annual | Rate | lb/MWh | 0 | 0 | 0 | 0 | 0 | 0 | 0
RPS v6.20- CA 15% Bundled | 888 | 7666 | Generation Constraint in GWh | FALSE | G | Annual | Constraint Shadow Price | US2019$/MWh | 0 | 0 | 0 | 0 | 0 | 0 | 0
RPS v6.20- CO | 889 | 7587 | Generation Constraint in GWh | FALSE | G | Annual | Seasons Included | Seasons | Winter, WintShld, Summer | Winter, WintShld, Summer | Winter, WintShld, Summer | Winter, WintShld, Summer | Winter, WintShld, Summer | Winter, WintShld, Summer | Winter, WintShld, Summer
RPS v6.20- CO | 889 | 7587 | Generation Constraint in GWh | FALSE | G | Annual | Standard GWh | GWh | 13993.6659 | 14389.1875 | 15421.1064 | 16465.1071 | 17666.7843 | 18933.364 | 20235.9338
RPS v6.20- CO | 889 | 7587 | Generation Constraint in GWh | FALSE | G | Annual | Emissions at Affected Plants | GWh | 13993.6659 | 14389.1875 | 15421.1064 | 16465.1071 | 17666.7843 | 18933.364 | 20235.9338
RPS v6.20- CO | 889 | 7587 | Generation Constraint in GWh | FALSE | G | Annual | Allowances Purchased | GWh | 0 | 0 | 0 | 0 | 0 | 0 | 0
RPS v6.20- CO | 889 | 7587 | Generation Constraint in GWh | FALSE | G | Annual | Allowances Sold | GWh | 0 | 0 | 0 | 0 | 0 | 0 | 0
RPS v6.20- CO | 889 | 7587 | Generation Constraint in GWh | FALSE | G | Annual | Allowances Banked | GWh | 0 | 0 | 0 | 0 | 0 | 0 | 0
RPS v6.20- CO | 889 | 7587 | Generation Constraint in GWh | FALSE | G | Annual | Allowances Withdrawn (1:1) | GWh | 0 | 0 | 0 | 0 | 0 | 0 | 0
RPS v6.20- CO | 889 | 7587 | Generation Constraint in GWh | FALSE | G | Annual | Allowances Withdrawn (n:1) | GWh | 0 | 0 | 0 | 0 | 0 | 0 | 0
RPS v6.20- CO | 889 | 7587 | Generation Constraint in GWh | FALSE | G | Annual | Net Emissions Allowance Position | GWh | 13993.6659 | 14389.1875 | 15421.1064 | 16465.1071 | 17666.7843 | 18933.364 | 20235.9338
RPS v6.20- CO | 889 | 7587 | Generation Constraint in GWh | FALSE | G | Annual | Fuel Consumed | TBtu | 0.0063939 | 0.0069463 | 0 | 0 | 0 | 0 | 0
RPS v6.20- CO | 889 | 7587 | Generation Constraint in GWh | FALSE | G | Annual | Heat Rate | MMBtu/MWh | 0.0002901 | 0.00025938 | 0 | 0 | 0 | 0 | 0
RPS v6.20- CO | 889 | 7587 | Generation Constraint in GWh | FALSE | G | Annual | Generation | TWh | 22.0403 | 26.7802 | 44.6421 | 58.4793 | 73.7397 | 90.1585 | 95.9843
RPS v6.20- CO | 889 | 7587 | Generation Constraint in GWh | FALSE | G | Annual | Qualifying Generation | TWh | 13.9937 | 14.3892 | 15.4211 | 16.4651 | 17.6668 | 18.9334 | 20.2359
RPS v6.20- CO | 889 | 7587 | Generation Constraint in GWh | FALSE | G | Annual | Rate | lb/MWh | 0 | 0 | 0 | 0 | 0 | 0 | 0
RPS v6.20- CO | 889 | 7587 | Generation Constraint in GWh | FALSE | G | Annual | Constraint Shadow Price | US2019$/MWh | 0 | 0 | 0 | 0 | 0 | 0 | 0
RPS v6.20- CT, MA, ME, NH, RI, VT | 890 | 7588 | Generation Constraint in GWh | FALSE | G | Annual | Seasons Included | Seasons | Winter, WintShld, Summer | Winter, WintShld, Summer | Winter, WintShld, Summer | Winter, WintShld, Summer | Winter, WintShld, Summer | Winter, WintShld, Summer | Winter, WintShld, Summer
RPS v6.20- CT, MA, ME, NH, RI, VT | 890 | 7588 | Generation Constraint in GWh | FALSE | G | Annual | Standard GWh | GWh | 45474.5839 | 51321.5393 | 60109.9152 | 67131.4669 | 74532.6267 | 82817.6313 | 86899.252
RPS v6.20- CT, MA, ME, NH, RI, VT | 890 | 7588 | Generation Constraint in GWh | FALSE | G | Annual | Emissions at Affected Plants | GWh | 21238.9049 | 51321.5394 | 131990.296 | 225417.2395 | 234263.7556 | 277456.9027 | 309459.6807
RPS v6.20- CT, MA, ME, NH, RI, VT | 890 | 7588 | Generation Constraint in GWh | FALSE | G | Annual | Allowances Purchased | GWh | 24235.6789 | 0 | 0 | 0 | 0 | 0 | 0
RPS v6.20- CT, MA, ME, NH, RI, VT | 890 | 7588 | Generation Constraint in GWh | FALSE | G | Annual | Allowances Sold | GWh | 0 | 0 | 0 | 0 | 0 | 0 | 0
RPS v6.20- CT, MA, ME, NH, RI, VT | 890 | 7588 | Generation Constraint in GWh | FALSE | G | Annual | Allowances Banked | GWh | 0 | 0 | 0 | 0 | 0 | 0 | 0
RPS v6.20- CT, MA, ME, NH, RI, VT | 890 | 7588 | Generation Constraint in GWh | FALSE | G | Annual | Allowances Withdrawn (1:1) | GWh | 0 | 0 | 0 | 0 | 0 | 0 | 0
RPS v6.20- CT, MA, ME, NH, RI, VT | 890 | 7588 | Generation Constraint in GWh | FALSE | G | Annual | Allowances Withdrawn (n:1) | GWh | 0 | 0 | 0 | 0 | 0 | 0 | 0
RPS v6.20- CT, MA, ME, NH, RI, VT | 890 | 7588 | Generation Constraint in GWh | FALSE | G | Annual | Net Emissions Allowance Position | GWh | 45474.5839 | 51321.5394 | 131990.296 | 225417.2395 | 234263.7556 | 277456.9027 | 309459.6807
RPS v6.20- CT, MA, ME, NH, RI, VT | 890 | 7588 | Generation Constraint in GWh | FALSE | G | Annual | Fuel Consumed | TBtu | 12.0771 | 21.8359 | 31.1497 | 29.4471 | 28.6749 | 23.0465 | 25.2181
RPS v6.20- CT, MA, ME, NH, RI, VT | 890 | 7588 | Generation Constraint in GWh | FALSE | G | Annual | Heat Rate | MMBtu/MWh | 0.11801 | 0.17135 | 0.16195 | 0.11541 | 0.10423 | 0.072262 | 0.073942
RPS v6.20- CT, MA, ME, NH, RI, VT | 890 | 7588 | Generation Constraint in GWh | FALSE | G | Annual | Generation | TWh | 102.3408 | 127.433 | 192.3444 | 255.1601 | 275.1213 | 318.9272 | 341.0533
RPS v6.20- CT, MA, ME, NH, RI, VT | 890 | 7588 | Generation Constraint in GWh | FALSE | G | Annual | Qualifying Generation | TWh | 21.2389 | 51.3215 | 131.9903 | 225.4172 | 234.2638 | 277.4569 | 309.4597
RPS v6.20- CT, MA, ME, NH, RI, VT | 890 | 7588 | Generation Constraint in GWh | FALSE | G | Annual | Rate | lb/MWh | 0 | 0 | 0 | 0 | 0 | 0 | 0
RPS v6.20- CT, MA, ME, NH, RI, VT | 890 | 7588 | Generation Constraint in GWh | FALSE | G | Annual | Constraint Shadow Price | US2019$/MWh | 10.624 | 4.0243 | 0 | 0 | 0 | 0 | 0
RPS v6.20- DC, DE, MD, NJ, PA | 891 | 7589 | Generation Constraint in GWh | FALSE | G | Annual | Seasons Included | Seasons | Winter, WintShld, Summer | Winter, WintShld, Summer | Winter, WintShld, Summer | Winter, WintShld, Summer | Winter, WintShld, Summer | Winter, WintShld, Summer | Winter, WintShld, Summer
RPS v6.20- DC, DE, MD, NJ, PA | 891 | 7589 | Generation Constraint in GWh | FALSE | G | Annual | Standard GWh | GWh | 81463.9498 | 90349.4299 | 97352.917 | 102672.6444 | 107864.2276 | 114122.9618 | 119867.2935
RPS v6.20- DC, DE, MD, NJ, PA | 891 | 7589 | Generation Constraint in GWh | FALSE | G | Annual | Emissions at Affected Plants | GWh | 81463.9498 | 90349.4299 | 147574.6442 | 227405.7238 | 327710.0984 | 384976.3187 | 277709.3172
RPS v6.20- DC, DE, MD, NJ, PA | 891 | 7589 | Generation Constraint in GWh | FALSE | G | Annual | Allowances Purchased | GWh | 0 | 0 | 0 | 0 | 0 | 0 | 0
RPS v6.20- DC, DE, MD, NJ, PA | 891 | 7589 | Generation Constraint in GWh | FALSE | G | Annual | Allowances Sold | GWh | 0 | 0 | 0 | 0 | 0 | 0 | 0
RPS v6.20- DC, DE, MD, NJ, PA | 891 | 7589 | Generation Constraint in GWh | FALSE | G | Annual | Allowances Banked | GWh | 0 | 0 | 0 | 0 | 0 | 0 | 0
RPS v6.20- DC, DE, MD, NJ, PA | 891 | 7589 | Generation Constraint in GWh | FALSE | G | Annual | Allowances Withdrawn (1:1) | GWh | 0 | 0 | 0 | 0 | 0 | 0 | 0
RPS v6.20- DC, DE, MD, NJ, PA | 891 | 7589 | Generation Constraint in GWh | FALSE | G | Annual | Allowances Withdrawn (n:1) | GWh | 0 | 0 | 0 | 0 | 0 | 0 | 0
RPS v6.20- DC, DE, MD, NJ, PA | 891 | 7589 | Generation Constraint in GWh | FALSE | G | Annual | Net Emissions Allowance Position | GWh | 81463.9498 | 90349.4299 | 147574.6442 | 227405.7238 | 327710.0984 | 384976.3187 | 277709.3172
RPS v6.20- DC, DE, MD, NJ, PA | 891 | 7589 | Generation Constraint in GWh | FALSE | G | Annual | Fuel Consumed | TBtu | 44.0764 | 27.3712 | 43.7345 | 44.6678 | 44.4054 | 42.0456 | 42.7824
RPS v6.20- DC, DE, MD, NJ, PA | 891 | 7589 | Generation Constraint in GWh | FALSE | G | Annual | Heat Rate | MMBtu/MWh | 0.37302 | 0.18003 | 0.15187 | 0.10333 | 0.079484 | 0.062808 | 0.058045
RPS v6.20- DC, DE, MD, NJ, PA | 891 | 7589 | Generation Constraint in GWh | FALSE | G | Annual | Generation | TWh | 118.1607 | 152.0405 | 287.9675 | 432.2839 | 558.6697 | 669.4284 | 737.053
RPS v6.20- DC, DE, MD, NJ, PA | 891 | 7589 | Generation Constraint in GWh | FALSE | G | Annual | Qualifying Generation | TWh | 81.4639 | 90.3494 | 147.5746 | 227.4057 | 327.7101 | 384.9763 | 277.7093
RPS v6.20- DC, DE, MD, NJ, PA | 891 | 7589 | Generation Constraint in GWh | FALSE | G | Annual | Rate | lb/MWh | 0 | 0 | 0 | 0 | 0 | 0 | 0
RPS v6.20- DC, DE, MD, NJ, PA | 891 | 7589 | Generation Constraint in GWh | FALSE | G | Annual | Constraint Shadow Price | US2019$/MWh | 23.906 | 4.0243 | 0 | 0 | 0 | 0 | 0
RPS v6.20- IA | 892 | 7590 | Generation Constraint in GWh | FALSE | G | Annual | Seasons Included | Seasons | Winter, WintShld, Summer | Winter, WintShld, Summer | Winter, WintShld, Summer | Winter, WintShld, Summer | Winter, WintShld, Summer | Winter, WintShld, Summer | Winter, WintShld, Summer
RPS v6.20- IA | 892 | 7590 | Generation Constraint in GWh | FALSE | G | Annual | Standard GWh | GWh | 295.8 | 295.8 | 295.8 | 295.8 | 295.8 | 295.8 | 309.8616
RPS v6.20- IA | 892 | 7590 | Generation Constraint in GWh | FALSE | G | Annual | Emissions at Affected Plants | GWh | 5218.7955 | 5218.7955 | 40287.116 | 58101.1028 | 83219.4235 | 96602.7089 | 112214.5478
RPS v6.20- IA | 892 | 7590 | Generation Constraint in GWh | FALSE | G | Annual | Allowances Purchased | GWh | 0 | 0 | 0 | 0 | 0 | 0 | 0
RPS v6.20- IA | 892 | 7590 | Generation Constraint in GWh | FALSE | G | Annual | Allowances Sold | GWh | 0 | 0 | 0 | 0 | 0 | 0 | 0
RPS v6.20- IA | 892 | 7590 | Generation Constraint in GWh | FALSE | G | Annual | Allowances Banked | GWh | 0 | 0 | 0 | 0 | 0 | 0 | 0
RPS v6.20- IA | 892 | 7590 | Generation Constraint in GWh | FALSE | G | Annual | Allowances Withdrawn (1:1) | GWh | 0 | 0 | 0 | 0 | 0 | 0 | 0
RPS v6.20- IA | 892 | 7590 | Generation Constraint in GWh | FALSE | G | Annual | Allowances Withdrawn (n:1) | GWh | 0 | 0 | 0 | 0 | 0 | 0 | 0
RPS v6.20- IA | 892 | 7590 | Generation Constraint in GWh | FALSE | G | Annual | Net Emissions Allowance Position | GWh | 5218.7955 | 5218.7955 | 40287.116 | 58101.1028 | 83219.4235 | 96602.7089 | 112214.5478
RPS v6.20- IA | 892 | 7590 | Generation Constraint in GWh | FALSE | G | Annual | Fuel Consumed | TBtu | 2.2373 | 2.2373 | 2.2232 | 2.022 | 1.7207 | 1.4271 | 1.3231
RPS v6.20- IA | 892 | 7590 | Generation Constraint in GWh | FALSE | G | Annual | Heat Rate | MMBtu/MWh | 0.05469 | 0.053979 | 0.035312 | 0.029636 | 0.020631 | 0.014745 | 0.011771
RPS v6.20- IA | 892 | 7590 | Generation Constraint in GWh | FALSE | G | Annual | Generation | TWh | 40.9093 | 41.4481 | 62.9568 | 68.2272 | 83.407 | 96.7903 | 112.4022
RPS v6.20- IA | 892 | 7590 | Generation Constraint in GWh | FALSE | G | Annual | Qualifying Generation | TWh | 5.2188 | 5.2188 | 40.2871 | 58.1011 | 83.2194 | 96.6027 | 112.2145
RPS v6.20- IA | 892 | 7590 | Generation Constraint in GWh | FALSE | G | Annual | Rate | lb/MWh | 0 | 0 | 0 | 0 | 0 | 0 | 0
RPS v6.20- IA | 892 | 7590 | Generation Constraint in GWh | FALSE | G | Annual | Constraint Shadow Price | US2019$/MWh | 0 | 0 | 0 | 0 | 0 | 0 | 0
RPS v6.20- IL | 893 | 7591 | Generation Constraint in GWh | FALSE | G | Annual | Seasons Included | Seasons | Winter, WintShld, Summer | Winter, WintShld, Summer | Winter, WintShld, Summer | Winter, WintShld, Summer | Winter, WintShld, Summer | Winter, WintShld, Summer | Winter, WintShld, Summer
RPS v6.20- IL | 893 | 7591 | Generation Constraint in GWh | FALSE | G | Annual | Standard GWh | GWh | 47320.6117 | 59375.0822 | 70264.2687 | 81968.5459 | 86089.1738 | 90428.0073 | 94639.733
RPS v6.20- IL | 893 | 7591 | Generation Constraint in GWh | FALSE | G | Annual | Emissions at Affected Plants | GWh | 57697.0838 | 87300.9839 | 186494.7907 | 240897.396 | 356596.4246 | 474426.348 | 542517.955
RPS v6.20- IL | 893 | 7591 | Generation Constraint in GWh | FALSE | G | Annual | Allowances Purchased | GWh | 0 | 0 | 0 | 0 | 0 | 0 | 0
RPS v6.20- IL | 893 | 7591 | Generation Constraint in GWh | FALSE | G | Annual | Allowances Sold | GWh | 0 | 0 | 0 | 0 | 0 | 0 | 0
RPS v6.20- IL | 893 | 7591 | Generation Constraint in GWh | FALSE | G | Annual | Allowances Banked | GWh | 0 | 0 | 0 | 0 | 0 | 0 | 0
RPS v6.20- IL | 893 | 7591 | Generation Constraint in GWh | FALSE | G | Annual | Allowances Withdrawn (1:1) | GWh | 0 | 0 | 0 | 0 | 0 | 0 | 0
RPS v6.20- IL | 893 | 7591 | Generation Constraint in GWh | FALSE | G | Annual | Allowances Withdrawn (n:1) | GWh | 0 | 0 | 0 | 0 | 0 | 0 | 0
RPS v6.20- IL | 893 | 7591 | Generation Constraint in GWh | FALSE | G | Annual | Net Emissions Allowance Position | GWh | 57697.0838 | 87300.9839 | 186494.7907 | 240897.396 | 356596.4246 | 474426.348 | 542517.955
RPS v6.20- IL | 893 | 7591 | Generation Constraint in GWh | FALSE | G | Annual | Fuel Consumed | TBtu | 11.7253 | 11.0973 | 20.6232 | 20.3777 | 18.1738 | 15.1675 | 14.5471
RPS v6.20- IL | 893 | 7591 | Generation Constraint in GWh | FALSE | G | Annual | Heat Rate | MMBtu/MWh | 0.11901 | 0.082466 | 0.064712 | 0.047689 | 0.028482 | 0.019331 | 0.016896
RPS v6.20- IL | 893 | 7591 | Generation Constraint in GWh | FALSE | G | Annual | Generation | TWh | 98.5203 | 134.5675 | 318.6918 | 427.3041 | 638.0691 | 784.6419 | 860.9643
RPS v6.20- IL | 893 | 7591 | Generation Constraint in GWh | FALSE | G | Annual | Qualifying Generation | TWh | 57.6971 | 87.301 | 186.4948 | 240.8974 | 356.5964 | 474.4263 | 542.518
RPS v6.20- IL | 893 | 7591 | Generation Constraint in GWh | FALSE | G | Annual | Rate | lb/MWh | 0 | 0 | 0 | 0 | 0 | 0 | 0
RPS v6.20- IL | 893 | 7591 | Generation Constraint in GWh | FALSE | G | Annual | Constraint Shadow Price | US2019$/MWh | 0 | 0 | 0 | 0 | 0 | 0 | 0
RPS v6.20- MI | 894 | 7592 | Generation Constraint in GWh | FALSE | G | Annual | Seasons Included | Seasons | Winter, WintShld, Summer | Winter, WintShld, Summer | Winter, WintShld, Summer | Winter, WintShld, Summer | Winter, WintShld, Summer | Winter, WintShld, Summer | Winter, WintShld, Summer
RPS v6.20- MI | 894 | 7592 | Generation Constraint in GWh | FALSE | G | Annual | Standard GWh | GWh | 37926.2294 | 38689.0889 | 40747.1277 | 42819.0915 | 44984.7181 | 47290.9897 | 49515.296
RPS v6.20- MI | 894 | 7592 | Generation Constraint in GWh | FALSE | G | Annual | Emissions at Affected Plants | GWh | 37926.2294 | 38689.0889 | 75408.4205 | 88856.7551 | 102812.628 | 103099.8276 | 111060.9787
RPS v6.20- MI | 894 | 7592 | Generation Constraint in GWh | FALSE | G | Annual | Allowances Purchased | GWh | 0 | 0 | 0 | 0 | 0 | 0 | 0
RPS v6.20- MI | 894 | 7592 | Generation Constraint in GWh | FALSE | G | Annual | Allowances Sold | GWh | 0 | 0 | 0 | 0 | 0 | 0 | 0
RPS v6.20- MI | 894 | 7592 | Generation Constraint in GWh | FALSE | G | Annual | Allowances Banked | GWh | 0 | 0 | 0 | 0 | 0 | 0 | 0
RPS v6.20- MI | 894 | 7592 | Generation Constraint in GWh | FALSE | G | Annual | Allowances Withdrawn (1:1) | GWh | 0 | 0 | 0 | 0 | 0 | 0 | 0
RPS v6.20- MI | 894 | 7592 | Generation Constraint in GWh | FALSE | G | Annual | Allowances Withdrawn (n:1) | GWh | 0 | 0 | 0 | 0 | 0 | 0 | 0
RPS v6.20- MI | 894 | 7592 | Generation Constraint in GWh | FALSE | G | Annual | Net Emissions Allowance Position | GWh | 37926.2294 | 38689.0889 | 75408.4205 | 88856.7551 | 102812.628 | 103099.8276 | 111060.9787
RPS v6.20- MI | 894 | 7592 | Generation Constraint in GWh | FALSE | G | Annual | Fuel Consumed | TBtu | 14.8454 | 12.3053 | 12.3049 | 12.3036 | 12.2901 | 12.2407 | 12.2322
RPS v6.20- MI | 894 | 7592 | Generation Constraint in GWh | FALSE | G | Annual | Heat Rate | MMBtu/MWh | 0.39143 | 0.31675 | 0.16289 | 0.13051 | 0.11774 | 0.11628 | 0.10987
RPS v6.20- MI | 894 | 7592 | Generation Constraint in GWh | FALSE | G | Annual | Generation | TWh | 37.9262 | 38.8487 | 75.5419 | 94.2704 | 104.3845 | 105.2666 | 111.3286
RPS v6.20- MI | 894 | 7592 | Generation Constraint in GWh | FALSE | G | Annual | Qualifying Generation | TWh | 37.9262 | 38.6891 | 75.4084 | 88.8568 | 102.8126 | 103.0998 | 111.061
RPS v6.20- MI | 894 | 7592 | Generation Constraint in GWh | FALSE | G | Annual | Rate | lb/MWh | 0 | 0 | 0 | 0 | 0 | 0 | 0
RPS v6.20- MI | 894 | 7592 | Generation Constraint in GWh | FALSE | G | Annual | Constraint Shadow Price | US2019$/MWh | 27.84 | 2.1523 | 0 | 0 | 0 | 0 | 0
RPS v6.20- MN | 895 | 7593 | Generation Constraint in GWh | FALSE | G | Annual | Seasons Included | Seasons | Winter, WintShld, Summer | Winter, WintShld, Summer | Winter, WintShld, Summer | Winter, WintShld, Summer | Winter, WintShld, Summer | Winter, WintShld, Summer | Winter, WintShld, Summer
RPS v6.20- MN | 895 | 7593 | Generation Constraint in GWh | FALSE | G | Annual | Standard GWh | GWh | 22734.089 | 23203.2889 | 24436.2955 | 25655.1423 | 26968.1296 | 28331.9573 | 29672.4515
RPS v6.20- MN | 895 | 7593 | Generation Constraint in GWh | FALSE | G | Annual | Emissions at Affected Plants | GWh | 22734.089 | 47831.7207 | 81616.2491 | 88983.0623 | 95833.0833 | 106242.8676 | 106776.5241
RPS v6.20- MN | 895 | 7593 | Generation Constraint in GWh | FALSE | G | Annual | Allowances Purchased | GWh | 0 | 0 | 0 | 0 | 0 | 0 | 0
RPS v6.20- MN | 895 | 7593 | Generation Constraint in GWh | FALSE | G | Annual | Allowances Sold | GWh | 0 | 0 | 0 | 0 | 0 | 0 | 0
RPS v6.20- MN | 895 | 7593 | Generation Constraint in GWh | FALSE | G | Annual | Allowances Banked | GWh | 0 | 0 | 0 | 0 | 0 | 0 | 0
RPS v6.20- MN | 895 | 7593 | Generation Constraint in GWh | FALSE | G | Annual | Allowances Withdrawn (1:1) | GWh | 0 | 0 | 0 | 0 | 0 | 0 | 0
RPS v6.20- MN | 895 | 7593 | Generation Constraint in GWh | FALSE | G | Annual | Allowances Withdrawn (n:1) | GWh | 0 | 0 | 0 | 0 | 0 | 0 | 0
RPS v6.20- MN | 895 | 7593 | Generation Constraint in GWh | FALSE | G | Annual | Net Emissions Allowance Position | GWh | 22734.089 | 47831.7207 | 81616.2491 | 88983.0623 | 95833.0833 | 106242.8676 | 106776.5241
RPS v6.20- MN | 895 | 7593 | Generation Constraint in GWh | FALSE | G | Annual | Fuel Consumed | TBtu | 6.5992 | 2.2076 | 2.1979 | 2.0162 | 1.745 | 1.5127 | 1.4149
RPS v6.20- MN | 895 | 7593 | Generation Constraint in GWh | FALSE | G | Annual | Heat Rate | MMBtu/MWh | 0.29028 | 0.046153 | 0.02693 | 0.022658 | 0.018209 | 0.014239 | 0.013251
RPS v6.20- MN | 895 | 7593 | Generation Constraint in GWh | FALSE | G | Annual | Generation | TWh | 22.7341 | 47.8317 | 81.6162 | 88.9831 | 95.8331 | 106.2429 | 106.7765
RPS v6.20- MN | 895 | 7593 | Generation Constraint in GWh | FALSE | G | Annual | Qualifying Generation | TWh | 22.7341 | 47.8317 | 81.6162 | 88.9831 | 95.8331 | 106.2429 | 106.7765
RPS v6.20- MN | 895 | 7593 | Generation Constraint in GWh | FALSE | G | Annual | Rate | lb/MWh | 0 | 0 | 0 | 0 | 0 | 0 | 0
RPS v6.20- MN | 895 | 7593 | Generation Constraint in GWh | FALSE | G | Annual | Constraint Shadow Price | US2019$/MWh | 8.565 | 0 | 0 | 0 | 0 | 0 | 0
RPS v6.20- MO | 896 | 7594 | Generation Constraint in GWh | FALSE | G | Annual | Seasons Included | Seasons | Winter, WintShld, Summer | Winter, WintShld, Summer | Winter, WintShld, Summer | Winter, WintShld, Summer | Winter, WintShld, Summer | Winter, WintShld, Summer | Winter, WintShld, Summer
RPS v6.20- MO | 896 | 7594 | Generation Constraint in GWh | FALSE | G | Annual | Standard GWh | GWh | 7412.6923 | 7577.7779 | 8032.1388 | 8482.7452 | 8950.2069 | 9427.0485 | 9893.2502
RPS v6.20- MO | 896 | 7594 | Generation Constraint in GWh | FALSE | G | Annual | Emissions at Affected Plants | GWh | 7412.6923 | 7577.7779 | 8032.1388 | 8482.7452 | 8950.2069 | 9427.0485 | 9893.2502
RPS v6.20- MO | 896 | 7594 | Generation Constraint in GWh | FALSE | G | Annual | Allowances Purchased | GWh | 0 | 0 | 0 | 0 | 0 | 0 | 0
RPS v6.20- MO | 896 | 7594 | Generation Constraint in GWh | FALSE | G | Annual | Allowances Sold | GWh | 0 | 0 | 0 | 0 | 0 | 0 | 0
RPS v6.20- MO | 896 | 7594 | Generation Constraint in GWh | FALSE | G | Annual | Allowances Banked | GWh | 0 | 0 | 0 | 0 | 0 | 0 | 0
RPS v6.20- MO | 896 | 7594 | Generation Constraint in GWh | FALSE | G | Annual | Allowances Withdrawn (1:1) | GWh | 0 | 0 | 0 | 0 | 0 | 0 | 0
RPS v6.20- MO | 896 | 7594 | Generation Constraint in GWh | FALSE | G | Annual | Allowances Withdrawn (n:1) | GWh | 0 | 0 | 0 | 0 | 0 | 0 | 0
RPS v6.20- MO | 896 | 7594 | Generation Constraint in GWh | FALSE | G | Annual | Net Emissions Allowance Position | GWh | 7412.6923 | 7577.7779 | 8032.1388 | 8482.7452 | 8950.2069 | 9427.0485 | 9893.2502
RPS v6.20- MO | 896 | 7594 | Generation Constraint in GWh | FALSE | G | Annual | Fuel Consumed | TBtu | 1.0434 | 1.6714 | 0 | 0 | 0 | 0 | 0.0072976
RPS v6.20- MO | 896 | 7594 | Generation Constraint in GWh | FALSE | G | Annual | Heat Rate | MMBtu/MWh | 0.13362 | 0.21405 | 0 | 0 | 0 | 0 | 9.9538e-05
RPS v6.20- MO | 896 | 7594 | Generation Constraint in GWh | FALSE | G | Annual | Generation | TWh | 7.8082 | 7.8082 | 35.1339 | 44.7787 | 50.6155 | 63.6855 | 73.3146
RPS v6.20- MO | 896 | 7594 | Generation Constraint in GWh | FALSE | G | Annual | Qualifying Generation | TWh | 7.4127 | 7.5778 | 8.0321 | 8.4827 | 8.9502 | 9.427 | 9.8933
RPS v6.20- MO | 896 | 7594 | Generation Constraint in GWh | FALSE | G | Annual | Rate | lb/MWh | 0 | 0 | 0 | 0 | 0 | 0 | 0
RPS v6.20- MO | 896 | 7594 | Generation Constraint in GWh | FALSE | G | Annual | Constraint Shadow Price | US2019$/MWh | 0 | 0 | 0 | 0 | 0 | 0 | 0
RPS v6.20- MT | 897 | 7595 | Generation Constraint in GWh | FALSE | G | Annual | Seasons Included | Seasons | Winter, WintShld, Summer | Winter, WintShld, Summer | Winter, WintShld, Summer | Winter, WintShld, Summer | Winter, WintShld, Summer | Winter, WintShld, Summer | Winter, WintShld, Summer
RPS v6.20- MT | 897 | 7595 | Generation Constraint in GWh | FALSE | G | Annual | Standard GWh | GWh | 1352.4873 | 1379.5289 | 1465.16 | 1564.5218 | 1669.035 | 1781.6078 | 1892.0257
RPS v6.20- MT | 897 | 7595 | Generation Constraint in GWh | FALSE | G | Annual | Emissions at Affected Plants | GWh | 3579.1999 | 5802.8614 | 5802.8447 | 5802.6801 | 5802.5532 | 5802.3691 | 5802.3671
RPS v6.20- MT | 897 | 7595 | Generation Constraint in GWh | FALSE | G | Annual | Allowances Purchased | GWh | 0 | 0 | 0 | 0 | 0 | 0 | 0
RPS v6.20- MT | 897 | 7595 | Generation Constraint in GWh | FALSE | G | Annual | Allowances Sold | GWh | 0 | 0 | 0 | 0 | 0 | 0 | 0
RPS v6.20- MT | 897 | 7595 | Generation Constraint in GWh | FALSE | G | Annual | Allowances Banked | GWh | 0 | 0 | 0 | 0 | 0 | 0 | 0
RPS v6.20- MT | 897 | 7595 | Generation Constraint in GWh | FALSE | G | Annual | Allowances Withdrawn (1:1) | GWh | 0 | 0 | 0 | 0 | 0 | 0 | 0
RPS v6.20- MT | 897 | 7595 | Generation Constraint in GWh | FALSE | G | Annual | Allowances Withdrawn (n:1) | GWh | 0 | 0 | 0 | 0 | 0 | 0 | 0
RPS v6.20- MT | 897 | 7595 | Generation Constraint in GWh | FALSE | G | Annual | Net Emissions Allowance Position | GWh | 3579.1999 | 5802.8614 | 5802.8447 | 5802.6801 | 5802.5532 | 5802.3691 | 5802.3671
RPS v6.20- MT | 897 | 7595 | Generation Constraint in GWh | FALSE | G | Annual | Fuel Consumed | TBtu | 0.013034 | 0.013034 | 0.012892 | 0.011491 | 0.010411 | 0.0088439 | 0.0088261
RPS v6.20- MT | 897 | 7595 | Generation Constraint in GWh | FALSE | G | Annual | Heat Rate | MMBtu/MWh | 0.001754 | 0.00135 | 0.00078284 | 0.00042522 | 0.00024583 | 0.00015653 | 0.00015622
RPS v6.20- MT | 897 | 7595 | Generation Constraint in GWh | FALSE | G | Annual | Generation | TWh | 7.431 | 9.6546 | 16.4682 | 27.0242 | 42.3478 | 56.498 | 56.498
RPS v6.20- MT | 897 | 7595 | Generation Constraint in GWh | FALSE | G | Annual | Qualifying Generation | TWh | 3.5792 | 5.8029 | 5.8028 | 5.8027 | 5.8026 | 5.8024 | 5.8024
RPS v6.20- MT | 897 | 7595 | Generation Constraint in GWh | FALSE | G | Annual | Rate | lb/MWh | 0 | 0 | 0 | 0 | 0 | 0 | 0
RPS v6.20- MT | 897 | 7595 | Generation Constraint in GWh | FALSE | G | Annual | Constraint Shadow Price | US2019$/MWh | 0 | 0 | 0 | 0 | 0 | 0 | 0
RPS v6.20- NC 75% limit | 898 | 7602 | Generation Constraint in GWh | FALSE | G | Annual | Seasons Included | Seasons | Winter, WintShld, Summer | Winter, WintShld, Summer | Winter, WintShld, Summer | Winter, WintShld, Summer | Winter, WintShld, Summer | Winter, WintShld, Summer | Winter, WintShld, Summer
RPS v6.20- NC 75% limit | 898 | 7602 | Generation Constraint in GWh | FALSE | G | Annual | Standard GWh | GWh | 6713.8074 | 6877.0225 | 7344.6129 | 7823.8673 | 8346.1574 | 8895.0654 | 9447.6963
RPS v6.20- NC 75% limit | 898 | 7602 | Generation Constraint in GWh | FALSE | G | Annual | Emissions at Affected Plants | GWh | 12397.9673 | 26869.2034 | 30253.5235 | 35343.6128 | 47322.763 | 89300.6972 | 132020.1002
RPS v6.20- NC 75% limit | 898 | 7602 | Generation Constraint in GWh | FALSE | G | Annual | Allowances Purchased | GWh | 0 | 0 | 0 | 0 | 0 | 0 | 0
RPS v6.20- NC 75% limit | 898 | 7602 | Generation Constraint in GWh | FALSE | G | Annual | Allowances Sold | GWh | 0 | 0 | 0 | 0 | 0 | 0 | 0
RPS v6.20- NC 75% limit | 898 | 7602 | Generation Constraint in GWh | FALSE | G | Annual | Allowances Banked | GWh | 0 | 0 | 0 | 0 | 0 | 0 | 0
RPS v6.20- NC 75% limit | 898 | 7602 | Generation Constraint in GWh | FALSE | G | Annual | Allowances Withdrawn (1:1) | GWh | 0 | 0 | 0 | 0 | 0 | 0 | 0
RPS v6.20- NC 75% limit | 898 | 7602 | Generation Constraint in GWh | FALSE | G | Annual | Allowances Withdrawn (n:1) | GWh | 0 | 0 | 0 | 0 | 0 | 0 | 0
RPS v6.20- NC 75% limit | 898 | 7602 | Generation Constraint in GWh | FALSE | G | Annual | Net Emissions Allowance Position | GWh | 12397.9673 | 26869.2034 | 30253.5235 | 35343.6128 | 47322.763 | 89300.6972 | 132020.1002
RPS v6.20- NC 75% limit | 898 | 7602 | Generation Constraint in GWh | FALSE | G | Annual | Fuel Consumed | TBtu | 12.6954 | 12.6844 | 12.6844 | 12.6238 | 12.3498 | 11.609 | 11.5472
RPS v6.20- NC 75% limit | 898 | 7602 | Generation Constraint in GWh | FALSE | G | Annual | Heat Rate | MMBtu/MWh | 0.79258 | 0.42038 | 0.36209 | 0.27984 | 0.22239 | 0.10734 | 0.083717
RPS v6.20- NC 75% limit | 898 | 7602 | Generation Constraint in GWh | FALSE | G | Annual | Generation | TWh | 16.0178 | 30.1735 | 35.0308 | 45.1114 | 55.5313 | 108.1553 | 137.9315
RPS v6.20- NC 75% limit | 898 | 7602 | Generation Constraint in GWh | FALSE | G | Annual | Qualifying Generation | TWh | 12.398 | 26.8692 | 30.2535 | 35.3436 | 47.3228 | 89.3007 | 132.0201
RPS v6.20- NC 75% limit | 898 | 7602 | Generation Constraint in GWh | FALSE | G | Annual | Rate | lb/MWh | 0 | 0 | 0 | 0 | 0 | 0 | 0
RPS v6.20- NC 75% limit | 898 | 7602 | Generation Constraint in GWh | FALSE | G | Annual | Constraint Shadow Price | US2019$/MWh | 0 | 0 | 0 | 0 | 0 | 0 | 0
RPS v6.20- NM | 899 | 7596 | Generation Constraint in GWh | FALSE | G | Annual | Seasons Included | Seasons | Winter, WintShld, Summer | Winter, WintShld, Summer | Winter, WintShld, Summer | Winter, WintShld, Summer | Winter, WintShld, Summer | Winter, WintShld, Summer | Winter, WintShld, Summer
RPS v6.20- NM | 899 | 7596 | Generation Constraint in GWh | FALSE | G | Annual | Standard GWh | GWh | 9827.5284 | 11012.6476 | 15076.5058 | 19610.7824 | 21536.2719 | 23544.655 | 25093.564
RPS v6.20- NM | 899 | 7596 | Generation Constraint in GWh | FALSE | G | Annual | Emissions at Affected Plants | GWh | 21359.6254 | 22802.0635 | 27809.3174 | 28172.1453 | 28172.3638 | 28172.1939 | 28172.1453
RPS v6.20- NM | 899 | 7596 | Generation Constraint in GWh | FALSE | G | Annual | Allowances Purchased | GWh | 0 | 0 | 0 | 0 | 0 | 0 | 0
RPS v6.20- NM | 899 | 7596 | Generation Constraint in GWh | FALSE | G | Annual | Allowances Sold | GWh | 0 | 0 | 0 | 0 | 0 | 0 | 0
RPS v6.20- NM | 899 | 7596 | Generation Constraint in GWh | FALSE | G | Annual | Allowances Banked | GWh | 0 | 0 | 0 | 0 | 0 | 0 | 0
RPS v6.20- NM | 899 | 7596 | Generation Constraint in GWh | FALSE | G | Annual | Allowances Withdrawn (1:1) | GWh | 0 | 0 | 0 | 0 | 0 | 0 | 0
RPS v6.20- NM | 899 | 7596 | Generation Constraint in GWh | FALSE | G | Annual | Allowances Withdrawn (n:1) | GWh | 0 | 0 | 0 | 0 | 0 | 0 | 0
RPS v6.20- NM | 899 | 7596 | Generation Constraint in GWh | FALSE | G | Annual | Net Emissions Allowance Position | GWh | 21359.6254 | 22802.0635 | 27809.3174 | 28172.1453 | 28172.3638 | 28172.1939 | 28172.1453
RPS v6.20- NM | 899 | 7596 | Generation Constraint in GWh | FALSE | G | Annual | Fuel Consumed | TBtu | 0 | 0.0058961 | 0 | 0 | 0.0029501 | 0.0006562 | 0
RPS v6.20- NM | 899 | 7596 | Generation Constraint in GWh | FALSE | G | Annual | Heat Rate | MMBtu/MWh | 0 | 0.00020773 | 0 | 0 | 5.7269e-05 | 1.2739e-05 | 0
RPS v6.20- NM | 899 | 7596 | Generation Constraint in GWh | FALSE | G | Annual | Generation | TWh | 26.9414 | 28.3834 | 33.3909 | 42.9424 | 51.513 | 51.5128 | 54.2901
RPS v6.20- NM | 899 | 7596 | Generation Constraint in GWh | FALSE | G | Annual | Qualifying Generation | TWh | 21.3596 | 22.8021 | 27.8093 | 28.1721 | 28.1724 | 28.1722 | 28.1721
RPS v6.20- NM | 899 | 7596 | Generation Constraint in GWh | FALSE | G | Annual | Rate | lb/MWh | 0 | 0 | 0 | 0 | 0 | 0 | 0
RPS v6.20- NM | 899 | 7596 | Generation Constraint in GWh | FALSE | G | Annual | Constraint Shadow Price | US2019$/MWh | 0 | 0 | 0 | 0 | 0 | 0 | 0
RPS v6.20- NV | 900 | 7597 | Generation Constraint in GWh | FALSE | G | Annual | Seasons Included | Seasons | Winter, WintShld, Summer | Winter, WintShld, Summer | Winter, WintShld, Summer | Winter, WintShld, Summer | Winter, WintShld, Summer | Winter, WintShld, Summer | Winter, WintShld, Summer
RPS v6.20- NV | 900 | 7597 | Generation Constraint in GWh | FALSE | G | Annual | Standard GWh | GWh | 13362.2054 | 16353.6164 | 17530.3063 | 18730.9586 | 20124.3019 | 21588.3309 | 23105.6354
RPS v6.20- NV | 900 | 7597 | Generation Constraint in GWh | FALSE | G | Annual | Emissions at Affected Plants | GWh | 13362.2054 | 16353.6164 | 17530.3063 | 18730.9586 | 20124.3019 | 21588.3309 | 23105.6354
RPS v6.20- NV | 900 | 7597 | Generation Constraint in GWh | FALSE | G | Annual | Allowances Purchased | GWh | 0 | 0 | 0 | 0 | 0 | 0 | 0
RPS v6.20- NV | 900 | 7597 | Generation Constraint in GWh | FALSE | G | Annual | Allowances Sold | GWh | 0 | 0 | 0 | 0 | 0 | 0 | 0
RPS v6.20- NV | 900 | 7597 | Generation Constraint in GWh | FALSE | G | Annual | Allowances Banked | GWh | 0 | 0 | 0 | 0 | 0 | 0 | 0
RPS v6.20- NV | 900 | 7597 | Generation Constraint in GWh | FALSE | G | Annual | Allowances Withdrawn (1:1) | GWh | 0 | 0 | 0 | 0 | 0 | 0 | 0
RPS v6.20- NV | 900 | 7597 | Generation Constraint in GWh | FALSE | G | Annual | Allowances Withdrawn (n:1) | GWh | 0 | 0 | 0 | 0 | 0 | 0 | 0
RPS v6.20- NV | 900 | 7597 | Generation Constraint in GWh | FALSE | G | Annual | Net Emissions Allowance Position | GWh | 13362.2054 | 16353.6164 | 17530.3063 | 18730.9586 | 20124.3019 | 21588.3309 | 23105.6354
RPS v6.20- NV | 900 | 7597 | Generation Constraint in GWh | FALSE | G | Annual | Fuel Consumed | TBtu | 12.9066 | 26.2043 | 26.8024 | 27.3193 | 24.6363 | 1.2503 | 1.1722
RPS v6.20- NV | 900 | 7597 | Generation Constraint in GWh | FALSE | G | Annual | Heat Rate | MMBtu/MWh | 0.54983 | 1.1164 | 1.0148 | 0.99319 | 0.83562 | 0.025031 | 0.021862
RPS v6.20- NV | 900 | 7597 | Generation Constraint in GWh | FALSE | G | Annual | Generation | TWh | 23.4737 | 23.4711 | 26.4108 | 27.5066 | 29.4826 | 49.951 | 53.6169
RPS v6.20- NV | 900 | 7597 | Generation Constraint in GWh | FALSE | G | Annual | Qualifying Generation | TWh | 13.3622 | 16.3536 | 17.5303 | 18.731 | 20.1243 | 21.5883 | 23.1056
RPS v6.20- NV | 900 | 7597 | Generation Constraint in GWh | FALSE | G | Annual | Rate | lb/MWh | 0 | 0 | 0 | 0 | 0 | 0 | 0
RPS v6.20- NV | 900 | 7597 | Generation Constraint in GWh | FALSE | G | Annual | Constraint Shadow Price | US2019$/MWh | 0 | 0 | 0 | 0 | 0 | 0 | 0
RPS v6.20- NY | 901 | 7598 | Generation Constraint in GWh | FALSE | G | Annual | Seasons Included | Seasons | Winter, WintShld, Summer | Winter, WintShld, Summer | Winter, WintShld, Summer | Winter, WintShld, Summer | Winter, WintShld, Summer | Winter, WintShld, Summer | Winter, WintShld, Summer
RPS v6.20- NY | 901 | 7598 | Generation Constraint in GWh | FALSE | G | Annual | Standard GWh | GWh | 89461.3034 | 103865.8279 | 107829.5862 | 113071.4268 | 117848.2638 | 124554.1557 | 130239.5387
RPS v6.20- NY | 901 | 7598 | Generation Constraint in GWh | FALSE | G | Annual | Emissions at Affected Plants | GWh | 89461.3034 | 103865.8279 | 107829.5862 | 113071.4268 | 117848.2638 | 124554.1557 | 130239.5387
RPS v6.20- NY | 901 | 7598 | Generation Constraint in GWh | FALSE | G | Annual | Allowances Purchased | GWh | 0 | 0 | 0 | 0 | 0 | 0 | 0
RPS v6.20- NY | 901 | 7598 | Generation Constraint in GWh | FALSE | G | Annual | Allowances Sold | GWh | 0 | 0 | 0 | 0 | 0 | 0 | 0
RPS v6.20- NY | 901 | 7598 | Generation Constraint in GWh | FALSE | G | Annual | Allowances Banked | GWh | 0 | 0 | 0 | 0 | 0 | 0 | 0
RPS v6.20- NY | 901 | 7598 | Generation Constraint in GWh | FALSE | G | Annual | Allowances Withdrawn (1:1) | GWh | 0 | 0 | 0 | 0 | 0 | 0 | 0
RPS v6.20- NY | 901 | 7598 | Generation Constraint in GWh | FALSE | G | Annual | Allowances Withdrawn (n:1) | GWh | 0 | 0 | 0 | 0 | 0 | 0 | 0
RPS v6.20- NY | 901 | 7598 | Generation Constraint in GWh | FALSE | G | Annual | Net Emissions Allowance Position | GWh | 89461.3034 | 103865.8279 | 107829.5862 | 113071.4268 | 117848.2638 | 124554.1557 | 130239.5387
RPS v6.20- NY | 901 | 7598 | Generation Constraint in GWh | FALSE | G | Annual | Fuel Consumed | TBtu | 33.7098 | 25.1994 | 0.13506 | 0.069635 | 0.27923 | 0.073351 | 0.06059
RPS v6.20- NY | 901 | 7598 | Generation Constraint in GWh | FALSE | G | Annual | Heat Rate | MMBtu/MWh | 0.17755 | 0.10215 | 0.00030081 | 0.0001063 | 0.00034857 | 7.6849e-05 | 5.8065e-05
RPS v6.20- NY | 901 | 7598 | Generation Constraint in GWh | FALSE | G | Annual | Generation | TWh | 189.8636 | 246.6965 | 449.0019 | 655.0548 | 801.0616 | 954.4832 | 1043.475
RPS v6.20- NY | 901 | 7598 | Generation Constraint in GWh | FALSE | G | Annual | Qualifying Generation | TWh | 89.4613 | 103.8658 | 107.8296 | 113.0714 | 117.8483 | 124.5542 | 130.2395
RPS v6.20- NY | 901 | 7598 | Generation Constraint in GWh | FALSE | G | Annual | Rate | lb/MWh | 0 | 0 | 0 | 0 | 0 | 0 | 0
RPS v6.20- NY | 901 | 7598 | Generation Constraint in GWh | FALSE | G | Annual | Constraint Shadow Price | US2019$/MWh | 23.906 | 4.0243 | 0 | 0 | 0 | 0 | 0
RPS v6.20- OH 50% limit | 902 | 7603 | Generation Constraint in GWh | FALSE | G | Annual | Seasons Included | Seasons | Winter, WintShld, Summer | Winter, WintShld, Summer | Winter, WintShld, Summer | Winter, WintShld, Summer | Winter, WintShld, Summer | Winter, WintShld, Summer | Winter, WintShld, Summer
RPS v6.20- OH 50% limit | 902 | 7603 | Generation Constraint in GWh | FALSE | G | Annual | Standard GWh | GWh | 6388.1161 | 6514.2514 | 6854.0681 | 7202.6318 | 7568.7013 | 7953.8328 | 8329.0143
RPS v6.20- OH 50% limit | 902 | 7603 | Generation Constraint in GWh | FALSE | G | Annual | Emissions at Affected Plants | GWh | 6388.1161 | 6514.2514 | 6854.0681 | 7202.6318 | 7568.7013 | 7953.8328 | 22217.0052
RPS v6.20- OH 50% limit | 902 | 7603 | Generation Constraint in GWh | FALSE | G | Annual | Allowances Purchased | GWh | 0 | 0 | 0 | 0 | 0 | 0 | 0
RPS v6.20- OH 50% limit | 902 | 7603 | Generation Constraint in GWh | FALSE | G | Annual | Allowances Sold | GWh | 0 | 0 | 0 | 0 | 0 | 0 | 0
RPS v6.20- OH 50% limit | 902 | 7603 | Generation Constraint in GWh | FALSE | G | Annual | Allowances Banked | GWh | 0 | 0 | 0 | 0 | 0 | 0 | 0
RPS v6.20- OH 50% limit | 902 | 7603 | Generation Constraint in GWh | FALSE | G | Annual | Allowances Withdrawn (1:1) | GWh | 0 | 0 | 0 | 0 | 0 | 0 | 0
RPS v6.20- OH 50% limit | 902 | 7603 | Generation Constraint in GWh | FALSE | G | Annual | Allowances Withdrawn (n:1) | GWh | 0 | 0 | 0 | 0 | 0 | 0 | 0
RPS v6.20- OH 50% limit | 902 | 7603 | Generation Constraint in GWh | FALSE | G | Annual | Net Emissions Allowance Position | GWh | 6388.1161 | 6514.2514 | 6854.0681 | 7202.6318 | 7568.7013 | 7953.8328 | 22217.0052
RPS v6.20- OH 50% limit | 902 | 7603 | Generation Constraint in GWh | FALSE | G | Annual | Fuel Consumed | TBtu | 1.895 | 1.8561 | 0.76391 | 0 | 0 | 0 | 0
RPS v6.20- OH 50% limit | 902 | 7603 | Generation Constraint in GWh | FALSE | G | Annual | Heat Rate | MMBtu/MWh | 0.20462 | 0.20155 | 0.069834 | 0 | 0 | 0 | 0
RPS v6.20- OH 50% limit | 902 | 7603 | Generation Constraint in GWh | FALSE | G | Annual | Generation | TWh | 9.2612 | 9.2089 | 10.9388 | 26.0735 | 49.8478 | 59.7881 | 59.7874
RPS v6.20- OH 50% limit | 902 | 7603 | Generation Constraint in GWh | FALSE | G | Annual | Qualifying Generation | TWh | 6.3881 | 6.5143 | 6.8541 | 7.2026 | 7.5687 | 7.9538 | 22.217
RPS v6.20- OH 50% limit | 902 | 7603 | Generation Constraint in GWh | FALSE | G | Annual | Rate | lb/MWh | 0 | 0 | 0 | 0 | 0 | 0 | 0
RPS v6.20- OH 50% limit | 902 | 7603 | Generation Constraint in GWh | FALSE | G | Annual | Constraint Shadow Price | US2019$/MWh | 23.906 | 4.0243 | 0 | 0 | 0 | 0 | 0
RPS v6.20- OR,WA | 903 | 7600 | Generation Constraint in GWh | FALSE | G | Annual | Seasons Included | Seasons | Winter, WintShld, Summer | Winter, WintShld, Summer | Winter, WintShld, Summer | Winter, WintShld, Summer | Winter, WintShld, Summer | Winter, WintShld, Summer | Winter, WintShld, Summer
RPS v6.20- OR,WA | 903 | 7600 | Generation Constraint in GWh | FALSE | G | Annual | Standard GWh | GWh | 22946.0299 | 26433.508 | 32491.1926 | 37447.3663 | 40794.327 | 43561.8003 | 46290.9195
RPS v6.20- OR,WA | 903 | 7600 | Generation Constraint in GWh | FALSE | G | Annual | Emissions at Affected Plants | GWh | 22946.0299 | 26433.508 | 32491.1926 | 37447.3663 | 40794.327 | 43561.8003 | 46290.9195
RPS v6.20- OR,WA | 903 | 7600 | Generation Constraint in GWh | FALSE | G | Annual | Allowances Purchased | GWh | 0 | 0 | 0 | 0 | 0 | 0 | 0
RPS v6.20- OR,WA | 903 | 7600 | Generation Constraint in GWh | FALSE | G | Annual | Allowances Sold | GWh | 0 | 0 | 0 | 0 | 0 | 0 | 0
RPS v6.20- OR,WA | 903 | 7600 | Generation Constraint in GWh | FALSE | G | Annual | Allowances Banked | GWh | 0 | 0 | 0 | 0 | 0 | 0 | 0
RPS v6.20- OR,WA | 903 | 7600 | Generation Constraint in GWh | FALSE | G | Annual | Allowances Withdrawn (1:1) | GWh | 0 | 0 | 0 | 0 | 0 | 0 | 0
RPS v6.20- OR,WA | 903 | 7600 | Generation Constraint in GWh | FALSE | G | Annual | Allowances Withdrawn (n:1) | GWh | 0 | 0 | 0 | 0 | 0 | 0 | 0
RPS v6.20- OR,WA | 903 | 7600 | Generation Constraint in GWh | FALSE | G | Annual | Net Emissions Allowance Position | GWh | 22946.0299 | 26433.508 | 32491.1926 | 37447.3663 | 40794.327 | 43561.8003 | 46290.9195
RPS v6.20- OR,WA | 903 | 7600 | Generation Constraint in GWh | FALSE | G | Annual | Fuel Consumed | TBtu | 0 | 0 | 3.0784 | 0 | 0 | 0.042172 | 0
RPS v6.20- OR,WA | 903 | 7600 | Generation Constraint in GWh | FALSE | G | Annual | Heat Rate | MMBtu/MWh | 0 | 0 | 0.087604 | 0 | 0 | 0.00051083 | 0
RPS v6.20- OR,WA | 903 | 7600 | Generation Constraint in GWh | FALSE | G | Annual | Generation | TWh | 31.1469 | 31.0734 | 35.1398 | 49.4341 | 69.3683 | 82.5548 | 93.4815
RPS v6.20- OR,WA | 903 | 7600 | Generation Constraint in GWh | FALSE | G | Annual | Qualifying Generation | TWh | 22.946 | 26.4335 | 32.4912 | 37.4474 | 40.7943 | 43.5618 | 46.2909
RPS v6.20- OR,WA | 903 | 7600 | Generation Constraint in GWh | FALSE | G | Annual | Rate | lb/MWh | 0 | 0 | 0 | 0 | 0 | 0 | 0
RPS v6.20- OR,WA | 903 | 7600 | Generation Constraint in GWh | FALSE | G | Annual | Constraint Shadow Price | US2019$/MWh | 0 | 0 | 0 | 0 | 0 | 0 | 0
RPS v6.20- TX | 904 | 7599 | Generation Constraint in GWh | FALSE | G | Annual | Seasons Included | Seasons | Winter, WintShld, Summer | Winter, WintShld, Summer | Winter, WintShld, Summer | Winter, WintShld, Summer | Winter, WintShld, Summer | Winter, WintShld, Summer | Winter, WintShld, Summer
RPS v6.20- TX | 904 | 7599 | Generation Constraint in GWh | FALSE | G | Annual | Standard GWh | GWh | 18028.08 | 18028.08 | 18028.08 | 18028.08 | 18028.08 | 18028.08 | 19089.9238
RPS v6.20- TX | 904 | 7599 | Generation Constraint in GWh | FALSE | G | Annual | Emissions at Affected Plants | GWh | 200069.484 | 278151.8861 | 409621.2797 | 457796.9909 | 545270.8671 | 614199.0639 | 664869.8382
RPS v6.20- TX | 904 | 7599 | Generation Constraint in GWh | FALSE | G | Annual | Allowances Purchased | GWh | 0 | 0 | 0 | 0 | 0 | 0 | 0
RPS v6.20- TX | 904 | 7599 | Generation Constraint in GWh | FALSE | G | Annual | Allowances Sold | GWh | 0 | 0 | 0 | 0 | 0 | 0 | 0
RPS v6.20- TX | 904 | 7599 | Generation Constraint in GWh | FALSE | G | Annual | Allowances Banked | GWh | 0 | 0 | 0 | 0 | 0 | 0 | 0
RPS v6.20- TX | 904 | 7599 | Generation Constraint in GWh | FALSE | G | Annual | Allowances Withdrawn (1:1) | GWh | 0 | 0 | 0 | 0 | 0 | 0 | 0
RPS v6.20- TX | 904 | 7599 | Generation Constraint in GWh | FALSE | G | Annual | Allowances Withdrawn (n:1) | GWh | 0 | 0 | 0 | 0 | 0 | 0 | 0
RPS v6.20- TX | 904 | 7599 | Generation Constraint in GWh | FALSE | G | Annual | Net Emissions Allowance Position | GWh | 200069.484 | 278151.8861 | 409621.2797 | 457796.9909 | 545270.8671 | 614199.0639 | 664869.8382
RPS v6.20- TX | 904 | 7599 | Generation Constraint in GWh | FALSE | G | Annual | Fuel Consumed | TBtu | 6.7365 | 6.7227 | 6.6378 | 5.4847 | 4.1395 | 3.8504 | 3.6206
RPS v6.20- TX | 904 | 7599 | Generation Constraint in GWh | FALSE | G | Annual | Heat Rate | MMBtu/MWh | 0.033664 | 0.024166 | 0.016203 | 0.011921 | 0.0075598 | 0.0062457 | 0.0054268
RPS v6.20- TX | 904 | 7599 | Generation Constraint in GWh | FALSE | G | Annual | Generation | TWh | 200.1106 | 278.193 | 409.6623 | 460.0945 | 547.5683 | 616.4964 | 667.1672
RPS v6.20- TX | 904 | 7599 | Generation Constraint in GWh | FALSE | G | Annual | Qualifying Generation | TWh | 200.0695 | 278.1519 | 409.6213 | 457.797 | 545.2709 | 614.1991 | 664.8698
RPS v6.20- TX | 904 | 7599 | Generation Constraint in GWh | FALSE | G | Annual | Rate | lb/MWh | 0 | 0 | 0 | 0 | 0 | 0 | 0
RPS v6.20- TX | 904 | 7599 | Generation Constraint in GWh | FALSE | G | Annual | Constraint Shadow Price | US2019$/MWh | 0 | 0 | 0 | 0 | 0 | 0 | 0
RPS v6.20- VA | 905 | 7654 | Generation Constraint in GWh | FALSE | G | Annual | Seasons Included | Seasons | Winter, WintShld, Summer | Winter, WintShld, Summer | Winter, WintShld, Summer | Winter, WintShld, Summer | Winter, WintShld, Summer | Winter, WintShld, Summer | Winter, WintShld, Summer
RPS v6.20- VA | 905 | 7654 | Generation Constraint in GWh | FALSE | G | Annual | Standard GWh | GWh | 26765.3304 | 32422.7259 | 50394.1343 | 73190.9466 | 99196.9719 | 110519.5762 | 118325.869
RPS v6.20- VA | 905 | 7654 | Generation Constraint in GWh | FALSE | G | Annual | Emissions at Affected Plants | GWh | 26765.3304 | 32422.7259 | 90990.7858 | 105762.05 | 120757.1978 | 129183.7677 | 219705.9782
RPS v6.20- VA | 905 | 7654 | Generation Constraint in GWh | FALSE | G | Annual | Allowances Purchased | GWh | 0 | 0 | 0 | 0 | 0 | 0 | 0
RPS v6.20- VA | 905 | 7654 | Generation Constraint in GWh | FALSE | G | Annual | Allowances Sold | GWh | 0 | 0 | 0 | 0 | 0 | 0 | 0
RPS v6.20- VA | 905 | 7654 | Generation Constraint in GWh | FALSE | G | Annual | Allowances Banked | GWh | 0 | 0 | 0 | 0 | 0 | 0 | 0
RPS v6.20- VA | 905 | 7654 | Generation Constraint in GWh | FALSE | G | Annual | Allowances Withdrawn (1:1) | GWh | 0 | 0 | 0 | 0 | 0 | 0 | 0
RPS v6.20- VA | 905 | 7654 | Generation Constraint in GWh | FALSE | G | Annual | Allowances Withdrawn (n:1) | GWh | 0 | 0 | 0 | 0 | 0 | 0 | 0
RPS v6.20- VA | 905 | 7654 | Generation Constraint in GWh | FALSE | G | Annual | Net Emissions Allowance Position | GWh | 26765.3304 | 32422.7259 | 90990.7858 | 105762.05 | 120757.1978 | 129183.7677 | 219705.9782
RPS v6.20- VA | 905 | 7654 | Generation Constraint in GWh | FALSE | G | Annual | Fuel Consumed | TBtu | 86.3094 | 87.0656 | 86.377 | 86.3086 | 86.3834 | 86.311 | 86.3069
RPS v6.20- VA | 905 | 7654 | Generation Constraint in GWh | FALSE | G | Annual | Heat Rate | MMBtu/MWh | 0.87993 | 0.67738 | 0.332 | 0.23085 | 0.17581 | 0.14551 | 0.13415
RPS v6.20- VA | 905 | 7654 | Generation Constraint in GWh | FALSE | G | Annual | Generation | TWh | 98.087 | 128.5325 | 260.1697 | 373.869 | 491.3326 | 593.1783 | 643.3593
RPS v6.20- VA | 905 | 7654 | Generation Constraint in GWh | FALSE | G | Annual | Qualifying Generation | TWh | 26.7653 | 32.4227 | 90.9908 | 105.7621 | 120.7572 | 129.1838 | 219.706
RPS v6.20- VA | 905 | 7654 | Generation Constraint in GWh | FALSE | G | Annual | Rate | lb/MWh | 0 | 0 | 0 | 0 | 0 | 0 | 0
RPS v6.20- VA | 905 | 7654 | Generation Constraint in GWh | FALSE | G | Annual | Constraint Shadow Price | US2019$/MWh | 23.906 | 4.0243 | 0 | 0 | 0 | 0 | 0
RPS v6.20- VA - Phase II | 906 | 7655 | Generation Constraint in GWh | FALSE | G | Annual | Seasons Included | Seasons | Winter, WintShld, Summer | Winter, WintShld, Summer | Winter, WintShld, Summer | Winter, WintShld, Summer | Winter, WintShld, Summer | Winter, WintShld, Summer | Winter, WintShld, Summer
RPS v6.20- VA - Phase II | 906 | 7655 | Generation Constraint in GWh | FALSE | G | Annual | Standard GWh | GWh | 17637.7875 | 21193.3755 | 32762.2048 | 47088.9343 | 64072.7162 | 68992.4307 | 73865.5503
RPS v6.20- VA - Phase II | 906 | 7655 | Generation Constraint in GWh | FALSE | G | Annual | Emissions at Affected Plants | GWh | 25150.9776 | 38577.0362 | 70162.704 | 91289.3124 | 91476.8879 | 109970.1517 | 110896.5362
RPS v6.20- VA - Phase II | 906 | 7655 | Generation Constraint in GWh | FALSE | G | Annual | Allowances Purchased | GWh | 0 | 0 | 0 | 0 | 0 | 0 | 0
RPS v6.20- VA - Phase II | 906 | 7655 | Generation Constraint in GWh | FALSE | G | Annual | Allowances Sold | GWh | 0 | 0 | 0 | 0 | 0 | 0 | 0
RPS v6.20- VA - Phase II | 906 | 7655 | Generation Constraint in GWh | FALSE | G | Annual | Allowances Banked | GWh | 0 | 0 | 0 | 0 | 0 | 0 | 0
RPS v6.20- VA - Phase II | 906 | 7655 | Generation Constraint in GWh | FALSE | G | Annual | Allowances Withdrawn (1:1) | GWh | 0 | 0 | 0 | 0 | 0 | 0 | 0
RPS v6.20- VA - Phase II | 906 | 7655 | Generation Constraint in GWh | FALSE | G | Annual | Allowances Withdrawn (n:1) | GWh | 0 | 0 | 0 | 0 | 0 | 0 | 0
RPS v6.20- VA - Phase II | 906 | 7655 | Generation Constraint in GWh | FALSE | G | Annual | Net Emissions Allowance Position | GWh | 25150.9776 | 38577.0362 | 70162.704 | 91289.3124 | 91476.8879 | 109970.1517 | 110896.5362
RPS v6.20- VA - Phase II | 906 | 7655 | Generation Constraint in GWh | FALSE | G | Annual | Fuel Consumed | TBtu | 27.9248 | 27.6297 | 27.6297 | 27.6254 | 27.624 | 27.2212 | 27.1794
RPS v6.20- VA - Phase II | 906 | 7655 | Generation Constraint in GWh | FALSE | G | Annual | Heat Rate | MMBtu/MWh | 1.1103 | 0.71622 | 0.3938 | 0.30261 | 0.30198 | 0.24753 | 0.24509
RPS v6.20- VA - Phase II | 906 | 7655 | Generation Constraint in GWh | FALSE | G | Annual | Generation | TWh | 25.151 | 38.577 | 70.1627 | 91.2893 | 91.4769 | 109.9702 | 110.8965
RPS v6.20- VA - Phase II | 906 | 7655 | Generation Constraint in GWh | FALSE | G | Annual | Qualifying Generation | TWh | 25.151 | 38.577 | 70.1627 | 91.2893 | 91.4769 | 109.9702 | 110.8965
RPS v6.20- VA - Phase II | 906 | 7655 | Generation Constraint in GWh | FALSE | G | Annual | Rate | lb/MWh | 0 | 0 | 0 | 0 | 0 | 0 | 0
RPS v6.20- VA - Phase II | 906 | 7655 | Generation Constraint in GWh | FALSE | G | Annual | Constraint Shadow Price | US2019$/MWh | 0 | 0 | 0 | 0 | 0 | 0 | 0
RPS v6.20- WI | 907 | 7601 | Generation Constraint in GWh | FALSE | G | Annual | Seasons Included | Seasons | Winter, WintShld, Summer | Winter, WintShld, Summer | Winter, WintShld, Summer | Winter, WintShld, Summer | Winter, WintShld, Summer | Winter, WintShld, Summer | Winter, WintShld, Summer
RPS v6.20- WI | 907 | 7601 | Generation Constraint in GWh | FALSE | G | Annual | Standard GWh | GWh | 6833.9937 | 6980.1925 | 7367.6732 | 7748.7075 | 8153.5896 | 8570.6363 | 8979.5025
RPS v6.20- WI | 907 | 7601 | Generation Constraint in GWh | FALSE | G | Annual | Emissions at Affected Plants | GWh | 6833.9937 | 6980.1925 | 7367.6732 | 7748.7075 | 8153.5896 | 8570.6363 | 8979.5025
RPS v6.20- WI | 907 | 7601 | Generation Constraint in GWh | FALSE | G | Annual | Allowances Purchased | GWh | 0 | 0 | 0 | 0 | 0 | 0 | 0
RPS v6.20- WI | 907 | 7601 | Generation Constraint in GWh | FALSE | G | Annual | Allowances Sold | GWh | 0 | 0 | 0 | 0 | 0 | 0 | 0
RPS v6.20- WI | 907 | 7601 | Generation Constraint in GWh | FALSE | G | Annual | Allowances Banked | GWh | 0 | 0 | 0 | 0 | 0 | 0 | 0
RPS v6.20- WI | 907 | 7601 | Generation Constraint in GWh | FALSE | G | Annual | Allowances Withdrawn (1:1) | GWh | 0 | 0 | 0 | 0 | 0 | 0 | 0
RPS v6.20- WI | 907 | 7601 | Generation Constraint in GWh | FALSE | G | Annual | Allowances Withdrawn (n:1) | GWh | 0 | 0 | 0 | 0 | 0 | 0 | 0
RPS v6.20- WI | 907 | 7601 | Generation Constraint in GWh | FALSE | G | Annual | Net Emissions Allowance Position | GWh | 6833.9937 | 6980.1925 | 7367.6732 | 7748.7075 | 8153.5896 | 8570.6363 | 8979.5025
RPS v6.20- WI | 907 | 7601 | Generation Constraint in GWh | FALSE | G | Annual | Fuel Consumed | TBtu | 7.9956 | 7.8899 | 0 | 0 | 0.083923 | 0.12824 | 0
RPS v6.20- WI | 907 | 7601 | Generation Constraint in GWh | FALSE | G | Annual | Heat Rate | MMBtu/MWh | 1.17 | 1.1303 | 0 | 0 | 0.0021435 | 0.0026596 | 0
RPS v6.20- WI | 907 | 7601 | Generation Constraint in GWh | FALSE | G | Annual | Generation | TWh | 6.834 | 6.9802 | 14.2251 | 28.4108 | 39.1534 | 48.2181 | 51.9859
RPS v6.20- WI | 907 | 7601 | Generation Constraint in GWh | FALSE | G | Annual | Qualifying Generation | TWh | 6.834 | 6.9802 | 7.3677 | 7.7487 | 8.1536 | 8.5706 | 8.9795
RPS v6.20- WI | 907 | 7601 | Generation Constraint in GWh | FALSE | G | Annual | Rate | lb/MWh | 0 | 0 | 0 | 0 | 0 | 0 | 0
RPS v6.20- WI | 907 | 7601 | Generation Constraint in GWh | FALSE | G | Annual | Constraint Shadow Price | US2019$/MWh | 3.637 | 4.3454 | 0 | 0 | 0 | 0 | 0
RPS-CES v6.20- CA | 908 | 7586 | Generation Constraint in GWh | FALSE | G | Annual | Seasons Included | Seasons | Winter, WintShld, Summer | Winter, WintShld, Summer | Winter, WintShld, Summer | Winter, WintShld, Summer | Winter, WintShld, Summer | Winter, WintShld, Summer | Winter, WintShld, Summer
RPS-CES v6.20- CA | 908 | 7586 | Generation Constraint in GWh | FALSE | G | Annual | Standard GWh | GWh | 135470.5944 | 152284.5342 | 199328.5602 | 253608.9542 | 313983.9352 | 345636.3976 | 367797.1508
RPS-CES v6.20- CA | 908 | 7586 | Generation Constraint in GWh | FALSE | G | Annual | Emissions at Affected Plants | GWh | 191109.0045 | 245571.8366 | 366517.9484 | 445748.6849 | 630732.329 | 723386.4779 | 782485.669
RPS-CES v6.20- CA | 908 | 7586 | Generation Constraint in GWh | FALSE | G | Annual | Allowances Purchased | GWh | 0 | 0 | 0 | 0 | 0 | 0 | 0
RPS-CES v6.20- CA | 908 | 7586 | Generation Constraint in GWh | FALSE | G | Annual | Allowances Sold | GWh | 0 | 0 | 0 | 0 | 0 | 0 | 0
RPS-CES v6.20- CA | 908 | 7586 | Generation Constraint in GWh | FALSE | G | Annual | Allowances Banked | GWh | 0 | 0 | 0 | 0 | 0 | 0 | 0
RPS-CES v6.20- CA | 908 | 7586 | Generation Constraint in GWh | FALSE | G | Annual | Allowances Withdrawn (1:1) | GWh | 0 | 0 | 0 | 0 | 0 | 0 | 0
RPS-CES v6.20- CA | 908 | 7586 | Generation Constraint in GWh | FALSE | G | Annual | Allowances Withdrawn (n:1) | GWh | 0 | 0 | 0 | 0 | 0 | 0 | 0
RPS-CES v6.20- CA | 908 | 7586 | Generation Constraint in GWh | FALSE | G | Annual | Net Emissions Allowance Position | GWh | 191109.0045 | 245571.8366 | 366517.9484 | 445748.6849 | 630732.329 | 723386.4779 | 782485.669
RPS-CES v6.20- CA | 908 | 7586 | Generation Constraint in GWh | FALSE | G | Annual | Fuel Consumed | TBtu | 323.5131 | 295.3585 | 273.1966 | 273.8461 | 269.1937 | 290.7042 | 293.2691
RPS-CES v6.20- CA | 908 | 7586 | Generation Constraint in GWh | FALSE | G | Annual | Heat Rate | MMBtu/MWh | 1.2733 | 0.94292 | 0.60577 | 0.51004 | 0.36988 | 0.34506 | 0.3233
RPS-CES v6.20- CA | 908 | 7586 | Generation Constraint in GWh | FALSE | G | Annual | Generation | TWh | 254.0661 | 313.2372 | 450.987 | 536.9081 | 727.7802 | 842.469 | 907.117
RPS-CES v6.20- CA | 908 | 7586 | Generation Constraint in GWh | FALSE | G | Annual | Qualifying Generation | TWh | 191.109 | 245.5718 | 366.5179 | 445.7487 | 630.7323 | 723.3865 | 782.4857
RPS-CES v6.20- CA | 908 | 7586 | Generation Constraint in GWh | FALSE | G | Annual | Rate | lb/MWh | 0 | 0 | 0 | 0 | 0 | 0 | 0
RPS-CES v6.20- CA | 908 | 7586 | Generation Constraint in GWh | FALSE | G | Annual | Constraint Shadow Price | US2019$/MWh | 0 | 0 | 0 | 0 | 0 | 0 | 0
RPS-CES v6.20- CA In-State limit | 909 | 7659 | Generation Constraint in GWh | FALSE | G | Annual | Seasons Included | Seasons | Winter, WintShld, Summer | Winter, WintShld, Summer | Winter, WintShld, Summer | Winter, WintShld, Summer | Winter, WintShld, Summer | Winter, WintShld, Summer | Winter, WintShld, Summer
RPS-CES v6.20- CA In-State limit | 909 | 7659 | Generation Constraint in GWh | FALSE | G | Annual | Standard GWh | GWh | 101602.9458 | 114213.4007 | 149496.4201 | 190206.7156 | 235487.9514 | 259227.2982 | 275847.8631
RPS-CES v6.20- CA In-State limit | 909 | 7659 | Generation Constraint in GWh | FALSE | G | Annual | Emissions at Affected Plants | GWh | 109364.4463 | 164734.7637 | 195904.5148 | 218127.7644 | 307996.308 | 325352.1742 | 351656.842
RPS-CES v6.20- CA In-State limit | 909 | 7659 | Generation Constraint in GWh | FALSE | G | Annual | Allowances Purchased | GWh | 0 | 0 | 0 | 0 | 0 | 0 | 0
RPS-CES v6.20- CA In-State limit | 909 | 7659 | Generation Constraint in GWh | FALSE | G | Annual | Allowances Sold | GWh | 0 | 0 | 0 | 0 | 0 | 0 | 0
RPS-CES v6.20- CA In-State limit | 909 | 7659 | Generation Constraint in GWh | FALSE | G | Annual | Allowances Banked | GWh | 0 | 0 | 0 | 0 | 0 | 0 | 0
RPS-CES v6.20- CA In-State limit | 909 | 7659 | Generation Constraint in GWh | FALSE | G | Annual | Allowances Withdrawn (1:1) | GWh | 0 | 0 | 0 | 0 | 0 | 0 | 0
RPS-CES v6.20- CA In-State limit | 909 | 7659 | Generation Constraint in GWh | FALSE | G | Annual | Allowances Withdrawn (n:1) | GWh | 0 | 0 | 0 | 0 | 0 | 0 | 0
RPS-CES v6.20- CA In-State limit | 909 | 7659 | Generation Constraint in GWh | FALSE | G | Annual | Net Emissions Allowance Position | GWh | 109364.4463 | 164734.7637 | 195904.5148 | 218127.7644 | 307996.308 | 325352.1742 | 351656.842
RPS-CES v6.20- CA In-State limit | 909 | 7659 | Generation Constraint in GWh | FALSE | G | Annual | Fuel Consumed | TBtu | 250.0854 | 236.3923 | 220.1763 | 220.252 | 212.7258 | 212.9555 | 214.8158
RPS-CES v6.20- CA In-State limit | 909 | 7659 | Generation Constraint in GWh | FALSE | G | Annual | Heat Rate | MMBtu/MWh | 2.2867 | 1.435 | 0.8832 | 0.79755 | 0.57601 | 0.54734 | 0.50264
RPS-CES v6.20- CA In-State limit | 909 | 7659 | Generation Constraint in GWh | FALSE | G | Annual | Generation | TWh | 109.3644 | 164.7348 | 249.2941 | 276.1595 | 369.3101 | 389.0742 | 427.3763
RPS-CES v6.20- CA In-State limit | 909 | 7659 | Generation Constraint in GWh | FALSE | G | Annual | Qualifying Generation | TWh | 109.3644 | 164.7348 | 195.9045 | 218.1278 | 307.9963 | 325.3522 | 351.6568
RPS-CES v6.20- CA In-State limit | 909 | 7659 | Generation Constraint in GWh | FALSE | G | Annual | Rate | lb/MWh | 0 | 0 | 0 | 0 | 0 | 0 | 0
RPS-CES v6.20- CA In-State limit | 909 | 7659 | Generation Constraint in GWh | FALSE | G | Annual | Constraint Shadow Price | US2019$/MWh | 0 | 0 | 0 | 0 | 0 | 0 | 0
RPS-CES v6.20 Fossil Dispatch Limit - CA | 910 | 7667 | Generation Constraint in GWh | FALSE | L | Annual | Seasons Included | Seasons | Winter, WintShld, Summer | Winter, WintShld, Summer | Winter, WintShld, Summer | Winter, WintShld, Summer | Winter, WintShld, Summer | Winter, WintShld, Summer | Winter, WintShld, Summer
RPS-CES v6.20 Fossil Dispatch Limit - CA | 910 | 7667 | Generation Constraint in GWh | FALSE | L | Annual | Standard GWh | GWh | 145219.8988 | 134259.8147 | 105554.9299 | 73248.1255 | 36634.1389 | 29507.7674 | 31919.8941
RPS-CES v6.20 Fossil Dispatch Limit - CA | 910 | 7667 | Generation Constraint in GWh | FALSE | L | Annual | Emissions at Affected Plants | GWh | 112348.8715 | 85774.7477 | 76069.8251 | 73248.1255 | 23581.2643 | 29507.7674 | 31919.8941
RPS-CES v6.20 Fossil Dispatch Limit - CA | 910 | 7667 | Generation Constraint in GWh | FALSE | L | Annual | Allowances Purchased | GWh | 0 | 0 | 0 | 0 | 0 | 0 | 0
RPS-CES v6.20 Fossil Dispatch Limit - CA | 910 | 7667 | Generation Constraint in GWh | FALSE | L | Annual | Allowances Sold | GWh | 0 | 0 | 0 | 0 | 0 | 0 | 0
RPS-CES v6.20 Fossil Dispatch Limit - CA | 910 | 7667 | Generation Constraint in GWh | FALSE | L | Annual | Allowances Banked | GWh | 0 | 0 | 0 | 0 | 0 | 0 | 0
RPS-CES v6.20 Fossil Dispatch Limit - CA | 910 | 7667 | Generation Constraint in GWh | FALSE | L | Annual | Allowances Withdrawn (1:1) | GWh | 0 | 0 | 0 | 0 | 0 | 0 | 0
RPS-CES v6.20 Fossil Dispatch Limit - CA | 910 | 7667 | Generation Constraint in GWh | FALSE | L | Annual | Allowances Withdrawn (n:1) | GWh | 0 | 0 | 0 | 0 | 0 | 0 | 0
RPS-CES v6.20 Fossil Dispatch Limit - CA | 910 | 7667 | Generation Constraint in GWh | FALSE | L | Annual | Net Emissions Allowance Position | GWh | 112348.8715 | 85774.7477 | 76069.8251 | 73248.1255 | 23581.2643 | 29507.7674 | 31919.8941
RPS-CES v6.20 Fossil Dispatch Limit - CA | 910 | 7667 | Generation Constraint in GWh | FALSE | L | Annual | Fuel Consumed | TBtu | 812.3726 | 667.7193 | 650.4395 | 638.4808 | 185.7478 | 227.1251 | 242.8412
RPS-CES v6.20 Fossil Dispatch Limit - CA | 910 | 7667 | Generation Constraint in GWh | FALSE | L | Annual | Heat Rate | MMBtu/MWh | 7.2308 | 7.7846 | 8.5506 | 8.6646 | 7.6788 | 6.24 | 5.6847
RPS-CES v6.20 Fossil Dispatch Limit - CA | 910 | 7667 | Generation Constraint in GWh | FALSE | L | Annual | Generation | TWh | 112.3489 | 85.7747 | 76.0698 | 73.6883 | 24.1896 | 36.3984 | 42.7187
RPS-CES v6.20 Fossil Dispatch Limit - CA | 910 | 7667 | Generation Constraint in GWh | FALSE | L | Annual | Qualifying Generation | TWh | 112.3489 | 85.7747 | 76.0698 | 73.2481 | 23.5813 | 29.5078 | 31.9199
RPS-CES v6.20 Fossil Dispatch Limit - CA | 910 | 7667 | Generation Constraint in GWh | FALSE | L | Annual | Rate | lb/MWh | 0 | 0 | 0 | 0 | 0 | 0 | 0
RPS-CES v6.20 Fossil Dispatch Limit - CA | 910 | 7667 | Generation Constraint in GWh | FALSE | L | Annual | Constraint Shadow Price | US2019$/MWh | 0 | 0 | 0 | 4.4791 | 0 | 3.5032 | 3.0503
RPS-CES v6.20 Fossil Dispatch Limit - CO | 911 | 7668 | Generation Constraint in GWh | FALSE | L | Annual | Seasons Included | Seasons | Winter, WintShld, Summer | Winter, WintShld, Summer | Winter, WintShld, Summer | Winter, WintShld, Summer | Winter, WintShld, Summer | Winter, WintShld, Summer | Winter, WintShld, Summer
RPS-CES v6.20 Fossil Dispatch Limit - CO | 911 | 7668 | Generation Constraint in GWh | FALSE | L | Annual | Standard GWh | GWh | 0 | 0 | 0 | 0 | 0 | 48589.7219 | 51955.7714
RPS-CES v6.20 Fossil Dispatch Limit - CO | 911 | 7668 | Generation Constraint in GWh | FALSE | L | Annual | Emissions at Affected Plants | GWh | 0 | 0 | 0 | 0 | 0 | 5858.5394 | 7866.0431
RPS-CES v6.20 Fossil Dispatch Limit - CO | 911 | 7668 | Generation Constraint in GWh | FALSE | L | Annual | Allowances Purchased | GWh | 0 | 0 | 0 | 0 | 0 | 0 | 0
RPS-CES v6.20 Fossil Dispatch Limit - CO | 911 | 7668 | Generation Constraint in GWh | FALSE | L | Annual | Allowances Sold | GWh | 0 | 0 | 0 | 0 | 0 | 0 | 0
RPS-CES v6.20 Fossil Dispatch Limit - CO | 911 | 7668 | Generation Constraint in GWh | FALSE | L | Annual | Allowances Banked | GWh | 0 | 0 | 0 | 0 | 0 | 0 | 0
RPS-CES v6.20 Fossil Dispatch Limit - CO | 911 | 7668 | Generation Constraint in GWh | FALSE | L | Annual | Allowances Withdrawn (1:1) | GWh | 0 | 0 | 0 | 0 | 0 | 0 | 0
RPS-CES v6.20 Fossil Dispatch Limit - CO | 911 | 7668 | Generation Constraint in GWh | FALSE | L | Annual | Allowances Withdrawn (n:1) | GWh | 0 | 0 | 0 | 0 | 0 | 0 | 0
RPS-CES v6.20 Fossil Dispatch Limit - CO | 911 | 7668 | Generation Constraint in GWh | FALSE | L | Annual | Net Emissions Allowance Position | GWh | 0 | 0 | 0 | 0 | 0 | 5858.5394 | 7866.0431
RPS-CES v6.20 Fossil Dispatch Limit - CO | 911 | 7668 | Generation Constraint in GWh | FALSE | L | Annual | Fuel Consumed | TBtu | 0 | 0 | 0 | 0 | 0 | 42.1087 | 57.6581
RPS-CES v6.20 Fossil Dispatch Limit - CO | 911 | 7668 | Generation Constraint in GWh | FALSE | L | Annual | Heat Rate | MMBtu/MWh | 0 | 0 | 0 | 0 | 0 | 7.1876 | 7.33
RPS-CES v6.20 Fossil Dispatch Limit - CO | 911 | 7668 | Generation Constraint in GWh | FALSE | L | Annual | Generation | TWh | 0 | 0 | 0 | 0 | 0 | 5.8585 | 7.866
RPS-CES v6.20 Fossil Dispatch Limit - CO | 911 | 7668 | Generation Constraint in GWh | FALSE | L | Annual | Qualifying Generation | TWh | 0 | 0 | 0 | 0 | 0 | 5.8585 | 7.866
RPS-CES v6.20 Fossil Dispatch Limit - CO | 911 | 7668 | Generation Constraint in GWh | FALSE | L | Annual | Rate | lb/MWh | 0 | 0 | 0 | 0 | 0 | 0 | 0
RPS-CES v6.20 Fossil Dispatch Limit - CO | 911 | 7668 | Generation Constraint in GWh | FALSE | L | Annual | Constraint Shadow Price | US2019$/MWh | 0 | 0 | 0 | 0 | 0 | 0 | 0
RPS-CES v6.20 Fossil Dispatch Limit - NM | 912 | 7669 | Generation Constraint in GWh | FALSE | L | Annual | Seasons Included | Seasons | Winter, WintShld, Summer | Winter, WintShld, Summer | Winter, WintShld, Summer | Winter, WintShld, Summer | Winter, WintShld, Summer | Winter, WintShld, Summer | Winter, WintShld, Summer
RPS-CES v6.20 Fossil Dispatch Limit - NM | 912 | 7669 | Generation Constraint in GWh | FALSE | L | Annual | Standard GWh | GWh | 0 | 0 | 13577.5618 | 11228.3504 | 11602.6843 | 6043.5791 | 6469.595
RPS-CES v6.20 Fossil Dispatch Limit - NM | 912 | 7669 | Generation Constraint in GWh | FALSE | L | Annual | Emissions at Affected Plants | GWh | 0 | 0 | 7353.2555 | 5635.2018 | 8087.3181 | 6043.5791 | 6469.595
RPS-CES v6.20 Fossil Dispatch Limit - NM | 912 | 7669 | Generation Constraint in GWh | FALSE | L | Annual | Allowances Purchased | GWh | 0 | 0 | 0 | 0 | 0 | 0 | 0
RPS-CES v6.20 Fossil Dispatch Limit - NM | 912 | 7669 | Generation Constraint in GWh | FALSE | L | Annual | Allowances Sold | GWh | 0 | 0 | 0 | 0 | 0 | 0 | 0
RPS-CES v6.20 Fossil Dispatch Limit - NM | 912 | 7669 | Generation Constraint in GWh | FALSE | L | Annual | Allowances Banked | GWh | 0 | 0 | 0 | 0 | 0 | 0 | 0
RPS-CES v6.20 Fossil Dispatch Limit - NM | 912 | 7669 | Generation Constraint in GWh | FALSE | L | Annual | Allowances Withdrawn (1:1) | GWh | 0 | 0 | 0 | 0 | 0 | 0 | 0
RPS-CES v6.20 Fossil Dispatch Limit - NM | 912 | 7669 | Generation Constraint in GWh | FALSE | L | Annual | Allowances Withdrawn (n:1) | GWh | 0 | 0 | 0 | 0 | 0 | 0 | 0
RPS-CES v6.20 Fossil Dispatch Limit - NM | 912 | 7669 | Generation Constraint in GWh | FALSE | L | Annual | Net Emissions Allowance Position | GWh | 0 | 0 | 7353.2555 | 5635.2018 | 8087.3181 | 6043.5791 | 6469.595
RPS-CES v6.20 Fossil Dispatch Limit - NM | 912 | 7669 | Generation Constraint in GWh | FALSE | L | Annual | Fuel Consumed | TBtu | 0 | 0 | 69.3402 | 53.2021 | 78.2822 | 58.8612 | 62.7503
RPS-CES v6.20 Fossil Dispatch Limit - NM | 912 | 7669 | Generation Constraint in GWh | FALSE | L | Annual | Heat Rate | MMBtu/MWh | 0 | 0 | 9.4299 | 9.441 | 9.0286 | 8.8898 | 8.8281
RPS-CES v6.20 Fossil Dispatch Limit - NM | 912 | 7669 | Generation Constraint in GWh | FALSE | L | Annual | Generation | TWh | 0 | 0 | 7.3533 | 5.6352 | 8.6705 | 6.6212 | 7.108
RPS-CES v6.20 Fossil Dispatch Limit - NM | 912 | 7669 | Generation Constraint in GWh | FALSE | L | Annual | Qualifying Generation | TWh | 0 | 0 | 7.3533 | 5.6352 | 8.0873 | 6.0436 | 6.4696
RPS-CES v6.20 Fossil Dispatch Limit - NM | 912 | 7669 | Generation Constraint in GWh | FALSE | L | Annual | Rate | lb/MWh | 0 | 0 | 0 | 0 | 0 | 0 | 0
RPS-CES v6.20 Fossil Dispatch Limit - NM | 912 | 7669 | Generation Constraint in GWh | FALSE | L | Annual | Constraint Shadow Price | US2019$/MWh | 0 | 0 | 0 | 0 | 0 | 3.3741 | 2.7848
RPS-CES v6.20 Fossil Dispatch Limit - NV | 913 | 7670 | Generation Constraint in GWh | FALSE | L | Annual | Seasons Included | Seasons | Winter, WintShld, Summer | Winter, WintShld, Summer | Winter, WintShld, Summer | Winter, WintShld, Summer | Winter, WintShld, Summer | Winter, WintShld, Summer | Winter, WintShld, Summer
RPS-CES v6.20 Fossil Dispatch Limit - NV | 913 | 7670 | Generation Constraint in GWh | FALSE | L | Annual | Standard GWh | GWh | 0 | 0 | 0 | 0 | 0 | 5501.0902 | 5942.0144
RPS-CES v6.20 Fossil Dispatch Limit - NV | 913 | 7670 | Generation Constraint in GWh | FALSE | L | Annual | Emissions at Affected Plants | GWh | 0 | 0 | 0 | 0 | 0 | 5501.0902 | 5942.0144
RPS-CES v6.20 Fossil Dispatch Limit - NV | 913 | 7670 | Generation Constraint in GWh | FALSE | L | Annual | Allowances Purchased | GWh | 0 | 0 | 0 | 0 | 0 | 0 | 0
RPS-CES v6.20 Fossil Dispatch Limit - NV | 913 | 7670 | Generation Constraint in GWh | FALSE | L | Annual | Allowances Sold | GWh | 0 | 0 | 0 | 0 | 0 | 0 | 0
RPS-CES v6.20 Fossil Dispatch Limit - NV | 913 | 7670 | Generation Constraint in GWh | FALSE | L | Annual | Allowances Banked | GWh | 0 | 0 | 0 | 0 | 0 | 0 | 0
RPS-CES v6.20 Fossil Dispatch Limit - NV | 913 | 7670 | Generation Constraint in GWh | FALSE | L | Annual | Allowances Withdrawn (1:1) | GWh | 0 | 0 | 0 | 0 | 0 | 0 | 0
RPS-CES v6.20 Fossil Dispatch Limit - NV | 913 | 7670 | Generation Constraint in GWh | FALSE | L | Annual | Allowances Withdrawn (n:1) | GWh | 0 | 0 | 0 | 0 | 0 | 0 | 0
RPS-CES v6.20 Fossil Dispatch Limit - NV | 913 | 7670 | Generation Constraint in GWh | FALSE | L | Annual | Net Emissions Allowance Position | GWh | 0 | 0 | 0 | 0 | 0 | 5501.0902 | 5942.0144
RPS-CES v6.20 Fossil Dispatch Limit - NV | 913 | 7670 | Generation Constraint in GWh | FALSE | L | Annual | Fuel Consumed | TBtu | 0 | 0 | 0 | 0 | 0 | 45.1116 | 48.5748
RPS-CES v6.20 Fossil Dispatch Limit - NV | 913 | 7670 | Generation Constraint in GWh | FALSE | L | Annual | Heat Rate | MMBtu/MWh | 0 | 0 | 0 | 0 | 0 | 8.2001 | 8.1744
RPS-CES v6.20 Fossil Dispatch Limit - NV | 913 | 7670 | Generation Constraint in GWh | FALSE | L | Annual | Generation | TWh | 0 | 0 | 0 | 0 | 0 | 5.5013 | 5.9423
RPS-CES v6.20 Fossil Dispatch Limit - NV | 913 | 7670 | Generation Constraint in GWh | FALSE | L | Annual | Qualifying Generation | TWh | 0 | 0 | 0 | 0 | 0 | 5.5011 | 5.942
RPS-CES v6.20 Fossil Dispatch Limit - NV | 913 | 7670 | Generation Constraint in GWh | FALSE | L | Annual | Rate | lb/MWh | 0 | 0 | 0 | 0 | 0 | 0 | 0
RPS-CES v6.20 Fossil Dispatch Limit - NV | 913 | 7670 | Generation Constraint in GWh | FALSE | L | Annual | Constraint Shadow Price | US2019$/MWh | 0 | 0 | 0 | 0 | 0 | 6.8283 | 8.869
RPS-CES v6.20 Fossil Dispatch Limit - NY | 914 | 7671 | Generation Constraint in GWh | FALSE | L | Annual | Seasons Included | Seasons | Winter, WintShld, Summer | Winter, WintShld, Summer | Winter, WintShld, Summer | Winter, WintShld, Summer | Winter, WintShld, Summer | Winter, WintShld, Summer | Winter, WintShld, Summer
RPS-CES v6.20 Fossil Dispatch Limit - NY | 914 | 7671 | Generation Constraint in GWh | FALSE | L | Annual | Standard GWh | GWh | 67773.4885 | 55819.6385 | 58211.5997 | 12484.2638 | 13303.2373 | 14227.081 | 15129.1259
RPS-CES v6.20 Fossil Dispatch Limit - NY | 914 | 7671 | Generation Constraint in GWh | FALSE | L | Annual | Emissions at Affected Plants | GWh | 60070.7706 | 55819.6385 | 31031.7504 | 12484.2638 | 13303.2373 | 14227.081 | 15129.1259
RPS-CES v6.20 Fossil Dispatch Limit - NY | 914 | 7671 | Generation Constraint in GWh | FALSE | L | Annual | Allowances Purchased | GWh | 0 | 0 | 0 | 0 | 0 | 0 | 0
RPS-CES v6.20 Fossil Dispatch Limit - NY | 914 | 7671 | Generation Constraint in GWh | FALSE | L | Annual | Allowances Sold | GWh | 0 | 0 | 0 | 0 | 0 | 0 | 0
RPS-CES v6.20 Fossil Dispatch Limit - NY | 914 | 7671 | Generation Constraint in GWh | FALSE | L | Annual | Allowances Banked | GWh | 0 | 0 | 0 | 0 | 0 | 0 | 0
RPS-CES v6.20 Fossil Dispatch Limit - NY | 914 | 7671 | Generation Constraint in GWh | FALSE | L | Annual | Allowances Withdrawn (1:1) | GWh | 0 | 0 | 0 | 0 | 0 | 0 | 0
RPS-CES v6.20 Fossil Dispatch Limit - NY | 914 | 7671 | Generation Constraint in GWh | FALSE | L | Annual | Allowances Withdrawn (n:1) | GWh | 0 | 0 | 0 | 0 | 0 | 0 | 0
RPS-CES v6.20 Fossil Dispatch Limit - NY | 914 | 7671 | Generation Constraint in GWh | FALSE | L | Annual | Net Emissions Allowance Position | GWh | 60070.7706 | 55819.6385 | 31031.7504 | 12484.2638 | 13303.2373 | 14227.081 | 15129.1259
RPS-CES v6.20 Fossil Dispatch Limit - NY | 914 | 7671 | Generation Constraint in GWh | FALSE | L | Annual | Fuel Consumed | TBtu | 445.6177 | 412.5613 | 224.1163 | 88.3148 | 94.0847 | 99.0431 | 104.3772
RPS-CES v6.20 Fossil Dispatch Limit - NY | 914 | 7671 | Generation Constraint in GWh | FALSE | L | Annual | Heat Rate | MMBtu/MWh | 7.4182 | 7.391 | 7.2222 | 7.0741 | 7.0472 | 6.7051 | 6.5395
RPS-CES v6.20 Fossil Dispatch Limit - NY | 914 | 7671 | Generation Constraint in GWh | FALSE | L | Annual | Generation | TWh | 60.0708 | 55.8196 | 31.0318 | 12.4843 | 13.3507 | 14.7712 | 15.9611
RPS-CES v6.20 Fossil Dispatch Limit - NY | 914 | 7671 | Generation Constraint in GWh | FALSE | L | Annual | Qualifying Generation | TWh | 60.0708 | 55.8196 | 31.0318 | 12.4843 | 13.3032 | 14.2271 | 15.1291
RPS-CES v6.20 Fossil Dispatch Limit - NY | 914 | 7671 | Generation Constraint in GWh | FALSE | L | Annual | Rate | lb/MWh | 0 | 0 | 0 | 0 | 0 | 0 | 0
RPS-CES v6.20 Fossil Dispatch Limit - NY | 914 | 7671 | Generation Constraint in GWh | FALSE | L | Annual | Constraint Shadow Price | US2019$/MWh | 0 | 2.6803 | 0 | 5.5621 | 4.7491 | 7.0325 | 7.119
RPS-CES v6.20 Fossil Dispatch Limit - VA | 915 | 7672 | Generation Constraint in GWh | FALSE | L | Annual | Seasons Included | Seasons | Winter, WintShld, Summer | Winter, WintShld, Summer | Winter, WintShld, Summer | Winter, WintShld, Summer | Winter, WintShld, Summer | Winter, WintShld, Summer | Winter, WintShld, Summer
RPS-CES v6.20 Fossil Dispatch Limit - VA | 915 | 7672 | Generation Constraint in GWh | FALSE | L | Annual | Standard GWh | GWh | 0 | 0 | 0 | 64131.065 | 42620.7351 | 40915.0189 | 43366.2629
RPS-CES v6.20 Fossil Dispatch Limit - VA | 915 | 7672 | Generation Constraint in GWh | FALSE | L | Annual | Emissions at Affected Plants | GWh | 0 | 0 | 0 | 41911.0223 | 36654.3276 | 1337.8813 | 2948.3753
RPS-CES v6.20 Fossil Dispatch Limit - VA | 915 | 7672 | Generation Constraint in GWh | FALSE | L | Annual | Allowances Purchased | GWh | 0 | 0 | 0 | 0 | 0 | 0 | 0
RPS-CES v6.20 Fossil Dispatch Limit - VA | 915 | 7672 | Generation Constraint in GWh | FALSE | L | Annual | Allowances Sold | GWh | 0 | 0 | 0 | 0 | 0 | 0 | 0
RPS-CES v6.20 Fossil Dispatch Limit - VA | 915 | 7672 | Generation Constraint in GWh | FALSE | L | Annual | Allowances Banked | GWh | 0 | 0 | 0 | 0 | 0 | 0 | 0
RPS-CES v6.20 Fossil Dispatch Limit - VA | 915 | 7672 | Generation Constraint in GWh | FALSE | L | Annual | Allowances Withdrawn (1:1) | GWh | 0 | 0 | 0 | 0 | 0 | 0 | 0
RPS-CES v6.20 Fossil Dispatch Limit - VA | 915 | 7672 | Generation Constraint in GWh | FALSE | L | Annual | Allowances Withdrawn (n:1) | GWh | 0 | 0 | 0 | 0 | 0 | 0 | 0
RPS-CES v6.20 Fossil Dispatch Limit - VA | 915 | 7672 | Generation Constraint in GWh | FALSE | L | Annual | Net Emissions Allowance Position | GWh | 0 | 0 | 0 | 41911.0223 | 36654.3276 | 1337.8813 | 2948.3753
RPS-CES v6.20 Fossil Dispatch Limit - VA | 915 | 7672 | Generation Constraint in GWh | FALSE | L | Annual | Fuel Consumed | TBtu | 0 | 0 | 0 | 298.6086 | 261.7042 | 12.3774 | 24.0861
RPS-CES v6.20 Fossil Dispatch Limit - VA | 915 | 7672 | Generation Constraint in GWh | FALSE | L | Annual | Heat Rate | MMBtu/MWh | 0 | 0 | 0 | 5.582 | 5.2307 | 0.64656 | 0.75815
RPS-CES v6.20 Fossil Dispatch Limit - VA | 915 | 7672 | Generation Constraint in GWh | FALSE | L | Annual | Generation | TWh | 0 | 0 | 0 | 53.4946 | 50.0321 | 19.1434 | 31.7696
RPS-CES v6.20 Fossil Dispatch Limit - VA | 915 | 7672 | Generation Constraint in GWh | FALSE | L | Annual | Qualifying Generation | TWh | 0 | 0 | 0 | 41.911 | 36.6543 | 1.3379 | 2.9484
RPS-CES v6.20 Fossil Dispatch Limit - VA | 915 | 7672 | Generation Constraint in GWh | FALSE | L | Annual | Rate | lb/MWh | 0 | 0 | 0 | 0 | 0 | 0 | 0
RPS-CES v6.20 Fossil Dispatch Limit - VA | 915 | 7672 | Generation Constraint in GWh | FALSE | L | Annual | Constraint Shadow Price | US2019$/MWh | 0 | 0 | 0 | 0 | 0 | 0 | 0
RPS-CES v6.20 Fossil Dispatch Limit - WA | 916 | 7673 | Generation Constraint in GWh | FALSE | L | Annual | Seasons Included | Seasons | Winter, WintShld, Summer | Winter, WintShld, Summer | Winter, WintShld, Summer | Winter, WintShld, Summer | Winter, WintShld, Summer | Winter, WintShld, Summer | Winter, WintShld, Summer
RPS-CES v6.20 Fossil Dispatch Limit - WA | 916 | 7673 | Generation Constraint in GWh | FALSE | L | Annual | Standard GWh | GWh | 0 | 10693.1098 | 11408.8734 | 12288.7021 | 13241.5378 | 14409.2972 | 15549.2847
RPS-CES v6.20 Fossil Dispatch Limit - WA | 916 | 7673 | Generation Constraint in GWh | FALSE | L | Annual | Emissions at Affected Plants | GWh | 0 | 10693.1098 | 11408.8734 | 8737.0527 | 6791.1865 | 6914.2098 | 6547.7571
RPS-CES v6.20 Fossil Dispatch Limit - WA | 916 | 7673 | Generation Constraint in GWh | FALSE | L | Annual | Allowances Purchased | GWh | 0 | 0 | 0 | 0 | 0 | 0 | 0
RPS-CES v6.20 Fossil Dispatch Limit - WA | 916 | 7673 | Generation Constraint in GWh | FALSE | L | Annual | Allowances Sold | GWh | 0 | 0 | 0 | 0 | 0 | 0 | 0
RPS-CES v6.20 Fossil Dispatch Limit - WA | 916 | 7673 | Generation Constraint in GWh | FALSE | L | Annual | Allowances Banked | GWh | 0 | 0 | 0 | 0 | 0 | 0 | 0
RPS-CES v6.20 Fossil Dispatch Limit - WA | 916 | 7673 | Generation Constraint in GWh | FALSE | L | Annual | Allowances Withdrawn (1:1) | GWh | 0 | 0 | 0 | 0 | 0 | 0 | 0
RPS-CES v6.20 Fossil Dispatch Limit - WA | 916 | 7673 | Generation Constraint in GWh | FALSE | L | Annual | Allowances Withdrawn (n:1) | GWh | 0 | 0 | 0 | 0 | 0 | 0 | 0
RPS-CES v6.20 Fossil Dispatch Limit - WA | 916 | 7673 | Generation Constraint in GWh | FALSE | L | Annual | Net Emissions Allowance Position | GWh | 0 | 10693.1098 | 11408.8734 | 8737.0527 | 6791.1865 | 6914.2098 | 6547.7571
RPS-CES v6.20 Fossil Dispatch Limit - WA | 916 | 7673 | Generation Constraint in GWh | FALSE | L | Annual | Fuel Consumed | TBtu | 0 | 79.9535 | 86.1696 | 65.7753 | 51.5853 | 52.423 | 49.834
RPS-CES v6.20 Fossil Dispatch Limit - WA | 916 | 7673 | Generation Constraint in GWh | FALSE | L | Annual | Heat Rate | MMBtu/MWh | 0 | 7.4771 | 7.5529 | 7.5283 | 7.5959 | 7.5819 | 7.6108
RPS-CES v6.20 Fossil Dispatch Limit - WA | 916 | 7673 | Generation Constraint in GWh | FALSE | L | Annual | Generation | TWh | 0 | 10.6931 | 11.4089 | 8.7371 | 6.7912 | 6.9142 | 6.5478
RPS-CES v6.20 Fossil Dispatch Limit - WA | 916 | 7673 | Generation Constraint in GWh | FALSE | L | Annual | Qualifying Generation | TWh | 0 | 10.6931 | 11.4089 | 8.7371 | 6.7912 | 6.9142 | 6.5478
RPS-CES v6.20 Fossil Dispatch Limit - WA | 916 | 7673 | Generation Constraint in GWh | FALSE | L | Annual | Rate | lb/MWh | 0 | 0 | 0 | 0 | 0 | 0 | 0
RPS-CES v6.20 Fossil Dispatch Limit - WA | 916 | 7673 | Generation Constraint in GWh | FALSE | L | Annual | Constraint Shadow Price | US2019$/MWh | 0 | 2.752 | 0.17874 | 0 | 0 | 0 | 0
RPS-CES v6.21 Fossil Dispatch Limit - IL | 917 | 7727 | Generation Constraint in GWh | FALSE | L | Annual | Seasons Included | Seasons | Winter, WintShld, Summer | Winter, WintShld, Summer | Winter, WintShld, Summer | Winter, WintShld, Summer | Winter, WintShld, Summer | Winter, WintShld, Summer | Winter, WintShld, Summer
RPS-CES v6.21 Fossil Dispatch Limit - IL | 917 | 7727 | Generation Constraint in GWh | FALSE | L | Annual | Standard GWh | GWh | 0 | 0 | 0 | 92226.9302 | 96867.74 | 11378.3525 | 11942.4106
RPS-CES v6.21 Fossil Dispatch Limit - IL | 917 | 7727 | Generation Constraint in GWh | FALSE | L | Annual | Emissions at Affected Plants | GWh | 0 | 0 | 0 | 0 | 48.8798 | 40.6458 | 32.4108
RPS-CES v6.21 Fossil Dispatch Limit - IL | 917 | 7727 | Generation Constraint in GWh | FALSE | L | Annual | Allowances Purchased | GWh | 0 | 0 | 0 | 0 | 0 | 0 | 0
RPS-CES v6.21 Fossil Dispatch Limit - IL | 917 | 7727 | Generation Constraint in GWh | FALSE | L | Annual | Allowances Sold | GWh | 0 | 0 | 0 | 0 | 0 | 0 | 0
RPS-CES v6.21 Fossil Dispatch Limit - IL | 917 | 7727 | Generation Constraint in GWh | FALSE | L | Annual | Allowances Banked | GWh | 0 | 0 | 0 | 0 | 0 | 0 | 0
RPS-CES v6.21 Fossil Dispatch Limit - IL | 917 | 7727 | Generation Constraint in GWh | FALSE | L | Annual | Allowances Withdrawn (1:1) | GWh | 0 | 0 | 0 | 0 | 0 | 0 | 0
RPS-CES v6.21 Fossil Dispatch Limit - IL | 917 | 7727 | Generation Constraint in GWh | FALSE | L | Annual | Allowances Withdrawn (n:1) | GWh | 0 | 0 | 0 | 0 | 0 | 0 | 0
RPS-CES v6.21 Fossil Dispatch Limit - IL | 917 | 7727 | Generation Constraint in GWh | FALSE | L | Annual | Net Emissions Allowance Position | GWh | 0 | 0 | 0 | 0 | 48.8798 | 40.6458 | 32.4108
RPS-CES v6.21 Fossil Dispatch Limit - IL | 917 | 7727 | Generation Constraint in GWh | FALSE | L | Annual | Fuel Consumed | TBtu | 0 | 0 | 0 | 0 | 0.41238 | 0.33106 | 0.2465
RPS-CES v6.21 Fossil Dispatch Limit - IL | 917 | 7727 | Generation Constraint in GWh | FALSE | L | Annual | Heat Rate | MMBtu/MWh | 0 | 0 | 0 | 0 | 0.074373 | 0.070282 | 0.052533
RPS-CES v6.21 Fossil Dispatch Limit - IL | 917 | 7727 | Generation Constraint in GWh | FALSE | L | Annual | Generation | TWh | 0 | 0 | 0 | 0 | 5.5448 | 4.7104 | 4.6922
RPS-CES v6.21 Fossil Dispatch Limit - IL | 917 | 7727 | Generation Constraint in GWh | FALSE | L | Annual | Qualifying Generation | TWh | 0 | 0 | 0 | 0 | 0.04888 | 0.040646 | 0.032411
RPS-CES v6.21 Fossil Dispatch Limit - IL | 917 | 7727 | Generation Constraint in GWh | FALSE | L | Annual | Rate | lb/MWh | 0 | 0 | 0 | 0 | 0 | 0 | 0
RPS-CES v6.21 Fossil Dispatch Limit - IL | 917 | 7727 | Generation Constraint in GWh | FALSE | L | Annual | Constraint Shadow Price | US2019$/MWh | 0 | 0 | 0 | 0 | 0 | 0 | 0
RPS-CES v6.21 Fossil Dispatch Limit - OR | 918 | 7728 | Generation Constraint in GWh | FALSE | L | Annual | Seasons Included | Seasons | Winter, WintShld, Summer | Winter, WintShld, Summer | Winter, WintShld, Summer | Winter, WintShld, Summer | Winter, WintShld, Summer | Winter, WintShld, Summer | Winter, WintShld, Summer
RPS-CES v6.21 Fossil Dispatch Limit - OR | 918 | 7728 | Generation Constraint in GWh | FALSE | L | Annual | Standard GWh | GWh | 0 | 0 | 0 | 6546.2113 | 7053.7883 | 7675.8557 | 8283.1288
RPS-CES v6.21 Fossil Dispatch Limit - OR | 918 | 7728 | Generation Constraint in GWh | FALSE | L | Annual | Emissions at Affected Plants | GWh | 0 | 0 | 0 | 0 | 0 | 0 | 0
RPS-CES v6.21 Fossil Dispatch Limit - OR | 918 | 7728 | Generation Constraint in GWh | FALSE | L | Annual | Allowances Purchased | GWh | 0 | 0 | 0 | 0 | 0 | 0 | 0
RPS-CES v6.21 Fossil Dispatch Limit - OR | 918 | 7728 | Generation Constraint in GWh | FALSE | L | Annual | Allowances Sold | GWh | 0 | 0 | 0 | 0 | 0 | 0 | 0
RPS-CES v6.21 Fossil Dispatch Limit - OR | 918 | 7728 | Generation Constraint in GWh | FALSE | L | Annual | Allowances Banked | GWh | 0 | 0 | 0 | 0 | 0 | 0 | 0
RPS-CES v6.21 Fossil Dispatch Limit - OR | 918 | 7728 | Generation Constraint in GWh | FALSE | L | Annual | Allowances Withdrawn (1:1) | GWh | 0 | 0 | 0 | 0 | 0 | 0 | 0
RPS-CES v6.21 Fossil Dispatch Limit - OR | 918 | 7728 | Generation Constraint in GWh | FALSE | L | Annual | Allowances Withdrawn (n:1) | GWh | 0 | 0 | 0 | 0 | 0 | 0 | 0
RPS-CES v6.21 Fossil Dispatch Limit - OR | 918 | 7728 | Generation Constraint in GWh | FALSE | L | Annual | Net Emissions Allowance Position | GWh | 0 | 0 | 0 | 0 | 0 | 0 | 0
RPS-CES v6.21 Fossil Dispatch Limit - OR | 918 | 7728 | Generation Constraint in GWh | FALSE | L | Annual | Fuel Consumed | TBtu | 0 | 0 | 0 | 0 | 0 | 0 | 0
RPS-CES v6.21 Fossil Dispatch Limit - OR | 918 | 7728 | Generation Constraint in GWh | FALSE | L | Annual | Heat Rate | MMBtu/MWh | 0 | 0 | 0 | 0 | 0 | 0 | 0
RPS-CES v6.21 Fossil Dispatch Limit - OR | 918 | 7728 | Generation Constraint in GWh | FALSE | L | Annual | Generation | TWh | 0 | 0 | 0 | 0 | 0 | 0 | 0
RPS-CES v6.21 Fossil Dispatch Limit - OR | 918 | 7728 | Generation Constraint in GWh | FALSE | L | Annual | Qualifying Generation | TWh | 0 | 0 | 0 | 0 | 0 | 0 | 0
RPS-CES v6.21 Fossil Dispatch Limit - OR | 918 | 7728 | Generation Constraint in GWh | FALSE | L | Annual | Rate | lb/MWh | 0 | 0 | 0 | 0 | 0 | 0 | 0
RPS-CES v6.21 Fossil Dispatch Limit - OR | 918 | 7728 | Generation Constraint in GWh | FALSE | L | Annual | Constraint Shadow Price | US2019$/MWh | 0 | 0 | 0 | 0 | 0 | 0 | 0
Texas BART FIP v6.17 | 919 | 7538 | Rate Constraint in MTons | FALSE | L | Annual | Seasons Included | Seasons | Winter, WintShld, Summer | Winter, WintShld, Summer | Winter, WintShld, Summer | Winter, WintShld, Summer | Winter, WintShld, Summer | Winter, WintShld, Summer | Winter, WintShld, Summer
Texas BART FIP v6.17 | 919 | 7538 | Rate Constraint in MTons | FALSE | L | Annual | Standard SO2 | Thousand Tons | 248.393 | 248.393 | 248.393 | 248.393 | 248.393 | 248.393 | 248.393
Texas BART FIP v6.17 | 919 | 7538 | Rate Constraint in MTons | FALSE | L | Annual | Emissions at Affected Plants SO2 | Thousand Tons | 16.3326 | 0 | 0 | 0 | 0 | 0 | 0
Texas BART FIP v6.17 | 919 | 7538 | Rate Constraint in MTons | FALSE | L | Annual | Allowances Purchased SO2 | Thousand Tons | 0 | 0 | 0 | 0 | 0 | 0 | 0
Texas BART FIP v6.17 | 919 | 7538 | Rate Constraint in MTons | FALSE | L | Annual | Allowances Sold SO2 | Thousand Tons | 0 | 0 | 0 | 0 | 0 | 0 | 0
Texas BART FIP v6.17 | 919 | 7538 | Rate Constraint in MTons | FALSE | L | Annual | Allowances Banked | Thousand Tons | 0 | 0 | 0 | 0 | 0 | 0 | 0
Texas BART FIP v6.17 | 919 | 7538 | Rate Constraint in MTons | FALSE | L | Annual | Allowances Withdrawn (1:1) | Thousand Tons | 0 | 0 | 0 | 0 | 0 | 0 | 0
Texas BART FIP v6.17 | 919 | 7538 | Rate Constraint in MTons | FALSE | L | Annual | Allowances Withdrawn (n:1) | Thousand Tons | 0 | 0 | 0 | 0 | 0 | 0 | 0
Texas BART FIP v6.17 | 919 | 7538 | Rate Constraint in MTons | FALSE | L | Annual | Net Emissions Allowance Position | Thousand Tons | 16.3326 | 0 | 0 | 0 | 0 | 0 | 0
Texas BART FIP v6.17 | 919 | 7538 | Rate Constraint in MTons | FALSE | L | Annual | Fuel Consumed | TBtu | 112.427 | 49.6264 | 40.4573 | 32.3627 | 42.4447 | 49.1094 | 57.1526
Texas BART FIP v6.17 | 919 | 7538 | Rate Constraint in MTons | FALSE | L | Annual | Rate | lb/MMBtu | 0.29055 | 0 | 0 | 0 | 0 | 0 | 0
Texas BART FIP v6.17 | 919 | 7538 | Rate Constraint in MTons | FALSE | L | Annual | Generation | TWh | 13.7384 | 7.7302 | 6.1896 | 4.8943 | 10.2279 | 10.5575 | 11.836
Texas BART FIP v6.17 | 919 | 7538 | Rate Constraint in MTons | FALSE | L | Annual | Qualifying Generation | TWh | 13.7384 | 7.7302 | 6.1896 | 4.8943 | 6.0302 | 6.3996 | 7.2116
Texas BART FIP v6.17 | 919 | 7538 | Rate Constraint in MTons | FALSE | L | Annual | Rate | lb/MWh | 2.3777 | 0 | 0 | 0 | 0 | 0 | 0
Texas BART FIP v6.17 | 919 | 7538 | Rate Constraint in MTons | FALSE | L | Annual | Constraint Shadow Price | US2019$/Ton | 0 | 0 | 0 | 0 | 0 | 0 | 0
Texas East - NOX Cap Annual v3.1 | 920 | 7358 | Rate Constraint in MTons | FALSE | L | Annual | Seasons Included | Seasons | Winter, WintShld, Summer | Winter, WintShld, Summer | Winter, WintShld, Summer | Winter, WintShld, Summer | Winter, WintShld, Summer | Winter, WintShld, Summer | Winter, WintShld, Summer
Texas East - NOX Cap Annual v3.1 | 920 | 7358 | Rate Constraint in MTons | FALSE | L | Annual | Standard NOX | Thousand Tons | 84.5 | 84.5 | 84.5 | 84.5 | 84.5 | 84.5 | 84.5
Texas East - NOX Cap Annual v3.1 | 920 | 7358 | Rate Constraint in MTons | FALSE | L | Annual | Emissions at Affected Plants NOX | Thousand Tons | 0.17344 | 0.088078 | 0.00090333 | 0.00098412 | 0 | 0 | 0.00027426
Texas East - NOX Cap Annual v3.1 | 920 | 7358 | Rate Constraint in MTons | FALSE | L | Annual | Allowances Purchased NOX | Thousand Tons | 0 | 0 | 0 | 0 | 0 | 0 | 0
Texas East - NOX Cap Annual v3.1 | 920 | 7358 | Rate Constraint in MTons | FALSE | L | Annual | Allowances Sold NOX | Thousand Tons | 0 | 0 | 0 | 0 | 0 | 0 | 0
Texas East - NOX Cap Annual v3.1 | 920 | 7358 | Rate Constraint in MTons | FALSE | L | Annual | Allowances Banked | Thousand Tons | 0 | 0 | 0 | 0 | 0 | 0 | 0
Texas East - NOX Cap Annual v3.1 | 920 | 7358 | Rate Constraint in MTons | FALSE | L | Annual | Allowances Withdrawn (1:1) | Thousand Tons | 0 | 0 | 0 | 0 | 0 | 0 | 0
Texas East - NOX Cap Annual v3.1 | 920 | 7358 | Rate Constraint in MTons | FALSE | L | Annual | Allowances Withdrawn (n:1) | Thousand Tons | 0 | 0 | 0 | 0 | 0 | 0 | 0
Texas East - NOX Cap Annual v3.1 | 920 | 7358 | Rate Constraint in MTons | FALSE | L | Annual | Net Emissions Allowance Position | Thousand Tons | 0.17344 | 0.088078 | 0.00090333 | 0.00098412 | 0 | 0 | 0.00027426
Texas East - NOX Cap Annual v3.1 | 920 | 7358 | Rate Constraint in MTons | FALSE | L | Annual | Fuel Consumed | TBtu | 13.1958 | 7.4342 | 0.040684 | 0.16402 | 0 | 0 | 0.04571
Texas East - NOX Cap Annual v3.1 | 920 | 7358 | Rate Constraint in MTons | FALSE | L | Annual | Rate | lb/MMBtu | 0.026288 | 0.023696 | 0.044408 | 0.012 | 0 | 0 | 0.012
Texas East - NOX Cap Annual v3.1 | 920 | 7358 | Rate Constraint in MTons | FALSE | L | Annual | Generation | TWh | 1.224 | 0.71196 | 0.0047355 | 0.020531 | 0 | 0 | 0.0057217
Texas East - NOX Cap Annual v3.1 | 920 | 7358 | Rate Constraint in MTons | FALSE | L | Annual | Qualifying Generation | TWh | 1.224 | 0.71196 | 0.0047355 | 0.020531 | 0 | 0 | 0.0057217
Texas East - NOX Cap Annual v3.1 | 920 | 7358 | Rate Constraint in MTons | FALSE | L | Annual | Rate | lb/MWh | 0.2834 | 0.24743 | 0.38152 | 0.095868 | 0 | 0 | 0.095868
Texas East - NOX Cap Annual v3.1 | 920 | 7358 | Rate Constraint in MTons | FALSE | L | Annual | Constraint Shadow Price | US2019$/Ton | 0 | 0 | 0 | 0 | 0 | 0 | 0
Texas East - SO2 Cap Annual v3.1 | 921 | 7359 | Rate Constraint in MTons | FALSE | L | Annual | Seasons Included | Seasons | Winter, WintShld, Summer | Winter, WintShld, Summer | Winter, WintShld, Summer | Winter, WintShld, Summer | Winter, WintShld, Summer | Winter, WintShld, Summer | Winter, WintShld, Summer
Texas East - SO2 Cap Annual v3.1 | 921 | 7359 | Rate Constraint in MTons | FALSE | L | Annual | Standard SO2 | Thousand Tons | 273.95 | 273.95 | 273.95 | 273.95 | 273.95 | 273.95 | 273.95
Texas East - SO2 Cap Annual v3.1 | 921 | 7359 | Rate Constraint in MTons | FALSE | L | Annual | Emissions at Affected Plants SO2 | Thousand Tons | 0 | 0 | 0 | 0 | 0 | 0 | 0
Texas East - SO2 Cap Annual v3.1 | 921 | 7359 | Rate Constraint in MTons | FALSE | L | Annual | Allowances Purchased SO2 | Thousand Tons | 0 | 0 | 0 | 0 | 0 | 0 | 0
Texas East - SO2 Cap Annual v3.1 | 921 | 7359 | Rate Constraint in MTons | FALSE | L | Annual | Allowances Sold SO2 | Thousand Tons | 0 | 0 | 0 | 0 | 0 | 0 | 0
Texas East - SO2 Cap Annual v3.1 | 921 | 7359 | Rate Constraint in MTons | FALSE | L | Annual | Allowances Banked | Thousand Tons | 273.95 | 273.95 | 456.5833 | 547.9 | 547.9 | 547.9 | 0
Texas East - SO2 Cap Annual v3.1 | 921 | 7359 | Rate Constraint in MTons | FALSE | L | Annual | Allowances Withdrawn (1:1) | Thousand Tons | 0 | 0 | -182.6333 | -273.95 | -273.95 | -273.95 | 0
Texas East - SO2 Cap Annual v3.1 | 921 | 7359 | Rate Constraint in MTons | FALSE | L | Annual | Allowances Withdrawn (n:1) | Thousand Tons | 0 | 0 | 0 | 0 | 0 | 0 | 0
Texas East - SO2 Cap Annual v3.1 | 921 | 7359 | Rate Constraint in MTons | FALSE | L | Annual | Net Emissions Allowance Position | Thousand Tons | 273.95 | 273.95 | 273.95 | 273.95 | 273.95 | 273.95 | 0
Texas East - SO2 Cap Annual v3.1 | 921 | 7359 | Rate Constraint in MTons | FALSE | L | Annual | Fuel Consumed | TBtu | 13.1958 | 7.4342 | 0.040684 | 0.16402 | 0 | 0 | 0.04571
Texas East - SO2 Cap Annual v3.1 | 921 | 7359 | Rate Constraint in MTons | FALSE | L | Annual | Rate | lb/MMBtu | 0 | 0 | 0 | 0 | 0 | 0 | 0
Texas East - SO2 Cap Annual v3.1 | 921 | 7359 | Rate Constraint in MTons | FALSE | L | Annual | Generation | TWh | 1.224 | 0.71196 | 0.0047355 | 0.020531 | 0 | 0 | 0.0057217
Texas East - SO2 Cap Annual v3.1 | 921 | 7359 | Rate Constraint in MTons | FALSE | L | Annual | Qualifying Generation | TWh | 1.224 | 0.71196 | 0.0047355 | 0.020531 | 0 | 0 | 0.0057217
Texas East - SO2 Cap Annual v3.1 | 921 | 7359 | Rate Constraint in MTons | FALSE | L | Annual | Rate | lb/MWh | 0 | 0 | 0 | 0 | 0 | 0 | 0
Texas East - SO2 Cap Annual v3.1 | 921 | 7359 | Rate Constraint in MTons | FALSE | L | Annual | Constraint Shadow Price | US2019$/Ton | 0 | 0 | 0 | 0 | 0 | 0 | 0
Texas El Paso - NOX Cap Annual v3.1 | 922 | 7361 | Rate Constraint in MTons | FALSE | L | Annual | Seasons Included | Seasons | Winter, WintShld, Summer | Winter, WintShld, Summer | Winter, WintShld, Summer | Winter, WintShld, Summer | Winter, WintShld, Summer | Winter, WintShld, Summer | Winter, WintShld, Summer
Texas El Paso - NOX Cap Annual v3.1 | 922 | 7361 | Rate Constraint in MTons | FALSE | L | Annual | Standard NOX | Thousand Tons | 1.06 | 1.06 | 1.06 | 1.06 | 1.06 | 1.06 | 1.06
Texas El Paso - NOX Cap Annual v3.1 | 922 | 7361 | Rate Constraint in MTons | FALSE | L | Annual | Emissions at Affected Plants NOX | Thousand Tons | 0 | 0 | 0 | 0 | 0 | 0 | 0
Texas El Paso - NOX Cap Annual v3.1 | 922 | 7361 | Rate Constraint in MTons | FALSE | L | Annual | Allowances Purchased NOX | Thousand Tons | 0 | 0 | 0 | 0 | 0 | 0 | 0
Texas El Paso - NOX Cap Annual v3.1 | 922 | 7361 | Rate Constraint in MTons | FALSE | L | Annual | Allowances Sold NOX | Thousand Tons | 0 | 0 | 0 | 0 | 0 | 0 | 0
Texas El Paso - NOX Cap Annual v3.1 | 922 | 7361 | Rate Constraint in MTons | FALSE | L | Annual | Allowances Banked | Thousand Tons | 1.06 | 1.06 | 1.7667 | 2.12 | 2.12 | 2.12 | 0
Texas El Paso - NOX Cap Annual v3.1 | 922 | 7361 | Rate Constraint in MTons | FALSE | L | Annual | Allowances Withdrawn (1:1) | Thousand Tons | 0 | 0 | -0.70667 | -1.06 | -1.06 | -1.06 | 0
Texas El Paso - NOX Cap Annual v3.1 | 922 | 7361 | Rate Constraint in MTons | FALSE | L | Annual | Allowances Withdrawn (n:1) | Thousand Tons | 0 | 0 | 0 | 0 | 0 | 0 | 0
Texas El Paso - NOX Cap Annual v3.1 | 922 | 7361 | Rate Constraint in MTons | FALSE | L | Annual | Net Emissions Allowance Position | Thousand Tons | 1.06 | 1.06 | 1.06 | 1.06 | 1.06 | 1.06 | 0
Texas El Paso - NOX Cap Annual v3.1 | 922 | 7361 | Rate Constraint in MTons | FALSE | L | Annual | Fuel Consumed | TBtu | 0 | 0 | 0 | 0 | 0 | 0 | 0
Texas El Paso - NOX Cap Annual v3.1 | 922 | 7361 | Rate Constraint in MTons | FALSE | L | Annual | Rate | lb/MMBtu | 0 | 0 | 0 | 0 | 0 | 0 | 0
Texas El Paso - NOX Cap Annual v3.1 | 922 | 7361 | Rate Constraint in MTons | FALSE | L | Annual | Generation | TWh | 0 | 0 | 0 | 0 | 0 | 0 | 0
Texas El Paso - NOX Cap Annual v3.1 | 922 | 7361 | Rate Constraint in MTons | FALSE | L | Annual | Qualifying Generation | TWh | 0 | 0 | 0 | 0 | 0 | 0 | 0
Texas El Paso - NOX Cap Annual v3.1 | 922 | 7361 | Rate Constraint in MTons | FALSE | L | Annual | Rate | lb/MWh | 0 | 0 | 0 | 0 | 0 | 0 | 0
Texas El Paso - NOX Cap Annual v3.1 | 922 | 7361 | Rate Constraint in MTons | FALSE | L | Annual | Constraint Shadow Price | US2019$/Ton | 0 | 0 | 0 | 0 | 0 | 0 | 0
Texas Houston - NOX Cap Annual v3.1 | 923 | 7362 | Rate Constraint in MTons | FALSE | L | Annual | Seasons Included | Seasons | Winter, WintShld, Summer | Winter, WintShld, Summer | Winter, WintShld, Summer | Winter, WintShld, Summer | Winter, WintShld, Summer | Winter, WintShld, Summer | Winter, WintShld, Summer
Texas Houston - NOX Cap Annual v3.1 | 923 | 7362 | Rate Constraint in MTons | FALSE | L | Annual | Standard NOX | Thousand Tons | 17.57 | 17.57 | 17.57 | 17.57 | 17.57 | 17.57 | 17.57
Texas Houston - NOX Cap Annual v3.1 | 923 | 7362 | Rate Constraint in MTons | FALSE | L | Annual | Emissions at Affected Plants NOX | Thousand Tons | 6.7563 | 4.6014 | 2.1397 | 1.7095 | 1.2438 | 1.5513 | 1.5144
Texas Houston - NOX Cap Annual v3.1 | 923 | 7362 | Rate Constraint in MTons | FALSE | L | Annual | Allowances Purchased NOX | Thousand Tons | 0 | 0 | 0 | 0 | 0 | 0 | 0
Texas Houston - NOX Cap Annual v3.1 | 923 | 7362 | Rate Constraint in MTons | FALSE | L | Annual | Allowances Sold NOX | Thousand Tons | 0 | 0 | 0 | 0 | 0 | 0 | 0
Texas Houston - NOX Cap Annual v3.1 | 923 | 7362 | Rate Constraint in MTons | FALSE | L | Annual | Allowances Banked | Thousand Tons | 0 | 0 | 14.6417 | 0 | 16.3262 | 0 | 0
Texas Houston - NOX Cap Annual v3.1 | 923 | 7362 | Rate Constraint in MTons | FALSE | L | Annual | Allowances Withdrawn (1:1) | Thousand Tons | 0 | 0 | 0 | -17.57 | 0 | 0 | 0
Texas Houston - NOX Cap Annual v3.1 | 923 | 7362 | Rate Constraint in MTons | FALSE | L | Annual | Allowances Withdrawn (n:1) | Thousand Tons | 0 | 0 | 0 | 0 | 0 | 0 | 0
Texas Houston - NOX Cap Annual v3.1 | 923 | 7362 | Rate Constraint in MTons | FALSE | L | Annual | Net Emissions Allowance Position | Thousand Tons | 6.7563 | 4.6014 | 16.7814 | -15.8605 | 17.57 | 1.5513 | 1.5144
Texas Houston - NOX Cap Annual v3.1 | 923 | 7362 | Rate Constraint in MTons | FALSE | L | Annual | Fuel Consumed | TBtu | 417.8186 | 331.2354 | 144.8909 | 120.8705 | 93.7189 | 109.7408 | 107.2741
Texas Houston - NOX Cap Annual v3.1 | 923 | 7362 | Rate Constraint in MTons | FALSE | L | Annual | Rate | lb/MMBtu | 0.032341 | 0.027783 | 0.029535 | 0.028287 | 0.026543 | 0.028273 | 0.028235
Texas Houston - NOX Cap Annual v3.1 | 923 | 7362 | Rate Constraint in MTons | FALSE | L | Annual | Generation | TWh | 60.8073 | 52.34 | 24.1612 | 20.0025 | 15.3296 | 18.0416 | 17.6685
Texas Houston - NOX Cap Annual v3.1 | 923 | 7362 | Rate Constraint in MTons | FALSE | L | Annual | Qualifying Generation | TWh | 60.8073 | 52.34 | 24.1612 | 20.0025 | 15.3296 | 18.0416 | 17.6685
Texas Houston - NOX Cap Annual v3.1 | 923 | 7362 | Rate Constraint in MTons | FALSE | L | Annual | Rate | lb/MWh | 0.22222 | 0.17583 | 0.17712 | 0.17093 | 0.16227 | 0.17197 | 0.17143
Texas Houston - NOX Cap Annual v3.1 | 923 | 7362 | Rate Constraint in MTons | FALSE | L | Annual | Constraint Shadow Price | US2019$/Ton | 0 | 0 | 0 | 0 | 0 | 0 | 0
Texas West - NOX Cap Annual v3.1 | 924 | 7360 | Rate Constraint in MTons | FALSE | L | Annual | Seasons Included | Seasons | Winter, WintShld, Summer | Winter, WintShld, Summer | Winter, WintShld, Summer | Winter, WintShld, Summer | Winter, WintShld, Summer | Winter, WintShld, Summer | Winter, WintShld, Summer
Texas West - NOX Cap Annual v3.1 | 924 | 7360 | Rate Constraint in MTons | FALSE | L | Annual | Standard NOX | Thousand Tons | 18.1 | 18.1 | 18.1 | 18.1 | 18.1 | 18.1 | 18.1
Texas West - NOX Cap Annual v3.1 | 924 | 7360 | Rate Constraint in MTons | FALSE | L | Annual | Emissions at Affected Plants NOX | Thousand Tons | 0.19704 | 0 | 0 | 0 | 0 | 0 | 0
Texas West - NOX Cap Annual v3.1 | 924 | 7360 | Rate Constraint in MTons | FALSE | L | Annual | Allowances Purchased NOX | Thousand Tons | 0 | 0 | 0 | 0 | 0 | 0 | 0
Texas West - NOX Cap Annual v3.1 | 924 | 7360 | Rate Constraint in MTons | FALSE | L | Annual | Allowances Sold NOX | Thousand Tons | 0 | 0 | 0 | 0 | 0 | 0 | 0
Texas West - NOX Cap Annual v3.1 | 924 | 7360 | Rate Constraint in MTons | FALSE | L | Annual | Allowances Banked | Thousand Tons | 0 | 0 | 15.0833 | 18.1 | 0 | 0 | 0
Texas West - NOX Cap Annual v3.1 | 924 | 7360 | Rate Constraint in MTons | FALSE | L | Annual | Allowances Withdrawn (1:1) | Thousand Tons | 0 | 0 | 0 | -18.1 | -18.1 | 0 | 0
Texas West - NOX Cap Annual v3.1 | 924 | 7360 | Rate Constraint in MTons | FALSE | L | Annual | Allowances Withdrawn (n:1) | Thousand Tons | 0 | 0 | 0 | 0 | 0 | 0 | 0
Texas West - NOX Cap Annual v3.1 | 924 | 7360 | Rate Constraint in MTons | FALSE | L | Annual | Net Emissions Allowance Position | Thousand Tons | 0.19704 | 0 | 15.0833 | 0 | -18.1 | 0 | 0
Texas West - NOX Cap Annual v3.1 | 924 | 7360 | Rate Constraint in MTons | FALSE | L | Annual | Fuel Consumed | TBtu | 2.7524 | 0 | 0 | 0 | 0 | 0 | 0
Texas West - NOX Cap Annual v3.1 | 924 | 7360 | Rate Constraint in MTons | FALSE | L | Annual | Rate | lb/MMBtu | 0.14318 | 0 | 0 | 0 | 0 | 0 | 0
Texas West - NOX Cap Annual v3.1 | 924 | 7360 | Rate Constraint in MTons | FALSE | L | Annual | Generation | TWh | 0.25026 | 0 | 0 | 0 | 0 | 0 | 0
Texas West - NOX Cap Annual v3.1 | 924 | 7360 | Rate Constraint in MTons | FALSE | L | Annual | Qualifying Generation | TWh | 0.25026 | 0 | 0 | 0 | 0 | 0 | 0
Texas West - NOX Cap Annual v3.1 | 924 | 7360 | Rate Constraint in MTons | FALSE | L | Annual | Rate | lb/MWh | 1.5747 | 0 | 0 | 0 | 0 | 0 | 0
Texas West - NOX Cap Annual v3.1 | 924 | 7360 | Rate Constraint in MTons | FALSE | L | Annual | Constraint Shadow Price | US2019$/Ton | 0 | 0 | 0 | 0 | 0 | 0 | 0
Unit Comanche 1,2 - SO2 Rate Annual v3.1, Unit 2685 and retrofits | 926 | 7264 | Rate Constraint in lbs/MMBtu | FALSE | L | Annual | Seasons Included | Seasons | Winter, WintShld, Summer | Winter, WintShld, Summer | Winter, WintShld, Summer | Winter, WintShld, Summer | Winter, WintShld, Summer | Winter, WintShld, Summer | Winter, WintShld, Summer
Unit Comanche 1,2 - SO2 Rate Annual v3.1, Unit 2685 and retrofits | 926 | 7264 | Rate Constraint in lbs/MMBtu | FALSE | L | Annual | Standard SO2 | lb/MMBtu | 0.1 | 0.1 | 0.1 | 0.1 | 0.1 | 0.1 | 0.1
Unit Comanche 1,2 - SO2 Rate Annual v3.1, Unit 2685 and retrofits | 926 | 7264 | Rate Constraint in lbs/MMBtu | FALSE | L | Annual | Emissions at Affected Plants SO2 | Thousand Tons | 0 | 0 | 0 | 0 | 0 | 0 | 0
Unit Comanche 1,2 - SO2 Rate Annual v3.1, Unit 2685 and retrofits | 926 | 7264 | Rate Constraint in lbs/MMBtu | FALSE | L | Annual | Allowances Purchased SO2 | Thousand Tons | 0 | 0 | 0 | 0 | 0 | 0 | 0
Unit Comanche 1,2 - SO2 Rate Annual v3.1, Unit 2685 and retrofits | 926 | 7264 | Rate Constraint in lbs/MMBtu | FALSE | L | Annual | Allowances Sold SO2 | Thousand Tons | 0 | 0 | 0 | 0 | 0 | 0 | 0
Unit Comanche 1,2 - SO2 Rate Annual v3.1, Unit 2685 and retrofits | 926 | 7264 | Rate Constraint in lbs/MMBtu | FALSE | L | Annual | Allowances Banked | Thousand Tons | 0 | 0 | 0 | 0 | 0 | 0 | 0
Unit Comanche 1,2 - SO2 Rate Annual v3.1, Unit 2685 and retrofits | 926 | 7264 | Rate Constraint in lbs/MMBtu | FALSE | L | Annual | Allowances Withdrawn (1:1) | Thousand Tons | 0 | 0 | 0 | 0 | 0 | 0 | 0
Unit Comanche 1,2 - SO2 Rate Annual v3.1, Unit 2685 and retrofits | 926 | 7264 | Rate Constraint in lbs/MMBtu | FALSE | L | Annual | Allowances Withdrawn (n:1) | Thousand Tons | 0 | 0 | 0 | 0 | 0 | 0 | 0
Unit Comanche 1,2 - SO2 Rate Annual v3.1, Unit 2685 and retrofits | 926 | 7264 | Rate Constraint in lbs/MMBtu | FALSE | L | Annual | Net Emissions Allowance Position | Thousand Tons | 0 | 0 | 0 | 0 | 0 | 0 | 0
Unit Comanche 1,2 - SO2 Rate Annual v3.1, Unit 2685 and retrofits | 926 | 7264 | Rate Constraint in lbs/MMBtu | FALSE | L | Annual | Fuel Consumed | TBtu | 0 | 0 | 0 | 0 | 0 | 0 | 0
Unit Comanche 1,2 - SO2 Rate Annual v3.1, Unit 2685 and retrofits | 926 | 7264 | Rate Constraint in lbs/MMBtu | FALSE | L | Annual | Rate | lb/MMBtu | 0 | 0 | 0 | 0 | 0 | 0 | 0
Unit Comanche 1,2 - SO2 Rate Annual v3.1, Unit 2685 and retrofits | 926 | 7264 | Rate Constraint in lbs/MMBtu | FALSE | L | Annual | Generation | TWh | 0 | 0 | 0 | 0 | 0 | 0 | 0
Unit Comanche 1,2 - SO2 Rate Annual v3.1, Unit 2685 and retrofits | 926 | 7264 | Rate Constraint in lbs/MMBtu | FALSE | L | Annual | Qualifying Generation | TWh | 0 | 0 | 0 | 0 | 0 | 0 | 0
Unit Comanche 1,2 - SO2 Rate Annual v3.1, Unit 2685 and retrofits | 926 | 7264 | Rate Constraint in lbs/MMBtu | FALSE | L | Annual | Rate | lb/MWh | 0 | 0 | 0 | 0 | 0 | 0 | 0
Unit Comanche 1,2 - SO2 Rate Annual v3.1, Unit 2685 and retrofits | 926 | 7264 | Rate Constraint in lbs/MMBtu | FALSE | L | Annual | Constraint Shadow Price | US2019$/Ton | 0 | 0 | 0 | 0 | 0 | 0 | 0
Unit Comanche 3 - NOX Rate Annual v3.1, Unit 2652 and retrofits | 927 | 7267 | Rate Constraint in lbs/MMBtu | FALSE | L | Annual | Seasons Included | Seasons | Winter, WintShld, Summer | Winter, WintShld, Summer | Winter, WintShld, Summer | Winter, WintShld, Summer | Winter, WintShld, Summer | Winter, WintShld, Summer | Winter, WintShld, Summer
Unit Comanche 3 - NOX Rate Annual v3.1, Unit 2652 and retrofits | 927 | 7267 | Rate Constraint in lbs/MMBtu | FALSE | L | Annual | Standard NOX | lb/MMBtu | 0.08 | 0.08 | 0.08 | 0.08 | 0.08 | 0.08 | 0.08
Unit Comanche 3 - NOX Rate Annual v3.1, Unit 2652 and retrofits | 927 | 7267 | Rate Constraint in lbs/MMBtu | FALSE | L | Annual | Emissions at Affected Plants NOX | Thousand Tons | 0.37699 | 0.23307 | 0.0073229 | 0.0073229 | 0.0073229 | 0.0073229 | 0.0073229
Unit Comanche 3 - NOX Rate Annual v3.1, Unit 2652 and retrofits | 927 | 7267 | Rate Constraint in lbs/MMBtu | FALSE | L | Annual | Allowances Purchased NOX | Thousand Tons | 0 | 0 | 0 | 0 | 0 | 0 | 0
Unit Comanche 3 - NOX Rate Annual v3.1, Unit 2652 and retrofits | 927 | 7267 | Rate Constraint in lbs/MMBtu | FALSE | L | Annual | Allowances Sold NOX | Thousand Tons | 0 | 0 | 0 | 0 | 0 | 0 | 0
Unit Comanche 3 - NOX Rate Annual v3.1, Unit 2652 and retrofits | 927 | 7267 | Rate Constraint in lbs/MMBtu | FALSE | L | Annual | Allowances Banked | Thousand Tons | 0 | 0 | 0 | 0 | 0 | 0 | 0
Unit Comanche 3 - NOX Rate Annual v3.1, Unit 2652 and retrofits | 927 | 7267 | Rate Constraint in lbs/MMBtu | FALSE | L | Annual | Allowances Withdrawn (1:1) | Thousand Tons | 0 | 0 | 0 | 0 | 0 | 0 | 0
Unit Comanche 3 - NOX Rate Annual v3.1, Unit 2652 and retrofits | 927 | 7267 | Rate Constraint in lbs/MMBtu | FALSE | L | Annual | Allowances Withdrawn (n:1) | Thousand Tons | 0 | 0 | 0 | 0 | 0 | 0 | 0
Unit Comanche 3 - NOX Rate Annual v3.1, Unit 2652 and retrofits | 927 | 7267 | Rate Constraint in lbs/MMBtu | FALSE | L | Annual | Net Emissions Allowance Position | Thousand Tons | 0.37699 | 0.23307 | 0.0073229 | 0.0073229 | 0.0073229 | 0.0073229 | 0.0073229
Unit Comanche 3 - NOX Rate Annual v3.1, Unit 2652 and retrofits | 927 | 7267 | Rate Constraint in lbs/MMBtu | FALSE | L | Annual | Fuel Consumed | TBtu | 11.4292 | 7.0661 | 0.22201 | 0.22201 | 0.22201 | 0.22201 | 0.22201
Unit Comanche 3 - NOX Rate Annual v3.1, Unit 2652 and retrofits | 927 | 7267 | Rate Constraint in lbs/MMBtu | FALSE | L | Annual | Rate | lb/MMBtu | 0.06597 | 0.06597 | 0.06597 | 0.06597 | 0.06597 | 0.06597 | 0.06597
Unit Comanche 3 - NOX Rate Annual v3.1, Unit 2652 and retrofits | 927 | 7267 | Rate Constraint in lbs/MMBtu | FALSE | L | Annual | Generation | TWh | 1.0928 | 0.66856 | 0.014183 | 0.014183 | 0.014183 | 0.014183 | 0.014183
Unit Comanche 3 - NOX Rate Annual v3.1, Unit 2652 and retrofits | 927 | 7267 | Rate Constraint in lbs/MMBtu | FALSE | L | Annual | Qualifying Generation | TWh | 1.0928 | 0.66856 | 0.014183 | 0.014183 | 0.014183 | 0.014183 | 0.014183
Unit Comanche 3 - NOX Rate Annual v3.1, Unit 2652 and retrofits | 927 | 7267 | Rate Constraint in lbs/MMBtu | FALSE | L | Annual | Rate | lb/MWh | 0.68998 | 0.69725 | 1.0326 | 1.0326 | 1.0326 | 1.0326 | 1.0326
Unit Comanche 3 - NOX Rate Annual v3.1, Unit 2652 and retrofits | 927 | 7267 | Rate Constraint in lbs/MMBtu | FALSE | L | Annual | Constraint Shadow Price | US2019$/Ton | 0 | 0 | 0 | 0 | 0 | 0 | 0
Unit Comanche 3 - SO2 Rate Annual v3.1, Unit 2652 and retrofits | 928 | 7265 | Rate Constraint in lbs/MMBtu | FALSE | L | Annual | Seasons Included | Seasons | Winter, WintShld, Summer | Winter, WintShld, Summer | Winter, WintShld, Summer | Winter, WintShld, Summer | Winter, WintShld, Summer | Winter, WintShld, Summer | Winter, WintShld, Summer
Unit Comanche 3 - SO2 Rate Annual v3.1, Unit 2652 and retrofits | 928 | 7265 | Rate Constraint in lbs/MMBtu | FALSE | L | Annual | Standard SO2 | lb/MMBtu | 0.1 | 0.1 | 0.1 | 0.1 | 0.1 | 0.1 | 0.1
Unit Comanche 3 - SO2 Rate Annual v3.1, Unit 2652 and retrofits | 928 | 7265 | Rate Constraint in lbs/MMBtu | FALSE | L | Annual | Emissions at Affected Plants SO2 | Thousand Tons | 0.42183 | 0.2608 | 0.0081939 | 0.0081939 | 0.0081939 | 0.0081939 | 0.0081939
Unit Comanche 3 - SO2 Rate Annual v3.1, Unit 2652 and retrofits | 928 | 7265 | Rate Constraint in lbs/MMBtu | FALSE | L | Annual | Allowances Purchased SO2 | Thousand Tons | 0 | 0 | 0 | 0 | 0 | 0 | 0
Unit Comanche 3 - SO2 Rate Annual v3.1, Unit 2652 and retrofits | 928 | 7265 | Rate Constraint in lbs/MMBtu | FALSE | L | Annual | Allowances Sold SO2 | Thousand Tons | 0 | 0 | 0 | 0 | 0 | 0 | 0
Unit Comanche 3 - SO2 Rate Annual v3.1, Unit 2652 and retrofits | 928 | 7265 | Rate Constraint in lbs/MMBtu | FALSE | L | Annual | Allowances Banked | Thousand Tons | 0 | 0 | 0 | 0 | 0 | 0 | 0
Unit Comanche 3 - SO2 Rate Annual v3.1, Unit 2652 and retrofits | 928 | 7265 | Rate Constraint in lbs/MMBtu | FALSE | L | Annual | Allowances Withdrawn (1:1) | Thousand Tons | 0 | 0 | 0 | 0 | 0 | 0 | 0
Unit Comanche 3 - SO2 Rate Annual v3.1, Unit 2652 and retrofits | 928 | 7265 | Rate Constraint in lbs/MMBtu | FALSE | L | Annual | Allowances Withdrawn (n:1) | Thousand Tons | 0 | 0 | 0 | 0 | 0 | 0 | 0
Unit Comanche 3 - SO2 Rate Annual v3.1, Unit 2652 and retrofits | 928 | 7265 | Rate Constraint in lbs/MMBtu | FALSE | L | Annual | Net Emissions Allowance Position | Thousand Tons | 0.42183 | 0.2608 | 0.0081939 | 0.0081939 | 0.0081939 | 0.0081939 | 0.0081939
Unit Comanche 3 - SO2 Rate Annual v3.1, Unit 2652 and retrofits | 928 | 7265 | Rate Constraint in lbs/MMBtu | FALSE | L | Annual | Fuel Consumed | TBtu | 11.4292 | 7.0661 | 0.22201 | 0.22201 | 0.22201 | 0.22201 | 0.22201
Unit Comanche 3 - SO2 Rate Annual v3.1, Unit 2652 and retrofits | 928 | 7265 | Rate Constraint in lbs/MMBtu | FALSE | L | Annual | Rate | lb/MMBtu | 0.073817 | 0.073817 | 0.073817 | 0.073817 | 0.073817 | 0.073817 | 0.073817
Unit Comanche 3 - SO2 Rate Annual v3.1, Unit 2652 and retrofits | 928 | 7265 | Rate Constraint in lbs/MMBtu | FALSE | L | Annual | Generation | TWh | 1.0928 | 0.66856 | 0.014183 | 0.014183 | 0.014183 | 0.014183 | 0.014183
Unit Comanche 3 - SO2 Rate Annual v3.1, Unit 2652 and retrofits | 928 | 7265 | Rate Constraint in lbs/MMBtu | FALSE | L | Annual | Qualifying Generation | TWh | 1.0928 | 0.66856 | 0.014183 | 0.014183 | 0.014183 | 0.014183 | 0.014183
Unit Comanche 3 - SO2 Rate Annual v3.1, Unit 2652 and retrofits | 928 | 7265 | Rate Constraint in lbs/MMBtu | FALSE | L | Annual | Rate | lb/MWh | 0.77205 | 0.78018 | 1.1554 | 1.1554 | 1.1554 | 1.1554 | 1.1554
Unit Comanche 3 - SO2 Rate Annual v3.1, Unit 2652 and retrofits | 928 | 7265 | Rate Constraint in lbs/MMBtu | FALSE | L | Annual | Constraint Shadow Price | US2019$/Ton | 0 | 0 | 0 | 0 | 0 | 0 | 0
UT Bonanza - NOX Cap Annual v6.21 | 929 | 7730 | Rate Constraint in MTons | FALSE | L | Annual | Seasons Included | Seasons | Winter, WintShld, Summer | Winter, WintShld, Summer | Winter, WintShld, Summer | Winter, WintShld, Summer | Winter, WintShld, Summer | Winter, WintShld, Summer | Winter, WintShld, Summer
UT Bonanza - NOX Cap Annual v6.21 | 929 | 7730 | Rate Constraint in MTons | FALSE | L | Annual | Standard NOX | Thousand Tons | 5.7 | 5.7 | 5.7 | 5.7 | 5.7 | 5.7 | 5.7
UT Bonanza - NOX Cap Annual v6.21 | 929 | 7730 | Rate Constraint in MTons | FALSE | L | Annual | Emissions at Affected Plants NOX | Thousand Tons | 0 | 0 | 0 | 0 | 0 | 0 | 0
UT Bonanza - NOX Cap Annual v6.21 | 929 | 7730 | Rate Constraint in MTons | FALSE | L | Annual | Allowances Purchased NOX | Thousand Tons | 0 | 0 | 0 | 0 | 0 | 0 | 0
UT Bonanza - NOX Cap Annual v6.21 | 929 | 7730 | Rate Constraint in MTons | FALSE | L | Annual | Allowances Sold NOX | Thousand Tons | 0 | 0 | 0 | 0 | 0 | 0 | 0
UT Bonanza - NOX Cap Annual v6.21 | 929 | 7730 | Rate Constraint in MTons | FALSE | L | Annual | Allowances Banked | Thousand Tons | 0 | 0 | 0 | 0 | 0 | 0 | 0
UT Bonanza - NOX Cap Annual v6.21 | 929 | 7730 | Rate Constraint in MTons | FALSE | L | Annual | Allowances Withdrawn (1:1) | Thousand Tons | 0 | 0 | 0 | 0 | 0 | 0 | 0
UT Bonanza - NOX Cap Annual v6.21 | 929 | 7730 | Rate Constraint in MTons | FALSE | L | Annual | Allowances Withdrawn (n:1) | Thousand Tons | 0 | 0 | 0 | 0 | 0 | 0 | 0
UT Bonanza - NOX Cap Annual v6.21 | 929 | 7730 | Rate Constraint in MTons | FALSE | L | Annual | Net Emissions Allowance Position | Thousand Tons | 0 | 0 | 0 | 0 | 0 | 0 | 0
UT Bonanza - NOX Cap Annual v6.21 | 929 | 7730 | Rate Constraint in MTons | FALSE | L | Annual | Fuel Consumed | TBtu | 0 | 0 | 0 | 0 | 0 | 0 | 0
UT Bonanza - NOX Cap Annual v6.21 | 929 | 7730 | Rate Constraint in MTons | FALSE | L | Annual | Rate | lb/MMBtu | 0 | 0 | 0 | 0 | 0 | 0 | 0
UT Bonanza - NOX Cap Annual v6.21 | 929 | 7730 | Rate Constraint in MTons | FALSE | L | Annual | Generation | TWh | 0 | 0 | 0 | 0 | 0 | 0 | 0
UT Bonanza - NOX Cap Annual v6.21 | 929 | 7730 | Rate Constraint in MTons | FALSE | L | Annual | Qualifying Generation | TWh | 0 | 0 | 0 | 0 | 0 | 0 | 0
UT Bonanza - NOX Cap Annual v6.21 | 929 | 7730 | Rate Constraint in MTons | FALSE | L | Annual | Rate | lb/MWh | 0 | 0 | 0 | 0 | 0 | 0 | 0
UT Bonanza - NOX Cap Annual v6.21 | 929 | 7730 | Rate Constraint in MTons | FALSE | L | Annual | Constraint Shadow Price | US2019$/Ton | 0 | 0 | 0 | 0 | 0 | 0 | 0
UT Hg Rule - MER Removal Annual v.4.10 | 930 | 7363 | MACT Fuel Choice Floor in lbs/MMBtu | FALSE | L | Annual | Seasons Included | Seasons | Winter, WintShld, Summer | Winter, WintShld, Summer | Winter, WintShld, Summer | Winter, WintShld, Summer | Winter, WintShld, Summer | Winter, WintShld, Summer | Winter, WintShld, Summer
UT Hg Rule - MER Removal Annual v.4.10 | 930 | 7363 | MACT Fuel Choice Floor in lbs/MMBtu | FALSE | L | Annual | Emission Floor | lbs/MMBtu | 6.5e-07 | 6.5e-07 | 6.5e-07 | 6.5e-07 | 6.5e-07 | 6.5e-07 | 6.5e-07
UT Hg Rule - MER Removal Annual v.4.10 | 930 | 7363 | MACT Fuel Choice Floor in lbs/MMBtu | FALSE | L | Annual | Emissions at Affected Plants MER | lbs | 43.6524 | 42.3706 | 41.8323 | 41.8323 | 0.092305 | 0 | 0
UT Hg Rule - MER Removal Annual v.4.10 | 930 | 7363 | MACT Fuel Choice Floor in lbs/MMBtu | FALSE | L | Annual | Allowances Purchased MER | lbs | 0 | 0 | 0 | 0 | 0 | 0 | 0
UT Hg Rule - MER Removal Annual v.4.10 | 930 | 7363 | MACT Fuel Choice Floor in lbs/MMBtu | FALSE | L | Annual | Allowances Sold MER | lbs | 0 | 0 | 0 | 0 | 0 | 0 | 0
UT Hg Rule - MER Removal Annual v.4.10 | 930 | 7363 | MACT Fuel Choice Floor in lbs/MMBtu | FALSE | L | Annual | Allowances Banked | lbs | 0 | 0 | 0 | 0 | 0 | 0 | 0
UT Hg Rule - MER Removal Annual v.4.10 | 930 | 7363 | MACT Fuel Choice Floor in lbs/MMBtu | FALSE | L | Annual | Allowances Withdrawn (1:1) | lbs | 0 | 0 | 0 | 0 | 0 | 0 | 0
UT Hg Rule - MER Removal Annual v.4.10 | 930 | 7363 | MACT Fuel Choice Floor in lbs/MMBtu | FALSE | L | Annual | Allowances Withdrawn (n:1) | lbs | 0 | 0 | 0 | 0 | 0 | 0 | 0
UT Hg Rule - MER Removal Annual v.4.10 | 930 | 7363 | MACT Fuel Choice Floor in lbs/MMBtu | FALSE | L | Annual | Net Emissions Allowance Position | lbs | 43.6524 | 42.3706 | 41.8323 | 41.8323 | 0.092305 | 0 | 0
UT Hg Rule - MER Removal Annual v.4.10 | 930 | 7363 | MACT Fuel Choice Floor in lbs/MMBtu | FALSE | L | Annual | Fuel Consumed | TBtu | 99.2739 | 96.7503 | 95.7138 | 95.7138 | 0.2112 | 0 | 0
UT Hg Rule - MER Removal Annual v.4.10 | 930 | 7363 | MACT Fuel Choice Floor in lbs/MMBtu | FALSE | L | Annual | Rate | lb/MMBtu | 4.3972e-07 | 4.3794e-07 | 4.3706e-07 | 4.3706e-07 | 4.3706e-07 | 0 | 0
UT Hg Rule - MER Removal Annual v.4.10 | 930 | 7363 | MACT Fuel Choice Floor in lbs/MMBtu | FALSE | L | Annual | Generation | TWh | 9.518 | 6.4593 | 6.3696 | 6.3696 | 0.014198 | 0 | 0
UT Hg Rule - MER Removal Annual v.4.10 | 930 | 7363 | MACT Fuel Choice Floor in lbs/MMBtu | FALSE | L | Annual | Qualifying Generation | TWh | 9.518 | 6.4593 | 6.3696 | 6.3696 | 0.014198 | 0 | 0
UT Hg Rule - MER Removal Annual v.4.10 | 930 | 7363 | MACT Fuel Choice Floor in lbs/MMBtu | FALSE | L | Annual | Constraint Shadow Price | US2019$/Lb | 0 | 0 | 0 | 0 | 0 | 0 | 0
Virginia City Hybrid Unit 1 SO2 Rate v6.20 | 931 | 7664 | Rate Constraint in lbs/MMBtu | FALSE | L | Annual | Seasons Included | Seasons | Winter, WintShld, Summer | Winter, WintShld, Summer | Winter, WintShld, Summer | Winter, WintShld, Summer | Winter, WintShld, Summer | Winter, WintShld, Summer | Winter, WintShld, Summer
Virginia City Hybrid Unit 1 SO2 Rate v6.20 | 931 | 7664 | Rate Constraint in lbs/MMBtu | FALSE | L | Annual | Standard SO2 | lb/MMBtu | 0.022 | 0.022 | 0.022 | 0.022 | 0.022 | 0.022 | 0.022
Virginia City Hybrid Unit 1 SO2 Rate v6.20 | 931 | 7664 | Rate Constraint in lbs/MMBtu | FALSE | L | Annual | Emissions at Affected Plants SO2 | Thousand Tons | 0.14405 | 0.047818 | 0 | 0 | 0 | 0 | 0
Virginia City Hybrid Unit 1 SO2 Rate v6.20 | 931 | 7664 | Rate Constraint in lbs/MMBtu | FALSE | L | Annual | Allowances Purchased SO2 | Thousand Tons | 0 | 0 | 0 | 0 | 0 | 0 | 0
Virginia City Hybrid Unit 1 SO2 Rate v6.20 | 931 | 7664 | Rate Constraint in lbs/MMBtu | FALSE | L | Annual | Allowances Sold SO2 | Thousand Tons | 0 | 0 | 0 | 0 | 0 | 0 | 0
Virginia City Hybrid Unit 1 SO2 Rate v6.20 | 931 | 7664 | Rate Constraint in lbs/MMBtu | FALSE | L | Annual | Allowances Banked | Thousand Tons | 0 | 0 | 0 | 0 | 0 | 0 | 0
Virginia City Hybrid Unit 1 SO2 Rate v6.20 | 931 | 7664 | Rate Constraint in lbs/MMBtu | FALSE | L | Annual | Allowances Withdrawn (1:1) | Thousand Tons | 0 | 0 | 0 | 0 | 0 | 0 | 0
Virginia City Hybrid Unit 1 SO2 Rate v6.20 | 931 | 7664 | Rate Constraint in lbs/MMBtu | FALSE | L | Annual | Allowances Withdrawn (n:1) | Thousand Tons | 0 | 0 | 0 | 0 | 0 | 0 | 0
Virginia City Hybrid Unit 1 SO2 Rate v6.20 | 931 | 7664 | Rate Constraint in lbs/MMBtu | FALSE | L | Annual | Net Emissions Allowance Position | Thousand Tons | 0.14405 | 0.047818 | 0 | 0 | 0 | 0 | 0
Virginia City Hybrid Unit 1 SO2 Rate v6.20 | 931 | 7664 | Rate Constraint in lbs/MMBtu | FALSE | L | Annual | Fuel Consumed | TBtu | 16.0059 | 5.3131 | 0 | 0 | 0 | 0 | 0
Virginia City Hybrid Unit 1 SO2 Rate v6.20 | 931 | 7664 | Rate Constraint in lbs/MMBtu | FALSE | L | Annual | Rate | lb/MMBtu | 0.018 | 0.018 | 0 | 0 | 0 | 0 | 0
Virginia City Hybrid Unit 1 SO2 Rate v6.20 | 931 | 7664 | Rate Constraint in lbs/MMBtu | FALSE | L | Annual | Generation | TWh | 1.6098 | 0.53436 | 0 | 0 | 0 | 0 | 0
Virginia City Hybrid Unit 1 SO2 Rate v6.20 | 931 | 7664 | Rate Constraint in lbs/MMBtu | FALSE | L | Annual | Qualifying Generation | TWh | 1.6098 | 0.53436 | 0 | 0 | 0 | 0 | 0
Virginia City Hybrid Unit 1 SO2 Rate v6.20 | 931 | 7664 | Rate Constraint in lbs/MMBtu | FALSE | L | Annual | Rate | lb/MWh | 0.17897 | 0.17897 | 0 | 0 | 0 | 0 | 0
Virginia City Hybrid Unit 1 SO2 Rate v6.20 | 931 | 7664 | Rate Constraint in lbs/MMBtu | FALSE | L | Annual | Constraint Shadow Price | US2019$/Ton | 0 | 0 | 0 | 0 | 0 | 0 | 0
Virginia City Hybrid Unit 2 SO2 Rate v6.20 | 932 | 7665 | Rate Constraint in lbs/MMBtu | FALSE | L | Annual | Seasons Included | Seasons | Winter, WintShld, Summer | Winter, WintShld, Summer | Winter, WintShld, Summer | Winter, WintShld, Summer | Winter, WintShld, Summer | Winter, WintShld, Summer | Winter, WintShld, Summer
Virginia City Hybrid Unit 2 SO2 Rate v6.20 | 932 | 7665 | Rate Constraint in lbs/MMBtu | FALSE | L | Annual | Standard SO2 | lb/MMBtu | 0.022 | 0.022 | 0.022 | 0.022 | 0.022 | 0.022 | 0.022
Virginia City Hybrid Unit 2 SO2 Rate v6.20 | 932 | 7665 | Rate Constraint in lbs/MMBtu | FALSE | L | Annual | Emissions at Affected Plants SO2 | Thousand Tons | 0.12453 | 0.041336 | 0 | 0 | 0 | 0 | 0
Virginia City Hybrid Unit 2 SO2 Rate v6.20 | 932 | 7665 | Rate Constraint in lbs/MMBtu | FALSE | L | Annual | Allowances Purchased SO2 | Thousand Tons | 0 | 0 | 0 | 0 | 0 | 0 | 0
Virginia City Hybrid Unit 2 SO2 Rate v6.20 | 932 | 7665 | Rate Constraint in lbs/MMBtu | FALSE | L | Annual | Allowances Sold SO2 | Thousand Tons | 0 | 0 | 0 | 0 | 0 | 0 | 0
Virginia City Hybrid Unit 2 SO2 Rate v6.20 | 932 | 7665 | Rate Constraint in lbs/MMBtu | FALSE | L | Annual | Allowances Banked | Thousand Tons | 0 | 0 | 0 | 0 | 0 | 0 | 0
Virginia City Hybrid Unit 2 SO2 Rate v6.20 | 932 | 7665 | Rate Constraint in lbs/MMBtu | FALSE | L | Annual | Allowances Withdrawn (1:1) | Thousand Tons | 0 | 0 | 0 | 0 | 0 | 0 | 0
Virginia City Hybrid Unit 2 SO2 Rate v6.20 | 932 | 7665 | Rate Constraint in lbs/MMBtu | FALSE | L | Annual | Allowances Withdrawn (n:1) | Thousand Tons | 0 | 0 | 0 | 0 | 0 | 0 | 0
Virginia City Hybrid Unit 2 SO2 Rate v6.20 | 932 | 7665 | Rate Constraint in lbs/MMBtu | FALSE | L | Annual | Net Emissions Allowance Position | Thousand Tons | 0.12453 | 0.041336 | 0 | 0 | 0 | 0 | 0
Virginia City Hybrid Unit 2 SO2 Rate v6.20 | 932 | 7665 | Rate Constraint in lbs/MMBtu | FALSE | L | Annual | Fuel Consumed | TBtu | 16.0059 | 5.3131 | 0 | 0 | 0 | 0 | 0
Virginia City Hybrid Unit 2 SO2 Rate v6.20 | 932 | 7665 | Rate Constraint in lbs/MMBtu | FALSE | L | Annual | Rate | lb/MMBtu | 0.01556 | 0.01556 | 0 | 0 | 0 | 0 | 0
Virginia City Hybrid Unit 2 SO2 Rate v6.20 | 932 | 7665 | Rate Constraint in lbs/MMBtu | FALSE | L | Annual | Generation | TWh | 1.6098 | 0.53436 | 0 | 0 | 0 | 0 | 0
Virginia City Hybrid Unit 2 SO2 Rate v6.20 | 932 | 7665 | Rate Constraint in lbs/MMBtu | FALSE | L | Annual | Qualifying Generation | TWh | 1.6098 | 0.53436 | 0 | 0 | 0 | 0 | 0
Virginia City Hybrid Unit 2 SO2 Rate v6.20 | 932 | 7665 | Rate Constraint in lbs/MMBtu | FALSE | L | Annual | Rate | lb/MWh | 0.15471 | 0.15471 | 0 | 0 | 0 | 0 | 0
Virginia City Hybrid Unit 2 SO2 Rate v6.20 | 932 | 7665 | Rate Constraint in lbs/MMBtu | FALSE | L | Annual | Constraint Shadow Price | US2019$/Ton | 0 | 0 | 0 | 0 | 0 | 0 | 0
WA - CO2 Cap Annual v6.21 | 933 | 7930 | Rate Constraint in MTons | FALSE | L | Annual | Seasons Included | Seasons | Winter, WintShld, Summer | Winter, WintShld, Summer | Winter, WintShld, Summer | Winter, WintShld, Summer | Winter, WintShld, Summer | Winter, WintShld, Summer | Winter, WintShld, Summer
WA - CO2 Cap Annual v6.21 | 933 | 7930 | Rate Constraint in MTons | FALSE | L | Annual | Standard CO2 | Thousand Tons | 50548.8002 | 43440.3751 | 33567.5626 | 23694.7501 | 13821.9375 | 3949.125 | 3949.125
WA - CO2 Cap Annual v6.21 | 933 | 7930 | Rate Constraint in MTons | FALSE | L | Annual | Emissions at Affected Plants CO2 | Thousand Tons | 2331.7281 | 5408.4338 | 5769.2452 | 4575.4085 | 3768.8762 | 3731.6698 | 3573.4712
WA - CO2 Cap Annual v6.21 | 933 | 7930 | Rate Constraint in MTons | FALSE | L | Annual | Allowances Purchased CO2 | Thousand Tons | 0 | 0 | 0 | 0 | 0 | 0 | 0
WA - CO2 Cap Annual v6.21 | 933 | 7930 | Rate Constraint in MTons | FALSE | L | Annual | Allowances Sold CO2 | Thousand Tons | 0 | 0 | 0 | 0 | 0 | 0 | 0
WA - CO2 Cap Annual v6.21 | 933 | 7930 | Rate Constraint in MTons | FALSE | L | Annual | Allowances Banked | Thousand Tons | 0 | 0 | 0 | 0 | 0 | 0 | 0
WA - CO2 Cap Annual v6.21 | 933 | 7930 | Rate Constraint in MTons | FALSE | L | Annual | Allowances Withdrawn (1:1) | Thousand Tons | 0 | 0 | 0 | 0 | 0 | 0 | 0
WA - CO2 Cap Annual v6.21 | 933 | 7930 | Rate Constraint in MTons | FALSE | L | Annual | Allowances Withdrawn (n:1) | Thousand Tons | 0 | 0 | 0 | 0 | 0 | 0 | 0
WA - CO2 Cap Annual v6.21 | 933 | 7930 | Rate Constraint in MTons | FALSE | L | Annual | Net Emissions Allowance Position | Thousand Tons | 2331.7281 | 5408.4338 | 5769.2452 | 4575.4085 | 3768.8762 | 3731.6698 | 3573.4712
WA - CO2 Cap Annual v6.21 | 933 | 7930 | Rate Constraint in MTons | FALSE | L | Annual | Fuel Consumed | TBtu | 43.4034 | 95.7037 | 101.9199 | 81.5255 | 67.3356 | 66.7525 | 64.3008
WA - CO2 Cap Annual v6.21 | 933 | 7930 | Rate Constraint in MTons | FALSE | L | Annual | Rate | lb/MMBtu | 107.4446 | 113.0245 | 113.2114 | 112.2448 | 111.9431 | 111.8062 | 111.1485
WA - CO2 Cap Annual v6.21 | 933 | 7930 | Rate Constraint in MTons | FALSE | L | Annual | Generation | TWh | 5.2451 | 12.2163 | 12.9321 | 10.2603 | 8.3144 | 8.2728 | 7.9202
WA - CO2 Cap Annual v6.21 | 933 | 7930 | Rate Constraint in MTons | FALSE | L | Annual | Qualifying Generation | TWh | 5.2451 | 12.2163 | 12.9321 | 10.2603 | 8.3144 | 8.2728 | 7.9202
WA - CO2 Cap Annual v6.21 | 933 | 7930 | Rate Constraint in MTons | FALSE | L | Annual | Rate | lb/MWh | 889.108 | 885.4431 | 892.2367 | 891.8685 | 906.589 | 902.1594 | 902.3664
WA - CO2 Cap Annual v6.21 | 933 | 7930 | Rate Constraint in MTons | FALSE | L | Annual | Constraint Shadow Price | US2019$/Ton | 0 | 0 | 0 | 0 | 0 | 0 | 0
WA - CO2 Penalty Annual v5.13 | 934 | 7357 | Rate Constraint in MTons | FALSE | L | Annual | Seasons Included | Seasons | Winter, WintShld, Summer | Winter, WintShld, Summer | Winter, WintShld, Summer | Winter, WintShld, Summer | Winter, WintShld, Summer | Winter, WintShld, Summer | Winter, WintShld, Summer
WA - CO2 Penalty Annual v5.13 | 934 | 7357 | Rate Constraint in MTons | FALSE | L | Annual | Standard CO2 | Thousand Tons | 0 | 0 | 0 | 0 | 0 | 0 | 0
WA - CO2 Penalty Annual v5.13 | 934 | 7357 | Rate Constraint in MTons | FALSE | L | Annual | Emissions at Affected Plants CO2 | Thousand Tons | 0 | 0 | 0 | 0 | 0 | 0 | 0
WA - CO2 Penalty Annual v5.13 | 934 | 7357 | Rate Constraint in MTons | FALSE | L | Annual | Allowances Purchased CO2 | Thousand Tons | 0 | 0 | 0 | 0 | 0 | 0 | 0
WA - CO2 Penalty Annual v5.13 | 934 | 7357 | Rate Constraint in MTons | FALSE | L | Annual | Allowances Sold CO2 | Thousand Tons | 0 | 0 | 0 | 0 | 0 | 0 | 0
WA - CO2 Penalty Annual v5.13 | 934 | 7357 | Rate Constraint in MTons | FALSE | L | Annual | Allowances Banked | Thousand Tons | 0 | 0 | 0 | 0 | 0 | 0 | 0
WA - CO2 Penalty Annual v5.13 | 934 | 7357 | Rate Constraint in MTons | FALSE | L | Annual | Allowances Withdrawn (1:1) | Thousand Tons | 0 | 0 | 0 | 0 | 0 | 0 | 0
WA - CO2 Penalty Annual v5.13 | 934 | 7357 | Rate Constraint in MTons | FALSE | L | Annual | Allowances Withdrawn (n:1) | Thousand Tons | 0 | 0 | 0 | 0 | 0 | 0 | 0
WA - CO2 Penalty Annual v5.13 | 934 | 7357 | Rate Constraint in MTons | FALSE | L | Annual | Net Emissions Allowance Position | Thousand Tons | 0 | 0 | 0 | 0 | 0 | 0 | 0
WA - CO2 Penalty Annual v5.13 | 934 | 7357 | Rate Constraint in MTons | FALSE | L | Annual | Fuel Consumed | TBtu | 0 | 0 | 0 | 0 | 0 | 0 | 0
WA - CO2 Penalty Annual v5.13 | 934 | 7357 | Rate Constraint in MTons | FALSE | L | Annual | Rate | lb/MMBtu | 0 | 0 | 0 | 0 | 0 | 0 | 0
WA - CO2 Penalty Annual v5.13 | 934 | 7357 | Rate Constraint in MTons | FALSE | L | Annual | Generation | TWh | 0 | 0 | 0 | 0 | 0 | 0 | 0
WA - CO2 Penalty Annual v5.13 | 934 | 7357 | Rate Constraint in MTons | FALSE | L | Annual | Qualifying Generation | TWh | 0 | 0 | 0 | 0 | 0 | 0 | 0
WA - CO2 Penalty Annual v5.13 | 934 | 7357 | Rate Constraint in MTons | FALSE | L | Annual | Rate | lb/MWh | 0 | 0 | 0 | 0 | 0 | 0 | 0
WA - CO2 Penalty Annual v5.13 | 934 | 7357 | Rate Constraint in MTons | FALSE | L | Annual | Constraint Shadow Price | US2019$/Ton | 1.933 | 1.9327 | 1.9325 | 0 | 0 | 0 | 0
WA - CO2 Rate Limit (New Advanced Coal with CCS) | 935 | 7364 | Rate Constraint in lbs/MWh | FALSE | L | Annual | Seasons Included | Seasons | Winter, WintShld, Summer | Winter, WintShld, Summer | Winter, WintShld, Summer | Winter, WintShld, Summer | Winter, WintShld, Summer | Winter, WintShld, Summer | Winter, WintShld, Summer
WA - CO2 Rate Limit (New Advanced Coal with CCS) | 935 | 7364 | Rate Constraint in lbs/MWh | FALSE | L | Annual | Standard CO2 | lb/MWh | 970 | 970 | 970 | 970 | 970 | 970 | 970
WA - CO2 Rate Limit (New Advanced Coal with CCS) | 935 | 7364 | Rate Constraint in lbs/MWh | FALSE | L | Annual | Emissions at Affected Plants CO2 | Thousand Tons | 0 | 0 | 0 | 0 | 0 | 0 | 0
WA - CO2 Rate Limit (New Advanced Coal with CCS) | 935 | 7364 | Rate Constraint in lbs/MWh | FALSE | L | Annual | Allowances Purchased CO2 | Thousand Tons | 0 | 0 | 0 | 0 | 0 | 0 | 0
WA - CO2 Rate Limit (New Advanced Coal with CCS) | 935 | 7364 | Rate Constraint in lbs/MWh | FALSE | L | Annual | Allowances Sold CO2 | Thousand Tons | 0 | 0 | 0 | 0 | 0 | 0 | 0
WA - CO2 Rate Limit (New Advanced Coal with CCS) | 935 | 7364 | Rate Constraint in lbs/MWh | FALSE | L | Annual | Allowances Banked | Thousand Tons | 0 | 0 | 0 | 0 | 0 | 0 | 0
WA - CO2 Rate Limit (New Advanced Coal with CCS) | 935 | 7364 | Rate Constraint in lbs/MWh | FALSE | L | Annual | Allowances Withdrawn (1:1) | Thousand Tons | 0 | 0 | 0 | 0 | 0 | 0 | 0
WA - CO2 Rate Limit (New Advanced Coal with CCS) | 935 | 7364 | Rate Constraint in lbs/MWh | FALSE | L | Annual | Allowances Withdrawn (n:1) | Thousand Tons | 0 | 0 | 0 | 0 | 0 | 0 | 0
WA - CO2 Rate Limit (New Advanced Coal with CCS) | 935 | 7364 | Rate Constraint in lbs/MWh | FALSE | L | Annual | Net Emissions Allowance Position | Thousand Tons | 0 | 0 | 0 | 0 | 0 | 0 | 0
WA - CO2 Rate Limit (New Advanced Coal with CCS) | 935 | 7364 | Rate Constraint in lbs/MWh | FALSE | L | Annual | Fuel Consumed | TBtu | 0 | 0 | 0 | 0 | 0 | 0 | 0
WA - CO2 Rate Limit (New Advanced Coal with CCS) | 935 | 7364 | Rate Constraint in lbs/MWh | FALSE | L | Annual | Rate | lb/MMBtu | 0 | 0 | 0 | 0 | 0 | 0 | 0
WA - CO2 Rate Limit (New Advanced Coal with CCS) | 935 | 7364 | Rate Constraint in lbs/MWh | FALSE | L | Annual | Generation | TWh | 0 | 0 | 0 | 0 | 0 | 0 | 0
WA - CO2 Rate Limit (New Advanced Coal with CCS) | 935 | 7364 | Rate Constraint in lbs/MWh | FALSE | L | Annual | Qualifying Generation | TWh | 0 | 0 | 0 | 0 | 0 | 0 | 0
WA - CO2 Rate Limit (New Advanced Coal with CCS) | 935 | 7364 | Rate Constraint in lbs/MWh | FALSE | L | Annual | Constraint Shadow Price | US2019$/Ton | 0 | 0 | 0 | 0 | 0 | 0 | 0
WI CC NGas NOx Annual Rate v3.1 | 936 | 7368 | Rate Constraint in lbs/MMBtu | FALSE | L | Annual | Seasons Included | Seasons | Winter, WintShld, Summer | Winter, WintShld, Summer | Winter, WintShld, Summer | Winter, WintShld, Summer | Winter, WintShld, Summer | Winter, WintShld, Summer | Winter, WintShld, Summer
WI CC NGas NOx Annual Rate v3.1 | 936 | 7368 | Rate Constraint in lbs/MMBtu | FALSE | L | Annual | Standard NOX | lb/MMBtu | 0.04 | 0.04 | 0.04 | 0.04 | 0.04 | 0.04 | 0.04
WI CC NGas NOx Annual Rate v3.1 | 936 | 7368 | Rate Constraint in lbs/MMBtu | FALSE | L | Annual | Emissions at Affected Plants NOX | Thousand Tons | 0.28958 | 0.30875 | 0.19666 | 0.11216 | 0.076461 | 0.075674 | 0.075674
WI CC NGas NOx Annual Rate v3.1 | 936 | 7368 | Rate Constraint in lbs/MMBtu | FALSE | L | Annual | Allowances Purchased NOX | Thousand Tons | 0 | 0 | 0 | 0 | 0 | 0 | 0
WI CC NGas NOx Annual Rate v3.1 | 936 | 7368 | Rate Constraint in lbs/MMBtu | FALSE | L | Annual | Allowances Sold NOX | Thousand Tons | 0 | 0 | 0 | 0 | 0 | 0 | 0
WI CC NGas NOx Annual Rate v3.1 | 936 | 7368 | Rate Constraint in lbs/MMBtu | FALSE | L | Annual | Allowances Banked | Thousand Tons | 0 | 0 | 0 | 0 | 0 | 0 | 0
WI CC NGas NOx Annual Rate v3.1 | 936 | 7368 | Rate Constraint in lbs/MMBtu | FALSE | L | Annual | Allowances Withdrawn (1:1) | Thousand Tons | 0 | 0 | 0 | 0 | 0 | 0 | 0
WI CC NGas NOx Annual Rate v3.1 | 936 | 7368 | Rate Constraint in lbs/MMBtu | FALSE | L | Annual | Allowances Withdrawn (n:1) | Thousand Tons | 0 | 0 | 0 | 0 | 0 | 0 | 0
WI CC NGas NOx Annual Rate v3.1 | 936 | 7368 | Rate Constraint in lbs/MMBtu | FALSE | L | Annual | Net Emissions Allowance Position | Thousand Tons | 0.28958 | 0.30875 | 0.19666 | 0.11216 | 0.076461 | 0.075674 | 0.075674
WI CC NGas NOx Annual Rate v3.1 | 936 | 7368 | Rate Constraint in lbs/MMBtu | FALSE | L | Annual | Fuel Consumed | TBtu | 59.839 | 63.7999 | 40.6386 | 23.1771 | 15.7999 | 15.6373 | 15.6373
WI CC NGas NOx Annual Rate v3.1 | 936 | 7368 | Rate Constraint in lbs/MMBtu | FALSE | L | Annual | Rate | lb/MMBtu | 0.0096787 | 0.0096787 | 0.0096787 | 0.0096787 | 0.0096787 | 0.0096787 | 0.0096787
WI CC NGas NOx Annual Rate v3.1 | 936 | 7368 | Rate Constraint in lbs/MMBtu | FALSE | L | Annual | Generation | TWh | 8.4878 | 9.0496 | 5.7643 | 3.2875 | 2.2411 | 2.2181 | 2.2181
WI CC NGas NOx Annual Rate v3.1 | 936 | 7368 | Rate Constraint in lbs/MMBtu | FALSE | L | Annual | Qualifying Generation | TWh | 8.4878 | 9.0496 | 5.7643 | 3.2875 | 2.2411 | 2.2181 | 2.2181
WI CC NGas NOx Annual Rate v3.1 | 936 | 7368 | Rate Constraint in lbs/MMBtu | FALSE | L | Annual | Rate | lb/MWh | 0.068235 | 0.068235 | 0.068235 | 0.068235 | 0.068235 | 0.068235 | 0.068235
WI CC NGas NOx Annual Rate v3.1 | 936 | 7368 | Rate Constraint in lbs/MMBtu | FALSE | L | Annual | Constraint Shadow Price | US2019$/Ton | 0 | 0 | 0 | 0 | 0 | 0 | 0
WI CoalUnits1 NOx Annual Rate v3.1 | 937 | 7365 | Rate Constraint in lbs/MMBtu | FALSE | L | Annual | Seasons Included | Seasons | Winter, WintShld, Summer | Winter, WintShld, Summer | Winter, WintShld, Summer | Winter, WintShld, Summer | Winter, WintShld, Summer | Winter, WintShld, Summer | Winter, WintShld, Summer
WI CoalUnits1 NOx Annual Rate v3.1 | 937 | 7365 | Rate Constraint in lbs/MMBtu | FALSE | L | Annual | Standard NOX | lb/MMBtu | 0.1 | 0.1 | 0.1 | 0.1 | 0.1 | 0.1 | 0.1
WI CoalUnits1 NOx Annual Rate v3.1 | 937 | 7365 | Rate Constraint in lbs/MMBtu | FALSE | L | Annual | Emissions at Affected Plants NOX | Thousand Tons | 2.438 | 0.3451 | 0 | 0 | 0 | 0 | 0
WI CoalUnits1 NOx Annual Rate v3.1 | 937 | 7365 | Rate Constraint in lbs/MMBtu | FALSE | L | Annual | Allowances Purchased NOX | Thousand Tons | 0 | 0 | 0 | 0 | 0 | 0 | 0
WI CoalUnits1 NOx Annual Rate v3.1 | 937 | 7365 | Rate Constraint in lbs/MMBtu | FALSE | L | Annual | Allowances Sold NOX | Thousand Tons | 0 | 0 | 0 | 0 | 0 | 0 | 0
WI CoalUnits1 NOx Annual Rate v3.1 | 937 | 7365 | Rate Constraint in lbs/MMBtu | FALSE | L | Annual | Allowances Banked | Thousand Tons | 0 | 0 | 0 | 0 | 0 | 0 | 0
WI CoalUnits1 NOx Annual Rate v3.1 | 937 | 7365 | Rate Constraint in lbs/MMBtu | FALSE | L | Annual | Allowances Withdrawn (1:1) | Thousand Tons | 0 | 0 | 0 | 0 | 0 | 0 | 0
WI CoalUnits1 NOx Annual Rate v3.1 | 937 | 7365 | Rate Constraint in lbs/MMBtu | FALSE | L | Annual | Allowances Withdrawn (n:1) | Thousand Tons | 0 | 0 | 0 | 0 | 0 | 0 | 0
WI CoalUnits1 NOx Annual Rate v3.1 | 937 | 7365 | Rate Constraint in lbs/MMBtu | FALSE | L | Annual | Net Emissions Allowance Position | Thousand Tons | 2.438 | 0.3451 | 0 | 0 | 0 | 0 | 0
WI CoalUnits1 NOx Annual Rate v3.1 | 937 | 7365 | Rate Constraint in lbs/MMBtu | FALSE | L | Annual | Fuel Consumed | TBtu | 77.628 | 21.9763 | 0 | 0 | 0 | 0 | 0
WI CoalUnits1 NOx Annual Rate v3.1 | 937 | 7365 | Rate Constraint in lbs/MMBtu | FALSE | L | Annual | Rate | lb/MMBtu | 0.062812 | 0.031406 | 0 | 0 | 0 | 0 | 0
WI CoalUnits1 NOx Annual Rate v3.1 | 937 | 7365 | Rate Constraint in lbs/MMBtu | FALSE | L | Annual | Generation | TWh | 8.0691 | 2.2 | 0 | 0 | 0 | 0 | 0
WI CoalUnits1 NOx Annual Rate v3.1 | 937 | 7365 | Rate Constraint in lbs/MMBtu | FALSE | L | Annual | Qualifying Generation | TWh | 8.0691 | 2.2 | 0 | 0 | 0 | 0 | 0
WI CoalUnits1 NOx Annual Rate v3.1 | 937 | 7365 | Rate Constraint in lbs/MMBtu | FALSE | L | Annual | Rate | lb/MWh | 0.60428 | 0.31372 | 0 | 0 | 0 | 0 | 0
WI CoalUnits1 NOx Annual Rate v3.1 | 937 | 7365 | Rate Constraint in lbs/MMBtu | FALSE | L | Annual | Constraint Shadow Price | US2019$/Ton | 0 | 0 | 0 | 0 | 0 | 0 | 0
WI CT DFO NOx Annual Rate v3.1 | 938 | 7367 | Rate Constraint in lbs/MMBtu | FALSE | L | Annual | Seasons Included | Seasons | Winter, WintShld, Summer | Winter, WintShld, Summer | Winter, WintShld, Summer | Winter, WintShld, Summer | Winter, WintShld, Summer | Winter, WintShld, Summer | Winter, WintShld, Summer
WI CT DFO NOx Annual Rate v3.1 | 938 | 7367 | Rate Constraint in lbs/MMBtu | FALSE | L | Annual | Standard NOX | lb/MMBtu | 0.41 | 0.41 | 0.41 | 0.41 | 0.41 | 0.41 | 0.41
WI CT DFO NOx Annual Rate v3.1 | 938 | 7367 | Rate Constraint in lbs/MMBtu | FALSE | L | Annual | Emissions at Affected Plants NOX | Thousand Tons | 0.045123 | 0.09692 | 0.070651 | 0.014643 | 0.017875 | 0.020132 | 0.027198
WI CT DFO NOx Annual Rate v3.1 | 938 | 7367 | Rate Constraint in lbs/MMBtu | FALSE | L | Annual | Allowances Purchased NOX | Thousand Tons | 0 | 0 | 0 | 0 | 0 | 0 | 0
WI CT DFO NOx Annual Rate v3.1 | 938 | 7367 | Rate Constraint in lbs/MMBtu | FALSE | L | Annual | Allowances Sold NOX | Thousand Tons | 0 | 0 | 0 | 0 | 0 | 0 | 0
WI CT DFO NOx Annual Rate v3.1 | 938 | 7367 | Rate Constraint in lbs/MMBtu | FALSE | L | Annual | Allowances Banked | Thousand Tons | 0 | 0 | 0 | 0 | 0 | 0 | 0
WI CT DFO NOx Annual Rate v3.1 | 938 | 7367 | Rate Constraint in lbs/MMBtu | FALSE | L | Annual | Allowances Withdrawn (1:1) | Thousand Tons | 0 | 0 | 0 | 0 | 0 | 0 | 0
WI CT DFO NOx Annual Rate v3.1 | 938 | 7367 | Rate Constraint in lbs/MMBtu | FALSE | L | Annual | Allowances Withdrawn (n:1) | Thousand Tons | 0 | 0 | 0 | 0 | 0 | 0 | 0
WI CT DFO NOx Annual Rate v3.1 | 938 | 7367 | Rate Constraint in lbs/MMBtu | FALSE | L | Annual | Net Emissions Allowance Position | Thousand Tons | 0.045123 | 0.09692 | 0.070651 | 0.014643 | 0.017875 | 0.020132 | 0.027198
WI CT DFO NOx Annual Rate v3.1 | 938 | 7367 | Rate Constraint in lbs/MMBtu | FALSE | L | Annual | Fuel Consumed | TBtu | 8.2042 | 17.6218 | 12.8456 | 2.6624 | 3.25 | 3.6605 | 4.9451
WI CT DFO NOx Annual Rate v3.1 | 938 | 7367 | Rate Constraint in lbs/MMBtu | FALSE | L | Annual | Rate | lb/MMBtu | 0.011 | 0.011 | 0.011 | 0.011 | 0.011 | 0.011 | 0.011
WI CT DFO NOx Annual Rate v3.1 | 938 | 7367 | Rate Constraint in lbs/MMBtu | FALSE | L | Annual | Generation | TWh | 0.86808 | 1.8649 | 1.3624 | 0.28237 | 0.34468 | 0.38822 | 0.52446
WI CT DFO NOx Annual Rate v3.1 | 938 | 7367 | Rate Constraint in lbs/MMBtu | FALSE | L | Annual | Qualifying Generation | TWh | 0.82829 | 1.7791 | 1.2969 | 0.26879 | 0.32812 | 0.36956 | 0.49925
WI CT DFO NOx Annual Rate v3.1 | 938 | 7367 | Rate Constraint in lbs/MMBtu | FALSE | L | Annual | Rate | lb/MWh | 0.10895 | 0.10895 | 0.10895 | 0.10895 | 0.10895 | 0.10895 | 0.10895
WI CT DFO NOx Annual Rate v3.1 | 938 | 7367 | Rate Constraint in lbs/MMBtu | FALSE | L | Annual | Constraint Shadow Price | US2019$/Ton | 0 | 0 | 0 | 0 | 0 | 0 | 0
WI CT NGas NOx Annual Rate v3.1 | 939 | 7366 | Rate Constraint in lbs/MMBtu | FALSE | L | Annual | Seasons Included | Seasons | Winter, WintShld, Summer | Winter, WintShld, Summer | Winter, WintShld, Summer | Winter, WintShld, Summer | Winter, WintShld, Summer | Winter, WintShld, Summer | Winter, WintShld, Summer
WI CT NGas NOx Annual Rate v3.1 | 939 | 7366 | Rate Constraint in lbs/MMBtu | FALSE | L | Annual | Standard NOX | lb/MMBtu | 0.11 | 0.11 | 0.11 | 0.11 | 0.11 | 0.11 | 0.11
WI CT NGas NOx Annual Rate v3.1 | 939 | 7366 | Rate Constraint in lbs/MMBtu | FALSE | L | Annual | Emissions at Affected Plants NOX | Thousand Tons | 0.045138 | 0.10316 | 0.070651 | 0.014643 | 0.017875 | 0.020132 | 0.027198
WI CT NGas NOx Annual Rate v3.1 | 939 | 7366 | Rate Constraint in lbs/MMBtu | FALSE | L | Annual | Allowances Purchased NOX | Thousand Tons | 0 | 0 | 0 | 0 | 0 | 0 | 0
WI CT NGas NOx Annual Rate v3.1 | 939 | 7366 | Rate Constraint in lbs/MMBtu | FALSE | L | Annual | Allowances Sold NOX | Thousand Tons | 0 | 0 | 0 | 0 | 0 | 0 | 0
WI CT NGas NOx Annual Rate v3.1 | 939 | 7366 | Rate Constraint in lbs/MMBtu | FALSE | L | Annual | Allowances Banked | Thousand Tons | 0 | 0 | 0 | 0 | 0 | 0 | 0
WI CT NGas NOx Annual Rate v3.1 | 939 | 7366 | Rate Constraint in lbs/MMBtu | FALSE | L | Annual | Allowances Withdrawn (1:1) | Thousand Tons | 0 | 0 | 0 | 0 | 0 | 0 | 0
WI CT NGas NOx Annual Rate v3.1 | 939 | 7366 | Rate Constraint in lbs/MMBtu | FALSE | L | Annual | Allowances Withdrawn (n:1) | Thousand Tons | 0 | 0 | 0 | 0 | 0 | 0 | 0
WI CT NGas NOx Annual Rate v3.1 | 939 | 7366 | Rate Constraint in lbs/MMBtu | FALSE | L | Annual | Net Emissions Allowance Position | Thousand Tons | 0.045138 | 0.10316 | 0.070651 | 0.014643 | 0.017875 | 0.020132 | 0.027198
WI CT NGas NOx Annual Rate v3.1 | 939 | 7366 | Rate Constraint in lbs/MMBtu | FALSE | L | Annual | Fuel Consumed | TBtu | 8.2052 | 18.0574 | 12.8456 | 2.6624 | 3.25 | 3.6605 | 4.9451
WI CT NGas NOx Annual Rate v3.1 | 939 | 7366 | Rate Constraint in lbs/MMBtu | FALSE | L | Annual | Rate | lb/MMBtu | 0.011002 | 0.011426 | 0.011 | 0.011 | 0.011 | 0.011 | 0.011
WI CT NGas NOx Annual Rate v3.1 | 939 | 7366 | Rate Constraint in lbs/MMBtu | FALSE | L | Annual | Generation | TWh | 0.86816 | 1.9 | 1.3624 | 0.28237 | 0.34468 | 0.38822 | 0.52446
WI CT NGas NOx Annual Rate v3.1 | 939 | 7366 | Rate Constraint in lbs/MMBtu | FALSE | L | Annual | Qualifying Generation | TWh | 0.82837 | 1.8142 | 1.2969 | 0.26879 | 0.32812 | 0.36956 | 0.49925
WI CT NGas NOx Annual Rate v3.1 | 939 | 7366 | Rate Constraint in lbs/MMBtu | FALSE | L | Annual | Rate | lb/MWh | 0.10898 | 0.11373 | 0.10895 | 0.10895 | 0.10895 | 0.10895 | 0.10895
WI CT NGas NOx Annual Rate v3.1 | 939 | 7366 | Rate Constraint in lbs/MMBtu | FALSE | L | Annual | Constraint Shadow Price | US2019$/Ton | 0 | 0 | 0 | 0 | 0 | 0 | 0
WI Large Coal Units Hg Rule v3.1, Unit 2658 and retrofits | 940 | 7369 | MACT Fuel Choice Floor in lbs/MMBtu | FALSE | L | Annual | Seasons Included | Seasons | Winter, WintShld, Summer | Winter, WintShld, Summer | Winter, WintShld, Summer | Winter, WintShld, Summer | Winter, WintShld, Summer | Winter, WintShld, Summer | Winter, WintShld, Summer
WI Large Coal Units Hg Rule v3.1, Unit 2658 and retrofits | 940 | 7369 | MACT Fuel Choice Floor in lbs/MMBtu | FALSE | L | Annual | Emission Floor | lbs/MMBtu | 7.92e-07 | 7.92e-07 | 7.92e-07 | 7.92e-07 | 7.92e-07 | 7.92e-07 | 7.92e-07
WI Large Coal Units Hg Rule v3.1, Unit 2658 and retrofits | 940 | 7369 | MACT Fuel Choice Floor in lbs/MMBtu | FALSE | L | Annual | Emissions at Affected Plants MER | lbs | 0 | 0 | 0 | 0 | 0 | 0 | 0
WI Large Coal Units Hg Rule v3.1, Unit 2658 and retrofits | 940 | 7369 | MACT Fuel Choice Floor in lbs/MMBtu | FALSE | L | Annual | Allowances Purchased MER | lbs | 0 | 0 | 0 | 0 | 0 | 0 | 0
WI Large Coal Units Hg Rule v3.1, Unit 2658 and retrofits | 940 | 7369 | MACT Fuel Choice Floor in lbs/MMBtu | FALSE | L | Annual | Allowances Sold MER | lbs | 0 | 0 | 0 | 0 | 0 | 0 | 0
WI Large Coal Units Hg Rule v3.1, Unit 2658 and retrofits | 940 | 7369 | MACT Fuel Choice Floor in lbs/MMBtu | FALSE | L | Annual | Allowances Banked | lbs | 0 | 0 | 0 | 0 | 0 | 0 | 0
WI Large Coal Units Hg Rule v3.1, Unit 2658 and retrofits | 940 | 7369 | MACT Fuel Choice Floor in lbs/MMBtu | FALSE | L | Annual | Allowances Withdrawn (1:1) | lbs | 0 | 0 | 0 | 0 | 0 | 0 | 0
WI Large Coal Units Hg Rule v3.1, Unit 2658 and retrofits | 940 | 7369 | MACT Fuel Choice Floor in lbs/MMBtu | FALSE | L | Annual | Allowances Withdrawn (n:1) | lbs | 0 | 0 | 0 | 0 | 0 | 0 | 0
WI Large Coal Units Hg Rule v3.1, Unit 2658 and retrofits | 940 | 7369 | MACT Fuel Choice Floor in lbs/MMBtu | FALSE | L | Annual | Net Emissions Allowance Position | lbs | 0 | 0 | 0 | 0 | 0 | 0 | 0
WI Large Coal Units Hg Rule v3.1, Unit 2658 and retrofits | 940 | 7369 | MACT Fuel Choice Floor in lbs/MMBtu | FALSE | L | Annual | Fuel Consumed | TBtu | 0 | 0 | 0 | 0 | 0 | 0 | 0
WI Large Coal Units Hg Rule v3.1, Unit 2658 and retrofits | 940 | 7369 | MACT Fuel Choice Floor in lbs/MMBtu | FALSE | L | Annual | Rate | lb/MMBtu | 0 | 0 | 0 | 0 | 0 | 0 | 0
WI Large Coal Units Hg Rule v3.1, Unit 2658 and retrofits | 940 | 7369 | MACT Fuel Choice Floor in lbs/MMBtu | FALSE | L | Annual | Generation | TWh | 0 | 0 | 0 | 0 | 0 | 0 | 0
WI Large Coal Units Hg Rule v3.1, Unit 2658 and retrofits | 940 | 7369 | MACT Fuel Choice Floor in lbs/MMBtu | FALSE | L | Annual | Qualifying Generation | TWh | 0 | 0 | 0 | 0 | 0 | 0 | 0
WI Large Coal Units Hg Rule v3.1, Unit 2658 and retrofits | 940 | 7369 | MACT Fuel Choice Floor in lbs/MMBtu | FALSE | L | Annual | Constraint Shadow Price | US2019$/Lb | 0 | 0 | 0 | 0 | 0 | 0 | 0
WI Large Coal Units Hg Rule v3.1, Unit 2659 and retrofits | 941 | 7369 | MACT Fuel Choice Floor in lbs/MMBtu | FALSE | L | Annual | Seasons Included | Seasons | Winter, WintShld, Summer | Winter, WintShld, Summer | Winter, WintShld, Summer | Winter, WintShld, Summer | Winter, WintShld, Summer | Winter, WintShld, Summer | Winter, WintShld, Summer
WI Large Coal Units Hg Rule v3.1, Unit 2659 and retrofits | 941 | 7369 | MACT Fuel Choice Floor in lbs/MMBtu | FALSE | L | Annual | Emission Floor | lbs/MMBtu | 7.92e-07 | 7.92e-07 | 7.92e-07 | 7.92e-07 | 7.92e-07 | 7.92e-07 | 7.92e-07
WI Large Coal Units Hg Rule v3.1, Unit 2659 and retrofits | 941 | 7369 | MACT Fuel Choice Floor in lbs/MMBtu | FALSE | L | Annual | Emissions at Affected Plants MER | lbs | 0 | 0 | 0 | 0 | 0 | 0 | 0
WI Large Coal Units Hg Rule v3.1, Unit 2659 and retrofits | 941 | 7369 | MACT Fuel Choice Floor in lbs/MMBtu | FALSE | L | Annual | Allowances Purchased MER | lbs | 0 | 0 | 0 | 0 | 0 | 0 | 0
WI Large Coal Units Hg Rule v3.1, Unit 2659 and retrofits | 941 | 7369 | MACT Fuel Choice Floor in lbs/MMBtu | FALSE | L | Annual | Allowances Sold MER | lbs | 0 | 0 | 0 | 0 | 0 | 0 | 0
WI Large Coal Units Hg Rule v3.1, Unit 2659 and retrofits | 941 | 7369 | MACT Fuel Choice Floor in lbs/MMBtu | FALSE | L | Annual | Allowances Banked | lbs | 0 | 0 | 0 | 0 | 0 | 0 | 0
WI Large Coal Units Hg Rule v3.1, Unit 2659 and retrofits | 941 | 7369 | MACT Fuel Choice Floor in lbs/MMBtu | FALSE | L | Annual | Allowances Withdrawn (1:1) | lbs | 0 | 0 | 0 | 0 | 0 | 0 | 0
WI Large Coal Units Hg Rule v3.1, Unit 2659 and retrofits | 941 | 7369 | MACT Fuel Choice Floor in lbs/MMBtu | FALSE | L | Annual | Allowances Withdrawn (n:1) | lbs | 0 | 0 | 0 | 0 | 0 | 0 | 0
WI Large Coal Units Hg Rule v3.1, Unit 2659 and retrofits | 941 | 7369 | MACT Fuel Choice Floor in lbs/MMBtu | FALSE | L | Annual | Net Emissions Allowance Position | lbs | 0 | 0 | 0 | 0 | 0 | 0 | 0
WI Large Coal Units Hg Rule v3.1, Unit 2659 and retrofits | 941 | 7369 | MACT Fuel Choice Floor in lbs/MMBtu | FALSE | L | Annual | Fuel Consumed | TBtu | 0 | 0 | 0 | 0 | 0 | 0 | 0
WI Large Coal Units Hg Rule v3.1, Unit 2659 and retrofits | 941 | 7369 | MACT Fuel Choice Floor in lbs/MMBtu | FALSE | L | Annual | Rate | lb/MMBtu | 0 | 0 | 0 | 0 | 0 | 0 | 0
WI Large Coal Units Hg Rule v3.1, Unit 2659 and retrofits | 941 | 7369 | MACT Fuel Choice Floor in lbs/MMBtu | FALSE | L | Annual | Generation | TWh | 0 | 0 | 0 | 0 | 0 | 0 | 0
WI Large Coal Units Hg Rule v3.1, Unit 2659 and retrofits | 941 | 7369 | MACT Fuel Choice Floor in lbs/MMBtu | FALSE | L | Annual | Qualifying Generation | TWh | 0 | 0 | 0 | 0 | 0 | 0 | 0
WI Large Coal Units Hg Rule v3.1, Unit 2659 and retrofits | 941 | 7369 | MACT Fuel Choice Floor in lbs/MMBtu | FALSE | L | Annual | Constraint Shadow Price | US2019$/Lb | 0 | 0 | 0 | 0 | 0 | 0 | 0
WI Large Coal Units Hg Rule v3.1, Unit 2660 and retrofits | 942 | 7369 | MACT Fuel Choice Floor in lbs/MMBtu | FALSE | L | Annual | Seasons Included | Seasons | Winter, WintShld, Summer | Winter, WintShld, Summer | Winter, WintShld, Summer | Winter, WintShld, Summer | Winter, WintShld, Summer | Winter, WintShld, Summer | Winter, WintShld, Summer
WI Large Coal Units Hg Rule v3.1, Unit 2660 and retrofits | 942 | 7369 | MACT Fuel Choice Floor in lbs/MMBtu | FALSE | L | Annual | Emission Floor | lbs/MMBtu | 7.92e-07 | 7.92e-07 | 7.92e-07 | 7.92e-07 | 7.92e-07 | 7.92e-07 | 7.92e-07
WI Large Coal Units Hg Rule v3.1, Unit 2660 and retrofits | 942 | 7369 | MACT Fuel Choice Floor in lbs/MMBtu | FALSE | L | Annual | Emissions at Affected Plants MER | lbs | 0 | 0 | 0 | 0 | 0 | 0 | 0
WI Large Coal Units Hg Rule v3.1, Unit 2660 and retrofits | 942 | 7369 | MACT Fuel Choice Floor in lbs/MMBtu | FALSE | L | Annual | Allowances Purchased MER | lbs | 0 | 0 | 0 | 0 | 0 | 0 | 0
WI Large Coal Units Hg Rule v3.1, Unit 2660 and retrofits | 942 | 7369 | MACT Fuel Choice Floor in lbs/MMBtu | FALSE | L | Annual | Allowances Sold MER | lbs | 0 | 0 | 0 | 0 | 0 | 0 | 0
WI Large Coal Units Hg Rule v3.1, Unit 2660 and retrofits | 942 | 7369 | MACT Fuel Choice Floor in lbs/MMBtu | FALSE | L | Annual | Allowances Banked | lbs | 0 | 0 | 0 | 0 | 0 | 0 | 0
WI Large Coal Units Hg Rule v3.1, Unit 2660 and retrofits | 942 | 7369 | MACT Fuel Choice Floor in lbs/MMBtu | FALSE | L | Annual | Allowances Withdrawn (1:1) | lbs | 0 | 0 | 0 | 0 | 0 | 0 | 0
WI Large Coal Units Hg Rule v3.1, Unit 2660 and retrofits | 942 | 7369 | MACT Fuel Choice Floor in lbs/MMBtu | FALSE | L | Annual | Allowances Withdrawn (n:1) | lbs | 0 | 0 | 0 | 0 | 0 | 0 | 0
WI Large Coal Units Hg Rule v3.1, Unit 2660 and retrofits | 942 | 7369 | MACT Fuel Choice Floor in lbs/MMBtu | FALSE | L | Annual | Net Emissions Allowance Position | lbs | 0 | 0 | 0 | 0 | 0 | 0 | 0
WI Large Coal Units Hg Rule v3.1, Unit 2660 and retrofits | 942 | 7369 | MACT Fuel Choice Floor in lbs/MMBtu | FALSE | L | Annual | Fuel Consumed | TBtu | 0 | 0 | 0 | 0 | 0 | 0 | 0
WI Large Coal Units Hg Rule v3.1, Unit 2660 and retrofits | 942 | 7369 | MACT Fuel Choice Floor in lbs/MMBtu | FALSE | L | Annual | Rate | lb/MMBtu | 0 | 0 | 0 | 0 | 0 | 0 | 0
WI Large Coal Units Hg Rule v3.1, Unit 2660 and retrofits | 942 | 7369 | MACT Fuel Choice Floor in lbs/MMBtu | FALSE | L | Annual | Generation | TWh | 0 | 0 | 0 | 0 | 0 | 0 | 0
WI Large Coal Units Hg Rule v3.1, Unit 2660 and retrofits | 942 | 7369 | MACT Fuel Choice Floor in lbs/MMBtu | FALSE | L | Annual | Qualifying Generation | TWh | 0 | 0 | 0 | 0 | 0 | 0 | 0
WI Large Coal Units Hg Rule v3.1, Unit 2660 and retrofits | 942 | 7369 | MACT Fuel Choice Floor in lbs/MMBtu | FALSE | L | Annual | Constraint Shadow Price | US2019$/Lb | 0 | 0 | 0 | 0 | 0 | 0 | 0
WI Large Coal Units Hg Rule v3.1, Unit 2661 and retrofits | 943 | 7369 | MACT Fuel Choice Floor in lbs/MMBtu | FALSE | L | Annual | Seasons Included | Seasons | Winter, WintShld, Summer | Winter, WintShld, Summer | Winter, WintShld, Summer | Winter, WintShld, Summer | Winter, WintShld, Summer | Winter, WintShld, Summer | Winter, WintShld, Summer
WI Large Coal Units Hg Rule v3.1, Unit 2661 and retrofits | 943 | 7369 | MACT Fuel Choice Floor in lbs/MMBtu | FALSE | L | Annual | Emission Floor | lbs/MMBtu | 7.92e-07 | 7.92e-07 | 7.92e-07 | 7.92e-07 | 7.92e-07 | 7.92e-07 | 7.92e-07
WI Large Coal Units Hg Rule v3.1, Unit 2661 and retrofits | 943 | 7369 | MACT Fuel Choice Floor in lbs/MMBtu | FALSE | L | Annual | Emissions at Affected Plants MER | lbs | 16.7777 | 6.8478 | 0 | 0 | 0 | 0 | 0
WI Large Coal Units Hg Rule v3.1, Unit 2661 and retrofits | 943 | 7369 | MACT Fuel Choice Floor in lbs/MMBtu | FALSE | L | Annual | Allowances Purchased MER | lbs | 0 | 0 | 0 | 0 | 0 | 0 | 0
WI Large Coal Units Hg Rule v3.1, Unit 2661 and retrofits | 943 | 7369 | MACT Fuel Choice Floor in lbs/MMBtu | FALSE | L | Annual | Allowances Sold MER | lbs | 0 | 0 | 0 | 0 | 0 | 0 | 0
WI Large Coal Units Hg Rule v3.1, Unit 2661 and retrofits | 943 | 7369 | MACT Fuel Choice Floor in lbs/MMBtu | FALSE | L | Annual | Allowances Banked | lbs | 0 | 0 | 0 | 0 | 0 | 0 | 0
WI Large Coal Units Hg Rule v3.1, Unit 2661 and retrofits | 943 | 7369 | MACT Fuel Choice Floor in lbs/MMBtu | FALSE | L | Annual | Allowances Withdrawn (1:1) | lbs | 0 | 0 | 0 | 0 | 0 | 0 | 0
WI Large Coal Units Hg Rule v3.1, Unit 2661 and retrofits | 943 | 7369 | MACT Fuel Choice Floor in lbs/MMBtu | FALSE | L | Annual | Allowances Withdrawn (n:1) | lbs | 0 | 0 | 0 | 0 | 0 | 0 | 0
WI Large Coal Units Hg Rule v3.1, Unit 2661 and retrofits | 943 | 7369 | MACT Fuel Choice Floor in lbs/MMBtu | FALSE | L | Annual | Net Emissions Allowance Position | lbs | 16.7777 | 6.8478 | 0 | 0 | 0 | 0 | 0
WI Large Coal Units Hg Rule v3.1, Unit 2661 and retrofits | 943 | 7369 | MACT Fuel Choice Floor in lbs/MMBtu | FALSE | L | Annual | Fuel Consumed | TBtu | 29.9001 | 20.3361 | 0 | 0 | 0 | 0 | 0
WI Large Coal Units Hg Rule v3.1, Unit 2661 and retrofits | 943 | 7369 | MACT Fuel Choice Floor in lbs/MMBtu | FALSE | L | Annual | Rate | lb/MMBtu | 5.6112e-07 | 3.3673e-07 | 0 | 0 | 0 | 0 | 0
WI Large Coal Units Hg Rule v3.1, Unit 2661 and retrofits | 943 | 7369 | MACT Fuel Choice Floor in lbs/MMBtu | FALSE | L | Annual | Generation | TWh | 3.0892 | 2.0803 | 0 | 0 | 0 | 0 | 0
WI Large Coal Units Hg Rule v3.1, Unit 2661 and retrofits | 943 | 7369 | MACT Fuel Choice Floor in lbs/MMBtu | FALSE | L | Annual | Qualifying Generation | TWh | 3.0892 | 2.0803 | 0 | 0 | 0 | 0 | 0
WI Large Coal Units Hg Rule v3.1, Unit 2661 and retrofits | 943 | 7369 | MACT Fuel Choice Floor in lbs/MMBtu | FALSE | L | Annual | Constraint Shadow Price | US2019$/Lb | 0 | 0 | 0 | 0 | 0 | 0 | 0
WI Large Coal Units Hg Rule v3.1, Unit 3272 and retrofits | 944 | 7369 | MACT Fuel Choice Floor in lbs/MMBtu | FALSE | L | Annual | Seasons Included | Seasons | Winter, WintShld, Summer | Winter, WintShld, Summer | Winter, WintShld, Summer | Winter, WintShld, Summer | Winter, WintShld, Summer | Winter, WintShld, Summer | Winter, WintShld, Summer
WI Large Coal Units Hg Rule v3.1, Unit 3272 and retrofits | 944 | 7369 | MACT Fuel Choice Floor in lbs/MMBtu | FALSE | L | Annual | Emission Floor | lbs/MMBtu | 7.92e-07 | 7.92e-07 | 7.92e-07 | 7.92e-07 | 7.92e-07 | 7.92e-07 | 7.92e-07
WI Large Coal Units Hg Rule v3.1, Unit 3272 and retrofits | 944 | 7369 | MACT Fuel Choice Floor in lbs/MMBtu | FALSE | L | Annual | Emissions at Affected Plants MER | lbs | 0 | 0 | 0 | 0 | 0 | 0 | 0
WI Large Coal Units Hg Rule v3.1, Unit 3272 and retrofits | 944 | 7369 | MACT Fuel Choice Floor in lbs/MMBtu | FALSE | L | Annual | Allowances Purchased MER | lbs | 0 | 0 | 0 | 0 | 0 | 0 | 0
WI Large Coal Units Hg Rule v3.1, Unit 3272 and retrofits | 944 | 7369 | MACT Fuel Choice Floor in lbs/MMBtu | FALSE | L | Annual | Allowances Sold MER | lbs | 0 | 0 | 0 | 0 | 0 | 0 | 0
WI Large Coal Units Hg Rule v3.1, Unit 3272 and retrofits | 944 | 7369 | MACT Fuel Choice Floor in lbs/MMBtu | FALSE | L | Annual | Allowances Banked | lbs | 0 | 0 | 0 | 0 | 0 | 0 | 0
WI Large Coal Units Hg Rule v3.1, Unit 3272 and retrofits | 944 | 7369 | MACT Fuel Choice Floor in lbs/MMBtu | FALSE | L | Annual | Allowances Withdrawn (1:1) | lbs | 0 | 0 | 0 | 0 | 0 | 0 | 0
WI Large Coal Units Hg Rule v3.1, Unit 3272 and retrofits | 944 | 7369 | MACT Fuel Choice Floor in lbs/MMBtu | FALSE | L | Annual | Allowances Withdrawn (n:1) | lbs | 0 | 0 | 0 | 0 | 0 | 0 | 0
WI Large Coal Units Hg Rule v3.1, Unit 3272 and retrofits | 944 | 7369 | MACT Fuel Choice Floor in lbs/MMBtu | FALSE | L | Annual | Net Emissions Allowance Position | lbs | 0 | 0 | 0 | 0 | 0 | 0 | 0
WI Large Coal Units Hg Rule v3.1, Unit 3272 and retrofits | 944 | 7369 | MACT Fuel Choice Floor in lbs/MMBtu | FALSE | L | Annual | Fuel Consumed | TBtu | 0 | 0 | 0 | 0 | 0 | 0 | 0
WI Large Coal Units Hg Rule v3.1, Unit 3272 and retrofits | 944 | 7369 | MACT Fuel Choice Floor in lbs/MMBtu | FALSE | L | Annual | Rate | lb/MMBtu | 0 | 0 | 0 | 0 | 0 | 0 | 0
WI Large Coal Units Hg Rule v3.1, Unit 3272 and retrofits | 944 | 7369 | MACT Fuel Choice Floor in lbs/MMBtu | FALSE | L | Annual | Generation | TWh | 0 | 0 | 0 | 0 | 0 | 0 | 0
WI Large Coal Units Hg Rule v3.1, Unit 3272 and retrofits | 944 | 7369 | MACT Fuel Choice Floor in lbs/MMBtu | FALSE | L | Annual | Qualifying Generation | TWh | 0 | 0 | 0 | 0 | 0 | 0 | 0
WI Large Coal Units Hg Rule v3.1, Unit 3272 and retrofits | 944 | 7369 | MACT Fuel Choice Floor in lbs/MMBtu | FALSE | L | Annual | Constraint Shadow Price | US2019$/Lb | 0 | 0 | 0 | 0 | 0 | 0 | 0
WI Large Coal Units Hg Rule v3.1, Unit 3543 and retrofits | 945 | 7369 | MACT Fuel Choice Floor in lbs/MMBtu | FALSE | L | Annual | Seasons Included | Seasons | Winter, WintShld, Summer | Winter, WintShld, Summer | Winter, WintShld, Summer | Winter, WintShld, Summer | Winter, WintShld, Summer | Winter, WintShld, Summer | Winter, WintShld, Summer
WI Large Coal Units Hg Rule v3.1, Unit 3543 and retrofits | 945 | 7369 | MACT Fuel Choice Floor in lbs/MMBtu | FALSE | L | Annual | Emission Floor | lbs/MMBtu | 7.92e-07 | 7.92e-07 | 7.92e-07 | 7.92e-07 | 7.92e-07 | 7.92e-07 | 7.92e-07
WI Large Coal Units Hg Rule v3.1, Unit 3543 and retrofits | 945 | 7369 | MACT Fuel Choice Floor in lbs/MMBtu | FALSE | L | Annual | Emissions at Affected Plants MER | lbs | 11.2463 | 4.3515 | 0 | 0 | 0 | 0 | 0
WI Large Coal Units Hg Rule v3.1, Unit 3543 and retrofits | 945 | 7369 | MACT Fuel Choice Floor in lbs/MMBtu | FALSE | L | Annual | Allowances Purchased MER | lbs | 0 | 0 | 0 | 0 | 0 | 0 | 0
WI Large Coal Units Hg Rule v3.1, Unit 3543 and retrofits | 945 | 7369 | MACT Fuel Choice Floor in lbs/MMBtu | FALSE | L | Annual | Allowances Sold MER | lbs | 0 | 0 | 0 | 0 | 0 | 0 | 0
WI Large Coal Units Hg Rule v3.1, Unit 3543 and retrofits | 945 | 7369 | MACT Fuel Choice Floor in lbs/MMBtu | FALSE | L | Annual | Allowances Banked | lbs | 0 | 0 | 0 | 0 | 0 | 0 | 0
WI Large Coal Units Hg Rule v3.1, Unit 3543 and retrofits | 945 | 7369 | MACT Fuel Choice Floor in lbs/MMBtu | FALSE | L | Annual | Allowances Withdrawn (1:1) | lbs | 0 | 0 | 0 | 0 | 0 | 0 | 0
WI Large Coal Units Hg Rule v3.1, Unit 3543 and retrofits | 945 | 7369 | MACT Fuel Choice Floor in lbs/MMBtu | FALSE | L | Annual | Allowances Withdrawn (n:1) | lbs | 0 | 0 | 0 | 0 | 0 | 0 | 0
WI Large Coal Units Hg Rule v3.1, Unit 3543 and retrofits | 945 | 7369 | MACT Fuel Choice Floor in lbs/MMBtu | FALSE | L | Annual | Net Emissions Allowance Position | lbs | 11.2463 | 4.3515 | 0 | 0 | 0 | 0 | 0
WI Large Coal Units Hg Rule v3.1, Unit 3543 and retrofits | 945 | 7369 | MACT Fuel Choice Floor in lbs/MMBtu | FALSE | L | Annual | Fuel Consumed | TBtu | 20.0424 | 7.6808 | 0 | 0 | 0 | 0 | 0
WI Large Coal Units Hg Rule v3.1, Unit 3543 and retrofits | 945 | 7369 | MACT Fuel Choice Floor in lbs/MMBtu | FALSE | L | Annual | Rate | lb/MMBtu | 5.6112e-07 | 5.6655e-07 | 0 | 0 | 0 | 0 | 0
WI Large Coal Units Hg Rule v3.1, Unit 3543 and retrofits | 945 | 7369 | MACT Fuel Choice Floor in lbs/MMBtu | FALSE | L | Annual | Generation | TWh | 1.783 | 0.68328 | 0 | 0 | 0 | 0 | 0
WI Large Coal Units Hg Rule v3.1, Unit 3543 and retrofits | 945 | 7369 | MACT Fuel Choice Floor in lbs/MMBtu | FALSE | L | Annual | Qualifying Generation | TWh | 1.783 | 0.68328 | 0 | 0 | 0 | 0 | 0
WI Large Coal Units Hg Rule v3.1, Unit 3543 and retrofits | 945 | 7369 | MACT Fuel Choice Floor in lbs/MMBtu | FALSE | L | Annual | Constraint Shadow Price | US2019$/Lb | 0 | 0 | 0 | 0 | 0 | 0 | 0
WI Large Coal Units Hg Rule v3.1, Unit 3839 and retrofits | 946 | 7369 | MACT Fuel Choice Floor in lbs/MMBtu | FALSE | L | Annual | Seasons Included | Seasons | Winter, WintShld, Summer | Winter, WintShld, Summer | Winter, WintShld, Summer | Winter, WintShld, Summer | Winter, WintShld, Summer | Winter, WintShld, Summer | Winter, WintShld, Summer
WI Large Coal Units Hg Rule v3.1, Unit 3839 and retrofits | 946 | 7369 | MACT Fuel Choice Floor in lbs/MMBtu | FALSE | L | Annual | Emission Floor | lbs/MMBtu | 7.92e-07 | 7.92e-07 | 7.92e-07 | 7.92e-07 | 7.92e-07 | 7.92e-07 | 7.92e-07
WI Large Coal Units Hg Rule v3.1, Unit 3839 and retrofits | 946 | 7369 | MACT Fuel Choice Floor in lbs/MMBtu | FALSE | L | Annual | Emissions at Affected Plants MER | lbs | 0 | 0 | 0 | 0 | 0 | 0 | 0
WI Large Coal Units Hg Rule v3.1, Unit 3839 and retrofits | 946 | 7369 | MACT Fuel Choice Floor in lbs/MMBtu | FALSE | L | Annual | Allowances Purchased MER | lbs | 0 | 0 | 0 | 0 | 0 | 0 | 0
WI Large Coal Units Hg Rule v3.1, Unit 3839 and retrofits | 946 | 7369 | MACT Fuel Choice Floor in lbs/MMBtu | FALSE | L | Annual | Allowances Sold MER | lbs | 0 | 0 | 0 | 0 | 0 | 0 | 0
WI Large Coal Units Hg Rule v3.1, Unit 3839 and retrofits | 946 | 7369 | MACT Fuel Choice Floor in lbs/MMBtu | FALSE | L | Annual | Allowances Banked | lbs | 0 | 0 | 0 | 0 | 0 | 0 | 0
WI Large Coal Units Hg Rule v3.1, Unit 3839 and retrofits | 946 | 7369 | MACT Fuel Choice Floor in lbs/MMBtu | FALSE | L | Annual | Allowances Withdrawn (1:1) | lbs | 0 | 0 | 0 | 0 | 0 | 0 | 0
WI Large Coal Units Hg Rule v3.1, Unit 3839 and retrofits | 946 | 7369 | MACT Fuel Choice Floor in lbs/MMBtu | FALSE | L | Annual | Allowances Withdrawn (n:1) | lbs | 0 | 0 | 0 | 0 | 0 | 0 | 0
WI Large Coal Units Hg Rule v3.1, Unit 3839 and retrofits | 946 | 7369 | MACT Fuel Choice Floor in lbs/MMBtu | FALSE | L | Annual | Net Emissions Allowance Position | lbs | 0 | 0 | 0 | 0 | 0 | 0 | 0
WI Large Coal Units Hg Rule v3.1, Unit 3839 and retrofits | 946 | 7369 | MACT Fuel Choice Floor in lbs/MMBtu | FALSE | L | Annual | Fuel Consumed | TBtu | 0 | 0 | 0 | 0 | 0 | 0 | 0
WI Large Coal Units Hg Rule v3.1, Unit 3839 and retrofits | 946 | 7369 | MACT Fuel Choice Floor in lbs/MMBtu | FALSE | L | Annual | Rate | lb/MMBtu | 0 | 0 | 0 | 0 | 0 | 0 | 0
WI Large Coal Units Hg Rule v3.1, Unit 3839 and retrofits | 946 | 7369 | MACT Fuel Choice Floor in lbs/MMBtu | FALSE | L | Annual | Generation | TWh | 0 | 0 | 0 | 0 | 0 | 0 | 0
WI Large Coal Units Hg Rule v3.1, Unit 3839 and retrofits | 946 | 7369 | MACT Fuel Choice Floor in lbs/MMBtu | FALSE | L | Annual | Qualifying Generation | TWh | 0 | 0 | 0 | 0 | 0 | 0 | 0
WI Large Coal Units Hg Rule v3.1, Unit 3839 and retrofits | 946 | 7369 | MACT Fuel Choice Floor in lbs/MMBtu | FALSE | L | Annual | Constraint Shadow Price | US2019$/Lb | 0 | 0 | 0 | 0 | 0 | 0 | 0
WI Large Coal Units Hg Rule v3.1, Unit 3840 and retrofits | 947 | 7369 | MACT Fuel Choice Floor in lbs/MMBtu | FALSE | L | Annual | Seasons Included | Seasons | Winter, WintShld, Summer | Winter, WintShld, Summer | Winter, WintShld, Summer | Winter, WintShld, Summer | Winter, WintShld, Summer | Winter, WintShld, Summer | Winter, WintShld, Summer
WI Large Coal Units Hg Rule v3.1, Unit 3840 and retrofits | 947 | 7369 | MACT Fuel Choice Floor in lbs/MMBtu | FALSE | L | Annual | Emission Floor | lbs/MMBtu | 7.92e-07 | 7.92e-07 | 7.92e-07 | 7.92e-07 | 7.92e-07 | 7.92e-07 | 7.92e-07
WI Large Coal Units Hg Rule v3.1, Unit 3840 and retrofits | 947 | 7369 | MACT Fuel Choice Floor in lbs/MMBtu | FALSE | L | Annual | Emissions at Affected Plants MER | lbs | 0 | 0 | 0 | 0 | 0 | 0 | 0
WI Large Coal Units Hg Rule v3.1, Unit 3840 and retrofits | 947 | 7369 | MACT Fuel Choice Floor in lbs/MMBtu | FALSE | L | Annual | Allowances Purchased MER | lbs | 0 | 0 | 0 | 0 | 0 | 0 | 0
WI Large Coal Units Hg Rule v3.1, Unit 3840 and retrofits | 947 | 7369 | MACT Fuel Choice Floor in lbs/MMBtu | FALSE | L | Annual | Allowances Sold MER | lbs | 0 | 0 | 0 | 0 | 0 | 0 | 0
WI Large Coal Units Hg Rule v3.1, Unit 3840 and retrofits | 947 | 7369 | MACT Fuel Choice Floor in lbs/MMBtu | FALSE | L | Annual | Allowances Banked | lbs | 0 | 0 | 0 | 0 | 0 | 0 | 0
WI Large Coal Units Hg Rule v3.1, Unit 3840 and retrofits | 947 | 7369 | MACT Fuel Choice Floor in lbs/MMBtu | FALSE | L | Annual | Allowances Withdrawn (1:1) | lbs | 0 | 0 | 0 | 0 | 0 | 0 | 0
WI Large Coal Units Hg Rule v3.1, Unit 3840 and retrofits | 947 | 7369 | MACT Fuel Choice Floor in lbs/MMBtu | FALSE | L | Annual | Allowances Withdrawn (n:1) | lbs | 0 | 0 | 0 | 0 | 0 | 0 | 0
WI Large Coal Units Hg Rule v3.1, Unit 3840 and retrofits | 947 | 7369 | MACT Fuel Choice Floor in lbs/MMBtu | FALSE | L | Annual | Net Emissions Allowance Position | lbs | 0 | 0 | 0 | 0 | 0 | 0 | 0
WI Large Coal Units Hg Rule v3.1, Unit 3840 and retrofits | 947 | 7369 | MACT Fuel Choice Floor in lbs/MMBtu | FALSE | L | Annual | Fuel Consumed | TBtu | 0 | 0 | 0 | 0 | 0 | 0 | 0
WI Large Coal Units Hg Rule v3.1, Unit 3840 and retrofits | 947 | 7369 | MACT Fuel Choice Floor in lbs/MMBtu | FALSE | L | Annual | Rate | lb/MMBtu | 0 | 0 | 0 | 0 | 0 | 0 | 0
WI Large Coal Units Hg Rule v3.1, Unit 3840 and retrofits | 947 | 7369 | MACT Fuel Choice Floor in lbs/MMBtu | FALSE | L | Annual | Generation | TWh | 0 | 0 | 0 | 0 | 0 | 0 | 0
WI Large Coal Units Hg Rule v3.1, Unit 3840 and retrofits | 947 | 7369 | MACT Fuel Choice Floor in lbs/MMBtu | FALSE | L | Annual | Qualifying Generation | TWh | 0 | 0 | 0 | 0 | 0 | 0 | 0
WI Large Coal Units Hg Rule v3.1, Unit 3840 and retrofits | 947 | 7369 | MACT Fuel Choice Floor in lbs/MMBtu | FALSE | L | Annual | Constraint Shadow Price | US2019$/Lb | 0 | 0 | 0 | 0 | 0 | 0 | 0
WI Large Coal Units Hg Rule v3.1, Unit 3841 and retrofits | 948 | 7369 | MACT Fuel Choice Floor in lbs/MMBtu | FALSE | L | Annual | Seasons Included | Seasons | Winter, WintShld, Summer | Winter, WintShld, Summer | Winter, WintShld, Summer | Winter, WintShld, Summer | Winter, WintShld, Summer | Winter, WintShld, Summer | Winter, WintShld, Summer
WI Large Coal Units Hg Rule v3.1, Unit 3841 and retrofits | 948 | 7369 | MACT Fuel Choice Floor in lbs/MMBtu | FALSE | L | Annual | Emission Floor | lbs/MMBtu | 7.92e-07 | 7.92e-07 | 7.92e-07 | 7.92e-07 | 7.92e-07 | 7.92e-07 | 7.92e-07
WI Large Coal Units Hg Rule v3.1, Unit 3841 and retrofits | 948 | 7369 | MACT Fuel Choice Floor in lbs/MMBtu | FALSE | L | Annual | Emissions at Affected Plants MER | lbs | 0 | 0 | 0 | 0 | 0 | 0 | 0
WI Large Coal Units Hg Rule v3.1, Unit 3841 and retrofits | 948 | 7369 | MACT Fuel Choice Floor in lbs/MMBtu | FALSE | L | Annual | Allowances Purchased MER | lbs | 0 | 0 | 0 | 0 | 0 | 0 | 0
WI Large Coal Units Hg Rule v3.1, Unit 3841 and retrofits | 948 | 7369 | MACT Fuel Choice Floor in lbs/MMBtu | FALSE | L | Annual | Allowances Sold MER | lbs | 0 | 0 | 0 | 0 | 0 | 0 | 0
WI Large Coal Units Hg Rule v3.1, Unit 3841 and retrofits | 948 | 7369 | MACT Fuel Choice Floor in lbs/MMBtu | FALSE | L | Annual | Allowances Banked | lbs | 0 | 0 | 0 | 0 | 0 | 0 | 0
WI Large Coal Units Hg Rule v3.1, Unit 3841 and retrofits | 948 | 7369 | MACT Fuel Choice Floor in lbs/MMBtu | FALSE | L | Annual | Allowances Withdrawn (1:1) | lbs | 0 | 0 | 0 | 0 | 0 | 0 | 0
WI Large Coal Units Hg Rule v3.1, Unit 3841 and retrofits | 948 | 7369 | MACT Fuel Choice Floor in lbs/MMBtu | FALSE | L | Annual | Allowances Withdrawn (n:1) | lbs | 0 | 0 | 0 | 0 | 0 | 0 | 0
WI Large Coal Units Hg Rule v3.1, Unit 3841 and retrofits | 948 | 7369 | MACT Fuel Choice Floor in lbs/MMBtu | FALSE | L | Annual | Net Emissions Allowance Position | lbs | 0 | 0 | 0 | 0 | 0 | 0 | 0
WI Large Coal Units Hg Rule v3.1, Unit 3841 and retrofits | 948 | 7369 | MACT Fuel Choice Floor in lbs/MMBtu | FALSE | L | Annual | Fuel Consumed | TBtu | 0 | 0 | 0 | 0 | 0 | 0 | 0
WI Large Coal Units Hg Rule v3.1, Unit 3841 and retrofits | 948 | 7369 | MACT Fuel Choice Floor in lbs/MMBtu | FALSE | L | Annual | Rate | lb/MMBtu | 0 | 0 | 0 | 0 | 0 | 0 | 0
WI Large Coal Units Hg Rule v3.1, Unit 3841 and retrofits | 948 | 7369 | MACT Fuel Choice Floor in lbs/MMBtu | FALSE | L | Annual | Generation | TWh | 0 | 0 | 0 | 0 | 0 | 0 | 0
WI Large Coal Units Hg Rule v3.1, Unit 3841 and retrofits | 948 | 7369 | MACT Fuel Choice Floor in lbs/MMBtu | FALSE | L | Annual | Qualifying Generation | TWh | 0 | 0 | 0 | 0 | 0 | 0 | 0
WI Large Coal Units Hg Rule v3.1, Unit 3841 and retrofits | 948 | 7369 | MACT Fuel Choice Floor in lbs/MMBtu | FALSE | L | Annual | Constraint Shadow Price | US2019$/Lb | 0 | 0 | 0 | 0 | 0 | 0 | 0
WI Large Coal Units Hg Rule v3.1, Unit 3842 and retrofits | 949 | 7369 | MACT Fuel Choice Floor in lbs/MMBtu | FALSE | L | Annual | Seasons Included | Seasons | Winter, WintShld, Summer | Winter, WintShld, Summer | Winter, WintShld, Summer | Winter, WintShld, Summer | Winter, WintShld, Summer | Winter, WintShld, Summer | Winter, WintShld, Summer
WI Large Coal Units Hg Rule v3.1, Unit 3842 and retrofits | 949 | 7369 | MACT Fuel Choice Floor in lbs/MMBtu | FALSE | L | Annual | Emission Floor | lbs/MMBtu | 7.92e-07 | 7.92e-07 | 7.92e-07 | 7.92e-07 | 7.92e-07 | 7.92e-07 | 7.92e-07
WI Large Coal Units Hg Rule v3.1, Unit 3842 and retrofits | 949 | 7369 | MACT Fuel Choice Floor in lbs/MMBtu | FALSE | L | Annual | Emissions at Affected Plants MER | lbs | 0 | 0 | 0 | 0 | 0 | 0 | 0
WI Large Coal Units Hg Rule v3.1, Unit 3842 and retrofits | 949 | 7369 | MACT Fuel Choice Floor in lbs/MMBtu | FALSE | L | Annual | Allowances Purchased MER | lbs | 0 | 0 | 0 | 0 | 0 | 0 | 0
WI Large Coal Units Hg Rule v3.1, Unit 3842 and retrofits | 949 | 7369 | MACT Fuel Choice Floor in lbs/MMBtu | FALSE | L | Annual | Allowances Sold MER | lbs | 0 | 0 | 0 | 0 | 0 | 0 | 0
WI Large Coal Units Hg Rule v3.1, Unit 3842 and retrofits | 949 | 7369 | MACT Fuel Choice Floor in lbs/MMBtu | FALSE | L | Annual | Allowances Banked | lbs | 0 | 0 | 0 | 0 | 0 | 0 | 0
WI Large Coal Units Hg Rule v3.1, Unit 3842 and retrofits | 949 | 7369 | MACT Fuel Choice Floor in lbs/MMBtu | FALSE | L | Annual | Allowances Withdrawn (1:1) | lbs | 0 | 0 | 0 | 0 | 0 | 0 | 0
WI Large Coal Units Hg Rule v3.1, Unit 3842 and retrofits | 949 | 7369 | MACT Fuel Choice Floor in lbs/MMBtu | FALSE | L | Annual | Allowances Withdrawn (n:1) | lbs | 0 | 0 | 0 | 0 | 0 | 0 | 0
WI Large Coal Units Hg Rule v3.1, Unit 3842 and retrofits | 949 | 7369 | MACT Fuel Choice Floor in lbs/MMBtu | FALSE | L | Annual | Net Emissions Allowance Position | lbs | 0 | 0 | 0 | 0 | 0 | 0 | 0
WI Large Coal Units Hg Rule v3.1, Unit 3842 and retrofits | 949 | 7369 | MACT Fuel Choice Floor in lbs/MMBtu | FALSE | L | Annual | Fuel Consumed | TBtu | 0 | 0 | 0 | 0 | 0 | 0 | 0
WI Large Coal Units Hg Rule v3.1, Unit 3842 and retrofits | 949 | 7369 | MACT Fuel Choice Floor in lbs/MMBtu | FALSE | L | Annual | Rate | lb/MMBtu | 0 | 0 | 0 | 0 | 0 | 0 | 0
WI Large Coal Units Hg Rule v3.1, Unit 3842 and retrofits | 949 | 7369 | MACT Fuel Choice Floor in lbs/MMBtu | FALSE | L | Annual | Generation | TWh | 0 | 0 | 0 | 0 | 0 | 0 | 0
WI Large Coal Units Hg Rule v3.1, Unit 3842 and retrofits | 949 | 7369 | MACT Fuel Choice Floor in lbs/MMBtu | FALSE | L | Annual | Qualifying Generation | TWh | 0 | 0 | 0 | 0 | 0 | 0 | 0
WI Large Coal Units Hg Rule v3.1, Unit 3842 and retrofits | 949 | 7369 | MACT Fuel Choice Floor in lbs/MMBtu | FALSE | L | Annual | Constraint Shadow Price | US2019$/Lb | 0 | 0 | 0 | 0 | 0 | 0 | 0
WI Large Coal Units Hg Rule v3.1, Unit 3843 and retrofits | 950 | 7369 | MACT Fuel Choice Floor in lbs/MMBtu | FALSE | L | Annual | Seasons Included | Seasons | Winter, WintShld, Summer | Winter, WintShld, Summer | Winter, WintShld, Summer | Winter, WintShld, Summer | Winter, WintShld, Summer | Winter, WintShld, Summer | Winter, WintShld, Summer
WI Large Coal Units Hg Rule v3.1, Unit 3843 and retrofits | 950 | 7369 | MACT Fuel Choice Floor in lbs/MMBtu | FALSE | L | Annual | Emission Floor | lbs/MMBtu | 7.92e-07 | 7.92e-07 | 7.92e-07 | 7.92e-07 | 7.92e-07 | 7.92e-07 | 7.92e-07
WI Large Coal Units Hg Rule v3.1, Unit 3843 and retrofits | 950 | 7369 | MACT Fuel Choice Floor in lbs/MMBtu | FALSE | L | Annual | Emissions at Affected Plants MER | lbs | 22.2008 | 0.00036555 | 0 | 0 | 0 | 0 | 0
WI Large Coal Units Hg Rule v3.1, Unit 3843 and retrofits | 950 | 7369 | MACT Fuel Choice Floor in lbs/MMBtu | FALSE | L | Annual | Allowances Purchased MER | lbs | 0 | 0 | 0 | 0 | 0 | 0 | 0
WI Large Coal Units Hg Rule v3.1, Unit 3843 and retrofits | 950 | 7369 | MACT Fuel Choice Floor in lbs/MMBtu | FALSE | L | Annual | Allowances Sold MER | lbs | 0 | 0 | 0 | 0 | 0 | 0 | 0
WI Large Coal Units Hg Rule v3.1, Unit 3843 and retrofits | 950 | 7369 | MACT Fuel Choice Floor in lbs/MMBtu | FALSE | L | Annual | Allowances Banked | lbs | 0 | 0 | 0 | 0 | 0 | 0 | 0
WI Large Coal Units Hg Rule v3.1, Unit 3843 and retrofits | 950 | 7369 | MACT Fuel Choice Floor in lbs/MMBtu | FALSE | L | Annual | Allowances Withdrawn (1:1) | lbs | 0 | 0 | 0 | 0 | 0 | 0 | 0
WI Large Coal Units Hg Rule v3.1, Unit 3843 and retrofits | 950 | 7369 | MACT Fuel Choice Floor in lbs/MMBtu | FALSE | L | Annual | Allowances Withdrawn (n:1) | lbs | 0 | 0 | 0 | 0 | 0 | 0 | 0
WI Large Coal Units Hg Rule v3.1, Unit 3843 and retrofits | 950 | 7369 | MACT Fuel Choice Floor in lbs/MMBtu | FALSE | L | Annual | Net Emissions Allowance Position | lbs | 22.2008 | 0.00036555 | 0 | 0 | 0 | 0 | 0
WI Large Coal Units Hg Rule v3.1, Unit 3843 and retrofits | 950 | 7369 | MACT Fuel Choice Floor in lbs/MMBtu | FALSE | L | Annual | Fuel Consumed | TBtu | 38.9711 | 11.0326 | 0 | 0 | 0 | 0 | 0
WI Large Coal Units Hg Rule v3.1, Unit 3843 and retrofits | 950 | 7369 | MACT Fuel Choice Floor in lbs/MMBtu | FALSE | L | Annual | Rate | lb/MMBtu | 5.6967e-07 | 3.3133e-11 | 0 | 0 | 0 | 0 | 0
WI Large Coal Units Hg Rule v3.1, Unit 3843 and retrofits | 950 | 7369 | MACT Fuel Choice Floor in lbs/MMBtu | FALSE | L | Annual | Generation | TWh | 4.0345 | 1.1 | 0 | 0 | 0 | 0 | 0
WI Large Coal Units Hg Rule v3.1, Unit 3843 and retrofits | 950 | 7369 | MACT Fuel Choice Floor in lbs/MMBtu | FALSE | L | Annual | Qualifying Generation | TWh | 4.0345 | 1.1 | 0 | 0 | 0 | 0 | 0
WI Large Coal Units Hg Rule v3.1, Unit 3843 and retrofits | 950 | 7369 | MACT Fuel Choice Floor in lbs/MMBtu | FALSE | L | Annual | Constraint Shadow Price | US2019$/Lb | 0 | 0 | 0 | 0 | 0 | 0 | 0
WI Large Coal Units Hg Rule v3.1, Unit 3844 and retrofits | 951 | 7369 | MACT Fuel Choice Floor in lbs/MMBtu | FALSE | L | Annual | Seasons Included | Seasons | Winter, WintShld, Summer | Winter, WintShld, Summer | Winter, WintShld, Summer | Winter, WintShld, Summer | Winter, WintShld, Summer | Winter, WintShld, Summer | Winter, WintShld, Summer
WI Large Coal Units Hg Rule v3.1, Unit 3844 and retrofits | 951 | 7369 | MACT Fuel Choice Floor in lbs/MMBtu | FALSE | L | Annual | Emission Floor | lbs/MMBtu | 7.92e-07 | 7.92e-07 | 7.92e-07 | 7.92e-07 | 7.92e-07 | 7.92e-07 | 7.92e-07
WI Large Coal Units Hg Rule v3.1, Unit 3844 and retrofits | 951 | 7369 | MACT Fuel Choice Floor in lbs/MMBtu | FALSE | L | Annual | Emissions at Affected Plants MER | lbs | 22.0218 | 0.0003626 | 0 | 0 | 0 | 0 | 0
WI Large Coal Units Hg Rule v3.1, Unit 3844 and retrofits | 951 | 7369 | MACT Fuel Choice Floor in lbs/MMBtu | FALSE | L | Annual | Allowances Purchased MER | lbs | 0 | 0 | 0 | 0 | 0 | 0 | 0
WI Large Coal Units Hg Rule v3.1, Unit 3844 and retrofits | 951 | 7369 | MACT Fuel Choice Floor in lbs/MMBtu | FALSE | L | Annual | Allowances Sold MER | lbs | 0 | 0 | 0 | 0 | 0 | 0 | 0
WI Large Coal Units Hg Rule v3.1, Unit 3844 and retrofits | 951 | 7369 | MACT Fuel Choice Floor in lbs/MMBtu | FALSE | L | Annual | Allowances Banked | lbs | 0 | 0 | 0 | 0 | 0 | 0 | 0
WI Large Coal Units Hg Rule v3.1, Unit 3844 and retrofits | 951 | 7369 | MACT Fuel Choice Floor in lbs/MMBtu | FALSE | L | Annual | Allowances Withdrawn (1:1) | lbs | 0 | 0 | 0 | 0 | 0 | 0 | 0
WI Large Coal Units Hg Rule v3.1, Unit 3844 and retrofits | 951 | 7369 | MACT Fuel Choice Floor in lbs/MMBtu | FALSE | L | Annual | Allowances Withdrawn (n:1) | lbs | 0 | 0 | 0 | 0 | 0 | 0 | 0
WI Large Coal Units Hg Rule v3.1, Unit 3844 and retrofits | 951 | 7369 | MACT Fuel Choice Floor in lbs/MMBtu | FALSE | L | Annual | Net Emissions Allowance Position | lbs | 22.0218 | 0.0003626 | 0 | 0 | 0 | 0 | 0
WI Large Coal Units Hg Rule v3.1, Unit 3844 and retrofits | 951 | 7369 | MACT Fuel Choice Floor in lbs/MMBtu | FALSE | L | Annual | Fuel Consumed | TBtu | 38.6569 | 10.9437 | 0 | 0 | 0 | 0 | 0
WI Large Coal Units Hg Rule v3.1, Unit 3844 and retrofits | 951 | 7369 | MACT Fuel Choice Floor in lbs/MMBtu | FALSE | L | Annual | Rate | lb/MMBtu | 5.6967e-07 | 3.3133e-11 | 0 | 0 | 0 | 0 | 0
WI Large Coal Units Hg Rule v3.1, Unit 3844 and retrofits | 951 | 7369 | MACT Fuel Choice Floor in lbs/MMBtu | FALSE | L | Annual | Generation | TWh | 4.0345 | 1.1 | 0 | 0 | 0 | 0 | 0
WI Large Coal Units Hg Rule v3.1, Unit 3844 and retrofits | 951 | 7369 | MACT Fuel Choice Floor in lbs/MMBtu | FALSE | L | Annual | Qualifying Generation | TWh | 4.0345 | 1.1 | 0 | 0 | 0 | 0 | 0
WI Large Coal Units Hg Rule v3.1, Unit 3844 and retrofits | 951 | 7369 | MACT Fuel Choice Floor in lbs/MMBtu | FALSE | L | Annual | Constraint Shadow Price | US2019$/Lb | 0 | 0 | 0 | 0 | 0 | 0 | 0
WI Small Coal Units Hg Rule v3.1, Unit 3610 and retrofits | 952 | 7370 | MACT Fuel Choice Floor in lbs/MMBtu | FALSE | L | Annual | Seasons Included | Seasons | Winter, WintShld, Summer | Winter, WintShld, Summer | Winter, WintShld, Summer | Winter, WintShld, Summer | Winter, WintShld, Summer | Winter, WintShld, Summer | Winter, WintShld, Summer
WI Small Coal Units Hg Rule v3.1, Unit 3610 and retrofits | 952 | 7370 | MACT Fuel Choice Floor in lbs/MMBtu | FALSE | L | Annual | Emission Floor | lbs/MMBtu | 6.91e-07 | 6.91e-07 | 6.91e-07 | 6.91e-07 | 6.91e-07 | 6.91e-07 | 6.91e-07
WI Small Coal Units Hg Rule v3.1, Unit 3610 and retrofits | 952 | 7370 | MACT Fuel Choice Floor in lbs/MMBtu | FALSE | L | Annual | Emissions at Affected Plants MER | lbs | 0.64418 | 0.45089 | 0 | 0 | 0 | 0 | 0
WI Small Coal Units Hg Rule v3.1, Unit 3610 and retrofits | 952 | 7370 | MACT Fuel Choice Floor in lbs/MMBtu | FALSE | L | Annual | Allowances Purchased MER | lbs | 0 | 0 | 0 | 0 | 0 | 0 | 0
WI Small Coal Units Hg Rule v3.1, Unit 3610 and retrofits | 952 | 7370 | MACT Fuel Choice Floor in lbs/MMBtu | FALSE | L | Annual | Allowances Sold MER | lbs | 0 | 0 | 0 | 0 | 0 | 0 | 0
WI Small Coal Units Hg Rule v3.1, Unit 3610 and retrofits | 952 | 7370 | MACT Fuel Choice Floor in lbs/MMBtu | FALSE | L | Annual | Allowances Banked | lbs | 0 | 0 | 0 | 0 | 0 | 0 | 0
WI Small Coal Units Hg Rule v3.1, Unit 3610 and retrofits | 952 | 7370 | MACT Fuel Choice Floor in lbs/MMBtu | FALSE | L | Annual | Allowances Withdrawn (1:1) | lbs | 0 | 0 | 0 | 0 | 0 | 0 | 0
WI Small Coal Units Hg Rule v3.1, Unit 3610 and retrofits | 952 | 7370 | MACT Fuel Choice Floor in lbs/MMBtu | FALSE | L | Annual | Allowances Withdrawn (n:1) | lbs | 0 | 0 | 0 | 0 | 0 | 0 | 0
WI Small Coal Units Hg Rule v3.1, Unit 3610 and retrofits | 952 | 7370 | MACT Fuel Choice Floor in lbs/MMBtu | FALSE | L | Annual | Net Emissions Allowance Position | lbs | 0.64418 | 0.45089 | 0 | 0 | 0 | 0 | 0
WI Small Coal Units Hg Rule v3.1, Unit 3610 and retrofits | 952 | 7370 | MACT Fuel Choice Floor in lbs/MMBtu | FALSE | L | Annual | Fuel Consumed | TBtu | 1.2961 | 0.90723 | 0 | 0 | 0 | 0 | 0
WI Small Coal Units Hg Rule v3.1, Unit 3610 and retrofits | 952 | 7370 | MACT Fuel Choice Floor in lbs/MMBtu | FALSE | L | Annual | Rate | lb/MMBtu | 4.97e-07 | 4.97e-07 | 0 | 0 | 0 | 0 | 0
WI Small Coal Units Hg Rule v3.1, Unit 3610 and retrofits | 952 | 7370 | MACT Fuel Choice Floor in lbs/MMBtu | FALSE | L | Annual | Generation | TWh | 0.10231 | 0.071608 | 0 | 0 | 0 | 0 | 0
WI Small Coal Units Hg Rule v3.1, Unit 3610 and retrofits | 952 | 7370 | MACT Fuel Choice Floor in lbs/MMBtu | FALSE | L | Annual | Qualifying Generation | TWh | 0.10231 | 0.071608 | 0 | 0 | 0 | 0 | 0
WI Small Coal Units Hg Rule v3.1, Unit 3610 and retrofits | 952 | 7370 | MACT Fuel Choice Floor in lbs/MMBtu | FALSE | L | Annual | Constraint Shadow Price | US2019$/Lb | 0 | 0 | 0 | 0 | 0 | 0 | 0
Zero Reserve Margin Type 3 Constraints | 953 | 7658 | MACT Fuel Choice Floor in lbs/MMBtu | FALSE | L | Annual | Seasons Included | Seasons | Winter, WintShld, Summer | Winter, WintShld, Summer | Winter, WintShld, Summer | Winter, WintShld, Summer | Winter, WintShld, Summer | Winter, WintShld, Summer | Winter, WintShld, Summer
Zero Reserve Margin Type 3 Constraints | 953 | 7658 | MACT Fuel Choice Floor in lbs/MMBtu | FALSE | L | Annual | Emission Floor | lb/MMBtu | 0 | 0 | 0 | 0 | 0 | 0 | 0
Zero Reserve Margin Type 3 Constraints | 953 | 7658 | MACT Fuel Choice Floor in lbs/MMBtu | FALSE | L | Annual | Emissions at Affected Plants NOX | Thousand Tons | 0.5887 | 0.19542 | 0 | 0 | 0 | 0 | 0
Zero Reserve Margin Type 3 Constraints | 953 | 7658 | MACT Fuel Choice Floor in lbs/MMBtu | FALSE | L | Annual | Allowances Purchased NOX | Thousand Tons | 0 | 0 | 0 | 0 | 0 | 0 | 0
Zero Reserve Margin Type 3 Constraints | 953 | 7658 | MACT Fuel Choice Floor in lbs/MMBtu | FALSE | L | Annual | Allowances Sold NOX | Thousand Tons | 0 | 0 | 0 | 0 | 0 | 0 | 0
Zero Reserve Margin Type 3 Constraints | 953 | 7658 | MACT Fuel Choice Floor in lbs/MMBtu | FALSE | L | Annual | Allowances Banked | Thousand Tons | 0 | 0 | 0 | 0 | 0 | 0 | 0
Zero Reserve Margin Type 3 Constraints | 953 | 7658 | MACT Fuel Choice Floor in lbs/MMBtu | FALSE | L | Annual | Allowances Withdrawn (1:1) | Thousand Tons | 0 | 0 | 0 | 0 | 0 | 0 | 0
Zero Reserve Margin Type 3 Constraints | 953 | 7658 | MACT Fuel Choice Floor in lbs/MMBtu | FALSE | L | Annual | Allowances Withdrawn (n:1) | Thousand Tons | 0 | 0 | 0 | 0 | 0 | 0 | 0
Zero Reserve Margin Type 3 Constraints | 953 | 7658 | MACT Fuel Choice Floor in lbs/MMBtu | FALSE | L | Annual | Net Emissions Allowance Position | Thousand Tons | 0.5887 | 0.19542 | 0 | 0 | 0 | 0 | 0
Zero Reserve Margin Type 3 Constraints | 953 | 7658 | MACT Fuel Choice Floor in lbs/MMBtu | FALSE | L | Annual | Fuel Consumed | TBtu | 16.0059 | 5.3131 | 0 | 0 | 0 | 0 | 0
Zero Reserve Margin Type 3 Constraints | 953 | 7658 | MACT Fuel Choice Floor in lbs/MMBtu | FALSE | L | Annual | Rate | lb/MMBtu | 0.07356 | 0.07356 | 0 | 0 | 0 | 0 | 0
Zero Reserve Margin Type 3 Constraints | 953 | 7658 | MACT Fuel Choice Floor in lbs/MMBtu | FALSE | L | Annual | Generation | TWh | 1.6098 | 0.53436 | 0 | 0 | 0 | 0 | 0
Zero Reserve Margin Type 3 Constraints | 953 | 7658 | MACT Fuel Choice Floor in lbs/MMBtu | FALSE | L | Annual | Qualifying Generation | TWh | 1.6098 | 0.53436 | 0 | 0 | 0 | 0 | 0
Zero Reserve Margin Type 3 Constraints | 953 | 7658 | MACT Fuel Choice Floor in lbs/MMBtu | FALSE | L | Annual | Constraint Shadow Price | US2019$/Ton | 0 | 0 | 0 | 0 | 0 | 0 | 0

## Table 1-16_US
Less Stringent
| 2028 | 2030 | 2035 | 2040 | 2045 | 2050 | 2055
1. Reserve Margin Capacity Winter [MW] | 926852.0638 | 950200.5181 | 1016221.3133 | 1093736.7333 | 1182101.8178 | 1280239.1877 | 1359092.5533
Plus Firm Contract Purchases Winter [MW] | 0 | 0 | 0 | 0 | 0 | 0 | 0
Plus Transmission In Winter [MW] | 36162.6447 | 38934.817 | 36540.8876 | 43396.4893 | 62048.7281 | 78794.7803 | 87395.2441
Less Firm Contract Sales Winter [MW] | 0 | 0 | 0 | 0 | 0 | 0 | 0
Less Transmission Out Winter [MW] | 40460.6425 | 43854.5196 | 40027.147 | 48776.1623 | 68717.7114 | 85928.9467 | 95491.9259
Total Reserve Margin Capacity Winter [MW] | 922554.0661 | 945280.8155 | 1012735.0539 | 1088357.0602 | 1175432.8345 | 1273105.0212 | 1350995.8714
2. Peak Load Winter [MW] | 718710.2819 | 737145.1767 | 789503.1014 | 849334.803 | 914600.0589 | 985789.8685 | 1045852.9333
Less DSM [MW] | 0 | 0 | 0 | 0 | 0 | 0 | 0
Net Demand Winter [MW] | 718710.2819 | 737145.1767 | 789503.1014 | 849334.803 | 914600.0589 | 985789.8685 | 1045852.9333
3. Reserve Margin Winter [%] | 28.3624 | 28.2354 | 28.275 | 28.1423 | 28.5188 | 29.1457 | 29.1765
1. Reserve Margin Capacity WintShld [MW] | 926852.0638 | 950200.5181 | 1016221.3133 | 1093736.7333 | 1182101.8178 | 1280239.1877 | 1359092.5533
Plus Firm Contract Purchases WintShld [MW] | 0 | 0 | 0 | 0 | 0 | 0 | 0
Plus Transmission In WintShld [MW] | 8824.2919 | 7833.4513 | 7849.4563 | 11173.2254 | 21734.8119 | 31682.1479 | 36282.9474
Less Firm Contract Sales WintShld [MW] | 0 | 0 | 0 | 0 | 0 | 0 | 0
Less Transmission Out WintShld [MW] | 9046.4704 | 8031.8639 | 8045.6047 | 11480.4724 | 22275.2837 | 32464.3474 | 37175.7594
Total Reserve Margin Capacity WintShld [MW] | 926629.8852 | 950002.1056 | 1016025.1648 | 1093429.4862 | 1181561.346 | 1279456.9882 | 1358199.7413
2. Peak Load WintShld [MW] | 661563.835 | 678522.2374 | 726830.9761 | 780389.6521 | 838435.3612 | 901547.1569 | 956795.6768
Less DSM [MW] | 0 | 0 | 0 | 0 | 0 | 0 | 0
Net Demand WintShld [MW] | 661563.835 | 678522.2374 | 726830.9761 | 780389.6521 | 838435.3612 | 901547.1569 | 956795.6768
3. Reserve Margin WintShld [%] | 40.0666 | 40.0105 | 39.7884 | 40.1133 | 40.9246 | 41.9179 | 41.953
1. Reserve Margin Capacity Summer [MW] | 926852.0638 | 950200.5181 | 1016221.3133 | 1093736.7333 | 1182101.8178 | 1280239.1877 | 1359092.5533
Plus Firm Contract Purchases Summer [MW] | 0 | 0 | 0 | 0 | 0 | 0 | 0
Plus Transmission In Summer [MW] | 100425.3518 | 97439.1194 | 100737.4667 | 100956.9253 | 124290.0344 | 146955.5727 | 152607.2257
Less Firm Contract Sales Summer [MW] | 0 | 0 | 0 | 0 | 0 | 0 | 0
Less Transmission Out Summer [MW] | 96595.4842 | 93110.4696 | 94902.6699 | 94009.5937 | 118145.7183 | 142030.7961 | 147959.4211
Total Reserve Margin Capacity Summer [MW] | 930681.9313 | 954529.1679 | 1022056.1101 | 1100684.0648 | 1188246.134 | 1285163.9643 | 1363740.3579
2. Peak Load Summer [MW] | 806492.2967 | 827171.5448 | 885759.7617 | 953967.2969 | 1029919.6944 | 1113983.9141 | 1182176.4429
Less DSM [MW] | 0 | 0 | 0 | 0 | 0 | 0 | 0
Net Demand Summer [MW] | 806492.2967 | 827171.5448 | 885759.7617 | 953967.2969 | 1029919.6944 | 1113983.9141 | 1182176.4429
3. Reserve Margin Summer [%] | 15.3987 | 15.3968 | 15.3875 | 15.3796 | 15.3727 | 15.3665 | 15.3584
1. Reserve Margin Capacity Annual [MW] | 926852.0638 | 950200.5181 | 1016221.3133 | 1093736.7333 | 1182101.8178 | 1280239.1877 | 1359092.5533
Plus Firm Contract Purchases Annual [MW] | 0 | 0 | 0 | 0 | 0 | 0 | 0
Plus Transmission In Annual [MW] | 103162.8786 | 101228.787 | 102706.5874 | 106797.9105 | 132506.4811 | 150944.7347 | 160350.0552
Less Firm Contract Sales Annual [MW] | 0 | 0 | 0 | 0 | 0 | 0 | 0
Less Transmission Out Annual [MW] | 72547.8755 | 71505.0082 | 70013.6428 | 70294.349 | 96863.4266 | 113552.9605 | 122109.4384
Total Reserve Margin Capacity Annual [MW] | 957467.0669 | 979924.297 | 1048914.2578 | 1130240.2947 | 1217744.8723 | 1317630.9619 | 1397333.1701
(for seasonal/annual regions combined)
2. Peak Load Annual [MW] | 820489.8929 | 841254.8964 | 900341.6281 | 969689.3979 | 1047210.0541 | 1133162.4555 | 1202488.87
Less DSM [MW] | 0 | 0 | 0 | 0 | 0 | 0 | 0
Net Demand Annual [MW] | 820489.8929 | 841254.8964 | 900341.6281 | 969689.3979 | 1047210.0541 | 1133162.4555 | 1202488.87
(for seasonal/annual regions combined)
3. Reserve Margin Annual [%] | 16.6946 | 16.4836 | 16.5018 | 16.5569 | 16.2847 | 16.2791 | 16.2034
(for seasonal/annual regions combined)
3a.Local Reserves Annual [%] | 112.9633 | 112.9504 | 112.8706 | 112.7925 | 112.8811 | 112.9793 | 113.0233
(for seasonal/annual regions combined)
4. Total Generation [GWh] | 4498787.3526 | 4643204.5299 | 5008231.017 | 5408005.517 | 5821202.9999 | 6299258.7698 | 6736078.4297
Inter-Region Transmission [GWh] | 8062.2384 | 5815.821 | -1270.7849 | -21821.0724 | -32435.9269 | -43386.3478 | -51675.776
Pumping & Storage Losses [GWh] | 100849.5846 | 138838.9769 | 200672.5484 | 261244.9755 | 300098.9668 | 372764.8194 | 415536.5695
Plus Purchases [GWh] | 0 | 0 | 0 | 0 | 0 | 0 | 0
Less Sales [GWh] | 0 | 0 | 0 | 0 | 0 | 0 | 0
5. Total Supply for Demand [GWh] | 4406000.0063 | 4510181.3739 | 4806287.6838 | 5124939.4692 | 5488668.1062 | 5883107.6025 | 6268866.0843
6. Projected Demand [GWh] | 4405188.3141 | 4508248.9476 | 4796312.0674 | 5101697.1795 | 5428412.1453 | 5777930.6436 | 6133954.1046
Energy Not Served [GWh] | 0 | 0 | 0 | 0 | 0 | 0 | 0
Less DSM [GWh] | 0 | 0 | 0 | 0 | 0 | 0 | 0
Energy Demand Response [GWh] | 0 | 0 | 0 | 0 | 0 | 0 | 0
Net Demand [GWh] | 4405188.3141 | 4508248.9476 | 4796312.0674 | 5101697.1795 | 5428412.1453 | 5777930.6436 | 6133954.1046
7. Dumped Energy [GWh] | 811.6922 | 1932.4263 | 9975.6164 | 23242.2897 | 60255.9609 | 105176.9589 | 134911.9796
8. Total Generation [GWh] | 4498787.3526 | 4643204.5299 | 5008231.017 | 5408005.517 | 5821202.9999 | 6299258.7698 | 6736078.4297
Less T&D Losses [GWh] | 294269.2066 | 303613.2829 | 327707.091 | 354116.127 | 380328.6432 | 411068.447 | 439658.648
9. Total Sales [GWh] | 4204518.146 | 4339591.247 | 4680523.926 | 5053889.39 | 5440874.3567 | 5888190.3227 | 6296419.7818
Capacity Avoided Costs [US$/kW]
ANNUAL | 99.0047 | 62.1981 | 64.8531 | 66.8061 | 66.5425 | 58.4401 | 58.9721
WINTER | 10.4488 | 10.9637 | 7.7635 | 9.9591 | 9.0096 | 8.5378 | 8.415
WINTSHLD | 0.0011422 | 0.0012048 | 0.0010394 | 0.001071 | 0.0013228 | 0.0014143 | 0.0013503
SUMMER | 90.0481 | 52.8141 | 58.131 | 58.2649 | 58.9425 | 51.3392 | 51.9853
10. Capacity by Capacity Reporting Type [MW]
00 New Combined Cycle | 36735.1122 | 36502.0689 | 31360.6119 | 31360.6119 | 31476.4501 | 32523.7913 | 36527.1064
00 New Combined Cycle with Hydrogen Retrofit | 0 | 233.0433 | 6076.864 | 6418.1712 | 7029.5263 | 8421.0253 | 9289.6345
00 New Combined Cycle with CCS Retrofit | 0 | 0 | 0 | 0 | 0 | 0 | 0
00 New Combined Cycle with CCS | 0 | 0 | 0 | 0 | 0 | 0 | 0
00 New Combustion Turbine | 13720.688 | 13805.3185 | 40554.951 | 77044.7608 | 166206.9079 | 256996.8275 | 329437.8347
00 New Combustion Turbine with Hydrogen Retrofit | 0 | 0 | 4590.5608 | 6191.5747 | 6212.0747 | 12765.1141 | 13883.006
00 New Hydro | 0 | 1483.5 | 5796 | 8149.9716 | 8149.9716 | 8149.9716 | 8493.2519
00 New Nuclear | 0 | 0 | 0 | 0 | 0 | 0 | 0
00 New Small Modular Reactor | 0 | 0 | 0 | 0 | 0 | 0 | 0
00 New Biomass | 56.9 | 56.9 | 56.9 | 56.9 | 56.9 | 56.9 | 56.9
00 New Geothermal | 376.53 | 376.53 | 376.53 | 376.53 | 376.53 | 376.53 | 376.53
00 New Landfill Gas | 1264.7781 | 1264.7781 | 1264.7781 | 1264.7781 | 1264.7781 | 1264.7781 | 1274.1761
00 New Battery Storage | 46486.3557 | 66891.6238 | 94875.8733 | 116483.9754 | 131051.1833 | 151461.7872 | 163819.5706
00 New Offshore Wind | 9301.2821 | 11670.1625 | 32601.036 | 36708.6583 | 56839.8606 | 61217.1339 | 61822.8306
00 New Onshore Wind | 62833.0095 | 111850.7659 | 254806.3822 | 351619.4038 | 474391.5665 | 574008.6068 | 643127.6306
00 New Solar PV | 82904.1994 | 120389.2774 | 222232.987 | 317778.2558 | 390473.5526 | 493880.2822 | 555564.9187
00 New Solar Thermal | 0 | 0 | 0 | 0 | 0 | 0 | 0
00 New Fuel Cell | 109.1 | 109.1 | 109.1 | 109.1 | 109.1 | 109.1 | 109.1
00 New Ultrasupercritical Coal without CCS | 0 | 0 | 0 | 0 | 0 | 0 | 0
00 New Ultrasupercritical Coal with 30% CCS | 0 | 0 | 0 | 0 | 0 | 0 | 0
00 New Ultrasupercritical Coal with 90% CCS | 0 | 0 | 0 | 0 | 0 | 0 | 0
00 Exist & New Distributed Solar PV | 66887.9475 | 74192.5125 | 94156.2769 | 116466.1925 | 140292.9845 | 165778.6513 | 198242.0678
00 Exist Combined Cycle | 273092.8 | 268119.0385 | 261182.9792 | 261182.9792 | 257612.7792 | 248646.3792 | 248646.3792
00 Exist Combustion Turbine | 142434.9 | 141374.8 | 140100.9 | 139440.7 | 128403.8751 | 122909.1797 | 122909.1797
00 Exist Coal Steam_Uncontrolled | 554.6 | 207.1 | 207.1 | 207.1 | 170.6 | 19.2 | 19.2
00 Exist Coal Steam_ACI | 1640 | 3 | 3 | 3 | 3 | 3 | 3
00 Exist Coal Steam_ACI_DSI | 780.2 | 26.2 | 23.2 | 23.2 | 0 | 0 | 0
00 Exist Coal Steam_DryFGD | 60 | 0 | 0 | 0 | 0 | 0 | 0
00 Exist Coal Steam_DryFGD_ACI | 4138 | 2 | 2 | 2 | 2 | 2 | 2
00 Exist Coal Steam_DryFGD_DSI | 0 | 0 | 0 | 0 | 0 | 0 | 0
00 Exist Coal Steam_DryFGD_SCR | 0 | 0 | 0 | 0 | 0 | 0 | 0
00 Exist Coal Steam_DryFGD_SCR_ACI | 9405 | 2 | 2 | 8.6778e-07 | 8.6778e-07 | 8.6778e-07 | 8.6778e-07
00 Exist Coal Steam_DryFGD_SCR_DSI | 268 | 0 | 0 | 0 | 0 | 0 | 0
00 Exist Coal Steam_DryFGD_SCR_ACI_DSI | 931 | 0 | 0 | 0 | 0 | 0 | 0
00 Exist Coal Steam_DryFGD_SNCR_ACI | 1608 | 0 | 0 | 0 | 0 | 0 | 0
00 Exist Coal Steam_DryFGD_SNCR_ACI_DSI | 0 | 0 | 0 | 0 | 0 | 0 | 0
00 Exist Coal Steam_DSI | 17 | 0 | 0 | 0 | 0 | 0 | 0
00 Exist Coal Steam_SCR_ACI | 4361 | 0 | 0 | 0 | 0 | 0 | 0
00 Exist Coal Steam_SCR_ACI_DSI | 430 | 0 | 0 | 0 | 0 | 0 | 0
00 Exist Coal Steam_SNCR | 15.2 | 15.2 | 15.2 | 15.2 | 15.2 | 15.2 | 15.2
00 Exist Coal Steam_SCR | 0 | 0 | 0 | 0 | 0 | 0 | 0
00 Exist Coal Steam_SNCR_ACI | 0 | 0 | 0 | 0 | 0 | 0 | 0
00 Exist Coal Steam_SNCR_ACI_DSI | 0 | 0 | 0 | 0 | 0 | 0 | 0
00 Exist Coal Steam_WetFGD | 196 | 0 | 0 | 0 | 0 | 0 | 0
00 Exist Coal Steam_WetFGD_ACI | 2875 | 3.679e-07 | 3.679e-07 | 3.679e-07 | 3.679e-07 | 3.679e-07 | 3.679e-07
00 Exist Coal Steam_WetFGD_ACI_DSI | 0 | 0 | 0 | 0 | 0 | 0 | 0
00 Exist Coal Steam_WetFGD_DSI | 0 | 0 | 0 | 0 | 0 | 0 | 0
00 Exist Coal Steam_WetFGD_SCR | 34961.8344 | 8.9019e-07 | 8.9019e-07 | 8.9019e-07 | 8.9019e-07 | 8.9019e-07 | 8.9019e-07
00 Exist Coal Steam_WetFGD_SCR_DSI | 1239 | 0 | 0 | 0 | 0 | 0 | 0
00 Exist Coal Steam_WetFGD_SCR_ACI | 16340 | 1.1904e-06 | 1.1904e-06 | 1.1904e-06 | 1.1904e-06 | 1.1904e-06 | 1.1904e-06
00 Exist Coal Steam_WetFGD_SCR_ACI_DSI | 7042 | 4.328e-07 | 4.328e-07 | 4.328e-07 | 4.328e-07 | 4.328e-07 | 4.328e-07
00 Exist Coal Steam_WetFGD_SNCR | 56 | 0 | 0 | 0 | 0 | 0 | 0
00 Exist Coal Steam_WetFGD_SNCR_ACI | 3841.4119 | 4.5851e-07 | 4.5851e-07 | 4.5851e-07 | 4.5851e-07 | 4.5851e-07 | 4.5851e-07
00 Exist Coal Steam_WetFGD_SNCR_ACI_DSI | 0 | 0 | 0 | 0 | 0 | 0 | 0
00 Exist FBC_ACI_DSI | 38 | 5.6843e-14 | 5.6843e-14 | 5.6843e-14 | 5.6843e-14 | 5.6843e-14 | 5.6843e-14
00 Exist FBC_DryFGD_ACI | 2.8422e-14 | 2.8422e-14 | 2.8422e-14 | 2.8422e-14 | 2.8422e-14 | 2.8422e-14 | 2.8422e-14
00 Exist FBC_DryFGD_DSI | 43 | 0 | 0 | 0 | 0 | 0 | 0
00 Exist FBC_DryFGD_SNCR | 1674 | 0 | 0 | 0 | 0 | 0 | 0
00 Exist FBC_DryFGD_SNCR_ACI | 610 | 0 | 0 | 0 | 0 | 0 | 0
00 Exist FBC_DryFGD_SNCR_ACI_DSI | 92 | 0 | 0 | 0 | 0 | 0 | 0
00 Exist FBC_DryFGD_SNCR_DSI | 86 | 0 | 0 | 0 | 0 | 0 | 0
00 Exist FBC_DSI | 620.948 | 2.8422e-14 | 2.8422e-14 | 2.8422e-14 | 2.8422e-14 | 2.8422e-14 | 2.8422e-14
00 Exist FBC_SCR | 10.6 | 0 | 0 | 0 | 0 | 0 | 0
00 Exist FBC_SNCR | 53 | 0 | 0 | 0 | 0 | 0 | 0
00 Exist FBC_SNCR_ACI | 10.6 | 10 | 10 | 10 | 10 | 10 | 10
00 Exist FBC_SNCR_ACI_DSI | 305 | 0 | 0 | 0 | 0 | 0 | 0
00 Exist FBC_SNCR_DSI | 1114 | 0 | 0 | 0 | 0 | 0 | 0
00 Exist FBC_Uncontrolled | 0 | 0 | 0 | 0 | 0 | 0 | 0
00 Exist FBC_WetFGD_DSI | 51 | 0 | 0 | 0 | 0 | 0 | 0
00 Exist IGCC | 595 | 595 | 0 | 0 | 0 | 0 | 0
00 Exist Fossil_Other | 1379.3 | 1379.3 | 1379.3 | 1379.3 | 1379.3 | 1379.3 | 1379.3
00 Exist Fuel Cell | 174.8 | 174.8 | 174.8 | 174.8 | 174.8 | 174.8 | 174.8
00 Exist Hydro | 79310.2 | 79310.2 | 79310.2 | 79310.2 | 79310.2 | 79310.2 | 79310.2
00 Exist Non Fossil_Other | 4286.1 | 4286.1 | 4286.1 | 4286.1 | 4286.1 | 4286.1 | 4286.1
00 Exist Nuclear | 95685.2 | 91861.4 | 83576.5 | 78903.4 | 64704.6 | 45247.1 | 28508.9
00 Exist Oil/Gas Steam | 42000.0016 | 38202.689 | 36517.9054 | 36505.1054 | 36477.1054 | 35624.8054 | 35624.8054
00 Exist Oil/Gas Steam_SCR | 6169.9 | 6099.9 | 5107.5792 | 5051.9 | 5051.9 | 4633.9 | 4633.9
00 Exist Oil/Gas Steam_SNCR | 4576.9 | 4576.9 | 4576.9 | 4576.9 | 4576.9 | 3862.1 | 3862.1
00 Exist Biomass | 348.8201 | 125.3 | 125.3 | 125.3 | 125.3 | 125.3 | 125.3
00 Exist Landfill Gas | 1611.3 | 1604.9 | 1604.9 | 1604.9 | 1604.9 | 1604.9 | 1604.9
00 Exist Geothermal | 2401.6 | 2401.6 | 2401.6 | 2401.6 | 2401.6 | 2401.6 | 2401.6
00 Exist Pump Storage | 22820 | 22820 | 22820 | 22820 | 22820 | 22820 | 22820
00 Exist Energy Storage | 1035.7 | 1035.7 | 1035.7 | 1035.7 | 1035.7 | 1035.7 | 1035.7
00 Exist Solar PV | 39944.8 | 39944.8 | 39942.8 | 39942.8 | 39942.8 | 39942.8 | 39942.8
00 Exist Solar Thermal | 1486 | 1486 | 1486 | 1486 | 1486 | 1486 | 1486
00 Exist Offshore Wind | 29.3 | 29.3 | 29.3 | 29.3 | 29.3 | 29.3 | 29.3
00 Exist Onshore Wind | 113323.1 | 113323.1 | 113323.1 | 113323.1 | 113323.1 | 113323.1 | 113323.1
00 International Imports | 1000 | 1000 | 1000 | 1000 | 1000 | 1000 | 1000
00 Ret.ACI | 0 | 0 | 0 | 0 | 0 | 0 | 0
00 Ret.ACI & DryFGD | 0 | 0 | 0 | 0 | 0 | 0 | 0
00 Ret.ACI & DryFGD & HRI | 0 | 0 | 0 | 0 | 0 | 0 | 0
00 Ret.ACI & DSI | 0 | 0 | 0 | 0 | 0 | 0 | 0
00 Ret.ACI & DSI & DryFGD | 0 | 0 | 0 | 0 | 0 | 0 | 0
00 Ret.ACI & DSI & DryFGD & HRI | 0 | 0 | 0 | 0 | 0 | 0 | 0
00 Ret.ACI & DSI & HRI | 0 | 0 | 0 | 0 | 0 | 0 | 0
00 Ret.ACI & DSI & WetFGD & HRI | 0 | 0 | 0 | 0 | 0 | 0 | 0
00 Ret.ACI & HRI | 0 | 0 | 0 | 0 | 0 | 0 | 0
00 Ret.ACI & SCR | 0 | 0 | 0 | 0 | 0 | 0 | 0
00 Ret.ACI & SCR & DryFGD & HRI | 0 | 0 | 0 | 0 | 0 | 0 | 0
00 Ret.ACI & SCR & DSI | 0 | 0 | 0 | 0 | 0 | 0 | 0
00 Ret.ACI & SCR & DSI & DryFGD | 0 | 0 | 0 | 0 | 0 | 0 | 0
00 Ret.ACI & SCR & DSI & DryFGD & HRI | 0 | 0 | 0 | 0 | 0 | 0 | 0
00 Ret.ACI & SCR & DSI & HRI | 0 | 0 | 0 | 0 | 0 | 0 | 0
00 Ret.ACI & SCR & DSI & WetFGD | 0 | 0 | 0 | 0 | 0 | 0 | 0
00 Ret.ACI & SCR & DSI & WetFGD & HRI | 0 | 0 | 0 | 0 | 0 | 0 | 0
00 Ret.ACI & SCR & HRI | 0 | 0 | 0 | 0 | 0 | 0 | 0
00 Ret.ACI & SCR & WetFGD & HRI | 0 | 0 | 0 | 0 | 0 | 0 | 0
00 Ret.ACI & SNCR | 0 | 0 | 0 | 0 | 0 | 0 | 0
00 Ret.ACI & SNCR & DSI | 0 | 0 | 0 | 0 | 0 | 0 | 0
00 Ret.ACI & SNCR & DSI & DryFGD | 0 | 0 | 0 | 0 | 0 | 0 | 0
00 Ret.ACI & SNCR & DSI & DryFGD & HRI | 0 | 0 | 0 | 0 | 0 | 0 | 0
00 Ret.ACI & SNCR & DSI & HRI | 0 | 0 | 0 | 0 | 0 | 0 | 0
00 Ret.ACI & SNCR & DSI & WetFGD | 0 | 0 | 0 | 0 | 0 | 0 | 0
00 Ret.ACI & SNCR & DSI & WetFGD & HRI | 0 | 0 | 0 | 0 | 0 | 0 | 0
00 Ret.ACI & SNCR & HRI | 0 | 0 | 0 | 0 | 0 | 0 | 0
00 Ret.ACI & WetFGD | 0 | 0 | 0 | 0 | 0 | 0 | 0
00 Ret.ACI & WetFGD & DSI | 0 | 0 | 0 | 0 | 0 | 0 | 0
00 Ret.ACI & WetFGD & HRI | 0 | 0 | 0 | 0 | 0 | 0 | 0
00 Ret.C2G | 7230.9337 | 15183.282 | 14954.282 | 14956.282 | 14956.282 | 13596.282 | 13596.282
00 Ret.C2G & SCR | 2603.1071 | 2603.1071 | 2579.3467 | 2579.3467 | 2579.3467 | 2579.3467 | 2579.3467
00 Ret.CCG | 0 | 4118.7687 | 7973.554 | 7973.554 | 7973.554 | 7973.554 | 7973.554
00 Ret.DryFGD | 0 | 0 | 0 | 0 | 0 | 0 | 0
00 Ret.DryFGD & CCS | 0 | 0 | 0 | 0 | 0 | 0 | 0
00 Ret.DryFGD & HRI | 0 | 0 | 0 | 0 | 0 | 0 | 0
00 Ret.DSI | 0 | 0 | 0 | 0 | 0 | 0 | 0
00 Ret.DSI & DryFGD | 0 | 0 | 0 | 0 | 0 | 0 | 0
00 Ret.DSI & DryFGD & HRI | 0 | 0 | 0 | 0 | 0 | 0 | 0
00 Ret.DSI & HRI | 0 | 0 | 0 | 0 | 0 | 0 | 0
00 Ret.ExistACI & DryFGD | 0 | 0 | 0 | 0 | 0 | 0 | 0
00 Ret.ExistACI & DryFGD & CCS | 0 | 0 | 0 | 0 | 0 | 0 | 0
00 Ret.ExistACI & DryFGD & HRI | 0 | 0 | 0 | 0 | 0 | 0 | 0
00 Ret.ExistACI & DryFGD & HRI & CCS | 0 | 0 | 0 | 0 | 0 | 0 | 0
00 Ret.ExistACI & DSI | 0 | 0 | 0 | 0 | 0 | 0 | 0
00 Ret.ExistACI & DSI & DryFGD | 0 | 0 | 0 | 0 | 0 | 0 | 0
00 Ret.ExistACI & DSI & DryFGD & HRI | 0 | 0 | 0 | 0 | 0 | 0 | 0
00 Ret.ExistACI & DSI & HRI | 0 | 0 | 0 | 0 | 0 | 0 | 0
00 Ret.ExistACI & HRI | 0 | 0 | 0 | 0 | 0 | 0 | 0
00 Ret.ExistACI & HRI & WetFGD | 0 | 0 | 0 | 0 | 0 | 0 | 0
00 Ret.ExistACI & SCR | 0 | 0 | 0 | 0 | 0 | 0 | 0
00 Ret.ExistACI & SCR & DryFGD | 0 | 0 | 0 | 0 | 0 | 0 | 0
00 Ret.ExistACI & SCR & DryFGD & CCS | 0 | 0 | 0 | 0 | 0 | 0 | 0
00 Ret.ExistACI & SCR & DryFGD & HRI | 0 | 0 | 0 | 0 | 0 | 0 | 0
00 Ret.ExistACI & SCR & DryFGD & HRI & CCS | 0 | 0 | 0 | 0 | 0 | 0 | 0
00 Ret.ExistACI & SCR & DSI | 0 | 0 | 0 | 0 | 0 | 0 | 0
00 Ret.ExistACI & SCR & DSI & DryFGD | 0 | 0 | 0 | 0 | 0 | 0 | 0
00 Ret.ExistACI & SCR & DSI & DryFGD & HRI | 0 | 0 | 0 | 0 | 0 | 0 | 0
00 Ret.ExistACI & SCR & DSI & HRI | 0 | 0 | 0 | 0 | 0 | 0 | 0
00 Ret.ExistACI & SCR & HRI | 0 | 0 | 0 | 0 | 0 | 0 | 0
00 Ret.ExistACI & SCR & WetFGD | 0 | 0 | 0 | 0 | 0 | 0 | 0
00 Ret.ExistACI & SCR & WetFGD & CCS | 0 | 0 | 0 | 0 | 0 | 0 | 0
00 Ret.ExistACI & SCR & WetFGD & HRI | 0 | 0 | 0 | 0 | 0 | 0 | 0
00 Ret.ExistACI & SCR & WetFGD & HRI & CCS | 0 | 0 | 0 | 0 | 0 | 0 | 0
00 Ret.ExistACI & SNCR | 0 | 0 | 0 | 0 | 0 | 0 | 0
00 Ret.ExistACI & SNCR & DryFGD | 0 | 0 | 0 | 0 | 0 | 0 | 0
00 Ret.ExistACI & SNCR & DryFGD & CCS | 0 | 0 | 0 | 0 | 0 | 0 | 0
00 Ret.ExistACI & SNCR & DryFGD & HRI | 0 | 0 | 0 | 0 | 0 | 0 | 0
00 Ret.ExistACI & SNCR & DryFGD & HRI & CCS | 0 | 0 | 0 | 0 | 0 | 0 | 0
00 Ret.ExistACI & SNCR & DSI | 0 | 0 | 0 | 0 | 0 | 0 | 0
00 Ret.ExistACI & SNCR & DSI & HRI | 0 | 0 | 0 | 0 | 0 | 0 | 0
00 Ret.ExistACI & SNCR & HRI | 0 | 0 | 0 | 0 | 0 | 0 | 0
00 Ret.ExistACI & SNCR & WetFGD | 0 | 0 | 0 | 0 | 0 | 0 | 0
00 Ret.ExistACI & SNCR & WetFGD & CCS | 0 | 0 | 0 | 0 | 0 | 0 | 0
00 Ret.ExistACI & SNCR & WetFGD & HRI | 0 | 0 | 0 | 0 | 0 | 0 | 0
00 Ret.ExistACI & SNCR & WetFGD & HRI & CCS | 0 | 0 | 0 | 0 | 0 | 0 | 0
00 Ret.ExistACI & WetFGD | 0 | 0 | 0 | 0 | 0 | 0 | 0
00 Ret.ExistACI & WetFGD & CCS | 0 | 0 | 0 | 0 | 0 | 0 | 0
00 Ret.ExistACI & WetFGD & HRI & CCS | 0 | 0 | 0 | 0 | 0 | 0 | 0
00 Ret.ExistACI_DSI & DryFGD | 0 | 0 | 0 | 0 | 0 | 0 | 0
00 Ret.ExistACI_DSI & DryFGD & CCS | 0 | 0 | 0 | 0 | 0 | 0 | 0
00 Ret.ExistACI_DSI & DryFGD & HRI | 0 | 0 | 0 | 0 | 0 | 0 | 0
00 Ret.ExistACI_DSI & DryFGD & HRI & CCS | 0 | 0 | 0 | 0 | 0 | 0 | 0
00 Ret.ExistACI_DSI & HRI | 0 | 0 | 0 | 0 | 0 | 0 | 0
00 Ret.ExistACI_DSI & SCR | 0 | 0 | 0 | 0 | 0 | 0 | 0
00 Ret.ExistACI_DSI & SCR & DryFGD | 0 | 0 | 0 | 0 | 0 | 0 | 0
00 Ret.ExistACI_DSI & SCR & DryFGD & CCS | 0 | 0 | 0 | 0 | 0 | 0 | 0
00 Ret.ExistACI_DSI & SCR & DryFGD & HRI | 0 | 0 | 0 | 0 | 0 | 0 | 0
00 Ret.ExistACI_DSI & SCR & DryFGD & HRI & CCS | 0 | 0 | 0 | 0 | 0 | 0 | 0
00 Ret.ExistACI_DSI & SCR & HRI | 0 | 0 | 0 | 0 | 0 | 0 | 0
00 Ret.ExistACI_DSI & SCR & WetFGD | 0 | 0 | 0 | 0 | 0 | 0 | 0
00 Ret.ExistACI_DSI & SCR & WetFGD & CCS | 0 | 0 | 0 | 0 | 0 | 0 | 0
00 Ret.ExistACI_DSI & SCR & WetFGD & HRI | 0 | 0 | 0 | 0 | 0 | 0 | 0
00 Ret.ExistACI_DSI & SCR & WetFGD & HRI & CCS | 0 | 0 | 0 | 0 | 0 | 0 | 0
00 Ret.ExistACI_DSI & SNCR | 0 | 0 | 0 | 0 | 0 | 0 | 0
00 Ret.ExistACI_DSI & SNCR & DryFGD | 0 | 0 | 0 | 0 | 0 | 0 | 0
00 Ret.ExistACI_DSI & SNCR & DryFGD & HRI & CCS | 0 | 0 | 0 | 0 | 0 | 0 | 0
00 Ret.ExistACI_DSI & SNCR & DryFGD & HRI | 0 | 0 | 0 | 0 | 0 | 0 | 0
00 Ret.ExistACI_DSI & SNCR & WetFGD & HRI & CCS | 0 | 0 | 0 | 0 | 0 | 0 | 0
00 Ret.ExistACI_DSI & SNCR & HRI | 0 | 0 | 0 | 0 | 0 | 0 | 0
00 Ret.ExistACI_DSI & SNCR & WetFGD | 0 | 0 | 0 | 0 | 0 | 0 | 0
00 Ret.ExistACI_DSI & SNCR & WetFGD & HRI | 0 | 0 | 0 | 0 | 0 | 0 | 0
00 Ret.ExistACI_DSI & WetFGD | 0 | 0 | 0 | 0 | 0 | 0 | 0
00 Ret.ExistACI_DSI & WetFGD & CCS | 0 | 0 | 0 | 0 | 0 | 0 | 0
00 Ret.ExistACI_DSI & WetFGD & HRI | 0 | 0 | 0 | 0 | 0 | 0 | 0
00 Ret.ExistACI_DSI & WetFGD & HRI & CCS | 0 | 0 | 0 | 0 | 0 | 0 | 0
00 Ret.ExistDryFGD & CCS | 0 | 0 | 0 | 0 | 0 | 0 | 0
00 Ret.ExistDryFGD & HRI | 0 | 0 | 0 | 0 | 0 | 0 | 0
00 Ret.ExistDryFGD & SCR | 0 | 0 | 0 | 0 | 0 | 0 | 0
00 Ret.ExistDryFGD & SCR & CCS | 0 | 0 | 0 | 0 | 0 | 0 | 0
00 Ret.ExistDryFGD & SCR & HRI | 0 | 0 | 0 | 0 | 0 | 0 | 0
00 Ret.ExistDryFGD & SNCR | 0 | 0 | 0 | 0 | 0 | 0 | 0
00 Ret.ExistDryFGD & SNCR & CCS | 0 | 0 | 0 | 0 | 0 | 0 | 0
00 Ret.ExistDryFGD & SNCR & HRI | 0 | 0 | 0 | 0 | 0 | 0 | 0
00 Ret.ExistDryFGD_ACI & CCS | 0 | 0 | 0 | 0 | 0 | 0 | 0
00 Ret.ExistDryFGD_ACI & HRI | 0 | 0 | 0 | 0 | 0 | 0 | 0
00 Ret.ExistDryFGD_ACI & HRI & CCS | 0 | 0 | 0 | 0 | 0 | 0 | 0
00 Ret.ExistDryFGD_ACI & SCR | 566.7212 | 103.4448 | 7.2896e-07 | 7.2896e-07 | 7.2896e-07 | 7.2896e-07 | 7.2896e-07
00 Ret.ExistDryFGD_ACI & SCR & CCS | 0 | 679.8127 | 749.804 | 749.804 | 69.9913 | 56.3725 | 56.3725
00 Ret.ExistDryFGD_ACI & SCR & HRI | 0 | 0 | 0 | 0 | 0 | 0 | 0
00 Ret.ExistDryFGD_ACI & SCR & HRI & CCS | 0 | 0 | 0 | 0 | 0 | 0 | 0
00 Ret.ExistDryFGD_ACI & SNCR | 0 | 0 | 0 | 0 | 0 | 0 | 0
00 Ret.ExistDryFGD_ACI & SNCR & CCS | 0 | 0 | 0 | 0 | 0 | 0 | 0
00 Ret.ExistDryFGD_ACI & SNCR & HRI | 0 | 0 | 0 | 0 | 0 | 0 | 0
00 Ret.ExistDryFGD_ACI & SNCR & HRI & CCS | 0 | 0 | 0 | 0 | 0 | 0 | 0
00 Ret.ExistDryFGD_ACI_DSI & SCR | 0 | 0 | 0 | 0 | 0 | 0 | 0
00 Ret.ExistDryFGD_ACI_DSI & SCR & CCS | 0 | 0 | 0 | 0 | 0 | 0 | 0
00 Ret.ExistDryFGD_ACI_DSI & SCR & HRI | 0 | 0 | 0 | 0 | 0 | 0 | 0
00 Ret.ExistDryFGD_ACI_DSI & SCR & HRI & CCS | 0 | 0 | 0 | 0 | 0 | 0 | 0
00 Ret.ExistDryFGD_DSI & CCS | 0 | 0 | 0 | 0 | 0 | 0 | 0
00 Ret.ExistDryFGD_DSI & HRI | 0 | 0 | 0 | 0 | 0 | 0 | 0
00 Ret.ExistDryFGD_SCR_DSI & CCS | 0 | 0 | 0 | 0 | 0 | 0 | 0
00 Ret.ExistDryFGD_SNCR & CCS | 0 | 0 | 0 | 0 | 0 | 0 | 0
00 Ret.ExistDryFGD_SNCR_ACI_DSI & CCS | 0 | 0 | 0 | 0 | 0 | 0 | 0
00 Ret.ExistDryFGD_SNCR_ACI_DSI & HRI | 0 | 0 | 0 | 0 | 0 | 0 | 0
00 Ret.ExistDryFGD_SNCR_ACI_DSI & HRI & CCS | 0 | 0 | 0 | 0 | 0 | 0 | 0
00 Ret.ExistDryFGD_SNCR_DSI & CCS | 0 | 0 | 0 | 0 | 0 | 0 | 0
00 Ret.ExistDSI & DryFGD | 0 | 0 | 0 | 0 | 0 | 0 | 0
00 Ret.ExistDSI & DryFGD & HRI | 0 | 0 | 0 | 0 | 0 | 0 | 0
00 Ret.ExistDSI & HRI | 0 | 0 | 0 | 0 | 0 | 0 | 0
00 Ret.ExistDSI & SCR | 0 | 0 | 0 | 0 | 0 | 0 | 0
00 Ret.ExistDSI & SCR & DryFGD | 0 | 0 | 0 | 0 | 0 | 0 | 0
00 Ret.ExistDSI & SCR & DryFGD & HRI | 0 | 0 | 0 | 0 | 0 | 0 | 0
00 Ret.ExistDSI & SCR & HRI | 0 | 0 | 0 | 0 | 0 | 0 | 0
00 Ret.ExistDSI & SCR & WetFGD | 0 | 0 | 0 | 0 | 0 | 0 | 0
00 Ret.ExistDSI & SCR & WetFGD & HRI | 0 | 0 | 0 | 0 | 0 | 0 | 0
00 Ret.ExistDSI & SNCR | 0 | 0 | 0 | 0 | 0 | 0 | 0
00 Ret.ExistSCR & ACI | 0 | 0 | 0 | 0 | 0 | 0 | 0
00 Ret.ExistDSI & SNCR & DryFGD | 0 | 0 | 0 | 0 | 0 | 0 | 0
00 Ret.ExistSCR & ACI & DSI | 0 | 0 | 0 | 0 | 0 | 0 | 0
00 Ret.ExistSCR & ACI & DSI & DryFGD | 0 | 0 | 0 | 0 | 0 | 0 | 0
00 Ret.ExistSCR & ACI & DSI & DryFGD & HRI | 0 | 0 | 0 | 0 | 0 | 0 | 0
00 Ret.ExistDSI & SNCR & DryFGD & HRI | 0 | 0 | 0 | 0 | 0 | 0 | 0
00 Ret.ExistDSI & SNCR & HRI | 0 | 0 | 0 | 0 | 0 | 0 | 0
00 Ret.ExistSCR & ACI & DSI & HRI | 0 | 0 | 0 | 0 | 0 | 0 | 0
00 Ret.ExistDSI & SNCR & WetFGD | 0 | 0 | 0 | 0 | 0 | 0 | 0
00 Ret.ExistSCR & ACI & DSI & WetFGD | 0 | 0 | 0 | 0 | 0 | 0 | 0
00 Ret.ExistSCR & ACI & DSI & WetFGD & HRI | 0 | 0 | 0 | 0 | 0 | 0 | 0
00 Ret.ExistSCR & ACI & HRI | 0 | 0 | 0 | 0 | 0 | 0 | 0
00 Ret.ExistDSI & SNCR & WetFGD & HRI | 0 | 0 | 0 | 0 | 0 | 0 | 0
00 Ret.ExistDSI & WetFGD | 0 | 0 | 0 | 0 | 0 | 0 | 0
00 Ret.ExistDSI & WetFGD & HRI | 0 | 0 | 0 | 0 | 0 | 0 | 0
00 Ret.ExistDSI_ACI & SNCR & DryFGD & CCS | 0 | 0 | 0 | 0 | 0 | 0 | 0
00 Ret.ExistDSI_ACI & SNCR & WetFGD & CCS | 0 | 0 | 0 | 0 | 0 | 0 | 0
00 Ret.ExistSCR_ACI & DryFGD | 0 | 0 | 0 | 0 | 0 | 0 | 0
00 Ret.ExistSCR & DSI | 0 | 0 | 0 | 0 | 0 | 0 | 0
00 Ret.ExistSCR_ACI & DryFGD & CCS | 0 | 0 | 0 | 0 | 0 | 0 | 0
00 Ret.ExistSCR_ACI & DryFGD & HRI | 0 | 0 | 0 | 0 | 0 | 0 | 0
00 Ret.ExistSCR & DSI & DryFGD | 0 | 0 | 0 | 0 | 0 | 0 | 0
00 Ret.ExistSCR_ACI & DryFGD & HRI & CCS | 0 | 0 | 0 | 0 | 0 | 0 | 0
00 Ret.ExistSCR & DSI & DryFGD & HRI | 0 | 0 | 0 | 0 | 0 | 0 | 0
00 Ret.ExistSCR & DSI & HRI | 0 | 0 | 0 | 0 | 0 | 0 | 0
00 Ret.ExistSCR_ACI & DSI & HRI | 0 | 0 | 0 | 0 | 0 | 0 | 0
00 Ret.ExistSCR_ACI & HRI | 0 | 0 | 0 | 0 | 0 | 0 | 0
00 Ret.ExistSCR_ACI & WetFGD | 0 | 0 | 0 | 0 | 0 | 0 | 0
00 Ret.ExistSCR & HRI | 0 | 0 | 0 | 0 | 0 | 0 | 0
00 Ret.ExistSCR_ACI & WetFGD & CCS | 0 | 0 | 0 | 0 | 0 | 0 | 0
00 Ret.ExistSCR_ACI & WetFGD & HRI | 0 | 0 | 0 | 0 | 0 | 0 | 0
00 Ret.ExistSCR_ACI & WetFGD & HRI & CCS | 0 | 0 | 0 | 0 | 0 | 0 | 0
00 Ret.ExistSCR_ACI_DSI & DryFGD | 0 | 0 | 0 | 0 | 0 | 0 | 0
00 Ret.ExistSCR_ACI_DSI & DryFGD & CCS | 0 | 0 | 0 | 0 | 0 | 0 | 0
00 Ret.ExistSCR_ACI_DSI & DryFGD & HRI | 0 | 0 | 0 | 0 | 0 | 0 | 0
00 Ret.ExistSCR_ACI_DSI & DryFGD & HRI & CCS | 0 | 0 | 0 | 0 | 0 | 0 | 0
00 Ret.ExistSCR_ACI_DSI & HRI | 0 | 0 | 0 | 0 | 0 | 0 | 0
00 Ret.ExistSCR_ACI_DSI & WetFGD | 0 | 0 | 0 | 0 | 0 | 0 | 0
00 Ret.ExistSCR_ACI_DSI & WetFGD & CCS | 0 | 0 | 0 | 0 | 0 | 0 | 0
00 Ret.ExistSCR_ACI_DSI & WetFGD & HRI | 0 | 0 | 0 | 0 | 0 | 0 | 0
00 Ret.ExistSCR_ACI_DSI & WetFGD & HRI & CCS | 0 | 0 | 0 | 0 | 0 | 0 | 0
00 Ret.ExistSCR_DryFGD & CCS | 0 | 0 | 0 | 0 | 0 | 0 | 0
00 Ret.ExistSCR_DryFGD & HRI | 0 | 0 | 0 | 0 | 0 | 0 | 0
00 Ret.ExistSCR_DryFGD_ACI & CCS | 0 | 1055.3667 | 1055.3667 | 1055.3667 | 256.1494 | 256.1494 | 256.1494
00 Ret.ExistSCR_DryFGD_ACI & HRI | 0 | 0 | 0 | 0 | 0 | 0 | 0
00 Ret.ExistSCR_DryFGD_ACI & HRI & CCS | 0 | 0 | 0 | 0 | 0 | 0 | 0
00 Ret.ExistSCR_DryFGD_ACI_DSI & CCS | 0 | 0 | 0 | 0 | 0 | 0 | 0
00 Ret.ExistSCR_DryFGD_ACI_DSI & HRI | 0 | 0 | 0 | 0 | 0 | 0 | 0
00 Ret.ExistSCR_DryFGD_ACI_DSI & HRI & CCS | 0 | 0 | 0 | 0 | 0 | 0 | 0
00 Ret.ExistSCR_WetFGD & HRI | 0 | 0 | 0 | 0 | 0 | 0 | 0
00 Ret.ExistSCR_WetFGD & HRI & CCS | 0 | 0 | 0 | 0 | 0 | 0 | 0
00 Ret.ExistSCR_WetFGD_ACI & CCS | 0 | 3735.0053 | 3735.0053 | 3031.1978 | 0 | 0 | 0
00 Ret.ExistSCR_WetFGD_ACI & HRI | 0 | 0 | 0 | 0 | 0 | 0 | 0
00 Ret.ExistSCR_WetFGD_ACI & HRI & CCS | 0 | 0 | 0 | 0 | 0 | 0 | 0
00 Ret.ExistSCR_WetFGD_ACI_DSI & CCS | 0 | 1665.0462 | 1665.0462 | 1665.0462 | 0 | 0 | 0
00 Ret.ExistSCR_WetFGD_ACI_DSI & HRI | 0 | 0 | 0 | 0 | 0 | 0 | 0
00 Ret.ExistSCR_WetFGD_ACI_DSI & HRI & CCS | 0 | 0 | 0 | 0 | 0 | 0 | 0
00 Ret.ExistSCR_WetFGD_DSI & HRI | 0 | 0 | 0 | 0 | 0 | 0 | 0
00 Ret.ExistSCR_WetFGD_DSI & HRI & CCS | 0 | 0 | 0 | 0 | 0 | 0 | 0
00 Ret.ExistSNCR_ACI & DryFGD | 0 | 0 | 0 | 0 | 0 | 0 | 0
00 Ret.ExistSNCR_ACI & DryFGD & CCS | 0 | 0 | 0 | 0 | 0 | 0 | 0
00 Ret.ExistSNCR_ACI & DryFGD & HRI | 0 | 0 | 0 | 0 | 0 | 0 | 0
00 Ret.ExistSNCR_ACI & DryFGD & HRI & CCS | 0 | 0 | 0 | 0 | 0 | 0 | 0
00 Ret.ExistSNCR_ACI & DSI & HRI | 0 | 0 | 0 | 0 | 0 | 0 | 0
00 Ret.ExistSNCR_ACI & HRI | 0 | 0 | 0 | 0 | 0 | 0 | 0
00 Ret.ExistSNCR_ACI & WetFGD | 0 | 0 | 0 | 0 | 0 | 0 | 0
00 Ret.ExistSNCR_ACI & WetFGD & CCS | 0 | 0 | 0 | 0 | 0 | 0 | 0
00 Ret.ExistSNCR_ACI & WetFGD & HRI | 0 | 0 | 0 | 0 | 0 | 0 | 0
00 Ret.ExistSNCR_ACI & WetFGD & HRI & CCS | 0 | 0 | 0 | 0 | 0 | 0 | 0
00 Ret.ExistSNCR_ACI_DSI & DryFGD | 0 | 0 | 0 | 0 | 0 | 0 | 0
00 Ret.ExistSNCR_ACI_DSI & DryFGD & CCS | 0 | 0 | 0 | 0 | 0 | 0 | 0
00 Ret.ExistSNCR_ACI_DSI & DryFGD & HRI | 0 | 0 | 0 | 0 | 0 | 0 | 0
00 Ret.ExistSNCR_ACI_DSI & DryFGD & HRI & CCS | 0 | 0 | 0 | 0 | 0 | 0 | 0
00 Ret.ExistSNCR_ACI_DSI & HRI | 0 | 0 | 0 | 0 | 0 | 0 | 0
00 Ret.ExistSNCR_ACI_DSI & WetFGD | 0 | 0 | 0 | 0 | 0 | 0 | 0
00 Ret.ExistSNCR_ACI_DSI & WetFGD & CCS | 0 | 0 | 0 | 0 | 0 | 0 | 0
00 Ret.ExistSNCR_ACI_DSI & WetFGD & HRI | 0 | 0 | 0 | 0 | 0 | 0 | 0
00 Ret.ExistSNCR_ACI_DSI & WetFGD & HRI & CCS | 0 | 0 | 0 | 0 | 0 | 0 | 0
00 Ret.ExistSNCR_DryFGD & HRI | 0 | 0 | 0 | 0 | 0 | 0 | 0
00 Ret.ExistSNCR_DryFGD_ACI & CCS | 0 | 0 | 0 | 0 | 0 | 0 | 0
00 Ret.ExistSNCR_DryFGD_ACI & HRI | 0 | 0 | 0 | 0 | 0 | 0 | 0
00 Ret.ExistSNCR_DryFGD_ACI & HRI & CCS | 0 | 0 | 0 | 0 | 0 | 0 | 0
00 Ret.ExistSNCR_WetFGD & HRI | 0 | 0 | 0 | 0 | 0 | 0 | 0
00 Ret.ExistSNCR_WetFGD & HRI & CCS | 0 | 0 | 0 | 0 | 0 | 0 | 0
00 Ret.ExistSNCR_WetFGD_ACI & CCS | 0 | 0 | 0 | 0 | 0 | 0 | 0
00 Ret.ExistSNCR_WetFGD_ACI & HRI | 0 | 0 | 0 | 0 | 0 | 0 | 0
00 Ret.ExistSNCR_WetFGD_ACI & HRI & CCS | 0 | 0 | 0 | 0 | 0 | 0 | 0
00 Ret.ExistSNCR_WetFGD_ACI_DSI & CCS | 0 | 0 | 0 | 0 | 0 | 0 | 0
00 Ret.ExistSNCR_WetFGD_ACI_DSI & HRI | 0 | 0 | 0 | 0 | 0 | 0 | 0
00 Ret.ExistSNCR_WetFGD_ACI_DSI & HRI & CCS | 0 | 0 | 0 | 0 | 0 | 0 | 0
00 Ret.ExistSNCR & DryFGD & HRI | 0 | 0 | 0 | 0 | 0 | 0 | 0
00 Ret.ExistSNCR & HRI | 0 | 0 | 0 | 0 | 0 | 0 | 0
00 Ret.ExistWetFGD & CCS | 0 | 0 | 0 | 0 | 0 | 0 | 0
00 Ret.ExistWetFGD & HRI | 0 | 0 | 0 | 0 | 0 | 0 | 0
00 Ret.ExistWetFGD & HRI & CCS | 0 | 0 | 0 | 0 | 0 | 0 | 0
00 Ret.ExistWetFGD & SCR | 1342.521 | 2.9831 | 1.4447e-06 | 1.4447e-06 | 1.4447e-06 | 1.4447e-06 | 1.4447e-06
00 Ret.ExistWetFGD & SCR & CCS | 0 | 916.8469 | 918.8952 | 918.8952 | 2.0482 | 0 | 0
00 Ret.ExistWetFGD & SCR & HRI | 0 | 0 | 0 | 0 | 0 | 0 | 0
00 Ret.ExistWetFGD & SCR & HRI & CCS | 0 | 0 | 0 | 0 | 0 | 0 | 0
00 Ret.ExistWetFGD & SNCR | 0 | 4.8467 | 0 | 0 | 0 | 0 | 0
00 Ret.ExistWetFGD & SNCR & CCS | 0 | 0 | 0 | 0 | 0 | 0 | 0
00 Ret.ExistWetFGD & SNCR & HRI | 0 | 0 | 0 | 0 | 0 | 0 | 0
00 Ret.ExistWetFGD & SNCR & HRI & CCS | 0 | 0 | 0 | 0 | 0 | 0 | 0
00 Ret.ExistWetFGD_ACI & CCS | 0 | 0 | 0 | 0 | 0 | 0 | 0
00 Ret.ExistWetFGD_ACI & HRI | 0 | 0 | 0 | 0 | 0 | 0 | 0
00 Ret.ExistWetFGD_ACI & HRI & CCS | 0 | 0 | 0 | 0 | 0 | 0 | 0
00 Ret.ExistWetFGD_ACI & SCR | 607.2293 | 5.9645 | 5.9645 | 5.9645 | 5.9645 | 5.9645 | 5.9645
00 Ret.ExistWetFGD_ACI & SCR & CCS | 0 | 382.9158 | 382.9158 | 382.9158 | 0 | 0 | 0
00 Ret.ExistWetFGD_ACI & SCR & HRI | 0 | 0 | 0 | 0 | 0 | 0 | 0
00 Ret.ExistWetFGD_ACI & SCR & HRI & CCS | 0 | 0 | 0 | 0 | 0 | 0 | 0
00 Ret.ExistWetFGD_ACI & SNCR | 0 | 0 | 0 | 0 | 0 | 0 | 0
00 Ret.ExistWetFGD_ACI & SNCR & CCS | 0 | 0 | 0 | 0 | 0 | 0 | 0
00 Ret.ExistWetFGD_ACI & SNCR & HRI | 0 | 0 | 0 | 0 | 0 | 0 | 0
00 Ret.ExistWetFGD_ACI & SNCR & HRI & CCS | 0 | 0 | 0 | 0 | 0 | 0 | 0
00 Ret.ExistWetFGD_ACI_DSI & CCS | 0 | 0 | 0 | 0 | 0 | 0 | 0
00 Ret.ExistWetFGD_ACI_DSI & HRI | 0 | 0 | 0 | 0 | 0 | 0 | 0
00 Ret.ExistWetFGD_ACI_DSI & HRI & CCS | 0 | 0 | 0 | 0 | 0 | 0 | 0
00 Ret.ExistWetFGD_ACI_DSI & SCR | 0 | 0 | 0 | 0 | 0 | 0 | 0
00 Ret.ExistWetFGD_ACI_DSI & SCR & CCS | 0 | 0 | 0 | 0 | 0 | 0 | 0
00 Ret.ExistWetFGD_ACI_DSI & SCR & HRI | 0 | 0 | 0 | 0 | 0 | 0 | 0
00 Ret.ExistWetFGD_ACI_DSI & SCR & HRI & CCS | 0 | 0 | 0 | 0 | 0 | 0 | 0
00 Ret.ExistWetFGD_ACI_DSI & SNCR | 0 | 0 | 0 | 0 | 0 | 0 | 0
00 Ret.ExistWetFGD_ACI_DSI & SNCR & CCS | 0 | 0 | 0 | 0 | 0 | 0 | 0
00 Ret.ExistWetFGD_ACI_DSI & SNCR & HRI | 0 | 0 | 0 | 0 | 0 | 0 | 0
00 Ret.ExistWetFGD_ACI_DSI & SNCR & HRI & CCS | 0 | 0 | 0 | 0 | 0 | 0 | 0
00 Ret.ExistWetFGD_DSI & CCS | 0 | 0 | 0 | 0 | 0 | 0 | 0
00 Ret.ExistWetFGD_DSI & HRI | 0 | 0 | 0 | 0 | 0 | 0 | 0
00 Ret.ExistWetFGD_DSI & SCR | 0 | 0 | 0 | 0 | 0 | 0 | 0
00 Ret.ExistSNCR_DSI & DryFGD & HRI | 0 | 0 | 0 | 0 | 0 | 0 | 0
00 Ret.ExistWetFGD_DSI & SCR & HRI | 0 | 0 | 0 | 0 | 0 | 0 | 0
00 Ret.ExistSNCR_DSI & HRI | 0 | 0 | 0 | 0 | 0 | 0 | 0
00 Ret.ExistWetFGD_DSI & SNCR | 0 | 0 | 0 | 0 | 0 | 0 | 0
00 Ret.ExistWetFGD_DSI & SNCR & HRI | 0 | 0 | 0 | 0 | 0 | 0 | 0
00 Ret.ExistWetFGD_SCR & CCS | 0 | 3565.7937 | 3565.7937 | 1436.1842 | 4.7649 | 0 | 0
00 Ret.ExistWetFGD_SCR_DSI & CCS | 0 | 0 | 0 | 0 | 0 | 0 | 0
00 Ret.ExistWetFGD_SNCR & CCS | 0 | 0 | 0 | 0 | 0 | 0 | 0
00 Ret.HRI | 0 | 0 | 0 | 0 | 0 | 0 | 0
00 Ret.SCR | 0 | 0 | 0 | 0 | 0 | 0 | 0
00 Ret.SCR & DryFGD | 0 | 0 | 0 | 0 | 0 | 0 | 0
00 Ret.SCR & DryFGD & ACI | 0 | 0 | 0 | 0 | 0 | 0 | 0
00 Ret.SCR & DryFGD & CCS | 0 | 0 | 0 | 0 | 0 | 0 | 0
00 Ret.SCR & DryFGD & HRI | 0 | 0 | 0 | 0 | 0 | 0 | 0
00 Ret.SCR & DSI | 0 | 0 | 0 | 0 | 0 | 0 | 0
00 Ret.SCR & DSI & DryFGD | 0 | 0 | 0 | 0 | 0 | 0 | 0
00 Ret.SCR & DSI & DryFGD & HRI | 0 | 0 | 0 | 0 | 0 | 0 | 0
00 Ret.SCR & DSI & HRI | 0 | 0 | 0 | 0 | 0 | 0 | 0
00 Ret.SCR & DSI & WetFGD | 0 | 0 | 0 | 0 | 0 | 0 | 0
00 Ret.SCR & DSI & WetFGD & HRI | 0 | 0 | 0 | 0 | 0 | 0 | 0
00 Ret.SCR & HRI | 0 | 0 | 0 | 0 | 0 | 0 | 0
00 Ret.SCR & WetFGD | 0 | 0 | 0 | 0 | 0 | 0 | 0
00 Ret.SCR & WetFGD & ACI | 0 | 0 | 0 | 0 | 0 | 0 | 0
00 Ret.SCR & WetFGD & CCS | 0 | 0 | 0 | 0 | 0 | 0 | 0
00 Ret.SCR & WetFGD & HRI | 0 | 0 | 0 | 0 | 0 | 0 | 0
00 Ret.SNCR | 0 | 0 | 0 | 0 | 0 | 0 | 0
00 Ret.SNCR & DryFGD | 0 | 0 | 0 | 0 | 0 | 0 | 0
00 Ret.SNCR & DryFGD & ACI | 0 | 0 | 0 | 0 | 0 | 0 | 0
00 Ret.SNCR & DryFGD & ACI & HRI | 0 | 0 | 0 | 0 | 0 | 0 | 0
00 Ret.SNCR & DryFGD & CCS | 0 | 0 | 0 | 0 | 0 | 0 | 0
00 Ret.SNCR & DryFGD & HRI | 0 | 0 | 0 | 0 | 0 | 0 | 0
00 Ret.SNCR & DSI | 0 | 0 | 0 | 0 | 0 | 0 | 0
00 Ret.SNCR & DSI & HRI | 0 | 0 | 0 | 0 | 0 | 0 | 0
00 Ret.SNCR & HRI | 0 | 0 | 0 | 0 | 0 | 0 | 0
00 Ret.SNCR & WetFGD | 0 | 0 | 0 | 0 | 0 | 0 | 0
00 Ret.SNCR & WetFGD & ACI | 0 | 0 | 0 | 0 | 0 | 0 | 0
00 Ret.SNCR & WetFGD & ACI & HRI | 0 | 0 | 0 | 0 | 0 | 0 | 0
00 Ret.SNCR & WetFGD & CCS | 0 | 0 | 0 | 0 | 0 | 0 | 0
00 Ret.SNCR & WetFGD & HRI | 0 | 0 | 0 | 0 | 0 | 0 | 0
00 Ret.WetFGD | 0 | 0 | 0 | 0 | 0 | 0 | 0
00 Ret.WetFGD & CCS | 0 | 0 | 0 | 0 | 0 | 0 | 0
00 Ret.WetFGD & HRI | 0 | 0 | 0 | 0 | 0 | 0 | 0
00 Ret.FB & HRI | 0 | 0 | 0 | 0 | 0 | 0 | 0
00 Ret.FB DryFGD | 0 | 0 | 0 | 0 | 0 | 0 | 0
00 Ret.FB DryFGD & HRI | 0 | 0 | 0 | 0 | 0 | 0 | 0
00 Ret.FB DryFGD & SNCR | 0 | 0 | 0 | 0 | 0 | 0 | 0
00 Ret.FB-Exist ACI & DryFGD & HRI | 0 | 0 | 0 | 0 | 0 | 0 | 0
00 Ret.FB-Exist ACI_DSI & DryFGD & SNCR | 0 | 0 | 0 | 0 | 0 | 0 | 0
00 Ret.FB-Exist ACI_DSI & SNCR | 439.78 | 439.78 | 439.78 | 439.78 | 439.78 | 439.78 | 439.78
00 Ret.FB-ExistACI & HRI | 0 | 0 | 0 | 0 | 0 | 0 | 0
00 Ret.FB-ExistACI_DSI & DryFGD | 0 | 0 | 0 | 0 | 0 | 0 | 0
00 Ret.FB-ExistACI_DSI & DryFGD & HRI | 0 | 0 | 0 | 0 | 0 | 0 | 0
00 Ret.FB-ExistACI_DSI & DryFGD & SNCR | 0 | 0 | 0 | 0 | 0 | 0 | 0
00 Ret.FB-ExistACI_DSI & DryFGD & SNCR & HRI | 0 | 0 | 0 | 0 | 0 | 0 | 0
00 Ret.FB-ExistACI_DSI & HRI | 0 | 0 | 0 | 0 | 0 | 0 | 0
00 Ret.FB-ExistACI_DSI & SNCR & HRI | 0 | 0 | 0 | 0 | 0 | 0 | 0
00 Ret.FB-ExistDryFGD & HRI | 0 | 0 | 0 | 0 | 0 | 0 | 0
00 Ret.FB-ExistDryFGD_ACI & HRI | 0 | 0 | 0 | 0 | 0 | 0 | 0
00 Ret.FB-ExistDryFGD_ACI & HRI & CCS | 0 | 0 | 0 | 0 | 0 | 0 | 0
00 Ret.FB-ExistDryFGD_ACI & SNCR | 135.932 | 135.932 | 135.932 | 135.932 | 135.932 | 0 | 0
00 Ret.FB-ExistDryFGD_ACI & SNCR & HRI | 0 | 0 | 0 | 0 | 0 | 0 | 0
00 Ret.FB-ExistDryFGD_DSI & HRI | 0 | 0 | 0 | 0 | 0 | 0 | 0
00 Ret.FB-ExistDryFGD_DSI & SNCR | 0 | 0 | 0 | 0 | 0 | 0 | 0
00 Ret.FB-ExistDryFGD_DSI & SNCR & HRI | 0 | 0 | 0 | 0 | 0 | 0 | 0
00 Ret.FB-ExistDryFGD_SNCR & HRI | 0 | 0 | 0 | 0 | 0 | 0 | 0
00 Ret.FB-ExistDryFGD_SNCR_ACI & HRI | 0 | 0 | 0 | 0 | 0 | 0 | 0
00 Ret.FB-ExistDryFGD_SNCR_ACI & HRI & CCS | 0 | 0 | 0 | 0 | 0 | 0 | 0
00 Ret.FB-ExistDryFGD_SNCR_ACI_DSI & HRI | 0 | 0 | 0 | 0 | 0 | 0 | 0
00 Ret.FB-ExistDryFGD_SNCR_ACI_DSI & HRI & CCS | 0 | 0 | 0 | 0 | 0 | 0 | 0
00 Ret.FB-ExistWetFGD_SNCR_ACI & HRI | 0 | 0 | 0 | 0 | 0 | 0 | 0
00 Ret.FB-ExistWetFGD_SNCR_ACI & HRI & CCS | 0 | 0 | 0 | 0 | 0 | 0 | 0
00 Ret.FB-ExistDryFGD_SNCR_DSI & HRI | 0 | 0 | 0 | 0 | 0 | 0 | 0
00 Ret.FB-ExistDSI & DryFGD | 0 | 0 | 0 | 0 | 0 | 0 | 0
00 Ret.FB-ExistDSI & DryFGD & HRI | 0 | 0 | 0 | 0 | 0 | 0 | 0
00 Ret.FB-ExistDSI & DryFGD & SNCR | 0 | 0 | 0 | 0 | 0 | 0 | 0
00 Ret.FB-ExistDSI & DryFGD & SNCR & HRI | 0 | 0 | 0 | 0 | 0 | 0 | 0
00 Ret.FB-ExistDSI & HRI | 0 | 0 | 0 | 0 | 0 | 0 | 0
00 Ret.FB-ExistDSI & SNCR | 97.0035 | 97.0035 | 97.0035 | 97.0035 | 97.0035 | 97.0035 | 97.0035
00 Ret.FB-ExistDSI & SNCR & HRI | 0 | 0 | 0 | 0 | 0 | 0 | 0
00 Ret.FB-ExistSNCR & DryFGD | 0 | 0 | 0 | 0 | 0 | 0 | 0
00 Ret.FB-ExistSNCR & DryFGD & HRI | 0 | 0 | 0 | 0 | 0 | 0 | 0
00 Ret.FB-ExistSNCR & HRI | 0 | 0 | 0 | 0 | 0 | 0 | 0
00 Ret.FB-ExistSNCR_ACI & HRI | 0 | 0 | 0 | 0 | 0 | 0 | 0
00 Ret.FB-ExistSNCR_ACI_DSI & DryFGD | 0 | 0 | 0 | 0 | 0 | 0 | 0
00 Ret.FB-ExistSNCR_ACI_DSI & DryFGD & HRI | 0 | 0 | 0 | 0 | 0 | 0 | 0
00 Ret.FB-ExistSNCR_ACI_DSI & HRI | 0 | 0 | 0 | 0 | 0 | 0 | 0
00 Ret.FB-ExistSNCR_DryFGD & HRI | 0 | 0 | 0 | 0 | 0 | 0 | 0
00 Ret.FB-ExistSNCR_DryFGD_ACI & HRI | 0 | 0 | 0 | 0 | 0 | 0 | 0
00 Ret.FB-ExistSNCR_DryFGD_ACI & HRI & CCS | 0 | 0 | 0 | 0 | 0 | 0 | 0
00 Ret.FB-ExistSNCR_DSI & DryFGD | 0 | 0 | 0 | 0 | 0 | 0 | 0
00 Ret.FB-ExistSNCR_DSI & DryFGD & HRI | 0 | 0 | 0 | 0 | 0 | 0 | 0
00 Ret.FB-ExistSNCR_DSI & HRI | 0 | 0 | 0 | 0 | 0 | 0 | 0
00 Ret.FB-ExistSNCR_WetFGD & HRI | 0 | 0 | 0 | 0 | 0 | 0 | 0
00 Ret.FB-ExistSNCR_WetFGD & HRI & CCS | 0 | 0 | 0 | 0 | 0 | 0 | 0
00 Ret.FB-ExistWetFGD_DSI & HRI | 0 | 0 | 0 | 0 | 0 | 0 | 0
00 Ret.FB-ExistWetFGD_DSI & SNCR | 0 | 0 | 0 | 0 | 0 | 0 | 0
00 Ret.FB-ExistWetFGD_DSI & SNCR & HRI | 0 | 0 | 0 | 0 | 0 | 0 | 0
00 Ret.FB-SNCR | 0 | 0 | 0 | 0 | 0 | 0 | 0
00 Ret.Oil/Gas Steam SCR | 0 | 0 | 0 | 0 | 0 | 0 | 0
00 Ret.ExistACI & NGC | 0 | 0 | 0 | 0 | 0 | 0 | 0
00 Ret.ExistACI_DSI & NGC | 0 | 0 | 0 | 0 | 0 | 0 | 0
00 Ret.ExistDryFGD & NGC | 0 | 0 | 0 | 0 | 0 | 0 | 0
00 Ret.ExistDryFGD_ACI & NGC | 0 | 0 | 0 | 0 | 0 | 0 | 0
00 Ret.ExistDryFGD_DSI & NGC | 0 | 0 | 0 | 0 | 0 | 0 | 0
00 Ret.ExistDryFGD_SNCR_ACI_DSI & NGC | 0 | 51.1963 | 51.1963 | 51.1963 | 51.1963 | 51.1963 | 51.1963
00 Ret.ExistDSI & NGC | 0 | 452 | 452 | 452 | 452 | 452 | 452
00 Ret.ExistSCR_ACI & NGC | 0 | 562.5071 | 562.5071 | 562.5071 | 562.5071 | 0 | 0
00 Ret.ExistSCR_ACI_DSI & NGC | 0 | 0 | 0 | 0 | 0 | 0 | 0
00 Ret.ExistSCR_DryFGD & NGC | 0 | 0 | 0 | 0 | 0 | 0 | 0
00 Ret.ExistSCR_DryFGD_ACI & NGC | 0 | 2044 | 2044 | 2044 | 2044 | 2044 | 2044
00 Ret.ExistSCR_DryFGD_ACI_DSI & NGC | 0 | 0 | 0 | 0 | 0 | 0 | 0
00 Ret.ExistSCR_WetFGD & NGC | 0 | 772.413 | 772.413 | 772.413 | 700 | 700 | 700
00 Ret.ExistSCR_WetFGD_ACI & NGC | 0 | 0 | 0 | 0 | 0 | 0 | 0
00 Ret.ExistSCR_WetFGD_ACI_DSI & NGC | 0 | 0 | 0 | 0 | 0 | 0 | 0
00 Ret.ExistSCR_WetFGD_DSI & NGC | 0 | 0 | 0 | 0 | 0 | 0 | 0
00 Ret.ExistSNCR & NGC | 0 | 0 | 0 | 0 | 0 | 0 | 0
00 Ret.ExistSNCR_ACI & NGC | 0 | 0 | 0 | 0 | 0 | 0 | 0
00 Ret.ExistSNCR_ACI_DSI & NGC | 0 | 0 | 0 | 0 | 0 | 0 | 0
00 Ret.ExistSNCR_DryFGD & NGC | 0 | 1435.0533 | 1435.0533 | 1435.0533 | 1435.0533 | 820 | 552
00 Ret.ExistSNCR_DryFGD_ACI & NGC | 0 | 0 | 0 | 0 | 0 | 0 | 0
00 Ret.ExistSNCR_DSI & NGC | 0 | 630 | 630 | 630 | 630 | 630 | 630
00 Ret.ExistSNCR_WetFGD & NGC | 0 | 54 | 54 | 54 | 54 | 54 | 54
00 Ret.ExistSNCR_WetFGD_ACI & NGC | 0 | 0 | 0 | 0 | 0 | 0 | 0
00 Ret.ExistSNCR_WetFGD_ACI_DSI & NGC | 0 | 0 | 0 | 0 | 0 | 0 | 0
00 Ret.ExistWetFGD & NGC | 0 | 191.1508 | 0 | 0 | 0 | 0 | 0
00 Ret.ExistWetFGD_ACI & NGC | 0 | 0 | 0 | 0 | 0 | 0 | 0
00 Ret.ExistWetFGD_ACI_DSI & NGC | 0 | 0 | 0 | 0 | 0 | 0 | 0
00 Ret.ExistWetFGD_DSI & NGC | 0 | 0 | 0 | 0 | 0 | 0 | 0
00 Ret.FB-ExistDryFGD_DSI & NGC | 0 | 0 | 0 | 0 | 0 | 0 | 0
00 Ret.FB-ExistDryFGD_SNCR_DSI & NGC | 0 | 0 | 0 | 0 | 0 | 0 | 0
00 Ret.NGC | 0 | 0 | 0 | 0 | 0 | 0 | 0
00 Ret.ExistACI & DRET | 0 | 77 | 0 | 0 | 0 | 0 | 0
00 Ret.ExistACI_DSI & DRET | 0 | 530.6517 | 0 | 0 | 0 | 0 | 0
00 Ret.ExistDryFGD & DRET | 0 | 60 | 0 | 0 | 0 | 0 | 0
00 Ret.ExistDryFGD_ACI & DRET | 0 | 2663.4462 | 0 | 0 | 0 | 0 | 0
00 Ret.ExistDryFGD_DSI & DRET | 0 | 268 | 0 | 0 | 0 | 0 | 0
00 Ret.ExistDryFGD_SNCR_ACI_DSI & DRET | 0 | 40.8037 | 0 | 0 | 0 | 0 | 0
00 Ret.ExistDSI & DRET | 103.948 | 106.896 | 0 | 0 | 0 | 0 | 0
00 Ret.ExistSCR_ACI & DRET | 0 | 1290.4929 | 0 | 0 | 0 | 0 | 0
00 Ret.ExistSCR_ACI_DSI & DRET | 0 | 390 | 0 | 0 | 0 | 0 | 0
00 Ret.ExistSCR_DryFGD & DRET | 0 | 0 | 0 | 0 | 0 | 0 | 0
00 Ret.ExistSCR_DryFGD_ACI & DRET | 0 | 3286.3995 | 0 | 0 | 0 | 0 | 0
00 Ret.ExistSCR_DryFGD_ACI_DSI & DRET | 0 | 0 | 0 | 0 | 0 | 0 | 0
00 Ret.ExistSCR_WetFGD & DRET | 0 | 17420.1182 | 0 | 0 | 0 | 0 | 0
00 Ret.ExistSCR_WetFGD_ACI & DRET | 0 | 7145.9348 | 0 | 0 | 0 | 0 | 0
00 Ret.ExistSCR_WetFGD_ACI_DSI & DRET | 0 | 3005.2509 | 0 | 0 | 0 | 0 | 0
00 Ret.ExistSCR_WetFGD_DSI & DRET | 0 | 0 | 0 | 0 | 0 | 0 | 0
00 Ret.ExistSNCR & DRET | 0 | 0 | 0 | 0 | 0 | 0 | 0
00 Ret.ExistSNCR_ACI & DRET | 0 | 0 | 0 | 0 | 0 | 0 | 0
00 Ret.ExistSNCR_ACI_DSI & DRET | 0 | 305 | 0 | 0 | 0 | 0 | 0
00 Ret.ExistSNCR_DryFGD & DRET | 0 | 238.9467 | 0 | 0 | 0 | 0 | 0
00 Ret.ExistSNCR_DryFGD_ACI & DRET | 0 | 1770 | 0 | 0 | 0 | 0 | 0
00 Ret.ExistSNCR_DSI & DRET | 0 | 168 | 0 | 0 | 0 | 0 | 0
00 Ret.ExistSNCR_WetFGD & DRET | 0 | 0 | 0 | 0 | 0 | 0 | 0
00 Ret.ExistSNCR_WetFGD_ACI & DRET | 0 | 447 | 0 | 0 | 0 | 0 | 0
00 Ret.ExistSNCR_WetFGD_ACI_DSI & DRET | 0 | 0 | 0 | 0 | 0 | 0 | 0
00 Ret.ExistWetFGD & DRET | 0 | 0 | 0 | 0 | 0 | 0 | 0
00 Ret.ExistWetFGD_ACI & DRET | 0 | 2784 | 0 | 0 | 0 | 0 | 0
00 Ret.ExistWetFGD_ACI_DSI & DRET | 0 | 0 | 0 | 0 | 0 | 0 | 0
00 Ret.ExistWetFGD_DSI & DRET | 0 | 51 | 0 | 0 | 0 | 0 | 0
00 Ret.FB-ExistDryFGD_DSI & DRET | 0 | 0 | 0 | 0 | 0 | 0 | 0
00 Ret.FB-ExistDryFGD_SNCR_DSI & DRET | 0 | 0 | 0 | 0 | 0 | 0 | 0
00 Ret.DRET | 0 | 220 | 0 | 0 | 0 | 0 | 0
00 CC Retirement | 1519.3 | 1621.3 | 3988.3307 | 3988.3307 | 7558.5307 | 16524.9307 | 16524.9307
00 New CC Retirement | 0 | 0 | 0 | 0 | 0 | 0 | 0
00 CT Retirement | 175.9 | 1236 | 2509.9 | 3170.1 | 14206.9249 | 19701.6203 | 19701.6203
00 New CT Retirement | 0 | 0 | 0 | 0 | 0 | 0 | 0
00 O/G Retirement | 8588.3184 | 12455.631 | 15364.7355 | 15433.2146 | 15461.2146 | 18806.3146 | 18806.3146
00 Coal Retirement | 57450.2779 | 81076.2146 | 123564.9131 | 126398.3302 | 135436.8992 | 136922.2236 | 137190.2236
00 Coal Delayed Retirement | 0 | 0 | 0 | 0 | 0 | 0 | 0
00 IGCC Retirement | 220 | 220 | 815 | 815 | 815 | 815 | 815
00 Nuke Retirement | 0 | 2701.8 | 9868.7 | 14541.8 | 28740.6 | 48198.1 | 64936.3
00 Biomass Retirement | 3030.1799 | 3253.7 | 3253.7 | 3253.7 | 3253.7 | 3253.7 | 3253.7
00 Fossil_Other Retirement | 0 | 0 | 0 | 0 | 0 | 0 | 0
00 Fuel Cell Retirement | 0 | 0 | 0 | 0 | 0 | 0 | 0
00 Geothermal Retirement | 0 | 0 | 0 | 0 | 0 | 0 | 0
00 Hydro Retirement | 0 | 0 | 0 | 0 | 0 | 0 | 0
00 Landfill Gas Retirement | 119.6 | 126 | 126 | 126 | 126 | 126 | 126
00 Non Fossil_Other Retirement | 0 | 0 | 0 | 0 | 0 | 0 | 0
00 Exist Dummy | 8949544.1998 | 8949459.5693 | 8917417.0124 | 8878984.8815 | 8789075.041 | 8689293.2418 | 8610862.4184
Total | 10283623.9704 | 10394149.2843 | 10710271.3659 | 10953009.268 | 11207001.9295 | 11460299.2434 | 11636882.4787
11. Capacity Additions and Changes by Capacity Reporting Type [MW]
00 New Combined Cycle | 36735.1122 | 0 | 702.3637 | 341.3072 | 727.1934 | 2438.8402 | 4871.9242
00 New Combined Cycle with Hydrogen Retrofit | 0 | 233.0433 | 5843.8208 | 341.3072 | 611.3551 | 1391.499 | 868.6092
00 New Combined Cycle with CCS Retrofit | 0 | 0 | 0 | 0 | 0 | 0 | 0
00 New Combined Cycle with CCS | 0 | 0 | 0 | 0 | 0 | 0 | 0
00 New Combustion Turbine | 13720.688 | 84.6305 | 31340.1932 | 38090.8237 | 89182.6471 | 97342.959 | 73558.8991
00 New Combustion Turbine with Hydrogen Retrofit | 0 | 0 | 4590.5608 | 1601.0139 | 20.5 | 6553.0394 | 1117.8919
00 New Hydro | 0 | 1483.5 | 4312.5 | 2353.9716 | 0 | 0 | 343.2802
00 New Nuclear | 0 | 0 | 0 | 0 | 0 | 0 | 0
00 New Small Modular Reactor | 0 | 0 | 0 | 0 | 0 | 0 | 0
00 New Biomass | 56.9 | 0 | 0 | 0 | 0 | 0 | 0
00 New Geothermal | 376.53 | 0 | 0 | 0 | 0 | 0 | 0
00 New Landfill Gas | 1264.7781 | 0 | 0 | 0 | 0 | 0 | 9.398
00 New Battery Storage | 46486.3557 | 20405.2681 | 27984.2495 | 21608.1021 | 14567.2079 | 20410.6039 | 12357.7834
00 New Offshore Wind | 9301.2821 | 2368.8804 | 20930.8735 | 4107.6223 | 20131.2023 | 4377.2733 | 605.6966
00 New Onshore Wind | 62833.0095 | 49017.7564 | 142955.6163 | 96813.0216 | 122772.1627 | 99617.0403 | 69119.0238
00 New Solar PV | 82904.1994 | 37485.078 | 101843.7096 | 95545.2688 | 72695.2968 | 103406.7296 | 61684.6365
00 New Solar Thermal | 0 | 0 | 0 | 0 | 0 | 0 | 0
00 New Fuel Cell | 109.1 | 0 | 0 | 0 | 0 | 0 | 0
00 New Ultrasupercritical Coal without CCS | 0 | 0 | 0 | 0 | 0 | 0 | 0
00 New Ultrasupercritical Coal with 30% CCS | 0 | 0 | 0 | 0 | 0 | 0 | 0
00 New Ultrasupercritical Coal with 90% CCS | 0 | 0 | 0 | 0 | 0 | 0 | 0
00 Exist & New Distributed Solar PV | 0 | 0 | 0 | 0 | 0 | 0 | 0
00 Exist Combined Cycle | 0 | 0 | 0 | 0 | 0 | 0 | 0
00 Exist Combustion Turbine | 0 | 0 | 0 | 0 | 0 | 0 | 0
00 Exist Coal Steam_Uncontrolled | 0 | 0 | 0 | 0 | 0 | 0 | 0
00 Exist Coal Steam_ACI | 0 | 0 | 0 | 0 | 0 | 0 | 0
00 Exist Coal Steam_ACI_DSI | 0 | 0 | 0 | 0 | 0 | 0 | 0
00 Exist Coal Steam_DryFGD | 0 | 0 | 0 | 0 | 0 | 0 | 0
00 Exist Coal Steam_DryFGD_ACI | 0 | 0 | 0 | 0 | 0 | 0 | 0
00 Exist Coal Steam_DryFGD_DSI | 0 | 0 | 0 | 0 | 0 | 0 | 0
00 Exist Coal Steam_DryFGD_SCR | 0 | 0 | 0 | 0 | 0 | 0 | 0
00 Exist Coal Steam_DryFGD_SCR_ACI | 0 | 0 | 0 | 0 | 0 | 0 | 0
00 Exist Coal Steam_DryFGD_SCR_DSI | 0 | 0 | 0 | 0 | 0 | 0 | 0
00 Exist Coal Steam_DryFGD_SCR_ACI_DSI | 0 | 0 | 0 | 0 | 0 | 0 | 0
00 Exist Coal Steam_DryFGD_SNCR_ACI | 0 | 0 | 0 | 0 | 0 | 0 | 0
00 Exist Coal Steam_DryFGD_SNCR_ACI_DSI | 0 | 0 | 0 | 0 | 0 | 0 | 0
00 Exist Coal Steam_DSI | 0 | 0 | 0 | 0 | 0 | 0 | 0
00 Exist Coal Steam_SCR_ACI | 0 | 0 | 0 | 0 | 0 | 0 | 0
00 Exist Coal Steam_SCR_ACI_DSI | 0 | 0 | 0 | 0 | 0 | 0 | 0
00 Exist Coal Steam_SNCR | 0 | 0 | 0 | 0 | 0 | 0 | 0
00 Exist Coal Steam_SCR | 0 | 0 | 0 | 0 | 0 | 0 | 0
00 Exist Coal Steam_SNCR_ACI | 0 | 0 | 0 | 0 | 0 | 0 | 0
00 Exist Coal Steam_SNCR_ACI_DSI | 0 | 0 | 0 | 0 | 0 | 0 | 0
00 Exist Coal Steam_WetFGD | 0 | 0 | 0 | 0 | 0 | 0 | 0
00 Exist Coal Steam_WetFGD_ACI | 0 | 0 | 0 | 0 | 0 | 0 | 0
00 Exist Coal Steam_WetFGD_ACI_DSI | 0 | 0 | 0 | 0 | 0 | 0 | 0
00 Exist Coal Steam_WetFGD_DSI | 0 | 0 | 0 | 0 | 0 | 0 | 0
00 Exist Coal Steam_WetFGD_SCR | 0 | 0 | 0 | 0 | 0 | 0 | 0
00 Exist Coal Steam_WetFGD_SCR_DSI | 0 | 0 | 0 | 0 | 0 | 0 | 0
00 Exist Coal Steam_WetFGD_SCR_ACI | 0 | 0 | 0 | 0 | 0 | 0 | 0
00 Exist Coal Steam_WetFGD_SCR_ACI_DSI | 0 | 0 | 0 | 0 | 0 | 0 | 0
00 Exist Coal Steam_WetFGD_SNCR | 0 | 0 | 0 | 0 | 0 | 0 | 0
00 Exist Coal Steam_WetFGD_SNCR_ACI | 0 | 0 | 0 | 0 | 0 | 0 | 0
00 Exist Coal Steam_WetFGD_SNCR_ACI_DSI | 0 | 0 | 0 | 0 | 0 | 0 | 0
00 Exist FBC_ACI_DSI | 0 | 0 | 0 | 0 | 0 | 0 | 0
00 Exist FBC_DryFGD_ACI | 0 | 0 | 0 | 0 | 0 | 0 | 0
00 Exist FBC_DryFGD_DSI | 0 | 0 | 0 | 0 | 0 | 0 | 0
00 Exist FBC_DryFGD_SNCR | 0 | 0 | 0 | 0 | 0 | 0 | 0
00 Exist FBC_DryFGD_SNCR_ACI | 0 | 0 | 0 | 0 | 0 | 0 | 0
00 Exist FBC_DryFGD_SNCR_ACI_DSI | 0 | 0 | 0 | 0 | 0 | 0 | 0
00 Exist FBC_DryFGD_SNCR_DSI | 0 | 0 | 0 | 0 | 0 | 0 | 0
00 Exist FBC_DSI | 0 | 0 | 0 | 0 | 0 | 0 | 0
00 Exist FBC_SCR | 0 | 0 | 0 | 0 | 0 | 0 | 0
00 Exist FBC_SNCR | 0 | 0 | 0 | 0 | 0 | 0 | 0
00 Exist FBC_SNCR_ACI | 0 | 0 | 0 | 0 | 0 | 0 | 0
00 Exist FBC_SNCR_ACI_DSI | 0 | 0 | 0 | 0 | 0 | 0 | 0
00 Exist FBC_SNCR_DSI | 0 | 0 | 0 | 0 | 0 | 0 | 0
00 Exist FBC_Uncontrolled | 0 | 0 | 0 | 0 | 0 | 0 | 0
00 Exist FBC_WetFGD_DSI | 0 | 0 | 0 | 0 | 0 | 0 | 0
00 Exist IGCC | 0 | 0 | 0 | 0 | 0 | 0 | 0
00 Exist Fossil_Other | 0 | 0 | 0 | 0 | 0 | 0 | 0
00 Exist Fuel Cell | 0 | 0 | 0 | 0 | 0 | 0 | 0
00 Exist Hydro | 0 | 0 | 0 | 0 | 0 | 0 | 0
00 Exist Non Fossil_Other | 0 | 0 | 0 | 0 | 0 | 0 | 0
00 Exist Nuclear | 0 | 0 | 0 | 0 | 0 | 0 | 0
00 Exist Oil/Gas Steam | 0 | 0 | 0 | 0 | 0 | 0 | 0
00 Exist Oil/Gas Steam_SCR | 0 | 0 | 0 | 0 | 0 | 0 | 0
00 Exist Oil/Gas Steam_SNCR | 0 | 0 | 0 | 0 | 0 | 0 | 0
00 Exist Biomass | 0 | 0 | 0 | 0 | 0 | 0 | 0
00 Exist Landfill Gas | 0 | 0 | 0 | 0 | 0 | 0 | 0
00 Exist Geothermal | 0 | 0 | 0 | 0 | 0 | 0 | 0
00 Exist Pump Storage | 0 | 0 | 0 | 0 | 0 | 0 | 0
00 Exist Energy Storage | 0 | 0 | 0 | 0 | 0 | 0 | 0
00 Exist Solar PV | 0 | 0 | 0 | 0 | 0 | 0 | 0
00 Exist Solar Thermal | 0 | 0 | 0 | 0 | 0 | 0 | 0
00 Exist Offshore Wind | 0 | 0 | 0 | 0 | 0 | 0 | 0
00 Exist Onshore Wind | 0 | 0 | 0 | 0 | 0 | 0 | 0
00 International Imports | 0 | 0 | 0 | 0 | 0 | 0 | 0
00 Ret.ACI | 0 | 0 | 0 | 0 | 0 | 0 | 0
00 Ret.ACI & DryFGD | 0 | 0 | 0 | 0 | 0 | 0 | 0
00 Ret.ACI & DryFGD & HRI | 0 | 0 | 0 | 0 | 0 | 0 | 0
00 Ret.ACI & DSI | 0 | 0 | 0 | 0 | 0 | 0 | 0
00 Ret.ACI & DSI & DryFGD | 0 | 0 | 0 | 0 | 0 | 0 | 0
00 Ret.ACI & DSI & DryFGD & HRI | 0 | 0 | 0 | 0 | 0 | 0 | 0
00 Ret.ACI & DSI & HRI | 0 | 0 | 0 | 0 | 0 | 0 | 0
00 Ret.ACI & DSI & WetFGD & HRI | 0 | 0 | 0 | 0 | 0 | 0 | 0
00 Ret.ACI & HRI | 0 | 0 | 0 | 0 | 0 | 0 | 0
00 Ret.ACI & SCR | 0 | 0 | 0 | 0 | 0 | 0 | 0
00 Ret.ACI & SCR & DryFGD & HRI | 0 | 0 | 0 | 0 | 0 | 0 | 0
00 Ret.ACI & SCR & DSI | 0 | 0 | 0 | 0 | 0 | 0 | 0
00 Ret.ACI & SCR & DSI & DryFGD | 0 | 0 | 0 | 0 | 0 | 0 | 0
00 Ret.ACI & SCR & DSI & DryFGD & HRI | 0 | 0 | 0 | 0 | 0 | 0 | 0
00 Ret.ACI & SCR & DSI & HRI | 0 | 0 | 0 | 0 | 0 | 0 | 0
00 Ret.ACI & SCR & DSI & WetFGD | 0 | 0 | 0 | 0 | 0 | 0 | 0
00 Ret.ACI & SCR & DSI & WetFGD & HRI | 0 | 0 | 0 | 0 | 0 | 0 | 0
00 Ret.ACI & SCR & HRI | 0 | 0 | 0 | 0 | 0 | 0 | 0
00 Ret.ACI & SCR & WetFGD & HRI | 0 | 0 | 0 | 0 | 0 | 0 | 0
00 Ret.ACI & SNCR | 0 | 0 | 0 | 0 | 0 | 0 | 0
00 Ret.ACI & SNCR & DSI | 0 | 0 | 0 | 0 | 0 | 0 | 0
00 Ret.ACI & SNCR & DSI & DryFGD | 0 | 0 | 0 | 0 | 0 | 0 | 0
00 Ret.ACI & SNCR & DSI & DryFGD & HRI | 0 | 0 | 0 | 0 | 0 | 0 | 0
00 Ret.ACI & SNCR & DSI & HRI | 0 | 0 | 0 | 0 | 0 | 0 | 0
00 Ret.ACI & SNCR & DSI & WetFGD | 0 | 0 | 0 | 0 | 0 | 0 | 0
00 Ret.ACI & SNCR & DSI & WetFGD & HRI | 0 | 0 | 0 | 0 | 0 | 0 | 0
00 Ret.ACI & SNCR & HRI | 0 | 0 | 0 | 0 | 0 | 0 | 0
00 Ret.ACI & WetFGD | 0 | 0 | 0 | 0 | 0 | 0 | 0
00 Ret.ACI & WetFGD & DSI | 0 | 0 | 0 | 0 | 0 | 0 | 0
00 Ret.ACI & WetFGD & HRI | 0 | 0 | 0 | 0 | 0 | 0 | 0
00 Ret.C2G | 13279.7653 | 7952.3483 | 3 | 2 | 0 | 0 | 0
00 Ret.C2G & SCR | 2603.1071 | 0 | 0 | 0 | 0 | 0 | 0
00 Ret.CCG | 0 | 4118.7687 | 3854.7852 | 0 | 0 | 0 | 0
00 Ret.DryFGD | 0 | 0 | 0 | 0 | 0 | 0 | 0
00 Ret.DryFGD & CCS | 0 | 0 | 0 | 0 | 0 | 0 | 0
00 Ret.DryFGD & HRI | 0 | 0 | 0 | 0 | 0 | 0 | 0
00 Ret.DSI | 0 | 0 | 0 | 0 | 0 | 0 | 0
00 Ret.DSI & DryFGD | 0 | 0 | 0 | 0 | 0 | 0 | 0
00 Ret.DSI & DryFGD & HRI | 0 | 0 | 0 | 0 | 0 | 0 | 0
00 Ret.DSI & HRI | 0 | 0 | 0 | 0 | 0 | 0 | 0
00 Ret.ExistACI & DryFGD | 0 | 0 | 0 | 0 | 0 | 0 | 0
00 Ret.ExistACI & DryFGD & CCS | 0 | 0 | 0 | 0 | 0 | 0 | 0
00 Ret.ExistACI & DryFGD & HRI | 0 | 0 | 0 | 0 | 0 | 0 | 0
00 Ret.ExistACI & DryFGD & HRI & CCS | 0 | 0 | 0 | 0 | 0 | 0 | 0
00 Ret.ExistACI & DSI | 0 | 0 | 0 | 0 | 0 | 0 | 0
00 Ret.ExistACI & DSI & DryFGD | 0 | 0 | 0 | 0 | 0 | 0 | 0
00 Ret.ExistACI & DSI & DryFGD & HRI | 0 | 0 | 0 | 0 | 0 | 0 | 0
00 Ret.ExistACI & DSI & HRI | 0 | 0 | 0 | 0 | 0 | 0 | 0
00 Ret.ExistACI & HRI | 0 | 0 | 0 | 0 | 0 | 0 | 0
00 Ret.ExistACI & HRI & WetFGD | 0 | 0 | 0 | 0 | 0 | 0 | 0
00 Ret.ExistACI & SCR | 0 | 0 | 0 | 0 | 0 | 0 | 0
00 Ret.ExistACI & SCR & DryFGD | 0 | 0 | 0 | 0 | 0 | 0 | 0
00 Ret.ExistACI & SCR & DryFGD & CCS | 0 | 0 | 0 | 0 | 0 | 0 | 0
00 Ret.ExistACI & SCR & DryFGD & HRI | 0 | 0 | 0 | 0 | 0 | 0 | 0
00 Ret.ExistACI & SCR & DryFGD & HRI & CCS | 0 | 0 | 0 | 0 | 0 | 0 | 0
00 Ret.ExistACI & SCR & DSI | 0 | 0 | 0 | 0 | 0 | 0 | 0
00 Ret.ExistACI & SCR & DSI & DryFGD | 0 | 0 | 0 | 0 | 0 | 0 | 0
00 Ret.ExistACI & SCR & DSI & DryFGD & HRI | 0 | 0 | 0 | 0 | 0 | 0 | 0
00 Ret.ExistACI & SCR & DSI & HRI | 0 | 0 | 0 | 0 | 0 | 0 | 0
00 Ret.ExistACI & SCR & HRI | 0 | 0 | 0 | 0 | 0 | 0 | 0
00 Ret.ExistACI & SCR & WetFGD | 0 | 0 | 0 | 0 | 0 | 0 | 0
00 Ret.ExistACI & SCR & WetFGD & CCS | 0 | 0 | 0 | 0 | 0 | 0 | 0
00 Ret.ExistACI & SCR & WetFGD & HRI | 0 | 0 | 0 | 0 | 0 | 0 | 0
00 Ret.ExistACI & SCR & WetFGD & HRI & CCS | 0 | 0 | 0 | 0 | 0 | 0 | 0
00 Ret.ExistACI & SNCR | 0 | 0 | 0 | 0 | 0 | 0 | 0
00 Ret.ExistACI & SNCR & DryFGD | 0 | 0 | 0 | 0 | 0 | 0 | 0
00 Ret.ExistACI & SNCR & DryFGD & CCS | 0 | 0 | 0 | 0 | 0 | 0 | 0
00 Ret.ExistACI & SNCR & DryFGD & HRI | 0 | 0 | 0 | 0 | 0 | 0 | 0
00 Ret.ExistACI & SNCR & DryFGD & HRI & CCS | 0 | 0 | 0 | 0 | 0 | 0 | 0
00 Ret.ExistACI & SNCR & DSI | 0 | 0 | 0 | 0 | 0 | 0 | 0
00 Ret.ExistACI & SNCR & DSI & HRI | 0 | 0 | 0 | 0 | 0 | 0 | 0
00 Ret.ExistACI & SNCR & HRI | 0 | 0 | 0 | 0 | 0 | 0 | 0
00 Ret.ExistACI & SNCR & WetFGD | 0 | 0 | 0 | 0 | 0 | 0 | 0
00 Ret.ExistACI & SNCR & WetFGD & CCS | 0 | 0 | 0 | 0 | 0 | 0 | 0
00 Ret.ExistACI & SNCR & WetFGD & HRI | 0 | 0 | 0 | 0 | 0 | 0 | 0
00 Ret.ExistACI & SNCR & WetFGD & HRI & CCS | 0 | 0 | 0 | 0 | 0 | 0 | 0
00 Ret.ExistACI & WetFGD | 0 | 0 | 0 | 0 | 0 | 0 | 0
00 Ret.ExistACI & WetFGD & CCS | 0 | 0 | 0 | 0 | 0 | 0 | 0
00 Ret.ExistACI & WetFGD & HRI & CCS | 0 | 0 | 0 | 0 | 0 | 0 | 0
00 Ret.ExistACI_DSI & DryFGD | 0 | 0 | 0 | 0 | 0 | 0 | 0
00 Ret.ExistACI_DSI & DryFGD & CCS | 0 | 0 | 0 | 0 | 0 | 0 | 0
00 Ret.ExistACI_DSI & DryFGD & HRI | 0 | 0 | 0 | 0 | 0 | 0 | 0
00 Ret.ExistACI_DSI & DryFGD & HRI & CCS | 0 | 0 | 0 | 0 | 0 | 0 | 0
00 Ret.ExistACI_DSI & HRI | 0 | 0 | 0 | 0 | 0 | 0 | 0
00 Ret.ExistACI_DSI & SCR | 0 | 0 | 0 | 0 | 0 | 0 | 0
00 Ret.ExistACI_DSI & SCR & DryFGD | 0 | 0 | 0 | 0 | 0 | 0 | 0
00 Ret.ExistACI_DSI & SCR & DryFGD & CCS | 0 | 0 | 0 | 0 | 0 | 0 | 0
00 Ret.ExistACI_DSI & SCR & DryFGD & HRI | 0 | 0 | 0 | 0 | 0 | 0 | 0
00 Ret.ExistACI_DSI & SCR & DryFGD & HRI & CCS | 0 | 0 | 0 | 0 | 0 | 0 | 0
00 Ret.ExistACI_DSI & SCR & HRI | 0 | 0 | 0 | 0 | 0 | 0 | 0
00 Ret.ExistACI_DSI & SCR & WetFGD | 0 | 0 | 0 | 0 | 0 | 0 | 0
00 Ret.ExistACI_DSI & SCR & WetFGD & CCS | 0 | 0 | 0 | 0 | 0 | 0 | 0
00 Ret.ExistACI_DSI & SCR & WetFGD & HRI | 0 | 0 | 0 | 0 | 0 | 0 | 0
00 Ret.ExistACI_DSI & SCR & WetFGD & HRI & CCS | 0 | 0 | 0 | 0 | 0 | 0 | 0
00 Ret.ExistACI_DSI & SNCR | 0 | 0 | 0 | 0 | 0 | 0 | 0
00 Ret.ExistACI_DSI & SNCR & DryFGD | 0 | 0 | 0 | 0 | 0 | 0 | 0
00 Ret.ExistACI_DSI & SNCR & DryFGD & HRI & CCS | 0 | 0 | 0 | 0 | 0 | 0 | 0
00 Ret.ExistACI_DSI & SNCR & DryFGD & HRI | 0 | 0 | 0 | 0 | 0 | 0 | 0
00 Ret.ExistACI_DSI & SNCR & WetFGD & HRI & CCS | 0 | 0 | 0 | 0 | 0 | 0 | 0
00 Ret.ExistACI_DSI & SNCR & HRI | 0 | 0 | 0 | 0 | 0 | 0 | 0
00 Ret.ExistACI_DSI & SNCR & WetFGD | 0 | 0 | 0 | 0 | 0 | 0 | 0
00 Ret.ExistACI_DSI & SNCR & WetFGD & HRI | 0 | 0 | 0 | 0 | 0 | 0 | 0
00 Ret.ExistACI_DSI & WetFGD | 0 | 0 | 0 | 0 | 0 | 0 | 0
00 Ret.ExistACI_DSI & WetFGD & CCS | 0 | 0 | 0 | 0 | 0 | 0 | 0
00 Ret.ExistACI_DSI & WetFGD & HRI | 0 | 0 | 0 | 0 | 0 | 0 | 0
00 Ret.ExistACI_DSI & WetFGD & HRI & CCS | 0 | 0 | 0 | 0 | 0 | 0 | 0
00 Ret.ExistDryFGD & CCS | 0 | 0 | 0 | 0 | 0 | 0 | 0
00 Ret.ExistDryFGD & HRI | 0 | 0 | 0 | 0 | 0 | 0 | 0
00 Ret.ExistDryFGD & SCR | 0 | 0 | 0 | 0 | 0 | 0 | 0
00 Ret.ExistDryFGD & SCR & CCS | 0 | 0 | 0 | 0 | 0 | 0 | 0
00 Ret.ExistDryFGD & SCR & HRI | 0 | 0 | 0 | 0 | 0 | 0 | 0
00 Ret.ExistDryFGD & SNCR | 0 | 0 | 0 | 0 | 0 | 0 | 0
00 Ret.ExistDryFGD & SNCR & CCS | 0 | 0 | 0 | 0 | 0 | 0 | 0
00 Ret.ExistDryFGD & SNCR & HRI | 0 | 0 | 0 | 0 | 0 | 0 | 0
00 Ret.ExistDryFGD_ACI & CCS | 0 | 0 | 0 | 0 | 0 | 0 | 0
00 Ret.ExistDryFGD_ACI & HRI | 0 | 0 | 0 | 0 | 0 | 0 | 0
00 Ret.ExistDryFGD_ACI & HRI & CCS | 0 | 0 | 0 | 0 | 0 | 0 | 0
00 Ret.ExistDryFGD_ACI & SCR | 566.7212 | 572.3353 | 0 | 0 | 0 | 0 | 0
00 Ret.ExistDryFGD_ACI & SCR & CCS | 0 | 679.8127 | 69.9913 | 0 | 0 | 0 | 0
00 Ret.ExistDryFGD_ACI & SCR & HRI | 0 | 0 | 0 | 0 | 0 | 0 | 0
00 Ret.ExistDryFGD_ACI & SCR & HRI & CCS | 0 | 0 | 0 | 0 | 0 | 0 | 0
00 Ret.ExistDryFGD_ACI & SNCR | 0 | 0 | 0 | 0 | 0 | 0 | 0
00 Ret.ExistDryFGD_ACI & SNCR & CCS | 0 | 0 | 0 | 0 | 0 | 0 | 0
00 Ret.ExistDryFGD_ACI & SNCR & HRI | 0 | 0 | 0 | 0 | 0 | 0 | 0
00 Ret.ExistDryFGD_ACI & SNCR & HRI & CCS | 0 | 0 | 0 | 0 | 0 | 0 | 0
00 Ret.ExistDryFGD_ACI_DSI & SCR | 0 | 0 | 0 | 0 | 0 | 0 | 0
00 Ret.ExistDryFGD_ACI_DSI & SCR & CCS | 0 | 0 | 0 | 0 | 0 | 0 | 0
00 Ret.ExistDryFGD_ACI_DSI & SCR & HRI | 0 | 0 | 0 | 0 | 0 | 0 | 0
00 Ret.ExistDryFGD_ACI_DSI & SCR & HRI & CCS | 0 | 0 | 0 | 0 | 0 | 0 | 0
00 Ret.ExistDryFGD_DSI & CCS | 0 | 0 | 0 | 0 | 0 | 0 | 0
00 Ret.ExistDryFGD_DSI & HRI | 0 | 0 | 0 | 0 | 0 | 0 | 0
00 Ret.ExistDryFGD_SCR_DSI & CCS | 0 | 0 | 0 | 0 | 0 | 0 | 0
00 Ret.ExistDryFGD_SNCR & CCS | 0 | 0 | 0 | 0 | 0 | 0 | 0
00 Ret.ExistDryFGD_SNCR_ACI_DSI & CCS | 0 | 0 | 0 | 0 | 0 | 0 | 0
00 Ret.ExistDryFGD_SNCR_ACI_DSI & HRI | 0 | 0 | 0 | 0 | 0 | 0 | 0
00 Ret.ExistDryFGD_SNCR_ACI_DSI & HRI & CCS | 0 | 0 | 0 | 0 | 0 | 0 | 0
00 Ret.ExistDryFGD_SNCR_DSI & CCS | 0 | 0 | 0 | 0 | 0 | 0 | 0
00 Ret.ExistDSI & DryFGD | 0 | 0 | 0 | 0 | 0 | 0 | 0
00 Ret.ExistDSI & DryFGD & HRI | 0 | 0 | 0 | 0 | 0 | 0 | 0
00 Ret.ExistDSI & HRI | 0 | 0 | 0 | 0 | 0 | 0 | 0
00 Ret.ExistDSI & SCR | 0 | 0 | 0 | 0 | 0 | 0 | 0
00 Ret.ExistDSI & SCR & DryFGD | 0 | 0 | 0 | 0 | 0 | 0 | 0
00 Ret.ExistDSI & SCR & DryFGD & HRI | 0 | 0 | 0 | 0 | 0 | 0 | 0
00 Ret.ExistDSI & SCR & HRI | 0 | 0 | 0 | 0 | 0 | 0 | 0
00 Ret.ExistDSI & SCR & WetFGD | 0 | 0 | 0 | 0 | 0 | 0 | 0
00 Ret.ExistDSI & SCR & WetFGD & HRI | 0 | 0 | 0 | 0 | 0 | 0 | 0
00 Ret.ExistDSI & SNCR | 0 | 0 | 0 | 0 | 0 | 0 | 0
00 Ret.ExistSCR & ACI | 0 | 0 | 0 | 0 | 0 | 0 | 0
00 Ret.ExistDSI & SNCR & DryFGD | 0 | 0 | 0 | 0 | 0 | 0 | 0
00 Ret.ExistSCR & ACI & DSI | 0 | 0 | 0 | 0 | 0 | 0 | 0
00 Ret.ExistSCR & ACI & DSI & DryFGD | 0 | 0 | 0 | 0 | 0 | 0 | 0
00 Ret.ExistSCR & ACI & DSI & DryFGD & HRI | 0 | 0 | 0 | 0 | 0 | 0 | 0
00 Ret.ExistDSI & SNCR & DryFGD & HRI | 0 | 0 | 0 | 0 | 0 | 0 | 0
00 Ret.ExistDSI & SNCR & HRI | 0 | 0 | 0 | 0 | 0 | 0 | 0
00 Ret.ExistSCR & ACI & DSI & HRI | 0 | 0 | 0 | 0 | 0 | 0 | 0
00 Ret.ExistDSI & SNCR & WetFGD | 0 | 0 | 0 | 0 | 0 | 0 | 0
00 Ret.ExistSCR & ACI & DSI & WetFGD | 0 | 0 | 0 | 0 | 0 | 0 | 0
00 Ret.ExistSCR & ACI & DSI & WetFGD & HRI | 0 | 0 | 0 | 0 | 0 | 0 | 0
00 Ret.ExistSCR & ACI & HRI | 0 | 0 | 0 | 0 | 0 | 0 | 0
00 Ret.ExistDSI & SNCR & WetFGD & HRI | 0 | 0 | 0 | 0 | 0 | 0 | 0
00 Ret.ExistDSI & WetFGD | 0 | 0 | 0 | 0 | 0 | 0 | 0
00 Ret.ExistDSI & WetFGD & HRI | 0 | 0 | 0 | 0 | 0 | 0 | 0
00 Ret.ExistDSI_ACI & SNCR & DryFGD & CCS | 0 | 0 | 0 | 0 | 0 | 0 | 0
00 Ret.ExistDSI_ACI & SNCR & WetFGD & CCS | 0 | 0 | 0 | 0 | 0 | 0 | 0
00 Ret.ExistSCR_ACI & DryFGD | 0 | 0 | 0 | 0 | 0 | 0 | 0
00 Ret.ExistSCR & DSI | 0 | 0 | 0 | 0 | 0 | 0 | 0
00 Ret.ExistSCR_ACI & DryFGD & CCS | 0 | 0 | 0 | 0 | 0 | 0 | 0
00 Ret.ExistSCR_ACI & DryFGD & HRI | 0 | 0 | 0 | 0 | 0 | 0 | 0
00 Ret.ExistSCR & DSI & DryFGD | 0 | 0 | 0 | 0 | 0 | 0 | 0
00 Ret.ExistSCR_ACI & DryFGD & HRI & CCS | 0 | 0 | 0 | 0 | 0 | 0 | 0
00 Ret.ExistSCR & DSI & DryFGD & HRI | 0 | 0 | 0 | 0 | 0 | 0 | 0
00 Ret.ExistSCR & DSI & HRI | 0 | 0 | 0 | 0 | 0 | 0 | 0
00 Ret.ExistSCR_ACI & DSI & HRI | 0 | 0 | 0 | 0 | 0 | 0 | 0
00 Ret.ExistSCR_ACI & HRI | 0 | 0 | 0 | 0 | 0 | 0 | 0
00 Ret.ExistSCR_ACI & WetFGD | 0 | 0 | 0 | 0 | 0 | 0 | 0
00 Ret.ExistSCR & HRI | 0 | 0 | 0 | 0 | 0 | 0 | 0
00 Ret.ExistSCR_ACI & WetFGD & CCS | 0 | 0 | 0 | 0 | 0 | 0 | 0
00 Ret.ExistSCR_ACI & WetFGD & HRI | 0 | 0 | 0 | 0 | 0 | 0 | 0
00 Ret.ExistSCR_ACI & WetFGD & HRI & CCS | 0 | 0 | 0 | 0 | 0 | 0 | 0
00 Ret.ExistSCR_ACI_DSI & DryFGD | 0 | 0 | 0 | 0 | 0 | 0 | 0
00 Ret.ExistSCR_ACI_DSI & DryFGD & CCS | 0 | 0 | 0 | 0 | 0 | 0 | 0
00 Ret.ExistSCR_ACI_DSI & DryFGD & HRI | 0 | 0 | 0 | 0 | 0 | 0 | 0
00 Ret.ExistSCR_ACI_DSI & DryFGD & HRI & CCS | 0 | 0 | 0 | 0 | 0 | 0 | 0
00 Ret.ExistSCR_ACI_DSI & HRI | 0 | 0 | 0 | 0 | 0 | 0 | 0
00 Ret.ExistSCR_ACI_DSI & WetFGD | 0 | 0 | 0 | 0 | 0 | 0 | 0
00 Ret.ExistSCR_ACI_DSI & WetFGD & CCS | 0 | 0 | 0 | 0 | 0 | 0 | 0
00 Ret.ExistSCR_ACI_DSI & WetFGD & HRI | 0 | 0 | 0 | 0 | 0 | 0 | 0
00 Ret.ExistSCR_ACI_DSI & WetFGD & HRI & CCS | 0 | 0 | 0 | 0 | 0 | 0 | 0
00 Ret.ExistSCR_DryFGD & CCS | 0 | 0 | 0 | 0 | 0 | 0 | 0
00 Ret.ExistSCR_DryFGD & HRI | 0 | 0 | 0 | 0 | 0 | 0 | 0
00 Ret.ExistSCR_DryFGD_ACI & CCS | 0 | 1055.3667 | 0 | 0 | 0 | 0 | 0
00 Ret.ExistSCR_DryFGD_ACI & HRI | 0 | 0 | 0 | 0 | 0 | 0 | 0
00 Ret.ExistSCR_DryFGD_ACI & HRI & CCS | 0 | 0 | 0 | 0 | 0 | 0 | 0
00 Ret.ExistSCR_DryFGD_ACI_DSI & CCS | 0 | 0 | 0 | 0 | 0 | 0 | 0
00 Ret.ExistSCR_DryFGD_ACI_DSI & HRI | 0 | 0 | 0 | 0 | 0 | 0 | 0
00 Ret.ExistSCR_DryFGD_ACI_DSI & HRI & CCS | 0 | 0 | 0 | 0 | 0 | 0 | 0
00 Ret.ExistSCR_WetFGD & HRI | 0 | 0 | 0 | 0 | 0 | 0 | 0
00 Ret.ExistSCR_WetFGD & HRI & CCS | 0 | 0 | 0 | 0 | 0 | 0 | 0
00 Ret.ExistSCR_WetFGD_ACI & CCS | 0 | 3735.0053 | 0 | 0 | 0 | 0 | 0
00 Ret.ExistSCR_WetFGD_ACI & HRI | 0 | 0 | 0 | 0 | 0 | 0 | 0
00 Ret.ExistSCR_WetFGD_ACI & HRI & CCS | 0 | 0 | 0 | 0 | 0 | 0 | 0
00 Ret.ExistSCR_WetFGD_ACI_DSI & CCS | 0 | 1665.0462 | 0 | 0 | 0 | 0 | 0
00 Ret.ExistSCR_WetFGD_ACI_DSI & HRI | 0 | 0 | 0 | 0 | 0 | 0 | 0
00 Ret.ExistSCR_WetFGD_ACI_DSI & HRI & CCS | 0 | 0 | 0 | 0 | 0 | 0 | 0
00 Ret.ExistSCR_WetFGD_DSI & HRI | 0 | 0 | 0 | 0 | 0 | 0 | 0
00 Ret.ExistSCR_WetFGD_DSI & HRI & CCS | 0 | 0 | 0 | 0 | 0 | 0 | 0
00 Ret.ExistSNCR_ACI & DryFGD | 0 | 0 | 0 | 0 | 0 | 0 | 0
00 Ret.ExistSNCR_ACI & DryFGD & CCS | 0 | 0 | 0 | 0 | 0 | 0 | 0
00 Ret.ExistSNCR_ACI & DryFGD & HRI | 0 | 0 | 0 | 0 | 0 | 0 | 0
00 Ret.ExistSNCR_ACI & DryFGD & HRI & CCS | 0 | 0 | 0 | 0 | 0 | 0 | 0
00 Ret.ExistSNCR_ACI & DSI & HRI | 0 | 0 | 0 | 0 | 0 | 0 | 0
00 Ret.ExistSNCR_ACI & HRI | 0 | 0 | 0 | 0 | 0 | 0 | 0
00 Ret.ExistSNCR_ACI & WetFGD | 0 | 0 | 0 | 0 | 0 | 0 | 0
00 Ret.ExistSNCR_ACI & WetFGD & CCS | 0 | 0 | 0 | 0 | 0 | 0 | 0
00 Ret.ExistSNCR_ACI & WetFGD & HRI | 0 | 0 | 0 | 0 | 0 | 0 | 0
00 Ret.ExistSNCR_ACI & WetFGD & HRI & CCS | 0 | 0 | 0 | 0 | 0 | 0 | 0
00 Ret.ExistSNCR_ACI_DSI & DryFGD | 0 | 0 | 0 | 0 | 0 | 0 | 0
00 Ret.ExistSNCR_ACI_DSI & DryFGD & CCS | 0 | 0 | 0 | 0 | 0 | 0 | 0
00 Ret.ExistSNCR_ACI_DSI & DryFGD & HRI | 0 | 0 | 0 | 0 | 0 | 0 | 0
00 Ret.ExistSNCR_ACI_DSI & DryFGD & HRI & CCS | 0 | 0 | 0 | 0 | 0 | 0 | 0
00 Ret.ExistSNCR_ACI_DSI & HRI | 0 | 0 | 0 | 0 | 0 | 0 | 0
00 Ret.ExistSNCR_ACI_DSI & WetFGD | 0 | 0 | 0 | 0 | 0 | 0 | 0
00 Ret.ExistSNCR_ACI_DSI & WetFGD & CCS | 0 | 0 | 0 | 0 | 0 | 0 | 0
00 Ret.ExistSNCR_ACI_DSI & WetFGD & HRI | 0 | 0 | 0 | 0 | 0 | 0 | 0
00 Ret.ExistSNCR_ACI_DSI & WetFGD & HRI & CCS | 0 | 0 | 0 | 0 | 0 | 0 | 0
00 Ret.ExistSNCR_DryFGD & HRI | 0 | 0 | 0 | 0 | 0 | 0 | 0
00 Ret.ExistSNCR_DryFGD_ACI & CCS | 0 | 0 | 0 | 0 | 0 | 0 | 0
00 Ret.ExistSNCR_DryFGD_ACI & HRI | 0 | 0 | 0 | 0 | 0 | 0 | 0
00 Ret.ExistSNCR_DryFGD_ACI & HRI & CCS | 0 | 0 | 0 | 0 | 0 | 0 | 0
00 Ret.ExistSNCR_WetFGD & HRI | 0 | 0 | 0 | 0 | 0 | 0 | 0
00 Ret.ExistSNCR_WetFGD & HRI & CCS | 0 | 0 | 0 | 0 | 0 | 0 | 0
00 Ret.ExistSNCR_WetFGD_ACI & CCS | 0 | 0 | 0 | 0 | 0 | 0 | 0
00 Ret.ExistSNCR_WetFGD_ACI & HRI | 0 | 0 | 0 | 0 | 0 | 0 | 0
00 Ret.ExistSNCR_WetFGD_ACI & HRI & CCS | 0 | 0 | 0 | 0 | 0 | 0 | 0
00 Ret.ExistSNCR_WetFGD_ACI_DSI & CCS | 0 | 0 | 0 | 0 | 0 | 0 | 0
00 Ret.ExistSNCR_WetFGD_ACI_DSI & HRI | 0 | 0 | 0 | 0 | 0 | 0 | 0
00 Ret.ExistSNCR_WetFGD_ACI_DSI & HRI & CCS | 0 | 0 | 0 | 0 | 0 | 0 | 0
00 Ret.ExistSNCR & DryFGD & HRI | 0 | 0 | 0 | 0 | 0 | 0 | 0
00 Ret.ExistSNCR & HRI | 0 | 0 | 0 | 0 | 0 | 0 | 0
00 Ret.ExistWetFGD & CCS | 0 | 0 | 0 | 0 | 0 | 0 | 0
00 Ret.ExistWetFGD & HRI | 0 | 0 | 0 | 0 | 0 | 0 | 0
00 Ret.ExistWetFGD & HRI & CCS | 0 | 0 | 0 | 0 | 0 | 0 | 0
00 Ret.ExistWetFGD & SCR | 1342.521 | 0 | 0 | 0 | 0 | 0 | 0
00 Ret.ExistWetFGD & SCR & CCS | 0 | 916.8469 | 2.0482 | 0 | 0 | 0 | 0
00 Ret.ExistWetFGD & SCR & HRI | 0 | 0 | 0 | 0 | 0 | 0 | 0
00 Ret.ExistWetFGD & SCR & HRI & CCS | 0 | 0 | 0 | 0 | 0 | 0 | 0
00 Ret.ExistWetFGD & SNCR | 0 | 4.8467 | 0 | 0 | 0 | 0 | 0
00 Ret.ExistWetFGD & SNCR & CCS | 0 | 0 | 0 | 0 | 0 | 0 | 0
00 Ret.ExistWetFGD & SNCR & HRI | 0 | 0 | 0 | 0 | 0 | 0 | 0
00 Ret.ExistWetFGD & SNCR & HRI & CCS | 0 | 0 | 0 | 0 | 0 | 0 | 0
00 Ret.ExistWetFGD_ACI & CCS | 0 | 0 | 0 | 0 | 0 | 0 | 0
00 Ret.ExistWetFGD_ACI & HRI | 0 | 0 | 0 | 0 | 0 | 0 | 0
00 Ret.ExistWetFGD_ACI & HRI & CCS | 0 | 0 | 0 | 0 | 0 | 0 | 0
00 Ret.ExistWetFGD_ACI & SCR | 607.2293 | 5.9645 | 0 | 0 | 0 | 0 | 0
00 Ret.ExistWetFGD_ACI & SCR & CCS | 0 | 382.9158 | 0 | 0 | 0 | 0 | 0
00 Ret.ExistWetFGD_ACI & SCR & HRI | 0 | 0 | 0 | 0 | 0 | 0 | 0
00 Ret.ExistWetFGD_ACI & SCR & HRI & CCS | 0 | 0 | 0 | 0 | 0 | 0 | 0
00 Ret.ExistWetFGD_ACI & SNCR | 0 | 0 | 0 | 0 | 0 | 0 | 0
00 Ret.ExistWetFGD_ACI & SNCR & CCS | 0 | 0 | 0 | 0 | 0 | 0 | 0
00 Ret.ExistWetFGD_ACI & SNCR & HRI | 0 | 0 | 0 | 0 | 0 | 0 | 0
00 Ret.ExistWetFGD_ACI & SNCR & HRI & CCS | 0 | 0 | 0 | 0 | 0 | 0 | 0
00 Ret.ExistWetFGD_ACI_DSI & CCS | 0 | 0 | 0 | 0 | 0 | 0 | 0
00 Ret.ExistWetFGD_ACI_DSI & HRI | 0 | 0 | 0 | 0 | 0 | 0 | 0
00 Ret.ExistWetFGD_ACI_DSI & HRI & CCS | 0 | 0 | 0 | 0 | 0 | 0 | 0
00 Ret.ExistWetFGD_ACI_DSI & SCR | 0 | 0 | 0 | 0 | 0 | 0 | 0
00 Ret.ExistWetFGD_ACI_DSI & SCR & CCS | 0 | 0 | 0 | 0 | 0 | 0 | 0
00 Ret.ExistWetFGD_ACI_DSI & SCR & HRI | 0 | 0 | 0 | 0 | 0 | 0 | 0
00 Ret.ExistWetFGD_ACI_DSI & SCR & HRI & CCS | 0 | 0 | 0 | 0 | 0 | 0 | 0
00 Ret.ExistWetFGD_ACI_DSI & SNCR | 0 | 0 | 0 | 0 | 0 | 0 | 0
00 Ret.ExistWetFGD_ACI_DSI & SNCR & CCS | 0 | 0 | 0 | 0 | 0 | 0 | 0
00 Ret.ExistWetFGD_ACI_DSI & SNCR & HRI | 0 | 0 | 0 | 0 | 0 | 0 | 0
00 Ret.ExistWetFGD_ACI_DSI & SNCR & HRI & CCS | 0 | 0 | 0 | 0 | 0 | 0 | 0
00 Ret.ExistWetFGD_DSI & CCS | 0 | 0 | 0 | 0 | 0 | 0 | 0
00 Ret.ExistWetFGD_DSI & HRI | 0 | 0 | 0 | 0 | 0 | 0 | 0
00 Ret.ExistWetFGD_DSI & SCR | 0 | 0 | 0 | 0 | 0 | 0 | 0
00 Ret.ExistSNCR_DSI & DryFGD & HRI | 0 | 0 | 0 | 0 | 0 | 0 | 0
00 Ret.ExistWetFGD_DSI & SCR & HRI | 0 | 0 | 0 | 0 | 0 | 0 | 0
00 Ret.ExistSNCR_DSI & HRI | 0 | 0 | 0 | 0 | 0 | 0 | 0
00 Ret.ExistWetFGD_DSI & SNCR | 0 | 0 | 0 | 0 | 0 | 0 | 0
00 Ret.ExistWetFGD_DSI & SNCR & HRI | 0 | 0 | 0 | 0 | 0 | 0 | 0
00 Ret.ExistWetFGD_SCR & CCS | 0 | 3565.7937 | 0 | 0 | 0 | 0 | 0
00 Ret.ExistWetFGD_SCR_DSI & CCS | 0 | 0 | 0 | 0 | 0 | 0 | 0
00 Ret.ExistWetFGD_SNCR & CCS | 0 | 0 | 0 | 0 | 0 | 0 | 0
00 Ret.HRI | 0 | 0 | 0 | 0 | 0 | 0 | 0
00 Ret.SCR | 0 | 0 | 0 | 0 | 0 | 0 | 0
00 Ret.SCR & DryFGD | 0 | 0 | 0 | 0 | 0 | 0 | 0
00 Ret.SCR & DryFGD & ACI | 0 | 0 | 0 | 0 | 0 | 0 | 0
00 Ret.SCR & DryFGD & CCS | 0 | 0 | 0 | 0 | 0 | 0 | 0
00 Ret.SCR & DryFGD & HRI | 0 | 0 | 0 | 0 | 0 | 0 | 0
00 Ret.SCR & DSI | 0 | 0 | 0 | 0 | 0 | 0 | 0
00 Ret.SCR & DSI & DryFGD | 0 | 0 | 0 | 0 | 0 | 0 | 0
00 Ret.SCR & DSI & DryFGD & HRI | 0 | 0 | 0 | 0 | 0 | 0 | 0
00 Ret.SCR & DSI & HRI | 0 | 0 | 0 | 0 | 0 | 0 | 0
00 Ret.SCR & DSI & WetFGD | 0 | 0 | 0 | 0 | 0 | 0 | 0
00 Ret.SCR & DSI & WetFGD & HRI | 0 | 0 | 0 | 0 | 0 | 0 | 0
00 Ret.SCR & HRI | 0 | 0 | 0 | 0 | 0 | 0 | 0
00 Ret.SCR & WetFGD | 0 | 0 | 0 | 0 | 0 | 0 | 0
00 Ret.SCR & WetFGD & ACI | 0 | 0 | 0 | 0 | 0 | 0 | 0
00 Ret.SCR & WetFGD & CCS | 0 | 0 | 0 | 0 | 0 | 0 | 0
00 Ret.SCR & WetFGD & HRI | 0 | 0 | 0 | 0 | 0 | 0 | 0
00 Ret.SNCR | 0 | 0 | 0 | 0 | 0 | 0 | 0
00 Ret.SNCR & DryFGD | 0 | 0 | 0 | 0 | 0 | 0 | 0
00 Ret.SNCR & DryFGD & ACI | 0 | 0 | 0 | 0 | 0 | 0 | 0
00 Ret.SNCR & DryFGD & ACI & HRI | 0 | 0 | 0 | 0 | 0 | 0 | 0
00 Ret.SNCR & DryFGD & CCS | 0 | 0 | 0 | 0 | 0 | 0 | 0
00 Ret.SNCR & DryFGD & HRI | 0 | 0 | 0 | 0 | 0 | 0 | 0
00 Ret.SNCR & DSI | 0 | 0 | 0 | 0 | 0 | 0 | 0
00 Ret.SNCR & DSI & HRI | 0 | 0 | 0 | 0 | 0 | 0 | 0
00 Ret.SNCR & HRI | 0 | 0 | 0 | 0 | 0 | 0 | 0
00 Ret.SNCR & WetFGD | 0 | 0 | 0 | 0 | 0 | 0 | 0
00 Ret.SNCR & WetFGD & ACI | 0 | 0 | 0 | 0 | 0 | 0 | 0
00 Ret.SNCR & WetFGD & ACI & HRI | 0 | 0 | 0 | 0 | 0 | 0 | 0
00 Ret.SNCR & WetFGD & CCS | 0 | 0 | 0 | 0 | 0 | 0 | 0
00 Ret.SNCR & WetFGD & HRI | 0 | 0 | 0 | 0 | 0 | 0 | 0
00 Ret.WetFGD | 0 | 0 | 0 | 0 | 0 | 0 | 0
00 Ret.WetFGD & CCS | 0 | 0 | 0 | 0 | 0 | 0 | 0
00 Ret.WetFGD & HRI | 0 | 0 | 0 | 0 | 0 | 0 | 0
00 Ret.FB & HRI | 0 | 0 | 0 | 0 | 0 | 0 | 0
00 Ret.FB DryFGD | 0 | 0 | 0 | 0 | 0 | 0 | 0
00 Ret.FB DryFGD & HRI | 0 | 0 | 0 | 0 | 0 | 0 | 0
00 Ret.FB DryFGD & SNCR | 0 | 0 | 0 | 0 | 0 | 0 | 0
00 Ret.FB-Exist ACI & DryFGD & HRI | 0 | 0 | 0 | 0 | 0 | 0 | 0
00 Ret.FB-Exist ACI_DSI & DryFGD & SNCR | 0 | 0 | 0 | 0 | 0 | 0 | 0
00 Ret.FB-Exist ACI_DSI & SNCR | 439.78 | 0 | 0 | 0 | 0 | 0 | 0
00 Ret.FB-ExistACI & HRI | 0 | 0 | 0 | 0 | 0 | 0 | 0
00 Ret.FB-ExistACI_DSI & DryFGD | 0 | 0 | 0 | 0 | 0 | 0 | 0
00 Ret.FB-ExistACI_DSI & DryFGD & HRI | 0 | 0 | 0 | 0 | 0 | 0 | 0
00 Ret.FB-ExistACI_DSI & DryFGD & SNCR | 0 | 0 | 0 | 0 | 0 | 0 | 0
00 Ret.FB-ExistACI_DSI & DryFGD & SNCR & HRI | 0 | 0 | 0 | 0 | 0 | 0 | 0
00 Ret.FB-ExistACI_DSI & HRI | 0 | 0 | 0 | 0 | 0 | 0 | 0
00 Ret.FB-ExistACI_DSI & SNCR & HRI | 0 | 0 | 0 | 0 | 0 | 0 | 0
00 Ret.FB-ExistDryFGD & HRI | 0 | 0 | 0 | 0 | 0 | 0 | 0
00 Ret.FB-ExistDryFGD_ACI & HRI | 0 | 0 | 0 | 0 | 0 | 0 | 0
00 Ret.FB-ExistDryFGD_ACI & HRI & CCS | 0 | 0 | 0 | 0 | 0 | 0 | 0
00 Ret.FB-ExistDryFGD_ACI & SNCR | 135.932 | 0 | 0 | 0 | 0 | 0 | 0
00 Ret.FB-ExistDryFGD_ACI & SNCR & HRI | 0 | 0 | 0 | 0 | 0 | 0 | 0
00 Ret.FB-ExistDryFGD_DSI & HRI | 0 | 0 | 0 | 0 | 0 | 0 | 0
00 Ret.FB-ExistDryFGD_DSI & SNCR | 0 | 0 | 0 | 0 | 0 | 0 | 0
00 Ret.FB-ExistDryFGD_DSI & SNCR & HRI | 0 | 0 | 0 | 0 | 0 | 0 | 0
00 Ret.FB-ExistDryFGD_SNCR & HRI | 0 | 0 | 0 | 0 | 0 | 0 | 0
00 Ret.FB-ExistDryFGD_SNCR_ACI & HRI | 0 | 0 | 0 | 0 | 0 | 0 | 0
00 Ret.FB-ExistDryFGD_SNCR_ACI & HRI & CCS | 0 | 0 | 0 | 0 | 0 | 0 | 0
00 Ret.FB-ExistDryFGD_SNCR_ACI_DSI & HRI | 0 | 0 | 0 | 0 | 0 | 0 | 0
00 Ret.FB-ExistDryFGD_SNCR_ACI_DSI & HRI & CCS | 0 | 0 | 0 | 0 | 0 | 0 | 0
00 Ret.FB-ExistWetFGD_SNCR_ACI & HRI | 0 | 0 | 0 | 0 | 0 | 0 | 0
00 Ret.FB-ExistWetFGD_SNCR_ACI & HRI & CCS | 0 | 0 | 0 | 0 | 0 | 0 | 0
00 Ret.FB-ExistDryFGD_SNCR_DSI & HRI | 0 | 0 | 0 | 0 | 0 | 0 | 0
00 Ret.FB-ExistDSI & DryFGD | 0 | 0 | 0 | 0 | 0 | 0 | 0
00 Ret.FB-ExistDSI & DryFGD & HRI | 0 | 0 | 0 | 0 | 0 | 0 | 0
00 Ret.FB-ExistDSI & DryFGD & SNCR | 0 | 0 | 0 | 0 | 0 | 0 | 0
00 Ret.FB-ExistDSI & DryFGD & SNCR & HRI | 0 | 0 | 0 | 0 | 0 | 0 | 0
00 Ret.FB-ExistDSI & HRI | 0 | 0 | 0 | 0 | 0 | 0 | 0
00 Ret.FB-ExistDSI & SNCR | 97.0035 | 0 | 0 | 0 | 0 | 0 | 0
00 Ret.FB-ExistDSI & SNCR & HRI | 0 | 0 | 0 | 0 | 0 | 0 | 0
00 Ret.FB-ExistSNCR & DryFGD | 0 | 0 | 0 | 0 | 0 | 0 | 0
00 Ret.FB-ExistSNCR & DryFGD & HRI | 0 | 0 | 0 | 0 | 0 | 0 | 0
00 Ret.FB-ExistSNCR & HRI | 0 | 0 | 0 | 0 | 0 | 0 | 0
00 Ret.FB-ExistSNCR_ACI & HRI | 0 | 0 | 0 | 0 | 0 | 0 | 0
00 Ret.FB-ExistSNCR_ACI_DSI & DryFGD | 0 | 0 | 0 | 0 | 0 | 0 | 0
00 Ret.FB-ExistSNCR_ACI_DSI & DryFGD & HRI | 0 | 0 | 0 | 0 | 0 | 0 | 0
00 Ret.FB-ExistSNCR_ACI_DSI & HRI | 0 | 0 | 0 | 0 | 0 | 0 | 0
00 Ret.FB-ExistSNCR_DryFGD & HRI | 0 | 0 | 0 | 0 | 0 | 0 | 0
00 Ret.FB-ExistSNCR_DryFGD_ACI & HRI | 0 | 0 | 0 | 0 | 0 | 0 | 0
00 Ret.FB-ExistSNCR_DryFGD_ACI & HRI & CCS | 0 | 0 | 0 | 0 | 0 | 0 | 0
00 Ret.FB-ExistSNCR_DSI & DryFGD | 0 | 0 | 0 | 0 | 0 | 0 | 0
00 Ret.FB-ExistSNCR_DSI & DryFGD & HRI | 0 | 0 | 0 | 0 | 0 | 0 | 0
00 Ret.FB-ExistSNCR_DSI & HRI | 0 | 0 | 0 | 0 | 0 | 0 | 0
00 Ret.FB-ExistSNCR_WetFGD & HRI | 0 | 0 | 0 | 0 | 0 | 0 | 0
00 Ret.FB-ExistSNCR_WetFGD & HRI & CCS | 0 | 0 | 0 | 0 | 0 | 0 | 0
00 Ret.FB-ExistWetFGD_DSI & HRI | 0 | 0 | 0 | 0 | 0 | 0 | 0
00 Ret.FB-ExistWetFGD_DSI & SNCR | 0 | 0 | 0 | 0 | 0 | 0 | 0
00 Ret.FB-ExistWetFGD_DSI & SNCR & HRI | 0 | 0 | 0 | 0 | 0 | 0 | 0
00 Ret.FB-SNCR | 0 | 0 | 0 | 0 | 0 | 0 | 0
00 Ret.Oil/Gas Steam SCR | 0 | 0 | 0 | 0 | 0 | 0 | 0
00 Ret.ExistACI & NGC | 0 | 0 | 0 | 0 | 0 | 0 | 0
00 Ret.ExistACI_DSI & NGC | 0 | 0 | 0 | 0 | 0 | 0 | 0
00 Ret.ExistDryFGD & NGC | 0 | 0 | 0 | 0 | 0 | 0 | 0
00 Ret.ExistDryFGD_ACI & NGC | 0 | 0 | 0 | 0 | 0 | 0 | 0
00 Ret.ExistDryFGD_DSI & NGC | 0 | 0 | 0 | 0 | 0 | 0 | 0
00 Ret.ExistDryFGD_SNCR_ACI_DSI & NGC | 0 | 51.1963 | 0 | 0 | 0 | 0 | 0
00 Ret.ExistDSI & NGC | 0 | 452 | 0 | 0 | 0 | 0 | 0
00 Ret.ExistSCR_ACI & NGC | 0 | 562.5071 | 0 | 0 | 0 | 0 | 0
00 Ret.ExistSCR_ACI_DSI & NGC | 0 | 0 | 0 | 0 | 0 | 0 | 0
00 Ret.ExistSCR_DryFGD & NGC | 0 | 0 | 0 | 0 | 0 | 0 | 0
00 Ret.ExistSCR_DryFGD_ACI & NGC | 0 | 2044 | 0 | 0 | 0 | 0 | 0
00 Ret.ExistSCR_DryFGD_ACI_DSI & NGC | 0 | 0 | 0 | 0 | 0 | 0 | 0
00 Ret.ExistSCR_WetFGD & NGC | 0 | 772.413 | 0 | 0 | 0 | 0 | 0
00 Ret.ExistSCR_WetFGD_ACI & NGC | 0 | 0 | 0 | 0 | 0 | 0 | 0
00 Ret.ExistSCR_WetFGD_ACI_DSI & NGC | 0 | 0 | 0 | 0 | 0 | 0 | 0
00 Ret.ExistSCR_WetFGD_DSI & NGC | 0 | 0 | 0 | 0 | 0 | 0 | 0
00 Ret.ExistSNCR & NGC | 0 | 0 | 0 | 0 | 0 | 0 | 0
00 Ret.ExistSNCR_ACI & NGC | 0 | 0 | 0 | 0 | 0 | 0 | 0
00 Ret.ExistSNCR_ACI_DSI & NGC | 0 | 0 | 0 | 0 | 0 | 0 | 0
00 Ret.ExistSNCR_DryFGD & NGC | 0 | 1435.0533 | 0 | 0 | 0 | 0 | 0
00 Ret.ExistSNCR_DryFGD_ACI & NGC | 0 | 0 | 0 | 0 | 0 | 0 | 0
00 Ret.ExistSNCR_DSI & NGC | 0 | 630 | 0 | 0 | 0 | 0 | 0
00 Ret.ExistSNCR_WetFGD & NGC | 0 | 54 | 0 | 0 | 0 | 0 | 0
00 Ret.ExistSNCR_WetFGD_ACI & NGC | 0 | 0 | 0 | 0 | 0 | 0 | 0
00 Ret.ExistSNCR_WetFGD_ACI_DSI & NGC | 0 | 0 | 0 | 0 | 0 | 0 | 0
00 Ret.ExistWetFGD & NGC | 0 | 191.1508 | 0 | 0 | 0 | 0 | 0
00 Ret.ExistWetFGD_ACI & NGC | 0 | 0 | 0 | 0 | 0 | 0 | 0
00 Ret.ExistWetFGD_ACI_DSI & NGC | 0 | 0 | 0 | 0 | 0 | 0 | 0
00 Ret.ExistWetFGD_DSI & NGC | 0 | 0 | 0 | 0 | 0 | 0 | 0
00 Ret.FB-ExistDryFGD_DSI & NGC | 0 | 0 | 0 | 0 | 0 | 0 | 0
00 Ret.FB-ExistDryFGD_SNCR_DSI & NGC | 0 | 0 | 0 | 0 | 0 | 0 | 0
00 Ret.NGC | 0 | 0 | 0 | 0 | 0 | 0 | 0
00 Ret.ExistACI & DRET | 0 | 77 | 0 | 0 | 0 | 0 | 0
00 Ret.ExistACI_DSI & DRET | 191.0988 | 568.6517 | 0 | 0 | 0 | 0 | 0
00 Ret.ExistDryFGD & DRET | 0 | 60 | 0 | 0 | 0 | 0 | 0
00 Ret.ExistDryFGD_ACI & DRET | 0 | 2663.4462 | 0 | 0 | 0 | 0 | 0
00 Ret.ExistDryFGD_DSI & DRET | 0 | 268 | 0 | 0 | 0 | 0 | 0
00 Ret.ExistDryFGD_SNCR_ACI_DSI & DRET | 0 | 40.8037 | 0 | 0 | 0 | 0 | 0
00 Ret.ExistDSI & DRET | 103.948 | 168.948 | 0 | 0 | 0 | 0 | 0
00 Ret.ExistSCR_ACI & DRET | 0 | 1909.4929 | 0 | 0 | 0 | 0 | 0
00 Ret.ExistSCR_ACI_DSI & DRET | 0 | 390 | 0 | 0 | 0 | 0 | 0
00 Ret.ExistSCR_DryFGD & DRET | 0 | 0 | 0 | 0 | 0 | 0 | 0
00 Ret.ExistSCR_DryFGD_ACI & DRET | 0 | 3511.3995 | 0 | 0 | 0 | 0 | 0
00 Ret.ExistSCR_DryFGD_ACI_DSI & DRET | 0 | 240 | 0 | 0 | 0 | 0 | 0
00 Ret.ExistSCR_WetFGD & DRET | 0 | 25023.1182 | 0 | 0 | 0 | 0 | 0
00 Ret.ExistSCR_WetFGD_ACI & DRET | 0 | 7891.9348 | 0 | 0 | 0 | 0 | 0
00 Ret.ExistSCR_WetFGD_ACI_DSI & DRET | 0 | 4141.2509 | 0 | 0 | 0 | 0 | 0
00 Ret.ExistSCR_WetFGD_DSI & DRET | 0 | 0 | 0 | 0 | 0 | 0 | 0
00 Ret.ExistSNCR & DRET | 0 | 53 | 0 | 0 | 0 | 0 | 0
00 Ret.ExistSNCR_ACI & DRET | 0 | 0 | 0 | 0 | 0 | 0 | 0
00 Ret.ExistSNCR_ACI_DSI & DRET | 0 | 305 | 0 | 0 | 0 | 0 | 0
00 Ret.ExistSNCR_DryFGD & DRET | 0 | 238.9467 | 0 | 0 | 0 | 0 | 0
00 Ret.ExistSNCR_DryFGD_ACI & DRET | 0 | 1770 | 0 | 0 | 0 | 0 | 0
00 Ret.ExistSNCR_DSI & DRET | 0 | 364 | 0 | 0 | 0 | 0 | 0
00 Ret.ExistSNCR_WetFGD & DRET | 0 | 0 | 0 | 0 | 0 | 0 | 0
00 Ret.ExistSNCR_WetFGD_ACI & DRET | 0 | 2917.1683 | 0 | 0 | 0 | 0 | 0
00 Ret.ExistSNCR_WetFGD_ACI_DSI & DRET | 0 | 0 | 0 | 0 | 0 | 0 | 0
00 Ret.ExistWetFGD & DRET | 0 | 0 | 0 | 0 | 0 | 0 | 0
00 Ret.ExistWetFGD_ACI & DRET | 0 | 2784 | 0 | 0 | 0 | 0 | 0
00 Ret.ExistWetFGD_ACI_DSI & DRET | 0 | 0 | 0 | 0 | 0 | 0 | 0
00 Ret.ExistWetFGD_DSI & DRET | 0 | 51 | 0 | 0 | 0 | 0 | 0
00 Ret.FB-ExistDryFGD_DSI & DRET | 0 | 43 | 0 | 0 | 0 | 0 | 0
00 Ret.FB-ExistDryFGD_SNCR_DSI & DRET | 0 | 86 | 0 | 0 | 0 | 0 | 0
00 Ret.DRET | 0 | 220 | 0 | 0 | 0 | 0 | 0
00 CC Retirement | 1519.3 | 102 | 2367.0307 | 0 | 3570.2 | 8966.4 | 0
00 New CC Retirement | 0 | 0 | 0 | 0 | 0 | 0 | 0
00 CT Retirement | 175.9 | 1060.1 | 1273.9 | 660.2 | 11036.8249 | 5494.6953 | 0
00 New CT Retirement | 0 | 0 | 0 | 0 | 0 | 0 | 0
00 O/G Retirement | 8588.3184 | 3867.3126 | 2909.1044 | 68.4792 | 28 | 3345.1 | 0
00 Coal Retirement | 57450.2779 | 23625.9367 | 42488.6986 | 2833.417 | 9038.5691 | 1485.3244 | 268
00 Coal Delayed Retirement | 0 | 0 | 0 | 0 | 0 | 0 | 0
00 IGCC Retirement | 220 | 0 | 595 | 0 | 0 | 0 | 0
00 Nuke Retirement | 0 | 2701.8 | 7166.9 | 4673.1 | 14198.8 | 19457.5 | 16738.2
00 Biomass Retirement | 3030.1799 | 223.5201 | 0 | 0 | 0 | 0 | 0
00 Fossil_Other Retirement | 0 | 0 | 0 | 0 | 0 | 0 | 0
00 Fuel Cell Retirement | 0 | 0 | 0 | 0 | 0 | 0 | 0
00 Geothermal Retirement | 0 | 0 | 0 | 0 | 0 | 0 | 0
00 Hydro Retirement | 0 | 0 | 0 | 0 | 0 | 0 | 0
00 Landfill Gas Retirement | 119.6 | 6.4 | 0 | 0 | 0 | 0 | 0
00 Non Fossil_Other Retirement | 0 | 0 | 0 | 0 | 0 | 0 | 0
00 Exist Dummy | 0 | 0 | 0 | 0 | 0 | 0 | 0
Total | 344258.6375 | 229298.7586 | 401234.3458 | 269039.6347 | 358579.9592 | 374287.0043 | 241543.3431
12. Generation by Capacity Reporting Type [GWh]
00 New Combined Cycle | 275535.6481 | 278193.0123 | 168257.3606 | 160708.3961 | 149965.5185 | 142261.7307 | 157194.1734
00 New Combined Cycle with Hydrogen Retrofit | 0 | 1776.0916 | 46313.5793 | 46037.9769 | 39288.0639 | 36534.0044 | 41454.7558
00 New Combined Cycle with CCS Retrofit | 0 | 0 | 0 | 0 | 0 | 0 | 0
00 New Combined Cycle with CCS | 0 | 0 | 0 | 0 | 0 | 0 | 0
00 New Combustion Turbine | 10415.2581 | 18265.2601 | 24228.9342 | 21769.6453 | 36539.0611 | 51061.9001 | 72100.8887
00 New Combustion Turbine with Hydrogen Retrofit | 0 | 0 | 23882.1578 | 28799.9173 | 164.6847 | 364.7123 | 1076.488
00 New Hydro | 0 | 8345.5006 | 31771.5954 | 44512.2374 | 44512.2374 | 44479.2644 | 45702.4413
00 New Nuclear | 0 | 0 | 0 | 0 | 0 | 0 | 0
00 New Small Modular Reactor | 0 | 0 | 0 | 0 | 0 | 0 | 0
00 New Biomass | 144.7437 | 0 | 0 | 0 | 0 | 0 | 0
00 New Geothermal | 2968.5625 | 2968.5625 | 2968.5625 | 2968.5625 | 2968.5625 | 2968.5625 | 2968.5625
00 New Landfill Gas | 9966.5372 | 9567.9035 | 9434.4527 | 9104.8629 | 7991.089 | 7176.074 | 7391.1421
00 New Battery Storage | 64806.6449 | 97315.9417 | 148438.1476 | 194454.8273 | 227640.9729 | 284805.1145 | 319392.1212
00 New Offshore Wind | 40040.2166 | 51206.9643 | 140441.7036 | 159770.9567 | 253586.1715 | 272098.3779 | 274774.0565
00 New Onshore Wind | 253653.9822 | 457834.6079 | 1027027.4646 | 1403221.7188 | 1859902.1926 | 2215166.2494 | 2465797.7341
00 New Solar PV | 201793.2975 | 300112.4549 | 552919.2251 | 789144.9501 | 973059.1236 | 1230736.4781 | 1388611.444
00 New Solar Thermal | 0 | 0 | 0 | 0 | 0 | 0 | 0
00 New Fuel Cell | 685.7793 | 709.9492 | 531.2717 | 421.8305 | 182.9684 | 186.3449 | 204.834
00 New Ultrasupercritical Coal without CCS | 0 | 0 | 0 | 0 | 0 | 0 | 0
00 New Ultrasupercritical Coal with 30% CCS | 0 | 0 | 0 | 0 | 0 | 0 | 0
00 New Ultrasupercritical Coal with 90% CCS | 0 | 0 | 0 | 0 | 0 | 0 | 0
00 Exist & New Distributed Solar PV | 92484.1549 | 102886.2004 | 131215.6568 | 163097.3559 | 197442.9844 | 234882.8182 | 282509.491
00 Exist Combined Cycle | 1464699.7761 | 1493727.7845 | 1070540.0937 | 845227.1154 | 694667.7417 | 606463.6636 | 635495.7956
00 Exist Combustion Turbine | 30610.1672 | 45774.198 | 24551.5886 | 14963.3764 | 10458.8429 | 9169.4572 | 8528.3399
00 Exist Coal Steam_Uncontrolled | 3076.6091 | 640.4261 | 107.4669 | 107.4597 | 56.4261 | 6.6576 | 6.6576
00 Exist Coal Steam_ACI | 11642.1504 | 21.4813 | 14.6215 | 21.4813 | 16.7653 | 7.8768 | 9.3179
00 Exist Coal Steam_ACI_DSI | 4648.8269 | 21.4813 | 0 | 0 | 0 | 0 | 0
00 Exist Coal Steam_DryFGD | 0 | 0 | 0 | 0 | 0 | 0 | 0
00 Exist Coal Steam_DryFGD_ACI | 18935.9714 | 14.7115 | 9.9294 | 14.7115 | 12.9358 | 3.5278 | 12.1857
00 Exist Coal Steam_DryFGD_DSI | 0 | 0 | 0 | 0 | 0 | 0 | 0
00 Exist Coal Steam_DryFGD_SCR | 0 | 0 | 0 | 0 | 0 | 0 | 0
00 Exist Coal Steam_DryFGD_SCR_ACI | 36783.4832 | 3.2009 | 9.2039 | 0 | 0 | 0 | 0
00 Exist Coal Steam_DryFGD_SCR_DSI | 1642.3774 | 0 | 0 | 0 | 0 | 0 | 0
00 Exist Coal Steam_DryFGD_SCR_ACI_DSI | 5811.4797 | 0 | 0 | 0 | 0 | 0 | 0
00 Exist Coal Steam_DryFGD_SNCR_ACI | 8867.4673 | 0 | 0 | 0 | 0 | 0 | 0
00 Exist Coal Steam_DryFGD_SNCR_ACI_DSI | 0 | 0 | 0 | 0 | 0 | 0 | 0
00 Exist Coal Steam_DSI | 14.892 | 0 | 0 | 0 | 0 | 0 | 0
00 Exist Coal Steam_SCR_ACI | 22662.7532 | 0 | 0 | 0 | 0 | 0 | 0
00 Exist Coal Steam_SCR_ACI_DSI | 1846.2078 | 0 | 0 | 0 | 0 | 0 | 0
00 Exist Coal Steam_SNCR | 111.8077 | 111.8077 | 60.1062 | 49.657 | 33.3168 | 0 | 0
00 Exist Coal Steam_SCR | 0 | 0 | 0 | 0 | 0 | 0 | 0
00 Exist Coal Steam_SNCR_ACI | 0 | 0 | 0 | 0 | 0 | 0 | 0
00 Exist Coal Steam_SNCR_ACI_DSI | 0 | 0 | 0 | 0 | 0 | 0 | 0
00 Exist Coal Steam_WetFGD | 1296.7864 | 0 | 0 | 0 | 0 | 0 | 0
00 Exist Coal Steam_WetFGD_ACI | 20139.9253 | 0 | 0 | 0 | 0 | 0 | 0
00 Exist Coal Steam_WetFGD_ACI_DSI | 0 | 0 | 0 | 0 | 0 | 0 | 0
00 Exist Coal Steam_WetFGD_DSI | 0 | 0 | 0 | 0 | 0 | 0 | 0
00 Exist Coal Steam_WetFGD_SCR | 161570.0863 | 0 | 0 | 0 | 0 | 0 | 0
00 Exist Coal Steam_WetFGD_SCR_DSI | 4509.2404 | 0 | 0 | 0 | 0 | 0 | 0
00 Exist Coal Steam_WetFGD_SCR_ACI | 90075.5213 | 0 | 0 | 0 | 0 | 0 | 0
00 Exist Coal Steam_WetFGD_SCR_ACI_DSI | 35433.4572 | 0 | 0 | 0 | 0 | 0 | 0
00 Exist Coal Steam_WetFGD_SNCR | 400.7395 | 0 | 0 | 0 | 0 | 0 | 0
00 Exist Coal Steam_WetFGD_SNCR_ACI | 11220.8117 | 0 | 0 | 0 | 0 | 0 | 0
00 Exist Coal Steam_WetFGD_SNCR_ACI_DSI | 0 | 0 | 0 | 0 | 0 | 0 | 0
00 Exist FBC_ACI_DSI | 67.0278 | 0 | 0 | 0 | 0 | 0 | 0
00 Exist FBC_DryFGD_ACI | 0 | 0 | 0 | 0 | 0 | 0 | 0
00 Exist FBC_DryFGD_DSI | 84.3536 | 0 | 0 | 0 | 0 | 0 | 0
00 Exist FBC_DryFGD_SNCR | 1654.457 | 0 | 0 | 0 | 0 | 0 | 0
00 Exist FBC_DryFGD_SNCR_ACI | 3219.5258 | 0 | 0 | 0 | 0 | 0 | 0
00 Exist FBC_DryFGD_SNCR_ACI_DSI | 669.3972 | 0 | 0 | 0 | 0 | 0 | 0
00 Exist FBC_DryFGD_SNCR_DSI | 151.6945 | 0 | 0 | 0 | 0 | 0 | 0
00 Exist FBC_DSI | 761.4848 | 0 | 0 | 0 | 0 | 0 | 0
00 Exist FBC_SCR | 18.6972 | 0 | 0 | 0 | 0 | 0 | 0
00 Exist FBC_SNCR | 0 | 0 | 0 | 0 | 0 | 0 | 0
00 Exist FBC_SNCR_ACI | 18.6972 | 15.2643 | 0 | 0 | 0 | 0 | 0
00 Exist FBC_SNCR_ACI_DSI | 519.632 | 0 | 0 | 0 | 0 | 0 | 0
00 Exist FBC_SNCR_DSI | 4051.2147 | 0 | 0 | 0 | 0 | 0 | 0
00 Exist FBC_Uncontrolled | 0 | 0 | 0 | 0 | 0 | 0 | 0
00 Exist FBC_WetFGD_DSI | 211.902 | 0 | 0 | 0 | 0 | 0 | 0
00 Exist IGCC | 3727.0949 | 4165.0832 | 0 | 0 | 0 | 0 | 0
00 Exist Fossil_Other | 3892.453 | 3569.1775 | 3493.2309 | 3481.8305 | 3516.4327 | 3484.6453 | 3484.6063
00 Exist Fuel Cell | 0 | 21.1433 | 0.9097 | 1.5931 | 0 | 0 | 0
00 Exist Hydro | 275333.4173 | 275333.4173 | 275333.4173 | 275114.4094 | 273062.4404 | 271435.643 | 271014.1679
00 Exist Non Fossil_Other | 22503.3548 | 22139.6234 | 22067.9146 | 21082.9344 | 20463.5231 | 19485.0391 | 19414.0984
00 Exist Nuclear | 765259.9079 | 733729.5935 | 660433.9721 | 616316.4342 | 494946.0653 | 339429.6884 | 213515.6975
00 Exist Oil/Gas Steam | 23850.6862 | 29246.4508 | 14837.4362 | 2222.864 | 1654.6742 | 3055.6442 | 2310.7252
00 Exist Oil/Gas Steam_SCR | 3279.673 | 2436.5298 | 522.8827 | 22.7302 | 22.4438 | 22.4438 | 22.4438
00 Exist Oil/Gas Steam_SNCR | 1163.9694 | 4021.8913 | 758.8428 | 159.9437 | 161.0954 | 162.8989 | 160.7547
00 Exist Biomass | 1560.2289 | 103.8019 | 4.408 | 4.4471 | 0 | 0 | 0.0083
00 Exist Landfill Gas | 9982.4414 | 9141.0182 | 7849.7518 | 7582.1221 | 7300.8246 | 6670.4382 | 6669.9138
00 Exist Geothermal | 16633.7592 | 16633.7592 | 16633.7592 | 16633.7592 | 16633.7592 | 16633.7592 | 16633.7592
00 Exist Pump Storage | 19005.5844 | 19222.6686 | 20838.6376 | 26371.4653 | 26544.6399 | 30948.2784 | 32820.1599
00 Exist Energy Storage | 500.1503 | 470.9404 | 449.0508 | 491.1893 | 537.1661 | 703.3275 | 773.2951
00 Exist Solar PV | 85773.683 | 85773.683 | 85768.6221 | 85768.6221 | 85768.6221 | 85768.6221 | 85768.6221
00 Exist Solar Thermal | 2732.8535 | 2732.8535 | 2732.8535 | 2732.8535 | 2732.8535 | 2732.8535 | 2732.8535
00 Exist Offshore Wind | 110.8785 | 110.8785 | 110.8785 | 110.8785 | 110.8785 | 110.8785 | 110.8785
00 Exist Onshore Wind | 340858.9766 | 340858.9766 | 340858.9766 | 340858.9766 | 340858.9766 | 340858.9766 | 340858.9766
00 International Imports | 2931.096 | 2931.096 | 2931.096 | 2651.652 | 2651.652 | 2651.652 | 2651.652
00 Ret.ACI | 0 | 0 | 0 | 0 | 0 | 0 | 0
00 Ret.ACI & DryFGD | 0 | 0 | 0 | 0 | 0 | 0 | 0
00 Ret.ACI & DryFGD & HRI | 0 | 0 | 0 | 0 | 0 | 0 | 0
00 Ret.ACI & DSI | 0 | 0 | 0 | 0 | 0 | 0 | 0
00 Ret.ACI & DSI & DryFGD | 0 | 0 | 0 | 0 | 0 | 0 | 0
00 Ret.ACI & DSI & DryFGD & HRI | 0 | 0 | 0 | 0 | 0 | 0 | 0
00 Ret.ACI & DSI & HRI | 0 | 0 | 0 | 0 | 0 | 0 | 0
00 Ret.ACI & DSI & WetFGD & HRI | 0 | 0 | 0 | 0 | 0 | 0 | 0
00 Ret.ACI & HRI | 0 | 0 | 0 | 0 | 0 | 0 | 0
00 Ret.ACI & SCR | 0 | 0 | 0 | 0 | 0 | 0 | 0
00 Ret.ACI & SCR & DryFGD & HRI | 0 | 0 | 0 | 0 | 0 | 0 | 0
00 Ret.ACI & SCR & DSI | 0 | 0 | 0 | 0 | 0 | 0 | 0
00 Ret.ACI & SCR & DSI & DryFGD | 0 | 0 | 0 | 0 | 0 | 0 | 0
00 Ret.ACI & SCR & DSI & DryFGD & HRI | 0 | 0 | 0 | 0 | 0 | 0 | 0
00 Ret.ACI & SCR & DSI & HRI | 0 | 0 | 0 | 0 | 0 | 0 | 0
00 Ret.ACI & SCR & DSI & WetFGD | 0 | 0 | 0 | 0 | 0 | 0 | 0
00 Ret.ACI & SCR & DSI & WetFGD & HRI | 0 | 0 | 0 | 0 | 0 | 0 | 0
00 Ret.ACI & SCR & HRI | 0 | 0 | 0 | 0 | 0 | 0 | 0
00 Ret.ACI & SCR & WetFGD & HRI | 0 | 0 | 0 | 0 | 0 | 0 | 0
00 Ret.ACI & SNCR | 0 | 0 | 0 | 0 | 0 | 0 | 0
00 Ret.ACI & SNCR & DSI | 0 | 0 | 0 | 0 | 0 | 0 | 0
00 Ret.ACI & SNCR & DSI & DryFGD | 0 | 0 | 0 | 0 | 0 | 0 | 0
00 Ret.ACI & SNCR & DSI & DryFGD & HRI | 0 | 0 | 0 | 0 | 0 | 0 | 0
00 Ret.ACI & SNCR & DSI & HRI | 0 | 0 | 0 | 0 | 0 | 0 | 0
00 Ret.ACI & SNCR & DSI & WetFGD | 0 | 0 | 0 | 0 | 0 | 0 | 0
00 Ret.ACI & SNCR & DSI & WetFGD & HRI | 0 | 0 | 0 | 0 | 0 | 0 | 0
00 Ret.ACI & SNCR & HRI | 0 | 0 | 0 | 0 | 0 | 0 | 0
00 Ret.ACI & WetFGD | 0 | 0 | 0 | 0 | 0 | 0 | 0
00 Ret.ACI & WetFGD & DSI | 0 | 0 | 0 | 0 | 0 | 0 | 0
00 Ret.ACI & WetFGD & HRI | 0 | 0 | 0 | 0 | 0 | 0 | 0
00 Ret.C2G | 1218.0923 | 5156.9853 | 395.3184 | 226.7399 | 214.0269 | 316.947 | 316.947
00 Ret.C2G & SCR | 168.1151 | 0 | 0 | 0 | 0 | 0 | 0
00 Ret.CCG | 0 | 30632.2717 | 59301.2345 | 54138.3498 | 41565.8711 | 33385.5262 | 30559.7468
00 Ret.DryFGD | 0 | 0 | 0 | 0 | 0 | 0 | 0
00 Ret.DryFGD & CCS | 0 | 0 | 0 | 0 | 0 | 0 | 0
00 Ret.DryFGD & HRI | 0 | 0 | 0 | 0 | 0 | 0 | 0
00 Ret.DSI | 0 | 0 | 0 | 0 | 0 | 0 | 0
00 Ret.DSI & DryFGD | 0 | 0 | 0 | 0 | 0 | 0 | 0
00 Ret.DSI & DryFGD & HRI | 0 | 0 | 0 | 0 | 0 | 0 | 0
00 Ret.DSI & HRI | 0 | 0 | 0 | 0 | 0 | 0 | 0
00 Ret.ExistACI & DryFGD | 0 | 0 | 0 | 0 | 0 | 0 | 0
00 Ret.ExistACI & DryFGD & CCS | 0 | 0 | 0 | 0 | 0 | 0 | 0
00 Ret.ExistACI & DryFGD & HRI | 0 | 0 | 0 | 0 | 0 | 0 | 0
00 Ret.ExistACI & DryFGD & HRI & CCS | 0 | 0 | 0 | 0 | 0 | 0 | 0
00 Ret.ExistACI & DSI | 0 | 0 | 0 | 0 | 0 | 0 | 0
00 Ret.ExistACI & DSI & DryFGD | 0 | 0 | 0 | 0 | 0 | 0 | 0
00 Ret.ExistACI & DSI & DryFGD & HRI | 0 | 0 | 0 | 0 | 0 | 0 | 0
00 Ret.ExistACI & DSI & HRI | 0 | 0 | 0 | 0 | 0 | 0 | 0
00 Ret.ExistACI & HRI | 0 | 0 | 0 | 0 | 0 | 0 | 0
00 Ret.ExistACI & HRI & WetFGD | 0 | 0 | 0 | 0 | 0 | 0 | 0
00 Ret.ExistACI & SCR | 0 | 0 | 0 | 0 | 0 | 0 | 0
00 Ret.ExistACI & SCR & DryFGD | 0 | 0 | 0 | 0 | 0 | 0 | 0
00 Ret.ExistACI & SCR & DryFGD & CCS | 0 | 0 | 0 | 0 | 0 | 0 | 0
00 Ret.ExistACI & SCR & DryFGD & HRI | 0 | 0 | 0 | 0 | 0 | 0 | 0
00 Ret.ExistACI & SCR & DryFGD & HRI & CCS | 0 | 0 | 0 | 0 | 0 | 0 | 0
00 Ret.ExistACI & SCR & DSI | 0 | 0 | 0 | 0 | 0 | 0 | 0
00 Ret.ExistACI & SCR & DSI & DryFGD | 0 | 0 | 0 | 0 | 0 | 0 | 0
00 Ret.ExistACI & SCR & DSI & DryFGD & HRI | 0 | 0 | 0 | 0 | 0 | 0 | 0
00 Ret.ExistACI & SCR & DSI & HRI | 0 | 0 | 0 | 0 | 0 | 0 | 0
00 Ret.ExistACI & SCR & HRI | 0 | 0 | 0 | 0 | 0 | 0 | 0
00 Ret.ExistACI & SCR & WetFGD | 0 | 0 | 0 | 0 | 0 | 0 | 0
00 Ret.ExistACI & SCR & WetFGD & CCS | 0 | 0 | 0 | 0 | 0 | 0 | 0
00 Ret.ExistACI & SCR & WetFGD & HRI | 0 | 0 | 0 | 0 | 0 | 0 | 0
00 Ret.ExistACI & SCR & WetFGD & HRI & CCS | 0 | 0 | 0 | 0 | 0 | 0 | 0
00 Ret.ExistACI & SNCR | 0 | 0 | 0 | 0 | 0 | 0 | 0
00 Ret.ExistACI & SNCR & DryFGD | 0 | 0 | 0 | 0 | 0 | 0 | 0
00 Ret.ExistACI & SNCR & DryFGD & CCS | 0 | 0 | 0 | 0 | 0 | 0 | 0
00 Ret.ExistACI & SNCR & DryFGD & HRI | 0 | 0 | 0 | 0 | 0 | 0 | 0
00 Ret.ExistACI & SNCR & DryFGD & HRI & CCS | 0 | 0 | 0 | 0 | 0 | 0 | 0
00 Ret.ExistACI & SNCR & DSI | 0 | 0 | 0 | 0 | 0 | 0 | 0
00 Ret.ExistACI & SNCR & DSI & HRI | 0 | 0 | 0 | 0 | 0 | 0 | 0
00 Ret.ExistACI & SNCR & HRI | 0 | 0 | 0 | 0 | 0 | 0 | 0
00 Ret.ExistACI & SNCR & WetFGD | 0 | 0 | 0 | 0 | 0 | 0 | 0
00 Ret.ExistACI & SNCR & WetFGD & CCS | 0 | 0 | 0 | 0 | 0 | 0 | 0
00 Ret.ExistACI & SNCR & WetFGD & HRI | 0 | 0 | 0 | 0 | 0 | 0 | 0
00 Ret.ExistACI & SNCR & WetFGD & HRI & CCS | 0 | 0 | 0 | 0 | 0 | 0 | 0
00 Ret.ExistACI & WetFGD | 0 | 0 | 0 | 0 | 0 | 0 | 0
00 Ret.ExistACI & WetFGD & CCS | 0 | 0 | 0 | 0 | 0 | 0 | 0
00 Ret.ExistACI & WetFGD & HRI & CCS | 0 | 0 | 0 | 0 | 0 | 0 | 0
00 Ret.ExistACI_DSI & DryFGD | 0 | 0 | 0 | 0 | 0 | 0 | 0
00 Ret.ExistACI_DSI & DryFGD & CCS | 0 | 0 | 0 | 0 | 0 | 0 | 0
00 Ret.ExistACI_DSI & DryFGD & HRI | 0 | 0 | 0 | 0 | 0 | 0 | 0
00 Ret.ExistACI_DSI & DryFGD & HRI & CCS | 0 | 0 | 0 | 0 | 0 | 0 | 0
00 Ret.ExistACI_DSI & HRI | 0 | 0 | 0 | 0 | 0 | 0 | 0
00 Ret.ExistACI_DSI & SCR | 0 | 0 | 0 | 0 | 0 | 0 | 0
00 Ret.ExistACI_DSI & SCR & DryFGD | 0 | 0 | 0 | 0 | 0 | 0 | 0
00 Ret.ExistACI_DSI & SCR & DryFGD & CCS | 0 | 0 | 0 | 0 | 0 | 0 | 0
00 Ret.ExistACI_DSI & SCR & DryFGD & HRI | 0 | 0 | 0 | 0 | 0 | 0 | 0
00 Ret.ExistACI_DSI & SCR & DryFGD & HRI & CCS | 0 | 0 | 0 | 0 | 0 | 0 | 0
00 Ret.ExistACI_DSI & SCR & HRI | 0 | 0 | 0 | 0 | 0 | 0 | 0
00 Ret.ExistACI_DSI & SCR & WetFGD | 0 | 0 | 0 | 0 | 0 | 0 | 0
00 Ret.ExistACI_DSI & SCR & WetFGD & CCS | 0 | 0 | 0 | 0 | 0 | 0 | 0
00 Ret.ExistACI_DSI & SCR & WetFGD & HRI | 0 | 0 | 0 | 0 | 0 | 0 | 0
00 Ret.ExistACI_DSI & SCR & WetFGD & HRI & CCS | 0 | 0 | 0 | 0 | 0 | 0 | 0
00 Ret.ExistACI_DSI & SNCR | 0 | 0 | 0 | 0 | 0 | 0 | 0
00 Ret.ExistACI_DSI & SNCR & DryFGD | 0 | 0 | 0 | 0 | 0 | 0 | 0
00 Ret.ExistACI_DSI & SNCR & DryFGD & HRI & CCS | 0 | 0 | 0 | 0 | 0 | 0 | 0
00 Ret.ExistACI_DSI & SNCR & DryFGD & HRI | 0 | 0 | 0 | 0 | 0 | 0 | 0
00 Ret.ExistACI_DSI & SNCR & WetFGD & HRI & CCS | 0 | 0 | 0 | 0 | 0 | 0 | 0
00 Ret.ExistACI_DSI & SNCR & HRI | 0 | 0 | 0 | 0 | 0 | 0 | 0
00 Ret.ExistACI_DSI & SNCR & WetFGD | 0 | 0 | 0 | 0 | 0 | 0 | 0
00 Ret.ExistACI_DSI & SNCR & WetFGD & HRI | 0 | 0 | 0 | 0 | 0 | 0 | 0
00 Ret.ExistACI_DSI & WetFGD | 0 | 0 | 0 | 0 | 0 | 0 | 0
00 Ret.ExistACI_DSI & WetFGD & CCS | 0 | 0 | 0 | 0 | 0 | 0 | 0
00 Ret.ExistACI_DSI & WetFGD & HRI | 0 | 0 | 0 | 0 | 0 | 0 | 0
00 Ret.ExistACI_DSI & WetFGD & HRI & CCS | 0 | 0 | 0 | 0 | 0 | 0 | 0
00 Ret.ExistDryFGD & CCS | 0 | 0 | 0 | 0 | 0 | 0 | 0
00 Ret.ExistDryFGD & HRI | 0 | 0 | 0 | 0 | 0 | 0 | 0
00 Ret.ExistDryFGD & SCR | 0 | 0 | 0 | 0 | 0 | 0 | 0
00 Ret.ExistDryFGD & SCR & CCS | 0 | 0 | 0 | 0 | 0 | 0 | 0
00 Ret.ExistDryFGD & SCR & HRI | 0 | 0 | 0 | 0 | 0 | 0 | 0
00 Ret.ExistDryFGD & SNCR | 0 | 0 | 0 | 0 | 0 | 0 | 0
00 Ret.ExistDryFGD & SNCR & CCS | 0 | 0 | 0 | 0 | 0 | 0 | 0
00 Ret.ExistDryFGD & SNCR & HRI | 0 | 0 | 0 | 0 | 0 | 0 | 0
00 Ret.ExistDryFGD_ACI & CCS | 0 | 0 | 0 | 0 | 0 | 0 | 0
00 Ret.ExistDryFGD_ACI & HRI | 0 | 0 | 0 | 0 | 0 | 0 | 0
00 Ret.ExistDryFGD_ACI & HRI & CCS | 0 | 0 | 0 | 0 | 0 | 0 | 0
00 Ret.ExistDryFGD_ACI & SCR | 3928.3912 | 517.6239 | 0 | 0 | 0 | 0 | 0
00 Ret.ExistDryFGD_ACI & SCR & CCS | 0 | 4838.4429 | 5323.6078 | 5323.6078 | 485.1649 | 390.762 | 390.762
00 Ret.ExistDryFGD_ACI & SCR & HRI | 0 | 0 | 0 | 0 | 0 | 0 | 0
00 Ret.ExistDryFGD_ACI & SCR & HRI & CCS | 0 | 0 | 0 | 0 | 0 | 0 | 0
00 Ret.ExistDryFGD_ACI & SNCR | 0 | 0 | 0 | 0 | 0 | 0 | 0
00 Ret.ExistDryFGD_ACI & SNCR & CCS | 0 | 0 | 0 | 0 | 0 | 0 | 0
00 Ret.ExistDryFGD_ACI & SNCR & HRI | 0 | 0 | 0 | 0 | 0 | 0 | 0
00 Ret.ExistDryFGD_ACI & SNCR & HRI & CCS | 0 | 0 | 0 | 0 | 0 | 0 | 0
00 Ret.ExistDryFGD_ACI_DSI & SCR | 0 | 0 | 0 | 0 | 0 | 0 | 0
00 Ret.ExistDryFGD_ACI_DSI & SCR & CCS | 0 | 0 | 0 | 0 | 0 | 0 | 0
00 Ret.ExistDryFGD_ACI_DSI & SCR & HRI | 0 | 0 | 0 | 0 | 0 | 0 | 0
00 Ret.ExistDryFGD_ACI_DSI & SCR & HRI & CCS | 0 | 0 | 0 | 0 | 0 | 0 | 0
00 Ret.ExistDryFGD_DSI & CCS | 0 | 0 | 0 | 0 | 0 | 0 | 0
00 Ret.ExistDryFGD_DSI & HRI | 0 | 0 | 0 | 0 | 0 | 0 | 0
00 Ret.ExistDryFGD_SCR_DSI & CCS | 0 | 0 | 0 | 0 | 0 | 0 | 0
00 Ret.ExistDryFGD_SNCR & CCS | 0 | 0 | 0 | 0 | 0 | 0 | 0
00 Ret.ExistDryFGD_SNCR_ACI_DSI & CCS | 0 | 0 | 0 | 0 | 0 | 0 | 0
00 Ret.ExistDryFGD_SNCR_ACI_DSI & HRI | 0 | 0 | 0 | 0 | 0 | 0 | 0
00 Ret.ExistDryFGD_SNCR_ACI_DSI & HRI & CCS | 0 | 0 | 0 | 0 | 0 | 0 | 0
00 Ret.ExistDryFGD_SNCR_DSI & CCS | 0 | 0 | 0 | 0 | 0 | 0 | 0
00 Ret.ExistDSI & DryFGD | 0 | 0 | 0 | 0 | 0 | 0 | 0
00 Ret.ExistDSI & DryFGD & HRI | 0 | 0 | 0 | 0 | 0 | 0 | 0
00 Ret.ExistDSI & HRI | 0 | 0 | 0 | 0 | 0 | 0 | 0
00 Ret.ExistDSI & SCR | 0 | 0 | 0 | 0 | 0 | 0 | 0
00 Ret.ExistDSI & SCR & DryFGD | 0 | 0 | 0 | 0 | 0 | 0 | 0
00 Ret.ExistDSI & SCR & DryFGD & HRI | 0 | 0 | 0 | 0 | 0 | 0 | 0
00 Ret.ExistDSI & SCR & HRI | 0 | 0 | 0 | 0 | 0 | 0 | 0
00 Ret.ExistDSI & SCR & WetFGD | 0 | 0 | 0 | 0 | 0 | 0 | 0
00 Ret.ExistDSI & SCR & WetFGD & HRI | 0 | 0 | 0 | 0 | 0 | 0 | 0
00 Ret.ExistDSI & SNCR | 0 | 0 | 0 | 0 | 0 | 0 | 0
00 Ret.ExistSCR & ACI | 0 | 0 | 0 | 0 | 0 | 0 | 0
00 Ret.ExistDSI & SNCR & DryFGD | 0 | 0 | 0 | 0 | 0 | 0 | 0
00 Ret.ExistSCR & ACI & DSI | 0 | 0 | 0 | 0 | 0 | 0 | 0
00 Ret.ExistSCR & ACI & DSI & DryFGD | 0 | 0 | 0 | 0 | 0 | 0 | 0
00 Ret.ExistSCR & ACI & DSI & DryFGD & HRI | 0 | 0 | 0 | 0 | 0 | 0 | 0
00 Ret.ExistDSI & SNCR & DryFGD & HRI | 0 | 0 | 0 | 0 | 0 | 0 | 0
00 Ret.ExistDSI & SNCR & HRI | 0 | 0 | 0 | 0 | 0 | 0 | 0
00 Ret.ExistSCR & ACI & DSI & HRI | 0 | 0 | 0 | 0 | 0 | 0 | 0
00 Ret.ExistDSI & SNCR & WetFGD | 0 | 0 | 0 | 0 | 0 | 0 | 0
00 Ret.ExistSCR & ACI & DSI & WetFGD | 0 | 0 | 0 | 0 | 0 | 0 | 0
00 Ret.ExistSCR & ACI & DSI & WetFGD & HRI | 0 | 0 | 0 | 0 | 0 | 0 | 0
00 Ret.ExistSCR & ACI & HRI | 0 | 0 | 0 | 0 | 0 | 0 | 0
00 Ret.ExistDSI & SNCR & WetFGD & HRI | 0 | 0 | 0 | 0 | 0 | 0 | 0
00 Ret.ExistDSI & WetFGD | 0 | 0 | 0 | 0 | 0 | 0 | 0
00 Ret.ExistDSI & WetFGD & HRI | 0 | 0 | 0 | 0 | 0 | 0 | 0
00 Ret.ExistDSI_ACI & SNCR & DryFGD & CCS | 0 | 0 | 0 | 0 | 0 | 0 | 0
00 Ret.ExistDSI_ACI & SNCR & WetFGD & CCS | 0 | 0 | 0 | 0 | 0 | 0 | 0
00 Ret.ExistSCR_ACI & DryFGD | 0 | 0 | 0 | 0 | 0 | 0 | 0
00 Ret.ExistSCR & DSI | 0 | 0 | 0 | 0 | 0 | 0 | 0
00 Ret.ExistSCR_ACI & DryFGD & CCS | 0 | 0 | 0 | 0 | 0 | 0 | 0
00 Ret.ExistSCR_ACI & DryFGD & HRI | 0 | 0 | 0 | 0 | 0 | 0 | 0
00 Ret.ExistSCR & DSI & DryFGD | 0 | 0 | 0 | 0 | 0 | 0 | 0
00 Ret.ExistSCR_ACI & DryFGD & HRI & CCS | 0 | 0 | 0 | 0 | 0 | 0 | 0
00 Ret.ExistSCR & DSI & DryFGD & HRI | 0 | 0 | 0 | 0 | 0 | 0 | 0
00 Ret.ExistSCR & DSI & HRI | 0 | 0 | 0 | 0 | 0 | 0 | 0
00 Ret.ExistSCR_ACI & DSI & HRI | 0 | 0 | 0 | 0 | 0 | 0 | 0
00 Ret.ExistSCR_ACI & HRI | 0 | 0 | 0 | 0 | 0 | 0 | 0
00 Ret.ExistSCR_ACI & WetFGD | 0 | 0 | 0 | 0 | 0 | 0 | 0
00 Ret.ExistSCR & HRI | 0 | 0 | 0 | 0 | 0 | 0 | 0
00 Ret.ExistSCR_ACI & WetFGD & CCS | 0 | 0 | 0 | 0 | 0 | 0 | 0
00 Ret.ExistSCR_ACI & WetFGD & HRI | 0 | 0 | 0 | 0 | 0 | 0 | 0
00 Ret.ExistSCR_ACI & WetFGD & HRI & CCS | 0 | 0 | 0 | 0 | 0 | 0 | 0
00 Ret.ExistSCR_ACI_DSI & DryFGD | 0 | 0 | 0 | 0 | 0 | 0 | 0
00 Ret.ExistSCR_ACI_DSI & DryFGD & CCS | 0 | 0 | 0 | 0 | 0 | 0 | 0
00 Ret.ExistSCR_ACI_DSI & DryFGD & HRI | 0 | 0 | 0 | 0 | 0 | 0 | 0
00 Ret.ExistSCR_ACI_DSI & DryFGD & HRI & CCS | 0 | 0 | 0 | 0 | 0 | 0 | 0
00 Ret.ExistSCR_ACI_DSI & HRI | 0 | 0 | 0 | 0 | 0 | 0 | 0
00 Ret.ExistSCR_ACI_DSI & WetFGD | 0 | 0 | 0 | 0 | 0 | 0 | 0
00 Ret.ExistSCR_ACI_DSI & WetFGD & CCS | 0 | 0 | 0 | 0 | 0 | 0 | 0
00 Ret.ExistSCR_ACI_DSI & WetFGD & HRI | 0 | 0 | 0 | 0 | 0 | 0 | 0
00 Ret.ExistSCR_ACI_DSI & WetFGD & HRI & CCS | 0 | 0 | 0 | 0 | 0 | 0 | 0
00 Ret.ExistSCR_DryFGD & CCS | 0 | 0 | 0 | 0 | 0 | 0 | 0
00 Ret.ExistSCR_DryFGD & HRI | 0 | 0 | 0 | 0 | 0 | 0 | 0
00 Ret.ExistSCR_DryFGD_ACI & CCS | 0 | 7384.5029 | 7384.5029 | 7384.5029 | 1768.9954 | 1768.9954 | 1768.9954
00 Ret.ExistSCR_DryFGD_ACI & HRI | 0 | 0 | 0 | 0 | 0 | 0 | 0
00 Ret.ExistSCR_DryFGD_ACI & HRI & CCS | 0 | 0 | 0 | 0 | 0 | 0 | 0
00 Ret.ExistSCR_DryFGD_ACI_DSI & CCS | 0 | 0 | 0 | 0 | 0 | 0 | 0
00 Ret.ExistSCR_DryFGD_ACI_DSI & HRI | 0 | 0 | 0 | 0 | 0 | 0 | 0
00 Ret.ExistSCR_DryFGD_ACI_DSI & HRI & CCS | 0 | 0 | 0 | 0 | 0 | 0 | 0
00 Ret.ExistSCR_WetFGD & HRI | 0 | 0 | 0 | 0 | 0 | 0 | 0
00 Ret.ExistSCR_WetFGD & HRI & CCS | 0 | 0 | 0 | 0 | 0 | 0 | 0
00 Ret.ExistSCR_WetFGD_ACI & CCS | 0 | 26458.8338 | 26458.8338 | 21580.1896 | 0 | 0 | 0
00 Ret.ExistSCR_WetFGD_ACI & HRI | 0 | 0 | 0 | 0 | 0 | 0 | 0
00 Ret.ExistSCR_WetFGD_ACI & HRI & CCS | 0 | 0 | 0 | 0 | 0 | 0 | 0
00 Ret.ExistSCR_WetFGD_ACI_DSI & CCS | 0 | 11540.9402 | 11540.9402 | 11540.9402 | 0 | 0 | 0
00 Ret.ExistSCR_WetFGD_ACI_DSI & HRI | 0 | 0 | 0 | 0 | 0 | 0 | 0
00 Ret.ExistSCR_WetFGD_ACI_DSI & HRI & CCS | 0 | 0 | 0 | 0 | 0 | 0 | 0
00 Ret.ExistSCR_WetFGD_DSI & HRI | 0 | 0 | 0 | 0 | 0 | 0 | 0
00 Ret.ExistSCR_WetFGD_DSI & HRI & CCS | 0 | 0 | 0 | 0 | 0 | 0 | 0
00 Ret.ExistSNCR_ACI & DryFGD | 0 | 0 | 0 | 0 | 0 | 0 | 0
00 Ret.ExistSNCR_ACI & DryFGD & CCS | 0 | 0 | 0 | 0 | 0 | 0 | 0
00 Ret.ExistSNCR_ACI & DryFGD & HRI | 0 | 0 | 0 | 0 | 0 | 0 | 0
00 Ret.ExistSNCR_ACI & DryFGD & HRI & CCS | 0 | 0 | 0 | 0 | 0 | 0 | 0
00 Ret.ExistSNCR_ACI & DSI & HRI | 0 | 0 | 0 | 0 | 0 | 0 | 0
00 Ret.ExistSNCR_ACI & HRI | 0 | 0 | 0 | 0 | 0 | 0 | 0
00 Ret.ExistSNCR_ACI & WetFGD | 0 | 0 | 0 | 0 | 0 | 0 | 0
00 Ret.ExistSNCR_ACI & WetFGD & CCS | 0 | 0 | 0 | 0 | 0 | 0 | 0
00 Ret.ExistSNCR_ACI & WetFGD & HRI | 0 | 0 | 0 | 0 | 0 | 0 | 0
00 Ret.ExistSNCR_ACI & WetFGD & HRI & CCS | 0 | 0 | 0 | 0 | 0 | 0 | 0
00 Ret.ExistSNCR_ACI_DSI & DryFGD | 0 | 0 | 0 | 0 | 0 | 0 | 0
00 Ret.ExistSNCR_ACI_DSI & DryFGD & CCS | 0 | 0 | 0 | 0 | 0 | 0 | 0
00 Ret.ExistSNCR_ACI_DSI & DryFGD & HRI | 0 | 0 | 0 | 0 | 0 | 0 | 0
00 Ret.ExistSNCR_ACI_DSI & DryFGD & HRI & CCS | 0 | 0 | 0 | 0 | 0 | 0 | 0
00 Ret.ExistSNCR_ACI_DSI & HRI | 0 | 0 | 0 | 0 | 0 | 0 | 0
00 Ret.ExistSNCR_ACI_DSI & WetFGD | 0 | 0 | 0 | 0 | 0 | 0 | 0
00 Ret.ExistSNCR_ACI_DSI & WetFGD & CCS | 0 | 0 | 0 | 0 | 0 | 0 | 0
00 Ret.ExistSNCR_ACI_DSI & WetFGD & HRI | 0 | 0 | 0 | 0 | 0 | 0 | 0
00 Ret.ExistSNCR_ACI_DSI & WetFGD & HRI & CCS | 0 | 0 | 0 | 0 | 0 | 0 | 0
00 Ret.ExistSNCR_DryFGD & HRI | 0 | 0 | 0 | 0 | 0 | 0 | 0
00 Ret.ExistSNCR_DryFGD_ACI & CCS | 0 | 0 | 0 | 0 | 0 | 0 | 0
00 Ret.ExistSNCR_DryFGD_ACI & HRI | 0 | 0 | 0 | 0 | 0 | 0 | 0
00 Ret.ExistSNCR_DryFGD_ACI & HRI & CCS | 0 | 0 | 0 | 0 | 0 | 0 | 0
00 Ret.ExistSNCR_WetFGD & HRI | 0 | 0 | 0 | 0 | 0 | 0 | 0
00 Ret.ExistSNCR_WetFGD & HRI & CCS | 0 | 0 | 0 | 0 | 0 | 0 | 0
00 Ret.ExistSNCR_WetFGD_ACI & CCS | 0 | 0 | 0 | 0 | 0 | 0 | 0
00 Ret.ExistSNCR_WetFGD_ACI & HRI | 0 | 0 | 0 | 0 | 0 | 0 | 0
00 Ret.ExistSNCR_WetFGD_ACI & HRI & CCS | 0 | 0 | 0 | 0 | 0 | 0 | 0
00 Ret.ExistSNCR_WetFGD_ACI_DSI & CCS | 0 | 0 | 0 | 0 | 0 | 0 | 0
00 Ret.ExistSNCR_WetFGD_ACI_DSI & HRI | 0 | 0 | 0 | 0 | 0 | 0 | 0
00 Ret.ExistSNCR_WetFGD_ACI_DSI & HRI & CCS | 0 | 0 | 0 | 0 | 0 | 0 | 0
00 Ret.ExistSNCR & DryFGD & HRI | 0 | 0 | 0 | 0 | 0 | 0 | 0
00 Ret.ExistSNCR & HRI | 0 | 0 | 0 | 0 | 0 | 0 | 0
00 Ret.ExistWetFGD & CCS | 0 | 0 | 0 | 0 | 0 | 0 | 0
00 Ret.ExistWetFGD & HRI | 0 | 0 | 0 | 0 | 0 | 0 | 0
00 Ret.ExistWetFGD & HRI & CCS | 0 | 0 | 0 | 0 | 0 | 0 | 0
00 Ret.ExistWetFGD & SCR | 9306.0712 | 14.5516 | 0 | 0 | 0 | 0 | 0
00 Ret.ExistWetFGD & SCR & CCS | 0 | 6355.3885 | 6369.5864 | 6369.5864 | 14.1979 | 0 | 0
00 Ret.ExistWetFGD & SCR & HRI | 0 | 0 | 0 | 0 | 0 | 0 | 0
00 Ret.ExistWetFGD & SCR & HRI & CCS | 0 | 0 | 0 | 0 | 0 | 0 | 0
00 Ret.ExistWetFGD & SNCR | 0 | 27.1308 | 0 | 0 | 0 | 0 | 0
00 Ret.ExistWetFGD & SNCR & CCS | 0 | 0 | 0 | 0 | 0 | 0 | 0
00 Ret.ExistWetFGD & SNCR & HRI | 0 | 0 | 0 | 0 | 0 | 0 | 0
00 Ret.ExistWetFGD & SNCR & HRI & CCS | 0 | 0 | 0 | 0 | 0 | 0 | 0
00 Ret.ExistWetFGD_ACI & CCS | 0 | 0 | 0 | 0 | 0 | 0 | 0
00 Ret.ExistWetFGD_ACI & HRI | 0 | 0 | 0 | 0 | 0 | 0 | 0
00 Ret.ExistWetFGD_ACI & HRI & CCS | 0 | 0 | 0 | 0 | 0 | 0 | 0
00 Ret.ExistWetFGD_ACI & SCR | 4215.0052 | 42.2018 | 42.2018 | 23.5719 | 10.0069 | 10.0069 | 10.0069
00 Ret.ExistWetFGD_ACI & SCR & CCS | 0 | 2654.2913 | 2654.2913 | 2654.2913 | 0 | 0 | 0
00 Ret.ExistWetFGD_ACI & SCR & HRI | 0 | 0 | 0 | 0 | 0 | 0 | 0
00 Ret.ExistWetFGD_ACI & SCR & HRI & CCS | 0 | 0 | 0 | 0 | 0 | 0 | 0
00 Ret.ExistWetFGD_ACI & SNCR | 0 | 0 | 0 | 0 | 0 | 0 | 0
00 Ret.ExistWetFGD_ACI & SNCR & CCS | 0 | 0 | 0 | 0 | 0 | 0 | 0
00 Ret.ExistWetFGD_ACI & SNCR & HRI | 0 | 0 | 0 | 0 | 0 | 0 | 0
00 Ret.ExistWetFGD_ACI & SNCR & HRI & CCS | 0 | 0 | 0 | 0 | 0 | 0 | 0
00 Ret.ExistWetFGD_ACI_DSI & CCS | 0 | 0 | 0 | 0 | 0 | 0 | 0
00 Ret.ExistWetFGD_ACI_DSI & HRI | 0 | 0 | 0 | 0 | 0 | 0 | 0
00 Ret.ExistWetFGD_ACI_DSI & HRI & CCS | 0 | 0 | 0 | 0 | 0 | 0 | 0
00 Ret.ExistWetFGD_ACI_DSI & SCR | 0 | 0 | 0 | 0 | 0 | 0 | 0
00 Ret.ExistWetFGD_ACI_DSI & SCR & CCS | 0 | 0 | 0 | 0 | 0 | 0 | 0
00 Ret.ExistWetFGD_ACI_DSI & SCR & HRI | 0 | 0 | 0 | 0 | 0 | 0 | 0
00 Ret.ExistWetFGD_ACI_DSI & SCR & HRI & CCS | 0 | 0 | 0 | 0 | 0 | 0 | 0
00 Ret.ExistWetFGD_ACI_DSI & SNCR | 0 | 0 | 0 | 0 | 0 | 0 | 0
00 Ret.ExistWetFGD_ACI_DSI & SNCR & CCS | 0 | 0 | 0 | 0 | 0 | 0 | 0
00 Ret.ExistWetFGD_ACI_DSI & SNCR & HRI | 0 | 0 | 0 | 0 | 0 | 0 | 0
00 Ret.ExistWetFGD_ACI_DSI & SNCR & HRI & CCS | 0 | 0 | 0 | 0 | 0 | 0 | 0
00 Ret.ExistWetFGD_DSI & CCS | 0 | 0 | 0 | 0 | 0 | 0 | 0
00 Ret.ExistWetFGD_DSI & HRI | 0 | 0 | 0 | 0 | 0 | 0 | 0
00 Ret.ExistWetFGD_DSI & SCR | 0 | 0 | 0 | 0 | 0 | 0 | 0
00 Ret.ExistSNCR_DSI & DryFGD & HRI | 0 | 0 | 0 | 0 | 0 | 0 | 0
00 Ret.ExistWetFGD_DSI & SCR & HRI | 0 | 0 | 0 | 0 | 0 | 0 | 0
00 Ret.ExistSNCR_DSI & HRI | 0 | 0 | 0 | 0 | 0 | 0 | 0
00 Ret.ExistWetFGD_DSI & SNCR | 0 | 0 | 0 | 0 | 0 | 0 | 0
00 Ret.ExistWetFGD_DSI & SNCR & HRI | 0 | 0 | 0 | 0 | 0 | 0 | 0
00 Ret.ExistWetFGD_SCR & CCS | 0 | 25075.2745 | 25075.2745 | 10007.3243 | 33.3259 | 0 | 0
00 Ret.ExistWetFGD_SCR_DSI & CCS | 0 | 0 | 0 | 0 | 0 | 0 | 0
00 Ret.ExistWetFGD_SNCR & CCS | 0 | 0 | 0 | 0 | 0 | 0 | 0
00 Ret.HRI | 0 | 0 | 0 | 0 | 0 | 0 | 0
00 Ret.SCR | 0 | 0 | 0 | 0 | 0 | 0 | 0
00 Ret.SCR & DryFGD | 0 | 0 | 0 | 0 | 0 | 0 | 0
00 Ret.SCR & DryFGD & ACI | 0 | 0 | 0 | 0 | 0 | 0 | 0
00 Ret.SCR & DryFGD & CCS | 0 | 0 | 0 | 0 | 0 | 0 | 0
00 Ret.SCR & DryFGD & HRI | 0 | 0 | 0 | 0 | 0 | 0 | 0
00 Ret.SCR & DSI | 0 | 0 | 0 | 0 | 0 | 0 | 0
00 Ret.SCR & DSI & DryFGD | 0 | 0 | 0 | 0 | 0 | 0 | 0
00 Ret.SCR & DSI & DryFGD & HRI | 0 | 0 | 0 | 0 | 0 | 0 | 0
00 Ret.SCR & DSI & HRI | 0 | 0 | 0 | 0 | 0 | 0 | 0
00 Ret.SCR & DSI & WetFGD | 0 | 0 | 0 | 0 | 0 | 0 | 0
00 Ret.SCR & DSI & WetFGD & HRI | 0 | 0 | 0 | 0 | 0 | 0 | 0
00 Ret.SCR & HRI | 0 | 0 | 0 | 0 | 0 | 0 | 0
00 Ret.SCR & WetFGD | 0 | 0 | 0 | 0 | 0 | 0 | 0
00 Ret.SCR & WetFGD & ACI | 0 | 0 | 0 | 0 | 0 | 0 | 0
00 Ret.SCR & WetFGD & CCS | 0 | 0 | 0 | 0 | 0 | 0 | 0
00 Ret.SCR & WetFGD & HRI | 0 | 0 | 0 | 0 | 0 | 0 | 0
00 Ret.SNCR | 0 | 0 | 0 | 0 | 0 | 0 | 0
00 Ret.SNCR & DryFGD | 0 | 0 | 0 | 0 | 0 | 0 | 0
00 Ret.SNCR & DryFGD & ACI | 0 | 0 | 0 | 0 | 0 | 0 | 0
00 Ret.SNCR & DryFGD & ACI & HRI | 0 | 0 | 0 | 0 | 0 | 0 | 0
00 Ret.SNCR & DryFGD & CCS | 0 | 0 | 0 | 0 | 0 | 0 | 0
00 Ret.SNCR & DryFGD & HRI | 0 | 0 | 0 | 0 | 0 | 0 | 0
00 Ret.SNCR & DSI | 0 | 0 | 0 | 0 | 0 | 0 | 0
00 Ret.SNCR & DSI & HRI | 0 | 0 | 0 | 0 | 0 | 0 | 0
00 Ret.SNCR & HRI | 0 | 0 | 0 | 0 | 0 | 0 | 0
00 Ret.SNCR & WetFGD | 0 | 0 | 0 | 0 | 0 | 0 | 0
00 Ret.SNCR & WetFGD & ACI | 0 | 0 | 0 | 0 | 0 | 0 | 0
00 Ret.SNCR & WetFGD & ACI & HRI | 0 | 0 | 0 | 0 | 0 | 0 | 0
00 Ret.SNCR & WetFGD & CCS | 0 | 0 | 0 | 0 | 0 | 0 | 0
00 Ret.SNCR & WetFGD & HRI | 0 | 0 | 0 | 0 | 0 | 0 | 0
00 Ret.WetFGD | 0 | 0 | 0 | 0 | 0 | 0 | 0
00 Ret.WetFGD & CCS | 0 | 0 | 0 | 0 | 0 | 0 | 0
00 Ret.WetFGD & HRI | 0 | 0 | 0 | 0 | 0 | 0 | 0
00 Ret.FB & HRI | 0 | 0 | 0 | 0 | 0 | 0 | 0
00 Ret.FB DryFGD | 0 | 0 | 0 | 0 | 0 | 0 | 0
00 Ret.FB DryFGD & HRI | 0 | 0 | 0 | 0 | 0 | 0 | 0
00 Ret.FB DryFGD & SNCR | 0 | 0 | 0 | 0 | 0 | 0 | 0
00 Ret.FB-Exist ACI & DryFGD & HRI | 0 | 0 | 0 | 0 | 0 | 0 | 0
00 Ret.FB-Exist ACI_DSI & DryFGD & SNCR | 0 | 0 | 0 | 0 | 0 | 0 | 0
00 Ret.FB-Exist ACI_DSI & SNCR | 385.2473 | 385.2473 | 385.2473 | 385.2473 | 385.2473 | 385.2473 | 385.2473
00 Ret.FB-ExistACI & HRI | 0 | 0 | 0 | 0 | 0 | 0 | 0
00 Ret.FB-ExistACI_DSI & DryFGD | 0 | 0 | 0 | 0 | 0 | 0 | 0
00 Ret.FB-ExistACI_DSI & DryFGD & HRI | 0 | 0 | 0 | 0 | 0 | 0 | 0
00 Ret.FB-ExistACI_DSI & DryFGD & SNCR | 0 | 0 | 0 | 0 | 0 | 0 | 0
00 Ret.FB-ExistACI_DSI & DryFGD & SNCR & HRI | 0 | 0 | 0 | 0 | 0 | 0 | 0
00 Ret.FB-ExistACI_DSI & HRI | 0 | 0 | 0 | 0 | 0 | 0 | 0
00 Ret.FB-ExistACI_DSI & SNCR & HRI | 0 | 0 | 0 | 0 | 0 | 0 | 0
00 Ret.FB-ExistDryFGD & HRI | 0 | 0 | 0 | 0 | 0 | 0 | 0
00 Ret.FB-ExistDryFGD_ACI & HRI | 0 | 0 | 0 | 0 | 0 | 0 | 0
00 Ret.FB-ExistDryFGD_ACI & HRI & CCS | 0 | 0 | 0 | 0 | 0 | 0 | 0
00 Ret.FB-ExistDryFGD_ACI & SNCR | 200.4123 | 0 | 0 | 0 | 0 | 0 | 0
00 Ret.FB-ExistDryFGD_ACI & SNCR & HRI | 0 | 0 | 0 | 0 | 0 | 0 | 0
00 Ret.FB-ExistDryFGD_DSI & HRI | 0 | 0 | 0 | 0 | 0 | 0 | 0
00 Ret.FB-ExistDryFGD_DSI & SNCR | 0 | 0 | 0 | 0 | 0 | 0 | 0
00 Ret.FB-ExistDryFGD_DSI & SNCR & HRI | 0 | 0 | 0 | 0 | 0 | 0 | 0
00 Ret.FB-ExistDryFGD_SNCR & HRI | 0 | 0 | 0 | 0 | 0 | 0 | 0
00 Ret.FB-ExistDryFGD_SNCR_ACI & HRI | 0 | 0 | 0 | 0 | 0 | 0 | 0
00 Ret.FB-ExistDryFGD_SNCR_ACI & HRI & CCS | 0 | 0 | 0 | 0 | 0 | 0 | 0
00 Ret.FB-ExistDryFGD_SNCR_ACI_DSI & HRI | 0 | 0 | 0 | 0 | 0 | 0 | 0
00 Ret.FB-ExistDryFGD_SNCR_ACI_DSI & HRI & CCS | 0 | 0 | 0 | 0 | 0 | 0 | 0
00 Ret.FB-ExistWetFGD_SNCR_ACI & HRI | 0 | 0 | 0 | 0 | 0 | 0 | 0
00 Ret.FB-ExistWetFGD_SNCR_ACI & HRI & CCS | 0 | 0 | 0 | 0 | 0 | 0 | 0
00 Ret.FB-ExistDryFGD_SNCR_DSI & HRI | 0 | 0 | 0 | 0 | 0 | 0 | 0
00 Ret.FB-ExistDSI & DryFGD | 0 | 0 | 0 | 0 | 0 | 0 | 0
00 Ret.FB-ExistDSI & DryFGD & HRI | 0 | 0 | 0 | 0 | 0 | 0 | 0
00 Ret.FB-ExistDSI & DryFGD & SNCR | 0 | 0 | 0 | 0 | 0 | 0 | 0
00 Ret.FB-ExistDSI & DryFGD & SNCR & HRI | 0 | 0 | 0 | 0 | 0 | 0 | 0
00 Ret.FB-ExistDSI & HRI | 0 | 0 | 0 | 0 | 0 | 0 | 0
00 Ret.FB-ExistDSI & SNCR | 165.2659 | 0 | 0 | 0 | 0 | 0 | 0
00 Ret.FB-ExistDSI & SNCR & HRI | 0 | 0 | 0 | 0 | 0 | 0 | 0
00 Ret.FB-ExistSNCR & DryFGD | 0 | 0 | 0 | 0 | 0 | 0 | 0
00 Ret.FB-ExistSNCR & DryFGD & HRI | 0 | 0 | 0 | 0 | 0 | 0 | 0
00 Ret.FB-ExistSNCR & HRI | 0 | 0 | 0 | 0 | 0 | 0 | 0
00 Ret.FB-ExistSNCR_ACI & HRI | 0 | 0 | 0 | 0 | 0 | 0 | 0
00 Ret.FB-ExistSNCR_ACI_DSI & DryFGD | 0 | 0 | 0 | 0 | 0 | 0 | 0
00 Ret.FB-ExistSNCR_ACI_DSI & DryFGD & HRI | 0 | 0 | 0 | 0 | 0 | 0 | 0
00 Ret.FB-ExistSNCR_ACI_DSI & HRI | 0 | 0 | 0 | 0 | 0 | 0 | 0
00 Ret.FB-ExistSNCR_DryFGD & HRI | 0 | 0 | 0 | 0 | 0 | 0 | 0
00 Ret.FB-ExistSNCR_DryFGD_ACI & HRI | 0 | 0 | 0 | 0 | 0 | 0 | 0
00 Ret.FB-ExistSNCR_DryFGD_ACI & HRI & CCS | 0 | 0 | 0 | 0 | 0 | 0 | 0
00 Ret.FB-ExistSNCR_DSI & DryFGD | 0 | 0 | 0 | 0 | 0 | 0 | 0
00 Ret.FB-ExistSNCR_DSI & DryFGD & HRI | 0 | 0 | 0 | 0 | 0 | 0 | 0
00 Ret.FB-ExistSNCR_DSI & HRI | 0 | 0 | 0 | 0 | 0 | 0 | 0
00 Ret.FB-ExistSNCR_WetFGD & HRI | 0 | 0 | 0 | 0 | 0 | 0 | 0
00 Ret.FB-ExistSNCR_WetFGD & HRI & CCS | 0 | 0 | 0 | 0 | 0 | 0 | 0
00 Ret.FB-ExistWetFGD_DSI & HRI | 0 | 0 | 0 | 0 | 0 | 0 | 0
00 Ret.FB-ExistWetFGD_DSI & SNCR | 0 | 0 | 0 | 0 | 0 | 0 | 0
00 Ret.FB-ExistWetFGD_DSI & SNCR & HRI | 0 | 0 | 0 | 0 | 0 | 0 | 0
00 Ret.FB-SNCR | 0 | 0 | 0 | 0 | 0 | 0 | 0
00 Ret.Oil/Gas Steam SCR | 0 | 0 | 0 | 0 | 0 | 0 | 0
00 Ret.ExistACI & NGC | 0 | 0 | 0 | 0 | 0 | 0 | 0
00 Ret.ExistACI_DSI & NGC | 0 | 0 | 0 | 0 | 0 | 0 | 0
00 Ret.ExistDryFGD & NGC | 0 | 0 | 0 | 0 | 0 | 0 | 0
00 Ret.ExistDryFGD_ACI & NGC | 0 | 0 | 0 | 0 | 0 | 0 | 0
00 Ret.ExistDryFGD_DSI & NGC | 0 | 0 | 0 | 0 | 0 | 0 | 0
00 Ret.ExistDryFGD_SNCR_ACI_DSI & NGC | 0 | 372.5073 | 0 | 0 | 0 | 0 | 0
00 Ret.ExistDSI & NGC | 0 | 372.0423 | 372.0423 | 325.872 | 325.872 | 325.872 | 325.872
00 Ret.ExistSCR_ACI & NGC | 0 | 3325.5822 | 492.7562 | 492.7562 | 492.7562 | 0 | 0
00 Ret.ExistSCR_ACI_DSI & NGC | 0 | 0 | 0 | 0 | 0 | 0 | 0
00 Ret.ExistSCR_DryFGD & NGC | 0 | 0 | 0 | 0 | 0 | 0 | 0
00 Ret.ExistSCR_DryFGD_ACI & NGC | 0 | 9672.631 | 0 | 0 | 0 | 0 | 0
00 Ret.ExistSCR_DryFGD_ACI_DSI & NGC | 0 | 0 | 0 | 0 | 0 | 0 | 0
00 Ret.ExistSCR_WetFGD & NGC | 0 | 5137.3107 | 2735.8636 | 920.9358 | 0 | 0 | 0
00 Ret.ExistSCR_WetFGD_ACI & NGC | 0 | 0 | 0 | 0 | 0 | 0 | 0
00 Ret.ExistSCR_WetFGD_ACI_DSI & NGC | 0 | 0 | 0 | 0 | 0 | 0 | 0
00 Ret.ExistSCR_WetFGD_DSI & NGC | 0 | 0 | 0 | 0 | 0 | 0 | 0
00 Ret.ExistSNCR & NGC | 0 | 0 | 0 | 0 | 0 | 0 | 0
00 Ret.ExistSNCR_ACI & NGC | 0 | 0 | 0 | 0 | 0 | 0 | 0
00 Ret.ExistSNCR_ACI_DSI & NGC | 0 | 0 | 0 | 0 | 0 | 0 | 0
00 Ret.ExistSNCR_DryFGD & NGC | 0 | 4361.5895 | 899.7819 | 304.0187 | 304.0187 | 0 | 0
00 Ret.ExistSNCR_DryFGD_ACI & NGC | 0 | 0 | 0 | 0 | 0 | 0 | 0
00 Ret.ExistSNCR_DSI & NGC | 0 | 2737.6557 | 52.56 | 52.56 | 52.56 | 52.56 | 52.56
00 Ret.ExistSNCR_WetFGD & NGC | 0 | 397.2117 | 397.2117 | 269.2782 | 95.2501 | 95.2501 | 95.2501
00 Ret.ExistSNCR_WetFGD_ACI & NGC | 0 | 0 | 0 | 0 | 0 | 0 | 0
00 Ret.ExistSNCR_WetFGD_ACI_DSI & NGC | 0 | 0 | 0 | 0 | 0 | 0 | 0
00 Ret.ExistWetFGD & NGC | 0 | 1189.9718 | 0 | 0 | 0 | 0 | 0
00 Ret.ExistWetFGD_ACI & NGC | 0 | 0 | 0 | 0 | 0 | 0 | 0
00 Ret.ExistWetFGD_ACI_DSI & NGC | 0 | 0 | 0 | 0 | 0 | 0 | 0
00 Ret.ExistWetFGD_DSI & NGC | 0 | 0 | 0 | 0 | 0 | 0 | 0
00 Ret.FB-ExistDryFGD_DSI & NGC | 0 | 0 | 0 | 0 | 0 | 0 | 0
00 Ret.FB-ExistDryFGD_SNCR_DSI & NGC | 0 | 0 | 0 | 0 | 0 | 0 | 0
00 Ret.NGC | 0 | 0 | 0 | 0 | 0 | 0 | 0
00 Ret.ExistACI & DRET | 0 | 134.904 | 0 | 0 | 0 | 0 | 0
00 Ret.ExistACI_DSI & DRET | 0 | 929.7017 | 0 | 0 | 0 | 0 | 0
00 Ret.ExistDryFGD & DRET | 0 | 0 | 0 | 0 | 0 | 0 | 0
00 Ret.ExistDryFGD_ACI & DRET | 0 | 4666.3578 | 0 | 0 | 0 | 0 | 0
00 Ret.ExistDryFGD_DSI & DRET | 0 | 469.536 | 0 | 0 | 0 | 0 | 0
00 Ret.ExistDryFGD_SNCR_ACI_DSI & DRET | 0 | 71.488 | 0 | 0 | 0 | 0 | 0
00 Ret.ExistDSI & DRET | 177.0974 | 122.0878 | 0 | 0 | 0 | 0 | 0
00 Ret.ExistSCR_ACI & DRET | 0 | 2260.9436 | 0 | 0 | 0 | 0 | 0
00 Ret.ExistSCR_ACI_DSI & DRET | 0 | 683.28 | 0 | 0 | 0 | 0 | 0
00 Ret.ExistSCR_DryFGD & DRET | 0 | 0 | 0 | 0 | 0 | 0 | 0
00 Ret.ExistSCR_DryFGD_ACI & DRET | 0 | 5103.3999 | 0 | 0 | 0 | 0 | 0
00 Ret.ExistSCR_DryFGD_ACI_DSI & DRET | 0 | 0 | 0 | 0 | 0 | 0 | 0
00 Ret.ExistSCR_WetFGD & DRET | 0 | 30520.0472 | 0 | 0 | 0 | 0 | 0
00 Ret.ExistSCR_WetFGD_ACI & DRET | 0 | 11985.3178 | 0 | 0 | 0 | 0 | 0
00 Ret.ExistSCR_WetFGD_ACI_DSI & DRET | 0 | 5265.1996 | 0 | 0 | 0 | 0 | 0
00 Ret.ExistSCR_WetFGD_DSI & DRET | 0 | 0 | 0 | 0 | 0 | 0 | 0
00 Ret.ExistSNCR & DRET | 0 | 0 | 0 | 0 | 0 | 0 | 0
00 Ret.ExistSNCR_ACI & DRET | 0 | 0 | 0 | 0 | 0 | 0 | 0
00 Ret.ExistSNCR_ACI_DSI & DRET | 0 | 267.18 | 0 | 0 | 0 | 0 | 0
00 Ret.ExistSNCR_DryFGD & DRET | 0 | 418.6346 | 0 | 0 | 0 | 0 | 0
00 Ret.ExistSNCR_DryFGD_ACI & DRET | 0 | 3101.04 | 0 | 0 | 0 | 0 | 0
00 Ret.ExistSNCR_DSI & DRET | 0 | 264.3284 | 0 | 0 | 0 | 0 | 0
00 Ret.ExistSNCR_WetFGD & DRET | 0 | 0 | 0 | 0 | 0 | 0 | 0
00 Ret.ExistSNCR_WetFGD_ACI & DRET | 0 | 783.144 | 0 | 0 | 0 | 0 | 0
00 Ret.ExistSNCR_WetFGD_ACI_DSI & DRET | 0 | 0 | 0 | 0 | 0 | 0 | 0
00 Ret.ExistWetFGD & DRET | 0 | 0 | 0 | 0 | 0 | 0 | 0
00 Ret.ExistWetFGD_ACI & DRET | 0 | 4877.568 | 0 | 0 | 0 | 0 | 0
00 Ret.ExistWetFGD_ACI_DSI & DRET | 0 | 0 | 0 | 0 | 0 | 0 | 0
00 Ret.ExistWetFGD_DSI & DRET | 0 | 89.352 | 0 | 0 | 0 | 0 | 0
00 Ret.FB-ExistDryFGD_DSI & DRET | 0 | 0 | 0 | 0 | 0 | 0 | 0
00 Ret.FB-ExistDryFGD_SNCR_DSI & DRET | 0 | 0 | 0 | 0 | 0 | 0 | 0
00 Ret.DRET | 0 | 385.44 | 0 | 0 | 0 | 0 | 0
00 CC Retirement | 0 | 0 | 0 | 0 | 0 | 0 | 0
00 New CC Retirement | 0 | 0 | 0 | 0 | 0 | 0 | 0
00 CT Retirement | 0 | 0 | 0 | 0 | 0 | 0 | 0
00 New CT Retirement | 0 | 0 | 0 | 0 | 0 | 0 | 0
00 O/G Retirement | 0 | 0 | 0 | 0 | 0 | 0 | 0
00 Coal Retirement | 0 | 0 | 0 | 0 | 0 | 0 | 0
00 Coal Delayed Retirement | 0 | 0 | 0 | 0 | 0 | 0 | 0
00 IGCC Retirement | 0 | 0 | 0 | 0 | 0 | 0 | 0
00 Nuke Retirement | 0 | 0 | 0 | 0 | 0 | 0 | 0
00 Biomass Retirement | 0 | 0 | 0 | 0 | 0 | 0 | 0
00 Fossil_Other Retirement | 0 | 0 | 0 | 0 | 0 | 0 | 0
00 Fuel Cell Retirement | 0 | 0 | 0 | 0 | 0 | 0 | 0
00 Geothermal Retirement | 0 | 0 | 0 | 0 | 0 | 0 | 0
00 Hydro Retirement | 0 | 0 | 0 | 0 | 0 | 0 | 0
00 Landfill Gas Retirement | 0 | 0 | 0 | 0 | 0 | 0 | 0
00 Non Fossil_Other Retirement | 0 | 0 | 0 | 0 | 0 | 0 | 0
00 Exist Dummy | 0 | 0 | 0 | 0 | 0 | 0 | 0
Total | 4498787.3526 | 4643204.5299 | 5008231.017 | 5408005.517 | 5821202.9999 | 6299258.7698 | 6736078.4297
12a. Generation by Fuel Type [GWh]
Biomass | 1704.9726 | 103.8019 | 4.408 | 4.4471 | 0 | 0 | 0.0083
Coal | 463434.669 | 167570.6157 | 80105.6712 | 66345.4275 | 3139.6701 | 2533.7502 | 2543.8492
EnerStor | 68237.8912 | 100717.9781 | 151818.2944 | 197597.6686 | 230829.7911 | 288160.094 | 322817.0683
Fwaste | 3892.453 | 3569.1775 | 3493.2309 | 3481.8305 | 3516.4327 | 3484.6453 | 3484.6063
Geothermal | 19602.3217 | 19602.3217 | 19602.3217 | 19602.3217 | 19602.3217 | 19602.3217 | 19602.3217
Hydro | 275333.4173 | 283678.9179 | 307105.0127 | 319626.6469 | 317574.6779 | 315914.9074 | 316716.6092
LF Gas | 19948.9785 | 18708.9217 | 17284.2045 | 16686.985 | 15291.9136 | 13846.5122 | 14061.056
MSW | 12570.2355 | 12206.5041 | 12187.623 | 11294.021 | 10875.9363 | 10193.6892 | 10178.4902
NaturalGas | 1811614.6679 | 1920550.7308 | 1403155.1807 | 1137841.1224 | 966482.3494 | 871119.6979 | 933941.917
Non-Fossil | 9797.9809 | 9797.9809 | 9745.1532 | 9653.7749 | 9460.6054 | 9171.2173 | 9138.4803
Nuclear | 765259.9079 | 733729.5935 | 660433.9721 | 616316.4342 | 494946.0653 | 339429.6884 | 213515.6975
Oil | 12.4968 | 11.442 | 0.42565 | 0.59549 | 1.0694 | 0 | 0
Pet. Coke | 5461.0753 | 8098.6582 | 7716.6565 | 231.0044 | 231.0044 | 33.9888 | 33.9888
Pumps | 19005.5844 | 19222.6686 | 20838.6376 | 26371.4653 | 26544.6399 | 30948.2784 | 32820.1599
Solar | 290299.834 | 388618.9914 | 641420.7007 | 877646.4257 | 1061560.5992 | 1319237.9537 | 1477112.9196
Tires | 135.1384 | 135.1384 | 135.1384 | 135.1384 | 126.9814 | 120.1325 | 97.1279
Waste Coal | 5327.5192 | 3563.2435 | 357.4579 | 0 | 0 | 0 | 0
Wind | 634664.0539 | 850011.4273 | 1508439.0232 | 1903962.5306 | 2454458.2192 | 2828234.4824 | 3081541.6457
None | 0 | 0 | 0 | 0 | 0 | 0 | 0
Solar-DER | 92484.1549 | 102886.2004 | 131215.6568 | 163097.3559 | 197442.9844 | 234882.8182 | 282509.491
Hydrogen | 0 | 420.2161 | 33172.2479 | 38110.3212 | 9117.7385 | 12344.5922 | 15962.9928
Total | 4498787.3526 | 4643204.5299 | 5008231.017 | 5408005.517 | 5821202.9999 | 6299258.7698 | 6736078.4297
13. Generation by Capacity Reporting Type [TBtu]
00 New Combined Cycle | 940.1276 | 949.1946 | 574.0941 | 548.337 | 511.6823 | 485.397 | 536.3465
00 New Combined Cycle with Hydrogen Retrofit | 0 | 6.06 | 158.0219 | 157.0816 | 134.0509 | 124.654 | 141.4436
00 New Combined Cycle with CCS Retrofit | 0 | 0 | 0 | 0 | 0 | 0 | 0
00 New Combined Cycle with CCS | 0 | 0 | 0 | 0 | 0 | 0 | 0
00 New Combustion Turbine | 35.5369 | 62.3211 | 82.6691 | 74.278 | 124.6713 | 174.2232 | 246.0082
00 New Combustion Turbine with Hydrogen Retrofit | 0 | 0 | 81.4859 | 98.2653 | 0.5619 | 1.2444 | 3.673
00 New Hydro | 0 | 28.4748 | 108.4047 | 151.8758 | 151.8758 | 151.7633 | 155.9367
00 New Nuclear | 0 | 0 | 0 | 0 | 0 | 0 | 0
00 New Small Modular Reactor | 0 | 0 | 0 | 0 | 0 | 0 | 0
00 New Biomass | 0.49387 | 0 | 0 | 0 | 0 | 0 | 0
00 New Geothermal | 10.1287 | 10.1287 | 10.1287 | 10.1287 | 10.1287 | 10.1287 | 10.1287
00 New Landfill Gas | 34.0058 | 32.6457 | 32.1904 | 31.0658 | 27.2656 | 24.4848 | 25.2186
00 New Battery Storage | 221.1203 | 332.042 | 506.471 | 663.4799 | 776.711 | 971.7551 | 1089.7659
00 New Offshore Wind | 136.6172 | 174.7182 | 479.1871 | 545.1385 | 865.236 | 928.3997 | 937.5291
00 New Onshore Wind | 865.4674 | 1562.1317 | 3504.2177 | 4787.7925 | 6345.9863 | 7558.1472 | 8413.3019
00 New Solar PV | 688.5187 | 1023.9837 | 1886.5604 | 2692.5626 | 3320.0777 | 4199.2729 | 4737.9422
00 New Solar Thermal | 0 | 0 | 0 | 0 | 0 | 0 | 0
00 New Fuel Cell | 2.3399 | 2.4223 | 1.8127 | 1.4393 | 0.62429 | 0.63581 | 0.69889
00 New Ultrasupercritical Coal without CCS | 0 | 0 | 0 | 0 | 0 | 0 | 0
00 New Ultrasupercritical Coal with 30% CCS | 0 | 0 | 0 | 0 | 0 | 0 | 0
00 New Ultrasupercritical Coal with 90% CCS | 0 | 0 | 0 | 0 | 0 | 0 | 0
00 Exist & New Distributed Solar PV | 315.5559 | 351.0477 | 447.7078 | 556.4882 | 673.6755 | 801.4202 | 963.9224
00 Exist Combined Cycle | 4997.5556 | 5096.5992 | 3652.6828 | 2883.9149 | 2370.2063 | 2069.254 | 2168.3117
00 Exist Combustion Turbine | 104.4419 | 156.1816 | 83.77 | 51.055 | 35.6856 | 31.2862 | 29.0987
00 Exist Coal Steam_Uncontrolled | 10.4974 | 2.1851 | 0.36668 | 0.36665 | 0.19253 | 0.022716 | 0.022716
00 Exist Coal Steam_ACI | 39.723 | 0.073294 | 0.049888 | 0.073294 | 0.057203 | 0.026876 | 0.031793
00 Exist Coal Steam_ACI_DSI | 15.8618 | 0.073294 | 0 | 0 | 0 | 0 | 0
00 Exist Coal Steam_DryFGD | 0 | 0 | 0 | 0 | 0 | 0 | 0
00 Exist Coal Steam_DryFGD_ACI | 64.6095 | 0.050196 | 0.033879 | 0.050196 | 0.044137 | 0.012037 | 0.041578
00 Exist Coal Steam_DryFGD_DSI | 0 | 0 | 0 | 0 | 0 | 0 | 0
00 Exist Coal Steam_DryFGD_SCR | 0 | 0 | 0 | 0 | 0 | 0 | 0
00 Exist Coal Steam_DryFGD_SCR_ACI | 125.5052 | 0.010922 | 0.031404 | 0 | 0 | 0 | 0
00 Exist Coal Steam_DryFGD_SCR_DSI | 5.6038 | 0 | 0 | 0 | 0 | 0 | 0
00 Exist Coal Steam_DryFGD_SCR_ACI_DSI | 19.8288 | 0 | 0 | 0 | 0 | 0 | 0
00 Exist Coal Steam_DryFGD_SNCR_ACI | 30.2558 | 0 | 0 | 0 | 0 | 0 | 0
00 Exist Coal Steam_DryFGD_SNCR_ACI_DSI | 0 | 0 | 0 | 0 | 0 | 0 | 0
00 Exist Coal Steam_DSI | 0.050812 | 0 | 0 | 0 | 0 | 0 | 0
00 Exist Coal Steam_SCR_ACI | 77.3253 | 0 | 0 | 0 | 0 | 0 | 0
00 Exist Coal Steam_SCR_ACI_DSI | 6.2993 | 0 | 0 | 0 | 0 | 0 | 0
00 Exist Coal Steam_SNCR | 0.38149 | 0.38149 | 0.20508 | 0.16943 | 0.11368 | 0 | 0
00 Exist Coal Steam_SCR | 0 | 0 | 0 | 0 | 0 | 0 | 0
00 Exist Coal Steam_SNCR_ACI | 0 | 0 | 0 | 0 | 0 | 0 | 0
00 Exist Coal Steam_SNCR_ACI_DSI | 0 | 0 | 0 | 0 | 0 | 0 | 0
00 Exist Coal Steam_WetFGD | 4.4246 | 0 | 0 | 0 | 0 | 0 | 0
00 Exist Coal Steam_WetFGD_ACI | 68.7174 | 0 | 0 | 0 | 0 | 0 | 0
00 Exist Coal Steam_WetFGD_ACI_DSI | 0 | 0 | 0 | 0 | 0 | 0 | 0
00 Exist Coal Steam_WetFGD_DSI | 0 | 0 | 0 | 0 | 0 | 0 | 0
00 Exist Coal Steam_WetFGD_SCR | 551.2771 | 0 | 0 | 0 | 0 | 0 | 0
00 Exist Coal Steam_WetFGD_SCR_DSI | 15.3855 | 0 | 0 | 0 | 0 | 0 | 0
00 Exist Coal Steam_WetFGD_SCR_ACI | 307.3377 | 0 | 0 | 0 | 0 | 0 | 0
00 Exist Coal Steam_WetFGD_SCR_ACI_DSI | 120.899 | 0 | 0 | 0 | 0 | 0 | 0
00 Exist Coal Steam_WetFGD_SNCR | 1.3673 | 0 | 0 | 0 | 0 | 0 | 0
00 Exist Coal Steam_WetFGD_SNCR_ACI | 38.2854 | 0 | 0 | 0 | 0 | 0 | 0
00 Exist Coal Steam_WetFGD_SNCR_ACI_DSI | 0 | 0 | 0 | 0 | 0 | 0 | 0
00 Exist FBC_ACI_DSI | 0.2287 | 0 | 0 | 0 | 0 | 0 | 0
00 Exist FBC_DryFGD_ACI | 0 | 0 | 0 | 0 | 0 | 0 | 0
00 Exist FBC_DryFGD_DSI | 0.28781 | 0 | 0 | 0 | 0 | 0 | 0
00 Exist FBC_DryFGD_SNCR | 5.645 | 0 | 0 | 0 | 0 | 0 | 0
00 Exist FBC_DryFGD_SNCR_ACI | 10.985 | 0 | 0 | 0 | 0 | 0 | 0
00 Exist FBC_DryFGD_SNCR_ACI_DSI | 2.284 | 0 | 0 | 0 | 0 | 0 | 0
00 Exist FBC_DryFGD_SNCR_DSI | 0.51758 | 0 | 0 | 0 | 0 | 0 | 0
00 Exist FBC_DSI | 2.5982 | 0 | 0 | 0 | 0 | 0 | 0
00 Exist FBC_SCR | 0.063795 | 0 | 0 | 0 | 0 | 0 | 0
00 Exist FBC_SNCR | 0 | 0 | 0 | 0 | 0 | 0 | 0
00 Exist FBC_SNCR_ACI | 0.063795 | 0.052082 | 0 | 0 | 0 | 0 | 0
00 Exist FBC_SNCR_ACI_DSI | 1.773 | 0 | 0 | 0 | 0 | 0 | 0
00 Exist FBC_SNCR_DSI | 13.8227 | 0 | 0 | 0 | 0 | 0 | 0
00 Exist FBC_Uncontrolled | 0 | 0 | 0 | 0 | 0 | 0 | 0
00 Exist FBC_WetFGD_DSI | 0.72301 | 0 | 0 | 0 | 0 | 0 | 0
00 Exist IGCC | 12.7168 | 14.2113 | 0 | 0 | 0 | 0 | 0
00 Exist Fossil_Other | 13.281 | 12.178 | 11.9189 | 11.88 | 11.9981 | 11.8896 | 11.8895
00 Exist Fuel Cell | 0 | 0.072141 | 0.0031039 | 0.0054358 | 0 | 0 | 0
00 Exist Hydro | 939.4376 | 939.4376 | 939.4376 | 938.6904 | 931.689 | 926.1384 | 924.7003
00 Exist Non Fossil_Other | 76.7814 | 75.5404 | 75.2957 | 71.935 | 69.8215 | 66.483 | 66.2409
00 Exist Nuclear | 2611.0668 | 2503.4854 | 2253.4007 | 2102.8717 | 1688.756 | 1158.1341 | 728.5156
00 Exist Oil/Gas Steam | 81.3785 | 99.7889 | 50.6253 | 7.5844 | 5.6457 | 10.4259 | 7.8842
00 Exist Oil/Gas Steam_SCR | 11.1902 | 8.3134 | 1.7841 | 0.077556 | 0.076578 | 0.076578 | 0.076578
00 Exist Oil/Gas Steam_SNCR | 3.9715 | 13.7227 | 2.5892 | 0.54573 | 0.54966 | 0.55581 | 0.54849
00 Exist Biomass | 5.3235 | 0.35417 | 0.01504 | 0.015174 | 0 | 0 | 2.832e-05
00 Exist Landfill Gas | 34.0601 | 31.1892 | 26.7834 | 25.8702 | 24.9104 | 22.7595 | 22.7577
00 Exist Geothermal | 56.7544 | 56.7544 | 56.7544 | 56.7544 | 56.7544 | 56.7544 | 56.7544
00 Exist Pump Storage | 64.8471 | 65.5877 | 71.1014 | 89.9794 | 90.5703 | 105.5955 | 111.9824
00 Exist Energy Storage | 1.7065 | 1.6068 | 1.5322 | 1.6759 | 1.8328 | 2.3998 | 2.6385
00 Exist Solar PV | 292.6598 | 292.6598 | 292.6425 | 292.6425 | 292.6425 | 292.6425 | 292.6425
00 Exist Solar Thermal | 9.3245 | 9.3245 | 9.3245 | 9.3245 | 9.3245 | 9.3245 | 9.3245
00 Exist Offshore Wind | 0.37832 | 0.37832 | 0.37832 | 0.37832 | 0.37832 | 0.37832 | 0.37832
00 Exist Onshore Wind | 1163.0108 | 1163.0108 | 1163.0108 | 1163.0108 | 1163.0108 | 1163.0108 | 1163.0108
00 International Imports | 10.0009 | 10.0009 | 10.0009 | 9.0474 | 9.0474 | 9.0474 | 9.0474
00 Ret.ACI | 0 | 0 | 0 | 0 | 0 | 0 | 0
00 Ret.ACI & DryFGD | 0 | 0 | 0 | 0 | 0 | 0 | 0
00 Ret.ACI & DryFGD & HRI | 0 | 0 | 0 | 0 | 0 | 0 | 0
00 Ret.ACI & DSI | 0 | 0 | 0 | 0 | 0 | 0 | 0
00 Ret.ACI & DSI & DryFGD | 0 | 0 | 0 | 0 | 0 | 0 | 0
00 Ret.ACI & DSI & DryFGD & HRI | 0 | 0 | 0 | 0 | 0 | 0 | 0
00 Ret.ACI & DSI & HRI | 0 | 0 | 0 | 0 | 0 | 0 | 0
00 Ret.ACI & DSI & WetFGD & HRI | 0 | 0 | 0 | 0 | 0 | 0 | 0
00 Ret.ACI & HRI | 0 | 0 | 0 | 0 | 0 | 0 | 0
00 Ret.ACI & SCR | 0 | 0 | 0 | 0 | 0 | 0 | 0
00 Ret.ACI & SCR & DryFGD & HRI | 0 | 0 | 0 | 0 | 0 | 0 | 0
00 Ret.ACI & SCR & DSI | 0 | 0 | 0 | 0 | 0 | 0 | 0
00 Ret.ACI & SCR & DSI & DryFGD | 0 | 0 | 0 | 0 | 0 | 0 | 0
00 Ret.ACI & SCR & DSI & DryFGD & HRI | 0 | 0 | 0 | 0 | 0 | 0 | 0
00 Ret.ACI & SCR & DSI & HRI | 0 | 0 | 0 | 0 | 0 | 0 | 0
00 Ret.ACI & SCR & DSI & WetFGD | 0 | 0 | 0 | 0 | 0 | 0 | 0
00 Ret.ACI & SCR & DSI & WetFGD & HRI | 0 | 0 | 0 | 0 | 0 | 0 | 0
00 Ret.ACI & SCR & HRI | 0 | 0 | 0 | 0 | 0 | 0 | 0
00 Ret.ACI & SCR & WetFGD & HRI | 0 | 0 | 0 | 0 | 0 | 0 | 0
00 Ret.ACI & SNCR | 0 | 0 | 0 | 0 | 0 | 0 | 0
00 Ret.ACI & SNCR & DSI | 0 | 0 | 0 | 0 | 0 | 0 | 0
00 Ret.ACI & SNCR & DSI & DryFGD | 0 | 0 | 0 | 0 | 0 | 0 | 0
00 Ret.ACI & SNCR & DSI & DryFGD & HRI | 0 | 0 | 0 | 0 | 0 | 0 | 0
00 Ret.ACI & SNCR & DSI & HRI | 0 | 0 | 0 | 0 | 0 | 0 | 0
00 Ret.ACI & SNCR & DSI & WetFGD | 0 | 0 | 0 | 0 | 0 | 0 | 0
00 Ret.ACI & SNCR & DSI & WetFGD & HRI | 0 | 0 | 0 | 0 | 0 | 0 | 0
00 Ret.ACI & SNCR & HRI | 0 | 0 | 0 | 0 | 0 | 0 | 0
00 Ret.ACI & WetFGD | 0 | 0 | 0 | 0 | 0 | 0 | 0
00 Ret.ACI & WetFGD & DSI | 0 | 0 | 0 | 0 | 0 | 0 | 0
00 Ret.ACI & WetFGD & HRI | 0 | 0 | 0 | 0 | 0 | 0 | 0
00 Ret.C2G | 4.1561 | 17.5956 | 1.3488 | 0.77364 | 0.73026 | 1.0814 | 1.0814
00 Ret.C2G & SCR | 0.57361 | 0 | 0 | 0 | 0 | 0 | 0
00 Ret.CCG | 0 | 104.5173 | 202.3358 | 184.72 | 141.8228 | 113.9114 | 104.2699
00 Ret.DryFGD | 0 | 0 | 0 | 0 | 0 | 0 | 0
00 Ret.DryFGD & CCS | 0 | 0 | 0 | 0 | 0 | 0 | 0
00 Ret.DryFGD & HRI | 0 | 0 | 0 | 0 | 0 | 0 | 0
00 Ret.DSI | 0 | 0 | 0 | 0 | 0 | 0 | 0
00 Ret.DSI & DryFGD | 0 | 0 | 0 | 0 | 0 | 0 | 0
00 Ret.DSI & DryFGD & HRI | 0 | 0 | 0 | 0 | 0 | 0 | 0
00 Ret.DSI & HRI | 0 | 0 | 0 | 0 | 0 | 0 | 0
00 Ret.ExistACI & DryFGD | 0 | 0 | 0 | 0 | 0 | 0 | 0
00 Ret.ExistACI & DryFGD & CCS | 0 | 0 | 0 | 0 | 0 | 0 | 0
00 Ret.ExistACI & DryFGD & HRI | 0 | 0 | 0 | 0 | 0 | 0 | 0
00 Ret.ExistACI & DryFGD & HRI & CCS | 0 | 0 | 0 | 0 | 0 | 0 | 0
00 Ret.ExistACI & DSI | 0 | 0 | 0 | 0 | 0 | 0 | 0
00 Ret.ExistACI & DSI & DryFGD | 0 | 0 | 0 | 0 | 0 | 0 | 0
00 Ret.ExistACI & DSI & DryFGD & HRI | 0 | 0 | 0 | 0 | 0 | 0 | 0
00 Ret.ExistACI & DSI & HRI | 0 | 0 | 0 | 0 | 0 | 0 | 0
00 Ret.ExistACI & HRI | 0 | 0 | 0 | 0 | 0 | 0 | 0
00 Ret.ExistACI & HRI & WetFGD | 0 | 0 | 0 | 0 | 0 | 0 | 0
00 Ret.ExistACI & SCR | 0 | 0 | 0 | 0 | 0 | 0 | 0
00 Ret.ExistACI & SCR & DryFGD | 0 | 0 | 0 | 0 | 0 | 0 | 0
00 Ret.ExistACI & SCR & DryFGD & CCS | 0 | 0 | 0 | 0 | 0 | 0 | 0
00 Ret.ExistACI & SCR & DryFGD & HRI | 0 | 0 | 0 | 0 | 0 | 0 | 0
00 Ret.ExistACI & SCR & DryFGD & HRI & CCS | 0 | 0 | 0 | 0 | 0 | 0 | 0
00 Ret.ExistACI & SCR & DSI | 0 | 0 | 0 | 0 | 0 | 0 | 0
00 Ret.ExistACI & SCR & DSI & DryFGD | 0 | 0 | 0 | 0 | 0 | 0 | 0
00 Ret.ExistACI & SCR & DSI & DryFGD & HRI | 0 | 0 | 0 | 0 | 0 | 0 | 0
00 Ret.ExistACI & SCR & DSI & HRI | 0 | 0 | 0 | 0 | 0 | 0 | 0
00 Ret.ExistACI & SCR & HRI | 0 | 0 | 0 | 0 | 0 | 0 | 0
00 Ret.ExistACI & SCR & WetFGD | 0 | 0 | 0 | 0 | 0 | 0 | 0
00 Ret.ExistACI & SCR & WetFGD & CCS | 0 | 0 | 0 | 0 | 0 | 0 | 0
00 Ret.ExistACI & SCR & WetFGD & HRI | 0 | 0 | 0 | 0 | 0 | 0 | 0
00 Ret.ExistACI & SCR & WetFGD & HRI & CCS | 0 | 0 | 0 | 0 | 0 | 0 | 0
00 Ret.ExistACI & SNCR | 0 | 0 | 0 | 0 | 0 | 0 | 0
00 Ret.ExistACI & SNCR & DryFGD | 0 | 0 | 0 | 0 | 0 | 0 | 0
00 Ret.ExistACI & SNCR & DryFGD & CCS | 0 | 0 | 0 | 0 | 0 | 0 | 0
00 Ret.ExistACI & SNCR & DryFGD & HRI | 0 | 0 | 0 | 0 | 0 | 0 | 0
00 Ret.ExistACI & SNCR & DryFGD & HRI & CCS | 0 | 0 | 0 | 0 | 0 | 0 | 0
00 Ret.ExistACI & SNCR & DSI | 0 | 0 | 0 | 0 | 0 | 0 | 0
00 Ret.ExistACI & SNCR & DSI & HRI | 0 | 0 | 0 | 0 | 0 | 0 | 0
00 Ret.ExistACI & SNCR & HRI | 0 | 0 | 0 | 0 | 0 | 0 | 0
00 Ret.ExistACI & SNCR & WetFGD | 0 | 0 | 0 | 0 | 0 | 0 | 0
00 Ret.ExistACI & SNCR & WetFGD & CCS | 0 | 0 | 0 | 0 | 0 | 0 | 0
00 Ret.ExistACI & SNCR & WetFGD & HRI | 0 | 0 | 0 | 0 | 0 | 0 | 0
00 Ret.ExistACI & SNCR & WetFGD & HRI & CCS | 0 | 0 | 0 | 0 | 0 | 0 | 0
00 Ret.ExistACI & WetFGD | 0 | 0 | 0 | 0 | 0 | 0 | 0
00 Ret.ExistACI & WetFGD & CCS | 0 | 0 | 0 | 0 | 0 | 0 | 0
00 Ret.ExistACI & WetFGD & HRI & CCS | 0 | 0 | 0 | 0 | 0 | 0 | 0
00 Ret.ExistACI_DSI & DryFGD | 0 | 0 | 0 | 0 | 0 | 0 | 0
00 Ret.ExistACI_DSI & DryFGD & CCS | 0 | 0 | 0 | 0 | 0 | 0 | 0
00 Ret.ExistACI_DSI & DryFGD & HRI | 0 | 0 | 0 | 0 | 0 | 0 | 0
00 Ret.ExistACI_DSI & DryFGD & HRI & CCS | 0 | 0 | 0 | 0 | 0 | 0 | 0
00 Ret.ExistACI_DSI & HRI | 0 | 0 | 0 | 0 | 0 | 0 | 0
00 Ret.ExistACI_DSI & SCR | 0 | 0 | 0 | 0 | 0 | 0 | 0
00 Ret.ExistACI_DSI & SCR & DryFGD | 0 | 0 | 0 | 0 | 0 | 0 | 0
00 Ret.ExistACI_DSI & SCR & DryFGD & CCS | 0 | 0 | 0 | 0 | 0 | 0 | 0
00 Ret.ExistACI_DSI & SCR & DryFGD & HRI | 0 | 0 | 0 | 0 | 0 | 0 | 0
00 Ret.ExistACI_DSI & SCR & DryFGD & HRI & CCS | 0 | 0 | 0 | 0 | 0 | 0 | 0
00 Ret.ExistACI_DSI & SCR & HRI | 0 | 0 | 0 | 0 | 0 | 0 | 0
00 Ret.ExistACI_DSI & SCR & WetFGD | 0 | 0 | 0 | 0 | 0 | 0 | 0
00 Ret.ExistACI_DSI & SCR & WetFGD & CCS | 0 | 0 | 0 | 0 | 0 | 0 | 0
00 Ret.ExistACI_DSI & SCR & WetFGD & HRI | 0 | 0 | 0 | 0 | 0 | 0 | 0
00 Ret.ExistACI_DSI & SCR & WetFGD & HRI & CCS | 0 | 0 | 0 | 0 | 0 | 0 | 0
00 Ret.ExistACI_DSI & SNCR | 0 | 0 | 0 | 0 | 0 | 0 | 0
00 Ret.ExistACI_DSI & SNCR & DryFGD | 0 | 0 | 0 | 0 | 0 | 0 | 0
00 Ret.ExistACI_DSI & SNCR & DryFGD & HRI & CCS | 0 | 0 | 0 | 0 | 0 | 0 | 0
00 Ret.ExistACI_DSI & SNCR & DryFGD & HRI | 0 | 0 | 0 | 0 | 0 | 0 | 0
00 Ret.ExistACI_DSI & SNCR & WetFGD & HRI & CCS | 0 | 0 | 0 | 0 | 0 | 0 | 0
00 Ret.ExistACI_DSI & SNCR & HRI | 0 | 0 | 0 | 0 | 0 | 0 | 0
00 Ret.ExistACI_DSI & SNCR & WetFGD | 0 | 0 | 0 | 0 | 0 | 0 | 0
00 Ret.ExistACI_DSI & SNCR & WetFGD & HRI | 0 | 0 | 0 | 0 | 0 | 0 | 0
00 Ret.ExistACI_DSI & WetFGD | 0 | 0 | 0 | 0 | 0 | 0 | 0
00 Ret.ExistACI_DSI & WetFGD & CCS | 0 | 0 | 0 | 0 | 0 | 0 | 0
00 Ret.ExistACI_DSI & WetFGD & HRI | 0 | 0 | 0 | 0 | 0 | 0 | 0
00 Ret.ExistACI_DSI & WetFGD & HRI & CCS | 0 | 0 | 0 | 0 | 0 | 0 | 0
00 Ret.ExistDryFGD & CCS | 0 | 0 | 0 | 0 | 0 | 0 | 0
00 Ret.ExistDryFGD & HRI | 0 | 0 | 0 | 0 | 0 | 0 | 0
00 Ret.ExistDryFGD & SCR | 0 | 0 | 0 | 0 | 0 | 0 | 0
00 Ret.ExistDryFGD & SCR & CCS | 0 | 0 | 0 | 0 | 0 | 0 | 0
00 Ret.ExistDryFGD & SCR & HRI | 0 | 0 | 0 | 0 | 0 | 0 | 0
00 Ret.ExistDryFGD & SNCR | 0 | 0 | 0 | 0 | 0 | 0 | 0
00 Ret.ExistDryFGD & SNCR & CCS | 0 | 0 | 0 | 0 | 0 | 0 | 0
00 Ret.ExistDryFGD & SNCR & HRI | 0 | 0 | 0 | 0 | 0 | 0 | 0
00 Ret.ExistDryFGD_ACI & CCS | 0 | 0 | 0 | 0 | 0 | 0 | 0
00 Ret.ExistDryFGD_ACI & HRI | 0 | 0 | 0 | 0 | 0 | 0 | 0
00 Ret.ExistDryFGD_ACI & HRI & CCS | 0 | 0 | 0 | 0 | 0 | 0 | 0
00 Ret.ExistDryFGD_ACI & SCR | 13.4037 | 1.7661 | 0 | 0 | 0 | 0 | 0
00 Ret.ExistDryFGD_ACI & SCR & CCS | 0 | 16.5088 | 18.1641 | 18.1641 | 1.6554 | 1.3333 | 1.3333
00 Ret.ExistDryFGD_ACI & SCR & HRI | 0 | 0 | 0 | 0 | 0 | 0 | 0
00 Ret.ExistDryFGD_ACI & SCR & HRI & CCS | 0 | 0 | 0 | 0 | 0 | 0 | 0
00 Ret.ExistDryFGD_ACI & SNCR | 0 | 0 | 0 | 0 | 0 | 0 | 0
00 Ret.ExistDryFGD_ACI & SNCR & CCS | 0 | 0 | 0 | 0 | 0 | 0 | 0
00 Ret.ExistDryFGD_ACI & SNCR & HRI | 0 | 0 | 0 | 0 | 0 | 0 | 0
00 Ret.ExistDryFGD_ACI & SNCR & HRI & CCS | 0 | 0 | 0 | 0 | 0 | 0 | 0
00 Ret.ExistDryFGD_ACI_DSI & SCR | 0 | 0 | 0 | 0 | 0 | 0 | 0
00 Ret.ExistDryFGD_ACI_DSI & SCR & CCS | 0 | 0 | 0 | 0 | 0 | 0 | 0
00 Ret.ExistDryFGD_ACI_DSI & SCR & HRI | 0 | 0 | 0 | 0 | 0 | 0 | 0
00 Ret.ExistDryFGD_ACI_DSI & SCR & HRI & CCS | 0 | 0 | 0 | 0 | 0 | 0 | 0
00 Ret.ExistDryFGD_DSI & CCS | 0 | 0 | 0 | 0 | 0 | 0 | 0
00 Ret.ExistDryFGD_DSI & HRI | 0 | 0 | 0 | 0 | 0 | 0 | 0
00 Ret.ExistDryFGD_SCR_DSI & CCS | 0 | 0 | 0 | 0 | 0 | 0 | 0
00 Ret.ExistDryFGD_SNCR & CCS | 0 | 0 | 0 | 0 | 0 | 0 | 0
00 Ret.ExistDryFGD_SNCR_ACI_DSI & CCS | 0 | 0 | 0 | 0 | 0 | 0 | 0
00 Ret.ExistDryFGD_SNCR_ACI_DSI & HRI | 0 | 0 | 0 | 0 | 0 | 0 | 0
00 Ret.ExistDryFGD_SNCR_ACI_DSI & HRI & CCS | 0 | 0 | 0 | 0 | 0 | 0 | 0
00 Ret.ExistDryFGD_SNCR_DSI & CCS | 0 | 0 | 0 | 0 | 0 | 0 | 0
00 Ret.ExistDSI & DryFGD | 0 | 0 | 0 | 0 | 0 | 0 | 0
00 Ret.ExistDSI & DryFGD & HRI | 0 | 0 | 0 | 0 | 0 | 0 | 0
00 Ret.ExistDSI & HRI | 0 | 0 | 0 | 0 | 0 | 0 | 0
00 Ret.ExistDSI & SCR | 0 | 0 | 0 | 0 | 0 | 0 | 0
00 Ret.ExistDSI & SCR & DryFGD | 0 | 0 | 0 | 0 | 0 | 0 | 0
00 Ret.ExistDSI & SCR & DryFGD & HRI | 0 | 0 | 0 | 0 | 0 | 0 | 0
00 Ret.ExistDSI & SCR & HRI | 0 | 0 | 0 | 0 | 0 | 0 | 0
00 Ret.ExistDSI & SCR & WetFGD | 0 | 0 | 0 | 0 | 0 | 0 | 0
00 Ret.ExistDSI & SCR & WetFGD & HRI | 0 | 0 | 0 | 0 | 0 | 0 | 0
00 Ret.ExistDSI & SNCR | 0 | 0 | 0 | 0 | 0 | 0 | 0
00 Ret.ExistSCR & ACI | 0 | 0 | 0 | 0 | 0 | 0 | 0
00 Ret.ExistDSI & SNCR & DryFGD | 0 | 0 | 0 | 0 | 0 | 0 | 0
00 Ret.ExistSCR & ACI & DSI | 0 | 0 | 0 | 0 | 0 | 0 | 0
00 Ret.ExistSCR & ACI & DSI & DryFGD | 0 | 0 | 0 | 0 | 0 | 0 | 0
00 Ret.ExistSCR & ACI & DSI & DryFGD & HRI | 0 | 0 | 0 | 0 | 0 | 0 | 0
00 Ret.ExistDSI & SNCR & DryFGD & HRI | 0 | 0 | 0 | 0 | 0 | 0 | 0
00 Ret.ExistDSI & SNCR & HRI | 0 | 0 | 0 | 0 | 0 | 0 | 0
00 Ret.ExistSCR & ACI & DSI & HRI | 0 | 0 | 0 | 0 | 0 | 0 | 0
00 Ret.ExistDSI & SNCR & WetFGD | 0 | 0 | 0 | 0 | 0 | 0 | 0
00 Ret.ExistSCR & ACI & DSI & WetFGD | 0 | 0 | 0 | 0 | 0 | 0 | 0
00 Ret.ExistSCR & ACI & DSI & WetFGD & HRI | 0 | 0 | 0 | 0 | 0 | 0 | 0
00 Ret.ExistSCR & ACI & HRI | 0 | 0 | 0 | 0 | 0 | 0 | 0
00 Ret.ExistDSI & SNCR & WetFGD & HRI | 0 | 0 | 0 | 0 | 0 | 0 | 0
00 Ret.ExistDSI & WetFGD | 0 | 0 | 0 | 0 | 0 | 0 | 0
00 Ret.ExistDSI & WetFGD & HRI | 0 | 0 | 0 | 0 | 0 | 0 | 0
00 Ret.ExistDSI_ACI & SNCR & DryFGD & CCS | 0 | 0 | 0 | 0 | 0 | 0 | 0
00 Ret.ExistDSI_ACI & SNCR & WetFGD & CCS | 0 | 0 | 0 | 0 | 0 | 0 | 0
00 Ret.ExistSCR_ACI & DryFGD | 0 | 0 | 0 | 0 | 0 | 0 | 0
00 Ret.ExistSCR & DSI | 0 | 0 | 0 | 0 | 0 | 0 | 0
00 Ret.ExistSCR_ACI & DryFGD & CCS | 0 | 0 | 0 | 0 | 0 | 0 | 0
00 Ret.ExistSCR_ACI & DryFGD & HRI | 0 | 0 | 0 | 0 | 0 | 0 | 0
00 Ret.ExistSCR & DSI & DryFGD | 0 | 0 | 0 | 0 | 0 | 0 | 0
00 Ret.ExistSCR_ACI & DryFGD & HRI & CCS | 0 | 0 | 0 | 0 | 0 | 0 | 0
00 Ret.ExistSCR & DSI & DryFGD & HRI | 0 | 0 | 0 | 0 | 0 | 0 | 0
00 Ret.ExistSCR & DSI & HRI | 0 | 0 | 0 | 0 | 0 | 0 | 0
00 Ret.ExistSCR_ACI & DSI & HRI | 0 | 0 | 0 | 0 | 0 | 0 | 0
00 Ret.ExistSCR_ACI & HRI | 0 | 0 | 0 | 0 | 0 | 0 | 0
00 Ret.ExistSCR_ACI & WetFGD | 0 | 0 | 0 | 0 | 0 | 0 | 0
00 Ret.ExistSCR & HRI | 0 | 0 | 0 | 0 | 0 | 0 | 0
00 Ret.ExistSCR_ACI & WetFGD & CCS | 0 | 0 | 0 | 0 | 0 | 0 | 0
00 Ret.ExistSCR_ACI & WetFGD & HRI | 0 | 0 | 0 | 0 | 0 | 0 | 0
00 Ret.ExistSCR_ACI & WetFGD & HRI & CCS | 0 | 0 | 0 | 0 | 0 | 0 | 0
00 Ret.ExistSCR_ACI_DSI & DryFGD | 0 | 0 | 0 | 0 | 0 | 0 | 0
00 Ret.ExistSCR_ACI_DSI & DryFGD & CCS | 0 | 0 | 0 | 0 | 0 | 0 | 0
00 Ret.ExistSCR_ACI_DSI & DryFGD & HRI | 0 | 0 | 0 | 0 | 0 | 0 | 0
00 Ret.ExistSCR_ACI_DSI & DryFGD & HRI & CCS | 0 | 0 | 0 | 0 | 0 | 0 | 0
00 Ret.ExistSCR_ACI_DSI & HRI | 0 | 0 | 0 | 0 | 0 | 0 | 0
00 Ret.ExistSCR_ACI_DSI & WetFGD | 0 | 0 | 0 | 0 | 0 | 0 | 0
00 Ret.ExistSCR_ACI_DSI & WetFGD & CCS | 0 | 0 | 0 | 0 | 0 | 0 | 0
00 Ret.ExistSCR_ACI_DSI & WetFGD & HRI | 0 | 0 | 0 | 0 | 0 | 0 | 0
00 Ret.ExistSCR_ACI_DSI & WetFGD & HRI & CCS | 0 | 0 | 0 | 0 | 0 | 0 | 0
00 Ret.ExistSCR_DryFGD & CCS | 0 | 0 | 0 | 0 | 0 | 0 | 0
00 Ret.ExistSCR_DryFGD & HRI | 0 | 0 | 0 | 0 | 0 | 0 | 0
00 Ret.ExistSCR_DryFGD_ACI & CCS | 0 | 25.1959 | 25.1959 | 25.1959 | 6.0358 | 6.0358 | 6.0358
00 Ret.ExistSCR_DryFGD_ACI & HRI | 0 | 0 | 0 | 0 | 0 | 0 | 0
00 Ret.ExistSCR_DryFGD_ACI & HRI & CCS | 0 | 0 | 0 | 0 | 0 | 0 | 0
00 Ret.ExistSCR_DryFGD_ACI_DSI & CCS | 0 | 0 | 0 | 0 | 0 | 0 | 0
00 Ret.ExistSCR_DryFGD_ACI_DSI & HRI | 0 | 0 | 0 | 0 | 0 | 0 | 0
00 Ret.ExistSCR_DryFGD_ACI_DSI & HRI & CCS | 0 | 0 | 0 | 0 | 0 | 0 | 0
00 Ret.ExistSCR_WetFGD & HRI | 0 | 0 | 0 | 0 | 0 | 0 | 0
00 Ret.ExistSCR_WetFGD & HRI & CCS | 0 | 0 | 0 | 0 | 0 | 0 | 0
00 Ret.ExistSCR_WetFGD_ACI & CCS | 0 | 90.2775 | 90.2775 | 73.6316 | 0 | 0 | 0
00 Ret.ExistSCR_WetFGD_ACI & HRI | 0 | 0 | 0 | 0 | 0 | 0 | 0
00 Ret.ExistSCR_WetFGD_ACI & HRI & CCS | 0 | 0 | 0 | 0 | 0 | 0 | 0
00 Ret.ExistSCR_WetFGD_ACI_DSI & CCS | 0 | 39.3777 | 39.3777 | 39.3777 | 0 | 0 | 0
00 Ret.ExistSCR_WetFGD_ACI_DSI & HRI | 0 | 0 | 0 | 0 | 0 | 0 | 0
00 Ret.ExistSCR_WetFGD_ACI_DSI & HRI & CCS | 0 | 0 | 0 | 0 | 0 | 0 | 0
00 Ret.ExistSCR_WetFGD_DSI & HRI | 0 | 0 | 0 | 0 | 0 | 0 | 0
00 Ret.ExistSCR_WetFGD_DSI & HRI & CCS | 0 | 0 | 0 | 0 | 0 | 0 | 0
00 Ret.ExistSNCR_ACI & DryFGD | 0 | 0 | 0 | 0 | 0 | 0 | 0
00 Ret.ExistSNCR_ACI & DryFGD & CCS | 0 | 0 | 0 | 0 | 0 | 0 | 0
00 Ret.ExistSNCR_ACI & DryFGD & HRI | 0 | 0 | 0 | 0 | 0 | 0 | 0
00 Ret.ExistSNCR_ACI & DryFGD & HRI & CCS | 0 | 0 | 0 | 0 | 0 | 0 | 0
00 Ret.ExistSNCR_ACI & DSI & HRI | 0 | 0 | 0 | 0 | 0 | 0 | 0
00 Ret.ExistSNCR_ACI & HRI | 0 | 0 | 0 | 0 | 0 | 0 | 0
00 Ret.ExistSNCR_ACI & WetFGD | 0 | 0 | 0 | 0 | 0 | 0 | 0
00 Ret.ExistSNCR_ACI & WetFGD & CCS | 0 | 0 | 0 | 0 | 0 | 0 | 0
00 Ret.ExistSNCR_ACI & WetFGD & HRI | 0 | 0 | 0 | 0 | 0 | 0 | 0
00 Ret.ExistSNCR_ACI & WetFGD & HRI & CCS | 0 | 0 | 0 | 0 | 0 | 0 | 0
00 Ret.ExistSNCR_ACI_DSI & DryFGD | 0 | 0 | 0 | 0 | 0 | 0 | 0
00 Ret.ExistSNCR_ACI_DSI & DryFGD & CCS | 0 | 0 | 0 | 0 | 0 | 0 | 0
00 Ret.ExistSNCR_ACI_DSI & DryFGD & HRI | 0 | 0 | 0 | 0 | 0 | 0 | 0
00 Ret.ExistSNCR_ACI_DSI & DryFGD & HRI & CCS | 0 | 0 | 0 | 0 | 0 | 0 | 0
00 Ret.ExistSNCR_ACI_DSI & HRI | 0 | 0 | 0 | 0 | 0 | 0 | 0
00 Ret.ExistSNCR_ACI_DSI & WetFGD | 0 | 0 | 0 | 0 | 0 | 0 | 0
00 Ret.ExistSNCR_ACI_DSI & WetFGD & CCS | 0 | 0 | 0 | 0 | 0 | 0 | 0
00 Ret.ExistSNCR_ACI_DSI & WetFGD & HRI | 0 | 0 | 0 | 0 | 0 | 0 | 0
00 Ret.ExistSNCR_ACI_DSI & WetFGD & HRI & CCS | 0 | 0 | 0 | 0 | 0 | 0 | 0
00 Ret.ExistSNCR_DryFGD & HRI | 0 | 0 | 0 | 0 | 0 | 0 | 0
00 Ret.ExistSNCR_DryFGD_ACI & CCS | 0 | 0 | 0 | 0 | 0 | 0 | 0
00 Ret.ExistSNCR_DryFGD_ACI & HRI | 0 | 0 | 0 | 0 | 0 | 0 | 0
00 Ret.ExistSNCR_DryFGD_ACI & HRI & CCS | 0 | 0 | 0 | 0 | 0 | 0 | 0
00 Ret.ExistSNCR_WetFGD & HRI | 0 | 0 | 0 | 0 | 0 | 0 | 0
00 Ret.ExistSNCR_WetFGD & HRI & CCS | 0 | 0 | 0 | 0 | 0 | 0 | 0
00 Ret.ExistSNCR_WetFGD_ACI & CCS | 0 | 0 | 0 | 0 | 0 | 0 | 0
00 Ret.ExistSNCR_WetFGD_ACI & HRI | 0 | 0 | 0 | 0 | 0 | 0 | 0
00 Ret.ExistSNCR_WetFGD_ACI & HRI & CCS | 0 | 0 | 0 | 0 | 0 | 0 | 0
00 Ret.ExistSNCR_WetFGD_ACI_DSI & CCS | 0 | 0 | 0 | 0 | 0 | 0 | 0
00 Ret.ExistSNCR_WetFGD_ACI_DSI & HRI | 0 | 0 | 0 | 0 | 0 | 0 | 0
00 Ret.ExistSNCR_WetFGD_ACI_DSI & HRI & CCS | 0 | 0 | 0 | 0 | 0 | 0 | 0
00 Ret.ExistSNCR & DryFGD & HRI | 0 | 0 | 0 | 0 | 0 | 0 | 0
00 Ret.ExistSNCR & HRI | 0 | 0 | 0 | 0 | 0 | 0 | 0
00 Ret.ExistWetFGD & CCS | 0 | 0 | 0 | 0 | 0 | 0 | 0
00 Ret.ExistWetFGD & HRI | 0 | 0 | 0 | 0 | 0 | 0 | 0
00 Ret.ExistWetFGD & HRI & CCS | 0 | 0 | 0 | 0 | 0 | 0 | 0
00 Ret.ExistWetFGD & SCR | 31.7523 | 0.04965 | 0 | 0 | 0 | 0 | 0
00 Ret.ExistWetFGD & SCR & CCS | 0 | 21.6846 | 21.733 | 21.733 | 0.048443 | 0 | 0
00 Ret.ExistWetFGD & SCR & HRI | 0 | 0 | 0 | 0 | 0 | 0 | 0
00 Ret.ExistWetFGD & SCR & HRI & CCS | 0 | 0 | 0 | 0 | 0 | 0 | 0
00 Ret.ExistWetFGD & SNCR | 0 | 0.09257 | 0 | 0 | 0 | 0 | 0
00 Ret.ExistWetFGD & SNCR & CCS | 0 | 0 | 0 | 0 | 0 | 0 | 0
00 Ret.ExistWetFGD & SNCR & HRI | 0 | 0 | 0 | 0 | 0 | 0 | 0
00 Ret.ExistWetFGD & SNCR & HRI & CCS | 0 | 0 | 0 | 0 | 0 | 0 | 0
00 Ret.ExistWetFGD_ACI & CCS | 0 | 0 | 0 | 0 | 0 | 0 | 0
00 Ret.ExistWetFGD_ACI & HRI | 0 | 0 | 0 | 0 | 0 | 0 | 0
00 Ret.ExistWetFGD_ACI & HRI & CCS | 0 | 0 | 0 | 0 | 0 | 0 | 0
00 Ret.ExistWetFGD_ACI & SCR | 14.3816 | 0.14399 | 0.14399 | 0.080427 | 0.034144 | 0.034144 | 0.034144
00 Ret.ExistWetFGD_ACI & SCR & CCS | 0 | 9.0564 | 9.0564 | 9.0564 | 0 | 0 | 0
00 Ret.ExistWetFGD_ACI & SCR & HRI | 0 | 0 | 0 | 0 | 0 | 0 | 0
00 Ret.ExistWetFGD_ACI & SCR & HRI & CCS | 0 | 0 | 0 | 0 | 0 | 0 | 0
00 Ret.ExistWetFGD_ACI & SNCR | 0 | 0 | 0 | 0 | 0 | 0 | 0
00 Ret.ExistWetFGD_ACI & SNCR & CCS | 0 | 0 | 0 | 0 | 0 | 0 | 0
00 Ret.ExistWetFGD_ACI & SNCR & HRI | 0 | 0 | 0 | 0 | 0 | 0 | 0
00 Ret.ExistWetFGD_ACI & SNCR & HRI & CCS | 0 | 0 | 0 | 0 | 0 | 0 | 0
00 Ret.ExistWetFGD_ACI_DSI & CCS | 0 | 0 | 0 | 0 | 0 | 0 | 0
00 Ret.ExistWetFGD_ACI_DSI & HRI | 0 | 0 | 0 | 0 | 0 | 0 | 0
00 Ret.ExistWetFGD_ACI_DSI & HRI & CCS | 0 | 0 | 0 | 0 | 0 | 0 | 0
00 Ret.ExistWetFGD_ACI_DSI & SCR | 0 | 0 | 0 | 0 | 0 | 0 | 0
00 Ret.ExistWetFGD_ACI_DSI & SCR & CCS | 0 | 0 | 0 | 0 | 0 | 0 | 0
00 Ret.ExistWetFGD_ACI_DSI & SCR & HRI | 0 | 0 | 0 | 0 | 0 | 0 | 0
00 Ret.ExistWetFGD_ACI_DSI & SCR & HRI & CCS | 0 | 0 | 0 | 0 | 0 | 0 | 0
00 Ret.ExistWetFGD_ACI_DSI & SNCR | 0 | 0 | 0 | 0 | 0 | 0 | 0
00 Ret.ExistWetFGD_ACI_DSI & SNCR & CCS | 0 | 0 | 0 | 0 | 0 | 0 | 0
00 Ret.ExistWetFGD_ACI_DSI & SNCR & HRI | 0 | 0 | 0 | 0 | 0 | 0 | 0
00 Ret.ExistWetFGD_ACI_DSI & SNCR & HRI & CCS | 0 | 0 | 0 | 0 | 0 | 0 | 0
00 Ret.ExistWetFGD_DSI & CCS | 0 | 0 | 0 | 0 | 0 | 0 | 0
00 Ret.ExistWetFGD_DSI & HRI | 0 | 0 | 0 | 0 | 0 | 0 | 0
00 Ret.ExistWetFGD_DSI & SCR | 0 | 0 | 0 | 0 | 0 | 0 | 0
00 Ret.ExistSNCR_DSI & DryFGD & HRI | 0 | 0 | 0 | 0 | 0 | 0 | 0
00 Ret.ExistWetFGD_DSI & SCR & HRI | 0 | 0 | 0 | 0 | 0 | 0 | 0
00 Ret.ExistSNCR_DSI & HRI | 0 | 0 | 0 | 0 | 0 | 0 | 0
00 Ret.ExistWetFGD_DSI & SNCR | 0 | 0 | 0 | 0 | 0 | 0 | 0
00 Ret.ExistWetFGD_DSI & SNCR & HRI | 0 | 0 | 0 | 0 | 0 | 0 | 0
00 Ret.ExistWetFGD_SCR & CCS | 0 | 85.5568 | 85.5568 | 34.145 | 0.11371 | 0 | 0
00 Ret.ExistWetFGD_SCR_DSI & CCS | 0 | 0 | 0 | 0 | 0 | 0 | 0
00 Ret.ExistWetFGD_SNCR & CCS | 0 | 0 | 0 | 0 | 0 | 0 | 0
00 Ret.HRI | 0 | 0 | 0 | 0 | 0 | 0 | 0
00 Ret.SCR | 0 | 0 | 0 | 0 | 0 | 0 | 0
00 Ret.SCR & DryFGD | 0 | 0 | 0 | 0 | 0 | 0 | 0
00 Ret.SCR & DryFGD & ACI | 0 | 0 | 0 | 0 | 0 | 0 | 0
00 Ret.SCR & DryFGD & CCS | 0 | 0 | 0 | 0 | 0 | 0 | 0
00 Ret.SCR & DryFGD & HRI | 0 | 0 | 0 | 0 | 0 | 0 | 0
00 Ret.SCR & DSI | 0 | 0 | 0 | 0 | 0 | 0 | 0
00 Ret.SCR & DSI & DryFGD | 0 | 0 | 0 | 0 | 0 | 0 | 0
00 Ret.SCR & DSI & DryFGD & HRI | 0 | 0 | 0 | 0 | 0 | 0 | 0
00 Ret.SCR & DSI & HRI | 0 | 0 | 0 | 0 | 0 | 0 | 0
00 Ret.SCR & DSI & WetFGD | 0 | 0 | 0 | 0 | 0 | 0 | 0
00 Ret.SCR & DSI & WetFGD & HRI | 0 | 0 | 0 | 0 | 0 | 0 | 0
00 Ret.SCR & HRI | 0 | 0 | 0 | 0 | 0 | 0 | 0
00 Ret.SCR & WetFGD | 0 | 0 | 0 | 0 | 0 | 0 | 0
00 Ret.SCR & WetFGD & ACI | 0 | 0 | 0 | 0 | 0 | 0 | 0
00 Ret.SCR & WetFGD & CCS | 0 | 0 | 0 | 0 | 0 | 0 | 0
00 Ret.SCR & WetFGD & HRI | 0 | 0 | 0 | 0 | 0 | 0 | 0
00 Ret.SNCR | 0 | 0 | 0 | 0 | 0 | 0 | 0
00 Ret.SNCR & DryFGD | 0 | 0 | 0 | 0 | 0 | 0 | 0
00 Ret.SNCR & DryFGD & ACI | 0 | 0 | 0 | 0 | 0 | 0 | 0
00 Ret.SNCR & DryFGD & ACI & HRI | 0 | 0 | 0 | 0 | 0 | 0 | 0
00 Ret.SNCR & DryFGD & CCS | 0 | 0 | 0 | 0 | 0 | 0 | 0
00 Ret.SNCR & DryFGD & HRI | 0 | 0 | 0 | 0 | 0 | 0 | 0
00 Ret.SNCR & DSI | 0 | 0 | 0 | 0 | 0 | 0 | 0
00 Ret.SNCR & DSI & HRI | 0 | 0 | 0 | 0 | 0 | 0 | 0
00 Ret.SNCR & HRI | 0 | 0 | 0 | 0 | 0 | 0 | 0
00 Ret.SNCR & WetFGD | 0 | 0 | 0 | 0 | 0 | 0 | 0
00 Ret.SNCR & WetFGD & ACI | 0 | 0 | 0 | 0 | 0 | 0 | 0
00 Ret.SNCR & WetFGD & ACI & HRI | 0 | 0 | 0 | 0 | 0 | 0 | 0
00 Ret.SNCR & WetFGD & CCS | 0 | 0 | 0 | 0 | 0 | 0 | 0
00 Ret.SNCR & WetFGD & HRI | 0 | 0 | 0 | 0 | 0 | 0 | 0
00 Ret.WetFGD | 0 | 0 | 0 | 0 | 0 | 0 | 0
00 Ret.WetFGD & CCS | 0 | 0 | 0 | 0 | 0 | 0 | 0
00 Ret.WetFGD & HRI | 0 | 0 | 0 | 0 | 0 | 0 | 0
00 Ret.FB & HRI | 0 | 0 | 0 | 0 | 0 | 0 | 0
00 Ret.FB DryFGD | 0 | 0 | 0 | 0 | 0 | 0 | 0
00 Ret.FB DryFGD & HRI | 0 | 0 | 0 | 0 | 0 | 0 | 0
00 Ret.FB DryFGD & SNCR | 0 | 0 | 0 | 0 | 0 | 0 | 0
00 Ret.FB-Exist ACI & DryFGD & HRI | 0 | 0 | 0 | 0 | 0 | 0 | 0
00 Ret.FB-Exist ACI_DSI & DryFGD & SNCR | 0 | 0 | 0 | 0 | 0 | 0 | 0
00 Ret.FB-Exist ACI_DSI & SNCR | 1.3145 | 1.3145 | 1.3145 | 1.3145 | 1.3145 | 1.3145 | 1.3145
00 Ret.FB-ExistACI & HRI | 0 | 0 | 0 | 0 | 0 | 0 | 0
00 Ret.FB-ExistACI_DSI & DryFGD | 0 | 0 | 0 | 0 | 0 | 0 | 0
00 Ret.FB-ExistACI_DSI & DryFGD & HRI | 0 | 0 | 0 | 0 | 0 | 0 | 0
00 Ret.FB-ExistACI_DSI & DryFGD & SNCR | 0 | 0 | 0 | 0 | 0 | 0 | 0
00 Ret.FB-ExistACI_DSI & DryFGD & SNCR & HRI | 0 | 0 | 0 | 0 | 0 | 0 | 0
00 Ret.FB-ExistACI_DSI & HRI | 0 | 0 | 0 | 0 | 0 | 0 | 0
00 Ret.FB-ExistACI_DSI & SNCR & HRI | 0 | 0 | 0 | 0 | 0 | 0 | 0
00 Ret.FB-ExistDryFGD & HRI | 0 | 0 | 0 | 0 | 0 | 0 | 0
00 Ret.FB-ExistDryFGD_ACI & HRI | 0 | 0 | 0 | 0 | 0 | 0 | 0
00 Ret.FB-ExistDryFGD_ACI & HRI & CCS | 0 | 0 | 0 | 0 | 0 | 0 | 0
00 Ret.FB-ExistDryFGD_ACI & SNCR | 0.68381 | 0 | 0 | 0 | 0 | 0 | 0
00 Ret.FB-ExistDryFGD_ACI & SNCR & HRI | 0 | 0 | 0 | 0 | 0 | 0 | 0
00 Ret.FB-ExistDryFGD_DSI & HRI | 0 | 0 | 0 | 0 | 0 | 0 | 0
00 Ret.FB-ExistDryFGD_DSI & SNCR | 0 | 0 | 0 | 0 | 0 | 0 | 0
00 Ret.FB-ExistDryFGD_DSI & SNCR & HRI | 0 | 0 | 0 | 0 | 0 | 0 | 0
00 Ret.FB-ExistDryFGD_SNCR & HRI | 0 | 0 | 0 | 0 | 0 | 0 | 0
00 Ret.FB-ExistDryFGD_SNCR_ACI & HRI | 0 | 0 | 0 | 0 | 0 | 0 | 0
00 Ret.FB-ExistDryFGD_SNCR_ACI & HRI & CCS | 0 | 0 | 0 | 0 | 0 | 0 | 0
00 Ret.FB-ExistDryFGD_SNCR_ACI_DSI & HRI | 0 | 0 | 0 | 0 | 0 | 0 | 0
00 Ret.FB-ExistDryFGD_SNCR_ACI_DSI & HRI & CCS | 0 | 0 | 0 | 0 | 0 | 0 | 0
00 Ret.FB-ExistWetFGD_SNCR_ACI & HRI | 0 | 0 | 0 | 0 | 0 | 0 | 0
00 Ret.FB-ExistWetFGD_SNCR_ACI & HRI & CCS | 0 | 0 | 0 | 0 | 0 | 0 | 0
00 Ret.FB-ExistDryFGD_SNCR_DSI & HRI | 0 | 0 | 0 | 0 | 0 | 0 | 0
00 Ret.FB-ExistDSI & DryFGD | 0 | 0 | 0 | 0 | 0 | 0 | 0
00 Ret.FB-ExistDSI & DryFGD & HRI | 0 | 0 | 0 | 0 | 0 | 0 | 0
00 Ret.FB-ExistDSI & DryFGD & SNCR | 0 | 0 | 0 | 0 | 0 | 0 | 0
00 Ret.FB-ExistDSI & DryFGD & SNCR & HRI | 0 | 0 | 0 | 0 | 0 | 0 | 0
00 Ret.FB-ExistDSI & HRI | 0 | 0 | 0 | 0 | 0 | 0 | 0
00 Ret.FB-ExistDSI & SNCR | 0.56389 | 0 | 0 | 0 | 0 | 0 | 0
00 Ret.FB-ExistDSI & SNCR & HRI | 0 | 0 | 0 | 0 | 0 | 0 | 0
00 Ret.FB-ExistSNCR & DryFGD | 0 | 0 | 0 | 0 | 0 | 0 | 0
00 Ret.FB-ExistSNCR & DryFGD & HRI | 0 | 0 | 0 | 0 | 0 | 0 | 0
00 Ret.FB-ExistSNCR & HRI | 0 | 0 | 0 | 0 | 0 | 0 | 0
00 Ret.FB-ExistSNCR_ACI & HRI | 0 | 0 | 0 | 0 | 0 | 0 | 0
00 Ret.FB-ExistSNCR_ACI_DSI & DryFGD | 0 | 0 | 0 | 0 | 0 | 0 | 0
00 Ret.FB-ExistSNCR_ACI_DSI & DryFGD & HRI | 0 | 0 | 0 | 0 | 0 | 0 | 0
00 Ret.FB-ExistSNCR_ACI_DSI & HRI | 0 | 0 | 0 | 0 | 0 | 0 | 0
00 Ret.FB-ExistSNCR_DryFGD & HRI | 0 | 0 | 0 | 0 | 0 | 0 | 0
00 Ret.FB-ExistSNCR_DryFGD_ACI & HRI | 0 | 0 | 0 | 0 | 0 | 0 | 0
00 Ret.FB-ExistSNCR_DryFGD_ACI & HRI & CCS | 0 | 0 | 0 | 0 | 0 | 0 | 0
00 Ret.FB-ExistSNCR_DSI & DryFGD | 0 | 0 | 0 | 0 | 0 | 0 | 0
00 Ret.FB-ExistSNCR_DSI & DryFGD & HRI | 0 | 0 | 0 | 0 | 0 | 0 | 0
00 Ret.FB-ExistSNCR_DSI & HRI | 0 | 0 | 0 | 0 | 0 | 0 | 0
00 Ret.FB-ExistSNCR_WetFGD & HRI | 0 | 0 | 0 | 0 | 0 | 0 | 0
00 Ret.FB-ExistSNCR_WetFGD & HRI & CCS | 0 | 0 | 0 | 0 | 0 | 0 | 0
00 Ret.FB-ExistWetFGD_DSI & HRI | 0 | 0 | 0 | 0 | 0 | 0 | 0
00 Ret.FB-ExistWetFGD_DSI & SNCR | 0 | 0 | 0 | 0 | 0 | 0 | 0
00 Ret.FB-ExistWetFGD_DSI & SNCR & HRI | 0 | 0 | 0 | 0 | 0 | 0 | 0
00 Ret.FB-SNCR | 0 | 0 | 0 | 0 | 0 | 0 | 0
00 Ret.Oil/Gas Steam SCR | 0 | 0 | 0 | 0 | 0 | 0 | 0
00 Ret.ExistACI & NGC | 0 | 0 | 0 | 0 | 0 | 0 | 0
00 Ret.ExistACI_DSI & NGC | 0 | 0 | 0 | 0 | 0 | 0 | 0
00 Ret.ExistDryFGD & NGC | 0 | 0 | 0 | 0 | 0 | 0 | 0
00 Ret.ExistDryFGD_ACI & NGC | 0 | 0 | 0 | 0 | 0 | 0 | 0
00 Ret.ExistDryFGD_DSI & NGC | 0 | 0 | 0 | 0 | 0 | 0 | 0
00 Ret.ExistDryFGD_SNCR_ACI_DSI & NGC | 0 | 1.271 | 0 | 0 | 0 | 0 | 0
00 Ret.ExistDSI & NGC | 0 | 1.2694 | 1.2694 | 1.1119 | 1.1119 | 1.1119 | 1.1119
00 Ret.ExistSCR_ACI & NGC | 0 | 11.3469 | 1.6813 | 1.6813 | 1.6813 | 0 | 0
00 Ret.ExistSCR_ACI_DSI & NGC | 0 | 0 | 0 | 0 | 0 | 0 | 0
00 Ret.ExistSCR_DryFGD & NGC | 0 | 0 | 0 | 0 | 0 | 0 | 0
00 Ret.ExistSCR_DryFGD_ACI & NGC | 0 | 33.003 | 0 | 0 | 0 | 0 | 0
00 Ret.ExistSCR_DryFGD_ACI_DSI & NGC | 0 | 0 | 0 | 0 | 0 | 0 | 0
00 Ret.ExistSCR_WetFGD & NGC | 0 | 17.5285 | 9.3348 | 3.1422 | 0 | 0 | 0
00 Ret.ExistSCR_WetFGD_ACI & NGC | 0 | 0 | 0 | 0 | 0 | 0 | 0
00 Ret.ExistSCR_WetFGD_ACI_DSI & NGC | 0 | 0 | 0 | 0 | 0 | 0 | 0
00 Ret.ExistSCR_WetFGD_DSI & NGC | 0 | 0 | 0 | 0 | 0 | 0 | 0
00 Ret.ExistSNCR & NGC | 0 | 0 | 0 | 0 | 0 | 0 | 0
00 Ret.ExistSNCR_ACI & NGC | 0 | 0 | 0 | 0 | 0 | 0 | 0
00 Ret.ExistSNCR_ACI_DSI & NGC | 0 | 0 | 0 | 0 | 0 | 0 | 0
00 Ret.ExistSNCR_DryFGD & NGC | 0 | 14.8817 | 3.0701 | 1.0373 | 1.0373 | 0 | 0
00 Ret.ExistSNCR_DryFGD_ACI & NGC | 0 | 0 | 0 | 0 | 0 | 0 | 0
00 Ret.ExistSNCR_DSI & NGC | 0 | 9.3409 | 0.17933 | 0.17933 | 0.17933 | 0.17933 | 0.17933
00 Ret.ExistSNCR_WetFGD & NGC | 0 | 1.3553 | 1.3553 | 0.91878 | 0.32499 | 0.32499 | 0.32499
00 Ret.ExistSNCR_WetFGD_ACI & NGC | 0 | 0 | 0 | 0 | 0 | 0 | 0
00 Ret.ExistSNCR_WetFGD_ACI_DSI & NGC | 0 | 0 | 0 | 0 | 0 | 0 | 0
00 Ret.ExistWetFGD & NGC | 0 | 4.0602 | 0 | 0 | 0 | 0 | 0
00 Ret.ExistWetFGD_ACI & NGC | 0 | 0 | 0 | 0 | 0 | 0 | 0
00 Ret.ExistWetFGD_ACI_DSI & NGC | 0 | 0 | 0 | 0 | 0 | 0 | 0
00 Ret.ExistWetFGD_DSI & NGC | 0 | 0 | 0 | 0 | 0 | 0 | 0
00 Ret.FB-ExistDryFGD_DSI & NGC | 0 | 0 | 0 | 0 | 0 | 0 | 0
00 Ret.FB-ExistDryFGD_SNCR_DSI & NGC | 0 | 0 | 0 | 0 | 0 | 0 | 0
00 Ret.NGC | 0 | 0 | 0 | 0 | 0 | 0 | 0
00 Ret.ExistACI & DRET | 0 | 0.46029 | 0 | 0 | 0 | 0 | 0
00 Ret.ExistACI_DSI & DRET | 0 | 3.1721 | 0 | 0 | 0 | 0 | 0
00 Ret.ExistDryFGD & DRET | 0 | 0 | 0 | 0 | 0 | 0 | 0
00 Ret.ExistDryFGD_ACI & DRET | 0 | 15.9216 | 0 | 0 | 0 | 0 | 0
00 Ret.ExistDryFGD_DSI & DRET | 0 | 1.6021 | 0 | 0 | 0 | 0 | 0
00 Ret.ExistDryFGD_SNCR_ACI_DSI & DRET | 0 | 0.24392 | 0 | 0 | 0 | 0 | 0
00 Ret.ExistDSI & DRET | 0.60426 | 0.41656 | 0 | 0 | 0 | 0 | 0
00 Ret.ExistSCR_ACI & DRET | 0 | 7.7143 | 0 | 0 | 0 | 0 | 0
00 Ret.ExistSCR_ACI_DSI & DRET | 0 | 2.3314 | 0 | 0 | 0 | 0 | 0
00 Ret.ExistSCR_DryFGD & DRET | 0 | 0 | 0 | 0 | 0 | 0 | 0
00 Ret.ExistSCR_DryFGD_ACI & DRET | 0 | 17.4128 | 0 | 0 | 0 | 0 | 0
00 Ret.ExistSCR_DryFGD_ACI_DSI & DRET | 0 | 0 | 0 | 0 | 0 | 0 | 0
00 Ret.ExistSCR_WetFGD & DRET | 0 | 104.1344 | 0 | 0 | 0 | 0 | 0
00 Ret.ExistSCR_WetFGD_ACI & DRET | 0 | 40.8939 | 0 | 0 | 0 | 0 | 0
00 Ret.ExistSCR_WetFGD_ACI_DSI & DRET | 0 | 17.9649 | 0 | 0 | 0 | 0 | 0
00 Ret.ExistSCR_WetFGD_DSI & DRET | 0 | 0 | 0 | 0 | 0 | 0 | 0
00 Ret.ExistSNCR & DRET | 0 | 0 | 0 | 0 | 0 | 0 | 0
00 Ret.ExistSNCR_ACI & DRET | 0 | 0 | 0 | 0 | 0 | 0 | 0
00 Ret.ExistSNCR_ACI_DSI & DRET | 0 | 0.91162 | 0 | 0 | 0 | 0 | 0
00 Ret.ExistSNCR_DryFGD & DRET | 0 | 1.4284 | 0 | 0 | 0 | 0 | 0
00 Ret.ExistSNCR_DryFGD_ACI & DRET | 0 | 10.5807 | 0 | 0 | 0 | 0 | 0
00 Ret.ExistSNCR_DSI & DRET | 0 | 0.90189 | 0 | 0 | 0 | 0 | 0
00 Ret.ExistSNCR_WetFGD & DRET | 0 | 0 | 0 | 0 | 0 | 0 | 0
00 Ret.ExistSNCR_WetFGD_ACI & DRET | 0 | 2.6721 | 0 | 0 | 0 | 0 | 0
00 Ret.ExistSNCR_WetFGD_ACI_DSI & DRET | 0 | 0 | 0 | 0 | 0 | 0 | 0
00 Ret.ExistWetFGD & DRET | 0 | 0 | 0 | 0 | 0 | 0 | 0
00 Ret.ExistWetFGD_ACI & DRET | 0 | 16.6423 | 0 | 0 | 0 | 0 | 0
00 Ret.ExistWetFGD_ACI_DSI & DRET | 0 | 0 | 0 | 0 | 0 | 0 | 0
00 Ret.ExistWetFGD_DSI & DRET | 0 | 0.30487 | 0 | 0 | 0 | 0 | 0
00 Ret.FB-ExistDryFGD_DSI & DRET | 0 | 0 | 0 | 0 | 0 | 0 | 0
00 Ret.FB-ExistDryFGD_SNCR_DSI & DRET | 0 | 0 | 0 | 0 | 0 | 0 | 0
00 Ret.DRET | 0 | 1.3151 | 0 | 0 | 0 | 0 | 0
00 CC Retirement | 0 | 0 | 0 | 0 | 0 | 0 | 0
00 New CC Retirement | 0 | 0 | 0 | 0 | 0 | 0 | 0
00 CT Retirement | 0 | 0 | 0 | 0 | 0 | 0 | 0
00 New CT Retirement | 0 | 0 | 0 | 0 | 0 | 0 | 0
00 O/G Retirement | 0 | 0 | 0 | 0 | 0 | 0 | 0
00 Coal Retirement | 0 | 0 | 0 | 0 | 0 | 0 | 0
00 Coal Delayed Retirement | 0 | 0 | 0 | 0 | 0 | 0 | 0
00 IGCC Retirement | 0 | 0 | 0 | 0 | 0 | 0 | 0
00 Nuke Retirement | 0 | 0 | 0 | 0 | 0 | 0 | 0
00 Biomass Retirement | 0 | 0 | 0 | 0 | 0 | 0 | 0
00 Fossil_Other Retirement | 0 | 0 | 0 | 0 | 0 | 0 | 0
00 Fuel Cell Retirement | 0 | 0 | 0 | 0 | 0 | 0 | 0
00 Geothermal Retirement | 0 | 0 | 0 | 0 | 0 | 0 | 0
00 Hydro Retirement | 0 | 0 | 0 | 0 | 0 | 0 | 0
00 Landfill Gas Retirement | 0 | 0 | 0 | 0 | 0 | 0 | 0
00 Non Fossil_Other Retirement | 0 | 0 | 0 | 0 | 0 | 0 | 0
00 Exist Dummy | 0 | 0 | 0 | 0 | 0 | 0 | 0
Total | 15349.8624 | 15842.6139 | 17088.0842 | 18452.1148 | 19861.9446 | 21493.0709 | 22983.4996
14. Capacity Factor by Capacity Reporting Type [%]
00 New Combined Cycle | 85.6234 | 87.0011 | 61.2471 | 58.4992 | 54.3878 | 49.9324 | 49.1266
00 New Combined Cycle with Hydrogen Retrofit | N/A | 87.0011 | 87.0011 | 81.8843 | 63.8014 | 49.5254 | 50.9415
00 New Combined Cycle with CCS Retrofit | N/A | N/A | N/A | N/A | N/A | N/A | N/A
00 New Combined Cycle with CCS | N/A | N/A | N/A | N/A | N/A | N/A | N/A
00 New Combustion Turbine | 8.6654 | 15.1034 | 6.82 | 3.2256 | 2.5096 | 2.2681 | 2.4984
00 New Combustion Turbine with Hydrogen Retrofit | N/A | N/A | 59.3887 | 53.099 | 0.30263 | 0.32615 | 0.88516
00 New Hydro | N/A | 64.2186 | 62.5758 | 62.3475 | 62.3475 | 62.3013 | 61.4273
00 New Nuclear | N/A | N/A | N/A | N/A | N/A | N/A | N/A
00 New Small Modular Reactor | N/A | N/A | N/A | N/A | N/A | N/A | N/A
00 New Biomass | 29.0391 | 0 | 0 | 0 | 0 | 0 | 0
00 New Geothermal | 90 | 90 | 90 | 90 | 90 | 90 | 90
00 New Landfill Gas | 89.9551 | 86.3572 | 85.1527 | 82.1779 | 72.1253 | 64.7692 | 66.2183
00 New Battery Storage | 15.9144 | 16.6076 | 17.8602 | 19.0567 | 19.8292 | 21.4655 | 22.2564
00 New Offshore Wind | 49.1416 | 50.0897 | 49.1768 | 49.685 | 50.9294 | 50.7398 | 50.7368
00 New Onshore Wind | 46.084 | 46.7267 | 46.0116 | 45.5564 | 44.7558 | 44.0538 | 43.7679
00 New Solar PV | 27.786 | 28.4572 | 28.402 | 28.3484 | 28.4475 | 28.4472 | 28.5326
00 New Solar Thermal | N/A | N/A | N/A | N/A | N/A | N/A | N/A
00 New Fuel Cell | 71.7556 | 74.2845 | 55.5889 | 44.1376 | 19.1446 | 19.4979 | 21.4325
00 New Ultrasupercritical Coal without CCS | N/A | N/A | N/A | N/A | N/A | N/A | N/A
00 New Ultrasupercritical Coal with 30% CCS | N/A | N/A | N/A | N/A | N/A | N/A | N/A
00 New Ultrasupercritical Coal with 90% CCS | N/A | N/A | N/A | N/A | N/A | N/A | N/A
00 Exist & New Distributed Solar PV | 15.7839 | 15.8304 | 15.9086 | 15.9861 | 16.0658 | 16.174 | 16.268
00 Exist Combined Cycle | 61.2258 | 63.5974 | 46.7901 | 36.9423 | 30.7826 | 27.8432 | 29.176
00 Exist Combustion Turbine | 2.4533 | 3.6961 | 2.0005 | 1.225 | 0.92983 | 0.85164 | 0.79209
00 Exist Coal Steam_Uncontrolled | 63.3269 | 35.3008 | 5.9237 | 5.9233 | 3.7757 | 3.9583 | 3.9583
00 Exist Coal Steam_ACI | 81.0374 | 81.74 | 55.6372 | 81.74 | 63.7949 | 29.9727 | 35.4561
00 Exist Coal Steam_ACI_DSI | 68.0195 | 9.3595 | 0 | 0 | N/A | N/A | N/A
00 Exist Coal Steam_DryFGD | 0 | N/A | N/A | N/A | N/A | N/A | N/A
00 Exist Coal Steam_DryFGD_ACI | 52.2388 | 83.97 | 56.6749 | 83.97 | 73.8342 | 20.1357 | 69.553
00 Exist Coal Steam_DryFGD_DSI | N/A | N/A | N/A | N/A | N/A | N/A | N/A
00 Exist Coal Steam_DryFGD_SCR | N/A | N/A | N/A | N/A | N/A | N/A | N/A
00 Exist Coal Steam_DryFGD_SCR_ACI | 44.6468 | 18.27 | 52.5339 | 0 | 0 | 0 | 0
00 Exist Coal Steam_DryFGD_SCR_DSI | 69.9575 | N/A | N/A | N/A | N/A | N/A | N/A
00 Exist Coal Steam_DryFGD_SCR_ACI_DSI | 71.2579 | N/A | N/A | N/A | N/A | N/A | N/A
00 Exist Coal Steam_DryFGD_SNCR_ACI | 62.952 | N/A | N/A | N/A | N/A | N/A | N/A
00 Exist Coal Steam_DryFGD_SNCR_ACI_DSI | N/A | N/A | N/A | N/A | N/A | N/A | N/A
00 Exist Coal Steam_DSI | 10 | N/A | N/A | N/A | N/A | N/A | N/A
00 Exist Coal Steam_SCR_ACI | 59.3229 | N/A | N/A | N/A | N/A | N/A | N/A
00 Exist Coal Steam_SCR_ACI_DSI | 49.0126 | N/A | N/A | N/A | N/A | N/A | N/A
00 Exist Coal Steam_SNCR | 83.97 | 83.97 | 45.141 | 37.2935 | 25.0216 | 0 | 0
00 Exist Coal Steam_SCR | N/A | N/A | N/A | N/A | N/A | N/A | N/A
00 Exist Coal Steam_SNCR_ACI | N/A | N/A | N/A | N/A | N/A | N/A | N/A
00 Exist Coal Steam_SNCR_ACI_DSI | N/A | N/A | N/A | N/A | N/A | N/A | N/A
00 Exist Coal Steam_WetFGD | 75.528 | N/A | N/A | N/A | N/A | N/A | N/A
00 Exist Coal Steam_WetFGD_ACI | 79.9679 | 0 | 0 | 0 | 0 | 0 | 0
00 Exist Coal Steam_WetFGD_ACI_DSI | N/A | N/A | N/A | N/A | N/A | N/A | N/A
00 Exist Coal Steam_WetFGD_DSI | N/A | N/A | N/A | N/A | N/A | N/A | N/A
00 Exist Coal Steam_WetFGD_SCR | 52.7549 | 0 | 0 | 0 | 0 | 0 | 0
00 Exist Coal Steam_WetFGD_SCR_DSI | 41.5459 | N/A | N/A | N/A | N/A | N/A | N/A
00 Exist Coal Steam_WetFGD_SCR_ACI | 62.929 | 0 | 0 | 0 | 0 | 0 | 0
00 Exist Coal Steam_WetFGD_SCR_ACI_DSI | 57.4399 | 0 | 0 | 0 | 0 | 0 | 0
00 Exist Coal Steam_WetFGD_SNCR | 81.6902 | N/A | N/A | N/A | N/A | N/A | N/A
00 Exist Coal Steam_WetFGD_SNCR_ACI | 33.3449 | 0 | 0 | 0 | 0 | 0 | 0
00 Exist Coal Steam_WetFGD_SNCR_ACI_DSI | N/A | N/A | N/A | N/A | N/A | N/A | N/A
00 Exist FBC_ACI_DSI | 20.1357 | 0 | 0 | 0 | 0 | 0 | 0
00 Exist FBC_DryFGD_ACI | 0 | 0 | 0 | 0 | 0 | 0 | 0
00 Exist FBC_DryFGD_DSI | 22.394 | N/A | N/A | N/A | N/A | N/A | N/A
00 Exist FBC_DryFGD_SNCR | 11.2823 | N/A | N/A | N/A | N/A | N/A | N/A
00 Exist FBC_DryFGD_SNCR_ACI | 60.2501 | N/A | N/A | N/A | N/A | N/A | N/A
00 Exist FBC_DryFGD_SNCR_ACI_DSI | 83.06 | N/A | N/A | N/A | N/A | N/A | N/A
00 Exist FBC_DryFGD_SNCR_DSI | 20.1357 | N/A | N/A | N/A | N/A | N/A | N/A
00 Exist FBC_DSI | 13.9992 | 0 | 0 | 0 | 0 | 0 | 0
00 Exist FBC_SCR | 20.1357 | N/A | N/A | N/A | N/A | N/A | N/A
00 Exist FBC_SNCR | 0 | N/A | N/A | N/A | N/A | N/A | N/A
00 Exist FBC_SNCR_ACI | 20.1357 | 17.4251 | 0 | 0 | 0 | 0 | 0
00 Exist FBC_SNCR_ACI_DSI | 19.4488 | N/A | N/A | N/A | N/A | N/A | N/A
00 Exist FBC_SNCR_DSI | 41.5141 | N/A | N/A | N/A | N/A | N/A | N/A
00 Exist FBC_Uncontrolled | N/A | N/A | N/A | N/A | N/A | N/A | N/A
00 Exist FBC_WetFGD_DSI | 47.4308 | N/A | N/A | N/A | N/A | N/A | N/A
00 Exist IGCC | 71.5071 | 79.9103 | N/A | N/A | N/A | N/A | N/A
00 Exist Fossil_Other | 32.2152 | 29.5396 | 28.9111 | 28.8167 | 29.1031 | 28.84 | 28.8397
00 Exist Fuel Cell | 0 | 1.3808 | 0.059409 | 0.10404 | 0 | 0 | 0
00 Exist Hydro | 39.6302 | 39.6302 | 39.6302 | 39.5986 | 39.3033 | 39.0691 | 39.0085
00 Exist Non Fossil_Other | 59.935 | 58.9663 | 58.7753 | 56.1519 | 54.5022 | 51.8961 | 51.7072
00 Exist Nuclear | 91.2978 | 91.1798 | 90.2072 | 89.167 | 87.321 | 85.6357 | 85.4959
00 Exist Oil/Gas Steam | 6.4826 | 8.7393 | 4.6382 | 0.69511 | 0.51783 | 0.97914 | 0.74044
00 Exist Oil/Gas Steam_SCR | 6.068 | 4.5598 | 1.1687 | 0.051362 | 0.050715 | 0.05529 | 0.05529
00 Exist Oil/Gas Steam_SNCR | 2.9031 | 10.0312 | 1.8927 | 0.39893 | 0.4018 | 0.48149 | 0.47516
00 Exist Biomass | 51.0602 | 9.4569 | 0.40159 | 0.40516 | 0 | 0 | 0.00075618
00 Exist Landfill Gas | 70.7223 | 65.0193 | 55.8347 | 53.931 | 51.9302 | 47.4463 | 47.4426
00 Exist Geothermal | 79.0652 | 79.0652 | 79.0652 | 79.0652 | 79.0652 | 79.0652 | 79.0652
00 Exist Pump Storage | 9.5074 | 9.616 | 10.4244 | 13.1921 | 13.2787 | 15.4816 | 16.418
00 Exist Energy Storage | 5.5127 | 5.1907 | 4.9495 | 5.4139 | 5.9207 | 7.7521 | 8.5233
00 Exist Solar PV | 24.5126 | 24.5126 | 24.5124 | 24.5124 | 24.5124 | 24.5124 | 24.5124
00 Exist Solar Thermal | 20.9939 | 20.9939 | 20.9939 | 20.9939 | 20.9939 | 20.9939 | 20.9939
00 Exist Offshore Wind | 43.1992 | 43.1992 | 43.1992 | 43.1992 | 43.1992 | 43.1992 | 43.1992
00 Exist Onshore Wind | 34.3362 | 34.3362 | 34.3362 | 34.3362 | 34.3362 | 34.3362 | 34.3362
00 International Imports | 33.46 | 33.46 | 33.46 | 30.27 | 30.27 | 30.27 | 30.27
00 Ret.ACI | N/A | N/A | N/A | N/A | N/A | N/A | N/A
00 Ret.ACI & DryFGD | N/A | N/A | N/A | N/A | N/A | N/A | N/A
00 Ret.ACI & DryFGD & HRI | N/A | N/A | N/A | N/A | N/A | N/A | N/A
00 Ret.ACI & DSI | N/A | N/A | N/A | N/A | N/A | N/A | N/A
00 Ret.ACI & DSI & DryFGD | N/A | N/A | N/A | N/A | N/A | N/A | N/A
00 Ret.ACI & DSI & DryFGD & HRI | N/A | N/A | N/A | N/A | N/A | N/A | N/A
00 Ret.ACI & DSI & HRI | N/A | N/A | N/A | N/A | N/A | N/A | N/A
00 Ret.ACI & DSI & WetFGD & HRI | N/A | N/A | N/A | N/A | N/A | N/A | N/A
00 Ret.ACI & HRI | N/A | N/A | N/A | N/A | N/A | N/A | N/A
00 Ret.ACI & SCR | N/A | N/A | N/A | N/A | N/A | N/A | N/A
00 Ret.ACI & SCR & DryFGD & HRI | N/A | N/A | N/A | N/A | N/A | N/A | N/A
00 Ret.ACI & SCR & DSI | N/A | N/A | N/A | N/A | N/A | N/A | N/A
00 Ret.ACI & SCR & DSI & DryFGD | N/A | N/A | N/A | N/A | N/A | N/A | N/A
00 Ret.ACI & SCR & DSI & DryFGD & HRI | N/A | N/A | N/A | N/A | N/A | N/A | N/A
00 Ret.ACI & SCR & DSI & HRI | N/A | N/A | N/A | N/A | N/A | N/A | N/A
00 Ret.ACI & SCR & DSI & WetFGD | N/A | N/A | N/A | N/A | N/A | N/A | N/A
00 Ret.ACI & SCR & DSI & WetFGD & HRI | N/A | N/A | N/A | N/A | N/A | N/A | N/A
00 Ret.ACI & SCR & HRI | N/A | N/A | N/A | N/A | N/A | N/A | N/A
00 Ret.ACI & SCR & WetFGD & HRI | N/A | N/A | N/A | N/A | N/A | N/A | N/A
00 Ret.ACI & SNCR | N/A | N/A | N/A | N/A | N/A | N/A | N/A
00 Ret.ACI & SNCR & DSI | N/A | N/A | N/A | N/A | N/A | N/A | N/A
00 Ret.ACI & SNCR & DSI & DryFGD | N/A | N/A | N/A | N/A | N/A | N/A | N/A
00 Ret.ACI & SNCR & DSI & DryFGD & HRI | N/A | N/A | N/A | N/A | N/A | N/A | N/A
00 Ret.ACI & SNCR & DSI & HRI | N/A | N/A | N/A | N/A | N/A | N/A | N/A
00 Ret.ACI & SNCR & DSI & WetFGD | N/A | N/A | N/A | N/A | N/A | N/A | N/A
00 Ret.ACI & SNCR & DSI & WetFGD & HRI | N/A | N/A | N/A | N/A | N/A | N/A | N/A
00 Ret.ACI & SNCR & HRI | N/A | N/A | N/A | N/A | N/A | N/A | N/A
00 Ret.ACI & WetFGD | N/A | N/A | N/A | N/A | N/A | N/A | N/A
00 Ret.ACI & WetFGD & DSI | N/A | N/A | N/A | N/A | N/A | N/A | N/A
00 Ret.ACI & WetFGD & HRI | N/A | N/A | N/A | N/A | N/A | N/A | N/A
00 Ret.C2G | 1.923 | 3.8773 | 0.30177 | 0.17306 | 0.16336 | 0.26611 | 0.26611
00 Ret.C2G & SCR | 0.73724 | 0 | 0 | 0 | 0 | 0 | 0
00 Ret.CCG | N/A | 84.9 | 84.9 | 77.5084 | 59.5088 | 47.7972 | 43.7516
00 Ret.DryFGD | N/A | N/A | N/A | N/A | N/A | N/A | N/A
00 Ret.DryFGD & CCS | N/A | N/A | N/A | N/A | N/A | N/A | N/A
00 Ret.DryFGD & HRI | N/A | N/A | N/A | N/A | N/A | N/A | N/A
00 Ret.DSI | N/A | N/A | N/A | N/A | N/A | N/A | N/A
00 Ret.DSI & DryFGD | N/A | N/A | N/A | N/A | N/A | N/A | N/A
00 Ret.DSI & DryFGD & HRI | N/A | N/A | N/A | N/A | N/A | N/A | N/A
00 Ret.DSI & HRI | N/A | N/A | N/A | N/A | N/A | N/A | N/A
00 Ret.ExistACI & DryFGD | N/A | N/A | N/A | N/A | N/A | N/A | N/A
00 Ret.ExistACI & DryFGD & CCS | N/A | N/A | N/A | N/A | N/A | N/A | N/A
00 Ret.ExistACI & DryFGD & HRI | N/A | N/A | N/A | N/A | N/A | N/A | N/A
00 Ret.ExistACI & DryFGD & HRI & CCS | N/A | N/A | N/A | N/A | N/A | N/A | N/A
00 Ret.ExistACI & DSI | N/A | N/A | N/A | N/A | N/A | N/A | N/A
00 Ret.ExistACI & DSI & DryFGD | N/A | N/A | N/A | N/A | N/A | N/A | N/A
00 Ret.ExistACI & DSI & DryFGD & HRI | N/A | N/A | N/A | N/A | N/A | N/A | N/A
00 Ret.ExistACI & DSI & HRI | N/A | N/A | N/A | N/A | N/A | N/A | N/A
00 Ret.ExistACI & HRI | N/A | N/A | N/A | N/A | N/A | N/A | N/A
00 Ret.ExistACI & HRI & WetFGD | N/A | N/A | N/A | N/A | N/A | N/A | N/A
00 Ret.ExistACI & SCR | N/A | N/A | N/A | N/A | N/A | N/A | N/A
00 Ret.ExistACI & SCR & DryFGD | N/A | N/A | N/A | N/A | N/A | N/A | N/A
00 Ret.ExistACI & SCR & DryFGD & CCS | N/A | N/A | N/A | N/A | N/A | N/A | N/A
00 Ret.ExistACI & SCR & DryFGD & HRI | N/A | N/A | N/A | N/A | N/A | N/A | N/A
00 Ret.ExistACI & SCR & DryFGD & HRI & CCS | N/A | N/A | N/A | N/A | N/A | N/A | N/A
00 Ret.ExistACI & SCR & DSI | N/A | N/A | N/A | N/A | N/A | N/A | N/A
00 Ret.ExistACI & SCR & DSI & DryFGD | N/A | N/A | N/A | N/A | N/A | N/A | N/A
00 Ret.ExistACI & SCR & DSI & DryFGD & HRI | N/A | N/A | N/A | N/A | N/A | N/A | N/A
00 Ret.ExistACI & SCR & DSI & HRI | N/A | N/A | N/A | N/A | N/A | N/A | N/A
00 Ret.ExistACI & SCR & HRI | N/A | N/A | N/A | N/A | N/A | N/A | N/A
00 Ret.ExistACI & SCR & WetFGD | N/A | N/A | N/A | N/A | N/A | N/A | N/A
00 Ret.ExistACI & SCR & WetFGD & CCS | N/A | N/A | N/A | N/A | N/A | N/A | N/A
00 Ret.ExistACI & SCR & WetFGD & HRI | N/A | N/A | N/A | N/A | N/A | N/A | N/A
00 Ret.ExistACI & SCR & WetFGD & HRI & CCS | N/A | N/A | N/A | N/A | N/A | N/A | N/A
00 Ret.ExistACI & SNCR | N/A | N/A | N/A | N/A | N/A | N/A | N/A
00 Ret.ExistACI & SNCR & DryFGD | N/A | N/A | N/A | N/A | N/A | N/A | N/A
00 Ret.ExistACI & SNCR & DryFGD & CCS | N/A | N/A | N/A | N/A | N/A | N/A | N/A
00 Ret.ExistACI & SNCR & DryFGD & HRI | N/A | N/A | N/A | N/A | N/A | N/A | N/A
00 Ret.ExistACI & SNCR & DryFGD & HRI & CCS | N/A | N/A | N/A | N/A | N/A | N/A | N/A
00 Ret.ExistACI & SNCR & DSI | N/A | N/A | N/A | N/A | N/A | N/A | N/A
00 Ret.ExistACI & SNCR & DSI & HRI | N/A | N/A | N/A | N/A | N/A | N/A | N/A
00 Ret.ExistACI & SNCR & HRI | N/A | N/A | N/A | N/A | N/A | N/A | N/A
00 Ret.ExistACI & SNCR & WetFGD | N/A | N/A | N/A | N/A | N/A | N/A | N/A
00 Ret.ExistACI & SNCR & WetFGD & CCS | N/A | N/A | N/A | N/A | N/A | N/A | N/A
00 Ret.ExistACI & SNCR & WetFGD & HRI | N/A | N/A | N/A | N/A | N/A | N/A | N/A
00 Ret.ExistACI & SNCR & WetFGD & HRI & CCS | N/A | N/A | N/A | N/A | N/A | N/A | N/A
00 Ret.ExistACI & WetFGD | N/A | N/A | N/A | N/A | N/A | N/A | N/A
00 Ret.ExistACI & WetFGD & CCS | N/A | N/A | N/A | N/A | N/A | N/A | N/A
00 Ret.ExistACI & WetFGD & HRI & CCS | N/A | N/A | N/A | N/A | N/A | N/A | N/A
00 Ret.ExistACI_DSI & DryFGD | N/A | N/A | N/A | N/A | N/A | N/A | N/A
00 Ret.ExistACI_DSI & DryFGD & CCS | N/A | N/A | N/A | N/A | N/A | N/A | N/A
00 Ret.ExistACI_DSI & DryFGD & HRI | N/A | N/A | N/A | N/A | N/A | N/A | N/A
00 Ret.ExistACI_DSI & DryFGD & HRI & CCS | N/A | N/A | N/A | N/A | N/A | N/A | N/A
00 Ret.ExistACI_DSI & HRI | N/A | N/A | N/A | N/A | N/A | N/A | N/A
00 Ret.ExistACI_DSI & SCR | N/A | N/A | N/A | N/A | N/A | N/A | N/A
00 Ret.ExistACI_DSI & SCR & DryFGD | N/A | N/A | N/A | N/A | N/A | N/A | N/A
00 Ret.ExistACI_DSI & SCR & DryFGD & CCS | N/A | N/A | N/A | N/A | N/A | N/A | N/A
00 Ret.ExistACI_DSI & SCR & DryFGD & HRI | N/A | N/A | N/A | N/A | N/A | N/A | N/A
00 Ret.ExistACI_DSI & SCR & DryFGD & HRI & CCS | N/A | N/A | N/A | N/A | N/A | N/A | N/A
00 Ret.ExistACI_DSI & SCR & HRI | N/A | N/A | N/A | N/A | N/A | N/A | N/A
00 Ret.ExistACI_DSI & SCR & WetFGD | N/A | N/A | N/A | N/A | N/A | N/A | N/A
00 Ret.ExistACI_DSI & SCR & WetFGD & CCS | N/A | N/A | N/A | N/A | N/A | N/A | N/A
00 Ret.ExistACI_DSI & SCR & WetFGD & HRI | N/A | N/A | N/A | N/A | N/A | N/A | N/A
00 Ret.ExistACI_DSI & SCR & WetFGD & HRI & CCS | N/A | N/A | N/A | N/A | N/A | N/A | N/A
00 Ret.ExistACI_DSI & SNCR | N/A | N/A | N/A | N/A | N/A | N/A | N/A
00 Ret.ExistACI_DSI & SNCR & DryFGD | N/A | N/A | N/A | N/A | N/A | N/A | N/A
00 Ret.ExistACI_DSI & SNCR & DryFGD & HRI & CCS | N/A | N/A | N/A | N/A | N/A | N/A | N/A
00 Ret.ExistACI_DSI & SNCR & DryFGD & HRI | N/A | N/A | N/A | N/A | N/A | N/A | N/A
00 Ret.ExistACI_DSI & SNCR & WetFGD & HRI & CCS | N/A | N/A | N/A | N/A | N/A | N/A | N/A
00 Ret.ExistACI_DSI & SNCR & HRI | N/A | N/A | N/A | N/A | N/A | N/A | N/A
00 Ret.ExistACI_DSI & SNCR & WetFGD | N/A | N/A | N/A | N/A | N/A | N/A | N/A
00 Ret.ExistACI_DSI & SNCR & WetFGD & HRI | N/A | N/A | N/A | N/A | N/A | N/A | N/A
00 Ret.ExistACI_DSI & WetFGD | N/A | N/A | N/A | N/A | N/A | N/A | N/A
00 Ret.ExistACI_DSI & WetFGD & CCS | N/A | N/A | N/A | N/A | N/A | N/A | N/A
00 Ret.ExistACI_DSI & WetFGD & HRI | N/A | N/A | N/A | N/A | N/A | N/A | N/A
00 Ret.ExistACI_DSI & WetFGD & HRI & CCS | N/A | N/A | N/A | N/A | N/A | N/A | N/A
00 Ret.ExistDryFGD & CCS | N/A | N/A | N/A | N/A | N/A | N/A | N/A
00 Ret.ExistDryFGD & HRI | N/A | N/A | N/A | N/A | N/A | N/A | N/A
00 Ret.ExistDryFGD & SCR | N/A | N/A | N/A | N/A | N/A | N/A | N/A
00 Ret.ExistDryFGD & SCR & CCS | N/A | N/A | N/A | N/A | N/A | N/A | N/A
00 Ret.ExistDryFGD & SCR & HRI | N/A | N/A | N/A | N/A | N/A | N/A | N/A
00 Ret.ExistDryFGD & SNCR | N/A | N/A | N/A | N/A | N/A | N/A | N/A
00 Ret.ExistDryFGD & SNCR & CCS | N/A | N/A | N/A | N/A | N/A | N/A | N/A
00 Ret.ExistDryFGD & SNCR & HRI | N/A | N/A | N/A | N/A | N/A | N/A | N/A
00 Ret.ExistDryFGD_ACI & CCS | N/A | N/A | N/A | N/A | N/A | N/A | N/A
00 Ret.ExistDryFGD_ACI & HRI | N/A | N/A | N/A | N/A | N/A | N/A | N/A
00 Ret.ExistDryFGD_ACI & HRI & CCS | N/A | N/A | N/A | N/A | N/A | N/A | N/A
00 Ret.ExistDryFGD_ACI & SCR | 79.13 | 57.1218 | 0 | 0 | 0 | 0 | 0
00 Ret.ExistDryFGD_ACI & SCR & CCS | N/A | 81.2479 | 81.0502 | 81.0502 | 79.13 | 79.13 | 79.13
00 Ret.ExistDryFGD_ACI & SCR & HRI | N/A | N/A | N/A | N/A | N/A | N/A | N/A
00 Ret.ExistDryFGD_ACI & SCR & HRI & CCS | N/A | N/A | N/A | N/A | N/A | N/A | N/A
00 Ret.ExistDryFGD_ACI & SNCR | N/A | N/A | N/A | N/A | N/A | N/A | N/A
00 Ret.ExistDryFGD_ACI & SNCR & CCS | N/A | N/A | N/A | N/A | N/A | N/A | N/A
00 Ret.ExistDryFGD_ACI & SNCR & HRI | N/A | N/A | N/A | N/A | N/A | N/A | N/A
00 Ret.ExistDryFGD_ACI & SNCR & HRI & CCS | N/A | N/A | N/A | N/A | N/A | N/A | N/A
00 Ret.ExistDryFGD_ACI_DSI & SCR | N/A | N/A | N/A | N/A | N/A | N/A | N/A
00 Ret.ExistDryFGD_ACI_DSI & SCR & CCS | N/A | N/A | N/A | N/A | N/A | N/A | N/A
00 Ret.ExistDryFGD_ACI_DSI & SCR & HRI | N/A | N/A | N/A | N/A | N/A | N/A | N/A
00 Ret.ExistDryFGD_ACI_DSI & SCR & HRI & CCS | N/A | N/A | N/A | N/A | N/A | N/A | N/A
00 Ret.ExistDryFGD_DSI & CCS | N/A | N/A | N/A | N/A | N/A | N/A | N/A
00 Ret.ExistDryFGD_DSI & HRI | N/A | N/A | N/A | N/A | N/A | N/A | N/A
00 Ret.ExistDryFGD_SCR_DSI & CCS | N/A | N/A | N/A | N/A | N/A | N/A | N/A
00 Ret.ExistDryFGD_SNCR & CCS | N/A | N/A | N/A | N/A | N/A | N/A | N/A
00 Ret.ExistDryFGD_SNCR_ACI_DSI & CCS | N/A | N/A | N/A | N/A | N/A | N/A | N/A
00 Ret.ExistDryFGD_SNCR_ACI_DSI & HRI | N/A | N/A | N/A | N/A | N/A | N/A | N/A
00 Ret.ExistDryFGD_SNCR_ACI_DSI & HRI & CCS | N/A | N/A | N/A | N/A | N/A | N/A | N/A
00 Ret.ExistDryFGD_SNCR_DSI & CCS | N/A | N/A | N/A | N/A | N/A | N/A | N/A
00 Ret.ExistDSI & DryFGD | N/A | N/A | N/A | N/A | N/A | N/A | N/A
00 Ret.ExistDSI & DryFGD & HRI | N/A | N/A | N/A | N/A | N/A | N/A | N/A
00 Ret.ExistDSI & HRI | N/A | N/A | N/A | N/A | N/A | N/A | N/A
00 Ret.ExistDSI & SCR | N/A | N/A | N/A | N/A | N/A | N/A | N/A
00 Ret.ExistDSI & SCR & DryFGD | N/A | N/A | N/A | N/A | N/A | N/A | N/A
00 Ret.ExistDSI & SCR & DryFGD & HRI | N/A | N/A | N/A | N/A | N/A | N/A | N/A
00 Ret.ExistDSI & SCR & HRI | N/A | N/A | N/A | N/A | N/A | N/A | N/A
00 Ret.ExistDSI & SCR & WetFGD | N/A | N/A | N/A | N/A | N/A | N/A | N/A
00 Ret.ExistDSI & SCR & WetFGD & HRI | N/A | N/A | N/A | N/A | N/A | N/A | N/A
00 Ret.ExistDSI & SNCR | N/A | N/A | N/A | N/A | N/A | N/A | N/A
00 Ret.ExistSCR & ACI | N/A | N/A | N/A | N/A | N/A | N/A | N/A
00 Ret.ExistDSI & SNCR & DryFGD | N/A | N/A | N/A | N/A | N/A | N/A | N/A
00 Ret.ExistSCR & ACI & DSI | N/A | N/A | N/A | N/A | N/A | N/A | N/A
00 Ret.ExistSCR & ACI & DSI & DryFGD | N/A | N/A | N/A | N/A | N/A | N/A | N/A
00 Ret.ExistSCR & ACI & DSI & DryFGD & HRI | N/A | N/A | N/A | N/A | N/A | N/A | N/A
00 Ret.ExistDSI & SNCR & DryFGD & HRI | N/A | N/A | N/A | N/A | N/A | N/A | N/A
00 Ret.ExistDSI & SNCR & HRI | N/A | N/A | N/A | N/A | N/A | N/A | N/A
00 Ret.ExistSCR & ACI & DSI & HRI | N/A | N/A | N/A | N/A | N/A | N/A | N/A
00 Ret.ExistDSI & SNCR & WetFGD | N/A | N/A | N/A | N/A | N/A | N/A | N/A
00 Ret.ExistSCR & ACI & DSI & WetFGD | N/A | N/A | N/A | N/A | N/A | N/A | N/A
00 Ret.ExistSCR & ACI & DSI & WetFGD & HRI | N/A | N/A | N/A | N/A | N/A | N/A | N/A
00 Ret.ExistSCR & ACI & HRI | N/A | N/A | N/A | N/A | N/A | N/A | N/A
00 Ret.ExistDSI & SNCR & WetFGD & HRI | N/A | N/A | N/A | N/A | N/A | N/A | N/A
00 Ret.ExistDSI & WetFGD | N/A | N/A | N/A | N/A | N/A | N/A | N/A
00 Ret.ExistDSI & WetFGD & HRI | N/A | N/A | N/A | N/A | N/A | N/A | N/A
00 Ret.ExistDSI_ACI & SNCR & DryFGD & CCS | N/A | N/A | N/A | N/A | N/A | N/A | N/A
00 Ret.ExistDSI_ACI & SNCR & WetFGD & CCS | N/A | N/A | N/A | N/A | N/A | N/A | N/A
00 Ret.ExistSCR_ACI & DryFGD | N/A | N/A | N/A | N/A | N/A | N/A | N/A
00 Ret.ExistSCR & DSI | N/A | N/A | N/A | N/A | N/A | N/A | N/A
00 Ret.ExistSCR_ACI & DryFGD & CCS | N/A | N/A | N/A | N/A | N/A | N/A | N/A
00 Ret.ExistSCR_ACI & DryFGD & HRI | N/A | N/A | N/A | N/A | N/A | N/A | N/A
00 Ret.ExistSCR & DSI & DryFGD | N/A | N/A | N/A | N/A | N/A | N/A | N/A
00 Ret.ExistSCR_ACI & DryFGD & HRI & CCS | N/A | N/A | N/A | N/A | N/A | N/A | N/A
00 Ret.ExistSCR & DSI & DryFGD & HRI | N/A | N/A | N/A | N/A | N/A | N/A | N/A
00 Ret.ExistSCR & DSI & HRI | N/A | N/A | N/A | N/A | N/A | N/A | N/A
00 Ret.ExistSCR_ACI & DSI & HRI | N/A | N/A | N/A | N/A | N/A | N/A | N/A
00 Ret.ExistSCR_ACI & HRI | N/A | N/A | N/A | N/A | N/A | N/A | N/A
00 Ret.ExistSCR_ACI & WetFGD | N/A | N/A | N/A | N/A | N/A | N/A | N/A
00 Ret.ExistSCR & HRI | N/A | N/A | N/A | N/A | N/A | N/A | N/A
00 Ret.ExistSCR_ACI & WetFGD & CCS | N/A | N/A | N/A | N/A | N/A | N/A | N/A
00 Ret.ExistSCR_ACI & WetFGD & HRI | N/A | N/A | N/A | N/A | N/A | N/A | N/A
00 Ret.ExistSCR_ACI & WetFGD & HRI & CCS | N/A | N/A | N/A | N/A | N/A | N/A | N/A
00 Ret.ExistSCR_ACI_DSI & DryFGD | N/A | N/A | N/A | N/A | N/A | N/A | N/A
00 Ret.ExistSCR_ACI_DSI & DryFGD & CCS | N/A | N/A | N/A | N/A | N/A | N/A | N/A
00 Ret.ExistSCR_ACI_DSI & DryFGD & HRI | N/A | N/A | N/A | N/A | N/A | N/A | N/A
00 Ret.ExistSCR_ACI_DSI & DryFGD & HRI & CCS | N/A | N/A | N/A | N/A | N/A | N/A | N/A
00 Ret.ExistSCR_ACI_DSI & HRI | N/A | N/A | N/A | N/A | N/A | N/A | N/A
00 Ret.ExistSCR_ACI_DSI & WetFGD | N/A | N/A | N/A | N/A | N/A | N/A | N/A
00 Ret.ExistSCR_ACI_DSI & WetFGD & CCS | N/A | N/A | N/A | N/A | N/A | N/A | N/A
00 Ret.ExistSCR_ACI_DSI & WetFGD & HRI | N/A | N/A | N/A | N/A | N/A | N/A | N/A
00 Ret.ExistSCR_ACI_DSI & WetFGD & HRI & CCS | N/A | N/A | N/A | N/A | N/A | N/A | N/A
00 Ret.ExistSCR_DryFGD & CCS | N/A | N/A | N/A | N/A | N/A | N/A | N/A
00 Ret.ExistSCR_DryFGD & HRI | N/A | N/A | N/A | N/A | N/A | N/A | N/A
00 Ret.ExistSCR_DryFGD_ACI & CCS | N/A | 79.8755 | 79.8755 | 79.8755 | 78.8369 | 78.8369 | 78.8369
00 Ret.ExistSCR_DryFGD_ACI & HRI | N/A | N/A | N/A | N/A | N/A | N/A | N/A
00 Ret.ExistSCR_DryFGD_ACI & HRI & CCS | N/A | N/A | N/A | N/A | N/A | N/A | N/A
00 Ret.ExistSCR_DryFGD_ACI_DSI & CCS | N/A | N/A | N/A | N/A | N/A | N/A | N/A
00 Ret.ExistSCR_DryFGD_ACI_DSI & HRI | N/A | N/A | N/A | N/A | N/A | N/A | N/A
00 Ret.ExistSCR_DryFGD_ACI_DSI & HRI & CCS | N/A | N/A | N/A | N/A | N/A | N/A | N/A
00 Ret.ExistSCR_WetFGD & HRI | N/A | N/A | N/A | N/A | N/A | N/A | N/A
00 Ret.ExistSCR_WetFGD & HRI & CCS | N/A | N/A | N/A | N/A | N/A | N/A | N/A
00 Ret.ExistSCR_WetFGD_ACI & CCS | N/A | 80.8678 | 80.8678 | 81.2712 | N/A | N/A | N/A
00 Ret.ExistSCR_WetFGD_ACI & HRI | N/A | N/A | N/A | N/A | N/A | N/A | N/A
00 Ret.ExistSCR_WetFGD_ACI & HRI & CCS | N/A | N/A | N/A | N/A | N/A | N/A | N/A
00 Ret.ExistSCR_WetFGD_ACI_DSI & CCS | N/A | 79.1245 | 79.1245 | 79.1245 | N/A | N/A | N/A
00 Ret.ExistSCR_WetFGD_ACI_DSI & HRI | N/A | N/A | N/A | N/A | N/A | N/A | N/A
00 Ret.ExistSCR_WetFGD_ACI_DSI & HRI & CCS | N/A | N/A | N/A | N/A | N/A | N/A | N/A
00 Ret.ExistSCR_WetFGD_DSI & HRI | N/A | N/A | N/A | N/A | N/A | N/A | N/A
00 Ret.ExistSCR_WetFGD_DSI & HRI & CCS | N/A | N/A | N/A | N/A | N/A | N/A | N/A
00 Ret.ExistSNCR_ACI & DryFGD | N/A | N/A | N/A | N/A | N/A | N/A | N/A
00 Ret.ExistSNCR_ACI & DryFGD & CCS | N/A | N/A | N/A | N/A | N/A | N/A | N/A
00 Ret.ExistSNCR_ACI & DryFGD & HRI | N/A | N/A | N/A | N/A | N/A | N/A | N/A
00 Ret.ExistSNCR_ACI & DryFGD & HRI & CCS | N/A | N/A | N/A | N/A | N/A | N/A | N/A
00 Ret.ExistSNCR_ACI & DSI & HRI | N/A | N/A | N/A | N/A | N/A | N/A | N/A
00 Ret.ExistSNCR_ACI & HRI | N/A | N/A | N/A | N/A | N/A | N/A | N/A
00 Ret.ExistSNCR_ACI & WetFGD | N/A | N/A | N/A | N/A | N/A | N/A | N/A
00 Ret.ExistSNCR_ACI & WetFGD & CCS | N/A | N/A | N/A | N/A | N/A | N/A | N/A
00 Ret.ExistSNCR_ACI & WetFGD & HRI | N/A | N/A | N/A | N/A | N/A | N/A | N/A
00 Ret.ExistSNCR_ACI & WetFGD & HRI & CCS | N/A | N/A | N/A | N/A | N/A | N/A | N/A
00 Ret.ExistSNCR_ACI_DSI & DryFGD | N/A | N/A | N/A | N/A | N/A | N/A | N/A
00 Ret.ExistSNCR_ACI_DSI & DryFGD & CCS | N/A | N/A | N/A | N/A | N/A | N/A | N/A
00 Ret.ExistSNCR_ACI_DSI & DryFGD & HRI | N/A | N/A | N/A | N/A | N/A | N/A | N/A
00 Ret.ExistSNCR_ACI_DSI & DryFGD & HRI & CCS | N/A | N/A | N/A | N/A | N/A | N/A | N/A
00 Ret.ExistSNCR_ACI_DSI & HRI | N/A | N/A | N/A | N/A | N/A | N/A | N/A
00 Ret.ExistSNCR_ACI_DSI & WetFGD | N/A | N/A | N/A | N/A | N/A | N/A | N/A
00 Ret.ExistSNCR_ACI_DSI & WetFGD & CCS | N/A | N/A | N/A | N/A | N/A | N/A | N/A
00 Ret.ExistSNCR_ACI_DSI & WetFGD & HRI | N/A | N/A | N/A | N/A | N/A | N/A | N/A
00 Ret.ExistSNCR_ACI_DSI & WetFGD & HRI & CCS | N/A | N/A | N/A | N/A | N/A | N/A | N/A
00 Ret.ExistSNCR_DryFGD & HRI | N/A | N/A | N/A | N/A | N/A | N/A | N/A
00 Ret.ExistSNCR_DryFGD_ACI & CCS | N/A | N/A | N/A | N/A | N/A | N/A | N/A
00 Ret.ExistSNCR_DryFGD_ACI & HRI | N/A | N/A | N/A | N/A | N/A | N/A | N/A
00 Ret.ExistSNCR_DryFGD_ACI & HRI & CCS | N/A | N/A | N/A | N/A | N/A | N/A | N/A
00 Ret.ExistSNCR_WetFGD & HRI | N/A | N/A | N/A | N/A | N/A | N/A | N/A
00 Ret.ExistSNCR_WetFGD & HRI & CCS | N/A | N/A | N/A | N/A | N/A | N/A | N/A
00 Ret.ExistSNCR_WetFGD_ACI & CCS | N/A | N/A | N/A | N/A | N/A | N/A | N/A
00 Ret.ExistSNCR_WetFGD_ACI & HRI | N/A | N/A | N/A | N/A | N/A | N/A | N/A
00 Ret.ExistSNCR_WetFGD_ACI & HRI & CCS | N/A | N/A | N/A | N/A | N/A | N/A | N/A
00 Ret.ExistSNCR_WetFGD_ACI_DSI & CCS | N/A | N/A | N/A | N/A | N/A | N/A | N/A
00 Ret.ExistSNCR_WetFGD_ACI_DSI & HRI | N/A | N/A | N/A | N/A | N/A | N/A | N/A
00 Ret.ExistSNCR_WetFGD_ACI_DSI & HRI & CCS | N/A | N/A | N/A | N/A | N/A | N/A | N/A
00 Ret.ExistSNCR & DryFGD & HRI | N/A | N/A | N/A | N/A | N/A | N/A | N/A
00 Ret.ExistSNCR & HRI | N/A | N/A | N/A | N/A | N/A | N/A | N/A
00 Ret.ExistWetFGD & CCS | N/A | N/A | N/A | N/A | N/A | N/A | N/A
00 Ret.ExistWetFGD & HRI | N/A | N/A | N/A | N/A | N/A | N/A | N/A
00 Ret.ExistWetFGD & HRI & CCS | N/A | N/A | N/A | N/A | N/A | N/A | N/A
00 Ret.ExistWetFGD & SCR | 79.13 | 55.6852 | 0 | 0 | 0 | 0 | 0
00 Ret.ExistWetFGD & SCR & CCS | N/A | 79.13 | 79.13 | 79.13 | 79.13 | N/A | N/A
00 Ret.ExistWetFGD & SCR & HRI | N/A | N/A | N/A | N/A | N/A | N/A | N/A
00 Ret.ExistWetFGD & SCR & HRI & CCS | N/A | N/A | N/A | N/A | N/A | N/A | N/A
00 Ret.ExistWetFGD & SNCR | N/A | 63.9011 | N/A | N/A | N/A | N/A | N/A
00 Ret.ExistWetFGD & SNCR & CCS | N/A | N/A | N/A | N/A | N/A | N/A | N/A
00 Ret.ExistWetFGD & SNCR & HRI | N/A | N/A | N/A | N/A | N/A | N/A | N/A
00 Ret.ExistWetFGD & SNCR & HRI & CCS | N/A | N/A | N/A | N/A | N/A | N/A | N/A
00 Ret.ExistWetFGD_ACI & CCS | N/A | N/A | N/A | N/A | N/A | N/A | N/A
00 Ret.ExistWetFGD_ACI & HRI | N/A | N/A | N/A | N/A | N/A | N/A | N/A
00 Ret.ExistWetFGD_ACI & HRI & CCS | N/A | N/A | N/A | N/A | N/A | N/A | N/A
00 Ret.ExistWetFGD_ACI & SCR | 79.2394 | 80.77 | 80.77 | 45.1142 | 19.1522 | 19.1522 | 19.1522
00 Ret.ExistWetFGD_ACI & SCR & CCS | N/A | 79.13 | 79.13 | 79.13 | N/A | N/A | N/A
00 Ret.ExistWetFGD_ACI & SCR & HRI | N/A | N/A | N/A | N/A | N/A | N/A | N/A
00 Ret.ExistWetFGD_ACI & SCR & HRI & CCS | N/A | N/A | N/A | N/A | N/A | N/A | N/A
00 Ret.ExistWetFGD_ACI & SNCR | N/A | N/A | N/A | N/A | N/A | N/A | N/A
00 Ret.ExistWetFGD_ACI & SNCR & CCS | N/A | N/A | N/A | N/A | N/A | N/A | N/A
00 Ret.ExistWetFGD_ACI & SNCR & HRI | N/A | N/A | N/A | N/A | N/A | N/A | N/A
00 Ret.ExistWetFGD_ACI & SNCR & HRI & CCS | N/A | N/A | N/A | N/A | N/A | N/A | N/A
00 Ret.ExistWetFGD_ACI_DSI & CCS | N/A | N/A | N/A | N/A | N/A | N/A | N/A
00 Ret.ExistWetFGD_ACI_DSI & HRI | N/A | N/A | N/A | N/A | N/A | N/A | N/A
00 Ret.ExistWetFGD_ACI_DSI & HRI & CCS | N/A | N/A | N/A | N/A | N/A | N/A | N/A
00 Ret.ExistWetFGD_ACI_DSI & SCR | N/A | N/A | N/A | N/A | N/A | N/A | N/A
00 Ret.ExistWetFGD_ACI_DSI & SCR & CCS | N/A | N/A | N/A | N/A | N/A | N/A | N/A
00 Ret.ExistWetFGD_ACI_DSI & SCR & HRI | N/A | N/A | N/A | N/A | N/A | N/A | N/A
00 Ret.ExistWetFGD_ACI_DSI & SCR & HRI & CCS | N/A | N/A | N/A | N/A | N/A | N/A | N/A
00 Ret.ExistWetFGD_ACI_DSI & SNCR | N/A | N/A | N/A | N/A | N/A | N/A | N/A
00 Ret.ExistWetFGD_ACI_DSI & SNCR & CCS | N/A | N/A | N/A | N/A | N/A | N/A | N/A
00 Ret.ExistWetFGD_ACI_DSI & SNCR & HRI | N/A | N/A | N/A | N/A | N/A | N/A | N/A
00 Ret.ExistWetFGD_ACI_DSI & SNCR & HRI & CCS | N/A | N/A | N/A | N/A | N/A | N/A | N/A
00 Ret.ExistWetFGD_DSI & CCS | N/A | N/A | N/A | N/A | N/A | N/A | N/A
00 Ret.ExistWetFGD_DSI & HRI | N/A | N/A | N/A | N/A | N/A | N/A | N/A
00 Ret.ExistWetFGD_DSI & SCR | N/A | N/A | N/A | N/A | N/A | N/A | N/A
00 Ret.ExistSNCR_DSI & DryFGD & HRI | N/A | N/A | N/A | N/A | N/A | N/A | N/A
00 Ret.ExistWetFGD_DSI & SCR & HRI | N/A | N/A | N/A | N/A | N/A | N/A | N/A
00 Ret.ExistSNCR_DSI & HRI | N/A | N/A | N/A | N/A | N/A | N/A | N/A
00 Ret.ExistWetFGD_DSI & SNCR | N/A | N/A | N/A | N/A | N/A | N/A | N/A
00 Ret.ExistWetFGD_DSI & SNCR & HRI | N/A | N/A | N/A | N/A | N/A | N/A | N/A
00 Ret.ExistWetFGD_SCR & CCS | N/A | 80.2759 | 80.2759 | 79.5433 | 79.8404 | N/A | N/A
00 Ret.ExistWetFGD_SCR_DSI & CCS | N/A | N/A | N/A | N/A | N/A | N/A | N/A
00 Ret.ExistWetFGD_SNCR & CCS | N/A | N/A | N/A | N/A | N/A | N/A | N/A
00 Ret.HRI | N/A | N/A | N/A | N/A | N/A | N/A | N/A
00 Ret.SCR | N/A | N/A | N/A | N/A | N/A | N/A | N/A
00 Ret.SCR & DryFGD | N/A | N/A | N/A | N/A | N/A | N/A | N/A
00 Ret.SCR & DryFGD & ACI | N/A | N/A | N/A | N/A | N/A | N/A | N/A
00 Ret.SCR & DryFGD & CCS | N/A | N/A | N/A | N/A | N/A | N/A | N/A
00 Ret.SCR & DryFGD & HRI | N/A | N/A | N/A | N/A | N/A | N/A | N/A
00 Ret.SCR & DSI | N/A | N/A | N/A | N/A | N/A | N/A | N/A
00 Ret.SCR & DSI & DryFGD | N/A | N/A | N/A | N/A | N/A | N/A | N/A
00 Ret.SCR & DSI & DryFGD & HRI | N/A | N/A | N/A | N/A | N/A | N/A | N/A
00 Ret.SCR & DSI & HRI | N/A | N/A | N/A | N/A | N/A | N/A | N/A
00 Ret.SCR & DSI & WetFGD | N/A | N/A | N/A | N/A | N/A | N/A | N/A
00 Ret.SCR & DSI & WetFGD & HRI | N/A | N/A | N/A | N/A | N/A | N/A | N/A
00 Ret.SCR & HRI | N/A | N/A | N/A | N/A | N/A | N/A | N/A
00 Ret.SCR & WetFGD | N/A | N/A | N/A | N/A | N/A | N/A | N/A
00 Ret.SCR & WetFGD & ACI | N/A | N/A | N/A | N/A | N/A | N/A | N/A
00 Ret.SCR & WetFGD & CCS | N/A | N/A | N/A | N/A | N/A | N/A | N/A
00 Ret.SCR & WetFGD & HRI | N/A | N/A | N/A | N/A | N/A | N/A | N/A
00 Ret.SNCR | N/A | N/A | N/A | N/A | N/A | N/A | N/A
00 Ret.SNCR & DryFGD | N/A | N/A | N/A | N/A | N/A | N/A | N/A
00 Ret.SNCR & DryFGD & ACI | N/A | N/A | N/A | N/A | N/A | N/A | N/A
00 Ret.SNCR & DryFGD & ACI & HRI | N/A | N/A | N/A | N/A | N/A | N/A | N/A
00 Ret.SNCR & DryFGD & CCS | N/A | N/A | N/A | N/A | N/A | N/A | N/A
00 Ret.SNCR & DryFGD & HRI | N/A | N/A | N/A | N/A | N/A | N/A | N/A
00 Ret.SNCR & DSI | N/A | N/A | N/A | N/A | N/A | N/A | N/A
00 Ret.SNCR & DSI & HRI | N/A | N/A | N/A | N/A | N/A | N/A | N/A
00 Ret.SNCR & HRI | N/A | N/A | N/A | N/A | N/A | N/A | N/A
00 Ret.SNCR & WetFGD | N/A | N/A | N/A | N/A | N/A | N/A | N/A
00 Ret.SNCR & WetFGD & ACI | N/A | N/A | N/A | N/A | N/A | N/A | N/A
00 Ret.SNCR & WetFGD & ACI & HRI | N/A | N/A | N/A | N/A | N/A | N/A | N/A
00 Ret.SNCR & WetFGD & CCS | N/A | N/A | N/A | N/A | N/A | N/A | N/A
00 Ret.SNCR & WetFGD & HRI | N/A | N/A | N/A | N/A | N/A | N/A | N/A
00 Ret.WetFGD | N/A | N/A | N/A | N/A | N/A | N/A | N/A
00 Ret.WetFGD & CCS | N/A | N/A | N/A | N/A | N/A | N/A | N/A
00 Ret.WetFGD & HRI | N/A | N/A | N/A | N/A | N/A | N/A | N/A
00 Ret.FB & HRI | N/A | N/A | N/A | N/A | N/A | N/A | N/A
00 Ret.FB DryFGD | N/A | N/A | N/A | N/A | N/A | N/A | N/A
00 Ret.FB DryFGD & HRI | N/A | N/A | N/A | N/A | N/A | N/A | N/A
00 Ret.FB DryFGD & SNCR | N/A | N/A | N/A | N/A | N/A | N/A | N/A
00 Ret.FB-Exist ACI & DryFGD & HRI | N/A | N/A | N/A | N/A | N/A | N/A | N/A
00 Ret.FB-Exist ACI_DSI & DryFGD & SNCR | N/A | N/A | N/A | N/A | N/A | N/A | N/A
00 Ret.FB-Exist ACI_DSI & SNCR | 10 | 10 | 10 | 10 | 10 | 10 | 10
00 Ret.FB-ExistACI & HRI | N/A | N/A | N/A | N/A | N/A | N/A | N/A
00 Ret.FB-ExistACI_DSI & DryFGD | N/A | N/A | N/A | N/A | N/A | N/A | N/A
00 Ret.FB-ExistACI_DSI & DryFGD & HRI | N/A | N/A | N/A | N/A | N/A | N/A | N/A
00 Ret.FB-ExistACI_DSI & DryFGD & SNCR | N/A | N/A | N/A | N/A | N/A | N/A | N/A
00 Ret.FB-ExistACI_DSI & DryFGD & SNCR & HRI | N/A | N/A | N/A | N/A | N/A | N/A | N/A
00 Ret.FB-ExistACI_DSI & HRI | N/A | N/A | N/A | N/A | N/A | N/A | N/A
00 Ret.FB-ExistACI_DSI & SNCR & HRI | N/A | N/A | N/A | N/A | N/A | N/A | N/A
00 Ret.FB-ExistDryFGD & HRI | N/A | N/A | N/A | N/A | N/A | N/A | N/A
00 Ret.FB-ExistDryFGD_ACI & HRI | N/A | N/A | N/A | N/A | N/A | N/A | N/A
00 Ret.FB-ExistDryFGD_ACI & HRI & CCS | N/A | N/A | N/A | N/A | N/A | N/A | N/A
00 Ret.FB-ExistDryFGD_ACI & SNCR | 16.8306 | 0 | 0 | 0 | 0 | N/A | N/A
00 Ret.FB-ExistDryFGD_ACI & SNCR & HRI | N/A | N/A | N/A | N/A | N/A | N/A | N/A
00 Ret.FB-ExistDryFGD_DSI & HRI | N/A | N/A | N/A | N/A | N/A | N/A | N/A
00 Ret.FB-ExistDryFGD_DSI & SNCR | N/A | N/A | N/A | N/A | N/A | N/A | N/A
00 Ret.FB-ExistDryFGD_DSI & SNCR & HRI | N/A | N/A | N/A | N/A | N/A | N/A | N/A
00 Ret.FB-ExistDryFGD_SNCR & HRI | N/A | N/A | N/A | N/A | N/A | N/A | N/A
00 Ret.FB-ExistDryFGD_SNCR_ACI & HRI | N/A | N/A | N/A | N/A | N/A | N/A | N/A
00 Ret.FB-ExistDryFGD_SNCR_ACI & HRI & CCS | N/A | N/A | N/A | N/A | N/A | N/A | N/A
00 Ret.FB-ExistDryFGD_SNCR_ACI_DSI & HRI | N/A | N/A | N/A | N/A | N/A | N/A | N/A
00 Ret.FB-ExistDryFGD_SNCR_ACI_DSI & HRI & CCS | N/A | N/A | N/A | N/A | N/A | N/A | N/A
00 Ret.FB-ExistWetFGD_SNCR_ACI & HRI | N/A | N/A | N/A | N/A | N/A | N/A | N/A
00 Ret.FB-ExistWetFGD_SNCR_ACI & HRI & CCS | N/A | N/A | N/A | N/A | N/A | N/A | N/A
00 Ret.FB-ExistDryFGD_SNCR_DSI & HRI | N/A | N/A | N/A | N/A | N/A | N/A | N/A
00 Ret.FB-ExistDSI & DryFGD | N/A | N/A | N/A | N/A | N/A | N/A | N/A
00 Ret.FB-ExistDSI & DryFGD & HRI | N/A | N/A | N/A | N/A | N/A | N/A | N/A
00 Ret.FB-ExistDSI & DryFGD & SNCR | N/A | N/A | N/A | N/A | N/A | N/A | N/A
00 Ret.FB-ExistDSI & DryFGD & SNCR & HRI | N/A | N/A | N/A | N/A | N/A | N/A | N/A
00 Ret.FB-ExistDSI & HRI | N/A | N/A | N/A | N/A | N/A | N/A | N/A
00 Ret.FB-ExistDSI & SNCR | 19.4488 | 0 | 0 | 0 | 0 | 0 | 0
00 Ret.FB-ExistDSI & SNCR & HRI | N/A | N/A | N/A | N/A | N/A | N/A | N/A
00 Ret.FB-ExistSNCR & DryFGD | N/A | N/A | N/A | N/A | N/A | N/A | N/A
00 Ret.FB-ExistSNCR & DryFGD & HRI | N/A | N/A | N/A | N/A | N/A | N/A | N/A
00 Ret.FB-ExistSNCR & HRI | N/A | N/A | N/A | N/A | N/A | N/A | N/A
00 Ret.FB-ExistSNCR_ACI & HRI | N/A | N/A | N/A | N/A | N/A | N/A | N/A
00 Ret.FB-ExistSNCR_ACI_DSI & DryFGD | N/A | N/A | N/A | N/A | N/A | N/A | N/A
00 Ret.FB-ExistSNCR_ACI_DSI & DryFGD & HRI | N/A | N/A | N/A | N/A | N/A | N/A | N/A
00 Ret.FB-ExistSNCR_ACI_DSI & HRI | N/A | N/A | N/A | N/A | N/A | N/A | N/A
00 Ret.FB-ExistSNCR_DryFGD & HRI | N/A | N/A | N/A | N/A | N/A | N/A | N/A
00 Ret.FB-ExistSNCR_DryFGD_ACI & HRI | N/A | N/A | N/A | N/A | N/A | N/A | N/A
00 Ret.FB-ExistSNCR_DryFGD_ACI & HRI & CCS | N/A | N/A | N/A | N/A | N/A | N/A | N/A
00 Ret.FB-ExistSNCR_DSI & DryFGD | N/A | N/A | N/A | N/A | N/A | N/A | N/A
00 Ret.FB-ExistSNCR_DSI & DryFGD & HRI | N/A | N/A | N/A | N/A | N/A | N/A | N/A
00 Ret.FB-ExistSNCR_DSI & HRI | N/A | N/A | N/A | N/A | N/A | N/A | N/A
00 Ret.FB-ExistSNCR_WetFGD & HRI | N/A | N/A | N/A | N/A | N/A | N/A | N/A
00 Ret.FB-ExistSNCR_WetFGD & HRI & CCS | N/A | N/A | N/A | N/A | N/A | N/A | N/A
00 Ret.FB-ExistWetFGD_DSI & HRI | N/A | N/A | N/A | N/A | N/A | N/A | N/A
00 Ret.FB-ExistWetFGD_DSI & SNCR | N/A | N/A | N/A | N/A | N/A | N/A | N/A
00 Ret.FB-ExistWetFGD_DSI & SNCR & HRI | N/A | N/A | N/A | N/A | N/A | N/A | N/A
00 Ret.FB-SNCR | N/A | N/A | N/A | N/A | N/A | N/A | N/A
00 Ret.Oil/Gas Steam SCR | N/A | N/A | N/A | N/A | N/A | N/A | N/A
00 Ret.ExistACI & NGC | N/A | N/A | N/A | N/A | N/A | N/A | N/A
00 Ret.ExistACI_DSI & NGC | N/A | N/A | N/A | N/A | N/A | N/A | N/A
00 Ret.ExistDryFGD & NGC | N/A | N/A | N/A | N/A | N/A | N/A | N/A
00 Ret.ExistDryFGD_ACI & NGC | N/A | N/A | N/A | N/A | N/A | N/A | N/A
00 Ret.ExistDryFGD_DSI & NGC | N/A | N/A | N/A | N/A | N/A | N/A | N/A
00 Ret.ExistDryFGD_SNCR_ACI_DSI & NGC | N/A | 83.06 | 0 | 0 | 0 | 0 | 0
00 Ret.ExistDSI & NGC | N/A | 9.3961 | 9.3961 | 8.2301 | 8.2301 | 8.2301 | 8.2301
00 Ret.ExistSCR_ACI & NGC | N/A | 67.4894 | 10 | 10 | 10 | N/A | N/A
00 Ret.ExistSCR_ACI_DSI & NGC | N/A | N/A | N/A | N/A | N/A | N/A | N/A
00 Ret.ExistSCR_DryFGD & NGC | N/A | N/A | N/A | N/A | N/A | N/A | N/A
00 Ret.ExistSCR_DryFGD_ACI & NGC | N/A | 54.0206 | 0 | 0 | 0 | 0 | 0
00 Ret.ExistSCR_DryFGD_ACI_DSI & NGC | N/A | N/A | N/A | N/A | N/A | N/A | N/A
00 Ret.ExistSCR_WetFGD & NGC | N/A | 75.9245 | 40.4334 | 13.6106 | 0 | 0 | 0
00 Ret.ExistSCR_WetFGD_ACI & NGC | N/A | N/A | N/A | N/A | N/A | N/A | N/A
00 Ret.ExistSCR_WetFGD_ACI_DSI & NGC | N/A | N/A | N/A | N/A | N/A | N/A | N/A
00 Ret.ExistSCR_WetFGD_DSI & NGC | N/A | N/A | N/A | N/A | N/A | N/A | N/A
00 Ret.ExistSNCR & NGC | N/A | N/A | N/A | N/A | N/A | N/A | N/A
00 Ret.ExistSNCR_ACI & NGC | N/A | N/A | N/A | N/A | N/A | N/A | N/A
00 Ret.ExistSNCR_ACI_DSI & NGC | N/A | N/A | N/A | N/A | N/A | N/A | N/A
00 Ret.ExistSNCR_DryFGD & NGC | N/A | 34.6955 | 7.1576 | 2.4184 | 2.4184 | 0 | 0
00 Ret.ExistSNCR_DryFGD_ACI & NGC | N/A | N/A | N/A | N/A | N/A | N/A | N/A
00 Ret.ExistSNCR_DSI & NGC | N/A | 49.606 | 0.95238 | 0.95238 | 0.95238 | 0.95238 | 0.95238
00 Ret.ExistSNCR_WetFGD & NGC | N/A | 83.97 | 83.97 | 56.925 | 20.1357 | 20.1357 | 20.1357
00 Ret.ExistSNCR_WetFGD_ACI & NGC | N/A | N/A | N/A | N/A | N/A | N/A | N/A
00 Ret.ExistSNCR_WetFGD_ACI_DSI & NGC | N/A | N/A | N/A | N/A | N/A | N/A | N/A
00 Ret.ExistWetFGD & NGC | N/A | 71.0651 | N/A | N/A | N/A | N/A | N/A
00 Ret.ExistWetFGD_ACI & NGC | N/A | N/A | N/A | N/A | N/A | N/A | N/A
00 Ret.ExistWetFGD_ACI_DSI & NGC | N/A | N/A | N/A | N/A | N/A | N/A | N/A
00 Ret.ExistWetFGD_DSI & NGC | N/A | N/A | N/A | N/A | N/A | N/A | N/A
00 Ret.FB-ExistDryFGD_DSI & NGC | N/A | N/A | N/A | N/A | N/A | N/A | N/A
00 Ret.FB-ExistDryFGD_SNCR_DSI & NGC | N/A | N/A | N/A | N/A | N/A | N/A | N/A
00 Ret.NGC | N/A | N/A | N/A | N/A | N/A | N/A | N/A
00 Ret.ExistACI & DRET | N/A | 20 | N/A | N/A | N/A | N/A | N/A
00 Ret.ExistACI_DSI & DRET | N/A | 20 | N/A | N/A | N/A | N/A | N/A
00 Ret.ExistDryFGD & DRET | N/A | 0 | N/A | N/A | N/A | N/A | N/A
00 Ret.ExistDryFGD_ACI & DRET | N/A | 20 | N/A | N/A | N/A | N/A | N/A
00 Ret.ExistDryFGD_DSI & DRET | N/A | 20 | N/A | N/A | N/A | N/A | N/A
00 Ret.ExistDryFGD_SNCR_ACI_DSI & DRET | N/A | 20 | N/A | N/A | N/A | N/A | N/A
00 Ret.ExistDSI & DRET | 19.4488 | 13.0379 | N/A | N/A | N/A | N/A | N/A
00 Ret.ExistSCR_ACI & DRET | N/A | 20 | N/A | N/A | N/A | N/A | N/A
00 Ret.ExistSCR_ACI_DSI & DRET | N/A | 20 | N/A | N/A | N/A | N/A | N/A
00 Ret.ExistSCR_DryFGD & DRET | N/A | N/A | N/A | N/A | N/A | N/A | N/A
00 Ret.ExistSCR_DryFGD_ACI & DRET | N/A | 17.727 | N/A | N/A | N/A | N/A | N/A
00 Ret.ExistSCR_DryFGD_ACI_DSI & DRET | N/A | N/A | N/A | N/A | N/A | N/A | N/A
00 Ret.ExistSCR_WetFGD & DRET | N/A | 20 | N/A | N/A | N/A | N/A | N/A
00 Ret.ExistSCR_WetFGD_ACI & DRET | N/A | 19.1464 | N/A | N/A | N/A | N/A | N/A
00 Ret.ExistSCR_WetFGD_ACI_DSI & DRET | N/A | 20 | N/A | N/A | N/A | N/A | N/A
00 Ret.ExistSCR_WetFGD_DSI & DRET | N/A | N/A | N/A | N/A | N/A | N/A | N/A
00 Ret.ExistSNCR & DRET | N/A | N/A | N/A | N/A | N/A | N/A | N/A
00 Ret.ExistSNCR_ACI & DRET | N/A | N/A | N/A | N/A | N/A | N/A | N/A
00 Ret.ExistSNCR_ACI_DSI & DRET | N/A | 10 | N/A | N/A | N/A | N/A | N/A
00 Ret.ExistSNCR_DryFGD & DRET | N/A | 20 | N/A | N/A | N/A | N/A | N/A
00 Ret.ExistSNCR_DryFGD_ACI & DRET | N/A | 20 | N/A | N/A | N/A | N/A | N/A
00 Ret.ExistSNCR_DSI & DRET | N/A | 17.961 | N/A | N/A | N/A | N/A | N/A
00 Ret.ExistSNCR_WetFGD & DRET | N/A | N/A | N/A | N/A | N/A | N/A | N/A
00 Ret.ExistSNCR_WetFGD_ACI & DRET | N/A | 20 | N/A | N/A | N/A | N/A | N/A
00 Ret.ExistSNCR_WetFGD_ACI_DSI & DRET | N/A | N/A | N/A | N/A | N/A | N/A | N/A
00 Ret.ExistWetFGD & DRET | N/A | N/A | N/A | N/A | N/A | N/A | N/A
00 Ret.ExistWetFGD_ACI & DRET | N/A | 20 | N/A | N/A | N/A | N/A | N/A
00 Ret.ExistWetFGD_ACI_DSI & DRET | N/A | N/A | N/A | N/A | N/A | N/A | N/A
00 Ret.ExistWetFGD_DSI & DRET | N/A | 20 | N/A | N/A | N/A | N/A | N/A
00 Ret.FB-ExistDryFGD_DSI & DRET | N/A | N/A | N/A | N/A | N/A | N/A | N/A
00 Ret.FB-ExistDryFGD_SNCR_DSI & DRET | N/A | N/A | N/A | N/A | N/A | N/A | N/A
00 Ret.DRET | N/A | 20 | N/A | N/A | N/A | N/A | N/A
00 CC Retirement | 0 | 0 | 0 | 0 | 0 | 0 | 0
00 New CC Retirement | N/A | N/A | N/A | N/A | N/A | N/A | N/A
00 CT Retirement | 0 | 0 | 0 | 0 | 0 | 0 | 0
00 New CT Retirement | N/A | N/A | N/A | N/A | N/A | N/A | N/A
00 O/G Retirement | 0 | 0 | 0 | 0 | 0 | 0 | 0
00 Coal Retirement | 0 | 0 | 0 | 0 | 0 | 0 | 0
00 Coal Delayed Retirement | N/A | N/A | N/A | N/A | N/A | N/A | N/A
00 IGCC Retirement | 0 | 0 | 0 | 0 | 0 | 0 | 0
00 Nuke Retirement | N/A | 0 | 0 | 0 | 0 | 0 | 0
00 Biomass Retirement | 0 | 0 | 0 | 0 | 0 | 0 | 0
00 Fossil_Other Retirement | N/A | N/A | N/A | N/A | N/A | N/A | N/A
00 Fuel Cell Retirement | N/A | N/A | N/A | N/A | N/A | N/A | N/A
00 Geothermal Retirement | N/A | N/A | N/A | N/A | N/A | N/A | N/A
00 Hydro Retirement | N/A | N/A | N/A | N/A | N/A | N/A | N/A
00 Landfill Gas Retirement | 0 | 0 | 0 | 0 | 0 | 0 | 0
00 Non Fossil_Other Retirement | N/A | N/A | N/A | N/A | N/A | N/A | N/A
00 Exist Dummy | 0 | 0 | 0 | 0 | 0 | 0 | 0
Average | 4.994 | 5.0995 | 5.338 | 5.6364 | 5.9295 | 6.2746 | 6.6079
15. Total Annual Production Cost [Million US2019$](*)
Variable O&M | 7700.8637 | 6851.8238 | 5334.8965 | 6556.3295 | 3141.1003 | 3015.6703 | 3191.5651
Fixed O&M | 55896.5949 | 56576.5376 | 65038.5678 | 68925.8781 | 72045.0315 | 73403.4657 | 74051.7411
Fuel | 52407.5205 | 47134.1351 | 28571.4212 | 24671.4596 | 18680.3363 | 14728.822 | 15970.5574
Capital | 15366.5948 | 25302.0465 | 36494.3092 | 43492.2027 | 44887.7297 | 50961.7433 | 55739.5926
Pollutant Transport & Storage | 0 | -6736.4437 | -7544.1066 | -5999.6899 | -303.8333 | -261.1212 | -236.2765
Total | 131371.5739 | 129128.0994 | 127895.0882 | 137646.1801 | 138450.3646 | 141848.5801 | 148717.1796
Sales Revenue | 0 | 0 | 0 | 0 | 0 | 0 | 0
(*) Costs include only those items that are important for determining incremental cost of pollution control
16. Emissions
CO2 Thousand Tonnes | 1213594.8421 | 889166.2557 | 573053.5192 | 459347.2516 | 387761.823 | 355220.8464 | 382523.6636
CO2 Thousand Tons | 1337758.944 | 980137.7445 | 631683.1978 | 506343.5283 | 427434.1229 | 391563.8465 | 421660.0421
Carbon Million Tons | 364.8069 | 267.2836 | 172.26 | 138.0799 | 116.5613 | 106.7795 | 114.9867
Carbon Million Tonnes | 330.9473 | 242.4756 | 156.2717 | 125.264 | 105.7426 | 96.8687 | 104.3142
HCL Thousand Tons | 2.5697 | 1.3139 | 0.77888 | 0.64893 | 0.12538 | 0.11602 | 0.09752
MER lbs | 4965.0507 | 3555.2629 | 3032.2413 | 2807.3416 | 2182.7694 | 2097.1658 | 2093.0683
NOX Thousand Tons | 449.9956 | 306.7385 | 193.7752 | 150.3677 | 102.9016 | 94.6453 | 97.3014
SO2 Thousand Tons | 385.0235 | 183.1116 | 92.0143 | 62.0563 | 13.4879 | 9.9311 | 9.7778

## FuelReport_ToEPA
Fuel Consumption by Fuel and Fuel Type [Tbtu]
Fuel Type | 2028 | 2030 | 2035 | 2040 | 2045 | 2050 | 2055
Biomass | 11.7474 | 0.80546 | 0.034386 | 0.034488 | 0 | 0 | 0.00010099
EPA v6 Biomass | 11.7474 | 0.80546 | 0.034386 | 0.034488 | 0 | 0 | 0.00010099
Coal | 4736.1324 | 2091.7933 | 1199.3288 | 999.7879 | 44.9131 | 38.1045 | 38.2272
EPA v6 Coal BA | 100.0014 | 97.7063 | 97.8272 | 95.8535 | 0.2112 | 0 | 0
EPA v6 Coal BB | 20.1289 | 0.96963 | 0 | 0 | 0 | 0 | 0
EPA v6 Coal BD | 21.7785 | 0 | 0 | 1.2423 | 0.48692 | 0.48692 | 0.48692
EPA v6 Coal BE | 419.2965 | 316.9619 | 259.1669 | 196.078 | 0 | 0 | 0
EPA v6 Coal BG | 515.0213 | 170.878 | 84.7913 | 180.28 | 0 | 0 | 0
EPA v6 Coal BH | 1102.1879 | 490.934 | 181.4722 | 27.4643 | 0 | 0 | 0
EPA v6 Coal LA
EPA v6 Coal LD | 0 | 0 | 0 | 0 | 0 | 0 | 0
EPA v6 Coal LE | 262.0937 | 142.0039 | 92.2596 | 91.6128 | 1.7487 | 1.7487 | 1.7487
EPA v6 Coal LG | 87.262 | 87.262 | 87.262 | 87.262 | 0 | 0 | 0
EPA v6 Coal LH | 0 | 0 | 0 | 0 | 0 | 0 | 0
EPA v6 Coal SA | 1716.3134 | 421.5411 | 131.8082 | 190.3906 | 8.1395 | 5.997 | 5.997
EPA v6 Coal SB | 382.2007 | 272.4808 | 205.7688 | 129.6044 | 34.3268 | 29.8719 | 29.9946
EPA v6 Coal SD | 0 | 0 | 0 | 0 | 0 | 0 | 0
EPA v6 Coal SE | 109.848 | 91.0558 | 58.9727 | 0 | 0 | 0 | 0
Hydrogen | 0 | 2.7024 | 294.6818 | 344.5927 | 58.6006 | 79.9102 | 103.8915
EPA v6.21 Hydrogen | 0 | 2.7024 | 294.6818 | 344.5927 | 58.6006 | 79.9102 | 103.8915
LF Gas | 222.6032 | 207.4433 | 188.2322 | 181.7187 | 168.4037 | 152.8037 | 154.6978
EPA v6 LFG | 222.6032 | 207.4433 | 188.2322 | 181.7187 | 168.4037 | 152.8037 | 154.6978
MSW | 235.219 | 228.3058 | 227.9552 | 211.9524 | 204.3086 | 192.3218 | 192.0958
EPA v6 MSW | 235.219 | 228.3058 | 227.9552 | 211.9524 | 204.3086 | 192.3218 | 192.0958
NaturalGas | 12945.1948 | 13952.4728 | 10137.0975 | 8124.2022 | 6919.0297 | 6273.1687 | 6766.1235
EPA v6 Gas | 12945.1948 | 13952.4728 | 10137.0975 | 8124.2022 | 6919.0297 | 6273.1687 | 6766.1235
Nuclear | 8001.5576 | 7671.8766 | 6905.4976 | 6444.2046 | 5175.1561 | 3549.0768 | 2232.5201
EPA v6 Nuclear | 8001.5576 | 7671.8766 | 6905.4976 | 6444.2046 | 5175.1561 | 3549.0768 | 2232.5201
Oil | 0.18851 | 0.14831 | 0.005304 | 0.0063909 | 0.011916 | 0 | 0
EPA v6 DFO | 0.18851 | 0.14831 | 0.005304 | 0.0063909 | 0.011916 | 0 | 0
EPA v6 RFO | 0 | 0 | 0 | 0 | 0 | 0 | 0
Pet. Coke | 54.8302 | 113.1359 | 108.9392 | 2.4813 | 2.4813 | 0.36158 | 0.36158
EPA v6 Pet Coke | 54.8302 | 113.1359 | 108.9392 | 2.4813 | 2.4813 | 0.36158 | 0.36158
Waste Coal | 58.1055 | 38.8757 | 3.9602 | 0 | 0 | 0 | 0
EPA v6 Waste Coal | 58.1055 | 38.8757 | 3.9602 | 0 | 0 | 0 | 0
Grand Total | 26265.5786 | 24307.5595 | 19065.7322 | 16308.9806 | 12572.905 | 10285.7473 | 9487.9177
Fuel Costs by Fuel and Fuel Type[MMUS$]
Fuel Type | 2028 | 2030 | 2035 | 2040 | 2045 | 2050 | 2055
Biomass | 43.8906 | 3.0094 | 0.12847 | 0.12885 | 0 | 0 | 0.00037733
EPA v6 Biomass | 43.8906 | 3.0094 | 0.12847 | 0.12885 | 0 | 0 | 0.00037733
Coal | 7492.8801 | 3097.71 | 1679.244 | 1450.7897 | 44.7063 | 36.0294 | 36.1262
EPA v6 Coal BA | 136.8666 | 136.0102 | 144.8295 | 149.3936 | 0.3501 | 0 | 0
EPA v6 Coal BB | 102.3345 | 2.2463 | 0 | 0 | 0 | 0 | 0
EPA v6 Coal BD | 60.2296 | 0 | 0 | 3.04 | 1.2122 | 1.2336 | 1.2336
EPA v6 Coal BE | 746.496 | 530.7484 | 417.0698 | 317.5279 | 0 | 0 | 0
EPA v6 Coal BG | 850.1187 | 259.3069 | 124.423 | 251.3022 | 0 | 0 | 0
EPA v6 Coal BH | 1903.6782 | 780.9076 | 257.7922 | 50.9908 | 0 | 0 | 0
EPA v6 Coal LA
EPA v6 Coal LD | 0 | 0 | 0 | 0 | 0 | 0 | 0
EPA v6 Coal LE | 382.9677 | 181.7693 | 120.1697 | 123.6089 | 4.1822 | 4.3422 | 4.3422
EPA v6 Coal LG | 101.7856 | 103.343 | 107.723 | 112.1684 | 0 | 0 | 0
EPA v6 Coal LH | 0 | 0 | 0 | 0 | 0 | 0 | 0
EPA v6 Coal SA | 2529.3243 | 600.5028 | 126.9065 | 263.734 | 8.6801 | 6.3173 | 6.3173
EPA v6 Coal SB | 493.3205 | 337.4608 | 258.9202 | 179.0241 | 30.2817 | 24.1363 | 24.2331
EPA v6 Coal SD | 0 | 0 | 0 | 0 | 0 | 0 | 0
EPA v6 Coal SE | 185.7584 | 165.4148 | 121.4101 | 0 | 0 | 0 | 0
Hydrogen | 0 | 19.9978 | 1090.3228 | 1274.9929 | 216.8223 | 295.6677 | 384.3986
EPA v6.21 Hydrogen | 0 | 19.9978 | 1090.3228 | 1274.9929 | 216.8223 | 295.6677 | 384.3986
LF Gas | 0 | 0 | 0 | 0 | 0 | 0 | 0
EPA v6 LFG | 0 | 0 | 0 | 0 | 0 | 0 | 0
MSW | 0 | 0 | 0 | 0 | 0 | 0 | 0
EPA v6 MSW | 0 | 0 | 0 | 0 | 0 | 0 | 0
NaturalGas | 39158.6177 | 38451.3871 | 20771.2766 | 17364.7838 | 14688.5207 | 11805.4467 | 13903.2157
EPA v6 Gas | 39158.6177 | 38451.3871 | 20771.2766 | 17364.7838 | 14688.5207 | 11805.4467 | 13903.2157
Nuclear | 5511.0168 | 5312.9244 | 4835.0821 | 4575.6726 | 3725.0849 | 2591.0276 | 1646.1659
EPA v6 Nuclear | 5511.0168 | 5312.9244 | 4835.0821 | 4575.6726 | 3725.0849 | 2591.0276 | 1646.1659
Oil | 3.6068 | 2.899 | 0.11361 | 0.13612 | 0.2552 | 0 | 0
EPA v6 DFO | 3.6068 | 2.899 | 0.11361 | 0.13612 | 0.2552 | 0 | 0
EPA v6 RFO | 0 | 0 | 0 | 0 | 0 | 0 | 0
Pet. Coke | 97.7141 | 198.6612 | 190.5225 | 4.9558 | 4.9469 | 0.65056 | 0.65056
EPA v6 Pet Coke | 97.7141 | 198.6612 | 190.5225 | 4.9558 | 4.9469 | 0.65056 | 0.65056
Waste Coal | 99.7944 | 47.5461 | 4.7311 | 0 | 0 | 0 | 0
EPA v6 Waste Coal | 99.7944 | 47.5461 | 4.7311 | 0 | 0 | 0 | 0
Grand Total | 52407.5205 | 47134.1351 | 28571.4212 | 24671.4596 | 18680.3363 | 14728.822 | 15970.5574
Fuel Costs by Fuel and Fuel Type[US$/MMBtu]
Fuel Type | 2028 | 2030 | 2035 | 2040 | 2045 | 2050 | 2055
Biomass | 3.7362 | 3.7362 | 3.7362 | 3.7362 | 0 | 0 | 3.7362
EPA v6 Biomass | 3.7362 | 3.7362 | 3.7362 | 3.7362 | 0 | 0 | 3.7362
Coal | 1.5821 | 1.4809 | 1.4002 | 1.4511 | 0.9954 | 0.94554 | 0.94504
EPA v6 Coal BA | 1.3686 | 1.392 | 1.4805 | 1.5586 | 1.6577 | 0 | 0
EPA v6 Coal BB | 5.0839 | 2.3166 | 0 | 0 | 0 | 0 | 0
EPA v6 Coal BD | 2.7656 | 0 | 0 | 2.447 | 2.4895 | 2.5334 | 2.5334
EPA v6 Coal BE | 1.7804 | 1.6745 | 1.6093 | 1.6194 | 0 | 0 | 0
EPA v6 Coal BG | 1.6506 | 1.5175 | 1.4674 | 1.394 | 0 | 0 | 0
EPA v6 Coal BH | 1.7272 | 1.5907 | 1.4206 | 1.8566 | 0 | 0 | 0
EPA v6 Coal LA | 0 | 0 | 0 | 0 | 0 | 0 | 0
EPA v6 Coal LD | 0 | 0 | 0 | 0 | 0 | 0 | 0
EPA v6 Coal LE | 1.4612 | 1.28 | 1.3025 | 1.3493 | 2.3916 | 2.4831 | 2.4831
EPA v6 Coal LG | 1.1664 | 1.1843 | 1.2345 | 1.2854 | 0 | 0 | 0
EPA v6 Coal LH | 0 | 0 | 0 | 0 | 0 | 0 | 0
EPA v6 Coal SA | 1.4737 | 1.4245 | 0.96281 | 1.3852 | 1.0664 | 1.0534 | 1.0534
EPA v6 Coal SB | 1.2907 | 1.2385 | 1.2583 | 1.3813 | 0.88216 | 0.80799 | 0.80792
EPA v6 Coal SD | 0 | 0 | 0 | 0 | 0 | 0 | 0
EPA v6 Coal SE | 1.691 | 1.8166 | 2.0588 | 0 | 0 | 0 | 0
Hydrogen | 0 | 7.4 | 3.7 | 3.7 | 3.7 | 3.7 | 3.7
EPA v6.21 Hydrogen | 0 | 7.4 | 3.7 | 3.7 | 3.7 | 3.7 | 3.7
LF Gas | 0 | 0 | 0 | 0 | 0 | 0 | 0
EPA v6 LFG | 0 | 0 | 0 | 0 | 0 | 0 | 0
MSW | 0 | 0 | 0 | 0 | 0 | 0 | 0
EPA v6 MSW | 0 | 0 | 0 | 0 | 0 | 0 | 0
NaturalGas | 3.025 | 2.7559 | 2.049 | 2.1374 | 2.1229 | 1.8819 | 2.0548
EPA v6 Gas | 3.025 | 2.7559 | 2.049 | 2.1374 | 2.1229 | 1.8819 | 2.0548
Nuclear | 0.68874 | 0.69252 | 0.70018 | 0.71004 | 0.7198 | 0.73006 | 0.73736
EPA v6 Nuclear | 0.68874 | 0.69252 | 0.70018 | 0.71004 | 0.7198 | 0.73006 | 0.73736
Oil | 19.1338 | 19.5466 | 21.42 | 21.299 | 21.4162 | 0 | 0
EPA v6 DFO | 19.1338 | 19.5466 | 21.42 | 21.299 | 21.4162 | 0 | 0
EPA v6 RFO | 0 | 0 | 0 | 0 | 0 | 0 | 0
Pet. Coke | 1.7821 | 1.756 | 1.7489 | 1.9973 | 1.9937 | 1.7992 | 1.7992
EPA v6 Pet Coke | 1.7821 | 1.756 | 1.7489 | 1.9973 | 1.9937 | 1.7992 | 1.7992
Waste Coal | 1.7175 | 1.223 | 1.1947 | 0 | 0 | 0 | 0
EPA v6 Waste Coal | 1.7175 | 1.223 | 1.1947 | 0 | 0 | 0 | 0
Grand Total | 1.9953 | 1.9391 | 1.4986 | 1.5128 | 1.4858 | 1.432 | 1.6833

## Coal Pivot Tables
Coal Prices (2019$/MMBtu) | [7 empty] | Total TBtu
Coal Region | 2028 | 2030 | 2035 | 2040 | 2045 | 2050 | 2055 | 2028 | 2030 | 2035 | 2040 | 2045 | 2050 | 2055
Appalachia | 1.7195 | 1.8971 | 2.1198 | 2.2797 | 2.6812 | 2.7829 | 2.8232 | 1794.9086 | 1108.8228 | 869.8891 | 791.5299 | 649.7025 | 652.4815 | 652.0238
Imports | 4.1718 | 5.8944 | 5.079 | 3.9347 | 3.2024 | 3.0038 | 3.1308 | 10.93 | 0.29036 | 0.29036 | 0.29036 | 0.29036 | 0.29036 | 0.29036
Interior | 1.2821 | 1.2344 | 1.284 | 1.268 | 1.3689 | 1.4306 | 1.4306 | 1218.7102 | 802.2482 | 593.7935 | 446.3806 | 108.1084 | 106.5509 | 106.5509
Waste Coal | 1.179 | 0.68118 | 0.65367 |  |  |  |  | 58.1055 | 38.8757 | 3.9602
West | 0.77764 | 0.84636 | 0.9394 | 0.98663 | 1.115 | 1.1962 | 1.2006 | 3150.5851 | 1607.5744 | 1152.2811 | 1066.8023 | 642.2156 | 633.9882 | 631.7394
National | 1.1572 | 1.2599 | 1.4094 | 1.4855 | 1.8617 | 1.9576 | 1.9795 | 6233.2395 | 3557.8114 | 2620.2143 | 2305.0032 | 1400.3168 | 1393.311 | 1390.6045
Coal Prices (2019$/Ton) | [7 empty] | Total Million Tons
Coal Region | 2028 | 2030 | 2035 | 2040 | 2045 | 2050 | 2055 | 2028 | 2030 | 2035 | 2040 | 2045 | 2050 | 2055
Appalachia | 42.9701 | 47.7158 | 53.5104 | 57.5723 | 65.6863 | 68.6763 | 69.6224 | 71.8245 | 44.0846 | 34.4602 | 31.342 | 26.52 | 26.44 | 26.44
Imports | 86.5227 | 122.2509 | 105.3376 | 81.6061 | 66.4183 | 62.2993 | 64.9318 | 0.527 | 0.014 | 0.014 | 0.014 | 0.014 | 0.014 | 0.014
Interior | 26.9397 | 24.9158 | 24.7568 | 23.1424 | 30.0272 | 31.3759 | 31.3759 | 58.0016 | 39.7442 | 30.7976 | 24.4572 | 4.9284 | 4.8584 | 4.8584
Waste Coal | 15.7988 | 9.1278 | 8.7592 |  |  |  |  | 4.3362 | 2.9012 | 0.29553
West | 13.6693 | 15.1212 | 17.0752 | 17.9865 | 20.559 | 22.0656 | 22.0634 | 179.2351 | 89.9783 | 63.3931 | 58.518 | 34.8311 | 34.37 | 34.3773
National | 22.9768 | 25.365 | 28.6362 | 29.949 | 39.3253 | 41.5257 | 41.9037 | 313.9245 | 176.7222 | 128.9604 | 114.3312 | 66.2934 | 65.6823 | 65.6897

## Final Wholesale Price
Wholesale Electricity Price (2019$/MWh)
Region Group | 2028 | 2030 | 2035 | 2040 | 2045 | 2050 | 2055
ERCOT_Tenaska Frontier Generating Station | 37.6973 | 27.4212 | 0 | 0 | 0 | 0 | 0
ERCOT_Tenaska Gateway Generating Station | 37.6964 | 27.4212 | 0 | 0 | 0 | 0 | 0
ERCOT_Panhandle | 34.7002 | 24.7823 | 14.3053 | 14.5864 | 12.3625 | 10.7097 | 11.5103
ERCOT_Rest | 38.2259 | 31.0233 | 21.638 | 20.8511 | 16.8984 | 14.8116 | 14.8688
ERCOT_West | 35.7372 | 25.8076 | 14.9067 | 15.238 | 13.0287 | 11.2434 | 11.9871
FRCC | 38.5883 | 36.2234 | 28.2936 | 27.5967 | 26.5816 | 23.3573 | 25.0242
MISO_Amite South (including DSG) | 43.8728 | 36.0086 | 26.1811 | 24.3621 | 23.882 | 20.6475 | 22.1696
MISO_Arkansas | 43.9315 | 35.8475 | 25.6195 | 23.9455 | 21.5435 | 17.1847 | 17.6343
MISO_Iowa | 39.7371 | 34.1804 | 23.6093 | 21.17 | 18.7657 | 14.3164 | 14.5415
MISO_Illinois | 42.3023 | 37.7369 | 24.7798 | 22.3501 | 20.7092 | 15.9937 | 16.1394
MISO_Indiana (including parts of Kentucky) | 41.9857 | 37.7113 | 26.0642 | 23.8693 | 21.0741 | 17.1686 | 17.5049
MISO_Louisiana | 43.6272 | 35.6001 | 25.7884 | 24.3256 | 23.2186 | 19.263 | 19.5441
MISO_Lower Michigan | 41.5984 | 36.4259 | 26.8094 | 27.6598 | 26.0444 | 23.1549 | 23.5526
MISO_MT, SD, ND | 43.1684 | 32.8911 | 21.3587 | 19.3177 | 18.5521 | 14.1829 | 14.5173
MISO_Iowa-MidAmerican | 38.9322 | 33.9267 | 23.1871 | 18.0739 | 18.7595 | 14.2848 | 14.4135
MISO_Minnesota and Western Wisconsin | 44.2345 | 34.8019 | 23.9899 | 21.4746 | 19.0147 | 14.5416 | 14.8918
MISO_Missouri | 42.0315 | 37.2921 | 24.4427 | 22.085 | 19.2653 | 14.9998 | 15.4537
MISO_Mississippi | 44.7029 | 36.4813 | 26.427 | 24.786 | 23.8006 | 19.6329 | 19.9228
MISO_WOTAB (including Western) | 43.4669 | 34.0092 | 22.7091 | 19.7659 | 20.2641 | 19.0836 | 19.4506
MISO_Wisconsin- Upper Michigan (WUMS) | 44.22 | 37.114 | 26.8595 | 24.0667 | 21.4941 | 17.0738 | 17.2631
ISONE_Connecticut | 31.0409 | 31.4522 | 27.2592 | 24.3528 | 23.4101 | 22.9596 | 23.3763
ISONE_Maine | 29.6599 | 28.6691 | 20.3253 | 19.6065 | 17.5407 | 16.985 | 17.069
ISONE_MA, VT, NH, RI (Rest of ISO New England) | 31.2047 | 31.8758 | 27.3402 | 24.015 | 22.9754 | 22.6968 | 22.8456
NY_Zone A (West) | 28.7511 | 31.3484 | 20.8978 | 23.7128 | 23.6526 | 20.6476 | 20.8022
NY_Zone B (Genesee) | 29.4529 | 32.127 | 21.3681 | 24.3007 | 24.2374 | 21.0425 | 21.1991
NY_Zone C&E | 30.1343 | 33.2118 | 21.7445 | 24.5437 | 24.4429 | 21.4855 | 21.5688
NY_Zone D (North) | 29.408 | 32.4111 | 21.1989 | 23.9348 | 23.8524 | 20.9653 | 21.0448
NY_Zone F (Capital) | 31.8804 | 34.5199 | 22.2807 | 24.9805 | 25.0662 | 21.9561 | 22.2819
NY_Zone G-I (Downstate NY) | 33.7606 | 36.0542 | 22.8612 | 25.9402 | 26.0196 | 24.1932 | 25.0721
NY_Zone J (NYC) | 34.768 | 38.5317 | 23.5398 | 26.6578 | 27.833 | 27.2135 | 28.1168
NY_Zone K (LI) | 36.5751 | 40.2161 | 23.4873 | 25.2416 | 26.1009 | 24.8668 | 26.9609
PJM_AP | 36.8261 | 32.1143 | 26.0342 | 25.5031 | 24.0655 | 21.1575 | 22.5116
PJM_ATSI | 37.186 | 32.4295 | 26.4578 | 25.9863 | 24.2896 | 21.4632 | 23.0077
PJM_ComEd | 35.8404 | 30.8588 | 27.327 | 22.072 | 25.4302 | 22.4015 | 23.7421
PJM_Dominion | 37.4997 | 32.5381 | 26.0772 | 25.7489 | 24.3531 | 24.4926 | 25.9525
PJM_EMAAC | 31.4966 | 27.1508 | 25.0098 | 26.619 | 25.5769 | 22.8882 | 24.6275
PJM_PENELEC | 30.776 | 27.3149 | 24.453 | 23.9631 | 23.4037 | 20.5928 | 21.5136
PJM_SWMAAC | 37.5895 | 32.3218 | 26.4179 | 28.7072 | 27.2767 | 24.452 | 25.5328
PJM West | 37.6769 | 32.9127 | 26.6329 | 25.814 | 23.7146 | 20.5748 | 21.9496
PJM_Western MAAC | 30.966 | 27.0063 | 24.6426 | 24.5289 | 25.0025 | 22.1257 | 23.6973
SERC_Central_Kentucky | 35.0633 | 35.533 | 28.729 | 26.8747 | 24.6615 | 20.3177 | 20.818
SERC_Central_TVA | 40.1236 | 37.1945 | 25.9975 | 25.1649 | 22.9228 | 18.2988 | 19.2205
SERC_Delta_AECI | 37.3229 | 32.0175 | 23.8296 | 20.9039 | 18.1063 | 13.7738 | 13.8976
SERC_Southeastern | 36.5134 | 37.3342 | 25.9184 | 26.3616 | 24.2758 | 20.0488 | 20.4467
SERC_VACAR | 40.5646 | 36.8058 | 30.9826 | 29.0456 | 27.846 | 24.0182 | 25.8271
SPP_Kiamichi Energy Facility | 37.6964 | 27.4212 | 17.5349 | 0 | 0 | 0 | 0
SPP North- (Kansas, Missouri) | 37.7314 | 28.4562 | 14.9279 | 12.7816 | 12.4621 | 11.1968 | 12.4648
SPP Nebraska | 36.8169 | 28.2723 | 19.2888 | 16.4094 | 15.2134 | 13.1999 | 13.6874
SPP SPS (Texas Panhandle) | 34.0333 | 26.1019 | 10.9949 | 8.1691 | 7.8805 | 6.6221 | 7.9548
SPP_WAUE | 35.1987 | 28.1077 | 19.077 | 16.1622 | 15.2363 | 13.5595 | 13.7421
SPP West (Oklahoma, Arkansas, Louisiana) | 37.5103 | 27.9288 | 14.6302 | 12.424 | 12.176 | 11.0011 | 12.4062
WECC_BANC | 57.7496 | 66.4203 | 47.1775 | 45.0799 | 38.6073 | 39.9683 | 39.8266
WECC_Northern California (not including BANC) | 51.2922 | 57.5646 | 42.9078 | 42.71 | 27.1451 | 32.4034 | 33.6084
WECC_LADWP | 52.4006 | 60.6928 | 39.632 | 41.9699 | 33.1242 | 33.6149 | 34.9193
WECC_San Diego Gas and Electric | 53.5826 | 60.5972 | 39.2845 | 43.119 | 35.0512 | 34.8404 | 35.0583
WECC_Arizona | 39.0348 | 31.4693 | 29.167 | 26.7629 | 27.7398 | 23.9862 | 25.6687
WECC_Colorado | 48.426 | 52.2561 | 33.1568 | 29.2905 | 27.5715 | 22.2783 | 24.0196
WECC_Idaho | 37.1212 | 34.6586 | 33.217 | 29.8957 | 27.2567 | 22.3859 | 24.3539
WECC_Imperial Irrigation District (IID) | 40.4223 | 45.6494 | 26.7233 | 28.6647 | 24.9014 | 24.4748 | 25.3638
WECC_Montana | 35.5564 | 32.5953 | 29.301 | 26.5192 | 23.6497 | 18.7674 | 20.6893
WECC_New Mexico | 38.9781 | 32.2882 | 29.4193 | 26.8987 | 26.8326 | 23.8787 | 25.2108
WECC_Northern Nevada | 37.9352 | 32.02 | 34.17 | 30.4448 | 30.1744 | 25.5448 | 27.6692
WECC_Pacific Northwest | 36.7513 | 33.4406 | 30.1122 | 28.2732 | 27.3262 | 22.855 | 24.7585
WECC_Southern California Edison | 53.3006 | 60.6904 | 39.8301 | 41.1138 | 32.2284 | 32.334 | 33.5971
WECC_Southern Nevada | 37.6013 | 28.8896 | 28.8287 | 27.1579 | 27.5737 | 27.3606 | 29.8647
WECC_Utah | 36.629 | 34.7039 | 33.4026 | 29.9792 | 29.3363 | 25.9357 | 27.2323
WECC_Wyoming | 29.8468 | 32.8679 | 26.3426 | 26.3577 | 26.0918 | 21.4793 | 23.2985
National | 39.0898 | 35.6031 | 26.6728 | 25.6475 | 23.5447 | 20.868 | 21.9151

## Natural Gas
Less Stringent - Natural Gas Results
| Delivered Natural Gas Price (2019$/MMBtu) | [21 empty] | Natural Gas Consumption in the Power Sector (Tcf)
| Winter | [6 empty] | Winter-Shoulder | [6 empty] | Summer | [7 empty] | Winter | [6 empty] | Winter-Shoulder | [6 empty] | Summer
| 2028 | 2030 | 2035 | 2040 | 2045 | 2050 | 2055 | 2028 | 2030 | 2035 | 2040 | 2045 | 2050 | 2055 | 2028 | 2030 | 2035 | 2040 | 2045 | 2050 | 2055 |  | 2028 | 2030 | 2035 | 2040 | 2045 | 2050 | 2055 | 2028 | 2030 | 2035 | 2040 | 2045 | 2050 | 2055 | 2028 | 2030 | 2035 | 2040 | 2045 | 2050 | 2055
ERC_FRNT | 3.6217 | 2.9031 | 2.1066 | 2.1816 | 2.1644 | 1.9294 | 2.0963 | 2.9298 | 2.5841 | 1.7773 | 1.9849 | 1.995 | 1.7601 | 1.9269 | 2.6212 | 2.4697 | 1.6423 | 1.9321 | 1.9673 | 1.7324 | 1.8992 | ERC_FRNT | 0.01053 | 0.01053 | 0 | 0 | 0 | 0 | 0 | 0.012548 | 0.010153 | 0 | 0 | 0 | 0 | 0 | 0.017051 | 0.019738 | 0 | 0 | 0 | 0 | 0
ERC_GWAY | 3.6217 | 2.9031 | 2.1066 | 2.1816 | 2.1644 | 1.9294 | 2.0963 | 2.9298 | 2.5841 | 1.7773 | 1.9849 | 1.995 | 1.7601 | 1.9269 | 2.6212 | 2.4697 | 1.6423 | 1.9321 | 1.9673 | 1.7324 | 1.8992 | ERC_GWAY | 0.0016037 | 0.010691 | 0 | 0 | 0 | 0 | 0 | 0 | 0 | 0 | 0 | 0 | 0 | 0 | 0.017311 | 0.017311 | 0 | 0 | 0 | 0 | 0
ERC_PHDL | - | - | - | - | - | - | - | - | - | - | - | - | - | - | - | - | - | - | - | - | - | ERC_PHDL | - | - | - | - | - | - | - | - | - | - | - | - | - | - | - | - | - | - | - | - | -
ERC_REST | 3.6217 | 2.9031 | 2.1066 | 2.1816 | 2.1644 | 1.9294 | 2.0963 | 2.9298 | 2.5841 | 1.7773 | 1.9849 | 1.995 | 1.7601 | 1.9269 | 2.6212 | 2.4697 | 1.6423 | 1.9321 | 1.9673 | 1.7324 | 1.8992 | ERC_REST | 0.21308 | 0.20567 | 0.061707 | 0.044879 | 0.024641 | 0.035412 | 0.036276 | 0.29343 | 0.21442 | 0.035557 | 0.02407 | 0.010845 | 0.01453 | 0.014553 | 0.57833 | 0.51182 | 0.27847 | 0.27079 | 0.23358 | 0.25458 | 0.24497
ERC_WEST | 3.5959 | 2.8807 | 2.1176 | 2.1855 | 2.1614 | 1.9265 | 2.0933 | 2.8926 | 2.5421 | 1.7667 | 1.9652 | 1.9609 | 1.726 | 1.8929 | 2.5175 | 2.3968 | 1.5865 | 1.8806 | 1.916 | 1.681 | 1.8479 | ERC_WEST | 0.005093 | 0.0047027 | 0.0002692 | 0.00013046 | 0.00013046 | 0.00022558 | 0.00022558 | 0.0016626 | 3.1814e-07 | 0 | 0 | 0 | 0 | 0 | 0.028005 | 0.0059269 | 0.0078073 | 0.0091849 | 0.0054369 | 0.0054376 | 0.0055956
FRCC | 3.9326 | 3.2501 | 2.4417 | 2.3981 | 2.3296 | 2.0947 | 2.2616 | 3.1951 | 2.8907 | 2.047 | 2.1817 | 2.1199 | 1.885 | 2.0519 | 3.1006 | 3.5269 | 2.2511 | 2.3373 | 2.3141 | 2.0792 | 2.2461 | FRCC | 0.29357 | 0.32299 | 0.31333 | 0.28948 | 0.25231 | 0.22551 | 0.23873 | 0.44649 | 0.45887 | 0.44228 | 0.39402 | 0.34467 | 0.28733 | 0.30072 | 0.72801 | 0.74595 | 0.73451 | 0.68018 | 0.676 | 0.65004 | 0.72322
MIS_AMSO | 3.7185 | 3.0217 | 2.2597 | 2.2667 | 2.2102 | 1.9752 | 2.1421 | 3.0099 | 2.6915 | 1.8894 | 2.0484 | 1.9997 | 1.7648 | 1.9316 | 2.7308 | 2.6197 | 1.7731 | 1.9978 | 1.9978 | 1.7629 | 1.9297 | MIS_AMSO | 0.037598 | 0.044427 | 0.03206 | 0.025534 | 0.027411 | 0.023885 | 0.023034 | 0.055314 | 0.048362 | 0.036657 | 0.026317 | 0.02805 | 0.011512 | 0.014777 | 0.087658 | 0.091955 | 0.063925 | 0.058568 | 0.066527 | 0.066343 | 0.06602
MIS_AR | 3.6638 | 2.9598 | 2.2028 | 2.2548 | 2.2141 | 1.9792 | 2.1461 | 2.9848 | 2.6604 | 1.8725 | 2.0575 | 2.0175 | 1.7826 | 1.9494 | 2.6335 | 2.5025 | 1.683 | 1.9614 | 1.9803 | 1.7454 | 1.9122 | MIS_AR | 0.046705 | 0.04686 | 0.032143 | 0.010379 | 0.0053195 | 0.0019628 | 0.0016677 | 0.058204 | 0.060458 | 0.0041953 | 0.00092238 | 0.00064735 | 5.2185e-05 | 0.00022958 | 0.087236 | 0.10114 | 0.086969 | 0.052671 | 0.030864 | 0.027826 | 0.038271
MIS_IA | 3.9097 | 3.178 | 2.4398 | 2.4529 | 2.3974 | 2.1625 | 2.3293 | 3.1574 | 2.7934 | 2.0372 | 2.1647 | 2.0827 | 1.8478 | 2.0146 | 2.4642 | 2.3732 | 1.597 | 1.875 | 1.8767 | 1.6418 | 1.8086 | MIS_IA | 0.014141 | 0.01413 | 0.0027736 | 0.00015681 | 0 | 0 | 0 | 0.014472 | 0.020252 | 0.00052271 | 0 | 0 | 0 | 0 | 0.032565 | 0.037945 | 0.026581 | 0.016091 | 0.0053744 | 0.0053744 | 0.0053744
MIS_IL | 3.7779 | 3.0599 | 2.3156 | 2.3589 | 2.3077 | 2.0728 | 2.2396 | 3.0843 | 2.7347 | 1.969 | 2.1301 | 2.0648 | 1.8299 | 1.9967 | 2.4793 | 2.3887 | 1.6087 | 1.9059 | 1.9156 | 1.6807 | 1.8476 | MIS_IL | 0.0087244 | 0.0086126 | 0.0002505 | 0.00019334 | 0 | 0 | 0 | 0.0085259 | 0.011577 | 0.00012473 | 0 | 0 | 0 | 0 | 0.021062 | 0.025266 | 0.0067828 | 0.0031765 | 0 | 0 | 0
MIS_INKY | 3.7018 | 2.9943 | 2.2496 | 2.2926 | 2.2487 | 2.0138 | 2.1806 | 3.0074 | 2.6864 | 1.9095 | 2.0805 | 2.0327 | 1.7978 | 1.9647 | 2.5454 | 2.4393 | 1.6409 | 1.9282 | 1.9429 | 1.708 | 1.8748 | MIS_INKY | 0.030312 | 0.034871 | 0.021447 | 0.0028936 | 0.00022775 | 0 | 0 | 0.027751 | 0.039891 | 0.012537 | 0.00052055 | 0 | 0 | 0 | 0.076452 | 0.11086 | 0.075259 | 0.044252 | 0.02455 | 0.01266 | 0.014398
MIS_LA | 3.6291 | 2.9266 | 2.1645 | 2.2009 | 2.1545 | 1.9196 | 2.0864 | 2.9385 | 2.6153 | 1.8192 | 1.9959 | 1.9528 | 1.7179 | 1.8848 | 2.6139 | 2.4857 | 1.6553 | 1.9162 | 1.9297 | 1.6948 | 1.8617 | MIS_LA | 0.085464 | 0.088187 | 0.068978 | 0.043996 | 0.039628 | 0.030678 | 0.024334 | 0.10984 | 0.11038 | 0.052483 | 0.039312 | 0.037083 | 0.015841 | 0.0048483 | 0.153 | 0.16366 | 0.15051 | 0.13896 | 0.14663 | 0.15873 | 0.15329
MIS_LMI | 3.8319 | 3.1075 | 2.3705 | 2.4348 | 2.3724 | 2.1375 | 2.3043 | 3.1907 | 2.828 | 2.0647 | 2.2362 | 2.1512 | 1.9162 | 2.0831 | 2.5182 | 2.4262 | 1.6481 | 1.9718 | 1.9733 | 1.7384 | 1.9052 | MIS_LMI | 0.077869 | 0.087518 | 0.063056 | 0.059345 | 0.041072 | 0.039394 | 0.030909 | 0.081607 | 0.11662 | 0.03855 | 0.036111 | 0.025799 | 0.024645 | 0.010829 | 0.18214 | 0.20166 | 0.1816 | 0.17206 | 0.16393 | 0.17356 | 0.16949
MIS_MAPP | 3.9272 | 3.2126 | 2.5475 | 2.5837 | 2.5248 | 2.2899 | 2.4567 | 3.2543 | 2.8987 | 2.1959 | 2.3206 | 2.2507 | 2.0158 | 2.1826 | 2.5844 | 2.4955 | 1.7541 | 2.0374 | 2.0226 | 1.7877 | 1.9545 | MIS_MAPP | 4.0515e-05 | 1.1254e-05 | 0 | 0 | 0 | 0 | 0 | 0 | 0.00043859 | 0 | 0 | 0 | 0 | 0 | 0.00039968 | 0.001212 | 8.6995e-06 | 0 | 0 | 0 | 0
MIS_MIDA | 3.8245 | 3.0959 | 2.358 | 2.3941 | 2.3353 | 2.1004 | 2.2672 | 3.1084 | 2.7445 | 1.9925 | 2.1323 | 2.0528 | 1.8179 | 1.9847 | 2.4322 | 2.3429 | 1.57 | 1.8532 | 1.8562 | 1.6213 | 1.7882 | MIS_MIDA | 0.005178 | 0.006967 | 0.0010667 | 7.9856e-05 | 0 | 0 | 0 | 0.00040542 | 0.013759 | 6.4499e-05 | 0 | 0 | 0 | 0 | 0.013229 | 0.028477 | 0.010005 | 0.0030253 | 0.0024886 | 0.0024886 | 0.0024853
MIS_MNWI | 4.1885 | 3.4617 | 2.7256 | 2.7304 | 2.676 | 2.4411 | 2.6079 | 3.4646 | 3.1021 | 2.3331 | 2.4603 | 2.3751 | 2.1402 | 2.307 | 2.7708 | 2.679 | 1.8951 | 2.1701 | 2.1658 | 1.9309 | 2.0978 | MIS_MNWI | 0.019817 | 0.028615 | 0.0021616 | 0.00044424 | 0 | 0 | 0 | 0.0011101 | 0.02347 | 0.00044738 | 0 | 0 | 0 | 0 | 0.046415 | 0.056291 | 0.017471 | 0.010759 | 0.0079733 | 0.0052223 | 0.0082855
MIS_MO | 3.8281 | 3.1103 | 2.3036 | 2.3298 | 2.2728 | 2.0379 | 2.2048 | 3.0747 | 2.7315 | 1.9297 | 2.0865 | 2.0272 | 1.7923 | 1.9592 | 2.5363 | 2.4305 | 1.6086 | 1.8908 | 1.9011 | 1.6662 | 1.8331 | MIS_MO | 0.0047402 | 0.0052264 | 0.0014842 | 0.0005375 | 0.00012485 | 5.6641e-05 | 0.00014451 | 0.0013648 | 0.0046912 | 0.00028798 | 2.4185e-05 | 0 | 0 | 0 | 0.036758 | 0.07439 | 0.022633 | 0.0047749 | 0.0042859 | 0.0029876 | 0.0019313
MIS_MS | 3.7854 | 3.0961 | 2.3179 | 2.2992 | 2.236 | 2.0011 | 2.1679 | 3.0509 | 2.7392 | 1.9247 | 2.074 | 2.0193 | 1.7844 | 1.9513 | 2.8715 | 2.88 | 1.9528 | 2.1337 | 2.1248 | 1.8899 | 2.0567 | MIS_MS | 0.013275 | 0.013095 | 0.012172 | 0.0022719 | 0.0049419 | 0.001781 | 0.0018563 | 0.015412 | 0.016048 | 0.0018689 | 0.00050228 | 0.00027567 | 0.00028783 | 0.000289 | 0.025346 | 0.026562 | 0.011439 | 0.00649 | 0.019132 | 0.0080036 | 0.011393
MIS_WOTA | 3.7653 | 3.0505 | 2.2636 | 2.3091 | 2.275 | 2.0401 | 2.2069 | 3.0734 | 2.7414 | 1.9271 | 2.1094 | 2.0973 | 1.8624 | 2.0292 | 2.7503 | 2.6094 | 1.772 | 2.0448 | 2.0692 | 1.8343 | 2.0011 | MIS_WOTA | 0.054301 | 0.049979 | 0.039786 | 0.025415 | 0.02594 | 0.014697 | 0.010952 | 0.070411 | 0.069494 | 0.028373 | 0.019729 | 0.02141 | 0.0012554 | 0.0017308 | 0.11641 | 0.12023 | 0.087413 | 0.065077 | 0.067448 | 0.065727 | 0.06298
MIS_WUMS | 3.9681 | 3.2461 | 2.512 | 2.5088 | 2.4553 | 2.2204 | 2.3873 | 3.2724 | 2.9115 | 2.1297 | 2.2566 | 2.1682 | 1.9333 | 2.1001 | 2.5782 | 2.4856 | 1.694 | 1.966 | 1.9557 | 1.7208 | 1.8877 | MIS_WUMS | 0.040821 | 0.044945 | 0.033012 | 0.004475 | 0.00045029 | 0.0001165 | 4.3169e-05 | 0.047846 | 0.057503 | 0.020144 | 0.0021502 | 0.00098314 | 0.0006335 | 0.00059796 | 0.092651 | 0.13437 | 0.090368 | 0.063217 | 0.04967 | 0.051227 | 0.057497
NENG_CT | 6.6732 | 6.8352 | 5.8783 | 5.2809 | 4.793 | 4.5581 | 4.725 | 3.2535 | 3.0682 | 2.2722 | 2.3444 | 2.2461 | 2.0112 | 2.1781 | 2.1792 | 2.1937 | 1.5267 | 1.7465 | 1.78 | 1.5451 | 1.7119 | NENG_CT | 0.021456 | 0.010709 | 0.0039514 | 0 | 0 | 0 | 0 | 0.017154 | 0.013939 | 0.00044266 | 0 | 0 | 0 | 0 | 0.062416 | 0.062239 | 0.044148 | 0 | 0 | 0 | 0
NENG_ME | 6.6519 | 6.814 | 5.8571 | 5.2597 | 4.7718 | 4.5369 | 4.7037 | 3.2322 | 3.047 | 2.251 | 2.3231 | 2.2249 | 1.99 | 2.1568 | 2.1579 | 2.1725 | 1.5054 | 1.7253 | 1.7588 | 1.5238 | 1.6907 | NENG_ME | 0.0014239 | 0.00010452 | 8.4381e-05 | 0.00013073 | 0 | 5.5353e-05 | 9.4748e-06 | 0.00040138 | 0.00012388 | 1.0829e-05 | 4.7737e-06 | 0 | 0 | 0 | 0.0021358 | 0.0019016 | 0.001202 | 0.001997 | 0.00078212 | 0.0011079 | 0.0010717
NENGREST | 6.6519 | 6.814 | 5.8571 | 5.2597 | 4.7718 | 4.5369 | 4.7037 | 3.2322 | 3.047 | 2.251 | 2.3231 | 2.2249 | 1.99 | 2.1568 | 2.1579 | 2.1725 | 1.5054 | 1.7253 | 1.7588 | 1.5238 | 1.6907 | NENGREST | 0.02349 | 0.019409 | 0.0023406 | 0.0011033 | 7.442e-05 | 0.0055245 | 0.0049588 | 0.0065558 | 0.012665 | 0.00038279 | 1.7485e-07 | 0 | 4.9682e-07 | 0 | 0.090706 | 0.095589 | 0.065326 | 0.090901 | 0.086961 | 0.096363 | 0.086872
NY_Z_A | 3.2591 | 2.6752 | 2.2566 | 2.282 | 2.2586 | 2.0237 | 2.1906 | 2.5154 | 2.2956 | 1.7789 | 2.0099 | 1.9791 | 1.7442 | 1.911 | 2.0121 | 2.0163 | 1.4614 | 1.7888 | 1.8282 | 1.5933 | 1.7601 | NY_Z_A | 0.0065502 | 0.0064658 | 0.0064658 | 1.7438e-05 | 0 | 0 | 6.1628e-07 | 0.0020163 | 0.0018792 | 1.0308e-05 | 0 | 0 | 0 | 0 | 0.0071392 | 0.0074315 | 0.0029581 | 3.4557e-05 | 4.7703e-05 | 3.9695e-05 | 0.00012041
NY_Z_B | 3.129 | 2.5416 | 2.166 | 2.2388 | 2.2191 | 1.9842 | 2.151 | 2.4418 | 2.2325 | 1.746 | 1.9848 | 1.9558 | 1.7209 | 1.8878 | 1.9467 | 1.9571 | 1.4312 | 1.7649 | 1.807 | 1.5721 | 1.7389 | NY_Z_B | 0.0032525 | 0.0032811 | 0.0032482 | 3.2406e-05 | 2.7056e-05 | 0 | 0 | 0.0034112 | 0.0033765 | 4.0814e-05 | 0 | 0 | 0 | 0 | 0.005671 | 0.005671 | 0.0033305 | 9.0255e-05 | 9.0255e-05 | 0.00010033 | 9.6505e-05
NY_Z_C&E | 3.8075 | 3.2351 | 2.688 | 2.6057 | 2.5749 | 2.34 | 2.5069 | 2.684 | 2.4566 | 1.896 | 2.096 | 2.0555 | 1.8206 | 1.9875 | 2.0668 | 2.0788 | 1.5079 | 1.8038 | 1.8424 | 1.6075 | 1.7744 | NY_Z_C&E | 0.016407 | 0.018792 | 0.015825 | 0.00077668 | 0.0002901 | 0.00021865 | 0.00022631 | 0.016668 | 0.016586 | 0.0036733 | 0 | 0 | 0 | 0 | 0.026638 | 0.026826 | 0.024279 | 0.017497 | 0.017497 | 0.014943 | 0.013999
NY_Z_D | 5.1644 | 4.6221 | 3.7321 | 3.3393 | 3.2867 | 3.0518 | 3.2186 | 3.1684 | 2.9047 | 2.1959 | 2.3184 | 2.2549 | 2.02 | 2.1868 | 2.3071 | 2.3222 | 1.6614 | 1.8817 | 1.9133 | 1.6784 | 1.8452 | NY_Z_D | 0 | 1.2619e-05 | 0 | 0 | 0 | 0 | 0 | 0 | 0 | 0 | 0 | 0 | 0 | 0 | 0.00016643 | 0.00035569 | 0.00020601 | 0 | 0 | 0 | 0
NY_Z_F | 5.1644 | 4.6221 | 3.7321 | 3.3393 | 3.2867 | 3.0518 | 3.2186 | 3.1684 | 2.9047 | 2.1959 | 2.3184 | 2.2549 | 2.02 | 2.1868 | 2.3071 | 2.3222 | 1.6614 | 1.8817 | 1.9133 | 1.6784 | 1.8452 | NY_Z_F | 0.032546 | 0.032633 | 0.0035038 | 0 | 0 | 0 | 0 | 0.022043 | 0.019182 | 4.7254e-05 | 0 | 0 | 0 | 0 | 0.064405 | 0.055897 | 0.040816 | 0.014053 | 0.012541 | 0.0080536 | 0.0081114
NY_Z_G-I | 5.1644 | 4.6221 | 3.7321 | 3.3393 | 3.2867 | 3.0518 | 3.2186 | 3.1684 | 2.9047 | 2.1959 | 2.3184 | 2.2549 | 2.02 | 2.1868 | 2.3071 | 2.3222 | 1.6614 | 1.8817 | 1.9133 | 1.6784 | 1.8452 | NY_Z_G-I | 0.020932 | 0.020932 | 0.015905 | 1.9803e-05 | 9.9013e-06 | 9.9013e-06 | 0.00081584 | 0.028371 | 0.028371 | 0.0010902 | 0 | 0 | 1.3002e-06 | 0.00012596 | 0.039339 | 0.039305 | 0.037668 | 0.021453 | 0.024834 | 0.021049 | 0.020664
NY_Z_J | 6.51 | 6.6914 | 5.4199 | 4.055 | 3.8689 | 3.634 | 3.8009 | 3.3069 | 3.0893 | 2.3044 | 2.3994 | 2.319 | 2.0841 | 2.2509 | 2.3191 | 2.3252 | 1.6786 | 1.8956 | 1.9257 | 1.6908 | 1.8577 | NY_Z_J | 0.01626 | 0.013917 | 6.415e-05 | 0.0074598 | 0.0051835 | 0.0074995 | 0.007803 | 0.037918 | 0.02724 | 0.0041946 | 0.00026201 | 6.533e-05 | 0.00027416 | 0.00065934 | 0.08262 | 0.076455 | 0.062919 | 0.044417 | 0.050495 | 0.073652 | 0.077654
NY_Z_K | 6.51 | 6.6914 | 5.4199 | 4.055 | 3.8689 | 3.634 | 3.8009 | 3.3069 | 3.0893 | 2.3044 | 2.3994 | 2.319 | 2.0841 | 2.2509 | 2.3191 | 2.3252 | 1.6786 | 1.8956 | 1.9257 | 1.6908 | 1.8577 | NY_Z_K | 0.0036471 | 0.0020126 | 3.4959e-05 | 0.0001081 | 0.00011032 | 0.00010701 | 0.00015862 | 0.0072383 | 0.0047284 | 0.00089885 | 0.00010781 | 1.5234e-06 | 1.1022e-05 | 1.7646e-05 | 0.034101 | 0.033919 | 0.010923 | 0.0078636 | 0.0064514 | 0.0073756 | 0.0067203
PJM_AP | 3.2634 | 2.6442 | 2.0975 | 2.1494 | 2.1131 | 1.8781 | 2.045 | 2.403 | 2.1953 | 1.6547 | 1.8661 | 1.8249 | 1.59 | 1.7569 | 1.893 | 1.8999 | 1.3422 | 1.6573 | 1.6817 | 1.4468 | 1.6137 | PJM_AP | 0.047635 | 0.048957 | 0.047936 | 0.047194 | 0.036017 | 0.026335 | 0.039282 | 0.05426 | 0.062589 | 0.053061 | 0.036755 | 0.016637 | 0.0083675 | 0.011565 | 0.078226 | 0.093199 | 0.075143 | 0.067735 | 0.067771 | 0.095317 | 0.15665
PJM_ATSI | 3.349 | 2.6921 | 2.0968 | 2.1547 | 2.1206 | 1.8857 | 2.0525 | 2.629 | 2.3603 | 1.7178 | 1.9197 | 1.8774 | 1.6425 | 1.8093 | 2.1102 | 2.0711 | 1.4021 | 1.7178 | 1.74 | 1.5051 | 1.672 | PJM_ATSI | 0.099931 | 0.10107 | 0.098925 | 0.094736 | 0.084775 | 0.066176 | 0.074482 | 0.13392 | 0.1355 | 0.082543 | 0.076098 | 0.031724 | 0.02558 | 0.029178 | 0.19237 | 0.20498 | 0.16849 | 0.17015 | 0.17466 | 0.19532 | 0.2026
PJM_COMD | 3.8485 | 3.1214 | 2.3775 | 2.4161 | 2.358 | 2.1231 | 2.29 | 3.1474 | 2.7842 | 2.0245 | 2.173 | 2.0935 | 1.8586 | 2.0255 | 2.4874 | 2.3964 | 1.6162 | 1.9126 | 1.9204 | 1.6855 | 1.8523 | PJM_COMD | 0.050916 | 0.055237 | 0.019108 | 0.0011198 | 4.7579e-06 | 4.8699e-06 | 4.8699e-06 | 0.011476 | 0.058664 | 0.0047411 | 0.00031226 | 0 | 0 | 6.2133e-06 | 0.099033 | 0.12145 | 0.083174 | 0.039903 | 0.00018267 | 0.00018679 | 0.00018382
PJM_Dom | 3.8871 | 3.2364 | 2.4479 | 2.4025 | 2.3308 | 2.0959 | 2.2627 | 2.7063 | 2.5067 | 1.8542 | 2.0154 | 1.947 | 1.7121 | 1.8789 | 2.2924 | 2.2685 | 1.6198 | 1.8423 | 1.798 | 1.5631 | 1.73 | PJM_Dom | 0.064829 | 0.076833 | 0.080058 | 0.056153 | 0.029863 | 0 | 0 | 0.1007 | 0.11512 | 0.081254 | 0.026541 | 0.02583 | 0 | 0 | 0.16231 | 0.17977 | 0.15817 | 0.13825 | 0.14073 | 1.4813e-06 | 2.6452e-08
PJM_EMAC | 4.0731 | 3.4506 | 2.672 | 2.5901 | 2.527 | 2.2921 | 2.459 | 2.8401 | 2.6421 | 1.9943 | 2.1505 | 2.0907 | 1.8558 | 2.0226 | 2.3552 | 2.3431 | 1.7018 | 1.923 | 1.9092 | 1.6743 | 1.8411 | PJM_EMAC | 0.08685 | 0.10407 | 0.086642 | 0.03434 | 0.026028 | 0.052364 | 0.088848 | 0.091571 | 0.15503 | 0.047662 | 0.0074808 | 0.011084 | 0.014822 | 0.027722 | 0.25247 | 0.3025 | 0.21644 | 0.19178 | 0.20818 | 0.26888 | 0.29464
PJM_PENE | 2.9786 | 2.3807 | 1.9803 | 2.0696 | 2.0499 | 1.815 | 1.9818 | 2.2915 | 2.0809 | 1.5852 | 1.8232 | 1.7942 | 1.5592 | 1.7261 | 1.7996 | 1.8087 | 1.2741 | 1.6077 | 1.6484 | 1.4135 | 1.5804 | PJM_PENE | 0.034755 | 0.038508 | 0.036807 | 0.03372 | 0.033696 | 0.033707 | 0.029718 | 0.046024 | 0.051491 | 0.045735 | 0.045684 | 0.0013884 | 0.0013817 | 0.0011414 | 0.071679 | 0.093488 | 0.069396 | 0.063639 | 0.063571 | 0.063835 | 0.063826
PJM_SMAC | 3.951 | 3.3086 | 2.5255 | 2.4824 | 2.4125 | 2.1776 | 2.3445 | 2.7284 | 2.5266 | 1.9122 | 2.0831 | 2.027 | 1.7921 | 1.9589 | 2.1667 | 2.1727 | 1.576 | 1.8519 | 1.8674 | 1.6325 | 1.7993 | PJM_SMAC | 0.018815 | 0.019285 | 0.018976 | 0.014361 | 0.014366 | 0.010332 | 0.014373 | 0.024799 | 0.027168 | 0.021355 | 0.00461 | 0.0037275 | 0.003029 | 0.00061594 | 0.040175 | 0.042207 | 0.038696 | 0.035272 | 0.035085 | 0.038454 | 0.038658
PJM_West | 3.5832 | 2.9004 | 2.1907 | 2.2244 | 2.1764 | 1.9415 | 2.1084 | 2.7875 | 2.5067 | 1.8002 | 1.9768 | 1.92 | 1.6851 | 1.852 | 2.3058 | 2.2408 | 1.5163 | 1.7983 | 1.7935 | 1.5586 | 1.7254 | PJM_West | 0.12435 | 0.12615 | 0.13054 | 0.12027 | 0.082813 | 0.084834 | 0.079276 | 0.13699 | 0.17073 | 0.15024 | 0.081987 | 0.032856 | 0.006916 | 0.0069345 | 0.22637 | 0.2579 | 0.25252 | 0.23095 | 0.23433 | 0.25253 | 0.26036
PJM_WMAC | 3.1579 | 2.546 | 2.0554 | 2.1273 | 2.0957 | 1.8607 | 2.0276 | 2.3506 | 2.145 | 1.6255 | 1.8474 | 1.8135 | 1.5786 | 1.7455 | 1.8399 | 1.8512 | 1.3051 | 1.6212 | 1.6602 | 1.4253 | 1.5922 | PJM_WMAC | 0.13183 | 0.1431 | 0.13107 | 0.12049 | 0.11514 | 0.11226 | 0.11524 | 0.14495 | 0.15184 | 0.14427 | 0.10423 | 0.092178 | 0.078886 | 0.080392 | 0.24118 | 0.25174 | 0.229 | 0.18822 | 0.18868 | 0.23176 | 0.23539
S_C_KY | 3.7589 | 3.085 | 2.3538 | 2.3712 | 2.3198 | 2.0849 | 2.2517 | 2.8863 | 2.6171 | 1.9221 | 2.0993 | 2.0487 | 1.8137 | 1.9806 | 2.4302 | 2.3676 | 1.655 | 1.9403 | 1.9464 | 1.7115 | 1.8783 | S_C_KY | 0.0374 | 0.042197 | 0.028168 | 0.023997 | 0.017104 | 0.0105 | 0.0087663 | 0.05516 | 0.055354 | 0.035623 | 0.032735 | 0.010469 | 0.0044874 | 0.0044736 | 0.075568 | 0.090186 | 0.075244 | 0.074052 | 0.079062 | 0.077698 | 0.078812
S_C_TVA | 3.7253 | 3.0446 | 2.2824 | 2.2759 | 2.2169 | 1.982 | 2.1489 | 2.9374 | 2.6382 | 1.8644 | 2.0259 | 1.9717 | 1.7367 | 1.9036 | 2.6098 | 2.5428 | 1.7256 | 1.9592 | 1.9556 | 1.7207 | 1.8875 | S_C_TVA | 0.11489 | 0.13783 | 0.096812 | 0.071038 | 0.023396 | 0.0059901 | 0.0059581 | 0.17025 | 0.17112 | 0.096887 | 0.014041 | 0.003866 | 0.0033008 | 0.0036601 | 0.25176 | 0.26446 | 0.25476 | 0.2126 | 0.1801 | 0.1416 | 0.18717
S_D_AECI | 3.8405 | 3.1281 | 2.287 | 2.3082 | 2.2522 | 2.0173 | 2.1842 | 3.0685 | 2.7356 | 1.9089 | 2.0742 | 2.0251 | 1.7902 | 1.957 | 2.599 | 2.4849 | 1.6385 | 1.9202 | 1.9342 | 1.6993 | 1.8662 | S_D_AECI | 0.017612 | 0.020222 | 0.0083049 | 0.0007283 | 8.9272e-05 | 8.6901e-07 | 8.6901e-07 | 0.010401 | 0.03108 | 0.00094365 | 0 | 0 | 0 | 0 | 0.032929 | 0.051267 | 0.030591 | 0.010594 | 0.010617 | 0.007448 | 0.0065327
S_SOU | 3.7898 | 3.1089 | 2.3239 | 2.2923 | 2.2257 | 1.9908 | 2.1577 | 3.0448 | 2.7331 | 1.9135 | 2.0609 | 2.0064 | 1.7715 | 1.9383 | 2.8652 | 2.9072 | 1.9396 | 2.1082 | 2.0992 | 1.8643 | 2.0311 | S_SOU | 0.23117 | 0.27472 | 0.2413 | 0.1582 | 0.086011 | 0.034164 | 0.015635 | 0.31188 | 0.34792 | 0.26283 | 0.13741 | 0.0512 | 0.013524 | 0.0084327 | 0.49466 | 0.58497 | 0.53306 | 0.46647 | 0.43579 | 0.3925 | 0.39825
S_VACA | 4.1452 | 3.474 | 2.6787 | 2.6339 | 2.5644 | 2.3295 | 2.4963 | 3.2812 | 3.005 | 2.1948 | 2.3413 | 2.2726 | 2.0377 | 2.2045 | 3.0783 | 2.9736 | 2.1354 | 2.3073 | 2.2609 | 2.026 | 2.1928 | S_VACA | 0.13448 | 0.17256 | 0.16832 | 0.15512 | 0.15684 | 0.16525 | 0.18382 | 0.20449 | 0.17526 | 0.15629 | 0.11183 | 0.091455 | 0.075343 | 0.097978 | 0.33227 | 0.35045 | 0.33328 | 0.29984 | 0.32209 | 0.30242 | 0.36857
SPP_KIAM | 3.5235 | 2.8347 | 2.0533 | 2.1112 | 2.0691 | 1.8341 | 2.001 | 2.8123 | 2.5065 | 1.7109 | 1.9003 | 1.862 | 1.6271 | 1.794 | 2.3959 | 2.3117 | 1.4862 | 1.7763 | 1.7972 | 1.5623 | 1.7291 | SPP_KIAM | 0.011895 | 0.015304 | 0 | 0 | 0 | 0 | 0 | 0 | 0 | 0 | 0 | 0 | 0 | 0 | 0.028686 | 0.028686 | 0.0097646 | 0 | 0 | 0 | 0
SPP_N | 3.7492 | 3.0366 | 2.2518 | 2.2872 | 2.2359 | 2.001 | 2.1679 | 3.0119 | 2.6748 | 1.8805 | 2.053 | 2.0073 | 1.7724 | 1.9393 | 2.5048 | 2.418 | 1.5948 | 1.8863 | 1.9039 | 1.669 | 1.8358 | SPP_N | 0.0029712 | 0.0055744 | 0.0018306 | 0.00024549 | 0.00031927 | 0.00081471 | 0.0011549 | 0.00088034 | 0.0026079 | 0.00073281 | 0 | 0 | 0 | 0 | 0.025729 | 0.027135 | 0.0016781 | 0.001098 | 0.0010491 | 0.00099668 | 0.0011864
SPP_NEBR | 4.0432 | 3.3269 | 2.5968 | 2.646 | 2.5992 | 2.3643 | 2.5312 | 3.3371 | 2.9954 | 2.2341 | 2.4108 | 2.3656 | 2.1307 | 2.2976 | 2.7792 | 2.7057 | 1.9231 | 2.2226 | 2.2357 | 2.0008 | 2.1676 | SPP_NEBR | 0.00018049 | 0.00045776 | 0.00016764 | 0.00019898 | 0.00021622 | 0.00024978 | 0.00021016 | 0 | 8.2631e-05 | 6.4715e-05 | 0 | 0 | 0 | 0 | 0.00052059 | 0.00092968 | 0.0011881 | 0.00090704 | 0.0011496 | 0.0013963 | 0.0015345
SPP_SPS | 3.6684 | 2.9902 | 2.3639 | 2.3669 | 2.3596 | 2.1247 | 2.2915 | 2.9188 | 2.6027 | 1.8714 | 2.0391 | 2.063 | 1.8281 | 1.995 | 2.5012 | 2.4287 | 1.8789 | 1.9446 | 2.0035 | 1.7686 | 1.9354 | SPP_SPS | 0.0018714 | 0.0043409 | 0.00045674 | 6.0238e-06 | 2.7816e-05 | 0 | 0 | 8.4682e-05 | 3.808e-05 | 1.6484e-05 | 0 | 0 | 0 | 0 | 0.016369 | 0.014877 | 0.00011742 | 7.0424e-05 | 5.0672e-05 | 1.8125e-06 | 1.8125e-06
SPP_WAUE | 3.6453 | 2.9239 | 2.2344 | 2.2551 | 2.1985 | 1.9636 | 2.1304 | 2.9338 | 2.5753 | 1.8534 | 1.9749 | 1.9001 | 1.6652 | 1.8321 | 2.2504 | 2.1603 | 1.4062 | 1.686 | 1.6763 | 1.4413 | 1.6082 | SPP_WAUE | 0.0002568 | 0.0033233 | 0.00035198 | 0.00021117 | 8.8111e-05 | 0.00035758 | 0.00028947 | 3.9056e-05 | 0.00051849 | 5.2137e-05 | 0 | 0 | 0 | 0 | 0.0073472 | 0.0094152 | 0.0010938 | 0.00075979 | 0.00071354 | 0.00076942 | 0.00064092
SPP_WEST | 3.5235 | 2.8347 | 2.0533 | 2.1112 | 2.0691 | 1.8341 | 2.001 | 2.8123 | 2.5065 | 1.7109 | 1.9003 | 1.862 | 1.6271 | 1.794 | 2.3959 | 2.3117 | 1.4862 | 1.7763 | 1.7972 | 1.5623 | 1.7291 | SPP_WEST | 0.037318 | 0.056371 | 0.009133 | 0.0020763 | 0.0021876 | 0.0042314 | 0.0022823 | 0.01835 | 0.045496 | 0.00017504 | 0 | 0 | 0 | 0 | 0.124 | 0.12889 | 0.0057901 | 0.0012336 | 0.0012395 | 0.0022292 | 0.0025876
WEC_BANC | 4.5786 | 3.7232 | 3.188 | 2.7763 | 2.5916 | 2.3567 | 2.5236 | 3.4984 | 3.0209 | 2.4571 | 2.431 | 2.4746 | 2.2397 | 2.4065 | 3.6146 | 2.9459 | 2.8254 | 2.2654 | 2.1831 | 1.9482 | 2.115 | WEC_BANC | 0.019329 | 0.016322 | 0.015058 | 0.014679 | 0.0065587 | 0.0065587 | 0.0065587 | 0.026075 | 0.024176 | 0.010069 | 0.0088907 | 0.0088907 | 0.0088907 | 0.0088907 | 0.033818 | 0.027062 | 0.012368 | 0.012294 | 0.0035858 | 0.0035858 | 0.0035891
WEC_CALN | 4.5316 | 3.6522 | 3.3337 | 3.002 | 2.9973 | 2.7624 | 2.9293 | 3.3626 | 2.9397 | 2.3694 | 2.3645 | 2.5097 | 2.2748 | 2.4416 | 3.6094 | 3.0383 | 3.1548 | 2.3295 | 2.4168 | 2.1819 | 2.3487 | WEC_CALN | 0.11013 | 0.10192 | 0.063742 | 0.05797 | 0.034288 | 0.034294 | 0.034294 | 0.11785 | 0.095622 | 0.04725 | 0.046714 | 0.0065315 | 0.0065312 | 0.0065312 | 0.090573 | 0.1039 | 0.06595 | 0.023166 | 0.0095919 | 0.018196 | 0.018196
WEC_LADW | 4.6046 | 3.7074 | 3.3045 | 2.9485 | 2.8989 | 2.6639 | 2.8308 | 3.4142 | 2.9686 | 2.3951 | 2.3845 | 2.5047 | 2.2698 | 2.4366 | 3.7244 | 3.0595 | 3.0859 | 2.3219 | 2.3631 | 2.1282 | 2.2951 | WEC_LADW | 0.031062 | 0.032924 | 0.027831 | 0.025031 | 0.021115 | 0.021115 | 0.021115 | 0.039926 | 0.039083 | 0.029232 | 0.028684 | 0.0071557 | 0.012885 | 0.00956 | 0.04375 | 0.044179 | 0.039656 | 0.039825 | 0.017161 | 0.016889 | 0.012459
WEC_SDGE | 4.6425 | 3.7018 | 3.4302 | 3.1294 | 3.2147 | 2.9798 | 3.1467 | 3.3401 | 2.9259 | 2.3418 | 2.3444 | 2.5425 | 2.3076 | 2.4744 | 3.8447 | 3.1826 | 3.3554 | 2.3858 | 2.5516 | 2.3167 | 2.4835 | WEC_SDGE | 0.014907 | 0.017177 | 0.010429 | 0.0068857 | 4.4657e-05 | 4.4197e-05 | 0.0015086 | 0.024783 | 0.017488 | 0.0075606 | 0.0038825 | 0.0075077 | 0.0075076 | 0.0081205 | 0.033925 | 0.010497 | 0.0061515 | 0.0098295 | 0.0097643 | 0.0097643 | 0.0097643
WECC_AZ | 4.1573 | 3.3193 | 3.1718 | 2.8674 | 2.9723 | 2.7374 | 2.9042 | 3.0442 | 2.666 | 2.0942 | 2.0868 | 2.3046 | 2.0697 | 2.2365 | 3.2489 | 2.8621 | 3.1088 | 2.1398 | 2.3196 | 2.0846 | 2.2515 | WECC_AZ | 0.044589 | 0.068493 | 0.055339 | 0.054815 | 0.047398 | 0.048305 | 0.051963 | 0.092251 | 0.093476 | 0.046703 | 0.041336 | 0.039739 | 0.034497 | 0.043808 | 0.16427 | 0.20817 | 0.13339 | 0.14911 | 0.090156 | 0.090206 | 0.11852
WECC_CO | 3.8378 | 3.1566 | 2.8567 | 2.7005 | 2.7362 | 2.5013 | 2.6681 | 2.9866 | 2.6352 | 2.0124 | 2.1134 | 2.2246 | 1.9897 | 2.1566 | 2.4883 | 2.3944 | 2.5478 | 2.063 | 2.1865 | 1.9516 | 2.1184 | WECC_CO | 0.039036 | 0.044723 | 0.053976 | 0.049691 | 0.04289 | 0.030503 | 0.042286 | 0.04787 | 0.037831 | 0.04019 | 0.023394 | 0.011044 | 0.0055786 | 0.008381 | 0.091166 | 0.072105 | 0.068277 | 0.040759 | 0.023124 | 0.0044401 | 0.004951
WECC_ID | 3.8524 | 3.1937 | 3.1071 | 2.8542 | 2.9216 | 2.6867 | 2.8536 | 2.9408 | 2.5913 | 2.0386 | 2.0647 | 2.2521 | 2.0172 | 2.184 | 2.2652 | 2.2182 | 2.9431 | 2.0594 | 2.2256 | 1.9907 | 2.1575 | WECC_ID | 0.017347 | 0.017395 | 0.016049 | 0.034474 | 0.016765 | 0.016746 | 0.017712 | 0.023521 | 0.023515 | 0.023456 | 0.022844 | 0.013069 | 0.0019869 | 0.0064242 | 0.038551 | 0.039273 | 0.0089323 | 0.016604 | 0.0012572 | 0.000324 | 0.00089154
WECC_IID | 4.6306 | 3.6916 | 3.421 | 3.1208 | 3.2061 | 2.9712 | 3.138 | 3.3299 | 2.9162 | 2.333 | 2.3379 | 2.5348 | 2.2998 | 2.4667 | 3.8343 | 3.1732 | 3.3463 | 2.3785 | 2.5432 | 2.3083 | 2.4751 | WECC_IID | 0 | 0 | 0 | 0 | 0 | 0 | 0 | 0 | 0 | 0 | 0 | 0 | 0 | 0 | 0 | 0 | 0 | 0 | 0 | 0 | 0
WECC_MT | 3.8068 | 3.1062 | 2.5139 | 2.5502 | 2.4912 | 2.2563 | 2.4232 | 3.1771 | 2.8297 | 2.1764 | 2.2858 | 2.2255 | 1.9906 | 2.1574 | 2.5135 | 2.425 | 1.7152 | 1.9985 | 1.9659 | 1.731 | 1.8978 | WECC_MT | 0 | 0.00037592 | 0.020699 | 0.0086211 | 0.001203 | 0.0006841 | 0.0011489 | 0 | 0 | 0 | 0 | 0 | 0 | 0 | 0 | 0.0008117 | 2.1712e-05 | 0 | 0 | 0 | 0
WECC_NM | 3.6711 | 2.9771 | 2.6461 | 2.4924 | 2.5487 | 2.3137 | 2.4806 | 2.8207 | 2.4499 | 1.8056 | 1.9122 | 2.0508 | 1.8159 | 1.9828 | 2.5643 | 2.3816 | 2.4153 | 1.9236 | 2.0578 | 1.8229 | 1.9898 | WECC_NM | 0.0093918 | 0.012521 | 0.011677 | 0.011634 | 0.0089339 | 0.004445 | 0.01319 | 0.012487 | 0.01365 | 0.02696 | 0.014949 | 0.0098866 | 0.0024253 | 0.0083268 | 0.042564 | 0.05273 | 0.049842 | 0.035125 | 0.070191 | 0.064512 | 0.058105
WECC_NNV | 4.0743 | 3.3277 | 3.2156 | 2.9626 | 3.0331 | 2.7982 | 2.965 | 3.0587 | 2.6947 | 2.1425 | 2.169 | 2.3608 | 2.1259 | 2.2927 | 2.7874 | 2.5724 | 3.0841 | 2.1752 | 2.3492 | 2.1143 | 2.2811 | WECC_NNV | 0.00042723 | 0.0086053 | 0.0086053 | 0.0086053 | 0.0086053 | 0.0017031 | 0.0019844 | 0.001841 | 0.0079754 | 0.0031154 | 0.0031194 | 0.0032033 | 5.8649e-05 | 0 | 0.013508 | 0.01809 | 0.0017529 | 0.0047185 | 0.0060969 | 0.00055654 | 0.00065699
WECC_PNW | 3.9308 | 3.2125 | 2.9129 | 2.5679 | 2.4444 | 2.2095 | 2.3764 | 2.9822 | 2.5948 | 2.0343 | 2.038 | 2.0822 | 1.8472 | 2.0141 | 2.4775 | 2.2599 | 2.1466 | 1.8453 | 1.857 | 1.6221 | 1.7889 | WECC_PNW | 0.06898 | 0.068059 | 0.059622 | 0.045985 | 0.045974 | 0.045686 | 0.04592 | 0.0056401 | 0.037945 | 0.045376 | 0.025437 | 0.011227 | 0.012635 | 0.008864 | 0.014724 | 0.011692 | 0.00020526 | 1.2069e-05 | 0.00056715 | 0.00027877 | 0.0013025
WECC_SCE | 4.508 | 3.6166 | 3.4066 | 3.1149 | 3.2002 | 2.9653 | 3.1321 | 3.2947 | 2.899 | 2.3256 | 2.3313 | 2.5272 | 2.2923 | 2.4592 | 3.6068 | 3.0845 | 3.3194 | 2.3616 | 2.5337 | 2.2987 | 2.4656 | WECC_SCE | 0.052961 | 0.053776 | 0.014255 | 0.012143 | 0.0081374 | 0.0084497 | 0.0087149 | 0.063144 | 0.038787 | 0.01264 | 0.011971 | 0.0045539 | 0.0050957 | 0.0051933 | 0.082824 | 0.02238 | 0.017185 | 0.017481 | 0.0060083 | 0.0060086 | 0.0060086
WECC_SNV | 4.1801 | 3.348 | 3.2093 | 2.9551 | 3.0242 | 2.7893 | 2.9561 | 3.0626 | 2.6895 | 2.1364 | 2.1669 | 2.357 | 2.1221 | 2.2889 | 3.1823 | 2.8096 | 3.114 | 2.177 | 2.3538 | 2.1189 | 2.2858 | WECC_SNV | 0.029536 | 0.039614 | 0.040988 | 0.044982 | 0.044999 | 0.012358 | 0.012807 | 0.037847 | 0.032592 | 0.027778 | 0.033386 | 0.02881 | 0.012983 | 0.012344 | 0.042006 | 0.048929 | 0.046628 | 0.052757 | 0.055412 | 0.016141 | 0.019371
WECC_UT | 3.8773 | 3.2154 | 3.1254 | 2.8685 | 2.9436 | 2.7087 | 2.8756 | 2.9655 | 2.6047 | 2.0488 | 2.1062 | 2.2919 | 2.057 | 2.2238 | 2.4386 | 2.341 | 2.9981 | 2.122 | 2.2992 | 2.0643 | 2.2312 | WECC_UT | 0.042054 | 0.044221 | 0.036544 | 0.038328 | 0.040995 | 0.051356 | 0.05773 | 0.048175 | 0.057976 | 0.054679 | 0.054901 | 0.047357 | 0.038979 | 0.054363 | 0.081797 | 0.085431 | 0.059961 | 0.067158 | 0.053275 | 0.052382 | 0.062047
WECC_WY | 3.64 | 2.9325 | 2.3377 | 2.4035 | 2.367 | 2.1321 | 2.299 | 2.9138 | 2.5564 | 1.8589 | 1.9987 | 2.0253 | 1.7904 | 1.9573 | 2.2902 | 2.2157 | 1.71 | 1.8347 | 1.9159 | 1.681 | 1.8478 | WECC_WY | 0 | 0.0012351 | 0.001944 | 0.0012908 | 0.0027906 | 0.0013215 | 0.0061317 | 1.8774e-05 | 0.00017021 | 1.311e-05 | 6.0038e-05 | 3.745e-05 | 0 | 6.0633e-05 | 0.001299 | 0.0098415 | 0.025232 | 0.015108 | 0.013834 | 0.00057239 | 0.0081855